## Graph
Product Raw Data
Mounted IR LEDs
DISCLAIMER: The data presented here are typical. Slight variations in performance data will occur from lot to lot. Please contact Technical Support with any questions regarding the use or reliability of this data.
This data may be used in publications. However, please cite Thorlabs as the source.
Additional Information:
For each mounted LED, the normalized output spectrum has been scaled to the minimum specified output power and plotted in the graph to the right. Due to variations in the manufacturing process and operating parameters such as temperature and current, the actual spectral output of any given LED will vary. Output plots are only intended to be used as a guideline.

## Spectra Scaled to Min Power
LED Item # | M780L3 |  | M780LP1 |  | M810L3 |  | M850L3 |  | M850LP1 |  | M880L3 |  | M940L3 |  | M970L4 |  | M1050L2 |  | M1050L4 |  | M1100L1 |  | M1200L3 |  | M1300L3 |  | M1300L4 |  | M1450L4 |  | M1550L3 |  | M1650L4
Min Output Power (mW) | 200 |  | 800 |  | 325 |  | 900 |  | 1400 |  | 300 |  | 800 |  | 600 |  | 50 |  | 160 |  | 168 |  | 30 |  | 25 |  | 122.8 |  | 81.8 |  | 31 |  | 13
Scaling Constant | 5.3394 |  | 22.4288 |  | 8.9339 |  | 26.0852 |  | 33.1867 |  | 5.4681 |  | 10.93 |  | 9.0425 |  | 0.65005 |  | 3.5247 |  | 2.4049 |  | 0.4672 |  | 0.27481 |  | 1.1889 |  | 0.68029 |  | 0.2769 |  | 0.079441
Spectra | Wavelength (nm) | Spectral Flux (mW/nm) | Wavelength (nm) | Spectral Flux (mW/nm) | Wavelength (nm) | Spectral Flux (mW/nm) | Wavelength (nm) | Spectral Flux (mW/nm) | Wavelength (nm) | Spectral Flux (mW/nm) | Wavelength (nm) | Spectral Flux (mW/nm) | Wavelength (nm) | Spectral Flux (mW/nm) | Wavelength (nm) | Spectral Flux (mW/nm) | Wavelength (nm) | Spectral Flux (mW/nm) | Wavelength (nm) | Spectral Flux (mW/nm) | Wavelength (nm) | Spectral Flux (mW/nm) | Wavelength (nm) | Spectral Flux (mW/nm) | Wavelength (nm) | Spectral Flux (mW/nm) | Wavelength (nm) | Spectral Flux (mW/nm) | Wavelength (nm) | Spectral Flux (mW/nm) | Wavelength (nm) | Spectral Flux (mW/nm) | Wavelength (nm) | Spectral Flux (mW/nm)
| 498.5586 | 0.0082761 | 199.9755 | 0 | 199.9755 | 0 | 497.0539 | 0.00017392 | 199.9755 | 0 | 501.1841 | 0.00043694 | 498.5586 | 0.043173 | 199.9755 | 0 | 799.9811 | 0.0021582 | 800.0059 | 5.9746e-05 | 600.175 | 0.0061605 | 1063.4777 | 0.0011216 | 999.8354 | 0.013697 | 600 | 0.020042 | 1000 | 0.00046477 | 999.7389 | 0 | 999.7327 | 0.0044511
| 498.7121 | 0.010892 | 200.1769 | 0 | 200.1769 | 0 | 497.2087 | 0.00078262 | 200.1769 | 0 | 501.3362 | 3.2907e-05 | 498.7121 | 0.043392 | 200.1769 | 0 | 800.0448 | 0.0033287 | 800.2435 | 0.00027491 | 600.285 | 0.0034447 | 1063.5331 | 0.0011196 | 999.9578 | 0.013654 | 601 | 0.014456 | 1001 | 0.00050556 | 999.7879 | 0 | 999.7816 | 0.0044177
| 498.8657 | 0.0092906 | 200.3784 | 0 | 200.3784 | 0 | 497.3637 | 0 | 200.3784 | 0 | 501.4883 | 0.00027752 | 498.8657 | 0.040987 | 200.3784 | 0 | 800.1085 | 0.0023851 | 800.4811 | 6.1898e-05 | 600.395 | 0.004733 | 1063.5885 | 0.001117 | 1000.0803 | 0.013586 | 602 | 0.032533 | 1002 | 0.00041234 | 999.8369 | 0 | 999.8306 | 0.0043661
| 499.0192 | 0.010519 | 200.5799 | 0 | 200.5799 | 0 | 497.5186 | 0 | 200.5799 | 0 | 501.6404 | 0.00031262 | 499.0192 | 0.043283 | 200.5799 | 0 | 800.1722 | 0.0016554 | 800.7187 | 0.00035759 | 600.506 | 0.0037721 | 1063.6439 | 0.001114 | 1000.2028 | 0.013497 | 603 | 0.034273 | 1003 | 0.00044121 | 999.8859 | 0 | 999.8796 | 0.0043057
| 499.1728 | 0.0099313 | 200.7814 | 0 | 200.7814 | 0 | 497.6735 | 0 | 200.7814 | 0 | 501.7926 | 0.00029288 | 499.1728 | 0.041643 | 200.7814 | 0 | 800.236 | 0.0020107 | 800.9564 | 0.00010274 | 600.616 | 0.0067245 | 1063.6993 | 0.0011105 | 1000.3253 | 0.013396 | 604 | 0.026556 | 1004 | 0.00047096 | 999.9348 | 0 | 999.9285 | 0.0042453
| 499.3263 | 0.0037555 | 200.9829 | 0 | 200.9829 | 0 | 497.8284 | 0.00078262 | 200.9829 | 0 | 501.9447 | 0.00034662 | 499.3263 | 0.043283 | 200.9829 | 0 | 800.2997 | 0.0024765 | 801.194 | 0.00035266 | 600.727 | 0.0036646 | 1063.7548 | 0.0011066 | 1000.4479 | 0.013295 | 605 | 0.014375 | 1005 | 0.00056643 | 999.9838 | 0 | 999.9775 | 0.0041953
| 499.4799 | 0.0071548 | 201.1845 | 0 | 201.1845 | 0 | 497.9833 | 0 | 201.1845 | 0 | 502.0968 | 0.00020293 | 499.4799 | 0.040878 | 201.1845 | 0 | 800.3634 | 0.0022971 | 801.4316 | 6.4032e-05 | 600.837 | 0.0054349 | 1063.8102 | 0.0011022 | 1000.5705 | 0.013207 | 606 | 0.02487 | 1006 | 0.00047205 | 1000.0328 | 0 | 1000.0265 | 0.0041619
| 499.6335 | 0.0069412 | 201.3861 | 0 | 201.3861 | 0 | 498.1383 | 0.00078262 | 201.3861 | 0 | 502.249 | 0.0003916 | 499.6335 | 0.042736 | 201.3861 | 0 | 800.4272 | 0.0012496 | 801.6693 | 0.00026161 | 600.948 | 0.0033447 | 1063.8656 | 0.0010974 | 1000.6931 | 0.013142 | 607 | 0.011809 | 1007 | 0.00043407 | 1000.0818 | 0 | 1000.0755 | 0.0041484
| 499.7871 | 0.0118 | 201.5876 | 0 | 201.5876 | 0 | 498.2932 | 0 | 201.5876 | 0 | 502.4012 | 0.00019854 | 499.7871 | 0.040878 | 201.5876 | 0 | 800.4909 | 0.0013368 | 801.9069 | 2.3286e-05 | 601.058 | 0.0046578 | 1063.921 | 0.0010921 | 1000.8158 | 0.013104 | 608 | 0.020023 | 1008 | 0.00047382 | 1000.1308 | 0 | 1000.1245 | 0.0041548
| 499.9407 | 0.0098779 | 201.7892 | 0 | 201.7892 | 0 | 498.4482 | 0.00026087 | 201.7892 | 0 | 502.5533 | 0.00037734 | 499.9407 | 0.043173 | 201.7893 | 0 | 800.5547 | 0.0019624 | 802.1446 | 0.00029255 | 601.169 | 0.0050599 | 1063.9764 | 0.0010864 | 1000.9385 | 0.013089 | 609 | 0.020429 | 1009 | 0.00054067 | 1000.1798 | 0 | 1000.1735 | 0.0041754
| 500.0942 | 0.0054462 | 201.9909 | 0 | 201.9909 | 0 | 498.6032 | 0.00017392 | 201.9909 | 0 | 502.7055 | 0.00023035 | 500.0942 | 0.041425 | 201.9909 | 0 | 800.6185 | 0.0020919 | 802.3823 | 4.9217e-05 | 601.28 | 0.0038877 | 1064.0319 | 0.0010803 | 1001.0612 | 0.013086 | 610 | 0.01948 | 1010 | 0.00039603 | 1000.2288 | 0 | 1000.2225 | 0.0042056
| 500.2479 | 0.0057132 | 202.1925 | 0 | 202.1925 | 0 | 498.7581 | 0.0013044 | 202.1925 | 0 | 502.8577 | 0.00033017 | 500.2479 | 0.044266 | 202.1925 | 0 | 800.6823 | 0.0022197 | 802.62 | 0.00030024 | 601.39 | 0.0060651 | 1064.0874 | 0.0010739 | 1001.184 | 0.013079 | 611 | 0.01219 | 1011 | 0.0004184 | 1000.2778 | 0 | 1000.2715 | 0.004239
| 500.4015 | 0.010305 | 202.3942 | 0 | 202.3942 | 0 | 498.9131 | 0 | 202.3942 | 0 | 503.01 | 0.00027423 | 500.4015 | 0.042299 | 202.3942 | 0 | 800.7462 | 0.0021131 | 802.8577 | 0.00013469 | 601.501 | 0.0049826 | 1064.1428 | 0.001067 | 1001.3068 | 0.013057 | 612 | 0.024045 | 1012 | 0.00056812 | 1000.3268 | 0 | 1000.3206 | 0.0042692
| 500.5551 | 0.0077955 | 202.5959 | 0 | 202.5959 | 0 | 499.0681 | 0.00078262 | 202.5959 | 0 | 503.1622 | 0.00032688 | 500.5551 | 0.044813 | 202.5959 | 0 | 800.8099 | 0.0020775 | 803.0954 | 0.00033202 | 601.612 | 0.0056636 | 1064.1982 | 0.0010597 | 1001.4296 | 0.013012 | 613 | 0.025525 | 1013 | 0.00045979 | 1000.3759 | 0 | 1000.3696 | 0.004293
| 500.7088 | 0.01164 | 202.7976 | 0 | 202.7976 | 0 | 499.2231 | 0 | 202.7976 | 0 | 503.3144 | 0.00028191 | 500.7088 | 0.041862 | 202.7976 | 0 | 800.8737 | 0.0017788 | 803.3331 | 8.1552e-05 | 601.723 | 0.0080199 | 1064.2538 | 0.0010521 | 1001.5524 | 0.012951 | 614 | 0.02037 | 1014 | 0.00044423 | 1000.4249 | 0 | 1000.4186 | 0.0043097
| 500.8624 | 0.010252 | 202.9993 | 0 | 202.9993 | 0 | 499.3781 | 0.00026087 | 202.9993 | 0 | 503.4666 | 0.00018428 | 500.8624 | 0.044266 | 202.9993 | 0 | 800.9376 | 0.0022297 | 803.5708 | 0.00034043 | 601.834 | 0.0060277 | 1064.3092 | 0.0010441 | 1001.6752 | 0.012888 | 615 | 0.03488 | 1015 | 0.00049206 | 1000.4739 | 0 | 1000.4677 | 0.0043192
| 501.0161 | 0.017246 | 203.201 | 0 | 203.201 | 0 | 499.5331 | 0 | 203.201 | 0 | 503.6189 | 0.00041244 | 501.0161 | 0.042408 | 203.201 | 0 | 801.0015 | 0.0022104 | 803.8085 | 0.00010872 | 601.945 | 0.0037179 | 1064.3647 | 0.0010358 | 1001.7982 | 0.012843 | 616 | 0.016593 | 1016 | 0.00047482 | 1000.523 | 0 | 1000.5167 | 0.0043256
| 501.1698 | 0.0091838 | 203.4028 | 0 | 203.4028 | 0 | 499.6881 | 0.00026087 | 203.4028 | 0 | 503.7712 | 0.00018209 | 501.1698 | 0.045359 | 203.4028 | 0 | 801.0652 | 0.0018341 | 804.0463 | 0.00033503 | 602.056 | 0.0051853 | 1064.4202 | 0.0010272 | 1001.9211 | 0.012832 | 617 | 0.015676 | 1017 | 0.00043447 | 1000.572 | 0 | 1000.5657 | 0.0043303
| 501.3234 | 0.0118 | 203.6046 | 0 | 203.6046 | 0 | 499.8432 | 0.00017392 | 203.6046 | 0 | 503.9234 | 0.0004607 | 501.3234 | 0.043611 | 203.6045 | 0 | 801.129 | 0.0016451 | 804.284 | 8.2053e-05 | 602.167 | 0.0035667 | 1064.4757 | 0.0010183 | 1002.0441 | 0.012859 | 618 | 0.016942 | 1018 | 0.00034149 | 1000.621 | 0 | 1000.6147 | 0.0043367
| 501.4771 | 0.0098779 | 203.8063 | 0 | 203.8063 | 0 | 499.9982 | 0.00026087 | 203.8063 | 0 | 504.0757 | 0.00015905 | 501.4771 | 0.046234 | 203.8064 | 0 | 801.1929 | 0.0019282 | 804.5218 | 0.00031891 | 602.278 | 0.0036475 | 1064.5312 | 0.0010091 | 1002.1671 | 0.012911 | 619 | 0.036387 | 1019 | 0.00053047 | 1000.6701 | 0 | 1000.6638 | 0.0043454
| 501.6308 | 0.012868 | 204.0082 | 0 | 204.0082 | 0 | 500.1532 | 0.00017392 | 204.0082 | 0 | 504.228 | 0.00032359 | 501.6308 | 0.044376 | 204.0082 | 0 | 801.2568 | 0.0018407 | 804.7595 | 8.2265e-05 | 602.389 | 0.0042094 | 1064.5867 | 0.00099953 | 1002.29 | 0.012964 | 620 | 0.023252 | 1020 | 0.00050355 | 1000.7192 | 0 | 1000.7129 | 0.004355
| 501.7845 | 0.0095041 | 204.21 | 0 | 204.21 | 0 | 500.3083 | 0.00078262 | 204.21 | 0 | 504.3803 | 0.00028958 | 501.7845 | 0.046234 | 204.21 | 0 | 801.3207 | 0.0023877 | 804.9973 | 0.00036792 | 602.5 | 0.0053657 | 1064.6422 | 0.00098978 | 1002.4131 | 0.012991 | 621 | 0.01192 | 1021 | 0.00049178 | 1000.7682 | 0 | 1000.762 | 0.0043637
| 501.9382 | 0.015698 | 204.4118 | 0 | 204.4118 | 0 | 500.4633 | 0 | 204.4118 | 0 | 504.5326 | 0.00027203 | 501.9382 | 0.043064 | 204.4118 | 0 | 801.3846 | 0.00142 | 805.2351 | 9.8836e-05 | 602.611 | 0.0046493 | 1064.6978 | 0.0009798 | 1002.5362 | 0.012973 | 622 | 0.015715 | 1022 | 0.00046325 | 1000.8173 | 0 | 1000.811 | 0.0043677
| 502.092 | 0.0072082 | 204.6137 | 0 | 204.6137 | 0 | 500.6184 | 0.00078262 | 204.6137 | 0 | 504.685 | 0.00030823 | 502.092 | 0.044266 | 204.6137 | 0 | 801.4485 | 0.0020106 | 805.4729 | 0.00035371 | 602.722 | 0.0043177 | 1064.7533 | 0.00096959 | 1002.6593 | 0.012909 | 623 | 0.013457 | 1023 | 0.0005336 | 1000.8663 | 0 | 1000.8601 | 0.0043661
| 502.2457 | 0.010305 | 204.8156 | 0 | 204.8156 | 0 | 500.7735 | 0 | 204.8156 | 0 | 504.8373 | 0.00027203 | 502.2457 | 0.041753 | 204.8156 | 0 | 801.5124 | 0.0024081 | 805.7107 | 6.4493e-05 | 602.833 | 0.0031719 | 1064.8088 | 0.00095918 | 1002.7824 | 0.012815 | 624 | 0.00924 | 1024 | 0.00041306 | 1000.9154 | 0 | 1000.9091 | 0.0043558
| 502.3995 | 0.011533 | 205.0175 | 0 | 205.0175 | 0 | 500.9286 | 0.00078262 | 205.0175 | 0 | 504.9897 | 0.00027423 | 502.3995 | 0.045032 | 205.0175 | 0 | 801.5764 | 0.0018338 | 805.9485 | 0.00035826 | 602.945 | 0.0055722 | 1064.8643 | 0.00094852 | 1002.9056 | 0.012722 | 625 | 0.012937 | 1025 | 0.00034934 | 1000.9645 | 0 | 1000.9583 | 0.0043383
| 502.5532 | 0.012975 | 205.2194 | 0 | 205.2194 | 0 | 501.0836 | 0 | 205.2194 | 0 | 505.142 | 0.00030933 | 502.5532 | 0.042408 | 205.2194 | 0 | 801.6404 | 0.0015866 | 806.1863 | 8.4627e-05 | 603.056 | 0.0035466 | 1064.9198 | 0.00093776 | 1003.0288 | 0.012662 | 626 | 0.022914 | 1026 | 0.0004827 | 1001.0136 | 0 | 1001.0073 | 0.0043145
| 502.707 | 0.0056598 | 205.4214 | 0 | 205.4214 | 0 | 501.2387 | 0 | 205.4214 | 0 | 505.2944 | 0.00026655 | 502.707 | 0.044813 | 205.4214 | 0 | 801.7042 | 0.0015426 | 806.4241 | 0.00038036 | 603.167 | 0.0071666 | 1064.9753 | 0.00092684 | 1003.152 | 0.012661 | 627 | 0.022006 | 1027 | 0.00048847 | 1001.0627 | 0 | 1001.0564 | 0.0042874
| 502.8607 | 0.016499 | 205.6233 | 0 | 205.6233 | 0 | 501.3938 | 0 | 205.6233 | 0 | 505.4468 | 0.00026326 | 502.8607 | 0.041862 | 205.6233 | 0 | 801.7682 | 0.0015915 | 806.6619 | 8.007e-05 | 603.279 | 0.0065508 | 1065.031 | 0.00091585 | 1003.2753 | 0.01273 | 628 | 0.019388 | 1028 | 0.00041147 | 1001.1118 | 0 | 1001.1055 | 0.0042596
| 503.0145 | 0.0080625 | 205.8253 | 0 | 205.8253 | 0 | 501.5489 | 0.00078262 | 205.8253 | 0 | 505.5992 | 0.00028739 | 503.0145 | 0.044813 | 205.8253 | 0 | 801.8323 | 0.0021166 | 806.8998 | 0.00034975 | 603.39 | 0.0040512 | 1065.0865 | 0.00090468 | 1003.3986 | 0.012867 | 629 | 0.02185 | 1029 | 0.00051892 | 1001.1609 | 0 | 1001.1546 | 0.0042326
| 503.1683 | 0.010038 | 206.0273 | 0 | 206.0273 | 0 | 501.7041 | 0 | 206.0273 | 0 | 505.7516 | 0.00027642 | 503.1683 | 0.042408 | 206.0273 | 0 | 801.8962 | 0.002737 | 807.1376 | 3.7485e-05 | 603.502 | 0.0050166 | 1065.1421 | 0.00089343 | 1003.5219 | 0.013061 | 630 | 0.015211 | 1030 | 0.00052165 | 1001.21 | 0 | 1001.2037 | 0.004208
| 503.3221 | 0.0059267 | 206.2293 | 0 | 206.2293 | 0 | 501.8592 | 0.00026087 | 206.2293 | 0 | 505.904 | 0.00022267 | 503.3221 | 0.044048 | 206.2293 | 0 | 801.9601 | 0.0021281 | 807.3755 | 0.00036588 | 603.613 | 0.0039588 | 1065.1976 | 0.0008821 | 1003.6453 | 0.013297 | 631 | 0.026103 | 1031 | 0.00045921 | 1001.2591 | 0 | 1001.2528 | 0.0041866
| 503.4759 | 0.0097711 | 206.4314 | 0 | 206.4314 | 0 | 502.0143 | 0.00017392 | 206.4314 | 0 | 506.0564 | 0.00032359 | 503.4759 | 0.041425 | 206.4314 | 0 | 802.0242 | 0.001633 | 807.6133 | 0.00010074 | 603.725 | 0.0056432 | 1065.2532 | 0.00087071 | 1003.7687 | 0.01356 | 632 | 0.0093147 | 1032 | 0.00037608 | 1001.3082 | 0 | 1001.3019 | 0.0041667
| 503.6298 | 0.0057132 | 206.6334 | 0 | 206.6334 | 0 | 502.1695 | 0.00078262 | 206.6334 | 0 | 506.2088 | 0.0002501 | 503.6298 | 0.044376 | 206.6334 | 0 | 802.0882 | 0.0017354 | 807.8512 | 0.00038822 | 603.837 | 0.003803 | 1065.3088 | 0.00085934 | 1003.8921 | 0.013833 | 633 | 0.013435 | 1033 | 0.0003963 | 1001.3574 | 0 | 1001.3511 | 0.0041468
| 503.7836 | 0.012868 | 206.8355 | 0 | 206.8355 | 0 | 502.3246 | 0 | 206.8355 | 0 | 506.3613 | 0.0002841 | 503.7836 | 0.042736 | 206.8355 | 0 | 802.1522 | 0.0015569 | 808.0891 | 9.1118e-05 | 603.948 | 0.0032419 | 1065.3644 | 0.00084789 | 1004.0155 | 0.014101 | 634 | 0.018593 | 1034 | 0.00037923 | 1001.4064 | 0 | 1001.4002 | 0.0041238
| 503.9374 | 0.0083295 | 207.0376 | 0 | 207.0376 | 0 | 502.4798 | 0.00026087 | 207.0376 | 0 | 506.5138 | 0.000283 | 503.9374 | 0.04525 | 207.0376 | 0 | 802.2162 | 0.0010632 | 808.327 | 0.00029511 | 604.06 | 0.0028532 | 1065.4199 | 0.00083644 | 1004.139 | 0.014346 | 635 | 0.01301 | 1035 | 0.00054133 | 1001.4556 | 0 | 1001.4493 | 0.0040976
| 504.0913 | 0.015377 | 207.2397 | 0 | 207.2397 | 0 | 502.6349 | 0.00017392 | 207.2397 | 0 | 506.6662 | 0.00021609 | 504.0913 | 0.04208 | 207.2397 | 0 | 802.2803 | 0.0009339 | 808.5649 | 9.3209e-05 | 604.172 | 0.0040394 | 1065.4756 | 0.00082506 | 1004.2625 | 0.014556 | 636 | 0.022865 | 1036 | 0.0004768 | 1001.5047 | 0 | 1001.4984 | 0.0040666
| 504.2451 | 0.0061937 | 207.4418 | 0 | 207.4418 | 0 | 502.7901 | 0.00026087 | 207.4418 | 0 | 506.8187 | 0.00032469 | 504.2451 | 0.044157 | 207.4418 | 0 | 802.3444 | 0.0016968 | 808.8028 | 0.00034387 | 604.284 | 0.0051059 | 1065.5311 | 0.00081365 | 1004.386 | 0.014724 | 637 | 0.018667 | 1037 | 0.00030049 | 1001.5539 | 0 | 1001.5476 | 0.0040308
| 504.399 | 0.010786 | 207.644 | 0 | 207.644 | 0 | 502.9453 | 0.00069566 | 207.644 | 0 | 506.9712 | 0.00025339 | 504.399 | 0.042627 | 207.644 | 0 | 802.4084 | 0.0015867 | 809.0407 | 0.00011069 | 604.395 | 0.0047631 | 1065.5868 | 0.00080235 | 1004.5096 | 0.014849 | 638 | 0.014441 | 1038 | 0.00052269 | 1001.603 | 0 | 1001.5967 | 0.0039919
| 504.5529 | 0.01212 | 207.8462 | 0 | 207.8462 | 0 | 503.1005 | 0.00078262 | 207.8462 | 0 | 507.1237 | 0.00029178 | 504.5529 | 0.045469 | 207.8462 | 0 | 802.4725 | 0.001543 | 809.2787 | 0.00040612 | 604.507 | 0.0066795 | 1065.6425 | 0.00079111 | 1004.6332 | 0.014938 | 639 | 0.019324 | 1039 | 0.0004146 | 1001.6522 | 0 | 1001.6459 | 0.0039522
| 504.7067 | 0.008543 | 208.0483 | 0 | 208.0483 | 0 | 503.2557 | 0.0017392 | 208.0483 | 0 | 507.2762 | 0.00026984 | 504.7067 | 0.043392 | 208.0483 | 0 | 802.5366 | 0.0018918 | 809.5166 | 7.4254e-05 | 604.619 | 0.0049784 | 1065.698 | 0.0007799 | 1004.7568 | 0.014996 | 640 | 0.0077693 | 1040 | 0.00050071 | 1001.7013 | 0 | 1001.695 | 0.0039125
| 504.8606 | 0.005553 | 208.2506 | 0 | 208.2506 | 0 | 503.4109 | 0.00078262 | 208.2506 | 0 | 507.4287 | 0.00025777 | 504.8606 | 0.045359 | 208.2506 | 0 | 802.6006 | 0.0017798 | 809.7545 | 0.00041704 | 604.731 | 0.0054766 | 1065.7537 | 0.00076884 | 1004.8804 | 0.015026 | 641 | 0.029339 | 1041 | 0.00047362 | 1001.7505 | 0 | 1001.7442 | 0.0038759
| 505.0145 | 0.015965 | 208.4528 | 0 | 208.4528 | 0 | 503.5661 | 0.00017392 | 208.4528 | 0 | 507.5812 | 0.00030494 | 505.0145 | 0.043173 | 208.4528 | 0 | 802.6648 | 0.0022855 | 809.9925 | 0.00012083 | 604.843 | 0.005002 | 1065.8093 | 0.00075788 | 1005.0042 | 0.015023 | 642 | 0.017083 | 1042 | 0.0004038 | 1001.7996 | 0 | 1001.7933 | 0.003845
| 505.1684 | 0.012761 | 208.655 | 0 | 208.655 | 0 | 503.7213 | 0 | 208.655 | 0 | 507.7338 | 0.00026216 | 505.1684 | 0.045469 | 208.655 | 0 | 802.7289 | 0.0018339 | 810.2305 | 0.00040691 | 604.955 | 0.0054664 | 1065.8649 | 0.000747 | 1005.1279 | 0.01498 | 643 | 0.023505 | 1043 | 0.0003396 | 1001.8488 | 0 | 1001.8425 | 0.0038203
| 505.3224 | 0.013882 | 208.8573 | 0 | 208.8573 | 0 | 503.8765 | 0.00017392 | 208.8573 | 0 | 507.8863 | 0.00030165 | 505.3224 | 0.043501 | 208.8573 | 0 | 802.793 | 0.001878 | 810.4684 | 7.2804e-05 | 605.067 | 0.0063605 | 1065.9205 | 0.00073631 | 1005.2516 | 0.014889 | 644 | 0.018903 | 1044 | 0.00043104 | 1001.898 | 0 | 1001.8917 | 0.0038029
| 505.4763 | 0.0077955 | 209.0596 | 0 | 209.0596 | 0 | 504.0317 | 0.00078262 | 209.0596 | 0 | 508.0389 | 0.00021938 | 505.4763 | 0.045141 | 209.0596 | 0 | 802.8572 | 0.0027335 | 810.7064 | 0.00040266 | 605.179 | 0.0047897 | 1065.9762 | 0.00072577 | 1005.3754 | 0.014746 | 645 | 0.020009 | 1045 | 0.00037943 | 1001.9471 | 0 | 1001.9409 | 0.0037949
| 505.6302 | 0.01463 | 209.2619 | 0 | 209.2619 | 0 | 504.187 | 0 | 209.2619 | 0 | 508.1915 | 0.00038172 | 505.6302 | 0.043392 | 209.2619 | 0 | 802.9213 | 0.0025003 | 810.9444 | 4.2959e-05 | 605.291 | 0.0034491 | 1066.0319 | 0.0007154 | 1005.4992 | 0.014553 | 646 | 0.020501 | 1046 | 0.00037869 | 1001.9963 | 0 | 1001.99 | 0.0037957
| 505.7842 | 0.0090236 | 209.4642 | 0 | 209.4642 | 0 | 504.3422 | 0 | 209.4642 | 0 | 508.344 | 0.00012395 | 505.7842 | 0.045687 | 209.4642 | 0 | 802.9854 | 0.0022912 | 811.1824 | 0.00036119 | 605.404 | 0.0057395 | 1066.0875 | 0.0007052 | 1005.623 | 0.014322 | 647 | 0.014401 | 1047 | 0.00040181 | 1002.0455 | 0 | 1002.0393 | 0.0038068
| 505.9381 | 0.007048 | 209.6665 | 0 | 209.6665 | 0 | 504.4975 | 0.00069566 | 209.6665 | 0 | 508.4966 | 0.00041902 | 505.9381 | 0.044048 | 209.6665 | 0 | 803.0496 | 0.0024021 | 811.4204 | 0.00012696 | 605.516 | 0.0038297 | 1066.1432 | 0.00069519 | 1005.7469 | 0.014071 | 648 | 0.011493 | 1048 | 0.00033194 | 1002.0947 | 0 | 1002.0884 | 0.0038275
| 506.0921 | 0.012654 | 209.8689 | 0 | 209.8689 | 0 | 504.6527 | 0.00026087 | 209.8689 | 0 | 508.6492 | 0.00012724 | 506.0921 | 0.045469 | 209.8689 | 0 | 803.1138 | 0.0016003 | 811.6584 | 0.0004277 | 605.628 | 0.0043791 | 1066.1988 | 0.00068537 | 1005.8708 | 0.013825 | 649 | 0.0093638 | 1049 | 0.00040209 | 1002.1439 | 0 | 1002.1376 | 0.0038577
| 506.2461 | 0.015591 | 210.0712 | 0 | 210.0712 | 0 | 504.808 | 0 | 210.0712 | 0 | 508.8019 | 0.00035869 | 506.2461 | 0.042955 | 210.0712 | 0 | 803.178 | 0.0020021 | 811.8964 | 0.00010393 | 605.74 | 0.0035252 | 1066.2545 | 0.00067577 | 1005.9948 | 0.013617 | 650 | 0.012086 | 1050 | 0.00038776 | 1002.1931 | 0 | 1002.1868 | 0.003895
| 506.4001 | 0.0053394 | 210.2736 | 0 | 210.2736 | 0 | 504.9633 | 0.00078262 | 210.2736 | 0 | 508.9545 | 0.00024022 | 506.4001 | 0.045469 | 210.2736 | 0 | 803.2421 | 0.0019032 | 812.1344 | 0.00040687 | 605.853 | 0.0069043 | 1066.3102 | 0.00066638 | 1006.1187 | 0.013481 | 651 | 0.01503 | 1051 | 0.0003864 | 1002.2423 | 0 | 1002.236 | 0.0039371
| 506.5541 | 0.0045992 | 210.476 | 0 | 210.476 | 0 | 505.1186 | 0 | 210.476 | 0 | 509.1071 | 0.00028081 | 506.5541 | 0.043939 | 210.476 | 0 | 803.3063 | 0.0017877 | 812.3725 | 0.00013021 | 605.965 | 0.0038688 | 1066.366 | 0.00065727 | 1006.2427 | 0.013446 | 652 | 0.016161 | 1052 | 0.00046429 | 1002.2915 | 0 | 1002.2852 | 0.0039784
| 506.7081 | 0.0081693 | 210.6785 | 0 | 210.6785 | 0 | 505.2738 | 0.00026087 | 210.6785 | 0 | 509.2598 | 0.00026545 | 506.7081 | 0.046234 | 210.6785 | 0 | 803.3707 | 0.0019 | 812.6105 | 0.00036267 | 606.078 | 0.0067972 | 1066.4216 | 0.00064834 | 1006.3667 | 0.013524 | 653 | 0.015562 | 1053 | 0.00041423 | 1002.3408 | 0 | 1002.3345 | 0.0040134
| 506.8621 | 0.013722 | 210.8809 | 0 | 210.8809 | 0 | 505.4291 | 0 | 210.8809 | 0 | 509.4124 | 0.00029178 | 506.8621 | 0.043392 | 210.8809 | 0 | 803.4348 | 0.0017289 | 812.8486 | 8.4397e-05 | 606.19 | 0.00418 | 1066.4773 | 0.00063964 | 1006.4908 | 0.013703 | 654 | 0.01117 | 1054 | 0.00035359 | 1002.3899 | 0 | 1002.3837 | 0.0040356
| 507.0161 | 0.0012206 | 211.0834 | 0 | 211.0834 | 0 | 505.5845 | 0.00026087 | 211.0834 | 0 | 509.5651 | 0.00024022 | 507.0161 | 0.046125 | 211.0834 | 0 | 803.499 | 0.0014797 | 813.0866 | 0.00046994 | 606.303 | 0.0050663 | 1066.5331 | 0.00063125 | 1006.6149 | 0.013944 | 655 | 0.015213 | 1055 | 0.00054 | 1002.4392 | 0 | 1002.4329 | 0.0040412
| 507.1701 | 0.00881 | 211.2859 | 0 | 211.2859 | 0 | 505.7398 | 0.00017392 | 211.2859 | 0 | 509.7178 | 0.00025777 | 507.1701 | 0.044813 | 211.2859 | 0 | 803.5633 | 0.0022433 | 813.3247 | 9.1532e-05 | 606.415 | 0.0042964 | 1066.5887 | 0.00062305 | 1006.739 | 0.01419 | 656 | 0.024584 | 1056 | 0.00048172 | 1002.4884 | 0 | 1002.4821 | 0.0040277
| 507.3241 | 0.010786 | 211.4884 | 0 | 211.4884 | 0 | 505.8951 | 0 | 211.4884 | 0 | 509.8705 | 0.00028081 | 507.3241 | 0.047108 | 211.4884 | 0 | 803.6276 | 0.0022311 | 813.5628 | 0.00041218 | 606.528 | 0.0041038 | 1066.6444 | 0.00061511 | 1006.8631 | 0.014385 | 657 | 0.0077489 | 1057 | 0.00037134 | 1002.5377 | 0 | 1002.5314 | 0.0039967
| 507.4782 | 0.013348 | 211.6909 | 0 | 211.6909 | 0 | 506.0504 | 0 | 211.6909 | 0 | 510.0232 | 0.00027094 | 507.4782 | 0.044266 | 211.6909 | 0 | 803.6918 | 0.0029516 | 813.8009 | 0.00012471 | 606.641 | 0.0069151 | 1066.7002 | 0.00060947 | 1006.9873 | 0.014493 | 658 | 0.022114 | 1058 | 0.00042259 | 1002.5869 | 0 | 1002.5806 | 0.0039538
| 507.6322 | 0.013509 | 211.8934 | 0 | 211.8934 | 0 | 506.2058 | 0.00026087 | 211.8934 | 0 | 510.1759 | 0.00027642 | 507.6322 | 0.046234 | 211.8934 | 0 | 803.7561 | 0.0018499 | 814.039 | 0.00043318 | 606.753 | 0.0035637 | 1066.756 | 0.00059923 | 1007.1115 | 0.014508 | 659 | 0.019068 | 1059 | 0.00047871 | 1002.6362 | 0 | 1002.6299 | 0.0039045
| 507.7863 | 0.0061937 | 212.096 | 0 | 212.096 | 0 | 506.3611 | 0.00017392 | 212.096 | 0 | 510.3286 | 0.00032688 | 507.7863 | 0.04525 | 212.096 | 0 | 803.8205 | 0.0023863 | 814.2771 | 0.00017751 | 606.866 | 0.0067885 | 1066.8117 | 0.00059411 | 1007.2357 | 0.014458 | 660 | 0.020734 | 1060 | 0.00038185 | 1002.6854 | 0 | 1002.6791 | 0.0038577
| 507.9404 | 0.0069412 | 212.2986 | 0 | 212.2986 | 0 | 506.5165 | 0.00026087 | 212.2986 | 0 | 510.4813 | 0.00020073 | 507.9404 | 0.04689 | 212.2986 | 0 | 803.8847 | 0.0025434 | 814.5152 | 0.00042689 | 606.979 | 0.004365 | 1066.8674 | 0.00058387 | 1007.36 | 0.014391 | 661 | 0.02014 | 1061 | 0.0004432 | 1002.7347 | 0 | 1002.7283 | 0.0038195
| 508.0945 | 0.0092906 | 212.5012 | 0 | 212.5012 | 0 | 506.6718 | 0.00017392 | 212.5012 | 0 | 510.6341 | 0.00038282 | 508.0945 | 0.044266 | 212.5012 | 0 | 803.949 | 0.0020653 | 814.7533 | 0.000166 | 607.092 | 0.0043602 | 1066.9231 | 0.00057874 | 1007.4843 | 0.014357 | 662 | 0.018154 | 1062 | 0.00043763 | 1002.7839 | 0 | 1002.7776 | 0.0037941
| 508.2486 | 0.012387 | 212.7038 | 0 | 212.7038 | 0 | 506.8272 | 0.00078262 | 212.7038 | 0 | 510.7868 | 0.00018428 | 508.2486 | 0.045906 | 212.7038 | 0 | 804.0134 | 0.0026209 | 814.9915 | 0.00042366 | 607.204 | 0.0034511 | 1066.9789 | 0.00057362 | 1007.6086 | 0.014393 | 663 | 0.018859 | 1063 | 0.00046673 | 1002.8332 | 0 | 1002.8269 | 0.0037822
| 508.4027 | 0.012494 | 212.9064 | 0 | 212.9064 | 0 | 506.9826 | 0 | 212.9064 | 0 | 510.9396 | 0.00035321 | 508.4027 | 0.044704 | 212.9064 | 0 | 804.0777 | 0.0021945 | 815.2296 | 0.00018538 | 607.317 | 0.0055109 | 1067.0347 | 0.0005685 | 1007.733 | 0.014515 | 664 | 0.019917 | 1064 | 0.00039382 | 1002.8824 | 0 | 1002.8762 | 0.0037814
| 508.5568 | 0.0068344 | 213.1091 | 0 | 213.1091 | 0 | 507.1379 | 0.0013044 | 213.1091 | 0 | 511.0924 | 0.00021719 | 508.5568 | 0.045906 | 213.1091 | 0 | 804.142 | 0.0022564 | 815.4678 | 0.00042582 | 607.43 | 0.0058434 | 1067.0904 | 0.00056338 | 1007.8574 | 0.014718 | 665 | 0.01914 | 1065 | 0.00030689 | 1002.9317 | 0 | 1002.9254 | 0.003787
| 508.7109 | 0.012387 | 213.3117 | 0 | 213.3117 | 0 | 507.2933 | 0 | 213.3117 | 0 | 511.2452 | 0.00035869 | 508.7109 | 0.042846 | 213.3117 | 0 | 804.2064 | 0.0020516 | 815.7059 | 0.00017046 | 607.543 | 0.0058178 | 1067.1462 | 0.00055826 | 1007.9818 | 0.014981 | 666 | 0.0092526 | 1066 | 0.00039616 | 1002.981 | 0 | 1002.9747 | 0.0037941
| 508.865 | 0.00507 | 213.5144 | 0 | 213.5144 | 0 | 507.4487 | 0.00026087 | 213.5144 | 0 | 511.3979 | 0.00022267 | 508.865 | 0.044813 | 213.5144 | 0 | 804.2708 | 0.0015773 | 815.9441 | 0.00047599 | 607.656 | 0.005282 | 1067.202 | 0.00055314 | 1008.1063 | 0.015271 | 667 | 0.01187 | 1067 | 0.00047306 | 1003.0303 | 0 | 1003.024 | 0.0037973
| 509.0192 | 0.0097711 | 213.7171 | 0 | 213.7171 | 0 | 507.6041 | 0.00017392 | 213.7171 | 0 | 511.5507 | 0.00035759 | 509.0192 | 0.043501 | 213.7171 | 0 | 804.3352 | 0.00196 | 816.1822 | 9.7228e-05 | 607.769 | 0.0066965 | 1067.2578 | 0.00054801 | 1008.2307 | 0.015554 | 668 | 0.0097823 | 1068 | 0.00051107 | 1003.0796 | 0 | 1003.0733 | 0.0037949
| 509.1733 | 0.012387 | 213.9199 | 0 | 213.9199 | 0 | 507.7595 | 0.00078262 | 213.9199 | 0 | 511.7036 | 0.00022816 | 509.1733 | 0.046015 | 213.9199 | 0 | 804.3995 | 0.0023174 | 816.4204 | 0.00039969 | 607.883 | 0.0041234 | 1067.3136 | 0.00054289 | 1008.3552 | 0.015792 | 669 | 0.017584 | 1069 | 0.00036867 | 1003.1289 | 0 | 1003.1226 | 0.0037854
| 509.3275 | 0.011373 | 214.1226 | 0 | 214.1226 | 0 | 507.915 | 0 | 214.1226 | 0 | 511.8564 | 0.00033017 | 509.3275 | 0.043173 | 214.1226 | 0 | 804.4639 | 0.0024896 | 816.6586 | 0.00018616 | 607.996 | 0.0037111 | 1067.3694 | 0.00053777 | 1008.4798 | 0.015954 | 670 | 0.012566 | 1070 | 0.00038251 | 1003.1782 | 0 | 1003.1719 | 0.0037695
| 509.4816 | 0.012227 | 214.3254 | 0 | 214.3254 | 0 | 508.0704 | 0 | 214.3254 | 0 | 512.0092 | 0.00025339 | 509.4816 | 0.044704 | 214.3254 | 0 | 804.5283 | 0.0023214 | 816.8968 | 0.00047496 | 608.109 | 0.0042311 | 1067.4252 | 0.00053265 | 1008.6044 | 0.016011 | 671 | 0.026971 | 1071 | 0.0004141 | 1003.2275 | 0 | 1003.2212 | 0.003748
| 509.6358 | 0.0118 | 214.5281 | 0 | 214.5281 | 0 | 508.2258 | 0.00017392 | 214.5281 | 0 | 512.1621 | 0.00032249 | 509.6358 | 0.041753 | 214.5282 | 0 | 804.5927 | 0.0019347 | 817.135 | 0.00023145 | 608.222 | 0.0063261 | 1067.481 | 0.00052753 | 1008.7289 | 0.015945 | 672 | 0.024733 | 1072 | 0.00054307 | 1003.2768 | 0 | 1003.2705 | 0.0037242
| 509.79 | 0.013776 | 214.7309 | 0 | 214.7309 | 0 | 508.3813 | 0.00026087 | 214.7309 | 0 | 512.3149 | 0.00022377 | 509.79 | 0.044157 | 214.731 | 0 | 804.6572 | 0.0015701 | 817.3732 | 0.00049405 | 608.336 | 0.0063624 | 1067.5367 | 0.00052753 | 1008.8536 | 0.015753 | 673 | 0.013409 | 1073 | 0.00037523 | 1003.3261 | 0 | 1003.3198 | 0.0037012
| 509.9442 | 0.01511 | 214.9338 | 0 | 214.9338 | 0 | 508.5367 | 0 | 214.9338 | 0 | 512.4678 | 0.00034114 | 509.9442 | 0.042846 | 214.9338 | 0 | 804.7216 | 0.0016332 | 817.6115 | 0.00013732 | 608.449 | 0.0049948 | 1067.5927 | 0.00052241 | 1008.9783 | 0.015448 | 674 | 0.016157 | 1074 | 0.00040847 | 1003.3754 | 0 | 1003.3691 | 0.0036821
| 510.0984 | 0.01447 | 215.1366 | 0 | 215.1366 | 0 | 508.6922 | 0 | 215.1366 | 0 | 512.6207 | 0.0003181 | 510.0984 | 0.046452 | 215.1366 | 0 | 804.7859 | 0.0020893 | 817.8497 | 0.00047213 | 608.562 | 0.0059464 | 1067.6484 | 0.00051728 | 1009.103 | 0.015064 | 675 | 0.019235 | 1075 | 0.00032759 | 1003.4247 | 0 | 1003.4185 | 0.0036718
| 510.2526 | 0.012654 | 215.3395 | 0 | 215.3395 | 0 | 508.8476 | 0.00017392 | 215.3395 | 0 | 512.7736 | 0.00025119 | 510.2526 | 0.044704 | 215.3395 | 0 | 804.8504 | 0.0023647 | 818.0879 | 0.00014414 | 608.676 | 0.0050294 | 1067.7042 | 0.00051728 | 1009.2277 | 0.014648 | 676 | 0.013751 | 1076 | 0.00045243 | 1003.4741 | 0 | 1003.4678 | 0.0036765
| 510.4068 | 0.012601 | 215.5423 | 0 | 215.5423 | 0 | 509.0031 | 0.00026087 | 215.5423 | 0 | 512.9265 | 0.00042999 | 510.4068 | 0.047327 | 215.5423 | 0 | 804.9149 | 0.0025011 | 818.3262 | 0.00047431 | 608.789 | 0.0051834 | 1067.7601 | 0.00051216 | 1009.3525 | 0.014261 | 677 | 0.011524 | 1077 | 0.00048134 | 1003.5234 | 0 | 1003.5171 | 0.0037004
| 510.5611 | 0 | 215.7452 | 0 | 215.7452 | 0 | 509.1586 | 0.00017392 | 215.7452 | 0 | 513.0794 | 0.00012834 | 510.5611 | 0.044813 | 215.7452 | 0 | 804.9794 | 0.0020042 | 818.5644 | 0.00013837 | 608.903 | 0.0054691 | 1067.8159 | 0.00051216 | 1009.4772 | 0.013957 | 678 | 0.015404 | 1078 | 0.00042497 | 1003.5728 | 0 | 1003.5664 | 0.0037465
| 510.7153 | 0.0072082 | 215.9481 | 0 | 215.9481 | 0 | 509.3141 | 0.00078262 | 215.9481 | 0 | 513.2323 | 0.00046619 | 510.7153 | 0.047764 | 215.9481 | 0 | 805.0438 | 0.0024921 | 818.8027 | 0.00046589 | 609.016 | 0.0043074 | 1067.8718 | 0.00050704 | 1009.6021 | 0.013777 | 679 | 0.025435 | 1079 | 0.00043913 | 1003.6221 | 0 | 1003.6158 | 0.0038156
| 510.8695 | 0.011053 | 216.1511 | 0 | 216.1511 | 0 | 509.4696 | 0 | 216.1511 | 0 | 513.3852 | 0.00018099 | 510.8695 | 0.045359 | 216.1511 | 0 | 805.1083 | 0.0021894 | 819.041 | 0.00018286 | 609.13 | 0.0048275 | 1067.9276 | 0.00050704 | 1009.7269 | 0.013738 | 680 | 0.010657 | 1080 | 0.00041262 | 1003.6715 | 0 | 1003.6651 | 0.0039045
| 511.0238 | 0.010145 | 216.354 | 0 | 216.354 | 0 | 509.6251 | 0.0013044 | 216.354 | 0 | 513.5382 | 0.00038502 | 511.0238 | 0.048857 | 216.354 | 0 | 805.1729 | 0.0020313 | 819.2793 | 0.00042298 | 609.243 | 0.0049272 | 1067.9835 | 0.00050704 | 1009.8518 | 0.013826 | 681 | 0.017922 | 1081 | 0.00036328 | 1003.7208 | 0 | 1003.7145 | 0.0040062
| 511.1781 | 0.012601 | 216.557 | 0 | 216.557 | 0 | 509.7806 | 0.00017392 | 216.557 | 0 | 513.6911 | 0.00025887 | 511.1781 | 0.045906 | 216.557 | 0 | 805.2374 | 0.0022834 | 819.5176 | 0.00052458 | 609.357 | 0.0064812 | 1068.0393 | 0.00050704 | 1009.9767 | 0.014003 | 682 | 0.011017 | 1082 | 0.00039416 | 1003.7701 | 0 | 1003.7639 | 0.0041103
| 511.3323 | 0.0095041 | 216.76 | 0 | 216.76 | 0 | 509.9361 | 0 | 216.76 | 0 | 513.8441 | 0.00034224 | 511.3323 | 0.047873 | 216.76 | 0 | 805.3019 | 0.001946 | 819.7559 | 0.00015834 | 609.471 | 0.0073726 | 1068.0952 | 0.00050192 | 1010.1017 | 0.014217 | 683 | 0.017169 | 1083 | 0.00039295 | 1003.8195 | 0 | 1003.8132 | 0.0042072
| 511.4866 | 0.0086498 | 216.963 | 0 | 216.963 | 0 | 510.0916 | 0.00069566 | 216.963 | 0 | 513.9971 | 0.000283 | 511.4866 | 0.044048 | 216.963 | 0 | 805.3665 | 0.0026759 | 819.9942 | 0.00050846 | 609.584 | 0.0049716 | 1068.1511 | 0.00050192 | 1010.2266 | 0.014414 | 684 | 0.015378 | 1084 | 0.00043739 | 1003.8688 | 0 | 1003.8626 | 0.0042851
| 511.6409 | 0.0035678 | 217.166 | 0 | 217.166 | 0 | 510.2471 | 0.00078262 | 217.166 | 0 | 514.1501 | 0.00031591 | 511.6409 | 0.046234 | 217.166 | 0 | 805.431 | 0.0024011 | 820.2325 | 0.00025555 | 609.698 | 0.0064103 | 1068.207 | 0.00050192 | 1010.3516 | 0.014551 | 685 | 0.029394 | 1085 | 0.00042928 | 1003.9182 | 0 | 1003.9119 | 0.0043367
| 511.7952 | 0.010305 | 217.369 | 0 | 217.369 | 0 | 510.4027 | 0 | 217.369 | 0 | 514.303 | 0.00026216 | 511.7952 | 0.044376 | 217.369 | 0 | 805.4955 | 0.0016469 | 820.4708 | 0.00050922 | 609.812 | 0.0063291 | 1068.2628 | 0.00050192 | 1010.4767 | 0.014607 | 686 | 0.012086 | 1086 | 0.00051164 | 1003.9676 | 0 | 1003.9613 | 0.0043558
| 511.9495 | 0 | 217.5721 | 0 | 217.5721 | 0 | 510.5582 | 0 | 217.5721 | 0 | 514.4561 | 0.00034004 | 511.9495 | 0.046234 | 217.5721 | 0 | 805.5601 | 0.0022054 | 820.7092 | 0.00025749 | 609.926 | 0.0064609 | 1068.3187 | 0.00050192 | 1010.6017 | 0.01458 | 687 | 0.008137 | 1087 | 0.00054252 | 1004.017 | 0 | 1004.0107 | 0.0043431
| 512.1038 | 0.0084362 | 217.7752 | 0 | 217.7752 | 0 | 510.7138 | 0.00069566 | 217.7752 | 0 | 514.6091 | 0.00027203 | 512.1038 | 0.043611 | 217.7752 | 0 | 805.6247 | 0.0020675 | 820.9475 | 0.00047081 | 610.04 | 0.0037269 | 1068.3746 | 0.00050192 | 1010.7269 | 0.014486 | 688 | 0.021892 | 1088 | 0.00065535 | 1004.0664 | 0 | 1004.0601 | 0.0042994
| 512.2582 | 0.0090236 | 217.9783 | 0 | 217.9783 | 0 | 510.8693 | 0.00026087 | 217.9783 | 0 | 514.7621 | 0.00034662 | 512.2582 | 0.045578 | 217.9783 | 0 | 805.6893 | 0.002476 | 821.1859 | 0.0001677 | 610.154 | 0.004142 | 1068.4305 | 0.00050192 | 1010.852 | 0.01435 | 689 | 0.010925 | 1089 | 0.00045604 | 1004.1158 | 0 | 1004.1094 | 0.0042326
| 512.4125 | 0.015698 | 218.1814 | 0 | 218.1814 | 0 | 511.0249 | 0.00017392 | 218.1814 | 0 | 514.9151 | 0.00029288 | 512.4125 | 0.043939 | 218.1814 | 0 | 805.7539 | 0.0020454 | 821.4242 | 0.00053661 | 610.268 | 0.0048996 | 1068.4865 | 0.00050192 | 1010.9772 | 0.014196 | 690 | 0.014258 | 1090 | 0.00050108 | 1004.1652 | 0 | 1004.1589 | 0.0041492
| 512.5669 | 0.011053 | 218.3845 | 0 | 218.3845 | 0 | 511.1805 | 0.00026087 | 218.3845 | 0 | 515.0682 | 0.00037076 | 512.5669 | 0.046452 | 218.3845 | 0 | 805.8186 | 0.0013824 | 821.6626 | 0.0001651 | 610.382 | 0.0040906 | 1068.5424 | 0.00050192 | 1011.1024 | 0.014041 | 691 | 0.017448 | 1091 | 0.0003623 | 1004.2145 | 0 | 1004.2083 | 0.0040602
| 512.7212 | 0.016072 | 218.5877 | 0 | 218.5877 | 0 | 511.3361 | 0 | 218.5877 | 0 | 515.2212 | 0.00025668 | 512.7212 | 0.044704 | 218.5877 | 0 | 805.8831 | 0.0013706 | 821.901 | 0.00047937 | 610.496 | 0.0065715 | 1068.5984 | 0.00050192 | 1011.2275 | 0.013888 | 692 | 0.024297 | 1092 | 0.00041015 | 1004.264 | 0 | 1004.2577 | 0.0039744
| 512.8756 | 0.013882 | 218.7908 | 0 | 218.7908 | 0 | 511.4917 | 0.00026087 | 218.7908 | 0 | 515.3743 | 0.00036966 | 512.8756 | 0.046671 | 218.7908 | 0 | 805.9478 | 0.00098551 | 822.1394 | 0.0002207 | 610.61 | 0.0080769 | 1068.6543 | 0.00050192 | 1011.3528 | 0.013734 | 693 | 0.02044 | 1093 | 0.00047662 | 1004.3134 | 0 | 1004.3071 | 0.003899
| 513.0299 | 0.020824 | 218.994 | 0 | 218.994 | 0 | 511.6473 | 0 | 218.994 | 0 | 515.5274 | 0.00026216 | 513.0299 | 0.04372 | 218.994 | 0 | 806.0124 | 0.0011488 | 822.3777 | 0.00051714 | 610.724 | 0.0073052 | 1068.7102 | 0.00050192 | 1011.4781 | 0.013573 | 694 | 0.022296 | 1094 | 0.00048133 | 1004.3628 | 0 | 1004.3565 | 0.0038394
| 513.1843 | 0.0066742 | 219.1972 | 0 | 219.1972 | 0 | 511.8029 | 0 | 219.1972 | 0 | 515.6805 | 0.00036746 | 513.1843 | 0.046343 | 219.1972 | 0 | 806.0771 | 0.0018361 | 822.6161 | 0.00019885 | 610.839 | 0.0035617 | 1068.7661 | 0.00050704 | 1011.6034 | 0.013402 | 695 | 0.0097873 | 1095 | 0.00051672 | 1004.4122 | 0 | 1004.4059 | 0.0037997
| 513.3387 | 0.011426 | 219.4004 | 0 | 219.4004 | 0 | 511.9585 | 0 | 219.4004 | 0 | 515.8336 | 0.00032688 | 513.3387 | 0.043611 | 219.4005 | 0 | 806.1417 | 0.0022018 | 822.8546 | 0.00049258 | 610.953 | 0.0057141 | 1068.8221 | 0.00050704 | 1011.7288 | 0.013226 | 696 | 0.0118 | 1096 | 0.00037152 | 1004.4616 | 0 | 1004.4553 | 0.0037814
| 513.4931 | 0.011159 | 219.6037 | 0 | 219.6037 | 0 | 512.1141 | 0.00026087 | 219.6037 | 0 | 515.9867 | 0.00025668 | 513.4931 | 0.04678 | 219.6037 | 0 | 806.2064 | 0.0021254 | 823.093 | 0.00030956 | 611.067 | 0.0044379 | 1068.8781 | 0.00050704 | 1011.8541 | 0.013051 | 697 | 0.014082 | 1097 | 0.00042589 | 1004.511 | 0 | 1004.5048 | 0.0037854
| 513.6475 | 0.0092906 | 219.807 | 0 | 219.807 | 0 | 512.2697 | 0.0012174 | 219.807 | 0 | 516.1398 | 0.00036527 | 513.6475 | 0.043283 | 219.807 | 0 | 806.2712 | 0.0024726 | 823.3314 | 0.00056746 | 611.181 | 0.0056981 | 1068.934 | 0.00050704 | 1011.9796 | 0.012883 | 698 | 0.010877 | 1098 | 0.00065123 | 1004.5605 | 0 | 1004.5542 | 0.0038092
| 513.802 | 0.01148 | 220.0102 | 0 | 220.0102 | 0 | 512.4254 | 0.00026087 | 220.0102 | 0 | 516.2929 | 0.0002139 | 513.802 | 0.045797 | 220.0102 | 0 | 806.3358 | 0.0023541 | 823.5698 | 0.00029527 | 611.296 | 0.0048122 | 1068.99 | 0.00051216 | 1012.105 | 0.012723 | 699 | 0.020781 | 1099 | 0.00047481 | 1004.6099 | 0 | 1004.6036 | 0.0038521
| 513.9564 | 0.011373 | 220.2135 | 0 | 220.2135 | 0 | 512.581 | 0.00017392 | 220.2135 | 0 | 516.4461 | 0.00037953 | 513.9564 | 0.043392 | 220.2135 | 0 | 806.4006 | 0.0020087 | 823.8083 | 0.00053681 | 611.41 | 0.0093902 | 1069.0459 | 0.00051216 | 1012.2305 | 0.012561 | 700 | 0.010715 | 1100 | 0.00043638 | 1004.6594 | 0 | 1004.6531 | 0.0039093
| 514.1108 | 0.011159 | 220.4168 | 0 | 220.4168 | 0 | 512.7367 | 0.00026087 | 220.4168 | 0 | 516.5992 | 0.00026216 | 514.1108 | 0.046015 | 220.4169 | 0 | 806.4652 | 0.0016398 | 824.0467 | 0.00028652 | 611.525 | 0.0064588 | 1069.1019 | 0.00051728 | 1012.356 | 0.012389 | 701 | 0.018442 | 1101 | 0.00046208 | 1004.7088 | 0 | 1004.7025 | 0.003976
| 514.2653 | 0.011426 | 220.6202 | 0 | 220.6202 | 0 | 512.8923 | 0.00017392 | 220.6202 | 0 | 516.7524 | 0.00029726 | 514.2653 | 0.044048 | 220.6202 | 0 | 806.5299 | 0.0025737 | 824.2852 | 0.00051376 | 611.639 | 0.0060471 | 1069.1578 | 0.00051728 | 1012.4815 | 0.012205 | 702 | 0.017853 | 1102 | 0.00040187 | 1004.7583 | 0 | 1004.752 | 0.0040475
| 514.4197 | 0.0052577 | 220.8235 | 0 | 220.8235 | 0 | 513.048 | 0 | 220.8235 | 0 | 516.9056 | 0.0002852 | 514.4197 | 0.045906 | 220.8235 | 0 | 806.5947 | 0.002424 | 824.5237 | 0.00021413 | 611.754 | 0.0028272 | 1069.2139 | 0.00051728 | 1012.6071 | 0.01202 | 703 | 0.010733 | 1103 | 0.00050407 | 1004.8077 | 0 | 1004.8015 | 0.0041159
| 514.5742 | 0.011533 | 221.0269 | 0 | 221.0269 | 0 | 513.2037 | 0.00017392 | 221.0269 | 0 | 517.0588 | 0.00029617 | 514.5742 | 0.044048 | 221.0269 | 0 | 806.6594 | 0.0021922 | 824.7621 | 0.00053736 | 611.868 | 0.0049943 | 1069.2699 | 0.00052241 | 1012.7327 | 0.011863 | 704 | 0.016278 | 1104 | 0.00041219 | 1004.8572 | 0 | 1004.8509 | 0.0041754
| 514.7287 | 0.00881 | 221.2303 | 0 | 221.2303 | 0 | 513.3593 | 0.00026087 | 221.2303 | 0 | 517.2119 | 0.00031152 | 514.7287 | 0.046015 | 221.2303 | 0 | 806.7241 | 0.0018988 | 825.0006 | 0.00030516 | 611.983 | 0.0062718 | 1069.3259 | 0.00052241 | 1012.8583 | 0.011771 | 705 | 0.0066383 | 1105 | 0.00051623 | 1004.9067 | 0 | 1004.9004 | 0.0042223
| 514.8831 | 0.018421 | 221.4337 | 0 | 221.4337 | 0 | 513.515 | 0.00017392 | 221.4337 | 0 | 517.3651 | 0.00033236 | 514.8831 | 0.043611 | 221.4337 | 0 | 806.7889 | 0.0021781 | 825.2391 | 0.00059059 | 612.098 | 0.0041919 | 1069.3818 | 0.00052753 | 1012.9839 | 0.011778 | 706 | 0.0086757 | 1106 | 0.00038603 | 1004.9562 | 0 | 1004.9498 | 0.0042525
| 515.0376 | 0.006781 | 221.6371 | 0 | 221.6371 | 0 | 513.6707 | 0.00078262 | 221.6371 | 0 | 517.5184 | 0.00024132 | 515.0376 | 0.046343 | 221.6371 | 0 | 806.8536 | 0.0022527 | 825.4776 | 0.00033493 | 612.213 | 0.00707 | 1069.4379 | 0.00052753 | 1013.1096 | 0.011906 | 707 | 0.018914 | 1107 | 0.0005114 | 1005.0056 | 0 | 1004.9993 | 0.0042668
| 515.1921 | 0.0097711 | 221.8406 | 0 | 221.8406 | 0 | 513.8264 | 0.00017392 | 221.8406 | 0 | 517.6716 | 0.00039269 | 515.1921 | 0.044048 | 221.8406 | 0 | 806.9185 | 0.0018639 | 825.7161 | 0.00059047 | 612.327 | 0.0051529 | 1069.4939 | 0.00053265 | 1013.2354 | 0.012155 | 708 | 0.0096755 | 1108 | 0.00057935 | 1005.0551 | 0 | 1005.0488 | 0.004266
| 515.3466 | 0.0074218 | 222.044 | 0 | 222.044 | 0 | 513.9821 | 0.00078262 | 222.044 | 0 | 517.8248 | 0.00022596 | 515.3466 | 0.045906 | 222.044 | 0 | 806.9832 | 0.001928 | 825.9547 | 0.00028685 | 612.442 | 0.0067919 | 1069.5499 | 0.00053777 | 1013.3611 | 0.012502 | 709 | 0.0055425 | 1109 | 0.00054343 | 1005.1046 | 0 | 1005.0983 | 0.0042549
| 515.5012 | 0.010305 | 222.2475 | 0 | 222.2475 | 0 | 514.1378 | 0 | 222.2475 | 0 | 517.9781 | 0.00037185 | 515.5012 | 0.04219 | 222.2475 | 0 | 807.048 | 0.0020443 | 826.1932 | 0.00061657 | 612.557 | 0.0048918 | 1069.606 | 0.00053777 | 1013.4869 | 0.012909 | 710 | 0.014072 | 1110 | 0.00051717 | 1005.1541 | 0 | 1005.1478 | 0.004235
| 515.6557 | 0.01164 | 222.451 | 0 | 222.451 | 0 | 514.2936 | 0.00026087 | 222.451 | 0 | 518.1313 | 0.00033127 | 515.6557 | 0.044485 | 222.451 | 0 | 807.1129 | 0.0019885 | 826.4317 | 0.00031442 | 612.672 | 0.005831 | 1069.662 | 0.00054289 | 1013.6127 | 0.013332 | 711 | 0.016473 | 1111 | 0.0005404 | 1005.2036 | 0 | 1005.1973 | 0.0042112
| 515.8102 | 0.015377 | 222.6545 | 0 | 222.6545 | 0 | 514.4493 | 0.00017392 | 222.6545 | 0 | 518.2846 | 0.00022487 | 515.8102 | 0.042736 | 222.6546 | 0 | 807.1777 | 0.002258 | 826.6703 | 0.00064035 | 612.787 | 0.0050391 | 1069.718 | 0.00054289 | 1013.7386 | 0.01373 | 712 | 0.018458 | 1112 | 0.00050743 | 1005.2531 | 0 | 1005.2468 | 0.0041842
| 515.9647 | 0.011853 | 222.8581 | 0 | 222.8581 | 0 | 514.605 | 0.00078262 | 222.8581 | 0 | 518.4379 | 0.00044425 | 515.9647 | 0.045578 | 222.8581 | 0 | 807.2426 | 0.0021489 | 826.9088 | 0.00034491 | 612.902 | 0.0026225 | 1069.774 | 0.00054801 | 1013.8644 | 0.014065 | 713 | 0.01115 | 1113 | 0.00050438 | 1005.3026 | 0 | 1005.2963 | 0.0041524
| 516.1193 | 0.01495 | 223.0616 | 0 | 223.0616 | 0 | 514.7608 | 0 | 223.0616 | 0 | 518.5911 | 0.00013602 | 516.1193 | 0.043064 | 223.0616 | 0 | 807.3074 | 0.0019999 | 827.1474 | 0.00060656 | 613.017 | 0.0030723 | 1069.8302 | 0.00055314 | 1013.9904 | 0.014307 | 714 | 0.013156 | 1114 | 0.00054679 | 1005.3521 | 0 | 1005.3458 | 0.0041159
| 516.2739 | 0.0097711 | 223.2652 | 0 | 223.2652 | 0 | 514.9165 | 0.00078262 | 223.2652 | 0 | 518.7445 | 0.00043328 | 516.2739 | 0.046125 | 223.2652 | 0 | 807.3723 | 0.0021562 | 827.3859 | 0.00032334 | 613.132 | 0.0036123 | 1069.8862 | 0.00055314 | 1014.1163 | 0.014435 | 715 | 0.01321 | 1115 | 0.00053484 | 1005.4016 | 0 | 1005.3953 | 0.0040714
| 516.4284 | 0.015004 | 223.4688 | 0 | 223.4688 | 0 | 515.0723 | 0 | 223.4688 | 0 | 518.8977 | 0.00029836 | 516.4284 | 0.04372 | 223.4688 | 0 | 807.4371 | 0.0024016 | 827.6245 | 0.00063557 | 613.247 | 0.0041878 | 1069.9423 | 0.00055826 | 1014.2422 | 0.014433 | 716 | 0.01391 | 1116 | 0.00057532 | 1005.4512 | 0 | 1005.4448 | 0.0040166
| 516.583 | 0.016499 | 223.6724 | 0 | 223.6724 | 0 | 515.2281 | 0.00078262 | 223.6724 | 0 | 519.0511 | 0.00032359 | 516.583 | 0.047545 | 223.6724 | 0 | 807.502 | 0.001912 | 827.8631 | 0.00033519 | 613.362 | 0.0027889 | 1069.9983 | 0.00056338 | 1014.3683 | 0.014298 | 717 | 0.015181 | 1117 | 0.00065468 | 1005.5007 | 0 | 1005.4944 | 0.0039498
| 516.7376 | 0.012975 | 223.876 | 0 | 223.876 | 0 | 515.3839 | 0 | 223.876 | 0 | 519.2044 | 0.00032249 | 516.7376 | 0.044485 | 223.876 | 0 | 807.5669 | 0.0012625 | 828.1017 | 0.00058266 | 613.478 | 0.0028761 | 1070.0544 | 0.0005685 | 1014.4943 | 0.01404 | 718 | 0.019732 | 1118 | 0.0006871 | 1005.5502 | 0 | 1005.5439 | 0.0038704
| 516.8922 | 0.011373 | 224.0797 | 0 | 224.0797 | 0 | 515.5396 | 0.00026087 | 224.0797 | 0 | 519.3577 | 0.00026436 | 516.8922 | 0.047983 | 224.0797 | 0 | 807.6318 | 0.0022214 | 828.3403 | 0.00037088 | 613.593 | 0.0037224 | 1070.1105 | 0.00057362 | 1014.6204 | 0.013684 | 719 | 0.011583 | 1119 | 0.00067708 | 1005.5997 | 0 | 1005.5934 | 0.0037798
| 517.0468 | 0.011373 | 224.2834 | 0 | 224.2834 | 0 | 515.6954 | 0 | 224.2834 | 0 | 519.5111 | 0.00032469 | 517.0468 | 0.044048 | 224.2834 | 0 | 807.6967 | 0.002041 | 828.5789 | 0.00061397 | 613.708 | 0.0047874 | 1070.1666 | 0.00057362 | 1014.7465 | 0.013264 | 720 | 0.021866 | 1120 | 0.00040958 | 1005.6493 | 0 | 1005.643 | 0.0036805
| 517.2014 | 0.0082761 | 224.487 | 0 | 224.487 | 0 | 515.8512 | 0.00078262 | 224.487 | 0 | 519.6644 | 0.00034882 | 517.2014 | 0.04689 | 224.487 | 0 | 807.7617 | 0.0023225 | 828.8175 | 0.00039839 | 613.823 | 0.0041501 | 1070.2227 | 0.00057874 | 1014.8726 | 0.012822 | 721 | 0.0076393 | 1121 | 0.00043447 | 1005.6988 | 0 | 1005.6926 | 0.0035749
| 517.3561 | 0.0076887 | 224.6907 | 0 | 224.6907 | 0 | 516.007 | 0 | 224.6907 | 0 | 519.8178 | 0.00035101 | 517.3561 | 0.044048 | 224.6908 | 0 | 807.8266 | 0.0023048 | 829.0562 | 0.00060696 | 613.939 | 0.0035299 | 1070.2788 | 0.00058387 | 1014.9988 | 0.012399 | 722 | 0.016679 | 1122 | 0.00044526 | 1005.7484 | 0 | 1005.7421 | 0.0034692
| 517.5107 | 0.0061937 | 224.8945 | 0 | 224.8945 | 0 | 516.1628 | 0.00078262 | 224.8945 | 0 | 519.9712 | 0.00030055 | 517.5107 | 0.047545 | 224.8945 | 0 | 807.8915 | 0.0023299 | 829.2948 | 0.00036444 | 614.054 | 0.0058913 | 1070.3348 | 0.00058899 | 1015.1249 | 0.012029 | 723 | 0.024456 | 1123 | 0.00055823 | 1005.798 | 0 | 1005.7916 | 0.0033699
| 517.6653 | 0.0082761 | 225.0982 | 0 | 225.0982 | 0 | 516.3187 | 0 | 225.0982 | 0 | 520.1246 | 0.00033565 | 517.6653 | 0.045578 | 225.0982 | 0 | 807.9565 | 0.0024489 | 829.5335 | 0.00062381 | 614.17 | 0.0038024 | 1070.391 | 0.00059411 | 1015.2512 | 0.011735 | 724 | 0.017965 | 1124 | 0.00063656 | 1005.8475 | 0 | 1005.8412 | 0.0032817
| 517.82 | 0.013509 | 225.302 | 0 | 225.302 | 0 | 516.4745 | 0.00078262 | 225.302 | 0 | 520.278 | 0.00027313 | 517.82 | 0.047327 | 225.302 | 0 | 808.0214 | 0.001682 | 829.7721 | 0.00034946 | 614.285 | 0.0057523 | 1070.4471 | 0.00059923 | 1015.3774 | 0.011527 | 725 | 0.030414 | 1125 | 0.0006714 | 1005.8971 | 0 | 1005.8908 | 0.0032086
| 517.9746 | 0.0053394 | 225.5057 | 0 | 225.5057 | 0 | 516.6303 | 0 | 225.5057 | 0 | 520.4314 | 0.00037076 | 517.9746 | 0.044594 | 225.5057 | 0 | 808.0864 | 0.0023791 | 830.0108 | 0.00061617 | 614.401 | 0.0061509 | 1070.5033 | 0.00059923 | 1015.5037 | 0.011402 | 726 | 0.021683 | 1126 | 0.00054523 | 1005.9467 | 0 | 1005.9404 | 0.0031554
| 518.1293 | 0.0097711 | 225.7095 | 0 | 225.7095 | 0 | 516.7862 | 0.00026087 | 225.7095 | 0 | 520.5848 | 0.00026984 | 518.1293 | 0.046234 | 225.7095 | 0 | 808.1514 | 0.0020958 | 830.2494 | 0.00038136 | 614.516 | 0.0029296 | 1070.5593 | 0.00060435 | 1015.63 | 0.011348 | 727 | 0.01585 | 1127 | 0.00064395 | 1005.9962 | 0 | 1005.9899 | 0.0031228
| 518.284 | 0.011053 | 225.9133 | 0 | 225.9133 | 0 | 516.942 | 0.00017392 | 225.9133 | 0 | 520.7383 | 0.0003192 | 518.284 | 0.043173 | 225.9133 | 0 | 808.2165 | 0.001962 | 830.4881 | 0.00070137 | 614.632 | 0.0040702 | 1070.6155 | 0.00061046 | 1015.7563 | 0.011348 | 728 | 0.01695 | 1128 | 0.00068029 | 1006.0458 | 0 | 1006.0395 | 0.0031101
| 518.4387 | 0.0068344 | 226.1172 | 0 | 226.1172 | 0 | 517.0979 | 0.00026087 | 226.1172 | 0 | 520.8917 | 0.00026436 | 518.4387 | 0.04525 | 226.1172 | 0 | 808.2814 | 0.0016033 | 830.7268 | 0.00039176 | 614.748 | 0.0029784 | 1070.6716 | 0.00061515 | 1015.8828 | 0.011383 | 729 | 0.0097437 | 1129 | 0.00059134 | 1006.0954 | 0 | 1006.0891 | 0.0031189
| 518.5934 | 0.011747 | 226.321 | 0 | 226.321 | 0 | 517.2537 | 0 | 226.321 | 0 | 521.0452 | 0.00032249 | 518.5934 | 0.042846 | 226.321 | 0 | 808.3464 | 0.0018398 | 830.9655 | 0.00062821 | 614.863 | 0.0056862 | 1070.7278 | 0.00061988 | 1016.0092 | 0.011441 | 730 | 0.008207 | 1130 | 0.00059835 | 1006.145 | 0 | 1006.1387 | 0.0031451
| 518.7481 | 0.0036617 | 226.5249 | 0 | 226.5249 | 0 | 517.4096 | 0 | 226.5249 | 0 | 521.1986 | 0.00028849 | 518.7481 | 0.045906 | 226.5249 | 0 | 808.4114 | 0.0020568 | 831.2042 | 0.00037877 | 614.979 | 0.0056113 | 1070.7839 | 0.00062464 | 1016.1356 | 0.011516 | 731 | 0.011215 | 1131 | 0.00059126 | 1006.1946 | 0 | 1006.1883 | 0.0031888
| 518.9028 | 0.0060869 | 226.7288 | 0 | 226.7288 | 0 | 517.5655 | 0 | 226.7288 | 0 | 521.3521 | 0.00028958 | 518.9028 | 0.044048 | 226.7288 | 0 | 808.4765 | 0.0015865 | 831.4429 | 0.00072353 | 615.095 | 0.0062933 | 1070.8401 | 0.00062944 | 1016.2621 | 0.011614 | 732 | 0.011191 | 1132 | 0.0007007 | 1006.2442 | 0 | 1006.2378 | 0.003246
| 519.0575 | 0.012761 | 226.9327 | 0 | 226.9327 | 0 | 517.7214 | 0 | 226.9327 | 0 | 521.5056 | 0.00031481 | 519.0575 | 0.046343 | 226.9327 | 0 | 808.5415 | 0.0023411 | 831.6816 | 0.00043514 | 615.211 | 0.0067521 | 1070.8962 | 0.00063427 | 1016.3886 | 0.011748 | 733 | 0.012973 | 1133 | 0.00077554 | 1006.2938 | 0 | 1006.2875 | 0.0033127
| 519.2123 | 0.016872 | 227.1366 | 0 | 227.1366 | 0 | 517.8773 | 0.00017392 | 227.1366 | 0 | 521.6591 | 0.00024132 | 519.2123 | 0.043829 | 227.1366 | 0 | 808.6066 | 0.0015846 | 831.9203 | 0.00074052 | 615.327 | 0.0030005 | 1070.9524 | 0.00063912 | 1016.5151 | 0.011932 | 734 | 0.016366 | 1134 | 0.00094561 | 1006.3434 | 0 | 1006.3371 | 0.0033866
| 519.367 | 0.0045066 | 227.3405 | 0 | 227.3405 | 0 | 518.0332 | 0 | 227.3405 | 0 | 521.8126 | 0.00039708 | 519.367 | 0.045141 | 227.3405 | 0 | 808.6716 | 0.0016127 | 832.1591 | 0.00044396 | 615.443 | 0.0027393 | 1071.0087 | 0.00064404 | 1016.6417 | 0.012174 | 735 | 0.016702 | 1135 | 0.00087758 | 1006.393 | 0 | 1006.3867 | 0.0034628
| 519.5217 | 0.017567 | 227.5445 | 0 | 227.5445 | 0 | 518.1891 | 0.00017392 | 227.5445 | 0 | 521.9661 | 0.00021938 | 519.5217 | 0.042518 | 227.5445 | 0 | 808.7367 | 0.0021155 | 832.3978 | 0.00074891 | 615.559 | 0.0048622 | 1071.0648 | 0.00064892 | 1016.7683 | 0.012471 | 736 | 0.0087438 | 1136 | 0.00089799 | 1006.4426 | 0 | 1006.4363 | 0.0035399
| 519.6765 | 0.010305 | 227.7485 | 0 | 227.7485 | 0 | 518.345 | 0 | 227.7485 | 0 | 522.1196 | 0.00032688 | 519.6765 | 0.045797 | 227.7485 | 0 | 808.8018 | 0.0024356 | 832.6366 | 0.00046179 | 615.675 | 0.0063573 | 1071.121 | 0.00065381 | 1016.8949 | 0.012805 | 737 | 0.0074503 | 1137 | 0.00085037 | 1006.4923 | 0 | 1006.486 | 0.0036154
| 519.8313 | 0.022799 | 227.9525 | 0 | 227.9525 | 0 | 518.5009 | 0.00017392 | 227.9525 | 0 | 522.2731 | 0.00031262 | 519.8313 | 0.044266 | 227.9525 | 0 | 808.8669 | 0.002517 | 832.8754 | 0.00070444 | 615.791 | 0.0043574 | 1071.1772 | 0.00065875 | 1017.0215 | 0.013151 | 738 | 0.011152 | 1138 | 0.00084356 | 1006.5419 | 0 | 1006.5356 | 0.0036877
| 519.986 | 0.015751 | 228.1565 | 0 | 228.1565 | 0 | 518.6569 | 0.00026087 | 228.1565 | 0 | 522.4267 | 0.00025997 | 519.986 | 0.047218 | 228.1565 | 0 | 808.932 | 0.0016758 | 833.1141 | 0.00046882 | 615.907 | 0.0064225 | 1071.2334 | 0.00066363 | 1017.1483 | 0.01348 | 739 | 0.010595 | 1139 | 0.00074152 | 1006.5915 | 0 | 1006.5852 | 0.0037584
| 520.1408 | 0.0034729 | 228.3605 | 0 | 228.3605 | 0 | 518.8128 | 0.00017392 | 228.3605 | 0 | 522.5802 | 0.00034553 | 520.1408 | 0.043611 | 228.3605 | 0 | 808.9971 | 0.0014097 | 833.3529 | 0.00075321 | 616.023 | 0.0048579 | 1071.2895 | 0.0006685 | 1017.275 | 0.01377 | 740 | 0.01638 | 1140 | 0.00084356 | 1006.6412 | 0 | 1006.6348 | 0.0038267
| 520.2956 | 0.0048822 | 228.5646 | 0 | 228.5646 | 0 | 518.9688 | 0 | 228.5646 | 0 | 522.7338 | 0.0002841 | 520.2956 | 0.046671 | 228.5646 | 0 | 809.0623 | 0.0014486 | 833.5917 | 0.00049278 | 616.139 | 0.0027906 | 1071.3458 | 0.0006734 | 1017.4017 | 0.014009 | 741 | 0.012108 | 1141 | 0.00085717 | 1006.6908 | 0 | 1006.6845 | 0.0038934
| 520.4504 | 0.011426 | 228.7686 | 0 | 228.7686 | 0 | 519.1247 | 0.00017392 | 228.7686 | 0 | 522.8874 | 0.00030933 | 520.4504 | 0.044704 | 228.7686 | 0 | 809.1274 | 0.0018525 | 833.8305 | 0.00078302 | 616.256 | 0.0034224 | 1071.402 | 0.00067823 | 1017.5286 | 0.014193 | 742 | 0.012043 | 1142 | 0.00080275 | 1006.7404 | 0 | 1006.7341 | 0.003957
| 520.6052 | 0.020023 | 228.9727 | 0 | 228.9727 | 0 | 519.2807 | 0.00078262 | 228.9727 | 0 | 523.041 | 0.00022377 | 520.6052 | 0.047327 | 228.9727 | 0 | 809.1926 | 0.002298 | 834.0693 | 0.00050482 | 616.372 | 0.0042982 | 1071.4582 | 0.00068308 | 1017.6553 | 0.014326 | 743 | 0.0043093 | 1143 | 0.00097282 | 1006.7901 | 0 | 1006.7838 | 0.0040173
| 520.7601 | 0.018207 | 229.1768 | 0 | 229.1768 | 0 | 519.4366 | 0 | 229.1768 | 0 | 523.1946 | 0.00035321 | 520.7601 | 0.044048 | 229.1768 | 0 | 809.2577 | 0.0021172 | 834.3081 | 0.00077217 | 616.488 | 0.0053412 | 1071.5145 | 0.00068789 | 1017.7822 | 0.014413 | 744 | 0.00195 | 1144 | 0.0010817 | 1006.8398 | 0 | 1006.8334 | 0.0040737
| 520.9149 | 0.0079023 | 229.3809 | 0 | 229.3809 | 0 | 519.5926 | 0.00078262 | 229.3809 | 0 | 523.3482 | 0.00020183 | 520.9149 | 0.045687 | 229.381 | 0 | 809.3229 | 0.0023659 | 834.5469 | 0.0004971 | 616.605 | 0.0047663 | 1071.5707 | 0.00069261 | 1017.9091 | 0.014459 | 745 | 0.0132 | 1145 | 0.00099323 | 1006.8894 | 0 | 1006.8831 | 0.004127
| 521.0697 | 0.01447 | 229.5851 | 0 | 229.5851 | 0 | 519.7486 | 0 | 229.5851 | 0 | 523.5018 | 0.00044973 | 521.0697 | 0.043173 | 229.5851 | 0 | 809.3881 | 0.0021727 | 834.7857 | 0.00078853 | 616.721 | 0.0042593 | 1071.627 | 0.00069732 | 1018.036 | 0.014466 | 746 | 0.016756 | 1146 | 0.0010477 | 1006.9391 | 0 | 1006.9328 | 0.0041754
| 521.2246 | 0.011266 | 229.7892 | 0 | 229.7892 | 0 | 519.9046 | 0 | 229.7892 | 0 | 523.6554 | 0.00020951 | 521.2246 | 0.046015 | 229.7893 | 0 | 809.4532 | 0.002 | 835.0246 | 0.00052745 | 616.838 | 0.003565 | 1071.6832 | 0.00070199 | 1018.163 | 0.014431 | 747 | 0.016914 | 1147 | 0.0010477 | 1006.9888 | 0 | 1006.9825 | 0.0042183
| 521.3794 | 0.015217 | 229.9934 | 0 | 229.9934 | 0 | 520.0606 | 0 | 229.9934 | 0 | 523.8091 | 0.00031152 | 521.3794 | 0.044048 | 229.9934 | 0 | 809.5185 | 0.0018057 | 835.2634 | 0.00073299 | 616.954 | 0.0073237 | 1071.7395 | 0.00070658 | 1018.2899 | 0.01434 | 748 | 0.0082991 | 1148 | 0.0010545 | 1007.0385 | 0 | 1007.0322 | 0.0042549
| 521.5343 | 0.0099313 | 230.1976 | 0 | 230.1976 | 0 | 520.2166 | 0.00026087 | 230.1976 | 0 | 523.9627 | 0.00023803 | 521.5343 | 0.04678 | 230.1976 | 0 | 809.5837 | 0.0015147 | 835.5023 | 0.00051654 | 617.071 | 0.0042416 | 1071.7957 | 0.00071105 | 1018.4169 | 0.014175 | 749 | 0.017723 | 1149 | 0.0010817 | 1007.0881 | 0 | 1007.0819 | 0.0042819
| 521.6892 | 0.010786 | 230.4018 | 0 | 230.4018 | 0 | 520.3726 | 0 | 230.4018 | 0 | 524.1164 | 0.00035101 | 521.6892 | 0.044157 | 230.4018 | 0 | 809.6489 | 0.0019551 | 835.7411 | 0.00081942 | 617.187 | 0.0046865 | 1071.8519 | 0.0007155 | 1018.544 | 0.013915 | 750 | 0.022866 | 1150 | 0.0011225 | 1007.1378 | 0 | 1007.1315 | 0.0042978
| 521.8441 | 0.010679 | 230.6061 | 0 | 230.6061 | 0 | 520.5286 | 0.00026087 | 230.6061 | 0 | 524.2701 | 0.000283 | 521.8441 | 0.045906 | 230.6061 | 0 | 809.7142 | 0.0013979 | 835.98 | 0.00053819 | 617.304 | 0.0044374 | 1071.9082 | 0.00071986 | 1018.6711 | 0.013547 | 751 | 0.017028 | 1151 | 0.0012245 | 1007.1875 | 0 | 1007.1812 | 0.004301
| 521.9989 | 0.012227 | 230.8103 | 0 | 230.8103 | 0 | 520.6847 | 0.00017392 | 230.8103 | 0 | 524.4237 | 0.00032688 | 521.9989 | 0.04372 | 230.8103 | 0 | 809.7794 | 0.001383 | 836.2189 | 0.00073377 | 617.421 | 0.003492 | 1071.9645 | 0.00072414 | 1018.7982 | 0.013079 | 752 | 0.00729 | 1152 | 0.0012926 | 1007.2372 | 0 | 1007.2309 | 0.004289
| 522.1538 | 0.007048 | 231.0146 | 0 | 231.0146 | 0 | 520.8407 | 0.00026087 | 231.0146 | 0 | 524.5774 | 0.00032359 | 522.1538 | 0.045359 | 231.0146 | 0 | 809.8447 | 0.0016258 | 836.4578 | 0.00055828 | 617.537 | 0.0051739 | 1072.0207 | 0.00072832 | 1018.9253 | 0.012544 | 753 | 0.015075 | 1153 | 0.0014286 | 1007.2869 | 0 | 1007.2806 | 0.0042644
| 522.3088 | 0.0074218 | 231.2189 | 0 | 231.2189 | 0 | 520.9967 | 0 | 231.2189 | 0 | 524.7311 | 0.00020293 | 522.3088 | 0.043392 | 231.2189 | 0 | 809.91 | 0.0015601 | 836.6966 | 0.00094337 | 617.654 | 0.0063745 | 1072.0772 | 0.00073245 | 1019.0525 | 0.012007 | 754 | 0.0091732 | 1154 | 0.0013334 | 1007.3366 | 0 | 1007.3303 | 0.0042271
| 522.4637 | 0.017727 | 231.4232 | 0 | 231.4232 | 0 | 521.1528 | 0.00078262 | 231.4232 | 0 | 524.8848 | 0.00042231 | 522.4637 | 0.045469 | 231.4232 | 0 | 809.9752 | 0.0017121 | 836.9355 | 0.00053062 | 617.771 | 0.0049444 | 1072.1334 | 0.00073642 | 1019.1797 | 0.011542 | 755 | 0.0074029 | 1155 | 0.0013062 | 1007.3863 | 0 | 1007.38 | 0.0041818
| 522.6186 | 0.0098779 | 231.6275 | 0 | 231.6275 | 0 | 521.3089 | 0 | 231.6275 | 0 | 525.0386 | 0.0001404 | 522.6186 | 0.04372 | 231.6275 | 0 | 810.0405 | 0.0018551 | 837.1744 | 0.0008368 | 617.888 | 0.0040456 | 1072.1897 | 0.00074028 | 1019.3069 | 0.01122 | 756 | 0.013955 | 1156 | 0.0014898 | 1007.436 | 0 | 1007.4298 | 0.0041302
| 522.7735 | 0.012975 | 231.8318 | 0 | 231.8318 | 0 | 521.4649 | 0.00078262 | 231.8318 | 0 | 525.1923 | 0.00050238 | 522.7735 | 0.045797 | 231.8318 | 0 | 810.1058 | 0.001454 | 837.4134 | 0.00062663 | 618.005 | 0.0033889 | 1072.246 | 0.00074402 | 1019.4341 | 0.011083 | 757 | 0.0099311 | 1157 | 0.0014354 | 1007.4858 | 0 | 1007.4795 | 0.0040769
| 522.9285 | 0.013402 | 232.0362 | 0 | 232.0362 | 0 | 521.621 | 0 | 232.0362 | 0 | 525.346 | 0.00018867 | 522.9285 | 0.043283 | 232.0362 | 0 | 810.1711 | 0.0019163 | 837.6523 | 0.00079916 | 618.122 | 0.0055697 | 1072.3024 | 0.00074768 | 1019.5615 | 0.011135 | 758 | 0.015712 | 1158 | 0.0013674 | 1007.5355 | 0 | 1007.5292 | 0.0040253
| 523.0834 | 0.012227 | 232.2406 | 0 | 232.2406 | 0 | 521.7771 | 0.00078262 | 232.2406 | 0 | 525.4998 | 0.0003565 | 523.0834 | 0.045687 | 232.2406 | 0 | 810.2365 | 0.0022555 | 837.8912 | 0.0005401 | 618.239 | 0.0054652 | 1072.3586 | 0.00075117 | 1019.6888 | 0.011338 | 759 | 0.013023 | 1159 | 0.0014898 | 1007.5853 | 0 | 1007.5789 | 0.0039784
| 523.2384 | 0.018101 | 232.445 | 0 | 232.445 | 0 | 521.9331 | 0 | 232.445 | 0 | 525.6535 | 0.00023803 | 523.2384 | 0.043173 | 232.445 | 0 | 810.3018 | 0.002361 | 838.1302 | 0.00081168 | 618.356 | 0.0041833 | 1072.4149 | 0.00075452 | 1019.8162 | 0.011633 | 760 | 0.013471 | 1160 | 0.0015103 | 1007.635 | 0 | 1007.6287 | 0.0039403
| 523.3934 | 0.011373 | 232.6494 | 0 | 232.6494 | 0 | 522.0892 | 0.00078262 | 232.6494 | 0 | 525.8073 | 0.00034662 | 523.3934 | 0.045906 | 232.6494 | 0 | 810.3671 | 0.0018424 | 838.3691 | 0.00046921 | 618.473 | 0.0021721 | 1072.4713 | 0.00075779 | 1019.9435 | 0.011957 | 761 | 0.011407 | 1161 | 0.0015715 | 1007.6847 | 0 | 1007.6784 | 0.0039133
| 523.5483 | 0.011266 | 232.8538 | 0 | 232.8538 | 0 | 522.2453 | 0 | 232.8538 | 0 | 525.9611 | 0.00026874 | 523.5483 | 0.04372 | 232.8538 | 0 | 810.4324 | 0.0010029 | 838.6081 | 0.0007246 | 618.59 | 0.0027635 | 1072.5276 | 0.00076086 | 1020.071 | 0.012263 | 762 | 0.019454 | 1162 | 0.0016871 | 1007.7344 | 0 | 1007.7282 | 0.0039006
| 523.7033 | 0.016606 | 233.0583 | 0 | 233.0583 | 0 | 522.4014 | 0.00026087 | 233.0583 | 0 | 526.1149 | 0.00033565 | 523.7033 | 0.046234 | 233.0583 | 0 | 810.4978 | 0.0016378 | 838.847 | 0.00051224 | 618.707 | 0.0044537 | 1072.584 | 0.00076384 | 1020.1984 | 0.012528 | 763 | 0.013646 | 1163 | 0.0017688 | 1007.7842 | 0 | 1007.7779 | 0.0039045
| 523.8583 | 0.01762 | 233.2627 | 0 | 233.2627 | 0 | 522.5576 | 0 | 233.2627 | 0 | 526.2687 | 0.0001766 | 523.8583 | 0.042736 | 233.2627 | 0 | 810.5632 | 0.0017334 | 839.086 | 0.00072628 | 618.824 | 0.0066411 | 1072.6403 | 0.00076661 | 1020.3259 | 0.012755 | 764 | 0.015523 | 1164 | 0.0016055 | 1007.834 | 0 | 1007.8276 | 0.0039252
| 524.0133 | 0.01148 | 233.4672 | 0 | 233.4672 | 0 | 522.7137 | 0 | 233.4672 | 0 | 526.4225 | 0.00037185 | 524.0133 | 0.045687 | 233.4672 | 0 | 810.6285 | 0.0010626 | 839.325 | 0.00052851 | 618.942 | 0.0043696 | 1072.6967 | 0.0007693 | 1020.4534 | 0.012957 | 765 | 0.01552 | 1165 | 0.0016939 | 1007.8837 | 0 | 1007.8774 | 0.0039586
| 524.1684 | 0.012975 | 233.6717 | 0 | 233.6717 | 0 | 522.8698 | 0.00017392 | 233.6717 | 0 | 526.5763 | 0.0002128 | 524.1684 | 0.042846 | 233.6717 | 0 | 810.694 | 0.0010274 | 839.564 | 0.00075528 | 619.059 | 0.0060782 | 1072.7531 | 0.00077182 | 1020.581 | 0.013151 | 766 | 0.017265 | 1166 | 0.0020001 | 1007.9335 | 0 | 1007.9272 | 0.0040015
| 524.3234 | 0.0089168 | 233.8763 | 0 | 233.8763 | 0 | 523.026 | 0.00026087 | 233.8763 | 0 | 526.7302 | 0.00030713 | 524.3234 | 0.046125 | 233.8762 | 0 | 810.7593 | 0.0015974 | 839.803 | 0.00049413 | 619.176 | 0.0035776 | 1072.8094 | 0.00077419 | 1020.7086 | 0.013343 | 767 | 0.010906 | 1167 | 0.0020273 | 1007.9833 | 0 | 1007.977 | 0.0040475
| 524.4784 | 0.016819 | 234.0808 | 0 | 234.0808 | 0 | 523.1821 | 0.00017392 | 234.0808 | 0 | 526.884 | 0.00025229 | 524.4784 | 0.042408 | 234.0808 | 0 | 810.8248 | 0.0021829 | 840.042 | 0.00070653 | 619.294 | 0.0058022 | 1072.8657 | 0.00077635 | 1020.8362 | 0.013528 | 768 | 0.014385 | 1168 | 0.0020137 | 1008.0331 | 0 | 1008.0267 | 0.0040888
| 524.6335 | 0.0087566 | 234.2854 | 0 | 234.2854 | 0 | 523.3383 | 0.00078262 | 234.2854 | 0 | 527.0379 | 0.00027752 | 524.6335 | 0.04525 | 234.2853 | 0 | 810.8902 | 0.0022622 | 840.281 | 0.00049003 | 619.411 | 0.0039493 | 1072.9221 | 0.0007784 | 1020.9638 | 0.013687 | 769 | 0.01735 | 1169 | 0.0018436 | 1008.0828 | 0 | 1008.0765 | 0.0041206
| 524.7885 | 0.017086 | 234.4899 | 0 | 234.4899 | 0 | 523.4944 | 0.00017392 | 234.4899 | 0 | 527.1917 | 0.00025558 | 524.7885 | 0.042736 | 234.4899 | 0 | 810.9556 | 0.0023364 | 840.52 | 0.00073853 | 619.529 | 0.0051878 | 1072.9785 | 0.0007803 | 1021.0915 | 0.013796 | 770 | 0.011466 | 1170 | 0.0019456 | 1008.1326 | 0 | 1008.1263 | 0.0041365
| 524.9436 | 0.0083295 | 234.6945 | 0 | 234.6945 | 0 | 523.6506 | 0.00078262 | 234.6945 | 0 | 527.3456 | 0.00028739 | 524.9436 | 0.04525 | 234.6945 | 0 | 811.0211 | 0.002006 | 840.7591 | 0.00042535 | 619.646 | 0.0048524 | 1073.0349 | 0.00078203 | 1021.2192 | 0.01383 | 771 | 0.014441 | 1171 | 0.0020069 | 1008.1824 | 0 | 1008.1761 | 0.0041373
| 525.0986 | 0.014844 | 234.8991 | 0 | 234.8991 | 0 | 523.8068 | 0.00017392 | 234.8991 | 0 | 527.4995 | 0.00023693 | 525.0986 | 0.04219 | 234.8991 | 0 | 811.0865 | 0.001903 | 840.9981 | 0.00070112 | 619.764 | 0.0028748 | 1073.0913 | 0.00078361 | 1021.3469 | 0.013773 | 772 | 0.011191 | 1172 | 0.0020885 | 1008.2322 | 0 | 1008.2259 | 0.0041222
| 525.2537 | 0.0017839 | 235.1038 | 0 | 235.1038 | 0 | 523.9629 | 0.00026087 | 235.1038 | 0 | 527.6534 | 0.00030933 | 525.2537 | 0.044266 | 235.1038 | 0 | 811.1521 | 0.0015969 | 841.2372 | 0.00038529 | 619.882 | 0.0048506 | 1073.1477 | 0.00078503 | 1021.4747 | 0.013621 | 773 | 0.013298 | 1173 | 0.0023198 | 1008.282 | 0 | 1008.2757 | 0.0040952
| 525.4088 | 0.017193 | 235.3084 | 0 | 235.3084 | 0 | 524.1191 | 0 | 235.3084 | 0 | 527.8073 | 0.00025448 | 525.4088 | 0.041971 | 235.3084 | 0 | 811.2175 | 0.0016141 | 841.4762 | 0.00069622 | 619.999 | 0.005383 | 1073.2041 | 0.00078629 | 1021.6025 | 0.013388 | 774 | 0.01488 | 1174 | 0.0022042 | 1008.3318 | 0 | 1008.3255 | 0.0040634
| 525.5639 | 0.014844 | 235.5131 | 0 | 235.5131 | 0 | 524.2753 | 0.00026087 | 235.5131 | 0 | 527.9612 | 0.00026765 | 525.5639 | 0.044048 | 235.5131 | 0 | 811.283 | 0.0017174 | 841.7153 | 0.00034702 | 620.117 | 0.0031965 | 1073.2605 | 0.0007874 | 1021.7303 | 0.013103 | 775 | 0.007787 | 1175 | 0.0023402 | 1008.3817 | 0 | 1008.3753 | 0.0040308
| 525.719 | 0.013989 | 235.7178 | 0 | 235.7178 | 0 | 524.4315 | 0.00069566 | 235.7178 | 0 | 528.1151 | 0.00034224 | 525.719 | 0.041643 | 235.7178 | 0 | 811.3486 | 0.0021421 | 841.9543 | 0.0006565 | 620.235 | 0.0040538 | 1073.3169 | 0.00078837 | 1021.8582 | 0.012809 | 776 | 0.014786 | 1176 | 0.0025307 | 1008.4315 | 0 | 1008.4251 | 0.0040015
| 525.8741 | 0.013882 | 235.9225 | 0 | 235.9225 | 0 | 524.5877 | 0.00026087 | 235.9225 | 0 | 528.2691 | 0.00022487 | 525.8741 | 0.044376 | 235.9225 | 0 | 811.414 | 0.0022147 | 842.1934 | 0.00034432 | 620.352 | 0.0060183 | 1073.3734 | 0.00078923 | 1021.9861 | 0.01255 | 777 | 0.013171 | 1177 | 0.0025715 | 1008.4813 | 0 | 1008.475 | 0.0039792
| 526.0292 | 0.015591 | 236.1272 | 0 | 236.1272 | 0 | 524.744 | 0.00017392 | 236.1272 | 0 | 528.423 | 0.00030713 | 526.0292 | 0.043064 | 236.1272 | 0 | 811.4795 | 0.0018211 | 842.4325 | 0.00064865 | 620.47 | 0.0054921 | 1073.4298 | 0.0007899 | 1022.1141 | 0.012366 | 778 | 0.0068146 | 1178 | 0.0026055 | 1008.5311 | 0 | 1008.5248 | 0.0039625
| 526.1843 | 0.017834 | 236.3319 | 0 | 236.3319 | 0 | 524.9002 | 0.00078262 | 236.3319 | 0 | 528.577 | 0.00028081 | 526.1843 | 0.046125 | 236.3319 | 0 | 811.545 | 0.0019994 | 842.6716 | 0.00032272 | 620.588 | 0.0039377 | 1073.4862 | 0.00079043 | 1022.2421 | 0.012278 | 779 | 0.013248 | 1179 | 0.0026123 | 1008.5809 | 0 | 1008.5746 | 0.0039498
| 526.3395 | 0.010786 | 236.5367 | 0 | 236.5367 | 0 | 525.0564 | 0 | 236.5367 | 0 | 528.731 | 0.00029946 | 526.3395 | 0.043611 | 236.5367 | 0 | 811.6106 | 0.0019052 | 842.9107 | 0.00060224 | 620.706 | 0.0032707 | 1073.5427 | 0.00079087 | 1022.3701 | 0.012287 | 780 | 0.014237 | 1180 | 0.0027416 | 1008.6307 | 0 | 1008.6245 | 0.0039379
| 526.4946 | 0.0074218 | 236.7415 | 0 | 236.7415 | 0 | 525.2127 | 0.00078262 | 236.7415 | 0 | 528.8849 | 0.00033565 | 526.4946 | 0.045359 | 236.7415 | 0 | 811.6761 | 0.0025945 | 843.1498 | 0.00034758 | 620.824 | 0.0047557 | 1073.5991 | 0.00079114 | 1022.498 | 0.012376 | 781 | 0.009761 | 1181 | 0.0027484 | 1008.6806 | 0 | 1008.6743 | 0.0039236
| 526.6498 | 0.014363 | 236.9463 | 0 | 236.9463 | 0 | 525.3689 | 0.00017392 | 236.9463 | 0 | 529.0389 | 0.00025558 | 526.6498 | 0.042846 | 236.9463 | 0 | 811.7417 | 0.0019237 | 843.389 | 0.00067077 | 620.942 | 0.0044051 | 1073.6556 | 0.00079133 | 1022.6262 | 0.012515 | 782 | 0.0056458 | 1182 | 0.0028232 | 1008.7305 | 0 | 1008.7241 | 0.0039053
| 526.8049 | 0.0013145 | 237.1511 | 0 | 237.1511 | 0 | 525.5252 | 0 | 237.1511 | 0 | 529.1929 | 0.00029726 | 526.8049 | 0.044594 | 237.1511 | 0 | 811.8073 | 0.0023846 | 843.6281 | 0.00034817 | 621.06 | 0.0030454 | 1073.712 | 0.00079135 | 1022.7542 | 0.012677 | 783 | 0.015829 | 1183 | 0.0027824 | 1008.7803 | 0 | 1008.774 | 0.0038831
| 526.9601 | 0.016232 | 237.3559 | 0 | 237.3559 | 0 | 525.6814 | 0.00017392 | 237.3559 | 0 | 529.3469 | 0.00030713 | 526.9601 | 0.042627 | 237.3559 | 0 | 811.8729 | 0.0020456 | 843.8672 | 0.00065384 | 621.178 | 0.0037118 | 1073.7686 | 0.00079131 | 1022.8824 | 0.012843 | 784 | 0.011861 | 1184 | 0.0028981 | 1008.8301 | 0 | 1008.8238 | 0.0038569
| 527.1153 | 0.012494 | 237.5608 | 0 | 237.5608 | 0 | 525.8377 | 0 | 237.5608 | 0 | 529.5009 | 0.00034443 | 527.1153 | 0.044594 | 237.5608 | 0 | 811.9385 | 0.0014692 | 844.1064 | 0.00036441 | 621.297 | 0.0060721 | 1073.8249 | 0.0007911 | 1023.0105 | 0.013004 | 785 | 0.010708 | 1185 | 0.0029117 | 1008.88 | 0 | 1008.8737 | 0.0038307
| 527.2705 | 0.013509 | 237.7656 | 0 | 237.7656 | 0 | 525.994 | 0.00017392 | 237.7656 | 0 | 529.655 | 0.00024132 | 527.2705 | 0.042955 | 237.7656 | 0 | 812.0041 | 0.0015267 | 844.3455 | 0.00057654 | 621.415 | 0.003545 | 1073.8815 | 0.00079086 | 1023.1387 | 0.013163 | 786 | 0.011165 | 1186 | 0.0030069 | 1008.9299 | 0 | 1008.9236 | 0.003806
| 527.4257 | 0.0099313 | 237.9705 | 0 | 237.9705 | 0 | 526.1503 | 0.00078262 | 237.9705 | 0 | 529.809 | 0.00035321 | 527.4257 | 0.043829 | 237.9705 | 0 | 812.0697 | 0.0021144 | 844.5847 | 0.00029235 | 621.533 | 0.0042937 | 1073.938 | 0.00079053 | 1023.2669 | 0.013319 | 787 | 0.00802 | 1187 | 0.0033266 | 1008.9797 | 0 | 1008.9734 | 0.0037878
| 527.5809 | 0.013242 | 238.1754 | 0 | 238.1754 | 0 | 526.3065 | 0.00017392 | 238.1754 | 0 | 529.963 | 0.00019525 | 527.5809 | 0.041425 | 238.1754 | 0 | 812.1353 | 0.0018901 | 844.8239 | 0.00060568 | 621.651 | 0.0044803 | 1073.9944 | 0.00079006 | 1023.3952 | 0.013466 | 788 | 0.01472 | 1188 | 0.0033402 | 1009.0296 | 0 | 1009.0233 | 0.0037766
| 527.7361 | 0.0051638 | 238.3803 | 0 | 238.3803 | 0 | 526.4628 | 0.00026087 | 238.3803 | 0 | 530.1171 | 0.0003905 | 527.7361 | 0.042955 | 238.3803 | 0 | 812.201 | 0.0018723 | 845.063 | 0.00029638 | 621.77 | 0.0039137 | 1074.0509 | 0.00078957 | 1023.5235 | 0.013585 | 789 | 0.013544 | 1189 | 0.0032858 | 1009.0795 | 0 | 1009.0732 | 0.0037743
| 527.8913 | 0.0091304 | 238.5853 | 0 | 238.5853 | 0 | 526.6191 | 0 | 238.5853 | 0 | 530.2712 | 0.00020512 | 527.8913 | 0.041425 | 238.5853 | 0 | 812.2665 | 0.0018152 | 845.3022 | 0.00057503 | 621.888 | 0.003911 | 1074.1074 | 0.00078903 | 1023.6518 | 0.013647 | 790 | 0.0063518 | 1190 | 0.0034559 | 1009.1294 | 0 | 1009.1231 | 0.0037814
| 528.0466 | 0.007048 | 238.7902 | 0 | 238.7902 | 0 | 526.7755 | 0 | 238.7902 | 0 | 530.4253 | 0.00034443 | 528.0466 | 0.044157 | 238.7902 | 0 | 812.3322 | 0.0027005 | 845.5414 | 0.0002751 | 622.006 | 0.0031519 | 1074.1639 | 0.00078842 | 1023.7802 | 0.013618 | 791 | 0.0092907 | 1191 | 0.0037348 | 1009.1793 | 0 | 1009.173 | 0.0037981
| 528.2018 | 0.016979 | 238.9952 | 0 | 238.9952 | 0 | 526.9318 | 0.00017392 | 238.9952 | 0 | 530.5793 | 0.00023584 | 528.2018 | 0.04208 | 238.9952 | 0 | 812.3979 | 0.0020441 | 845.7806 | 0.00052829 | 622.125 | 0.0038759 | 1074.2205 | 0.00078777 | 1023.9085 | 0.013469 | 792 | 0.0097126 | 1192 | 0.0037552 | 1009.2292 | 0 | 1009.2228 | 0.0038235
| 528.3571 | 0.0095041 | 239.2002 | 0 | 239.2002 | 0 | 527.0881 | 0.0013044 | 239.2002 | 0 | 530.7334 | 0.00025558 | 528.3571 | 0.044048 | 239.2002 | 0 | 812.4636 | 0.0013983 | 846.0198 | 0.00030112 | 622.244 | 0.0032154 | 1074.277 | 0.00078709 | 1024.037 | 0.013188 | 793 | 0.017109 | 1193 | 0.0038913 | 1009.279 | 0 | 1009.2728 | 0.0038593
| 528.5123 | 0.020076 | 239.4052 | 0 | 239.4052 | 0 | 527.2445 | 0 | 239.4052 | 0 | 530.8876 | 0.00031701 | 528.5123 | 0.041206 | 239.4052 | 0 | 812.5292 | 0.0021388 | 846.2591 | 0.0005997 | 622.362 | 0.0040352 | 1074.3335 | 0.00078638 | 1024.1654 | 0.012783 | 794 | 0.0098352 | 1194 | 0.0040886 | 1009.329 | 0 | 1009.3227 | 0.0039037
| 528.6676 | 0.01148 | 239.6102 | 0 | 239.6102 | 0 | 527.4008 | 0.00026087 | 239.6102 | 0 | 531.0417 | 0.0001766 | 528.6676 | 0.043173 | 239.6102 | 0 | 812.595 | 0.0025631 | 846.4983 | 0.00030365 | 622.481 | 0.0050213 | 1074.39 | 0.00078566 | 1024.2938 | 0.012289 | 795 | 0.0089978 | 1195 | 0.0042586 | 1009.3789 | 0 | 1009.3726 | 0.0039546
| 528.8229 | 0.014523 | 239.8153 | 0 | 239.8153 | 0 | 527.5571 | 0.00017392 | 239.8153 | 0 | 531.1958 | 0.00039708 | 528.8229 | 0.041315 | 239.8153 | 0 | 812.6608 | 0.0022091 | 846.7375 | 0.00056882 | 622.599 | 0.0054969 | 1074.4465 | 0.00078494 | 1024.4224 | 0.011755 | 796 | 0.0095698 | 1196 | 0.00466 | 1009.4288 | 0 | 1009.4225 | 0.0040086
| 528.9782 | 0.0020655 | 240.0204 | 0 | 240.0204 | 0 | 527.7135 | 0 | 240.0204 | 0 | 531.35 | 0.00013711 | 528.9782 | 0.043173 | 240.0204 | 0 | 812.7264 | 0.0022083 | 846.9768 | 0.00026991 | 622.718 | 0.0025097 | 1074.5032 | 0.00078427 | 1024.5509 | 0.011244 | 797 | 0.0074571 | 1197 | 0.0046872 | 1009.4787 | 0 | 1009.4724 | 0.0040594
| 529.1335 | 0.017086 | 240.2254 | 0 | 240.2254 | 0 | 527.8699 | 0.00017392 | 240.2254 | 0 | 531.5041 | 0.00038392 | 529.1335 | 0.040987 | 240.2254 | 0 | 812.7921 | 0.0023525 | 847.216 | 0.00059663 | 622.837 | 0.0059027 | 1074.5597 | 0.00078357 | 1024.6794 | 0.010814 | 798 | 0.012353 | 1198 | 0.0047076 | 1009.5286 | 0 | 1009.5223 | 0.0041
| 529.2888 | 0.0097711 | 240.4305 | 0 | 240.4305 | 0 | 528.0262 | 0.00078262 | 240.4305 | 0 | 531.6583 | 0.00013163 | 529.2888 | 0.042736 | 240.4305 | 0 | 812.8579 | 0.0019522 | 847.4553 | 0.00026951 | 622.956 | 0.0042788 | 1074.6162 | 0.0007829 | 1024.8081 | 0.010509 | 799 | 0.017904 | 1199 | 0.0049321 | 1009.5785 | 0 | 1009.5723 | 0.0041246
| 529.4441 | 0.011426 | 240.6357 | 0 | 240.6357 | 0 | 528.1826 | 0 | 240.6357 | 0 | 531.8124 | 0.00035211 | 529.4441 | 0.040987 | 240.6356 | 0 | 812.9236 | 0.0020016 | 847.6945 | 0.00054533 | 623.074 | 0.0058921 | 1074.6728 | 0.00078232 | 1024.9368 | 0.010348 | 800 | 0.015844 | 1200 | 0.0050342 | 1009.6285 | 0 | 1009.6222 | 0.0041278
| 529.5994 | 0.015324 | 240.8408 | 0 | 240.8408 | 0 | 528.339 | 0 | 240.8408 | 0 | 531.9666 | 0.00025119 | 529.5994 | 0.043283 | 240.8408 | 0 | 812.9895 | 0.0018587 | 847.9338 | 0.00028699 | 623.193 | 0.0033158 | 1074.7294 | 0.00078174 | 1025.0654 | 0.01033 | 801 | 0.014613 | 1201 | 0.0052859 | 1009.6785 | 0 | 1009.6721 | 0.0041095
| 529.7547 | 0.015377 | 241.0459 | 0 | 241.0459 | 0 | 528.4954 | 0 | 241.0459 | 0 | 532.1208 | 0.00027423 | 529.7547 | 0.041862 | 241.046 | 0 | 813.0552 | 0.002181 | 848.1731 | 0.00053871 | 623.312 | 0.0043991 | 1074.7859 | 0.00078122 | 1025.1941 | 0.010427 | 802 | 0.0087212 | 1202 | 0.0055444 | 1009.7284 | 0 | 1009.7221 | 0.0040722
| 529.9101 | 0.0059267 | 241.2511 | 0 | 241.2511 | 0 | 528.6518 | 0.00026087 | 241.2511 | 0 | 532.275 | 0.00025668 | 529.9101 | 0.044048 | 241.2511 | 0 | 813.121 | 0.0023402 | 848.4124 | 0.00028503 | 623.431 | 0.003761 | 1074.8425 | 0.00078082 | 1025.3229 | 0.010603 | 803 | 0.01002 | 1203 | 0.0056941 | 1009.7783 | 0 | 1009.772 | 0.0040245
| 530.0654 | 0.019596 | 241.4563 | 0 | 241.4563 | 0 | 528.8082 | 0.00017392 | 241.4563 | 0 | 532.4292 | 0.00024022 | 530.0654 | 0.04208 | 241.4563 | 0 | 813.1868 | 0.0031135 | 848.6517 | 0.00053205 | 623.55 | 0.0053055 | 1074.899 | 0.00078045 | 1025.4517 | 0.010819 | 804 | 0.013073 | 1204 | 0.0055444 | 1009.8283 | 0 | 1009.822 | 0.0039744
| 530.2208 | 0.0060869 | 241.6615 | 0 | 241.6615 | 0 | 528.9646 | 0 | 241.6615 | 0 | 532.5834 | 0.00026545 | 530.2208 | 0.043829 | 241.6615 | 0 | 813.2526 | 0.0017241 | 848.891 | 0.00026716 | 623.669 | 0.0041203 | 1074.9557 | 0.00078023 | 1025.5804 | 0.011049 | 805 | 0.010455 | 1205 | 0.0056737 | 1009.8782 | 0 | 1009.8719 | 0.00393
| 530.3761 | 0.018314 | 241.8667 | 0 | 241.8667 | 0 | 529.121 | 0 | 241.8667 | 0 | 532.7377 | 0.0002852 | 530.3761 | 0.041753 | 241.8667 | 0 | 813.3184 | 0.00089354 | 849.1303 | 0.00055931 | 623.789 | 0.0039384 | 1075.0123 | 0.00078011 | 1025.7092 | 0.011281 | 806 | 0.0082816 | 1206 | 0.0060886 | 1009.9282 | 0 | 1009.9219 | 0.003899
| 530.5315 | 0.0059267 | 242.072 | 0 | 242.072 | 0 | 529.2775 | 0.00026087 | 242.072 | 0 | 532.8919 | 0.00025558 | 530.5315 | 0.043939 | 242.072 | 0 | 813.3842 | 0.0011658 | 849.3696 | 0.00028305 | 623.908 | 0.0026967 | 1075.0689 | 0.00078005 | 1025.8381 | 0.011513 | 807 | 0.01978 | 1207 | 0.0061158 | 1009.9782 | 0 | 1009.9719 | 0.0038823
| 530.6869 | 0.0099313 | 242.2773 | 0 | 242.2773 | 0 | 529.4339 | 0.00017392 | 242.2773 | 0 | 533.0462 | 0.00029397 | 530.6869 | 0.041425 | 242.2773 | 0 | 813.4501 | 0.0016592 | 849.609 | 0.00052631 | 624.027 | 0.0033412 | 1075.1255 | 0.00078017 | 1025.967 | 0.011748 | 808 | 0.0076539 | 1208 | 0.0061975 | 1010.0282 | 0 | 1010.0218 | 0.0038799
| 530.8423 | 0.0046944 | 242.4825 | 0 | 242.4825 | 0 | 529.5903 | 0.00078262 | 242.4825 | 0 | 533.2004 | 0.00019525 | 530.8423 | 0.042736 | 242.4825 | 0 | 813.5159 | 0.0024923 | 849.8483 | 0.00024197 | 624.146 | 0.0049995 | 1075.1821 | 0.00078042 | 1026.0959 | 0.011987 | 809 | 0.013476 | 1209 | 0.0064832 | 1010.0781 | 0 | 1010.0718 | 0.0038887
| 530.9977 | 0.016072 | 242.6878 | 0 | 242.6878 | 0 | 529.7468 | 0.00017392 | 242.6878 | 0 | 533.3547 | 0.00033675 | 530.9977 | 0.040769 | 242.6878 | 0 | 813.5818 | 0.0021422 | 850.0877 | 0.00048938 | 624.265 | 0.0040699 | 1075.2388 | 0.00078082 | 1026.225 | 0.012222 | 810 | 0.0053029 | 1210 | 0.0066125 | 1010.1281 | 0 | 1010.1218 | 0.0039022
| 531.1531 | 0.0048822 | 242.8932 | 0 | 242.8932 | 0 | 529.9032 | 0.00026087 | 242.8932 | 0 | 533.509 | 0.00012834 | 531.1531 | 0.043173 | 242.8931 | 0 | 813.6476 | 0.0017494 | 850.327 | 0.00024951 | 624.385 | 0.0047051 | 1075.2954 | 0.00078136 | 1026.354 | 0.012437 | 811 | 0.009899 | 1211 | 0.0067621 | 1010.1781 | 0 | 1010.1718 | 0.0039172
| 531.3085 | 0.015751 | 243.0985 | 0 | 243.0985 | 0 | 530.0597 | 0 | 243.0985 | 0 | 533.6633 | 0.00032688 | 531.3085 | 0.041534 | 243.0985 | 0 | 813.7136 | 0.0016652 | 850.5664 | 0.00058682 | 624.504 | 0.0047463 | 1075.352 | 0.00078206 | 1026.483 | 0.012612 | 812 | 0.012873 | 1212 | 0.0071091 | 1010.2281 | 0 | 1010.2218 | 0.00393
| 531.4639 | 0.014256 | 243.3038 | 0 | 243.3038 | 0 | 530.2162 | 0.00078262 | 243.3038 | 0 | 533.8176 | 0.00025229 | 531.4639 | 0.043829 | 243.3038 | 0 | 813.7794 | 0.0017664 | 850.8057 | 0.00026665 | 624.624 | 0.0066854 | 1075.4087 | 0.00078293 | 1026.6121 | 0.01273 | 813 | 0.014686 | 1213 | 0.0071771 | 1010.2781 | 0 | 1010.2718 | 0.0039379
| 531.6194 | 0.015858 | 243.5092 | 0 | 243.5092 | 0 | 530.3727 | 0 | 243.5092 | 0 | 533.9719 | 0.00020622 | 531.6194 | 0.041643 | 243.5092 | 0 | 813.8453 | 0.0012606 | 851.0451 | 0.00055469 | 624.743 | 0.0038025 | 1075.4653 | 0.00078398 | 1026.7411 | 0.01278 | 814 | 0.0055991 | 1214 | 0.0072519 | 1010.3281 | 0 | 1010.3218 | 0.0039411
| 531.7748 | 0.0093973 | 243.7146 | 0 | 243.7146 | 0 | 530.5292 | 0.00078262 | 243.7146 | 0 | 534.1262 | 0.00036637 | 531.7748 | 0.043501 | 243.7146 | 0 | 813.9113 | 0.0021104 | 851.2845 | 0.00025662 | 624.863 | 0.0044532 | 1075.522 | 0.0007852 | 1026.8702 | 0.012768 | 815 | 0.0082011 | 1215 | 0.007422 | 1010.3781 | 0 | 1010.3718 | 0.0039403
| 531.9303 | 0.017567 | 243.92 | 0 | 243.92 | 0 | 530.6857 | 0.00017392 | 243.92 | 0 | 534.2805 | 7.6784e-05 | 531.9303 | 0.041206 | 243.92 | 0 | 813.9772 | 0.0026578 | 851.5239 | 0.00049953 | 624.982 | 0.0049912 | 1075.5786 | 0.00078662 | 1026.9994 | 0.012713 | 816 | 0.012274 | 1216 | 0.0075853 | 1010.4282 | 0 | 1010.4218 | 0.0039363
| 532.0857 | 0.0084362 | 244.1254 | 0 | 244.1254 | 0 | 530.8421 | 0.00026087 | 244.1254 | 0 | 534.4349 | 0.00036966 | 532.0857 | 0.043283 | 244.1254 | 0 | 814.0432 | 0.0030985 | 851.7633 | 0.00029047 | 625.102 | 0.0061816 | 1075.6353 | 0.00078823 | 1027.1287 | 0.012645 | 817 | 0.0081405 | 1217 | 0.007905 | 1010.4782 | 0 | 1010.4719 | 0.0039315
| 532.2412 | 0.013028 | 244.3309 | 0 | 244.3309 | 0 | 530.9987 | 0 | 244.3309 | 0 | 534.5892 | 0.00015357 | 532.2412 | 0.041315 | 244.3309 | 0 | 814.1091 | 0.0019659 | 852.0027 | 0.00063783 | 625.221 | 0.0047637 | 1075.6919 | 0.00079004 | 1027.2578 | 0.012595 | 818 | 0.014491 | 1218 | 0.0081159 | 1010.5282 | 0 | 1010.5218 | 0.0039236
| 532.3967 | 0.013028 | 244.5363 | 0 | 244.5363 | 0 | 531.1552 | 0.00078262 | 244.5363 | 0 | 534.7436 | 0.00030713 | 532.3967 | 0.042846 | 244.5363 | 0 | 814.175 | 0.0019037 | 852.2422 | 0.00028594 | 625.341 | 0.0036497 | 1075.7487 | 0.00079212 | 1027.3871 | 0.012584 | 819 | 0.011425 | 1219 | 0.0083404 | 1010.5782 | 0 | 1010.5719 | 0.0039149
| 532.5522 | 0.016499 | 244.7418 | 0 | 244.7418 | 0 | 531.3117 | 0 | 244.7418 | 0 | 534.898 | 0.00027862 | 532.5522 | 0.040222 | 244.7418 | 0 | 814.241 | 0.0022042 | 852.4816 | 0.00056243 | 625.461 | 0.0059628 | 1075.8053 | 0.00079435 | 1027.5164 | 0.012614 | 820 | 0.0076405 | 1220 | 0.0086669 | 1010.6282 | 0 | 1010.6219 | 0.0039022
| 532.7077 | 0.010999 | 244.9473 | 0 | 244.9473 | 0 | 531.4682 | 0.00026087 | 244.9473 | 0 | 535.0524 | 0.00022925 | 532.7077 | 0.042846 | 244.9473 | 0 | 814.3069 | 0.0024834 | 852.721 | 0.00023548 | 625.581 | 0.0056205 | 1075.8619 | 0.00079679 | 1027.6458 | 0.012664 | 821 | 0.0079348 | 1221 | 0.0090003 | 1010.6783 | 0 | 1010.672 | 0.0038855
| 532.8632 | 0.015698 | 245.1528 | 0 | 245.1528 | 0 | 531.6248 | 0 | 245.1528 | 0 | 535.2068 | 0.00031372 | 532.8632 | 0.040769 | 245.1528 | 0 | 814.3729 | 0.0024852 | 852.9605 | 0.00056467 | 625.701 | 0.0052143 | 1075.9187 | 0.00079952 | 1027.775 | 0.012703 | 822 | 0.0086268 | 1222 | 0.0092248 | 1010.7283 | 0 | 1010.722 | 0.0038672
| 533.0187 | 0.0076887 | 245.3584 | 0 | 245.3584 | 0 | 531.7813 | 0.00026087 | 245.3584 | 0 | 535.3611 | 0.00011847 | 533.0187 | 0.043501 | 245.3584 | 0 | 814.4389 | 0.001332 | 853.1999 | 0.00026702 | 625.82 | 0.0029287 | 1075.9753 | 0.00080241 | 1027.9044 | 0.012694 | 823 | 0.0069511 | 1223 | 0.0094697 | 1010.7784 | 0 | 1010.772 | 0.0038473
| 533.1742 | 0.018848 | 245.5639 | 0 | 245.5639 | 0 | 531.9379 | 0 | 245.5639 | 0 | 535.5156 | 0.00033346 | 533.1742 | 0.040987 | 245.5639 | 0 | 814.5049 | 0.0024285 | 853.4394 | 0.00057985 | 625.94 | 0.0026861 | 1076.0321 | 0.00080558 | 1028.0338 | 0.012619 | 824 | 0.0072248 | 1224 | 0.009633 | 1010.8284 | 0 | 1010.8221 | 0.0038307
| 533.3297 | 0.0077955 | 245.7695 | 0 | 245.7695 | 0 | 532.0944 | 0 | 245.7695 | 0 | 535.67 | 0.00019854 | 533.3297 | 0.043392 | 245.7695 | 0 | 814.571 | 0.0026647 | 853.6788 | 0.00027177 | 626.06 | 0.0056004 | 1076.0887 | 0.00080892 | 1028.1633 | 0.012479 | 825 | 0.0097789 | 1225 | 0.0098166 | 1010.8785 | 0 | 1010.8722 | 0.0038195
| 533.4853 | 0.02045 | 245.9751 | 0 | 245.9751 | 0 | 532.251 | 0 | 245.9751 | 0 | 535.8244 | 0.00032688 | 533.4853 | 0.041097 | 245.9751 | 0 | 814.637 | 0.0025144 | 853.9183 | 0.00053059 | 626.18 | 0.00397 | 1076.1455 | 0.00081255 | 1028.2928 | 0.012302 | 826 | 0.015646 | 1226 | 0.010354 | 1010.9285 | 0 | 1010.9222 | 0.0038164
| 533.6408 | 0.0096643 | 246.1807 | 0 | 246.1807 | 0 | 532.4076 | 0.00026087 | 246.1807 | 0 | 535.9789 | 0.0001788 | 533.6408 | 0.043501 | 246.1807 | 0 | 814.7031 | 0.001699 | 854.1578 | 0.00027232 | 626.301 | 0.005039 | 1076.2023 | 0.0008164 | 1028.4224 | 0.012128 | 827 | 0.0097786 | 1227 | 0.010565 | 1010.9786 | 0 | 1010.9723 | 0.0038219
| 533.7964 | 0.015484 | 246.3863 | 0 | 246.3863 | 0 | 532.5642 | 0 | 246.3863 | 0 | 536.1333 | 0.00021719 | 533.7964 | 0.041206 | 246.3863 | 0 | 814.7691 | 0.0017688 | 854.3973 | 0.00061564 | 626.421 | 0.00275 | 1076.2589 | 0.00082043 | 1028.5519 | 0.012002 | 828 | 0.011318 | 1228 | 0.010796 | 1011.0287 | 0 | 1011.0224 | 0.0038346
| 533.9519 | 0.014577 | 246.5919 | 0 | 246.5919 | 0 | 532.7207 | 0.00026087 | 246.5919 | 0 | 536.2878 | 0.00026106 | 533.9519 | 0.042518 | 246.5919 | 0 | 814.8351 | 0.0020768 | 854.6368 | 0.0002717 | 626.541 | 0.004426 | 1076.3157 | 0.00082475 | 1028.6815 | 0.011956 | 829 | 0.008872 | 1229 | 0.011293 | 1011.0788 | 0 | 1011.0725 | 0.0038521
| 534.1075 | 0.015591 | 246.7976 | 0 | 246.7976 | 0 | 532.8773 | 0.00069566 | 246.7976 | 0 | 536.4423 | 0.00026106 | 534.1075 | 0.040332 | 246.7976 | 0 | 814.9012 | 0.0015969 | 854.8763 | 0.00052532 | 626.661 | 0.0035834 | 1076.3724 | 0.0008293 | 1028.811 | 0.011999 | 830 | 0.010764 | 1230 | 0.011524 | 1011.1289 | 0 | 1011.1226 | 0.003872
| 534.2631 | 0.019649 | 247.0033 | 0 | 247.0033 | 0 | 533.0339 | 0.00026087 | 247.0033 | 0 | 536.5968 | 0.00022048 | 534.2631 | 0.042299 | 247.0033 | 0 | 814.9674 | 0.0012546 | 855.1158 | 0.00025092 | 626.781 | 0.0039136 | 1076.4292 | 0.00083407 | 1028.9407 | 0.012115 | 831 | 0.010081 | 1231 | 0.011701 | 1011.179 | 0 | 1011.1726 | 0.0038902
| 534.4187 | 0.0098779 | 247.209 | 0 | 247.209 | 0 | 533.1906 | 0 | 247.209 | 0 | 536.7512 | 0.00023145 | 534.4187 | 0.040878 | 247.2089 | 0 | 815.0335 | 0.0018564 | 855.3554 | 0.0005776 | 626.902 | 0.0023936 | 1076.486 | 0.00083907 | 1029.0704 | 0.012269 | 832 | 0.014606 | 1232 | 0.012252 | 1011.2291 | 0 | 1011.2227 | 0.0039053
| 534.5743 | 0.013722 | 247.4147 | 0 | 247.4147 | 0 | 533.3472 | 0.00078262 | 247.4147 | 0 | 536.9057 | 0.00020622 | 534.5743 | 0.042518 | 247.4147 | 0 | 815.0995 | 0.0017452 | 855.5949 | 0.00030095 | 627.022 | 0.0050172 | 1076.5427 | 0.00084429 | 1029.2001 | 0.012417 | 833 | 0.0098879 | 1233 | 0.012483 | 1011.2791 | 0 | 1011.2728 | 0.0039172
| 534.7299 | 0.0026281 | 247.6204 | 0 | 247.6204 | 0 | 533.5038 | 0.00069566 | 247.6204 | 0 | 537.0603 | 0.00026874 | 534.7299 | 0.04066 | 247.6204 | 0 | 815.1656 | 0.0022042 | 855.8344 | 0.00057171 | 627.142 | 0.0056475 | 1076.5995 | 0.00084973 | 1029.3298 | 0.012518 | 834 | 0.021514 | 1234 | 0.012633 | 1011.3292 | 0 | 1011.3229 | 0.0039268
| 534.8855 | 0.0095575 | 247.8261 | 0 | 247.8261 | 0 | 533.6604 | 0.00078262 | 247.8261 | 0 | 537.2148 | 0.00025668 | 534.8855 | 0.043501 | 247.8261 | 0 | 815.2318 | 0.0024394 | 856.074 | 0.00027885 | 627.263 | 0.0025154 | 1076.6562 | 0.0008554 | 1029.4596 | 0.012546 | 835 | 0.016315 | 1235 | 0.012946 | 1011.3793 | 0 | 1011.3731 | 0.0039339
| 535.0411 | 0.012227 | 248.0319 | 0 | 248.0319 | 0 | 533.8171 | 0.00017392 | 248.0319 | 0 | 537.3693 | 0.00018099 | 535.0411 | 0.041425 | 248.0319 | 0 | 815.2979 | 0.0017283 | 856.3135 | 0.00059133 | 627.383 | 0.0032101 | 1076.713 | 0.00086127 | 1029.5895 | 0.012494 | 836 | 0.0095774 | 1236 | 0.013191 | 1011.4294 | 0 | 1011.4232 | 0.0039403
| 535.1967 | 0.0043189 | 248.2377 | 0 | 248.2377 | 0 | 533.9737 | 0.00078262 | 248.2377 | 0 | 537.5239 | 0.00026655 | 535.1967 | 0.043501 | 248.2377 | 0 | 815.3641 | 0.0011595 | 856.5531 | 0.00029145 | 627.504 | 0.0039971 | 1076.7698 | 0.00086735 | 1029.7194 | 0.012374 | 837 | 0.0048707 | 1237 | 0.013436 | 1011.4796 | 0 | 1011.4733 | 0.0039451
| 535.3524 | 0.011533 | 248.4435 | 0 | 248.4435 | 0 | 534.1304 | 0.00017392 | 248.4435 | 0 | 537.6784 | 0.00018209 | 535.3524 | 0.040878 | 248.4435 | 0 | 815.4302 | 0.0019602 | 856.7927 | 0.00058124 | 627.624 | 0.0047635 | 1076.8265 | 0.00087364 | 1029.8492 | 0.012211 | 838 | 0.0051581 | 1238 | 0.013708 | 1011.5297 | 0 | 1011.5234 | 0.0039466
| 535.508 | 0.01148 | 248.6493 | 0 | 248.6493 | 0 | 534.287 | 0 | 248.6493 | 0 | 537.833 | 0.00028081 | 535.508 | 0.043173 | 248.6493 | 0 | 815.4964 | 0.0012874 | 857.0322 | 0.00032087 | 627.745 | 0.0040236 | 1076.8833 | 0.00088012 | 1029.9791 | 0.012034 | 839 | 0.013715 | 1239 | 0.014381 | 1011.5798 | 0 | 1011.5735 | 0.0039419
| 535.6637 | 0.017086 | 248.8551 | 0 | 248.8551 | 0 | 534.4437 | 0.00017392 | 248.8551 | 0 | 537.9876 | 0.00022267 | 535.6637 | 0.041097 | 248.8551 | 0 | 815.5626 | 0.0016645 | 857.2718 | 0.00063943 | 627.866 | 0.0042896 | 1076.9402 | 0.00088686 | 1030.109 | 0.011868 | 840 | 0.013178 | 1240 | 0.014551 | 1011.6299 | 0 | 1011.6237 | 0.0039284
| 535.8194 | 0.01148 | 249.061 | 0 | 249.061 | 0 | 534.6004 | 0.00026087 | 249.061 | 0 | 538.1421 | 0.0002139 | 535.8194 | 0.043392 | 249.061 | 0 | 815.6288 | 0.0023414 | 857.5114 | 0.0003113 | 627.986 | 0.0040393 | 1076.9969 | 0.00089372 | 1030.239 | 0.011732 | 841 | 0.0085276 | 1241 | 0.01483 | 1011.6801 | 0 | 1011.6738 | 0.0039029
| 535.9751 | 0.013242 | 249.2669 | 0 | 249.2669 | 0 | 534.7571 | 0.00017392 | 249.2669 | 0 | 538.2967 | 0.00022487 | 535.9751 | 0.041425 | 249.2669 | 0 | 815.695 | 0.0021143 | 857.751 | 0.00061308 | 628.107 | 0.005657 | 1077.0538 | 0.00090082 | 1030.369 | 0.011633 | 842 | 0.011227 | 1242 | 0.015368 | 1011.7302 | 0 | 1011.7239 | 0.003864
| 536.1307 | 0.011907 | 249.4728 | 0 | 249.4728 | 0 | 534.9137 | 0.00026087 | 249.4728 | 0 | 538.4513 | 0.00021609 | 536.1307 | 0.043173 | 249.4728 | 0 | 815.7612 | 0.0016846 | 857.9906 | 0.00024296 | 628.228 | 0.0067491 | 1077.1106 | 0.00090804 | 1030.499 | 0.011571 | 843 | 0.0070606 | 1243 | 0.015606 | 1011.7804 | 0 | 1011.774 | 0.0038116
| 536.2864 | 0.011053 | 249.6787 | 0 | 249.6787 | 0 | 535.0704 | 0.00017392 | 249.6787 | 0 | 538.606 | 0.00025119 | 536.2864 | 0.040441 | 249.6787 | 0 | 815.8275 | 0.0013129 | 858.2303 | 0.00070066 | 628.349 | 0.0054436 | 1077.1674 | 0.00091543 | 1030.6291 | 0.011545 | 844 | 0.004868 | 1244 | 0.015932 | 1011.8306 | 0 | 1011.8242 | 0.0037465
| 536.4421 | 0.010305 | 249.8846 | 0 | 249.8846 | 0 | 535.2271 | 0.00026087 | 249.8846 | 0 | 538.7606 | 0.00021719 | 536.4421 | 0.04208 | 249.8846 | 0 | 815.8937 | 0.0017865 | 858.4699 | 0.00033786 | 628.47 | 0.0042282 | 1077.2242 | 0.00092303 | 1030.7593 | 0.011557 | 845 | 0.0093125 | 1245 | 0.016654 | 1011.8807 | 0 | 1011.8744 | 0.0036734
| 536.5978 | 0.018848 | 250.0905 | 0 | 250.0905 | 0 | 535.3839 | 0 | 250.0905 | 0 | 538.9152 | 0.00023803 | 536.5978 | 0.039348 | 250.0905 | 0 | 815.9599 | 0.0019897 | 858.7095 | 0.00060212 | 628.591 | 0.004081 | 1077.2811 | 0.00093078 | 1030.8894 | 0.011618 | 846 | 0.01568 | 1246 | 0.016953 | 1011.9308 | 0 | 1011.9246 | 0.0035963
| 536.7536 | 0.016499 | 250.2965 | 0 | 250.2965 | 0 | 535.5406 | 0 | 250.2965 | 0 | 539.0699 | 0.0002139 | 536.7536 | 0.041862 | 250.2965 | 0 | 816.0262 | 0.0017008 | 858.9492 | 0.00026952 | 628.712 | 0.0039352 | 1077.3379 | 0.00093863 | 1031.0195 | 0.011746 | 847 | 0.0080775 | 1247 | 0.017334 | 1011.981 | 0 | 1011.9747 | 0.0035208
| 536.9093 | 0.015004 | 250.5025 | 0 | 250.5025 | 0 | 535.6973 | 0.00017392 | 250.5025 | 0 | 539.2245 | 0.00026106 | 536.9093 | 0.040113 | 250.5025 | 0 | 816.0924 | 0.0023471 | 859.1888 | 0.00059966 | 628.833 | 0.0046339 | 1077.3948 | 0.00094666 | 1031.1498 | 0.011955 | 848 | 0.0093907 | 1248 | 0.017796 | 1012.0312 | 0 | 1012.0249 | 0.0034517
| 537.065 | 0.012387 | 250.7085 | 0 | 250.7085 | 0 | 535.854 | 0.00026087 | 250.7085 | 0 | 539.3792 | 0.00017989 | 537.065 | 0.042846 | 250.7085 | 0 | 816.1588 | 0.0020559 | 859.4285 | 0.00034234 | 628.954 | 0.0038762 | 1077.4517 | 0.00095482 | 1031.28 | 0.012251 | 849 | 0.0091905 | 1249 | 0.018558 | 1012.0814 | 0 | 1012.0751 | 0.0033929
| 537.2208 | 0.016125 | 250.9145 | 0 | 250.9145 | 0 | 536.0108 | 0.00017392 | 250.9145 | 0 | 539.5339 | 0.00023803 | 537.2208 | 0.040441 | 250.9145 | 0 | 816.225 | 0.0023555 | 859.6681 | 0.00058423 | 629.075 | 0.0033849 | 1077.5085 | 0.00096309 | 1031.4103 | 0.012616 | 850 | 0.0037786 | 1250 | 0.018939 | 1012.1315 | 0 | 1012.1252 | 0.0033484
| 537.3765 | 0.010145 | 251.1205 | 0 | 251.1205 | 0 | 536.1675 | 0.00078262 | 251.1205 | 0 | 539.6885 | 0.00020732 | 537.3765 | 0.041753 | 251.1205 | 0 | 816.2913 | 0.0027469 | 859.9078 | 0.00028383 | 629.196 | 0.0048013 | 1077.5653 | 0.00097142 | 1031.5405 | 0.013012 | 851 | 0.0059373 | 1251 | 0.019266 | 1012.1818 | 0 | 1012.1754 | 0.0033191
| 537.5323 | 0.015217 | 251.3266 | 0 | 251.3266 | 0 | 536.3243 | 0.00017392 | 251.3266 | 0 | 539.8432 | 0.00025339 | 537.5323 | 0.039239 | 251.3266 | 0 | 816.3575 | 0.0013715 | 860.1475 | 0.00072236 | 629.318 | 0.0048938 | 1077.6222 | 0.00097991 | 1031.6709 | 0.013386 | 852 | 0.0066876 | 1252 | 0.019967 | 1012.2319 | 0 | 1012.2256 | 0.0033048
| 537.688 | 0.011053 | 251.5326 | 0 | 251.5326 | 0 | 536.481 | 0.00026087 | 251.5326 | 0 | 539.9979 | 0.00018757 | 537.688 | 0.040878 | 251.5326 | 0 | 816.4239 | 0.0017138 | 860.3872 | 0.00025787 | 629.439 | 0.0057084 | 1077.6791 | 0.00098849 | 1031.8013 | 0.013691 | 853 | 0.0058011 | 1253 | 0.020545 | 1012.2822 | 0 | 1012.2758 | 0.0033056
| 537.8438 | 0.021518 | 251.7387 | 0 | 251.7387 | 0 | 536.6378 | 0 | 251.7387 | 0 | 540.1526 | 0.00023803 | 537.8438 | 0.039129 | 251.7387 | 0 | 816.4902 | 0.0015325 | 860.6269 | 0.00083295 | 629.56 | 0.0034172 | 1077.736 | 0.00099716 | 1031.9316 | 0.013893 | 854 | 0.011161 | 1254 | 0.020994 | 1012.3323 | 0 | 1012.326 | 0.0033199
| 537.9996 | 0.0092906 | 251.9448 | 0 | 251.9448 | 0 | 536.7946 | 0.00078262 | 251.9448 | 0 | 540.3074 | 0.00016673 | 537.9996 | 0.040769 | 251.9448 | 0 | 816.5566 | 0.0020909 | 860.8666 | 0.0004368 | 629.682 | 0.0035292 | 1077.7929 | 0.0010059 | 1032.0621 | 0.013986 | 855 | 0.011339 | 1255 | 0.021348 | 1012.3826 | 0 | 1012.3762 | 0.0033461
| 538.1554 | 0.018101 | 252.1509 | 0 | 252.1509 | 0 | 536.9514 | 0 | 252.1509 | 0 | 540.4621 | 0.00023145 | 538.1554 | 0.038911 | 252.1509 | 0 | 816.6229 | 0.0025589 | 861.1063 | 0.00069526 | 629.803 | 0.0066884 | 1077.8497 | 0.0010147 | 1032.1926 | 0.013985 | 856 | 0.011285 | 1256 | 0.022307 | 1012.4327 | 0 | 1012.4265 | 0.0033826
| 538.3112 | 0.00338 | 252.3571 | 0 | 252.3571 | 0 | 537.1081 | 0.00078262 | 252.3571 | 0 | 540.6168 | 0.00021719 | 538.3112 | 0.041534 | 252.3571 | 0 | 816.6894 | 0.0023863 | 861.346 | 0.00036744 | 629.924 | 0.0048531 | 1077.9067 | 0.0010236 | 1032.3231 | 0.013915 | 857 | 0.0095677 | 1257 | 0.022756 | 1012.483 | 0 | 1012.4766 | 0.0034279
| 538.467 | 0.018101 | 252.5632 | 0 | 252.5632 | 0 | 537.2649 | 0.00017392 | 252.5632 | 0 | 540.7716 | 0.00017551 | 538.467 | 0.039567 | 252.5633 | 0 | 816.7557 | 0.0021122 | 861.5858 | 0.0007333 | 630.046 | 0.0030916 | 1077.9636 | 0.0010325 | 1032.4536 | 0.013796 | 858 | 0.0055661 | 1258 | 0.023198 | 1012.5332 | 0 | 1012.5269 | 0.0034811
| 538.6228 | 0.0065675 | 252.7694 | 0 | 252.7694 | 0 | 537.4217 | 0.00078262 | 252.7694 | 0 | 540.9264 | 0.00027752 | 538.6228 | 0.040987 | 252.7694 | 0 | 816.8221 | 0.0015368 | 861.8255 | 0.00038892 | 630.167 | 0.0065741 | 1078.0205 | 0.0010415 | 1032.5842 | 0.013639 | 859 | 0.0068624 | 1259 | 0.023688 | 1012.5834 | 0 | 1012.5771 | 0.0035407
| 538.7787 | 0.022532 | 252.9756 | 0 | 252.9756 | 0 | 537.5785 | 0.00069566 | 252.9756 | 0 | 541.0811 | 0.00012724 | 538.7787 | 0.038364 | 252.9756 | 0 | 816.8885 | 0.001624 | 862.0653 | 0.00066451 | 630.289 | 0.0052354 | 1078.0774 | 0.0010505 | 1032.7148 | 0.013447 | 860 | 0.0092585 | 1260 | 0.024525 | 1012.6337 | 0 | 1012.6273 | 0.003605
| 538.9345 | 0.0089168 | 253.1818 | 0 | 253.1818 | 0 | 537.7354 | 0.00026087 | 253.1818 | 0 | 541.2359 | 0.00027423 | 538.9345 | 0.04055 | 253.1818 | 0 | 816.9549 | 0.0022105 | 862.305 | 0.00039233 | 630.411 | 0.0051174 | 1078.1344 | 0.0010595 | 1032.8455 | 0.013222 | 861 | 0.015198 | 1261 | 0.025042 | 1012.6839 | 0 | 1012.6775 | 0.0036734
| 539.0904 | 0.018474 | 253.3881 | 0 | 253.3881 | 0 | 537.8922 | 0.00069566 | 253.3881 | 0 | 541.3907 | 0.00018099 | 539.0904 | 0.039567 | 253.388 | 0 | 817.0213 | 0.0022292 | 862.5448 | 0.00069494 | 630.532 | 0.0049471 | 1078.1913 | 0.0010686 | 1032.9761 | 0.012979 | 862 | 0.0086286 | 1262 | 0.025538 | 1012.7341 | 0 | 1012.7278 | 0.0037433
| 539.2462 | 0.013242 | 253.5943 | 0 | 253.5943 | 0 | 538.049 | 0.00078262 | 253.5943 | 0 | 541.5455 | 0.0002479 | 539.2462 | 0.040878 | 253.5943 | 0 | 817.0877 | 0.0012309 | 862.7845 | 0.00037545 | 630.654 | 0.0066413 | 1078.2482 | 0.0010776 | 1033.1068 | 0.012747 | 863 | 0.016017 | 1263 | 0.026055 | 1012.7844 | 0 | 1012.7781 | 0.0038132
| 539.4021 | 0.021571 | 253.8006 | 0 | 253.8006 | 0 | 538.2059 | 0 | 253.8006 | 0 | 541.7003 | 0.00019744 | 539.4021 | 0.039239 | 253.8006 | 0 | 817.1542 | 0.0016991 | 863.0243 | 0.00082925 | 630.776 | 0.0049613 | 1078.3052 | 0.0010867 | 1033.2375 | 0.012563 | 864 | 0.012523 | 1264 | 0.027076 | 1012.8347 | 0 | 1012.8283 | 0.0038799
| 539.558 | 0.01164 | 254.0068 | 0 | 254.0068 | 0 | 538.3627 | 0.00026087 | 254.0068 | 0 | 541.8552 | 0.00023693 | 539.558 | 0.041097 | 254.0068 | 0 | 817.2206 | 0.0020857 | 863.2641 | 0.00037951 | 630.898 | 0.0041628 | 1078.3621 | 0.0010957 | 1033.3683 | 0.012467 | 865 | 0.01449 | 1265 | 0.027497 | 1012.8849 | 0 | 1012.8786 | 0.0039419
| 539.7138 | 0.013882 | 254.2131 | 0 | 254.2131 | 0 | 538.5196 | 0.00017392 | 254.2131 | 0 | 542.01 | 0.0001788 | 539.7138 | 0.039567 | 254.2131 | 0 | 817.2871 | 0.0016322 | 863.5039 | 0.00074265 | 631.02 | 0.0052106 | 1078.4191 | 0.0011048 | 1033.4991 | 0.01248 | 866 | 0.01135 | 1266 | 0.028001 | 1012.9352 | 0 | 1012.9288 | 0.0039959
| 539.8697 | 0.0076887 | 254.4195 | 0 | 254.4195 | 0 | 538.6764 | 0.00026087 | 254.4195 | 0 | 542.1649 | 0.00025997 | 539.8697 | 0.041534 | 254.4195 | 0 | 817.3536 | 0.0010513 | 863.7437 | 0.00035792 | 631.142 | 0.0057055 | 1078.4761 | 0.0011138 | 1033.6299 | 0.0126 | 867 | 0.0067999 | 1267 | 0.029314 | 1012.9854 | 0 | 1012.9791 | 0.0040404
| 540.0256 | 0.014737 | 254.6258 | 0 | 254.6258 | 0 | 538.8333 | 0.00017392 | 254.6258 | 0 | 542.3197 | 0.00015357 | 540.0256 | 0.039239 | 254.6258 | 0 | 817.42 | 0.0013339 | 863.9835 | 0.00075454 | 631.264 | 0.0058945 | 1078.533 | 0.0011215 | 1033.7609 | 0.012802 | 868 | 0.01292 | 1268 | 0.02981 | 1013.0357 | 0 | 1013.0294 | 0.004073
| 540.1815 | 0.0026289 | 254.8321 | 0 | 254.8321 | 0 | 538.9902 | 0.00026087 | 254.8321 | 0 | 542.4746 | 0.00022596 | 540.1815 | 0.041425 | 254.8321 | 0 | 817.4866 | 0.0017156 | 864.2233 | 0.00043169 | 631.386 | 0.0052109 | 1078.59 | 0.0011205 | 1033.8917 | 0.013039 | 869 | 0.008751 | 1269 | 0.030341 | 1013.086 | 0 | 1013.0797 | 0.0040952
| 540.3374 | 0.021678 | 255.0385 | 0 | 255.0385 | 0 | 539.1471 | 0.00017392 | 255.0385 | 0 | 542.6294 | 0.0002139 | 540.3374 | 0.038911 | 255.0385 | 0 | 817.553 | 0.0026029 | 864.4632 | 0.0007999 | 631.508 | 0.0040915 | 1078.647 | 0.0011194 | 1034.0226 | 0.013262 | 870 | 0.0099397 | 1270 | 0.030974 | 1013.1362 | 0 | 1013.1299 | 0.0041071
| 540.4934 | 0.012601 | 255.2449 | 0 | 255.2449 | 0 | 539.3039 | 0.00026087 | 255.2449 | 0 | 542.7843 | 0.0002117 | 540.4934 | 0.040769 | 255.2449 | 0 | 817.6196 | 0.0023149 | 864.703 | 0.00043056 | 631.63 | 0.0036355 | 1078.704 | 0.0011183 | 1034.1536 | 0.013429 | 871 | 0.0080822 | 1271 | 0.031729 | 1013.1865 | 0 | 1013.1802 | 0.0041119
| 540.6493 | 0.010999 | 255.4513 | 0 | 255.4513 | 0 | 539.4608 | 0 | 255.4513 | 0 | 542.9392 | 0.0002128 | 540.6493 | 0.038255 | 255.4513 | 0 | 817.6861 | 0.0023811 | 864.9428 | 0.00079494 | 631.752 | 0.0046778 | 1078.761 | 0.0011171 | 1034.2845 | 0.013518 | 872 | 0.015785 | 1272 | 0.033055 | 1013.2368 | 0 | 1013.2305 | 0.0041119
| 540.8053 | 0.0095041 | 255.6577 | 0 | 255.6577 | 0 | 539.6178 | 0.00078262 | 255.6577 | 0 | 543.0941 | 0.0002468 | 540.8053 | 0.040769 | 255.6577 | 0 | 817.7526 | 0.0021421 | 865.1827 | 0.00038541 | 631.874 | 0.003923 | 1078.818 | 0.0011159 | 1034.4156 | 0.01353 | 873 | 0.0090579 | 1273 | 0.0336 | 1013.2871 | 0 | 1013.2808 | 0.0041103
| 540.9612 | 0.012387 | 255.8642 | 0 | 255.8642 | 0 | 539.7747 | 0 | 255.8642 | 0 | 543.249 | 0.00011298 | 540.9612 | 0.039348 | 255.8642 | 0 | 817.8192 | 0.0018905 | 865.4225 | 0.00079011 | 631.997 | 0.0034392 | 1078.875 | 0.0011146 | 1034.5468 | 0.013483 | 874 | 0.0058847 | 1274 | 0.034321 | 1013.3375 | 0 | 1013.3311 | 0.0041087
| 541.1172 | 0.01447 | 256.0706 | 0 | 256.0706 | 0 | 539.9316 | 0.00078262 | 256.0706 | 0 | 543.404 | 0.00033346 | 541.1172 | 0.041425 | 256.0706 | 0 | 817.8857 | 0.0019979 | 865.6624 | 0.00043108 | 632.119 | 0.0052754 | 1078.932 | 0.0011132 | 1034.6779 | 0.013406 | 875 | 0.011434 | 1275 | 0.035103 | 1013.3878 | 0 | 1013.3814 | 0.0041095
| 541.2731 | 0.02045 | 256.2771 | 0 | 256.2771 | 0 | 540.0885 | 0 | 256.2771 | 0 | 543.5589 | 8.2268e-05 | 541.2731 | 0.03902 | 256.2771 | 0 | 817.9523 | 0.0018775 | 865.9023 | 0.00083584 | 632.241 | 0.0056148 | 1078.989 | 0.0011118 | 1034.809 | 0.013327 | 876 | 0.0080776 | 1276 | 0.036675 | 1013.438 | 0 | 1013.4317 | 0.0041135
| 541.4291 | 0.013989 | 256.4836 | 0 | 256.4836 | 0 | 540.2454 | 0.00078262 | 256.4836 | 0 | 543.7138 | 0.0003543 | 541.4291 | 0.040878 | 256.4836 | 0 | 818.0189 | 0.0010479 | 866.1422 | 0.00051362 | 632.364 | 0.0044745 | 1079.046 | 0.0011102 | 1034.9401 | 0.013265 | 877 | 0.008012 | 1277 | 0.037464 | 1013.4883 | 0 | 1013.4821 | 0.004119
| 541.5851 | 0.017567 | 256.6901 | 0 | 256.6901 | 0 | 540.4024 | 0.00069566 | 256.6901 | 0 | 543.8688 | 0.00011518 | 541.5851 | 0.038911 | 256.6901 | 0 | 818.0854 | 0.0020095 | 866.382 | 0.00086814 | 632.486 | 0.0031027 | 1079.103 | 0.0011086 | 1035.0713 | 0.013232 | 878 | 0.0073163 | 1278 | 0.038192 | 1013.5387 | 0 | 1013.5323 | 0.0041246
| 541.7411 | 0.018421 | 256.8966 | 0 | 256.8966 | 0 | 540.5593 | 0.00026087 | 256.8966 | 0 | 544.0238 | 0.00025668 | 541.7411 | 0.041097 | 256.8966 | 0 | 818.152 | 0.002304 | 866.6219 | 0.0004303 | 632.609 | 0.005349 | 1079.16 | 0.0011069 | 1035.2025 | 0.013224 | 879 | 0.014149 | 1279 | 0.038886 | 1013.5891 | 0 | 1013.5827 | 0.0041278
| 541.8971 | 0.013989 | 257.1032 | 0 | 257.1032 | 0 | 540.7163 | 0 | 257.1032 | 0 | 544.1787 | 0.00019306 | 541.8971 | 0.038911 | 257.1032 | 0 | 818.2188 | 0.0023201 | 866.8618 | 0.00087086 | 632.731 | 0.0032723 | 1079.2172 | 0.0011051 | 1035.3337 | 0.013229 | 880 | 0.0058472 | 1280 | 0.04045 | 1013.6393 | 0 | 1013.6331 | 0.004123
| 542.0531 | 0.0096643 | 257.3098 | 0 | 257.3098 | 0 | 540.8732 | 0 | 257.3098 | 0 | 544.3337 | 0.00019744 | 542.0531 | 0.041643 | 257.3098 | 0 | 818.2853 | 0.0016978 | 867.1018 | 0.00047385 | 632.854 | 0.0050545 | 1079.2742 | 0.0011032 | 1035.4651 | 0.013227 | 881 | 0.0094017 | 1281 | 0.041239 | 1013.6897 | 0 | 1013.6834 | 0.0041087
| 542.2091 | 0.021945 | 257.5163 | 0 | 257.5163 | 0 | 541.0302 | 0.00069566 | 257.5163 | 0 | 544.4887 | 0.00023693 | 542.2091 | 0.039348 | 257.5163 | 0 | 818.3519 | 0.0014882 | 867.3417 | 0.00091735 | 632.977 | 0.0052113 | 1079.3312 | 0.0011012 | 1035.5964 | 0.013194 | 882 | 0.0089315 | 1282 | 0.042144 | 1013.74 | 0 | 1013.7337 | 0.0040801
| 542.3651 | 0.014844 | 257.7229 | 0 | 257.7229 | 0 | 541.1872 | 0 | 257.7229 | 0 | 544.6437 | 0.00015905 | 542.3651 | 0.04066 | 257.7229 | 0 | 818.4186 | 0.0013191 | 867.5816 | 0.0003937 | 633.099 | 0.005368 | 1079.3883 | 0.0010992 | 1035.7278 | 0.013112 | 883 | 0.011622 | 1283 | 0.043097 | 1013.7904 | 0 | 1013.7841 | 0.0040388
| 542.5212 | 0.011533 | 257.9296 | 0 | 257.9296 | 0 | 541.3442 | 0.00017392 | 257.9296 | 0 | 544.7987 | 0.00024571 | 542.5212 | 0.037599 | 257.9296 | 0 | 818.4852 | 0.0013228 | 867.8215 | 0.00088847 | 633.222 | 0.0065084 | 1079.4453 | 0.001097 | 1035.8591 | 0.012974 | 884 | 0.009186 | 1284 | 0.04394 | 1013.8408 | 0 | 1013.8344 | 0.0039872
| 542.6772 | 0.008543 | 258.1362 | 0 | 258.1362 | 0 | 541.5012 | 0.00026087 | 258.1362 | 0 | 544.9538 | 0.00015686 | 542.6772 | 0.038801 | 258.1362 | 0 | 818.5519 | 0.0017392 | 868.0615 | 0.00046109 | 633.345 | 0.0049549 | 1079.5024 | 0.0010947 | 1035.9906 | 0.012787 | 885 | 0.0082376 | 1285 | 0.045621 | 1013.8911 | 0 | 1013.8848 | 0.0039292
| 542.8333 | 0.011373 | 258.3428 | 0 | 258.3428 | 0 | 541.6581 | 0.0012174 | 258.3428 | 0 | 545.1088 | 0.00023584 | 542.8333 | 0.037271 | 258.3428 | 0 | 818.6186 | 0.0026795 | 868.3014 | 0.00085719 | 633.468 | 0.0024725 | 1079.5594 | 0.0010923 | 1036.1221 | 0.012573 | 886 | 0.010825 | 1286 | 0.046471 | 1013.9415 | 0 | 1013.9351 | 0.0038696
| 542.9893 | 0.0087566 | 258.5495 | 0 | 258.5495 | 0 | 541.8152 | 0 | 258.5495 | 0 | 545.2638 | 0.00019964 | 542.9893 | 0.039894 | 258.5495 | 0 | 818.6854 | 0.0024795 | 868.5414 | 0.00050268 | 633.59 | 0.0065637 | 1079.6166 | 0.0010898 | 1036.2535 | 0.012367 | 887 | 0.010494 | 1287 | 0.047267 | 1013.9918 | 0 | 1013.9855 | 0.0038156
| 543.1454 | 0.015698 | 258.7562 | 0 | 258.7562 | 0 | 541.9722 | 0 | 258.7562 | 0 | 545.4189 | 0.00020073 | 543.1454 | 0.038911 | 258.7562 | 0 | 818.752 | 0.0016887 | 868.7813 | 0.00091607 | 633.713 | 0.0033673 | 1079.6737 | 0.0010872 | 1036.3851 | 0.012208 | 888 | 0.0058519 | 1288 | 0.048022 | 1014.0422 | 0 | 1014.0359 | 0.0037687
| 543.3015 | 0.015698 | 258.9629 | 0 | 258.9629 | 0 | 542.1292 | 0 | 258.9629 | 0 | 545.5739 | 0.00021829 | 543.3015 | 0.041315 | 258.9629 | 0 | 818.8187 | 0.0017858 | 869.0213 | 0.0005176 | 633.836 | 0.0036786 | 1079.7307 | 0.0010845 | 1036.5167 | 0.012125 | 889 | 0.0068346 | 1289 | 0.049818 | 1014.0926 | 0 | 1014.0862 | 0.0037306
| 543.4575 | 0.024508 | 259.1696 | 0 | 259.1696 | 0 | 542.2862 | 0.00069566 | 259.1696 | 0 | 545.729 | 0.00015466 | 543.4575 | 0.038911 | 259.1696 | 0 | 818.8854 | 0.0026078 | 869.2613 | 0.00091734 | 633.959 | 0.0055295 | 1079.7878 | 0.0010816 | 1036.6483 | 0.012129 | 890 | 0.0096175 | 1290 | 0.050702 | 1014.1429 | 0 | 1014.1366 | 0.003702
| 543.6136 | 0.01212 | 259.3764 | 0 | 259.3764 | 0 | 542.4432 | 0.00026087 | 259.3764 | 0 | 545.8841 | 0.00019306 | 543.6136 | 0.040222 | 259.3764 | 0 | 818.9521 | 0.0028489 | 869.5013 | 0.00056528 | 634.083 | 0.0043664 | 1079.845 | 0.0010787 | 1036.7799 | 0.012214 | 891 | 0.014468 | 1291 | 0.051723 | 1014.1934 | 0 | 1014.187 | 0.0036789
| 543.7697 | 0.013242 | 259.5831 | 0 | 259.5831 | 0 | 542.6003 | 0 | 259.5831 | 0 | 546.0392 | 0.00021938 | 543.7697 | 0.038036 | 259.5831 | 0 | 819.0189 | 0.0019583 | 869.7413 | 0.00099409 | 634.206 | 0.0037345 | 1079.9021 | 0.0010757 | 1036.9116 | 0.012351 | 892 | 0.0040667 | 1292 | 0.05273 | 1014.2437 | 0 | 1014.2374 | 0.0036599
| 543.9258 | 0.015484 | 259.7899 | 0 | 259.7899 | 0 | 542.7573 | 0.00026087 | 259.7899 | 0 | 546.1943 | 0.0001426 | 543.9258 | 0.040113 | 259.7899 | 0 | 819.0856 | 0.0019409 | 869.9813 | 0.00060222 | 634.329 | 0.0038537 | 1079.9592 | 0.0010725 | 1037.0432 | 0.012503 | 893 | 0.012912 | 1293 | 0.0536 | 1014.2941 | 0 | 1014.2878 | 0.0036424
| 544.082 | 0.014844 | 259.9967 | 0 | 259.9967 | 0 | 542.9144 | 0 | 259.9967 | 0 | 546.3494 | 0.0002841 | 544.082 | 0.038583 | 259.9967 | 0 | 819.1524 | 0.002325 | 870.2213 | 0.00098061 | 634.452 | 0.0048171 | 1080.0164 | 0.0010693 | 1037.175 | 0.012634 | 894 | 0.0084191 | 1294 | 0.055424 | 1014.3445 | 0 | 1014.3382 | 0.0036257
| 544.2381 | 0.014363 | 260.2035 | 0 | 260.2035 | 0 | 543.0714 | 0 | 260.2035 | 0 | 546.5045 | 0.00010421 | 544.2381 | 0.039894 | 260.2035 | 0 | 819.2192 | 0.0022764 | 870.4613 | 0.00043542 | 634.575 | 0.0030592 | 1080.0735 | 0.0010659 | 1037.3068 | 0.012715 | 895 | 0.0079968 | 1295 | 0.056335 | 1014.395 | 0 | 1014.3886 | 0.003609
| 544.3942 | 0.023013 | 260.4103 | 0 | 260.4103 | 0 | 543.2285 | 0.00069566 | 260.4103 | 0 | 546.6597 | 0.00026216 | 544.3942 | 0.037927 | 260.4103 | 0 | 819.286 | 0.0020026 | 870.7014 | 0.00098173 | 634.699 | 0.0044967 | 1080.1306 | 0.0010624 | 1037.4386 | 0.012738 | 896 | 0.0035874 | 1296 | 0.057267 | 1014.4454 | 0 | 1014.439 | 0.0035963
| 544.5504 | 0.014203 | 260.6172 | 0 | 260.6172 | 0 | 543.3856 | 0.00026087 | 260.6172 | 0 | 546.8148 | 0.00012066 | 544.5504 | 0.039567 | 260.6172 | 0 | 819.3528 | 0.0018976 | 870.9414 | 0.00064404 | 634.822 | 0.0074417 | 1080.1877 | 0.0010589 | 1037.5704 | 0.012708 | 897 | 0.011128 | 1297 | 0.058199 | 1014.4958 | 0 | 1014.4894 | 0.0035892
| 544.7065 | 0.016606 | 260.8241 | 0 | 260.8241 | 0 | 543.5427 | 0.00017392 | 260.8241 | 0 | 546.97 | 0.00026326 | 544.7065 | 0.038146 | 260.8241 | 0 | 819.4196 | 0.0020008 | 871.1814 | 0.0010406 | 634.945 | 0.0054985 | 1080.2449 | 0.0010552 | 1037.7023 | 0.012642 | 898 | 0.0076166 | 1298 | 0.05907 | 1014.5462 | 0 | 1014.5399 | 0.0035923
| 544.8627 | 0.015965 | 261.0309 | 0 | 261.0309 | 0 | 543.6997 | 0.00026087 | 261.0309 | 0 | 547.1251 | 0.00015247 | 544.8627 | 0.040004 | 261.0309 | 0 | 819.4865 | 0.0020244 | 871.4215 | 0.00060778 | 635.069 | 0.0048877 | 1080.302 | 0.0010514 | 1037.8341 | 0.012559 | 899 | 0.0087562 | 1299 | 0.06009 | 1014.5966 | 0 | 1014.5903 | 0.0036082
| 545.0189 | 0.016232 | 261.2378 | 0 | 261.2378 | 0 | 543.8568 | 0.00017392 | 261.2378 | 0 | 547.2803 | 0.00023913 | 545.0189 | 0.037381 | 261.2378 | 0 | 819.5533 | 0.0023758 | 871.6616 | 0.0010247 | 635.192 | 0.0067644 | 1080.3592 | 0.0010475 | 1037.9661 | 0.012472 | 900 | 0.011809 | 1300 | 0.062621 | 1014.647 | 0 | 1014.6408 | 0.0036376
| 545.175 | 0.017193 | 261.4448 | 0 | 261.4448 | 0 | 544.014 | 0 | 261.4448 | 0 | 547.4355 | 0.00017441 | 545.175 | 0.039567 | 261.4448 | 0 | 819.6201 | 0.0017148 | 871.9016 | 0.00062819 | 635.316 | 0.00461 | 1080.4164 | 0.0010435 | 1038.098 | 0.012385 | 901 | 0.0066386 | 1301 | 0.063607 | 1014.6975 | 0 | 1014.6912 | 0.0036813
| 545.3312 | 0.017834 | 261.6517 | 0 | 261.6517 | 0 | 544.1711 | 0 | 261.6517 | 0 | 547.5907 | 0.00023913 | 545.3312 | 0.036834 | 261.6517 | 0 | 819.687 | 0.0023204 | 872.1417 | 0.00099065 | 635.44 | 0.0048238 | 1080.4735 | 0.0010395 | 1038.2301 | 0.012294 | 902 | 0.0075288 | 1302 | 0.064601 | 1014.7479 | 0 | 1014.7416 | 0.0037361
| 545.4874 | 0.0096643 | 261.8586 | 0 | 261.8586 | 0 | 544.3282 | 0.00026087 | 261.8586 | 0 | 547.7459 | 0.00018757 | 545.4874 | 0.039676 | 261.8586 | 0 | 819.7538 | 0.0024085 | 872.3818 | 0.0006248 | 635.563 | 0.0029776 | 1080.5308 | 0.0010353 | 1038.3621 | 0.012195 | 903 | 0.0089549 | 1303 | 0.065696 | 1014.7984 | 0 | 1014.7921 | 0.0037981
| 545.6436 | 0.022799 | 262.0656 | 0 | 262.0656 | 0 | 544.4853 | 0 | 262.0656 | 0 | 547.9011 | 0.00023254 | 545.6436 | 0.037271 | 262.0656 | 0 | 819.8207 | 0.0024106 | 872.6219 | 0.0009976 | 635.687 | 0.0046549 | 1080.5879 | 0.001031 | 1038.4941 | 0.012093 | 904 | 0.0097397 | 1304 | 0.066914 | 1014.8488 | 0 | 1014.8425 | 0.0038648
| 545.7998 | 0.013882 | 262.2726 | 0 | 262.2726 | 0 | 544.6424 | 0.00026087 | 262.2726 | 0 | 548.0563 | 0.00014808 | 545.7998 | 0.039894 | 262.2726 | 0 | 819.8876 | 0.0021641 | 872.862 | 0.00075928 | 635.811 | 0.0052811 | 1080.6451 | 0.0010267 | 1038.6262 | 0.012005 | 905 | 0.011316 | 1305 | 0.069499 | 1014.8993 | 0 | 1014.8929 | 0.0039331
| 545.9561 | 0.0077955 | 262.4796 | 0 | 262.4796 | 0 | 544.7996 | 0.00017392 | 262.4796 | 0 | 548.2115 | 0.00022377 | 545.9561 | 0.036943 | 262.4796 | 0 | 819.9544 | 0.0027774 | 873.1021 | 0.0010912 | 635.934 | 0.0054314 | 1080.7023 | 0.0010222 | 1038.7584 | 0.011953 | 906 | 0.0073472 | 1306 | 0.070689 | 1014.9498 | 0 | 1014.9434 | 0.0039983
| 546.1123 | 0.010038 | 262.6866 | 0 | 262.6866 | 0 | 544.9567 | 0 | 262.6866 | 0 | 548.3668 | 0.00018647 | 546.1123 | 0.038364 | 262.6866 | 0 | 820.0214 | 0.0025446 | 873.3422 | 0.00064394 | 636.058 | 0.0048794 | 1080.7595 | 0.0010177 | 1038.8905 | 0.011962 | 907 | 0.0076848 | 1307 | 0.071948 | 1015.0002 | 0 | 1014.9939 | 0.0040571
| 546.2685 | 0.011159 | 262.8937 | 0 | 262.8937 | 0 | 545.1139 | 0.00017392 | 262.8937 | 0 | 548.522 | 0.00024022 | 546.2685 | 0.036178 | 262.8937 | 0 | 820.0883 | 0.0020961 | 873.5823 | 0.0011585 | 636.182 | 0.0047818 | 1080.8166 | 0.001013 | 1039.0227 | 0.012039 | 908 | 0.006045 | 1308 | 0.0732 | 1015.0507 | 0 | 1015.0444 | 0.0041063
| 546.4248 | 0.013348 | 263.1007 | 0 | 263.1007 | 0 | 545.271 | 0.00078262 | 263.1007 | 0 | 548.6773 | 0.00020073 | 546.4248 | 0.038364 | 263.1007 | 0 | 820.1553 | 0.0015508 | 873.8224 | 0.0007248 | 636.306 | 0.0052174 | 1080.8739 | 0.0010083 | 1039.155 | 0.012181 | 909 | 0.010001 | 1309 | 0.074445 | 1015.1011 | 0 | 1015.0948 | 0.0041413
| 546.581 | 0.016979 | 263.3078 | 0 | 263.3078 | 0 | 545.4282 | 0 | 263.3078 | 0 | 548.8325 | 0.00016783 | 546.581 | 0.03749 | 263.3078 | 0 | 820.2221 | 0.0016423 | 874.0626 | 0.0011465 | 636.43 | 0.0041952 | 1080.9311 | 0.0010035 | 1039.2872 | 0.012366 | 910 | 0.0045395 | 1310 | 0.075785 | 1015.1517 | 0 | 1015.1453 | 0.004158
| 546.7373 | 0.016232 | 263.5149 | 0 | 263.5149 | 0 | 545.5854 | 0.00078262 | 263.5149 | 0 | 548.9878 | 0.00017331 | 546.7373 | 0.040113 | 263.5149 | 0 | 820.2891 | 0.0016557 | 874.3027 | 0.00071498 | 636.554 | 0.0034162 | 1080.9884 | 0.00099866 | 1039.4196 | 0.01257 | 911 | 0.011561 | 1311 | 0.078744 | 1015.2021 | 0 | 1015.1958 | 0.0041516
| 546.8936 | 0.018314 | 263.722 | 0 | 263.722 | 0 | 545.7426 | 0 | 263.722 | 0 | 549.1431 | 0.00018867 | 546.8936 | 0.038364 | 263.722 | 0 | 820.356 | 0.0020065 | 874.5429 | 0.0011135 | 636.678 | 0.0051369 | 1081.0457 | 0.0009937 | 1039.5519 | 0.012771 | 912 | 0.011285 | 1312 | 0.080009 | 1015.2526 | 0 | 1015.2463 | 0.0041222
| 547.0498 | 0.011053 | 263.9291 | 0 | 263.9291 | 0 | 545.8997 | 0.00078262 | 263.9291 | 0 | 549.2984 | 0.00023693 | 547.0498 | 0.039567 | 263.9291 | 0 | 820.423 | 0.0021455 | 874.783 | 0.00066617 | 636.802 | 0.004491 | 1081.1029 | 0.00098866 | 1039.6843 | 0.012956 | 913 | 0.016414 | 1313 | 0.081152 | 1015.3031 | 0 | 1015.2968 | 0.004069
| 547.2061 | 0.020183 | 264.1363 | 0 | 264.1363 | 0 | 546.0569 | 0.0012174 | 264.1363 | 0 | 549.4537 | 0.00018647 | 547.2061 | 0.036943 | 264.1363 | 0 | 820.49 | 0.0025025 | 875.0232 | 0.0012986 | 636.927 | 0.0018049 | 1081.16 | 0.0009835 | 1039.8166 | 0.013119 | 914 | 0.0059205 | 1314 | 0.082533 | 1015.3536 | 0 | 1015.3473 | 0.0039959
| 547.3624 | 0.015484 | 264.3434 | 0 | 264.3434 | 0 | 546.2141 | 0.00078262 | 264.3434 | 0 | 549.609 | 0.00016892 | 547.3624 | 0.038692 | 264.3435 | 0 | 820.557 | 0.0023662 | 875.2634 | 0.00073141 | 637.051 | 0.0050624 | 1081.2174 | 0.00097833 | 1039.9491 | 0.013256 | 915 | 0.010448 | 1315 | 0.084173 | 1015.4041 | 0 | 1015.3978 | 0.0039085
| 547.5187 | 0.020557 | 264.5506 | 0 | 264.5506 | 0 | 546.3713 | 0 | 264.5506 | 0 | 549.7644 | 0.00020622 | 547.5187 | 0.036615 | 264.5506 | 0 | 820.624 | 0.0016035 | 875.5036 | 0.0012386 | 637.175 | 0.0061206 | 1081.2747 | 0.00097304 | 1040.0815 | 0.013359 | 916 | 0.01271 | 1316 | 0.085771 | 1015.4547 | 0 | 1015.4483 | 0.003814
| 547.675 | 0.01746 | 264.7578 | 0 | 264.7578 | 0 | 546.5286 | 0 | 264.7578 | 0 | 549.9197 | 0.00018977 | 547.675 | 0.03902 | 264.7578 | 0 | 820.691 | 0.0018071 | 875.7437 | 0.00083987 | 637.299 | 0.0036186 | 1081.3319 | 0.00096768 | 1040.2141 | 0.01342 | 917 | 0.0061827 | 1317 | 0.088724 | 1015.5052 | 0 | 1015.4988 | 0.0037202
| 547.8314 | 0.017086 | 264.965 | 0 | 264.965 | 0 | 546.6858 | 0.00017392 | 264.965 | 0 | 550.0751 | 0.0001766 | 547.8314 | 0.036506 | 264.9651 | 0 | 820.7581 | 0.00242 | 875.984 | 0.0012883 | 637.424 | 0.0053616 | 1081.3892 | 0.00096224 | 1040.3467 | 0.013429 | 918 | 0.010097 | 1318 | 0.090329 | 1015.5557 | 0 | 1015.5494 | 0.003636
| 547.9877 | 0.010145 | 265.1723 | 0 | 265.1723 | 0 | 546.843 | 0.00078262 | 265.1723 | 0 | 550.2304 | 0.00018209 | 547.9877 | 0.038036 | 265.1723 | 0 | 820.8251 | 0.0020417 | 876.2242 | 0.00092369 | 637.548 | 0.0062093 | 1081.4464 | 0.00095671 | 1040.4792 | 0.013383 | 919 | 0.0094144 | 1319 | 0.091935 | 1015.6062 | 0 | 1015.5998 | 0.0035661
| 548.144 | 0.01511 | 265.3795 | 0 | 265.3795 | 0 | 547.0003 | 0.00069566 | 265.3795 | 0 | 550.3858 | 0.00020841 | 548.144 | 0.035522 | 265.3795 | 0 | 820.8922 | 0.0010135 | 876.4644 | 0.0013613 | 637.673 | 0.0038859 | 1081.5037 | 0.00095111 | 1040.6118 | 0.013284 | 920 | 0.0064972 | 1320 | 0.093561 | 1015.6567 | 0 | 1015.6504 | 0.0035153
| 548.3004 | 0.011373 | 265.5868 | 0 | 265.5868 | 0 | 547.1575 | 0.0013044 | 265.5868 | 0 | 550.5412 | 0.00020073 | 548.3004 | 0.038474 | 265.5868 | 0 | 820.9592 | 0.0015295 | 876.7046 | 0.00091981 | 637.797 | 0.004275 | 1081.561 | 0.00094547 | 1040.7445 | 0.013138 | 921 | 0.0094322 | 1321 | 0.09533 | 1015.7073 | 0 | 1015.7009 | 0.0034859
| 548.4567 | 0.021678 | 265.7941 | 0 | 265.7941 | 0 | 547.3147 | 0.00017392 | 265.7941 | 0 | 550.6966 | 0.00022048 | 548.4567 | 0.037162 | 265.7941 | 0 | 821.0263 | 0.0018987 | 876.9448 | 0.0012281 | 637.922 | 0.0041823 | 1081.6183 | 0.00093971 | 1040.8771 | 0.012957 | 922 | 0.0070114 | 1322 | 0.097051 | 1015.7578 | 0 | 1015.7515 | 0.0034756
| 548.6131 | 0.01148 | 266.0014 | 0 | 266.0014 | 0 | 547.472 | 0.00026087 | 266.0014 | 0 | 550.8519 | 0.00014699 | 548.6131 | 0.039348 | 266.0014 | 0 | 821.0934 | 0.001427 | 877.1851 | 0.0010108 | 638.046 | 0.0053939 | 1081.6755 | 0.00093387 | 1041.0099 | 0.01275 | 923 | 0.0071004 | 1323 | 0.098758 | 1015.8084 | 0 | 1015.8021 | 0.0034811
| 548.7694 | 0.010679 | 266.2087 | 0 | 266.2087 | 0 | 547.6293 | 0 | 266.2087 | 0 | 551.0073 | 0.00020841 | 548.7694 | 0.037381 | 266.2087 | 0 | 821.1605 | 0.0015761 | 877.4253 | 0.0014442 | 638.171 | 0.0025738 | 1081.7329 | 0.00092799 | 1041.1426 | 0.012534 | 924 | 0.009978 | 1324 | 0.10252 | 1015.859 | 0 | 1015.8526 | 0.0034994
| 548.9258 | 0.012387 | 266.4161 | 0 | 266.4161 | 0 | 547.7865 | 0.00078262 | 266.4161 | 0 | 551.1628 | 0.00016125 | 548.9258 | 0.038911 | 266.416 | 0 | 821.2276 | 0.0014851 | 877.6656 | 0.00091365 | 638.296 | 0.0049445 | 1081.7902 | 0.00092198 | 1041.2754 | 0.01233 | 925 | 0.0078761 | 1325 | 0.10431 | 1015.9095 | 0 | 1015.9031 | 0.0035232
| 549.0822 | 0.011907 | 266.6234 | 0 | 266.6234 | 0 | 547.9438 | 0.00017392 | 266.6234 | 0 | 551.3182 | 0.00026216 | 549.0822 | 0.036506 | 266.6234 | 0 | 821.2947 | 0.002076 | 877.9058 | 0.0015085 | 638.421 | 0.0032168 | 1081.8475 | 0.00091593 | 1041.4082 | 0.012165 | 926 | 0.0056159 | 1326 | 0.10626 | 1015.96 | 0 | 1015.9537 | 0.0035478
| 549.2386 | 0.017086 | 266.8308 | 0 | 266.8308 | 0 | 548.1011 | 0.00026087 | 266.8308 | 0 | 551.4736 | 0.00013931 | 549.2386 | 0.038036 | 266.8308 | 0 | 821.3618 | 0.0023686 | 878.1461 | 0.0010706 | 638.545 | 0.0039902 | 1081.9049 | 0.00090979 | 1041.541 | 0.012067 | 927 | 0.0042409 | 1327 | 0.10826 | 1016.0106 | 0 | 1016.0043 | 0.0035685
| 549.395 | 0.016445 | 267.0382 | 0 | 267.0382 | 0 | 548.2584 | 0 | 267.0382 | 0 | 551.6291 | 0.00024242 | 549.395 | 0.036069 | 267.0382 | 0 | 821.429 | 0.002114 | 878.3864 | 0.0014431 | 638.67 | 0.0040816 | 1081.9622 | 0.00090354 | 1041.6738 | 0.012055 | 928 | 0.0041462 | 1328 | 0.11015 | 1016.0612 | 0 | 1016.0549 | 0.0035812
| 549.5514 | 0.019168 | 267.2456 | 0 | 267.2456 | 0 | 548.4157 | 0.00026087 | 267.2456 | 0 | 551.7845 | 0.00015796 | 549.5514 | 0.038364 | 267.2456 | 0 | 821.4961 | 0.00099729 | 878.6267 | 0.0010216 | 638.795 | 0.0017953 | 1082.0195 | 0.00089722 | 1041.8068 | 0.01213 | 929 | 0.0068379 | 1329 | 0.11205 | 1016.1118 | 0 | 1016.1054 | 0.003586
| 549.7078 | 0.019435 | 267.453 | 0 | 267.453 | 0 | 548.573 | 0.00017392 | 267.453 | 0 | 551.94 | 0.00020183 | 549.7078 | 0.036397 | 267.453 | 0 | 821.5633 | 0.0015167 | 878.8669 | 0.001675 | 638.92 | 0.0046893 | 1082.0769 | 0.00089081 | 1041.9397 | 0.012274 | 930 | 0.0073459 | 1330 | 0.11402 | 1016.1623 | 0 | 1016.156 | 0.0035812
| 549.8643 | 0.014203 | 267.6605 | 0 | 267.6605 | 0 | 548.7303 | 0 | 267.6605 | 0 | 552.0955 | 0.00024461 | 549.8643 | 0.038692 | 267.6605 | 0 | 821.6304 | 0.0015967 | 879.1072 | 0.0010699 | 639.045 | 0.0044597 | 1082.1342 | 0.00088428 | 1042.0728 | 0.012452 | 931 | 0.0076337 | 1331 | 0.11813 | 1016.2129 | 0 | 1016.2066 | 0.0035709
| 550.0207 | 0.015965 | 267.8679 | 0 | 267.8679 | 0 | 548.8876 | 0.00017392 | 267.8679 | 0 | 552.251 | 0.0001788 | 550.0207 | 0.036725 | 267.8679 | 0 | 821.6976 | 0.0017784 | 879.3475 | 0.0016038 | 639.17 | 0.0042487 | 1082.1915 | 0.00087768 | 1042.2057 | 0.012624 | 932 | 0.0083149 | 1332 | 0.12041 | 1016.2636 | 0 | 1016.2572 | 0.0035582
| 550.1772 | 0.016979 | 268.0754 | 0 | 268.0754 | 0 | 549.045 | 0 | 268.0754 | 0 | 552.4065 | 0.00022487 | 550.1772 | 0.03902 | 268.0754 | 0 | 821.7648 | 0.0015651 | 879.5879 | 0.0011965 | 639.295 | 0.0054852 | 1082.2489 | 0.00087098 | 1042.3387 | 0.012756 | 933 | 0.0090716 | 1333 | 0.12266 | 1016.3142 | 0 | 1016.3078 | 0.0035478
| 550.3336 | 0.017353 | 268.2829 | 0 | 268.2829 | 0 | 549.2023 | 0.00017392 | 268.2829 | 0 | 552.562 | 0.00018428 | 550.3336 | 0.036506 | 268.2829 | 0 | 821.832 | 0.0016244 | 879.8282 | 0.0016659 | 639.421 | 0.0039589 | 1082.3063 | 0.00086418 | 1042.4718 | 0.012828 | 934 | 0.0077039 | 1334 | 0.12487 | 1016.3647 | 0 | 1016.3584 | 0.0035447
| 550.4901 | 0.017353 | 268.4904 | 0 | 268.4904 | 0 | 549.3596 | 0.00078262 | 268.4904 | 0 | 552.7175 | 0.00021499 | 550.4901 | 0.038146 | 268.4904 | 0 | 821.8992 | 0.0011648 | 880.0685 | 0.0011523 | 639.546 | 0.0032898 | 1082.3637 | 0.00085727 | 1042.605 | 0.012842 | 935 | 0.0068898 | 1335 | 0.12711 | 1016.4153 | 0 | 1016.409 | 0.0035518
| 550.6465 | 0.022052 | 268.6979 | 0 | 268.6979 | 0 | 549.517 | 0 | 268.6979 | 0 | 552.873 | 0.00024132 | 550.6465 | 0.035741 | 268.6979 | 0 | 821.9664 | 0.0021731 | 880.3089 | 0.0016777 | 639.671 | 0.0041075 | 1082.421 | 0.00085025 | 1042.7382 | 0.01281 | 936 | 0.0083283 | 1336 | 0.12945 | 1016.4659 | 0 | 1016.4596 | 0.0035701
| 550.803 | 0.016712 | 268.9055 | 0 | 268.9055 | 0 | 549.6744 | 0 | 268.9055 | 0 | 553.0285 | 0.00018099 | 550.803 | 0.037818 | 268.9055 | 0 | 822.0336 | 0.0020216 | 880.5492 | 0.0012755 | 639.796 | 0.0038904 | 1082.4784 | 0.00084312 | 1042.8713 | 0.012753 | 937 | 0.0078552 | 1337 | 0.13193 | 1016.5166 | 0 | 1016.5103 | 0.0035979
| 550.9595 | 0.019168 | 269.113 | 0 | 269.113 | 0 | 549.8317 | 0.00017392 | 269.113 | 0 | 553.1841 | 0.00025339 | 550.9595 | 0.036069 | 269.113 | 0 | 822.1009 | 0.0025426 | 880.7895 | 0.0012981 | 639.922 | 0.003329 | 1082.5359 | 0.0008359 | 1043.0045 | 0.012687 | 938 | 0.0062473 | 1338 | 0.13437 | 1016.5672 | 0 | 1016.5608 | 0.0036321
| 551.116 | 0.010305 | 269.3206 | 0 | 269.3206 | 0 | 549.9891 | 0.00026087 | 269.3206 | 0 | 553.3396 | 0.0001437 | 551.116 | 0.038583 | 269.3206 | 0 | 822.1682 | 0.002065 | 881.0299 | 0.0017741 | 640.047 | 0.0033387 | 1082.5933 | 0.00082853 | 1043.1378 | 0.012622 | 939 | 0.0045421 | 1339 | 0.139 | 1016.6178 | 0 | 1016.6115 | 0.0036662
| 551.2725 | 0.019329 | 269.5282 | 0 | 269.5282 | 0 | 550.1465 | 0.00017392 | 269.5282 | 0 | 553.4952 | 0.00030165 | 551.2725 | 0.036834 | 269.5282 | 0 | 822.2354 | 0.0020781 | 881.2703 | 0.0014613 | 640.173 | 0.0053095 | 1082.6506 | 0.00082103 | 1043.271 | 0.012555 | 940 | 0.0061405 | 1340 | 0.14141 | 1016.6685 | 0 | 1016.6621 | 0.0036948
| 551.429 | 0.015217 | 269.7359 | 0 | 269.7359 | 0 | 550.3039 | 0.00026087 | 269.7359 | 0 | 553.6508 | 0.00012285 | 551.429 | 0.039129 | 269.7359 | 0 | 822.3027 | 0.0019631 | 881.5107 | 0.0019042 | 640.298 | 0.0040311 | 1082.708 | 0.0008134 | 1043.4044 | 0.012476 | 941 | 0.010291 | 1341 | 0.14396 | 1016.7191 | 0 | 1016.7128 | 0.0037115
| 551.5855 | 0.018955 | 269.9435 | 0 | 269.9435 | 0 | 550.4612 | 0.00017392 | 269.9435 | 0 | 553.8064 | 0.00030604 | 551.5855 | 0.036725 | 269.9435 | 0 | 822.37 | 0.0017068 | 881.751 | 0.0015377 | 640.424 | 0.0054865 | 1082.7655 | 0.00080568 | 1043.5377 | 0.012375 | 942 | 0.0086562 | 1342 | 0.14657 | 1016.7697 | 0 | 1016.7634 | 0.0037123
| 551.7421 | 0.019062 | 270.1511 | 0 | 270.1511 | 0 | 550.6186 | 0.00026087 | 270.1511 | 0 | 553.962 | 0.0001437 | 551.7421 | 0.038364 | 270.1511 | 0 | 822.4373 | 0.0020353 | 881.9914 | 0.0019534 | 640.549 | 0.0042698 | 1082.8229 | 0.00079778 | 1043.6711 | 0.012243 | 943 | 0.0034539 | 1343 | 0.1492 | 1016.8204 | 0 | 1016.814 | 0.0036972
| 551.8986 | 0.021197 | 270.3588 | 0 | 270.3588 | 0 | 550.7761 | 0 | 270.3588 | 0 | 554.1176 | 0.00023474 | 551.8986 | 0.036506 | 270.3588 | 0 | 822.5046 | 0.0025638 | 882.2318 | 0.0015668 | 640.675 | 0.0044951 | 1082.8804 | 0.00078977 | 1043.8046 | 0.012076 | 944 | 0.0062593 | 1344 | 0.15183 | 1016.871 | 0 | 1016.8647 | 0.0036686
| 552.0552 | 0.014256 | 270.5665 | 0 | 270.5665 | 0 | 550.9335 | 0 | 270.5665 | 0 | 554.2732 | 0.00015028 | 552.0552 | 0.038255 | 270.5665 | 0 | 822.572 | 0.0015105 | 882.4722 | 0.0021227 | 640.801 | 0.0062674 | 1082.9377 | 0.00078159 | 1043.938 | 0.01188 | 945 | 0.0060177 | 1345 | 0.15461 | 1016.9217 | 0 | 1016.9153 | 0.0036297
| 552.2117 | 0.018795 | 270.7742 | 0 | 270.7742 | 0 | 551.0909 | 0 | 270.7742 | 0 | 554.4288 | 0.00029288 | 552.2117 | 0.03596 | 270.7742 | 0 | 822.6393 | 0.0012043 | 882.7126 | 0.0016226 | 640.926 | 0.002623 | 1082.9952 | 0.00077329 | 1044.0715 | 0.011668 | 946 | 0.0081433 | 1346 | 0.15752 | 1016.9724 | 0 | 1016.966 | 0.0035884
| 552.3683 | 0.0056598 | 270.9819 | 0 | 270.9819 | 0 | 551.2483 | 0.00026087 | 270.9819 | 0 | 554.5844 | 0.00015686 | 552.3683 | 0.036725 | 270.9819 | 0 | 822.7067 | 0.0017965 | 882.9531 | 0.0021362 | 641.052 | 0.0057198 | 1083.0526 | 0.00076481 | 1044.205 | 0.011463 | 947 | 0.0055403 | 1347 | 0.16002 | 1017.023 | 0 | 1017.0167 | 0.0035502
| 552.5248 | 0.013028 | 271.1897 | 0 | 271.1897 | 0 | 551.4057 | 0 | 271.1897 | 0 | 554.7401 | 0.00026984 | 552.5248 | 0.034429 | 271.1897 | 0 | 822.774 | 0.0019391 | 883.1935 | 0.0017481 | 641.178 | 0.0040327 | 1083.1101 | 0.0007562 | 1044.3385 | 0.011289 | 948 | 0.0075773 | 1348 | 0.16524 | 1017.0737 | 0 | 1017.0674 | 0.0035216
| 552.6814 | 0.015858 | 271.3974 | 0 | 271.3974 | 0 | 551.5632 | 0.0013044 | 271.3974 | 0 | 554.8957 | 0.00012724 | 552.6814 | 0.036943 | 271.3974 | 0 | 822.8414 | 0.0016443 | 883.4339 | 0.0022511 | 641.304 | 0.0029251 | 1083.1676 | 0.00074744 | 1044.4722 | 0.011174 | 949 | 0.0065406 | 1349 | 0.16827 | 1017.1244 | 0 | 1017.118 | 0.0035057
| 552.838 | 0.012761 | 271.6052 | 0 | 271.6052 | 0 | 551.7206 | 0.00017392 | 271.6052 | 0 | 555.0514 | 0.00020732 | 552.838 | 0.035304 | 271.6052 | 0 | 822.9088 | 0.00098794 | 883.6744 | 0.0017825 | 641.43 | 0.0031619 | 1083.225 | 0.00073847 | 1044.6057 | 0.01114 | 950 | 0.0046408 | 1350 | 0.1709 | 1017.1751 | 0 | 1017.1687 | 0.0035026
| 552.9946 | 0.014203 | 271.813 | 0 | 271.813 | 0 | 551.8781 | 0.00078262 | 271.813 | 0 | 555.207 | 0.00027423 | 552.9946 | 0.037818 | 271.813 | 0 | 822.9761 | 0.00082444 | 883.9148 | 0.0023471 | 641.556 | 0.0027633 | 1083.2825 | 0.00072938 | 1044.7394 | 0.011201 | 951 | 0.010954 | 1351 | 0.1735 | 1017.2258 | 0 | 1017.2194 | 0.0035105
| 553.1512 | 0.023013 | 272.0208 | 0 | 272.0208 | 0 | 552.0355 | 0 | 272.0208 | 0 | 555.3627 | 0.0001415 | 553.1512 | 0.035413 | 272.0208 | 0 | 823.0435 | 0.0015864 | 884.1553 | 0.0017458 | 641.682 | 0.003847 | 1083.34 | 0.00072012 | 1044.8732 | 0.011357 | 952 | 0.006051 | 1352 | 0.17601 | 1017.2764 | 0 | 1017.2701 | 0.0035248
| 553.3078 | 0.024882 | 272.2286 | 0 | 272.2286 | 0 | 552.193 | 0 | 272.2286 | 0 | 555.5184 | 0.00022158 | 553.3078 | 0.037053 | 272.2286 | 0 | 823.111 | 0.0019492 | 884.3958 | 0.0026257 | 641.808 | 0.0061784 | 1083.3975 | 0.00071069 | 1045.0068 | 0.011599 | 953 | 0.0063067 | 1353 | 0.1788 | 1017.3271 | 0 | 1017.3208 | 0.0035391
| 553.4644 | 0.023013 | 272.4365 | 0 | 272.4365 | 0 | 552.3505 | 0 | 272.4365 | 0 | 555.6741 | 0.0002139 | 553.4644 | 0.03432 | 272.4365 | 0 | 823.1784 | 0.0017065 | 884.6362 | 0.0020282 | 641.934 | 0.0039226 | 1083.455 | 0.00070108 | 1045.1406 | 0.01191 | 954 | 0.0039015 | 1354 | 0.18072 | 1017.3779 | 0 | 1017.3715 | 0.0035471
| 553.6211 | 0.0066742 | 272.6443 | 0 | 272.6443 | 0 | 552.508 | 0.00026087 | 272.6443 | 0 | 555.8298 | 0.00019635 | 553.6211 | 0.036943 | 272.6443 | 0 | 823.2459 | 0.0019479 | 884.8767 | 0.0025439 | 642.06 | 0.0038147 | 1083.5124 | 0.00069131 | 1045.2744 | 0.012261 | 955 | 0.0075971 | 1355 | 0.18215 | 1017.4286 | 0 | 1017.4222 | 0.0035439
| 553.7777 | 0.016232 | 272.8522 | 0 | 272.8522 | 0 | 552.6655 | 0 | 272.8522 | 0 | 555.9855 | 0.00026326 | 553.7777 | 0.035304 | 272.8522 | 0 | 823.3133 | 0.0016003 | 885.1172 | 0.0020836 | 642.187 | 0.0065813 | 1083.57 | 0.00068135 | 1045.4082 | 0.01262 | 956 | 0.0055493 | 1356 | 0.18534 | 1017.4793 | 0 | 1017.473 | 0.0035264
| 553.9343 | 0.015965 | 273.0601 | 0 | 273.0601 | 0 | 552.823 | 0.00078262 | 273.0601 | 0 | 556.1413 | 0.00016673 | 553.9343 | 0.037599 | 273.0601 | 0 | 823.3807 | 0.0019342 | 885.3577 | 0.0027516 | 642.313 | 0.0025258 | 1083.6274 | 0.00067123 | 1045.5421 | 0.012951 | 957 | 0.0064758 | 1357 | 0.18903 | 1017.53 | 0 | 1017.5237 | 0.0034938
| 554.091 | 0.01794 | 273.268 | 0 | 273.268 | 0 | 552.9805 | 0.00017392 | 273.268 | 0 | 556.297 | 0.00019744 | 554.091 | 0.034976 | 273.268 | 0 | 823.4482 | 0.0016191 | 885.5982 | 0.0020622 | 642.439 | 0.003982 | 1083.6849 | 0.00066092 | 1045.676 | 0.013218 | 958 | 0.0082435 | 1358 | 0.1921 | 1017.5807 | 0 | 1017.5744 | 0.0034501
| 554.2477 | 0.018688 | 273.476 | 0 | 273.476 | 0 | 553.138 | 0.00026087 | 273.476 | 0 | 556.4528 | 0.00024461 | 554.2477 | 0.036725 | 273.476 | 0 | 823.5157 | 0.0020852 | 885.8387 | 0.0028733 | 642.566 | 0.0034569 | 1083.7424 | 0.00065044 | 1045.8099 | 0.01339 | 959 | 0.0060047 | 1359 | 0.19612 | 1017.6315 | 0 | 1017.6251 | 0.0034009
| 554.4043 | 0.021144 | 273.6839 | 0 | 273.6839 | 0 | 553.2955 | 0 | 273.6839 | 0 | 556.6085 | 0.00021499 | 554.4043 | 0.035085 | 273.6839 | 0 | 823.5832 | 0.0016855 | 886.0792 | 0.0022236 | 642.692 | 0.0027617 | 1083.8001 | 0.00063982 | 1045.944 | 0.013452 | 960 | 0.0058591 | 1360 | 0.19764 | 1017.6822 | 0 | 1017.6758 | 0.0033532
| 554.561 | 0.0089168 | 273.8919 | 0 | 273.8919 | 0 | 553.453 | 0.00026087 | 273.8919 | 0 | 556.7643 | 0.00025119 | 554.561 | 0.037599 | 273.8919 | 0 | 823.6507 | 0.0013354 | 886.3198 | 0.0028863 | 642.819 | 0.0041547 | 1083.8575 | 0.00062899 | 1046.0779 | 0.013403 | 961 | 0.0079311 | 1361 | 0.19671 | 1017.7329 | 0 | 1017.7266 | 0.0033135
| 554.7177 | 0.013776 | 274.0999 | 0 | 274.0999 | 0 | 553.6105 | 0.00017392 | 274.0999 | 0 | 556.9201 | 0.0002139 | 554.7177 | 0.035522 | 274.0999 | 0 | 823.7182 | 0.0020225 | 886.5603 | 0.0024593 | 642.945 | 0.0049009 | 1083.915 | 0.00061799 | 1046.2119 | 0.013258 | 962 | 0.0028588 | 1362 | 0.19981 | 1017.7837 | 0 | 1017.7773 | 0.0032881
| 554.8744 | 0.018688 | 274.3079 | 0 | 274.3079 | 0 | 553.7681 | 0.00078262 | 274.3079 | 0 | 557.0758 | 0.00016454 | 554.8744 | 0.036725 | 274.3079 | 0 | 823.7857 | 0.0014145 | 886.8008 | 0.0030676 | 643.072 | 0.0045019 | 1083.9727 | 0.00060435 | 1046.3461 | 0.013048 | 963 | 0.0060785 | 1363 | 0.20669 | 1017.8344 | 0 | 1017.8281 | 0.0032785
| 555.0311 | 0.01447 | 274.5159 | 0 | 274.5159 | 0 | 553.9256 | 0 | 274.5159 | 0 | 557.2316 | 0.00024571 | 555.0311 | 0.033992 | 274.5159 | 0 | 823.8532 | 0.0029266 | 887.0414 | 0.002523 | 643.198 | 0.0041028 | 1084.0302 | 0.00059411 | 1046.4801 | 0.01281 | 964 | 0.009388 | 1364 | 0.20744 | 1017.8852 | 0 | 1017.8789 | 0.0032857
| 555.1878 | 0.013028 | 274.7239 | 0 | 274.7239 | 0 | 554.0832 | 0.00026087 | 274.7239 | 0 | 557.3874 | 0.00019196 | 555.1878 | 0.036069 | 274.7239 | 0 | 823.9207 | 0.002534 | 887.282 | 0.0032362 | 643.325 | 0.0036124 | 1084.0878 | 0.00058387 | 1046.6143 | 0.012584 | 965 | 0.0044788 | 1365 | 0.20903 | 1017.9359 | 0 | 1017.9296 | 0.0033071
| 555.3445 | 0.026857 | 274.932 | 0 | 274.932 | 0 | 554.2407 | 0.00017392 | 274.932 | 0 | 557.5433 | 0.00026326 | 555.3445 | 0.034539 | 274.932 | 0 | 823.9883 | 0.0011117 | 887.5225 | 0.0027334 | 643.452 | 0.0037846 | 1084.1453 | 0.00057362 | 1046.7484 | 0.012403 | 966 | 0.0044876 | 1366 | 0.21483 | 1017.9867 | 0 | 1017.9804 | 0.0033381
| 555.5013 | 0.015004 | 275.14 | 0 | 275.14 | 0 | 554.3983 | 0.00026087 | 275.14 | 0 | 557.6991 | 0.00019964 | 555.5013 | 0.036943 | 275.14 | 0 | 824.0558 | 0.0019297 | 887.7631 | 0.0034294 | 643.579 | 0.0037525 | 1084.2029 | 0.00055826 | 1046.8827 | 0.012291 | 967 | 0.0044922 | 1367 | 0.21579 | 1018.0375 | 0 | 1018.0311 | 0.0033763
| 555.658 | 0.020183 | 275.3481 | 0 | 275.3481 | 0 | 554.5559 | 0.00017392 | 275.3481 | 0 | 557.8549 | 0.00019964 | 555.658 | 0.034429 | 275.3481 | 0 | 824.1235 | 0.0018223 | 888.0037 | 0.0028296 | 643.705 | 0.003031 | 1084.2605 | 0.00054801 | 1047.0168 | 0.012254 | 968 | 0.0070983 | 1368 | 0.21475 | 1018.0883 | 0 | 1018.0819 | 0.0034192
| 555.8147 | 0.0051638 | 275.5562 | 0 | 275.5562 | 0 | 554.7135 | 0.00078262 | 275.5562 | 0 | 558.0108 | 0.00019854 | 555.8147 | 0.036069 | 275.5562 | 0 | 824.191 | 0.0013795 | 888.2442 | 0.0033239 | 643.832 | 0.0026119 | 1084.318 | 0.00053777 | 1047.1511 | 0.012285 | 969 | 0.0051143 | 1369 | 0.21803 | 1018.139 | 0 | 1018.1327 | 0.003466
| 555.9715 | 0.016499 | 275.7644 | 0 | 275.7644 | 0 | 554.871 | 0.00017392 | 275.7644 | 0 | 558.1666 | 0.00022596 | 555.9715 | 0.033446 | 275.7644 | 0 | 824.2587 | 0.0014296 | 888.4849 | 0.0029285 | 643.959 | 0.0046183 | 1084.3756 | 0.00052241 | 1047.2855 | 0.012365 | 970 | 0.0074804 | 1370 | 0.22144 | 1018.1898 | 0 | 1018.1835 | 0.0035169
| 556.1282 | 0.023654 | 275.9725 | 0 | 275.9725 | 0 | 555.0286 | 0 | 275.9725 | 0 | 558.3225 | 0.00019854 | 556.1282 | 0.035632 | 275.9725 | 0 | 824.3262 | 0.0020297 | 888.7255 | 0.003701 | 644.086 | 0.0033558 | 1084.4332 | 0.00051216 | 1047.4198 | 0.012467 | 971 | 0.008645 | 1371 | 0.22297 | 1018.2406 | 0 | 1018.2342 | 0.0035709
| 556.285 | 0.021892 | 276.1807 | 0 | 276.1807 | 0 | 555.1862 | 0 | 276.1807 | 0 | 558.4784 | 0.00027094 | 556.285 | 0.03432 | 276.1807 | 0 | 824.3939 | 0.00080551 | 888.9661 | 0.0032086 | 644.213 | 0.0056434 | 1084.4908 | 0.00050192 | 1047.5542 | 0.012565 | 972 | 0.006104 | 1372 | 0.2318 | 1018.2914 | 0 | 1018.285 | 0.0036281
| 556.4418 | 0.017567 | 276.3888 | 0 | 276.3888 | 0 | 555.3438 | 0.00078262 | 276.3888 | 0 | 558.6342 | 0.00015028 | 556.4418 | 0.036725 | 276.3888 | 0 | 824.4615 | 0.0013976 | 889.2067 | 0.0038772 | 644.34 | 0.0035966 | 1084.5485 | 0.00048655 | 1047.6886 | 0.012635 | 973 | 0.0063575 | 1373 | 0.23499 | 1018.3422 | 0 | 1018.3359 | 0.0036837
| 556.5986 | 0.014256 | 276.597 | 0 | 276.597 | 0 | 555.5015 | 0.00017392 | 276.597 | 0 | 558.7902 | 0.0002468 | 556.5986 | 0.034757 | 276.597 | 0 | 824.5292 | 0.0021232 | 889.4473 | 0.0033876 | 644.467 | 0.0040374 | 1084.6061 | 0.00047631 | 1047.8231 | 0.012659 | 974 | 0.0083094 | 1374 | 0.23656 | 1018.393 | 0 | 1018.3867 | 0.0037345
| 556.7554 | 0.011053 | 276.8052 | 0 | 276.8052 | 0 | 555.6591 | 0.00078262 | 276.8052 | 0 | 558.9461 | 0.00023145 | 556.7554 | 0.036834 | 276.8052 | 0 | 824.5968 | 0.0029252 | 889.6879 | 0.003983 | 644.595 | 0.0049819 | 1084.6637 | 0.00046095 | 1047.9575 | 0.012629 | 975 | 0.0036916 | 1375 | 0.23749 | 1018.4438 | 0 | 1018.4374 | 0.0037774
| 556.9122 | 0.019435 | 277.0135 | 0 | 277.0135 | 0 | 555.8167 | 0 | 277.0135 | 0 | 559.102 | 0.00019964 | 556.9122 | 0.034757 | 277.0135 | 0 | 824.6645 | 0.0027553 | 889.9286 | 0.0036657 | 644.722 | 0.0027185 | 1084.7213 | 0.0004507 | 1048.092 | 0.012545 | 976 | 0.0043412 | 1376 | 0.23827 | 1018.4946 | 0 | 1018.4883 | 0.00381
| 557.069 | 0.0095041 | 277.2217 | 0 | 277.2217 | 0 | 555.9743 | 0.00026087 | 277.2217 | 0 | 559.2579 | 0.00026984 | 557.069 | 0.03749 | 277.2217 | 0 | 824.7322 | 0.002446 | 890.1692 | 0.0042649 | 644.849 | 0.0041975 | 1084.7789 | 0.00043534 | 1048.2267 | 0.012417 | 977 | 0.0068971 | 1377 | 0.23906 | 1018.5455 | 0 | 1018.5391 | 0.0038322
| 557.2258 | 0.015377 | 277.43 | 0 | 277.43 | 0 | 556.132 | 0.00017392 | 277.43 | 0 | 559.4138 | 0.00011188 | 557.2258 | 0.034976 | 277.43 | 0 | 824.7999 | 0.0028681 | 890.4099 | 0.0038067 | 644.977 | 0.0049046 | 1084.8365 | 0.00041997 | 1048.3612 | 0.012265 | 978 | 0.0041959 | 1378 | 0.24036 | 1018.5963 | 0 | 1018.5899 | 0.0038473
| 557.3826 | 0.014256 | 277.6383 | 0 | 277.6383 | 0 | 556.2897 | 0.00026087 | 277.6383 | 0 | 559.5698 | 0.00030823 | 557.3826 | 0.036725 | 277.6383 | 0 | 824.8676 | 0.0017496 | 890.6505 | 0.0043354 | 645.104 | 0.0075156 | 1084.8942 | 0.00040973 | 1048.4959 | 0.012114 | 979 | 0.0074811 | 1379 | 0.24078 | 1018.6471 | 0 | 1018.6408 | 0.0038601
| 557.5394 | 0.024988 | 277.8465 | 0 | 277.8465 | 0 | 556.4473 | 0.00017392 | 277.8465 | 0 | 559.7257 | 0.0001404 | 557.5394 | 0.033992 | 277.8465 | 0 | 824.9353 | 0.00187 | 890.8912 | 0.0039125 | 645.231 | 0.0047706 | 1084.9518 | 0.00039437 | 1048.6305 | 0.011983 | 980 | 0.005032 | 1380 | 0.23916 | 1018.6979 | 0 | 1018.6916 | 0.0038736
| 557.6963 | 0.01148 | 278.0549 | 0 | 278.0549 | 0 | 556.605 | 0 | 278.0549 | 0 | 559.8817 | 0.00027532 | 557.6963 | 0.035632 | 278.0549 | 0 | 825.003 | 0.0011695 | 891.1319 | 0.0047232 | 645.359 | 0.0058561 | 1085.0095 | 0.00038412 | 1048.7653 | 0.011891 | 981 | 0.0030579 | 1381 | 0.24105 | 1018.7488 | 0 | 1018.7424 | 0.003891
| 557.8532 | 0.018101 | 278.2632 | 0 | 278.2632 | 0 | 556.7626 | 0.00017392 | 278.2632 | 0 | 560.0376 | 0.0001777 | 557.8532 | 0.033774 | 278.2632 | 0 | 825.0707 | 0.0020256 | 891.3726 | 0.0043354 | 645.486 | 0.0021611 | 1085.0671 | 0.00036876 | 1048.8999 | 0.011846 | 982 | 0.0062671 | 1382 | 0.2436 | 1018.7996 | 0 | 1018.7933 | 0.0039125
| 558.01 | 0.017673 | 278.4715 | 0 | 278.4715 | 0 | 556.9203 | 0.00078262 | 278.4715 | 0 | 560.1936 | 0.00020841 | 558.01 | 0.034976 | 278.4715 | 0 | 825.1385 | 0.001916 | 891.6133 | 0.0050051 | 645.614 | 0.0049868 | 1085.1248 | 0.00035851 | 1049.0347 | 0.011851 | 983 | 0.0054052 | 1383 | 0.24735 | 1018.8505 | 0 | 1018.8441 | 0.0039347
| 558.1669 | 0.026003 | 278.6799 | 0 | 278.6799 | 0 | 557.078 | 0.00017392 | 278.6799 | 0 | 560.3496 | 0.00024132 | 558.1669 | 0.033883 | 278.6799 | 0 | 825.2062 | 0.0017656 | 891.854 | 0.0045469 | 645.742 | 0.0031456 | 1085.1825 | 0.00034315 | 1049.1694 | 0.011904 | 984 | 0.010769 | 1384 | 0.25579 | 1018.9013 | 0 | 1018.895 | 0.0039538
| 558.3238 | 0.012494 | 278.8883 | 0 | 278.8883 | 0 | 557.2357 | 0.00026087 | 278.8883 | 0 | 560.5056 | 0.00019744 | 558.3238 | 0.035632 | 278.8883 | 0 | 825.274 | 0.0011916 | 892.0947 | 0.0052166 | 645.869 | 0.0038158 | 1085.2401 | 0.00033291 | 1049.3043 | 0.011999 | 985 | 0.0074116 | 1385 | 0.26202 | 1018.9522 | 0 | 1018.9459 | 0.0039633
| 558.4806 | 0.016712 | 279.0967 | 0 | 279.0967 | 0 | 557.3934 | 0 | 279.0967 | 0 | 560.6616 | 0.00023035 | 558.4806 | 0.034539 | 279.0967 | 0 | 825.3418 | 0.0013787 | 892.3354 | 0.0046879 | 645.997 | 0.0046164 | 1085.2978 | 0.00031754 | 1049.4392 | 0.012128 | 986 | 0.0081927 | 1386 | 0.2686 | 1019.0031 | 0 | 1018.9967 | 0.0039601
| 558.6375 | 0.012601 | 279.3051 | 0 | 279.3051 | 0 | 557.5511 | 0.00078262 | 279.3051 | 0 | 560.8176 | 0.00022487 | 558.6375 | 0.035413 | 279.3051 | 0 | 825.4096 | 0.0023731 | 892.5761 | 0.0052519 | 646.125 | 0.0052155 | 1085.3556 | 0.00030218 | 1049.5741 | 0.012281 | 987 | 0.0062467 | 1387 | 0.27414 | 1019.054 | 0 | 1019.0476 | 0.0039411
| 558.7944 | 0.01746 | 279.5135 | 0 | 279.5135 | 0 | 557.7088 | 0.00017392 | 279.5135 | 0 | 560.9737 | 0.00019854 | 558.7944 | 0.033774 | 279.5135 | 0 | 825.4775 | 0.001903 | 892.8169 | 0.0049346 | 646.253 | 0.0049547 | 1085.4132 | 0.00029193 | 1049.709 | 0.012448 | 988 | 0.0066697 | 1388 | 0.27709 | 1019.1048 | 0 | 1019.0984 | 0.0039093
| 558.9513 | 0.014737 | 279.722 | 0 | 279.722 | 0 | 557.8665 | 0 | 279.722 | 0 | 561.1297 | 0.00027423 | 558.9513 | 0.03585 | 279.722 | 0 | 825.5452 | 0.0016589 | 893.0576 | 0.0055338 | 646.381 | 0.0051486 | 1085.4709 | 0.00027657 | 1049.844 | 0.01262 | 989 | 0.003436 | 1389 | 0.28397 | 1019.1557 | 0 | 1019.1494 | 0.003868
| 559.1082 | 0.021144 | 279.9305 | 0 | 279.9305 | 0 | 558.0243 | 0 | 279.9305 | 0 | 561.2858 | 0.00018209 | 559.1082 | 0.035085 | 279.9305 | 0 | 825.613 | 0.0019977 | 893.2983 | 0.0049699 | 646.509 | 0.0037833 | 1085.5287 | 0.00026632 | 1049.979 | 0.012789 | 990 | 0.0019927 | 1390 | 0.29204 | 1019.2066 | 0 | 1019.2003 | 0.0038243
| 559.2652 | 0.019649 | 280.1389 | 0 | 280.1389 | 0 | 558.182 | 0.00078262 | 280.1389 | 0 | 561.4418 | 0.00027532 | 559.2652 | 0.036943 | 280.1389 | 0 | 825.6808 | 0.0022435 | 893.5391 | 0.0057453 | 646.637 | 0.0023374 | 1085.5864 | 0.00025608 | 1050.114 | 0.012945 | 991 | 0.00349 | 1391 | 0.29707 | 1019.2574 | 0 | 1019.2511 | 0.0037846
| 559.4221 | 0.024988 | 280.3474 | 0 | 280.3474 | 0 | 558.3397 | 0.00017392 | 280.3474 | 0 | 561.5979 | 0.00018209 | 559.4221 | 0.034539 | 280.3474 | 0 | 825.7487 | 0.0019659 | 893.7799 | 0.0053224 | 646.765 | 0.0034041 | 1085.644 | 0.00024072 | 1050.2491 | 0.01308 | 992 | 0.0062634 | 1392 | 0.30246 | 1019.3084 | 0 | 1019.302 | 0.0037552
| 559.579 | 0.015965 | 280.556 | 0 | 280.556 | 0 | 558.4975 | 0 | 280.556 | 0 | 561.754 | 0.00022925 | 559.579 | 0.036178 | 280.556 | 0 | 825.8165 | 0.0016858 | 894.0206 | 0.0061331 | 646.893 | 0.0036924 | 1085.7018 | 0.00023047 | 1050.3843 | 0.013179 | 993 | 0.0072608 | 1393 | 0.31068 | 1019.3592 | 0 | 1019.3529 | 0.0037393
| 559.736 | 0.015965 | 280.7645 | 0 | 280.7645 | 0 | 558.6552 | 0 | 280.7645 | 0 | 561.91 | 0.00026436 | 559.736 | 0.033446 | 280.7645 | 0 | 825.8844 | 0.0014217 | 894.2614 | 0.0056748 | 647.021 | 0.0035471 | 1085.7595 | 0.00021511 | 1050.5194 | 0.013229 | 994 | 0.0059198 | 1394 | 0.3134 | 1019.4102 | 0 | 1019.4038 | 0.0037377
| 559.893 | 0.015484 | 280.9731 | 0 | 280.9731 | 0 | 558.813 | 0.00026087 | 280.9731 | 0 | 562.0661 | 0.00011627 | 559.893 | 0.035304 | 280.9731 | 0 | 825.9523 | 0.0020239 | 894.5022 | 0.0063093 | 647.149 | 0.0037932 | 1085.8173 | 0.00020487 | 1050.6545 | 0.013217 | 995 | 0.0049409 | 1395 | 0.31534 | 1019.4611 | 0 | 1019.4547 | 0.003748
| 560.0499 | 0.022159 | 281.1816 | 0 | 281.1816 | 0 | 558.9707 | 0 | 281.1816 | 0 | 562.2222 | 0.00037185 | 560.0499 | 0.032899 | 281.1816 | 0 | 826.0201 | 0.0015254 | 894.743 | 0.0059568 | 647.277 | 0.004338 | 1085.875 | 0.00019462 | 1050.7898 | 0.013137 | 996 | 0.0085225 | 1396 | 0.32398 | 1019.512 | 0 | 1019.5057 | 0.0037687
| 560.2069 | 0.0066742 | 281.3902 | 0 | 281.3902 | 0 | 559.1285 | 0 | 281.3902 | 0 | 562.3783 | 0.00012285 | 560.2069 | 0.03596 | 281.3902 | 0 | 826.0881 | 0.0019523 | 894.9838 | 0.0066265 | 647.406 | 0.0035457 | 1085.9327 | 0.00017926 | 1050.925 | 0.012986 | 997 | 0.0061411 | 1397 | 0.33608 | 1019.5629 | 0 | 1019.5566 | 0.0037941
| 560.3639 | 0.018581 | 281.5988 | 0 | 281.5988 | 0 | 559.2863 | 0.00017392 | 281.5988 | 0 | 562.5345 | 0.00033675 | 560.3639 | 0.033992 | 281.5988 | 0 | 826.1559 | 0.0019598 | 895.2246 | 0.0061331 | 647.534 | 0.0044082 | 1085.9906 | 0.00016901 | 1051.0603 | 0.012768 | 998 | 0.0054809 | 1398 | 0.34366 | 1019.6138 | 0 | 1019.6075 | 0.0038203
| 560.5209 | 0.0066742 | 281.8075 | 0 | 281.8075 | 0 | 559.4441 | 0.00078262 | 281.8075 | 0 | 562.6906 | 0.00014808 | 560.5209 | 0.036506 | 281.8075 | 0 | 826.2239 | 0.0023212 | 895.4654 | 0.0069085 | 647.663 | 0.0039701 | 1086.0483 | 0.00015877 | 1051.1956 | 0.012492 | 999 | 0.004949 | 1399 | 0.34499 | 1019.6648 | 0 | 1019.6585 | 0.0038426
| 560.6779 | 0.015004 | 282.0161 | 0 | 282.0161 | 0 | 559.6019 | 0.00017392 | 282.0161 | 0 | 562.8468 | 0.00023474 | 560.6779 | 0.033664 | 282.0161 | 0 | 826.2918 | 0.0023544 | 895.7062 | 0.006556 | 647.791 | 0.0036434 | 1086.1061 | 0.00014853 | 1051.3309 | 0.012169 | 1000 | 0.0025818 | 1400 | 0.34827 | 1019.7157 | 0 | 1019.7093 | 0.0038577
| 560.8349 | 0.013242 | 282.2247 | 0 | 282.2247 | 0 | 559.7597 | 0.00078262 | 282.2247 | 0 | 563.0029 | 0.00025887 | 560.8349 | 0.035741 | 282.2247 | 0 | 826.3598 | 0.0022907 | 895.947 | 0.00712 | 647.919 | 0.0047879 | 1086.1638 | 0.00013828 | 1051.4663 | 0.011814 | 1001 | 0.0064068 | 1401 | 0.35851 | 1019.7667 | 0 | 1019.7603 | 0.0038624
| 560.9919 | 0.022906 | 282.4334 | 0 | 282.4334 | 0 | 559.9175 | 0.00017392 | 282.4334 | 0 | 563.1591 | 0.00023145 | 560.9919 | 0.033336 | 282.4334 | 0 | 826.4277 | 0.001972 | 896.1879 | 0.0067675 | 648.048 | 0.0033869 | 1086.2217 | 0.00012804 | 1051.6018 | 0.011449 | 1002 | 0.0054083 | 1402 | 0.37009 | 1019.8176 | 0 | 1019.8113 | 0.0038553
| 561.1489 | 0.013882 | 282.6421 | 0 | 282.6421 | 0 | 560.0753 | 0.0013044 | 282.6421 | 0 | 563.3152 | 0.0003192 | 561.1489 | 0.035195 | 282.6421 | 0 | 826.4957 | 0.00086691 | 896.4287 | 0.0074725 | 648.177 | 0.0054792 | 1086.2794 | 0.0001178 | 1051.7372 | 0.011098 | 1003 | 0.004817 | 1403 | 0.37537 | 1019.8686 | 0 | 1019.8622 | 0.003837
| 561.3059 | 0.018047 | 282.8508 | 0 | 282.8508 | 0 | 560.2331 | 0 | 282.8508 | 0 | 563.4714 | 0.00012944 | 561.3059 | 0.033227 | 282.8508 | 0 | 826.5638 | 0.0021165 | 896.6696 | 0.0070142 | 648.305 | 0.0039894 | 1086.3373 | 0.00010755 | 1051.8727 | 0.01079 | 1004 | 0.0019844 | 1404 | 0.37643 | 1019.9195 | 0 | 1019.9131 | 0.0038076
| 561.463 | 0.017086 | 283.0596 | 0 | 283.0596 | 0 | 560.391 | 0.00026087 | 283.0596 | 0 | 563.6276 | 0.0003181 | 561.463 | 0.035195 | 283.0596 | 0 | 826.6318 | 0.0025618 | 896.9104 | 0.0077544 | 648.434 | 0.0043523 | 1086.395 | 9.7311e-05 | 1052.0082 | 0.010546 | 1005 | 0.0034687 | 1405 | 0.38399 | 1019.9705 | 0 | 1019.9641 | 0.0037719
| 561.62 | 0.016499 | 283.2683 | 0 | 283.2683 | 0 | 560.5488 | 0 | 283.2683 | 0 | 563.7838 | 0.0001404 | 561.62 | 0.033774 | 283.2683 | 0 | 826.6997 | 0.0022897 | 897.1513 | 0.0073315 | 648.563 | 0.0038959 | 1086.4529 | 9.2189e-05 | 1052.1438 | 0.010382 | 1006 | 0.0071612 | 1406 | 0.39476 | 1020.0214 | 0 | 1020.0151 | 0.0037322
| 561.7771 | 0.015591 | 283.4771 | 0 | 283.4771 | 0 | 560.7066 | 0.00078262 | 283.4771 | 0 | 563.94 | 0.00033456 | 561.7771 | 0.035413 | 283.4771 | 0 | 826.7677 | 0.0015193 | 897.3922 | 0.0080364 | 648.692 | 0.0031143 | 1086.5106 | 8.1946e-05 | 1052.2794 | 0.010299 | 1007 | 0.0053651 | 1407 | 0.40318 | 1020.0725 | 0 | 1020.0661 | 0.0036932
| 561.9341 | 0.023654 | 283.6858 | 0 | 283.6858 | 0 | 560.8645 | 0 | 283.6858 | 0 | 564.0963 | 0.00019854 | 561.9341 | 0.033118 | 283.6858 | 0 | 826.8358 | 0.001922 | 897.6331 | 0.0077544 | 648.82 | 0.0047696 | 1086.5685 | 7.1703e-05 | 1052.415 | 0.010287 | 1008 | 0.0040323 | 1408 | 0.41102 | 1020.1234 | 0 | 1020.1171 | 0.0036567
| 562.0912 | 0.00881 | 283.8946 | 0 | 283.8946 | 0 | 561.0223 | 0.00078262 | 283.8946 | 0 | 564.2525 | 0.00025119 | 562.0912 | 0.034102 | 283.8946 | 0 | 826.9037 | 0.0015796 | 897.8739 | 0.0082479 | 648.949 | 0.003596 | 1086.6263 | 6.6581e-05 | 1052.5507 | 0.010325 | 1009 | 0.0050829 | 1409 | 0.418 | 1020.1744 | 0 | 1020.168 | 0.0036265
| 562.2483 | 0.022639 | 284.1034 | 0 | 284.1034 | 0 | 561.1802 | 0.00069566 | 284.1034 | 0 | 564.4087 | 0.00022816 | 562.2483 | 0.032571 | 284.1035 | 0 | 826.9718 | 0.0011436 | 898.1148 | 0.0078954 | 649.078 | 0.0048711 | 1086.6842 | 5.6338e-05 | 1052.6864 | 0.01039 | 1010 | 0.0070837 | 1410 | 0.42869 | 1020.2254 | 0 | 1020.2191 | 0.0036027
| 562.4054 | 0.013989 | 284.3123 | 0 | 284.3123 | 0 | 561.3381 | 0 | 284.3123 | 0 | 564.565 | 0.00023035 | 562.4054 | 0.034211 | 284.3123 | 0 | 827.0399 | 0.0016366 | 898.3557 | 0.0086004 | 649.207 | 0.0028797 | 1086.7419 | 5.1216e-05 | 1052.8221 | 0.010468 | 1011 | 0.0061361 | 1411 | 0.43965 | 1020.2764 | 0 | 1020.27 | 0.0035852
| 562.5625 | 0.012227 | 284.5211 | 0 | 284.5211 | 0 | 561.496 | 0.00017392 | 284.5211 | 0 | 564.7212 | 0.00031262 | 562.5625 | 0.032462 | 284.5211 | 0 | 827.108 | 0.0023089 | 898.5966 | 0.0082479 | 649.336 | 0.0040413 | 1086.7998 | 4.6095e-05 | 1052.9579 | 0.010551 | 1012 | 0.0055168 | 1412 | 0.44808 | 1020.3274 | 0 | 1020.3211 | 0.0035741
| 562.7196 | 0.013882 | 284.73 | 0 | 284.73 | 0 | 561.6539 | 0.00026087 | 284.73 | 0 | 564.8775 | 0.00014589 | 562.7196 | 0.03432 | 284.73 | 0 | 827.176 | 0.0016323 | 898.8376 | 0.0090586 | 649.466 | 0.0059128 | 1086.8577 | 4.0973e-05 | 1053.0938 | 0.010647 | 1013 | 0.0047649 | 1413 | 0.45496 | 1020.3784 | 0 | 1020.372 | 0.0035677
| 562.8767 | 0.021785 | 284.9389 | 0 | 284.9389 | 0 | 561.8117 | 0 | 284.9389 | 0 | 565.0338 | 0.00037405 | 562.8767 | 0.032462 | 284.9389 | 0 | 827.2441 | 0.0016717 | 899.0785 | 0.0086004 | 649.595 | 0.0033945 | 1086.9155 | 3.5851e-05 | 1053.2295 | 0.010768 | 1014 | 0.0065172 | 1414 | 0.46214 | 1020.4294 | 0 | 1020.423 | 0.0035637
| 563.0338 | 0.01164 | 285.1478 | 0 | 285.1478 | 0 | 561.9696 | 0.00026087 | 285.1478 | 0 | 565.1901 | 0.00015028 | 563.0338 | 0.034648 | 285.1478 | 0 | 827.3123 | 0.0013353 | 899.3194 | 0.0093758 | 649.724 | 0.0023394 | 1086.9734 | 3.073e-05 | 1053.3655 | 0.010925 | 1015 | 0.003311 | 1415 | 0.47403 | 1020.4804 | 0 | 1020.4741 | 0.0035614
| 563.1909 | 0.023013 | 285.3567 | 0 | 285.3567 | 0 | 562.1276 | 0.00017392 | 285.3567 | 0 | 565.3464 | 0.00037514 | 563.1909 | 0.03279 | 285.3567 | 0 | 827.3804 | 0.0015975 | 899.5604 | 0.0088824 | 649.853 | 0.0043251 | 1087.0312 | 2.5608e-05 | 1053.5013 | 0.011122 | 1016 | 0.003827 | 1416 | 0.4859 | 1020.5314 | 0 | 1020.5251 | 0.0035582
| 563.348 | 0.01495 | 285.5656 | 0 | 285.5656 | 0 | 562.2855 | 0.00026087 | 285.5656 | 0 | 565.5027 | 0.00013492 | 563.348 | 0.03432 | 285.5656 | 0 | 827.4485 | 0.0016255 | 899.8013 | 0.0095873 | 649.983 | 0.0031954 | 1087.0891 | 2.0487e-05 | 1053.6373 | 0.01134 | 1017 | 0.0055755 | 1417 | 0.49443 | 1020.5825 | 0 | 1020.5761 | 0.0035526
| 563.5052 | 0.01794 | 285.7746 | 0 | 285.7746 | 0 | 562.4434 | 0 | 285.7746 | 0 | 565.659 | 0.00027862 | 563.5052 | 0.032353 | 285.7746 | 0 | 827.5166 | 0.0011881 | 900.0423 | 0.0092348 | 650.112 | 0.0054303 | 1087.147 | 1.5365e-05 | 1053.7733 | 0.011547 | 1018 | 0.0076904 | 1418 | 0.50155 | 1020.6335 | 0 | 1020.6271 | 0.0035439
| 563.6623 | 0.016339 | 285.9835 | 0 | 285.9835 | 0 | 562.6013 | 0.00026087 | 285.9835 | 0 | 565.8153 | 0.00023145 | 563.6623 | 0.033009 | 285.9835 | 0 | 827.5848 | 0.0019038 | 900.2832 | 0.010046 | 650.241 | 0.0038743 | 1087.205 | 1.0243e-05 | 1053.9093 | 0.011695 | 1019 | 0.0039566 | 1419 | 0.50925 | 1020.6845 | 0 | 1020.6782 | 0.003532
| 563.8195 | 0.027338 | 286.1925 | 0 | 286.1925 | 0 | 562.7592 | 0 | 286.1925 | 0 | 565.9716 | 0.00028191 | 563.8195 | 0.031697 | 286.1925 | 0 | 827.6529 | 0.001931 | 900.5242 | 0.0097283 | 650.371 | 0.0052237 | 1087.2628 | 1.0243e-05 | 1054.0453 | 0.011738 | 1020 | 0.0057304 | 1420 | 0.51838 | 1020.7355 | 0 | 1020.7292 | 0.0035177
| 563.9767 | 0.0173 | 286.4015 | 0 | 286.4015 | 0 | 562.9172 | 0 | 286.4015 | 0 | 566.128 | 0.00024571 | 563.9767 | 0.033664 | 286.4015 | 0 | 827.7211 | 0.0023669 | 900.7652 | 0.010398 | 650.5 | 0.0041539 | 1087.3207 | 5.1216e-06 | 1054.1814 | 0.011641 | 1021 | 0.004545 | 1421 | 0.5267 | 1020.7866 | 0 | 1020.7802 | 0.0035018
| 564.1339 | 0.019542 | 286.6105 | 0 | 286.6105 | 0 | 563.0751 | 0.00017392 | 286.6105 | 0 | 566.2843 | 0.0002501 | 564.1339 | 0.03279 | 286.6105 | 0 | 827.7892 | 0.0023666 | 901.0062 | 0.0099398 | 650.63 | 0.0035479 | 1087.3787 | 5.1216e-06 | 1054.3175 | 0.011398 | 1022 | 0.0021744 | 1422 | 0.53255 | 1020.8377 | 0 | 1020.8313 | 0.0034859
| 564.291 | 0.021197 | 286.8196 | 0 | 286.8196 | 0 | 563.2331 | 0 | 286.8196 | 0 | 566.4407 | 0.00018318 | 564.291 | 0.034102 | 286.8196 | 0 | 827.8574 | 0.0023902 | 901.2471 | 0.01075 | 650.76 | 0.0036086 | 1087.4365 | 5.1216e-06 | 1054.4537 | 0.011037 | 1023 | 0.007488 | 1423 | 0.53732 | 1020.8887 | 0 | 1020.8823 | 0.0034708
| 564.4482 | 0.028085 | 287.0286 | 0 | 287.0286 | 0 | 563.391 | 0.00017392 | 287.0286 | 0 | 566.5971 | 0.00030275 | 564.4482 | 0.032134 | 287.0286 | 0 | 827.9256 | 0.0014539 | 901.4881 | 0.010292 | 650.889 | 0.004057 | 1087.4945 | 0 | 1054.5898 | 0.010614 | 1024 | 0.0053342 | 1424 | 0.54349 | 1020.9398 | 0 | 1020.9334 | 0.0034597
| 564.6054 | 0.017834 | 287.2377 | 0 | 287.2377 | 0 | 563.549 | 0.0013044 | 287.2377 | 0 | 566.7534 | 0.00020951 | 564.6054 | 0.034211 | 287.2377 | 0 | 827.9938 | 0.001641 | 901.7291 | 0.011173 | 651.019 | 0.0032606 | 1087.5524 | 0 | 1054.7261 | 0.010202 | 1025 | 0.0034119 | 1425 | 0.55049 | 1020.9908 | 0 | 1020.9844 | 0.0034525
| 564.7626 | 0.018581 | 287.4468 | 0 | 287.4468 | 0 | 563.707 | 0 | 287.4468 | 0 | 566.9098 | 0.0002468 | 564.7626 | 0.032899 | 287.4468 | 0 | 828.0621 | 0.0012319 | 901.9702 | 0.010468 | 651.149 | 0.0073914 | 1087.6103 | 0 | 1054.8624 | 0.0098773 | 1026 | 0.0041155 | 1426 | 0.55712 | 1021.0419 | 0 | 1021.0355 | 0.0034525
| 564.9198 | 0.016125 | 287.6559 | 0 | 287.6559 | 0 | 563.865 | 0.00026087 | 287.6559 | 0 | 567.0662 | 0.00028739 | 564.9198 | 0.034429 | 287.6559 | 0 | 828.1303 | 0.001782 | 902.2112 | 0.011385 | 651.279 | 0.0064644 | 1087.6682 | 0 | 1054.9987 | 0.0096971 | 1027 | 0.0075093 | 1427 | 0.5635 | 1021.093 | 0 | 1021.0866 | 0.0034621
| 565.0771 | 0.020717 | 287.865 | 0 | 287.865 | 0 | 564.0229 | 0.00017392 | 287.865 | 0 | 567.2227 | 0.00021829 | 565.0771 | 0.032462 | 287.865 | 0 | 828.1985 | 0.0017356 | 902.4522 | 0.011138 | 651.409 | 0.0041577 | 1087.7262 | 5.1216e-06 | 1055.135 | 0.0096924 | 1028 | 0.0050176 | 1428 | 0.57034 | 1021.144 | 0 | 1021.1377 | 0.0034819
| 565.2343 | 0.015751 | 288.0741 | 0 | 288.0741 | 0 | 564.1809 | 0 | 288.0741 | 0 | 567.3791 | 0.00023913 | 565.2343 | 0.033555 | 288.0741 | 0 | 828.2668 | 0.0020493 | 902.6932 | 0.011702 | 651.539 | 0.0075415 | 1087.7842 | 5.1216e-06 | 1055.2714 | 0.0098628 | 1029 | 0.0066514 | 1429 | 0.57825 | 1021.1951 | 0 | 1021.1888 | 0.0035145
| 565.3916 | 0.017246 | 288.2833 | 0 | 288.2833 | 0 | 564.3389 | 0.00017392 | 288.2833 | 0 | 567.5355 | 0.0002852 | 565.3916 | 0.031478 | 288.2833 | 0 | 828.3351 | 0.0022456 | 902.9343 | 0.01135 | 651.669 | 0.0045063 | 1087.842 | 5.1216e-06 | 1055.4078 | 0.010181 | 1030 | 0.0050067 | 1430 | 0.58524 | 1021.2462 | 0 | 1021.2399 | 0.0035582
| 565.5488 | 0.011053 | 288.4925 | 0 | 288.4925 | 0 | 564.4969 | 0.00078262 | 288.4925 | 0 | 567.6919 | 0.00013382 | 565.5488 | 0.033446 | 288.4925 | 0 | 828.4034 | 0.001556 | 903.1753 | 0.01209 | 651.799 | 0.0025014 | 1087.9 | 1.0243e-05 | 1055.5442 | 0.010601 | 1031 | 0.005573 | 1431 | 0.59063 | 1021.2973 | 0 | 1021.291 | 0.0036114
| 565.7061 | 0.0291 | 288.7017 | 0 | 288.7017 | 0 | 564.655 | 0.00017392 | 288.7017 | 0 | 567.8484 | 0.00037843 | 565.7061 | 0.032243 | 288.7017 | 0 | 828.4717 | 0.0014722 | 903.4164 | 0.011773 | 651.929 | 0.0038952 | 1087.958 | 1.0243e-05 | 1055.6807 | 0.011071 | 1032 | 0.0042024 | 1432 | 0.59628 | 1021.3484 | 0 | 1021.342 | 0.003671
| 565.8633 | 0.008543 | 288.9109 | 0 | 288.9109 | 0 | 564.813 | 0.00078262 | 288.9109 | 0 | 568.0048 | 0.00011518 | 565.8633 | 0.03432 | 288.9109 | 0 | 828.54 | 0.0015239 | 903.6575 | 0.012442 | 652.059 | 0.0061773 | 1088.016 | 1.5365e-05 | 1055.8173 | 0.011546 | 1033 | 0.0041999 | 1433 | 0.60107 | 1021.3995 | 0 | 1021.3932 | 0.0037329
| 566.0206 | 0.017193 | 289.1201 | 0 | 289.1201 | 0 | 564.971 | 0 | 289.1201 | 0 | 568.1613 | 0.00036637 | 566.0206 | 0.032243 | 289.1201 | 0 | 828.6083 | 0.0010083 | 903.8985 | 0.011878 | 652.189 | 0.0034617 | 1088.074 | 2.0487e-05 | 1055.9537 | 0.011988 | 1034 | 0.0093423 | 1434 | 0.6044 | 1021.4506 | 0 | 1021.4443 | 0.0037925
| 566.1779 | 0.013882 | 289.3293 | 0 | 289.3293 | 0 | 565.1291 | 0.00078262 | 289.3293 | 0 | 568.3178 | 9.1044e-05 | 566.1779 | 0.033555 | 289.3293 | 0 | 828.6766 | 0.0016358 | 904.1396 | 0.012936 | 652.319 | 0.0043104 | 1088.132 | 2.0487e-05 | 1056.0903 | 0.012375 | 1035 | 0.0070049 | 1435 | 0.60775 | 1021.5018 | 0 | 1021.4954 | 0.0038489
| 566.3352 | 0.021037 | 289.5386 | 0 | 289.5386 | 0 | 565.2871 | 0 | 289.5386 | 0 | 568.4743 | 0.00035979 | 566.3352 | 0.031478 | 289.5386 | 0 | 828.7449 | 0.002441 | 904.3807 | 0.012548 | 652.45 | 0.0022338 | 1088.1899 | 2.5608e-05 | 1056.2269 | 0.012692 | 1036 | 0.0041669 | 1436 | 0.61025 | 1021.5529 | 0 | 1021.5465 | 0.0038982
| 566.4924 | 0.010519 | 289.7479 | 0 | 289.7479 | 0 | 565.4451 | 0 | 289.7479 | 0 | 568.6308 | 8.885e-05 | 566.4924 | 0.033227 | 289.7479 | 0 | 828.8133 | 0.0017335 | 904.6218 | 0.013359 | 652.58 | 0.0036506 | 1088.2479 | 3.073e-05 | 1056.3636 | 0.012925 | 1037 | 0.0054557 | 1437 | 0.61288 | 1021.604 | 0 | 1021.5977 | 0.0039403
| 566.6498 | 0.020076 | 289.9572 | 0 | 289.9572 | 0 | 565.6032 | 0 | 289.9572 | 0 | 568.7873 | 0.00041463 | 566.6498 | 0.031697 | 289.9572 | 0 | 828.8817 | 0.0011507 | 904.8629 | 0.01276 | 652.71 | 0.0031682 | 1088.306 | 3.5851e-05 | 1056.5002 | 0.013063 | 1038 | 0.0050733 | 1438 | 0.61708 | 1021.6551 | 0 | 1021.6487 | 0.0039737
| 566.8071 | 0.015965 | 290.1665 | 0 | 290.1665 | 0 | 565.7613 | 0.00078262 | 290.1665 | 0 | 568.9438 | 0.00015247 | 566.8071 | 0.034539 | 290.1665 | 0 | 828.9501 | 0.0017748 | 905.104 | 0.013782 | 652.841 | 0.0054486 | 1088.364 | 4.0973e-05 | 1056.637 | 0.013097 | 1039 | 0.0053834 | 1439 | 0.6218 | 1021.7062 | 0 | 1021.6999 | 0.0039967
| 566.9644 | 0.022532 | 290.3758 | 0 | 290.3758 | 0 | 565.9193 | 0.00017392 | 290.3758 | 0 | 569.1003 | 0.00029946 | 566.9644 | 0.032462 | 290.3758 | 0 | 829.0184 | 0.0016807 | 905.3451 | 0.013324 | 652.971 | 0.0047113 | 1088.422 | 5.1216e-05 | 1056.7738 | 0.013025 | 1040 | 0.0041466 | 1441 | 0.62637 | 1021.7574 | 0 | 1021.751 | 0.0040094
| 567.1217 | 0.017086 | 290.5851 | 0 | 290.5851 | 0 | 566.0774 | 0.00078262 | 290.5851 | 0 | 569.2568 | 0.00019854 | 567.1217 | 0.034648 | 290.5851 | 0 | 829.0869 | 0.0018817 | 905.5862 | 0.014099 | 653.102 | 0.0048008 | 1088.48 | 5.6338e-05 | 1056.9105 | 0.012862 | 1041 | 0.0061788 | 1442 | 0.63094 | 1021.8085 | 0 | 1021.8022 | 0.0040126
| 567.2791 | 0.023066 | 290.7945 | 0 | 290.7945 | 0 | 566.2355 | 0 | 290.7945 | 0 | 569.4134 | 0.00026106 | 567.2791 | 0.03115 | 290.7945 | 0 | 829.1552 | 0.0021401 | 905.8274 | 0.013606 | 653.233 | 0.0030366 | 1088.5381 | 6.146e-05 | 1057.0474 | 0.012637 | 1042 | 0.0060397 | 1443 | 0.63597 | 1021.8597 | 0 | 1021.8533 | 0.0040054
| 567.4364 | 0.010412 | 291.0039 | 0 | 291.0039 | 0 | 566.3936 | 0.00026087 | 291.0039 | 0 | 569.5699 | 0.00028849 | 567.4364 | 0.033009 | 291.0039 | 0 | 829.2236 | 0.0028701 | 906.0685 | 0.014346 | 653.363 | 0.004456 | 1088.5961 | 7.1703e-05 | 1057.1842 | 0.012389 | 1043 | 0.0074654 | 1444 | 0.64052 | 1021.9108 | 0 | 1021.9045 | 0.0039911
| 567.5938 | 0.020717 | 291.2133 | 0 | 291.2133 | 0 | 566.5517 | 0.00017392 | 291.2133 | 0 | 569.7265 | 0.00025997 | 567.5938 | 0.030932 | 291.2133 | 0 | 829.2922 | 0.0027348 | 906.3097 | 0.013993 | 653.494 | 0.0036856 | 1088.6542 | 7.6824e-05 | 1057.3212 | 0.012158 | 1044 | 0.0049477 | 1445 | 0.64305 | 1021.962 | 0 | 1021.9557 | 0.0039737
| 567.7511 | 0.011853 | 291.4227 | 0 | 291.4227 | 0 | 566.7098 | 0.00078262 | 291.4227 | 0 | 569.8831 | 0.0002139 | 567.7511 | 0.033774 | 291.4227 | 0 | 829.3605 | 0.0024425 | 906.5508 | 0.014874 | 653.625 | 0.0056366 | 1088.7122 | 8.7068e-05 | 1057.4581 | 0.011973 | 1045 | 0.0036715 | 1446 | 0.64654 | 1022.0132 | 0 | 1022.0068 | 0.0039546
| 567.9085 | 0.019542 | 291.6321 | 0 | 291.6321 | 0 | 566.8679 | 0 | 291.6321 | 0 | 570.0397 | 0.00027203 | 567.9085 | 0.031478 | 291.6321 | 0 | 829.429 | 0.0022697 | 906.792 | 0.01431 | 653.756 | 0.0026489 | 1088.7703 | 9.7311e-05 | 1057.5951 | 0.011842 | 1046 | 0.0032402 | 1447 | 0.6522 | 1022.0643 | 0 | 1022.058 | 0.0039371
| 568.0659 | 0.01495 | 291.8416 | 0 | 291.8416 | 0 | 567.026 | 0.0013044 | 291.8416 | 0 | 570.1962 | 0.00023474 | 568.0659 | 0.033664 | 291.8416 | 0 | 829.4974 | 0.0025838 | 907.0331 | 0.015051 | 653.887 | 0.0043888 | 1088.8283 | 0.00010243 | 1057.7321 | 0.011755 | 1047 | 0.0062132 | 1448 | 0.65697 | 1022.1155 | 0 | 1022.1092 | 0.003922
| 568.2232 | 0.021518 | 292.051 | 0 | 292.051 | 0 | 567.1841 | 0 | 292.051 | 0 | 570.3528 | 0.00027971 | 568.2232 | 0.031041 | 292.051 | 0 | 829.5659 | 0.0021817 | 907.2743 | 0.014733 | 654.018 | 0.0032104 | 1088.8863 | 0.00011268 | 1057.8691 | 0.011688 | 1048 | 0.002418 | 1449 | 0.66014 | 1022.1667 | 0 | 1022.1603 | 0.0039085
| 568.3806 | 0.018581 | 292.2605 | 0 | 292.2605 | 0 | 567.3423 | 0.00026087 | 292.2605 | 0 | 570.5095 | 0.0002468 | 568.3806 | 0.033118 | 292.2605 | 0 | 829.6344 | 0.0019819 | 907.5155 | 0.015685 | 654.148 | 0.0050285 | 1088.9445 | 0.00012292 | 1058.0062 | 0.01161 | 1049 | 0.005985 | 1450 | 0.66257 | 1022.2179 | 0 | 1022.2115 | 0.0038942
| 568.538 | 0.015751 | 292.47 | 0 | 292.47 | 0 | 567.5004 | 0 | 292.47 | 0 | 570.6661 | 0.00022267 | 568.538 | 0.031041 | 292.47 | 0 | 829.7029 | 0.0022764 | 907.7567 | 0.015015 | 654.28 | 0.0031867 | 1089.0026 | 0.00013316 | 1058.1433 | 0.011499 | 1050 | 0.0079754 | 1451 | 0.66615 | 1022.2691 | 0 | 1022.2628 | 0.0038751
| 568.6955 | 0.017567 | 292.6795 | 0 | 292.6795 | 0 | 567.6585 | 0.00078262 | 292.6795 | 0 | 570.8227 | 0.00027423 | 568.6955 | 0.033227 | 292.6795 | 0 | 829.7714 | 0.0017124 | 907.9979 | 0.016073 | 654.411 | 0.0034636 | 1089.0607 | 0.00014341 | 1058.2804 | 0.011344 | 1051 | 0.0051612 | 1452 | 0.67063 | 1022.3203 | 0 | 1022.314 | 0.0038481
| 568.8529 | 0.026003 | 292.889 | 0 | 292.889 | 0 | 567.8167 | 0.0012174 | 292.889 | 0 | 570.9793 | 0.00022267 | 568.8529 | 0.031588 | 292.889 | 0 | 829.84 | 0.0013862 | 908.2391 | 0.015685 | 654.542 | 0.002957 | 1089.1186 | 0.00015365 | 1058.4176 | 0.011155 | 1052 | 0.0030807 | 1453 | 0.67414 | 1022.3715 | 0 | 1022.3651 | 0.0038124
| 569.0103 | 0.010519 | 293.0986 | 0 | 293.0986 | 0 | 567.9748 | 0.00026087 | 293.0986 | 0 | 571.136 | 0.00027971 | 569.0103 | 0.032462 | 293.0986 | 0 | 829.9084 | 0.001582 | 908.4803 | 0.016496 | 654.673 | 0.0044824 | 1089.1768 | 0.00016389 | 1058.5548 | 0.010953 | 1053 | 0.007552 | 1454 | 0.6761 | 1022.4227 | 0 | 1022.4163 | 0.0037679
| 569.1677 | 0.022799 | 293.3082 | 0 | 293.3082 | 0 | 568.133 | 0.00017392 | 293.3082 | 0 | 571.2926 | 0.00018977 | 569.1677 | 0.03115 | 293.3082 | 0 | 829.9769 | 0.001487 | 908.7215 | 0.015897 | 654.804 | 0.0050611 | 1089.2349 | 0.00017926 | 1058.6921 | 0.01077 | 1054 | 0.0059129 | 1455 | 0.67747 | 1022.4739 | 0 | 1022.4676 | 0.0037186
| 569.3252 | 0.018955 | 293.5177 | 0 | 293.5177 | 0 | 568.2912 | 0.00026087 | 293.5177 | 0 | 571.4493 | 0.00027203 | 569.3252 | 0.033009 | 293.5177 | 0 | 830.0456 | 0.0015782 | 908.9627 | 0.016566 | 654.936 | 0.0051274 | 1089.293 | 0.0001895 | 1058.8293 | 0.010639 | 1055 | 0.004865 | 1456 | 0.67923 | 1022.5252 | 0 | 1022.5188 | 0.0036702
| 569.4826 | 0.018047 | 293.7273 | 0 | 293.7273 | 0 | 568.4494 | 0 | 293.7273 | 0 | 571.606 | 0.00017331 | 569.4826 | 0.031806 | 293.7273 | 0 | 830.1141 | 0.0017364 | 909.204 | 0.016531 | 655.067 | 0.0043151 | 1089.3512 | 0.00019974 | 1058.9667 | 0.010584 | 1056 | 0.0048583 | 1457 | 0.68029 | 1022.5764 | 0 | 1022.57 | 0.0036297
| 569.6401 | 0.01511 | 293.9369 | 0 | 293.9369 | 0 | 568.6075 | 0.00078262 | 293.9369 | 0 | 571.7627 | 0.0003565 | 569.6401 | 0.033883 | 293.937 | 0 | 830.1827 | 0.0013335 | 909.4452 | 0.017271 | 655.198 | 0.0044367 | 1089.4093 | 0.00021511 | 1059.104 | 0.010615 | 1057 | 0.0063801 | 1458 | 0.68029 | 1022.6276 | 0 | 1022.6212 | 0.0036043
| 569.7975 | 0.026644 | 294.1466 | 0 | 294.1466 | 0 | 568.7657 | 0 | 294.1466 | 0 | 571.9194 | 0.00012066 | 569.7975 | 0.032353 | 294.1466 | 0 | 830.2512 | 0.001165 | 909.6865 | 0.016778 | 655.33 | 0.0047857 | 1089.4674 | 0.00022535 | 1059.2415 | 0.010731 | 1058 | 0.0031954 | 1459 | 0.67891 | 1022.6788 | 0 | 1022.6725 | 0.0036003
| 569.955 | 0.0091838 | 294.3562 | 0 | 294.3562 | 0 | 568.9239 | 0.00026087 | 294.3562 | 0 | 572.0761 | 0.00036746 | 569.955 | 0.034429 | 294.3562 | 0 | 830.3198 | 0.0018883 | 909.9277 | 0.017483 | 655.461 | 0.0061567 | 1089.5255 | 0.00024072 | 1059.3789 | 0.010918 | 1059 | 0.0077167 | 1460 | 0.67683 | 1022.73 | 0 | 1022.7237 | 0.0036185
| 570.1125 | 0.020343 | 294.5659 | 0 | 294.5659 | 0 | 569.0821 | 0 | 294.5659 | 0 | 572.2328 | 0.00014918 | 570.1125 | 0.031697 | 294.5659 | 0 | 830.3884 | 0.0019403 | 910.169 | 0.017271 | 655.593 | 0.0039998 | 1089.5836 | 0.00025096 | 1059.5164 | 0.011154 | 1060 | 0.0029793 | 1462 | 0.67471 | 1022.7813 | 0 | 1022.775 | 0.0036591
| 570.27 | 0.014203 | 294.7756 | 0 | 294.7756 | 0 | 569.2404 | 0 | 294.7756 | 0 | 572.3895 | 0.00030384 | 570.27 | 0.032899 | 294.7756 | 0 | 830.4571 | 0.0023858 | 910.4103 | 0.018188 | 655.725 | 0.0041587 | 1089.6418 | 0.00026632 | 1059.6538 | 0.011415 | 1061 | 0.0043375 | 1463 | 0.67217 | 1022.8326 | 0 | 1022.8262 | 0.0037155
| 570.4275 | 0.021144 | 294.9853 | 0 | 294.9853 | 0 | 569.3986 | 0.00017392 | 294.9853 | 0 | 572.5462 | 0.00020622 | 570.4275 | 0.030167 | 294.9853 | 0 | 830.5257 | 0.0020218 | 910.6515 | 0.017588 | 655.856 | 0.004269 | 1089.6999 | 0.00028169 | 1059.7914 | 0.011677 | 1062 | 0.0056028 | 1464 | 0.66952 | 1022.8838 | 0 | 1022.8774 | 0.0037806
| 570.585 | 0.015965 | 295.195 | 0 | 295.195 | 0 | 569.5568 | 0.00026087 | 295.195 | 0 | 572.703 | 0.00033346 | 570.585 | 0.03279 | 295.195 | 0 | 830.5944 | 0.0021531 | 910.8928 | 0.01847 | 655.988 | 0.0044448 | 1089.7582 | 0.00029705 | 1059.929 | 0.01192 | 1063 | 0.0062632 | 1465 | 0.66607 | 1022.9351 | 0 | 1022.9287 | 0.0038442
| 570.7425 | 0.028726 | 295.4047 | 0 | 295.4047 | 0 | 569.715 | 0.00017392 | 295.4047 | 0 | 572.8597 | 0.00021829 | 570.7425 | 0.030713 | 295.4047 | 0 | 830.663 | 0.0018651 | 911.1341 | 0.018258 | 656.12 | 0.0026946 | 1089.8163 | 0.0003073 | 1060.0665 | 0.012135 | 1064 | 0.0059195 | 1466 | 0.66126 | 1022.9863 | 0 | 1022.98 | 0.0038982
| 570.9 | 0.00881 | 295.6145 | 0 | 295.6145 | 0 | 569.8733 | 0.00026087 | 295.6145 | 0 | 573.0165 | 0.0003192 | 570.9 | 0.032462 | 295.6145 | 0 | 830.7317 | 0.0017265 | 911.3754 | 0.019104 | 656.252 | 0.0039531 | 1089.8745 | 0.00032266 | 1060.2042 | 0.012323 | 1065 | 0.0030704 | 1467 | 0.65559 | 1023.0376 | 0 | 1023.0312 | 0.0039371
| 571.0575 | 0.019809 | 295.8242 | 0 | 295.8242 | 0 | 570.0315 | 0 | 295.8242 | 0 | 573.1732 | 0.00017331 | 571.0575 | 0.030823 | 295.8243 | 0 | 830.8004 | 0.0016927 | 911.6167 | 0.018716 | 656.383 | 0.0052664 | 1089.9326 | 0.00033803 | 1060.3419 | 0.012494 | 1066 | 0.0076204 | 1468 | 0.64885 | 1023.0889 | 0 | 1023.0825 | 0.0039578
| 571.2151 | 0.021518 | 296.034 | 0 | 296.034 | 0 | 570.1898 | 0 | 296.034 | 0 | 573.33 | 0.000283 | 571.2151 | 0.032899 | 296.034 | 0 | 830.8691 | 0.0010931 | 911.858 | 0.019457 | 656.515 | 0.0048685 | 1089.9908 | 0.00035339 | 1060.4796 | 0.012661 | 1067 | 0.0032532 | 1469 | 0.6402 | 1023.1401 | 0 | 1023.1338 | 0.0039617
| 571.3726 | 0.022425 | 296.2438 | 0 | 296.2438 | 0 | 570.348 | 0.00069566 | 296.2438 | 0 | 573.4868 | 0.00027203 | 571.3726 | 0.031041 | 296.2438 | 0 | 830.9377 | 0.0017544 | 912.0993 | 0.019139 | 656.647 | 0.002631 | 1090.0491 | 0.00036876 | 1060.6174 | 0.012827 | 1068 | 0.0043007 | 1470 | 0.63023 | 1023.1915 | 0 | 1023.1851 | 0.0039522
| 571.5302 | 0.015858 | 296.4537 | 0 | 296.4537 | 0 | 570.5063 | 0.00026087 | 296.4537 | 0 | 573.6436 | 0.00022267 | 571.5302 | 0.031478 | 296.4537 | 0 | 831.0065 | 0.0020121 | 912.3407 | 0.020126 | 656.779 | 0.002526 | 1090.1072 | 0.00038412 | 1060.7551 | 0.012982 | 1069 | 0.0036372 | 1471 | 0.61967 | 1023.2427 | 0 | 1023.2364 | 0.0039339
| 571.6877 | 0.020824 | 296.6635 | 0 | 296.6635 | 0 | 570.6646 | 0.00017392 | 296.6635 | 0 | 573.8004 | 0.00028629 | 571.6877 | 0.029839 | 296.6635 | 0 | 831.0752 | 0.0017146 | 912.582 | 0.019492 | 656.912 | 0.0047363 | 1090.1654 | 0.00040461 | 1060.8929 | 0.013099 | 1070 | 0.0048542 | 1472 | 0.60875 | 1023.294 | 0 | 1023.2877 | 0.0039125
| 571.8453 | 0.01148 | 296.8733 | 0 | 296.8733 | 0 | 570.8229 | 0.00026087 | 296.8733 | 0 | 573.9572 | 0.00017331 | 571.8453 | 0.032462 | 296.8733 | 0 | 831.1439 | 0.0014565 | 912.8233 | 0.02062 | 657.044 | 0.0028104 | 1090.2236 | 0.00041997 | 1061.0309 | 0.013143 | 1071 | 0.0075951 | 1473 | 0.59857 | 1023.3453 | 0 | 1023.339 | 0.0038934
| 572.0029 | 0.021571 | 297.0832 | 0 | 297.0832 | 0 | 570.9811 | 0 | 297.0832 | 0 | 574.1141 | 0.00031043 | 572.0029 | 0.031041 | 297.0832 | 0 | 831.2127 | 0.0010697 | 913.0647 | 0.020338 | 657.176 | 0.0039133 | 1090.2819 | 0.00043534 | 1061.1687 | 0.013083 | 1072 | 0.0041259 | 1474 | 0.58937 | 1023.3966 | 0 | 1023.3903 | 0.0038807
| 572.1604 | 0.016232 | 297.2931 | 0 | 297.2931 | 0 | 571.1394 | 0.00026087 | 297.2931 | 0 | 574.2709 | 0.0001766 | 572.1604 | 0.032243 | 297.2931 | 0 | 831.2814 | 0.0014931 | 913.3061 | 0.021184 | 657.308 | 0.0034355 | 1090.3401 | 0.0004507 | 1061.3066 | 0.012902 | 1073 | 0.0035483 | 1476 | 0.58062 | 1023.4479 | 0 | 1023.4416 | 0.0038775
| 572.318 | 0.024134 | 297.503 | 0 | 297.503 | 0 | 571.2977 | 0 | 297.503 | 0 | 574.4277 | 0.00031152 | 572.318 | 0.02973 | 297.503 | 0 | 831.3502 | 0.0010535 | 913.5474 | 0.020584 | 657.44 | 0.0038268 | 1090.3983 | 0.00047119 | 1061.4447 | 0.012612 | 1074 | 0.0091492 | 1477 | 0.57216 | 1023.4993 | 0 | 1023.4929 | 0.0038823
| 572.4756 | 0.0092906 | 297.7129 | 0 | 297.7129 | 0 | 571.4561 | 0.00026087 | 297.7129 | 0 | 574.5846 | 0.00018099 | 572.4756 | 0.032353 | 297.7129 | 0 | 831.419 | 0.001821 | 913.7888 | 0.021571 | 657.573 | 0.0035181 | 1090.4565 | 0.00048655 | 1061.5826 | 0.012246 | 1075 | 0.0058532 | 1478 | 0.56381 | 1023.5506 | 0 | 1023.5443 | 0.0038958
| 572.6332 | 0.023547 | 297.9229 | 0 | 297.9229 | 0 | 571.6144 | 0 | 297.9229 | 0 | 574.7414 | 0.00032578 | 572.6332 | 0.03115 | 297.9229 | 0 | 831.4878 | 0.0023427 | 914.0302 | 0.02136 | 657.705 | 0.0054095 | 1090.5148 | 0.00050192 | 1061.7207 | 0.011858 | 1076 | 0.0036617 | 1479 | 0.55483 | 1023.6019 | 0 | 1023.5955 | 0.0039149
| 572.7909 | 0.016072 | 298.1328 | 0 | 298.1328 | 0 | 571.7727 | 0 | 298.1328 | 0 | 574.8983 | 0.00016125 | 572.7909 | 0.033336 | 298.1328 | 0 | 831.5566 | 0.002294 | 914.2716 | 0.022417 | 657.838 | 0.0039548 | 1090.573 | 0.00052241 | 1061.8588 | 0.011505 | 1077 | 0.0069914 | 1480 | 0.54445 | 1023.6533 | 0 | 1023.6468 | 0.0039363
| 572.9485 | 0.019168 | 298.3428 | 0 | 298.3428 | 0 | 571.931 | 0.00069566 | 298.3428 | 0 | 575.0552 | 0.00033456 | 572.9485 | 0.030495 | 298.3428 | 0 | 831.6254 | 0.0021364 | 914.5129 | 0.0221 | 657.97 | 0.0049289 | 1090.6314 | 0.00053777 | 1061.9969 | 0.011237 | 1078 | 0.0053979 | 1481 | 0.53289 | 1023.7046 | 0 | 1023.6982 | 0.0039578
| 573.1061 | 0.013028 | 298.5528 | 0 | 298.5528 | 0 | 572.0893 | 0.00026087 | 298.5528 | 0 | 575.2121 | 0.00016673 | 573.1061 | 0.032571 | 298.5528 | 0 | 831.6942 | 0.002392 | 914.7543 | 0.022735 | 658.103 | 0.0037925 | 1090.6896 | 0.00055826 | 1062.135 | 0.011085 | 1079 | 0.0085518 | 1482 | 0.52047 | 1023.7559 | 0 | 1023.7496 | 0.0039752
| 573.2638 | 0.018101 | 298.7628 | 0 | 298.7628 | 0 | 572.2477 | 0.00017392 | 298.7628 | 0 | 575.369 | 0.00031372 | 573.2638 | 0.030604 | 298.7628 | 0 | 831.763 | 0.0017261 | 914.9958 | 0.022664 | 658.235 | 0.0060031 | 1090.7478 | 0.00057362 | 1062.2732 | 0.011058 | 1080 | 0.0039189 | 1483 | 0.50737 | 1023.8072 | 0 | 1023.8009 | 0.0039848
| 573.4214 | 0.010625 | 298.9728 | 0 | 298.9728 | 0 | 572.406 | 0.00026087 | 298.9728 | 0 | 575.5259 | 0.00023035 | 573.4214 | 0.032353 | 298.9728 | 0 | 831.8318 | 0.0013374 | 915.2372 | 0.023545 | 658.368 | 0.0032364 | 1090.806 | 0.00059411 | 1062.4115 | 0.011141 | 1081 | 0.0068714 | 1484 | 0.49402 | 1023.8586 | 0 | 1023.8522 | 0.0039848
| 573.5791 | 0.016712 | 299.1828 | 0 | 299.1828 | 0 | 572.5644 | 0 | 299.1828 | 0 | 575.6828 | 0.00024022 | 573.5791 | 0.030057 | 299.1828 | 0 | 831.9008 | 0.0013903 | 915.4786 | 0.023052 | 658.501 | 0.0028824 | 1090.8644 | 0.00061218 | 1062.5497 | 0.0113 | 1082 | 0.004492 | 1485 | 0.48071 | 1023.91 | 0 | 1023.9036 | 0.0039729
| 573.7367 | 0.021197 | 299.3929 | 0 | 299.3929 | 0 | 572.7228 | 0.00078262 | 299.3929 | 0 | 575.8397 | 0.00026106 | 573.7367 | 0.03115 | 299.3929 | 0 | 831.9696 | 0.0022189 | 915.72 | 0.023898 | 658.634 | 0.0047277 | 1090.9226 | 0.00063086 | 1062.688 | 0.011492 | 1083 | 0.0076884 | 1487 | 0.46738 | 1023.9614 | 0 | 1023.955 | 0.0039506
| 573.8944 | 0.018101 | 299.603 | 0 | 299.603 | 0 | 572.8811 | 0.00017392 | 299.603 | 0 | 575.9967 | 0.00021719 | 573.8944 | 0.029402 | 299.603 | 0 | 832.0386 | 0.002442 | 915.9615 | 0.023545 | 658.767 | 0.0025272 | 1090.981 | 0.00064974 | 1062.8263 | 0.011676 | 1084 | 0.010891 | 1488 | 0.45412 | 1024.0127 | 0 | 1024.0064 | 0.0039188
| 574.0521 | 0.014737 | 299.8131 | 0 | 299.8131 | 0 | 573.0395 | 0 | 299.8131 | 0 | 576.1536 | 0.00025887 | 574.0521 | 0.032025 | 299.8131 | 0 | 832.1074 | 0.0025391 | 916.2029 | 0.024391 | 658.899 | 0.0054077 | 1091.0392 | 0.00066872 | 1062.9647 | 0.011818 | 1085 | 0.0048672 | 1489 | 0.44102 | 1024.0641 | 0 | 1024.0577 | 0.0038807
| 574.2098 | 0.018581 | 300.0232 | 0 | 300.0232 | 0 | 573.1979 | 0.00069566 | 300.0232 | 0 | 576.3106 | 0.00026436 | 574.2098 | 0.030823 | 300.0232 | 0 | 832.1763 | 0.0022684 | 916.4443 | 0.024039 | 659.032 | 0.0046611 | 1091.0975 | 0.00068787 | 1063.103 | 0.011902 | 1086 | 0.0078338 | 1490 | 0.42807 | 1024.1155 | 0 | 1024.1091 | 0.0038378
| 574.3675 | 0.012281 | 300.2333 | 0 | 300.2333 | 0 | 573.3563 | 0.00026087 | 300.2333 | 0 | 576.4676 | 0.00019525 | 574.3675 | 0.032681 | 300.2333 | 0 | 832.2453 | 0.002468 | 916.6858 | 0.025061 | 659.165 | 0.0027111 | 1091.1559 | 0.00070714 | 1063.2416 | 0.011925 | 1087 | 0.0089106 | 1491 | 0.41513 | 1024.1669 | 0 | 1024.1605 | 0.0037933
| 574.5252 | 0.022159 | 300.4434 | 0 | 300.4434 | 0 | 573.5147 | 0.00017392 | 300.4434 | 0 | 576.6245 | 0.00036637 | 574.5252 | 0.02962 | 300.4434 | 0 | 832.3141 | 0.0021737 | 916.9273 | 0.025026 | 659.299 | 0.0068521 | 1091.2141 | 0.00072649 | 1063.38 | 0.0119 | 1088 | 0.0031655 | 1492 | 0.40205 | 1024.2183 | 0 | 1024.2119 | 0.003748
| 574.6829 | 0.023387 | 300.6536 | 0 | 300.6536 | 0 | 573.6731 | 0 | 300.6536 | 0 | 576.7815 | 6.4718e-05 | 574.6829 | 0.030604 | 300.6536 | 0 | 832.3831 | 0.0020836 | 917.1687 | 0.025695 | 659.432 | 0.0046294 | 1091.2725 | 0.00074597 | 1063.5186 | 0.011844 | 1089 | 0.0067572 | 1493 | 0.38877 | 1024.2696 | 0 | 1024.2633 | 0.0037036
| 574.8406 | 0.023013 | 300.8638 | 0 | 300.8638 | 0 | 573.8315 | 0 | 300.8638 | 0 | 576.9385 | 0.00038282 | 574.8406 | 0.028199 | 300.8638 | 0 | 832.452 | 0.0022471 | 917.4102 | 0.025378 | 659.565 | 0.0047254 | 1091.3308 | 0.00076555 | 1063.6571 | 0.011781 | 1090 | 0.0029281 | 1494 | 0.3752 | 1024.321 | 0 | 1024.3147 | 0.0036591
| 574.9983 | 0.014256 | 301.0739 | 0 | 301.0739 | 0 | 573.9899 | 0.00078262 | 301.0739 | 0 | 577.0955 | 0.00012724 | 574.9983 | 0.030495 | 301.074 | 0 | 832.521 | 0.0019074 | 917.6517 | 0.026118 | 659.698 | 0.0038435 | 1091.3892 | 0.0007852 | 1063.7957 | 0.011734 | 1091 | 0.0042835 | 1495 | 0.36122 | 1024.3724 | 0 | 1024.3661 | 0.003617
| 575.1561 | 0.018207 | 301.2842 | 0 | 301.2842 | 0 | 574.1483 | 0.00017392 | 301.2842 | 0 | 577.2525 | 0.00037843 | 575.1561 | 0.029402 | 301.2842 | 0 | 832.59 | 0.0021949 | 917.8932 | 0.026013 | 659.831 | 0.0035626 | 1091.4475 | 0.00080492 | 1063.9342 | 0.011724 | 1092 | 0.0034974 | 1497 | 0.34664 | 1024.4238 | 0 | 1024.4175 | 0.0035804
| 575.3138 | 0.012494 | 301.4944 | 0 | 301.4944 | 0 | 574.3067 | 0.00026087 | 301.4944 | 0 | 577.4095 | 0.00016563 | 575.3138 | 0.031588 | 301.4944 | 0 | 832.6591 | 0.0018261 | 918.1347 | 0.026894 | 659.965 | 0.0048193 | 1091.5059 | 0.00082469 | 1064.0729 | 0.011771 | 1093 | 0.0080393 | 1498 | 0.3317 | 1024.4752 | 0 | 1024.4689 | 0.0035534
| 575.4715 | 0.013348 | 301.7046 | 0 | 301.7046 | 0 | 574.4652 | 0 | 301.7046 | 0 | 577.5666 | 0.0002139 | 575.4715 | 0.02962 | 301.7046 | 0 | 832.728 | 0.0017188 | 918.3762 | 0.026859 | 660.098 | 0.0049715 | 1091.5642 | 0.00084451 | 1064.2115 | 0.011883 | 1094 | 0.013727 | 1499 | 0.31663 | 1024.5266 | 0 | 1024.5203 | 0.0035391
| 575.6293 | 0.021785 | 301.9149 | 0 | 301.9149 | 0 | 574.6236 | 0.00078262 | 301.9149 | 0 | 577.7236 | 0.00025997 | 575.6293 | 0.032243 | 301.9149 | 0 | 832.797 | 0.0022037 | 918.6177 | 0.027599 | 660.231 | 0.0039235 | 1091.6226 | 0.00086435 | 1064.3503 | 0.012053 | 1095 | 0.0055627 | 1500 | 0.30191 | 1024.5781 | 0 | 1024.5718 | 0.0035431
| 575.7871 | 0.019168 | 302.1252 | 0 | 302.1252 | 0 | 574.7821 | 0.00017392 | 302.1252 | 0 | 577.8807 | 0.00023035 | 575.7871 | 0.030276 | 302.1252 | 0 | 832.8661 | 0.0020986 | 918.8592 | 0.027211 | 660.365 | 0.0046821 | 1091.6809 | 0.00088421 | 1064.489 | 0.01226 | 1096 | 0.010094 | 1501 | 0.28804 | 1024.6295 | 0 | 1024.6232 | 0.0035669
| 575.9448 | 0.016339 | 302.3354 | 0 | 302.3354 | 0 | 574.9405 | 0.00078262 | 302.3354 | 0 | 578.0377 | 0.00029726 | 575.9448 | 0.031697 | 302.3354 | 0 | 832.9351 | 0.0020367 | 919.1008 | 0.028339 | 660.498 | 0.0056043 | 1091.7393 | 0.00090406 | 1064.6278 | 0.012464 | 1097 | 0.01053 | 1502 | 0.27472 | 1024.6809 | 0 | 1024.6746 | 0.0036106
| 576.1026 | 0.010786 | 302.5458 | 0 | 302.5458 | 0 | 575.099 | 0.00017392 | 302.5458 | 0 | 578.1948 | 0.00018209 | 576.1026 | 0.029511 | 302.5457 | 0 | 833.0041 | 0.0014127 | 919.3423 | 0.027775 | 660.632 | 0.0035679 | 1091.7977 | 0.00092394 | 1064.7667 | 0.012623 | 1098 | 0.0074965 | 1503 | 0.26185 | 1024.7324 | 0 | 1024.7261 | 0.0036742
| 576.2604 | 0.015484 | 302.7561 | 0 | 302.7561 | 0 | 575.2574 | 0.00078262 | 302.7561 | 0 | 578.3519 | 0.000249 | 576.2604 | 0.031916 | 302.7561 | 0 | 833.0731 | 0.0013342 | 919.5838 | 0.028656 | 660.766 | 0.0045533 | 1091.8561 | 0.00094375 | 1064.9055 | 0.012698 | 1099 | 0.010703 | 1504 | 0.24961 | 1024.7838 | 0 | 1024.7775 | 0.0037528
| 576.4182 | 0.019222 | 302.9664 | 0 | 302.9664 | 0 | 575.4159 | 0 | 302.9664 | 0 | 578.509 | 0.00023474 | 576.4182 | 0.030495 | 302.9664 | 0 | 833.1422 | 0.00099058 | 919.8254 | 0.02855 | 660.899 | 0.0031833 | 1091.9144 | 0.00096352 | 1065.0444 | 0.012666 | 1100 | 0.005493 | 1506 | 0.23765 | 1024.8353 | 0 | 1024.829 | 0.0038418
| 576.576 | 0.012654 | 303.1768 | 0 | 303.1768 | 0 | 575.5744 | 0.00078262 | 303.1768 | 0 | 578.6661 | 0.0002501 | 576.576 | 0.030932 | 303.1768 | 0 | 833.2113 | 0.0013449 | 920.067 | 0.029678 | 661.033 | 0.0045935 | 1091.9729 | 0.00098326 | 1065.1835 | 0.012523 | 1101 | 0.006672 | 1507 | 0.22574 | 1024.8867 | 0 | 1024.8804 | 0.0039339
| 576.7338 | 0.0093973 | 303.3872 | 0 | 303.3872 | 0 | 575.7329 | 0 | 303.3872 | 0 | 578.8232 | 0.00025887 | 576.7338 | 0.027871 | 303.3872 | 0 | 833.2804 | 0.001598 | 920.3085 | 0.028938 | 661.167 | 0.002829 | 1092.0312 | 0.0010029 | 1065.3224 | 0.012284 | 1102 | 0.0078534 | 1508 | 0.21412 | 1024.9382 | 0 | 1024.9319 | 0.0040253
| 576.8916 | 0.016819 | 303.5975 | 0 | 303.5975 | 0 | 575.8914 | 0.00078262 | 303.5975 | 0 | 578.9803 | 0.0002479 | 576.8916 | 0.029511 | 303.5976 | 0 | 833.3495 | 0.0011112 | 920.5501 | 0.029996 | 661.301 | 0.0064349 | 1092.0897 | 0.0010225 | 1065.4614 | 0.011978 | 1103 | 0.0087401 | 1509 | 0.20312 | 1024.9896 | 0 | 1024.9833 | 0.0041103
| 577.0495 | 0.019809 | 303.808 | 0 | 303.808 | 0 | 576.0499 | 0 | 303.808 | 0 | 579.1374 | 0.00029397 | 577.0495 | 0.028527 | 303.808 | 0 | 833.4186 | 0.0016222 | 920.7917 | 0.029996 | 661.435 | 0.00356 | 1092.1481 | 0.0010419 | 1065.6005 | 0.011634 | 1104 | 0.0062131 | 1510 | 0.19299 | 1025.0411 | 0 | 1025.0348 | 0.004185
| 577.2073 | 0.02029 | 304.0184 | 0 | 304.0184 | 0 | 576.2084 | 0 | 304.0184 | 0 | 579.2945 | 0.00016673 | 577.2073 | 0.030604 | 304.0184 | 0 | 833.4877 | 0.0021411 | 921.0333 | 0.031264 | 661.569 | 0.0032489 | 1092.2065 | 0.0010612 | 1065.7395 | 0.011281 | 1105 | 0.012697 | 1511 | 0.18371 | 1025.0927 | 0 | 1025.0863 | 0.0042469
| 577.3651 | 0.019222 | 304.2288 | 0 | 304.2288 | 0 | 576.3669 | 0 | 304.2288 | 0 | 579.4517 | 0.00030494 | 577.3651 | 0.028418 | 304.2288 | 0 | 833.5568 | 0.0023415 | 921.2749 | 0.030489 | 661.703 | 0.0049996 | 1092.2649 | 0.0010804 | 1065.8787 | 0.010936 | 1106 | 0.011871 | 1512 | 0.17515 | 1025.144 | 0 | 1025.1377 | 0.0042946
| 577.523 | 0.016926 | 304.4393 | 0 | 304.4393 | 0 | 576.5254 | 0.00078262 | 304.4393 | 0 | 579.6088 | 0.00022048 | 577.523 | 0.029839 | 304.4393 | 0 | 833.626 | 0.0021179 | 921.5164 | 0.0313 | 661.837 | 0.0050131 | 1092.3234 | 0.0010994 | 1066.0178 | 0.010611 | 1107 | 0.01179 | 1513 | 0.16724 | 1025.1956 | 0 | 1025.1892 | 0.0043256
| 577.6809 | 0.024241 | 304.6498 | 0 | 304.6498 | 0 | 576.684 | 0.00017392 | 304.6498 | 0 | 579.766 | 0.0003192 | 577.6809 | 0.028418 | 304.6498 | 0 | 833.6951 | 0.0022675 | 921.7581 | 0.031229 | 661.971 | 0.0036054 | 1092.3818 | 0.0011183 | 1066.157 | 0.010312 | 1108 | 0.010797 | 1515 | 0.15982 | 1025.2471 | 0 | 1025.2407 | 0.0043399
| 577.8387 | 0.015751 | 304.8603 | 0 | 304.8603 | 0 | 576.8425 | 0.00026087 | 304.8603 | 0 | 579.9231 | 0.00025558 | 577.8387 | 0.030167 | 304.8603 | 0 | 833.7643 | 0.0015845 | 921.9997 | 0.032392 | 662.105 | 0.0051666 | 1092.4403 | 0.0011369 | 1066.2963 | 0.010054 | 1109 | 0.012604 | 1516 | 0.15266 | 1025.2986 | 0 | 1025.2922 | 0.0043359
| 577.9966 | 0.019809 | 305.0708 | 0 | 305.0708 | 0 | 577.001 | 0 | 305.0708 | 0 | 580.0803 | 0.00021499 | 577.9966 | 0.028746 | 305.0708 | 0 | 833.8334 | 0.0014701 | 922.2413 | 0.03204 | 662.24 | 0.0036427 | 1092.4987 | 0.0011553 | 1066.4355 | 0.0098566 | 1110 | 0.0080072 | 1517 | 0.14574 | 1025.3501 | 0 | 1025.3438 | 0.0043145
| 578.1545 | 0.016979 | 305.2813 | 0 | 305.2813 | 0 | 577.1596 | 0.00078262 | 305.2813 | 0 | 580.2375 | 0.00021938 | 578.1545 | 0.029948 | 305.2813 | 0 | 833.9026 | 0.0023028 | 922.4829 | 0.033168 | 662.374 | 0.0035858 | 1092.5571 | 0.0011736 | 1066.5748 | 0.0097512 | 1111 | 0.011183 | 1518 | 0.13913 | 1025.4016 | 0 | 1025.3953 | 0.0042771
| 578.3124 | 0.016979 | 305.4918 | 0 | 305.4918 | 0 | 577.3182 | 0 | 305.4918 | 0 | 580.3947 | 0.00024242 | 578.3124 | 0.028746 | 305.4918 | 0 | 833.9719 | 0.0020669 | 922.7246 | 0.03271 | 662.508 | 0.0043567 | 1092.6156 | 0.0011915 | 1066.7142 | 0.0097692 | 1112 | 0.013707 | 1519 | 0.13273 | 1025.4531 | 0 | 1025.4468 | 0.0042287
| 578.4703 | 0.013028 | 305.7024 | 0 | 305.7024 | 0 | 577.4767 | 0 | 305.7024 | 0 | 580.5519 | 0.00026326 | 578.4703 | 0.030932 | 305.7024 | 0 | 834.0411 | 0.0018979 | 922.9662 | 0.034014 | 662.643 | 0.0039419 | 1092.6741 | 0.0012092 | 1066.8535 | 0.0099336 | 1113 | 0.011951 | 1520 | 0.12631 | 1025.5046 | 0 | 1025.4983 | 0.0041723
| 578.6282 | 0.02045 | 305.913 | 0 | 305.913 | 0 | 577.6353 | 0 | 305.913 | 0 | 580.7091 | 0.00020512 | 578.6282 | 0.02973 | 305.913 | 0 | 834.1103 | 0.0019818 | 923.2079 | 0.033873 | 662.777 | 0.0032071 | 1092.7325 | 0.0012267 | 1066.9929 | 0.010247 | 1114 | 0.018111 | 1522 | 0.11983 | 1025.5561 | 0 | 1025.5498 | 0.0041135
| 578.7861 | 0.018047 | 306.1236 | 0 | 306.1236 | 0 | 577.7939 | 0.00026087 | 306.1236 | 0 | 580.8664 | 0.00026874 | 578.7861 | 0.032025 | 306.1236 | 0 | 834.1795 | 0.0019437 | 923.4495 | 0.034719 | 662.912 | 0.0038713 | 1092.791 | 0.0012438 | 1067.1324 | 0.010686 | 1115 | 0.01384 | 1523 | 0.11371 | 1025.6077 | 0 | 1025.6013 | 0.0040579
| 578.944 | 0.022319 | 306.3342 | 0 | 306.3342 | 0 | 577.9524 | 0 | 306.3342 | 0 | 581.0236 | 0.00018647 | 578.944 | 0.02973 | 306.3342 | 0 | 834.2488 | 0.0020606 | 923.6912 | 0.034507 | 663.046 | 0.0035879 | 1092.8496 | 0.0012607 | 1067.2719 | 0.011203 | 1116 | 0.015001 | 1524 | 0.10819 | 1025.6592 | 0 | 1025.6528 | 0.0040078
| 579.1019 | 0.018047 | 306.5448 | 0 | 306.5448 | 0 | 578.111 | 0.00078262 | 306.5448 | 0 | 581.1808 | 0.00022267 | 579.1019 | 0.030932 | 306.5448 | 0 | 834.3181 | 0.0025952 | 923.9328 | 0.035741 | 663.181 | 0.0048588 | 1092.9081 | 0.0012772 | 1067.4114 | 0.011735 | 1117 | 0.01333 | 1525 | 0.10307 | 1025.7107 | 0 | 1025.7043 | 0.0039665
| 579.2599 | 0.019809 | 306.7554 | 0 | 306.7554 | 0 | 578.2696 | 0 | 306.7554 | 0 | 581.3381 | 0.00024022 | 579.2599 | 0.028637 | 306.7554 | 0 | 834.3873 | 0.0014958 | 924.1745 | 0.035247 | 663.315 | 0.0045273 | 1092.9666 | 0.0012933 | 1067.551 | 0.01222 | 1118 | 0.011885 | 1526 | 0.098214 | 1025.7623 | 0 | 1025.7559 | 0.0039331
| 579.4178 | 0.015324 | 306.9661 | 0 | 306.9661 | 0 | 578.4282 | 0.00026087 | 306.9661 | 0 | 581.4954 | 0.00019415 | 579.4178 | 0.029511 | 306.9661 | 0 | 834.4566 | 0.0020336 | 924.4162 | 0.03634 | 663.45 | 0.0063732 | 1093.025 | 0.0013092 | 1067.6906 | 0.012608 | 1119 | 0.011068 | 1527 | 0.093649 | 1025.8138 | 0 | 1025.8075 | 0.0039069
| 579.5758 | 0.024134 | 307.1768 | 0 | 307.1768 | 0 | 578.5869 | 0.00069566 | 307.1768 | 0 | 581.6526 | 0.00027423 | 579.5758 | 0.028199 | 307.1768 | 0 | 834.5259 | 0.0023504 | 924.6579 | 0.036516 | 663.585 | 0.0041801 | 1093.0836 | 0.0013246 | 1067.8302 | 0.012872 | 1120 | 0.017566 | 1528 | 0.089431 | 1025.8654 | 0 | 1025.859 | 0.0038863
| 579.7337 | 0.019809 | 307.3875 | 0 | 307.3875 | 0 | 578.7455 | 0.00026087 | 307.3875 | 0 | 581.8099 | 0.00019964 | 579.7337 | 0.029292 | 307.3875 | 0 | 834.5952 | 0.0022419 | 924.8996 | 0.037362 | 663.72 | 0.0047783 | 1093.1421 | 0.0013397 | 1067.9698 | 0.013011 | 1121 | 0.014542 | 1530 | 0.085533 | 1025.917 | 0 | 1025.9105 | 0.0038688
| 579.8917 | 0.027765 | 307.5982 | 0 | 307.5982 | 0 | 578.9041 | 0.00017392 | 307.5982 | 0 | 581.9672 | 0.00029288 | 579.8917 | 0.028637 | 307.5982 | 0 | 834.6646 | 0.0021491 | 925.1413 | 0.036904 | 663.855 | 0.0044964 | 1093.2007 | 0.0013544 | 1068.1096 | 0.013043 | 1122 | 0.015332 | 1531 | 0.081846 | 1025.9685 | 0 | 1025.9622 | 0.0038545
| 580.0497 | 0.018688 | 307.8089 | 0 | 307.8089 | 0 | 579.0627 | 0.00026087 | 307.8089 | 0 | 582.1245 | 0.00016563 | 580.0497 | 0.030604 | 307.8089 | 0 | 834.7339 | 0.0018926 | 925.383 | 0.037997 | 663.99 | 0.0035037 | 1093.2592 | 0.0013686 | 1068.2494 | 0.012997 | 1123 | 0.01198 | 1532 | 0.078254 | 1026.02 | 0 | 1026.0137 | 0.003841
| 580.2077 | 0.028139 | 308.0197 | 0 | 308.0197 | 0 | 579.2214 | 0.00017392 | 308.0197 | 0 | 582.2818 | 0.00029946 | 580.2077 | 0.029183 | 308.0197 | 0 | 834.8032 | 0.0013594 | 925.6247 | 0.037997 | 664.125 | 0.0039499 | 1093.3177 | 0.0013825 | 1068.3892 | 0.012906 | 1124 | 0.0211 | 1533 | 0.074649 | 1026.0717 | 0 | 1026.0653 | 0.0038283
| 580.3657 | 0.014363 | 308.2304 | 0 | 308.2304 | 0 | 579.38 | 0.00026087 | 308.2304 | 0 | 582.4391 | 0.00017331 | 580.3657 | 0.030385 | 308.2304 | 0 | 834.8726 | 0.0024338 | 925.8665 | 0.03923 | 664.26 | 0.0035843 | 1093.3762 | 0.0013959 | 1068.5289 | 0.012798 | 1125 | 0.017635 | 1534 | 0.071016 | 1026.1232 | 0 | 1026.1168 | 0.0038156
| 580.5237 | 0.025255 | 308.4412 | 0 | 308.4412 | 0 | 579.5386 | 0.00017392 | 308.4412 | 0 | 582.5965 | 0.0002501 | 580.5237 | 0.028309 | 308.4412 | 0 | 834.942 | 0.0018707 | 926.1082 | 0.03842 | 664.395 | 0.0032122 | 1093.4348 | 0.0014089 | 1068.6688 | 0.012693 | 1126 | 0.014755 | 1536 | 0.067512 | 1026.1748 | 0 | 1026.1685 | 0.0038005
| 580.6817 | 0.01794 | 308.652 | 0 | 308.652 | 0 | 579.6973 | 0 | 308.652 | 0 | 582.7538 | 0.00026106 | 580.6817 | 0.030276 | 308.652 | 0 | 835.0113 | 0.0016789 | 926.35 | 0.039759 | 664.53 | 0.0040546 | 1093.4934 | 0.0014215 | 1068.8087 | 0.012604 | 1127 | 0.022783 | 1537 | 0.064131 | 1026.2264 | 0 | 1026.22 | 0.0037814
| 580.8397 | 0.021571 | 308.8628 | 0 | 308.8628 | 0 | 579.856 | 0.00017392 | 308.8628 | 0 | 582.9111 | 0.00022596 | 580.8397 | 0.028527 | 308.8628 | 0 | 835.0807 | 0.0017198 | 926.5917 | 0.039759 | 664.665 | 0.0029461 | 1093.552 | 0.0014335 | 1068.9486 | 0.012537 | 1128 | 0.027364 | 1538 | 0.060961 | 1026.2779 | 0 | 1026.2716 | 0.0037584
| 580.9977 | 0.019435 | 309.0736 | 0 | 309.0736 | 0 | 580.0146 | 0.00026087 | 309.0736 | 0 | 583.0685 | 0.00020841 | 580.9977 | 0.02973 | 309.0736 | 0 | 835.1501 | 0.002031 | 926.8334 | 0.040817 | 664.801 | 0.0026041 | 1093.6105 | 0.0014414 | 1069.0886 | 0.01249 | 1129 | 0.02322 | 1539 | 0.058158 | 1026.3296 | 0 | 1026.3232 | 0.0037314
| 581.1558 | 0.023547 | 309.2845 | 0 | 309.2845 | 0 | 580.1733 | 0 | 309.2845 | 0 | 583.2259 | 0.00025668 | 581.1558 | 0.027216 | 309.2845 | 0 | 835.2195 | 0.0016281 | 927.0752 | 0.04064 | 664.936 | 0.0026756 | 1093.6691 | 0.0014465 | 1069.2285 | 0.012453 | 1130 | 0.019415 | 1540 | 0.055607 | 1026.3812 | 0 | 1026.3749 | 0.0037028
| 581.3138 | 0.016445 | 309.4953 | 0 | 309.4953 | 0 | 580.332 | 0.00026087 | 309.4953 | 0 | 583.3832 | 0.0001788 | 581.3138 | 0.028964 | 309.4953 | 0 | 835.2889 | 0.0020805 | 927.317 | 0.041627 | 665.071 | 0.004738 | 1093.7277 | 0.0014511 | 1069.3687 | 0.012414 | 1131 | 0.022893 | 1541 | 0.053077 | 1026.4329 | 0 | 1026.4264 | 0.003675
| 581.4718 | 0.027978 | 309.7062 | 0 | 309.7062 | 0 | 580.4907 | 0.00017392 | 309.7062 | 0 | 583.5406 | 0.00027423 | 581.4718 | 0.027653 | 309.7062 | 0 | 835.3585 | 0.0021395 | 927.5588 | 0.041698 | 665.207 | 0.0036125 | 1093.7863 | 0.0014553 | 1069.5087 | 0.01236 | 1132 | 0.020692 | 1543 | 0.050607 | 1026.4844 | 0 | 1026.478 | 0.0036527
| 581.6299 | 0.018421 | 309.9171 | 0 | 309.9171 | 0 | 580.6494 | 0.00026087 | 309.9171 | 0 | 583.698 | 0.00024022 | 581.6299 | 0.029292 | 309.9171 | 0 | 835.4278 | 0.0013283 | 927.8006 | 0.042861 | 665.342 | 0.0061924 | 1093.8448 | 0.001459 | 1069.6488 | 0.012282 | 1133 | 0.029276 | 1544 | 0.048246 | 1026.536 | 0 | 1026.5297 | 0.0036368
| 581.788 | 0.021678 | 310.128 | 0 | 310.128 | 0 | 580.8081 | 0 | 310.128 | 0 | 583.8554 | 0.0002128 | 581.788 | 0.027762 | 310.128 | 0 | 835.4973 | 0.0022401 | 928.0423 | 0.042332 | 665.478 | 0.0031918 | 1093.9034 | 0.0014621 | 1069.7889 | 0.012178 | 1134 | 0.015864 | 1545 | 0.04592 | 1026.5876 | 0 | 1026.5813 | 0.0036305
| 581.946 | 0.019062 | 310.3389 | 0 | 310.3389 | 0 | 580.9668 | 0 | 310.3389 | 0 | 584.0128 | 0.00024242 | 581.946 | 0.02973 | 310.339 | 0 | 835.5668 | 0.0024446 | 928.2841 | 0.043848 | 665.614 | 0.0021536 | 1093.962 | 0.0014649 | 1069.9291 | 0.012053 | 1135 | 0.026033 | 1546 | 0.04362 | 1026.6393 | 0 | 1026.6329 | 0.0036328
| 582.1041 | 0.026483 | 310.5499 | 0 | 310.5499 | 0 | 581.1255 | 0 | 310.5499 | 0 | 584.1702 | 0.00022377 | 582.1041 | 0.028418 | 310.5499 | 0 | 835.6362 | 0.002095 | 928.5259 | 0.043742 | 665.749 | 0.0043291 | 1094.0207 | 0.0014671 | 1070.0693 | 0.011919 | 1136 | 0.020112 | 1547 | 0.041409 | 1026.6909 | 0 | 1026.6846 | 0.0036416
| 582.2622 | 0.022265 | 310.7609 | 0 | 310.7609 | 0 | 581.2842 | 0 | 310.7609 | 0 | 584.3276 | 0.00021499 | 582.2622 | 0.029948 | 310.7609 | 0 | 835.7058 | 0.0022267 | 928.7678 | 0.044835 | 665.885 | 0.0038327 | 1094.0793 | 0.0014689 | 1070.2096 | 0.011791 | 1137 | 0.02593 | 1549 | 0.039423 | 1026.7425 | 0 | 1026.7362 | 0.0036551
| 582.4203 | 0.022319 | 310.9718 | 0 | 310.9718 | 0 | 581.443 | 0 | 310.9718 | 0 | 584.4851 | 0.00024132 | 582.4203 | 0.027981 | 310.9718 | 0 | 835.7752 | 0.001805 | 929.0096 | 0.04494 | 666.021 | 0.0035499 | 1094.1379 | 0.0014702 | 1070.3499 | 0.011684 | 1138 | 0.028125 | 1550 | 0.037607 | 1026.7942 | 0 | 1026.7878 | 0.003671
| 582.5784 | 0.023547 | 311.1828 | 0 | 311.1828 | 0 | 581.6017 | 0.00078262 | 311.1828 | 0 | 584.6425 | 0.00021609 | 582.5784 | 0.029511 | 311.1828 | 0 | 835.8447 | 0.0013515 | 929.2514 | 0.045892 | 666.157 | 0.0034185 | 1094.1965 | 0.001471 | 1070.4902 | 0.011608 | 1139 | 0.031155 | 1551 | 0.035845 | 1026.8458 | 0 | 1026.8395 | 0.0036877
| 582.7365 | 0.015591 | 311.3938 | 0 | 311.3938 | 0 | 581.7604 | 0.00017392 | 311.3938 | 0 | 584.8 | 0.00024132 | 582.7365 | 0.027762 | 311.3938 | 0 | 835.9142 | 0.0017783 | 929.4932 | 0.045963 | 666.293 | 0.0058484 | 1094.2552 | 0.0014714 | 1070.6306 | 0.011562 | 1140 | 0.027469 | 1552 | 0.034164 | 1026.8976 | 0 | 1026.8911 | 0.0037028
| 582.8946 | 0.014844 | 311.6049 | 0 | 311.6049 | 0 | 581.9192 | 0.00078262 | 311.6049 | 0 | 584.9574 | 0.00021609 | 582.8946 | 0.029511 | 311.6049 | 0 | 835.9838 | 0.0015901 | 929.7351 | 0.047126 | 666.429 | 0.0039728 | 1094.3138 | 0.0014713 | 1070.771 | 0.011539 | 1141 | 0.026704 | 1553 | 0.032525 | 1026.9492 | 0 | 1026.9429 | 0.0037171
| 583.0527 | 0.028726 | 311.8159 | 0 | 311.8159 | 0 | 582.0779 | 0 | 311.8159 | 0 | 585.1149 | 0.00015028 | 583.0527 | 0.027762 | 311.8159 | 0 | 836.0533 | 0.0014495 | 929.9769 | 0.046914 | 666.565 | 0.0040774 | 1094.3726 | 0.0014707 | 1070.9114 | 0.011521 | 1142 | 0.032401 | 1555 | 0.030981 | 1027.0008 | 0 | 1026.9945 | 0.0037306
| 583.2109 | 0.01495 | 312.027 | 0 | 312.027 | 0 | 582.2367 | 0.0018258 | 312.027 | 0 | 585.2724 | 0.00022925 | 583.2109 | 0.029292 | 312.027 | 0 | 836.1229 | 0.0020219 | 930.2188 | 0.048042 | 666.701 | 0.006789 | 1094.4311 | 0.0014697 | 1071.0519 | 0.01149 | 1143 | 0.033878 | 1556 | 0.029572 | 1027.0525 | 0 | 1027.0461 | 0.0037465
| 583.369 | 0.021304 | 312.238 | 0 | 312.238 | 0 | 582.3955 | 0 | 312.238 | 0 | 585.4299 | 0.00021829 | 583.369 | 0.026997 | 312.238 | 0 | 836.1924 | 0.0018871 | 930.4606 | 0.048218 | 666.837 | 0.0026797 | 1094.4899 | 0.0014684 | 1071.1924 | 0.011431 | 1144 | 0.032449 | 1557 | 0.028198 | 1027.1043 | 0 | 1027.0979 | 0.0037647
| 583.5272 | 0.022265 | 312.4491 | 0 | 312.4491 | 0 | 582.5543 | 0.00026087 | 312.4491 | 0 | 585.5874 | 0.000249 | 583.5272 | 0.028199 | 312.4491 | 0 | 836.262 | 0.0012437 | 930.7025 | 0.049241 | 666.973 | 0.0030746 | 1094.5486 | 0.0014666 | 1071.333 | 0.011337 | 1145 | 0.033125 | 1558 | 0.026878 | 1027.1559 | 0 | 1027.1495 | 0.0037862
| 583.6853 | 0.017834 | 312.6603 | 0 | 312.6603 | 0 | 582.713 | 0 | 312.6603 | 0 | 585.7449 | 0.00018428 | 583.6853 | 0.026888 | 312.6603 | 0 | 836.3316 | 0.0013557 | 930.9444 | 0.048994 | 667.109 | 0.00241 | 1094.6072 | 0.0014643 | 1071.4735 | 0.011216 | 1146 | 0.032879 | 1559 | 0.025654 | 1027.2076 | 0 | 1027.2012 | 0.0038108
| 583.8435 | 0.020183 | 312.8714 | 0 | 312.8714 | 0 | 582.8718 | 0 | 312.8714 | 0 | 585.9024 | 0.00013711 | 583.8435 | 0.029074 | 312.8714 | 0 | 836.4012 | 0.0017418 | 931.1863 | 0.050474 | 667.245 | 0.0036124 | 1094.6659 | 0.0014618 | 1071.6141 | 0.011085 | 1147 | 0.035534 | 1561 | 0.024525 | 1027.2593 | 0 | 1027.2529 | 0.0038338
| 584.0016 | 0.016979 | 313.0825 | 0 | 313.0825 | 0 | 583.0306 | 0 | 313.0825 | 0 | 586.06 | 0.00022925 | 584.0016 | 0.027544 | 313.0825 | 0 | 836.4708 | 0.0017828 | 931.4282 | 0.050439 | 667.382 | 0.0033945 | 1094.7246 | 0.0014588 | 1071.7549 | 0.010968 | 1148 | 0.038377 | 1562 | 0.02345 | 1027.311 | 0 | 1027.3046 | 0.0038521
| 584.1598 | 0.012387 | 313.2937 | 0 | 313.2937 | 0 | 583.1894 | 0.0013044 | 313.2937 | 0 | 586.2175 | 0.00020951 | 584.1598 | 0.028637 | 313.2937 | 0 | 836.5405 | 0.0018924 | 931.6701 | 0.051708 | 667.518 | 0.0027102 | 1094.7833 | 0.0014555 | 1071.8955 | 0.010885 | 1149 | 0.041282 | 1563 | 0.022416 | 1027.3627 | 0 | 1027.3563 | 0.0038593
| 584.318 | 0.023066 | 313.5049 | 0 | 313.5049 | 0 | 583.3482 | 0 | 313.5049 | 0 | 586.375 | 0.00025887 | 584.318 | 0.026888 | 313.5049 | 0 | 836.6101 | 0.0022424 | 931.912 | 0.051285 | 667.655 | 0.0037072 | 1094.842 | 0.0014519 | 1072.0363 | 0.010845 | 1150 | 0.04031 | 1564 | 0.021484 | 1027.4144 | 0 | 1027.4081 | 0.0038513
| 584.4762 | 0.012868 | 313.7161 | 0 | 313.7161 | 0 | 583.5071 | 0.00026087 | 313.7161 | 0 | 586.5326 | 0.00014589 | 584.4762 | 0.028746 | 313.7161 | 0 | 836.6799 | 0.0019834 | 932.1539 | 0.052836 | 667.791 | 0.0031283 | 1094.9008 | 0.001448 | 1072.177 | 0.01085 | 1151 | 0.041938 | 1566 | 0.020701 | 1027.4661 | 0 | 1027.4597 | 0.0038275
| 584.6344 | 0.016712 | 313.9273 | 0 | 313.9273 | 0 | 583.6659 | 0.00017392 | 313.9273 | 0 | 586.6902 | 0.00025997 | 584.6344 | 0.027653 | 313.9273 | 0 | 836.7495 | 0.0015492 | 932.3958 | 0.052765 | 667.928 | 0.0032937 | 1094.9595 | 0.0014437 | 1072.3179 | 0.010887 | 1152 | 0.041465 | 1567 | 0.019953 | 1027.5178 | 0 | 1027.5115 | 0.003787
| 584.7926 | 0.018207 | 314.1385 | 0 | 314.1385 | 0 | 583.8247 | 0.00078262 | 314.1385 | 0 | 586.8477 | 0.00015247 | 584.7926 | 0.030057 | 314.1385 | 0 | 836.8192 | 0.0015716 | 932.6377 | 0.054493 | 668.064 | 0.004083 | 1095.0182 | 0.0014392 | 1072.4587 | 0.010935 | 1153 | 0.046835 | 1568 | 0.019082 | 1027.5696 | 0 | 1027.5632 | 0.0037337
| 584.9508 | 0.022265 | 314.3497 | 0 | 314.3497 | 0 | 583.9836 | 0 | 314.3497 | 0 | 587.0053 | 0.00027532 | 584.9508 | 0.02809 | 314.3497 | 0 | 836.8888 | 0.0017805 | 932.8796 | 0.05407 | 668.201 | 0.0040468 | 1095.0769 | 0.0014345 | 1072.5996 | 0.010972 | 1154 | 0.046958 | 1569 | 0.018245 | 1027.6213 | 0 | 1027.6149 | 0.003671
| 585.109 | 0.01511 | 314.561 | 0 | 314.561 | 0 | 584.1424 | 0.00078262 | 314.561 | 0 | 587.1629 | 0.00017331 | 585.109 | 0.029402 | 314.561 | 0 | 836.9585 | 0.0023147 | 933.1216 | 0.055409 | 668.338 | 0.0027741 | 1095.1356 | 0.0014295 | 1072.7405 | 0.010978 | 1155 | 0.048494 | 1570 | 0.017538 | 1027.673 | 0 | 1027.6666 | 0.0036035
| 585.2673 | 0.023066 | 314.7723 | 0 | 314.7723 | 0 | 584.3012 | 0.00017392 | 314.7723 | 0 | 587.3205 | 0.00022816 | 585.2673 | 0.026341 | 314.7723 | 0 | 837.0283 | 0.0026436 | 933.3635 | 0.055303 | 668.475 | 0.0039992 | 1095.1943 | 0.0014244 | 1072.8815 | 0.010945 | 1156 | 0.050366 | 1572 | 0.016912 | 1027.7247 | 0 | 1027.7184 | 0.003532
| 585.4255 | 0.012761 | 314.9836 | 0 | 314.9836 | 0 | 584.4601 | 0.00026087 | 314.9836 | 0 | 587.4781 | 0.00019744 | 585.4255 | 0.027762 | 314.9836 | 0 | 837.098 | 0.0022546 | 933.6055 | 0.056537 | 668.611 | 0.0036424 | 1095.2531 | 0.001419 | 1073.0225 | 0.010878 | 1157 | 0.051478 | 1573 | 0.01632 | 1027.7765 | 0 | 1027.7701 | 0.0034589
| 585.5838 | 0.015217 | 315.1949 | 0 | 315.1949 | 0 | 584.619 | 0 | 315.1949 | 0 | 587.6358 | 0.00023145 | 585.5838 | 0.026013 | 315.1949 | 0 | 837.1678 | 0.0017062 | 933.8474 | 0.05622 | 668.748 | 0.0032031 | 1095.3119 | 0.0014136 | 1073.1635 | 0.010797 | 1158 | 0.053399 | 1574 | 0.015681 | 1027.8283 | 0 | 1027.8219 | 0.0033858
| 585.742 | 0.01746 | 315.4062 | 0 | 315.4062 | 0 | 584.7778 | 0.00026087 | 315.4062 | 0 | 587.7934 | 0.00019635 | 585.742 | 0.028199 | 315.4062 | 0 | 837.2374 | 0.0016189 | 934.0894 | 0.057735 | 668.885 | 0.0064972 | 1095.3706 | 0.001408 | 1073.3046 | 0.01073 | 1159 | 0.056707 | 1575 | 0.015062 | 1027.88 | 0 | 1027.8737 | 0.0033127
| 585.9003 | 0.027338 | 315.6176 | 0 | 315.6176 | 0 | 584.9367 | 0.00017392 | 315.6176 | 0 | 587.951 | 0.00019854 | 585.9003 | 0.027653 | 315.6175 | 0 | 837.3072 | 0.0015073 | 934.3314 | 0.058017 | 669.022 | 0.0049878 | 1095.4294 | 0.0014023 | 1073.4457 | 0.010704 | 1160 | 0.055679 | 1577 | 0.014504 | 1027.9318 | 0 | 1027.9254 | 0.0032436
| 586.0585 | 0.016712 | 315.8289 | 0 | 315.8289 | 0 | 585.0956 | 0.00026087 | 315.8289 | 0 | 588.1087 | 0.0001766 | 586.0585 | 0.029074 | 315.8289 | 0 | 837.377 | 0.0023459 | 934.5734 | 0.059392 | 669.159 | 0.0025788 | 1095.4882 | 0.0013965 | 1073.5868 | 0.010732 | 1161 | 0.056934 | 1578 | 0.013966 | 1027.9835 | 0 | 1027.9772 | 0.003184
| 586.2168 | 0.016445 | 316.0403 | 0 | 316.0403 | 0 | 585.2545 | 0.00017392 | 316.0403 | 0 | 588.2663 | 0.00019086 | 586.2168 | 0.027653 | 316.0403 | 0 | 837.4468 | 0.0018396 | 934.8153 | 0.059498 | 669.297 | 0.003834 | 1095.547 | 0.0013907 | 1073.728 | 0.010813 | 1162 | 0.060663 | 1579 | 0.013354 | 1028.0353 | 0 | 1028.0289 | 0.0031395
| 586.3751 | 0.019702 | 316.2517 | 0 | 316.2517 | 0 | 585.4134 | 0 | 316.2517 | 0 | 588.424 | 0.00021829 | 586.3751 | 0.027653 | 316.2517 | 0 | 837.5165 | 0.0020422 | 935.0573 | 0.060238 | 669.434 | 0.0036027 | 1095.6057 | 0.0013849 | 1073.8693 | 0.010925 | 1163 | 0.064872 | 1580 | 0.012674 | 1028.087 | 0 | 1028.0807 | 0.0031165
| 586.5334 | 0.02376 | 316.4631 | 0 | 316.4631 | 0 | 585.5723 | 0 | 316.4631 | 0 | 588.5817 | 0.00019086 | 586.5334 | 0.026232 | 316.4631 | 0 | 837.5864 | 0.0020193 | 935.2993 | 0.061049 | 669.571 | 0.0065532 | 1095.6645 | 0.0013791 | 1074.0105 | 0.011041 | 1164 | 0.065882 | 1582 | 0.012041 | 1028.1389 | 0 | 1028.1325 | 0.0031189
| 586.6917 | 0.022906 | 316.6745 | 0 | 316.6745 | 0 | 585.7312 | 0.00078262 | 316.6745 | 0 | 588.7393 | 0.00016783 | 586.6917 | 0.02809 | 316.6745 | 0 | 837.6562 | 0.0017587 | 935.5413 | 0.062529 | 669.708 | 0.0040042 | 1095.7233 | 0.0013734 | 1074.1517 | 0.011132 | 1165 | 0.068304 | 1583 | 0.011517 | 1028.1907 | 0 | 1028.1843 | 0.0031491
| 586.85 | 0.021144 | 316.886 | 0 | 316.886 | 0 | 585.8901 | 0.00069566 | 316.886 | 0 | 588.897 | 0.00019854 | 586.85 | 0.026997 | 316.886 | 0 | 837.726 | 0.0022507 | 935.7834 | 0.062212 | 669.846 | 0.0050759 | 1095.7821 | 0.0013678 | 1074.2931 | 0.011187 | 1166 | 0.069003 | 1584 | 0.010987 | 1028.2424 | 0 | 1028.2361 | 0.0032047
| 587.0083 | 0.01511 | 317.0974 | 0 | 317.0974 | 0 | 586.049 | 0 | 317.0974 | 0 | 589.0547 | 0.00017221 | 587.0083 | 0.028199 | 317.0974 | 0 | 837.7958 | 0.0017402 | 936.0254 | 0.063692 | 669.983 | 0.0046847 | 1095.8409 | 0.0013622 | 1074.4344 | 0.01121 | 1167 | 0.0704 | 1585 | 0.01047 | 1028.2943 | 0 | 1028.2878 | 0.0032809
| 587.1667 | 0.027017 | 317.3089 | 0 | 317.3089 | 0 | 586.2079 | 0.00069566 | 317.3089 | 0 | 589.2124 | 0.00023803 | 587.1667 | 0.026123 | 317.3089 | 0 | 837.8657 | 0.0014059 | 936.2674 | 0.063692 | 670.12 | 0.003738 | 1095.8998 | 0.0013568 | 1074.5758 | 0.011216 | 1168 | 0.070254 | 1587 | 0.0099731 | 1028.3461 | 0 | 1028.3397 | 0.0033699
| 587.325 | 0.026857 | 317.5204 | 0 | 317.5204 | 0 | 586.3669 | 0.00026087 | 317.5204 | 0 | 589.3702 | 0.00017112 | 587.325 | 0.027981 | 317.5204 | 0 | 837.9355 | 0.0014525 | 936.5095 | 0.065243 | 670.258 | 0.0017661 | 1095.9586 | 0.0013516 | 1074.7173 | 0.011228 | 1169 | 0.073236 | 1588 | 0.0095173 | 1028.3978 | 0 | 1028.3915 | 0.0034644
| 587.4833 | 0.023654 | 317.7319 | 0 | 317.7319 | 0 | 586.5258 | 0.00017392 | 317.7319 | 0 | 589.5279 | 0.00023254 | 587.4833 | 0.026888 | 317.7319 | 0 | 838.0054 | 0.0018321 | 936.7515 | 0.065031 | 670.396 | 0.0033935 | 1096.0175 | 0.0013466 | 1074.8588 | 0.011263 | 1170 | 0.07224 | 1589 | 0.0090819 | 1028.4497 | 0 | 1028.4434 | 0.0035558
| 587.6417 | 0.024401 | 317.9434 | 0 | 317.9434 | 0 | 586.6848 | 0 | 317.9434 | 0 | 589.6856 | 0.00015466 | 587.6417 | 0.028527 | 317.9434 | 0 | 838.0753 | 0.0020264 | 936.9936 | 0.066195 | 670.533 | 0.0037352 | 1096.0763 | 0.0013417 | 1075.0002 | 0.011332 | 1171 | 0.081132 | 1590 | 0.0086397 | 1028.5015 | 0 | 1028.4951 | 0.003636
| 587.8 | 0.02958 | 318.155 | 0 | 318.155 | 0 | 586.8437 | 0.00069566 | 318.155 | 0 | 589.8434 | 0.00024351 | 587.8 | 0.027106 | 318.155 | 0 | 838.1451 | 0.0025164 | 937.2356 | 0.066512 | 670.671 | 0.0042437 | 1096.1351 | 0.0013372 | 1075.1418 | 0.01144 | 1172 | 0.079816 | 1592 | 0.0082588 | 1028.5533 | 0 | 1028.547 | 0.0037012
| 587.9584 | 0.015858 | 318.3665 | 0 | 318.3665 | 0 | 587.0027 | 0.00026087 | 318.3665 | 0 | 590.0012 | 0.00019415 | 587.9584 | 0.027762 | 318.3665 | 0 | 838.2151 | 0.0024058 | 937.4777 | 0.068028 | 670.809 | 0.0028767 | 1096.194 | 0.0013329 | 1075.2834 | 0.011585 | 1173 | 0.080803 | 1593 | 0.0078914 | 1028.6051 | 0 | 1028.5988 | 0.0037465
| 588.1168 | 0.019435 | 318.5781 | 0 | 318.5781 | 0 | 587.1617 | 0.00069566 | 318.5781 | 0 | 590.1589 | 0.00017221 | 588.1168 | 0.026232 | 318.5781 | 0 | 838.285 | 0.0018042 | 937.7197 | 0.067605 | 670.946 | 0.0031587 | 1096.2528 | 0.0013289 | 1075.425 | 0.011764 | 1174 | 0.085251 | 1594 | 0.0075649 | 1028.657 | 0 | 1028.6506 | 0.0037711
| 588.2751 | 0.02029 | 318.7897 | 0 | 318.7897 | 0 | 587.3206 | 0.00026087 | 318.7897 | 0 | 590.3167 | 0.0002128 | 588.2751 | 0.027216 | 318.7897 | 0 | 838.3549 | 0.0017736 | 937.9618 | 0.069543 | 671.084 | 0.0057371 | 1096.3117 | 0.0013253 | 1075.5668 | 0.011971 | 1175 | 0.083872 | 1595 | 0.0072451 | 1028.7089 | 0 | 1028.7024 | 0.0037774
| 588.4335 | 0.024668 | 319.0013 | 0 | 319.0013 | 0 | 587.4796 | 0 | 319.0013 | 0 | 590.4745 | 0.00018757 | 588.4335 | 0.026232 | 319.0013 | 0 | 838.4249 | 0.0021046 | 938.2039 | 0.06979 | 671.222 | 0.0059907 | 1096.3705 | 0.001322 | 1075.7084 | 0.012188 | 1176 | 0.087129 | 1597 | 0.006905 | 1028.7606 | 0 | 1028.7543 | 0.0037663
| 588.5919 | 0.017086 | 319.2129 | 0 | 319.2129 | 0 | 587.6386 | 0 | 319.2129 | 0 | 590.6323 | 0.00022158 | 588.5919 | 0.027981 | 319.2129 | 0 | 838.4948 | 0.0018206 | 938.446 | 0.071447 | 671.36 | 0.0052045 | 1096.4294 | 0.0013192 | 1075.8501 | 0.012392 | 1177 | 0.091364 | 1598 | 0.0065989 | 1028.8125 | 0 | 1028.8061 | 0.0037433
| 588.7503 | 0.018795 | 319.4246 | 0 | 319.4246 | 0 | 587.7976 | 0.00017392 | 319.4246 | 0 | 590.7901 | 0.00022706 | 588.7503 | 0.027106 | 319.4246 | 0 | 838.5648 | 0.0013011 | 938.6881 | 0.070953 | 671.498 | 0.0041189 | 1096.4883 | 0.0013167 | 1075.9919 | 0.01255 | 1178 | 0.097993 | 1599 | 0.0062723 | 1028.8644 | 0 | 1028.858 | 0.0037131
| 588.9087 | 0.019062 | 319.6362 | 0 | 319.6362 | 0 | 587.9566 | 0 | 319.6362 | 0 | 590.9479 | 9.1044e-05 | 588.9087 | 0.027981 | 319.6362 | 0 | 838.6348 | 0.0013804 | 938.9302 | 0.072927 | 671.636 | 0.0055485 | 1096.5471 | 0.0013146 | 1076.1338 | 0.01263 | 1179 | 0.092784 | 1601 | 0.0060138 | 1028.9163 | 0 | 1028.9099 | 0.0036821
| 589.0671 | 0.013989 | 319.8479 | 0 | 319.8479 | 0 | 588.1156 | 0.00017392 | 319.8479 | 0 | 591.1057 | 0.00030713 | 589.0671 | 0.02656 | 319.8479 | 0 | 838.7048 | 0.0013093 | 939.1723 | 0.072786 | 671.775 | 0.0031929 | 1096.6061 | 0.0013131 | 1076.2756 | 0.012607 | 1180 | 0.097653 | 1602 | 0.0058641 | 1028.9681 | 0 | 1028.9617 | 0.0036559
| 589.2256 | 0.022265 | 320.0596 | 0 | 320.0596 | 0 | 588.2746 | 0.00078262 | 320.0596 | 0 | 591.2635 | 9.5431e-05 | 589.2256 | 0.027871 | 320.0596 | 0 | 838.7748 | 0.0012446 | 939.4144 | 0.074372 | 671.913 | 0.0030001 | 1096.6649 | 0.001312 | 1076.4175 | 0.012476 | 1181 | 0.094229 | 1603 | 0.0056532 | 1029.02 | 0 | 1029.0135 | 0.00364
| 589.384 | 0.025522 | 320.2713 | 0 | 320.2713 | 0 | 588.4336 | 0.00017392 | 320.2713 | 0 | 591.4214 | 0.00030055 | 589.384 | 0.027544 | 320.2713 | 0 | 838.8448 | 0.0015624 | 939.6566 | 0.074196 | 672.051 | 0.0071522 | 1096.7239 | 0.0013114 | 1076.5594 | 0.012251 | 1182 | 0.093685 | 1604 | 0.005456 | 1029.0719 | 0 | 1029.0654 | 0.0036392
| 589.5424 | 0.016606 | 320.483 | 0 | 320.483 | 0 | 588.5927 | 0.00078262 | 320.483 | 0 | 591.5792 | 0.00011079 | 589.5424 | 0.028309 | 320.483 | 0 | 838.9149 | 0.0022531 | 939.8987 | 0.075888 | 672.189 | 0.0039594 | 1096.7828 | 0.0013114 | 1076.7014 | 0.011969 | 1183 | 0.098129 | 1606 | 0.0052519 | 1029.1238 | 0 | 1029.1173 | 0.0036559
| 589.7009 | 0.019542 | 320.6948 | 0 | 320.6948 | 0 | 588.7517 | 0 | 320.6948 | 0 | 591.7371 | 0.00021829 | 589.7009 | 0.027106 | 320.6948 | 0 | 838.9849 | 0.003101 | 940.1408 | 0.076275 | 672.328 | 0.0028859 | 1096.8417 | 0.0013118 | 1076.8434 | 0.01168 | 1184 | 0.10221 | 1607 | 0.005041 | 1029.1757 | 0 | 1029.1692 | 0.0036877
| 589.8593 | 0.018101 | 320.9065 | 0 | 320.9065 | 0 | 588.9107 | 0.00078262 | 320.9065 | 0 | 591.8949 | 0.00022267 | 589.8593 | 0.027762 | 320.9065 | 0 | 839.0549 | 0.0027431 | 940.383 | 0.077826 | 672.466 | 0.003832 | 1096.9006 | 0.0013129 | 1076.9854 | 0.011433 | 1185 | 0.10106 | 1608 | 0.0049049 | 1029.2275 | 0 | 1029.2212 | 0.0037314
| 590.0178 | 0.017086 | 321.1183 | 0 | 321.1183 | 0 | 589.0698 | 0 | 321.1183 | 0 | 592.0528 | 0.00013053 | 590.0178 | 0.026123 | 321.1183 | 0 | 839.125 | 0.0017412 | 940.6251 | 0.07758 | 672.605 | 0.004712 | 1096.9596 | 0.0013145 | 1077.1274 | 0.011265 | 1186 | 0.10316 | 1610 | 0.0046396 | 1029.2794 | 0 | 1029.2731 | 0.0037806
| 590.1763 | 0.014256 | 321.3301 | 0 | 321.3301 | 0 | 589.2288 | 0.00078262 | 321.3301 | 0 | 592.2107 | 0.00022596 | 590.1763 | 0.027106 | 321.3301 | 0 | 839.1951 | 0.0017836 | 940.8673 | 0.07973 | 672.743 | 0.0052654 | 1097.0186 | 0.0013167 | 1077.2697 | 0.01119 | 1187 | 0.10674 | 1611 | 0.0044219 | 1029.3313 | 0 | 1029.3249 | 0.0038259
| 590.3347 | 0.029367 | 321.5419 | 0 | 321.5419 | 0 | 589.3879 | 0 | 321.5419 | 0 | 592.3686 | 0.00015028 | 590.3347 | 0.025576 | 321.5419 | 0 | 839.2651 | 0.0025741 | 941.1095 | 0.080223 | 672.882 | 0.0043552 | 1097.0774 | 0.0013195 | 1077.4117 | 0.011201 | 1188 | 0.11064 | 1612 | 0.0043539 | 1029.3832 | 0 | 1029.3768 | 0.0038593
| 590.4932 | 0.012761 | 321.7537 | 0 | 321.7537 | 0 | 589.547 | 0.00026087 | 321.7537 | 0 | 592.5265 | 0.00022377 | 590.4932 | 0.027325 | 321.7537 | 0 | 839.3353 | 0.0024831 | 941.3516 | 0.082267 | 673.02 | 0.0036388 | 1097.1363 | 0.0013229 | 1077.554 | 0.01127 | 1189 | 0.11774 | 1613 | 0.0041634 | 1029.4352 | 0 | 1029.4287 | 0.003872
| 590.6517 | 0.016872 | 321.9655 | 0 | 321.9655 | 0 | 589.706 | 0 | 321.9655 | 0 | 592.6844 | 0.00018318 | 590.6517 | 0.025795 | 321.9655 | 0 | 839.4053 | 0.0018176 | 941.5938 | 0.081704 | 673.159 | 0.0048031 | 1097.1953 | 0.0013269 | 1077.6962 | 0.011363 | 1190 | 0.12107 | 1615 | 0.0040069 | 1029.4871 | 0 | 1029.4807 | 0.0038616
| 590.8102 | 0.017673 | 322.1774 | 0 | 322.1774 | 0 | 589.8651 | 0 | 322.1774 | 0 | 592.8423 | 0.00015796 | 590.8102 | 0.026888 | 322.1774 | 0 | 839.4755 | 0.0019371 | 941.836 | 0.083854 | 673.298 | 0.0033895 | 1097.2543 | 0.0013316 | 1077.8384 | 0.01145 | 1191 | 0.13038 | 1616 | 0.0039865 | 1029.5389 | 0 | 1029.5326 | 0.0038243
| 590.9687 | 0.022532 | 322.3893 | 0 | 322.3893 | 0 | 590.0242 | 0.00017392 | 322.3893 | 0 | 593.0002 | 0.00018209 | 590.9687 | 0.025576 | 322.3893 | 0 | 839.5456 | 0.002363 | 942.0782 | 0.083677 | 673.437 | 0.005658 | 1097.3132 | 0.0013369 | 1077.9807 | 0.011509 | 1192 | 0.12738 | 1617 | 0.0038709 | 1029.5909 | 0 | 1029.5845 | 0.0037647
| 591.1272 | 0.016232 | 322.6012 | 0 | 322.6012 | 0 | 590.1833 | 0.00026087 | 322.6012 | 0 | 593.1582 | 0.0002117 | 591.1272 | 0.026669 | 322.6012 | 0 | 839.6158 | 0.0025408 | 942.3204 | 0.086004 | 673.576 | 0.0047727 | 1097.3723 | 0.0013428 | 1078.123 | 0.011529 | 1193 | 0.13485 | 1619 | 0.0036872 | 1029.6428 | 0 | 1029.6365 | 0.0036885
| 591.2858 | 0.025362 | 322.8131 | 0 | 322.8131 | 0 | 590.3424 | 0 | 322.8131 | 0 | 593.3161 | 0.00018647 | 591.2858 | 0.026123 | 322.8131 | 0 | 839.6859 | 0.0024918 | 942.5626 | 0.087096 | 673.715 | 0.0059337 | 1097.4313 | 0.0013494 | 1078.2654 | 0.011503 | 1194 | 0.14511 | 1620 | 0.0035375 | 1029.6948 | 0 | 1029.6883 | 0.0036043
| 591.4443 | 0.017086 | 323.025 | 0 | 323.025 | 0 | 590.5015 | 0.00026087 | 323.025 | 0 | 593.4741 | 0.0002117 | 591.4443 | 0.027216 | 323.025 | 0 | 839.7561 | 0.0021685 | 942.8048 | 0.08833 | 673.854 | 0.0051226 | 1097.4902 | 0.0013566 | 1078.4078 | 0.011427 | 1195 | 0.15002 | 1621 | 0.0034287 | 1029.7467 | 0 | 1029.7404 | 0.0035232
| 591.6028 | 0.011053 | 323.2369 | 0 | 323.2369 | 0 | 590.6606 | 0.00017392 | 323.2369 | 0 | 593.632 | 0.00014699 | 591.6028 | 0.025904 | 323.2369 | 0 | 839.8264 | 0.0020643 | 943.047 | 0.089423 | 673.993 | 0.0046712 | 1097.5492 | 0.0013645 | 1078.5503 | 0.011292 | 1196 | 0.16423 | 1623 | 0.0033402 | 1029.7987 | 0 | 1029.7922 | 0.0034565
| 591.7614 | 0.019542 | 323.4489 | 0 | 323.4489 | 0 | 590.8197 | 0.00078262 | 323.4489 | 0 | 593.79 | 0.0002479 | 591.7614 | 0.026013 | 323.4489 | 0 | 839.8964 | 0.0016921 | 943.2893 | 0.089176 | 674.132 | 0.0055447 | 1097.6083 | 0.001373 | 1078.6927 | 0.011094 | 1197 | 0.16659 | 1624 | 0.0032382 | 1029.8506 | 0 | 1029.8442 | 0.0034128
| 591.9199 | 0.028833 | 323.6608 | 0 | 323.6608 | 0 | 590.9789 | 0.00069566 | 323.6608 | 0 | 593.948 | 0.0001075 | 591.9199 | 0.024046 | 323.6608 | 0 | 839.9666 | 0.0021348 | 943.5315 | 0.091009 | 674.271 | 0.0034473 | 1097.6672 | 0.0013821 | 1078.8353 | 0.010833 | 1198 | 0.17554 | 1625 | 0.0031157 | 1029.9026 | 0 | 1029.8962 | 0.0033993
| 592.0785 | 0.019222 | 323.8728 | 0 | 323.8728 | 0 | 591.138 | 0.00026087 | 323.8728 | 0 | 594.106 | 0.00027971 | 592.0785 | 0.025467 | 323.8728 | 0 | 840.0368 | 0.0018896 | 943.7737 | 0.091855 | 674.41 | 0.0040943 | 1097.7262 | 0.0013919 | 1078.9779 | 0.01052 | 1199 | 0.17908 | 1627 | 0.0029797 | 1029.9546 | 0 | 1029.9481 | 0.0034176
| 592.2371 | 0.024988 | 324.0848 | 0 | 324.0848 | 0 | 591.2971 | 0.00017392 | 324.0848 | 0 | 594.264 | 0.00010092 | 592.2371 | 0.024483 | 324.0848 | 0 | 840.1071 | 0.002584 | 944.016 | 0.093688 | 674.549 | 0.0040125 | 1097.7853 | 0.0014023 | 1079.1205 | 0.010183 | 1200 | 0.18497 | 1628 | 0.0028981 | 1030.0065 | 0 | 1030.0001 | 0.0034652
| 592.3956 | 0.011853 | 324.2969 | 0 | 324.2969 | 0 | 591.4563 | 0.00078262 | 324.2969 | 0 | 594.422 | 0.00020512 | 592.3956 | 0.025467 | 324.2969 | 0 | 840.1774 | 0.00246 | 944.2582 | 0.093229 | 674.689 | 0.0035094 | 1097.8444 | 0.0014134 | 1079.2632 | 0.0098583 | 1201 | 0.18926 | 1629 | 0.0028436 | 1030.0585 | 0 | 1030.0521 | 0.0035375
| 592.5542 | 0.023387 | 324.5089 | 0 | 324.5089 | 0 | 591.6154 | 0.00017392 | 324.5089 | 0 | 594.58 | 0.00020073 | 592.5542 | 0.023827 | 324.5089 | 0 | 840.2476 | 0.0013962 | 944.5005 | 0.095168 | 674.828 | 0.0032445 | 1097.9033 | 0.001425 | 1079.4058 | 0.0095892 | 1202 | 0.20045 | 1631 | 0.0027144 | 1030.1105 | 0 | 1030.1041 | 0.0036257
| 592.7128 | 0.017193 | 324.7209 | 0 | 324.7209 | 0 | 591.7746 | 0 | 324.7209 | 0 | 594.7381 | 0.00015137 | 592.7128 | 0.02492 | 324.7209 | 0 | 840.3178 | 0.0021098 | 944.7428 | 0.095767 | 674.968 | 0.0040314 | 1097.9624 | 0.0014372 | 1079.5485 | 0.0094156 | 1203 | 0.20109 | 1632 | 0.0026123 | 1030.1625 | 0 | 1030.1561 | 0.0037186
| 592.8714 | 0.016445 | 324.933 | 0 | 324.933 | 0 | 591.9338 | 0 | 324.933 | 0 | 594.8961 | 0.0002117 | 592.8714 | 0.024265 | 324.933 | 0 | 840.3881 | 0.0016897 | 944.9851 | 0.098058 | 675.107 | 0.0031113 | 1098.0215 | 0.0014501 | 1079.6913 | 0.0093673 | 1204 | 0.21248 | 1633 | 0.0025647 | 1030.2145 | 0 | 1030.2081 | 0.0038092
| 593.03 | 0.028566 | 325.1451 | 0 | 325.1451 | 0 | 592.0929 | 0 | 325.1451 | 0 | 595.0541 | 0.00019744 | 593.03 | 0.025576 | 325.1451 | 0 | 840.4584 | 0.0016658 | 945.2273 | 0.098094 | 675.247 | 0.0033169 | 1098.0804 | 0.0014634 | 1079.8341 | 0.009459 | 1205 | 0.21181 | 1635 | 0.0024763 | 1030.2665 | 0 | 1030.2601 | 0.0038894
| 593.1886 | 0.021678 | 325.3572 | 0 | 325.3572 | 0 | 592.2521 | 0 | 325.3572 | 0 | 595.2122 | 0.00011518 | 593.1886 | 0.024483 | 325.3572 | 0 | 840.5286 | 0.0014264 | 945.4696 | 0.099715 | 675.386 | 0.0043109 | 1098.1395 | 0.0014774 | 1079.9769 | 0.0096876 | 1206 | 0.21579 | 1636 | 0.0023538 | 1030.3185 | 0 | 1030.3121 | 0.0039554
| 593.3472 | 0.022052 | 325.5693 | 0 | 325.5693 | 0 | 592.4113 | 0.00026087 | 325.5693 | 0 | 595.3703 | 0.00023145 | 593.3472 | 0.025795 | 325.5693 | 0 | 840.5989 | 0.0016749 | 945.7119 | 0.10046 | 675.526 | 0.0039604 | 1098.1986 | 0.0014919 | 1080.1198 | 0.010034 | 1207 | 0.22294 | 1637 | 0.0022518 | 1030.3705 | 0 | 1030.3641 | 0.0040038
| 593.5059 | 0.022159 | 325.7814 | 0 | 325.7814 | 0 | 592.5705 | 0 | 325.7814 | 0 | 595.5283 | 0.00016892 | 593.5059 | 0.02503 | 325.7815 | 0 | 840.6694 | 0.0014872 | 945.9542 | 0.10225 | 675.666 | 0.0029631 | 1098.2577 | 0.0015069 | 1080.2627 | 0.010464 | 1208 | 0.22949 | 1639 | 0.0022042 | 1030.4225 | 0 | 1030.4161 | 0.0040372
| 593.6645 | 0.017834 | 325.9936 | 0 | 325.9936 | 0 | 592.7297 | 0.00026087 | 325.9936 | 0 | 595.6864 | 0.00022048 | 593.6645 | 0.026123 | 325.9936 | 0 | 840.7396 | 0.0013494 | 946.1965 | 0.10218 | 675.806 | 0.0037456 | 1098.3168 | 0.0015224 | 1080.4056 | 0.010937 | 1209 | 0.23922 | 1640 | 0.0021429 | 1030.4745 | 0 | 1030.4681 | 0.0040571
| 593.8232 | 0.024615 | 326.2058 | 0 | 326.2058 | 0 | 592.8889 | 0 | 326.2058 | 0 | 595.8445 | 0.00023803 | 593.8232 | 0.024592 | 326.2058 | 0 | 840.8099 | 0.0019152 | 946.4389 | 0.10416 | 675.945 | 0.0049194 | 1098.3758 | 0.0015384 | 1080.5486 | 0.011411 | 1210 | 0.24984 | 1641 | 0.0020613 | 1030.5265 | 0 | 1030.5201 | 0.0040642
| 593.9818 | 0.013989 | 326.4179 | 0 | 326.4179 | 0 | 593.0481 | 0 | 326.4179 | 0 | 596.0026 | 0.00013602 | 593.9818 | 0.025248 | 326.418 | 0 | 840.8803 | 0.001554 | 946.6812 | 0.10465 | 676.085 | 0.002682 | 1098.4349 | 0.0015549 | 1080.6916 | 0.011848 | 1211 | 0.24627 | 1643 | 0.0019184 | 1030.5785 | 0 | 1030.5721 | 0.004061
| 594.1405 | 0.020663 | 326.6301 | 0 | 326.6301 | 0 | 593.2073 | 0 | 326.6301 | 0 | 596.1607 | 0.0001777 | 594.1405 | 0.024374 | 326.6302 | 0 | 840.9507 | 0.0015567 | 946.9235 | 0.10719 | 676.225 | 0.0034706 | 1098.494 | 0.0015717 | 1080.8346 | 0.012223 | 1212 | 0.2529 | 1644 | 0.0018096 | 1030.6306 | 0 | 1030.6242 | 0.0040459
| 594.2991 | 0.02093 | 326.8424 | 0 | 326.8424 | 0 | 593.3665 | 0.00026087 | 326.8424 | 0 | 596.3188 | 0.00018209 | 594.2991 | 0.025467 | 326.8424 | 0 | 841.0211 | 0.0016993 | 947.1658 | 0.10691 | 676.365 | 0.0037413 | 1098.5531 | 0.001589 | 1080.9778 | 0.012524 | 1213 | 0.26225 | 1645 | 0.0017824 | 1030.6826 | 0 | 1030.6763 | 0.0040189
| 594.4578 | 0.027605 | 327.0546 | 0 | 327.0546 | 0 | 593.5258 | 0.00017392 | 327.0546 | 0 | 596.4769 | 0.00018209 | 594.4578 | 0.024483 | 327.0546 | 0 | 841.0914 | 0.0017176 | 947.4082 | 0.10891 | 676.506 | 0.0053499 | 1098.6122 | 0.0016067 | 1081.1209 | 0.01275 | 1214 | 0.26839 | 1647 | 0.0017075 | 1030.7346 | 0 | 1030.7283 | 0.00398
| 594.6165 | 0.019435 | 327.2668 | 0 | 327.2668 | 0 | 593.685 | 0 | 327.2668 | 0 | 596.6351 | 0.00025448 | 594.6165 | 0.025467 | 327.2668 | 0 | 841.1619 | 0.0021945 | 947.6505 | 0.11015 | 676.646 | 0.004218 | 1098.6714 | 0.0016247 | 1081.264 | 0.012904 | 1215 | 0.27219 | 1648 | 0.0016871 | 1030.7867 | 0 | 1030.7803 | 0.0039276
| 594.7752 | 0.021678 | 327.4791 | 0 | 327.4791 | 0 | 593.8442 | 0 | 327.4791 | 0 | 596.7932 | 0.00010859 | 594.7752 | 0.023827 | 327.4791 | 0 | 841.2323 | 0.0022845 | 947.8929 | 0.11209 | 676.786 | 0.0029844 | 1098.7305 | 0.001644 | 1081.4072 | 0.012994 | 1216 | 0.28507 | 1649 | 0.0017007 | 1030.8387 | 0 | 1030.8324 | 0.003864
| 594.9339 | 0.019168 | 327.6914 | 0 | 327.6914 | 0 | 594.0035 | 0.00026087 | 327.6914 | 0 | 596.9514 | 0.00021061 | 594.9339 | 0.025576 | 327.6914 | 0 | 841.3028 | 0.0018851 | 948.1353 | 0.11219 | 676.926 | 0.0037137 | 1098.7895 | 0.0016594 | 1081.5505 | 0.013024 | 1217 | 0.29872 | 1651 | 0.0016259 | 1030.8909 | 0 | 1030.8844 | 0.0037925
| 595.0926 | 0.024401 | 327.9037 | 0 | 327.9037 | 0 | 594.1627 | 0.00017392 | 327.9037 | 0 | 597.1095 | 0.00015137 | 595.0926 | 0.024374 | 327.9037 | 0 | 841.3732 | 0.0018511 | 948.3776 | 0.1147 | 677.067 | 0.0037142 | 1098.8488 | 0.0016799 | 1081.6937 | 0.013002 | 1218 | 0.29224 | 1652 | 0.0015511 | 1030.9429 | 0 | 1030.9365 | 0.0037147
| 595.2513 | 0.018581 | 328.116 | 0 | 328.116 | 0 | 594.322 | 0 | 328.116 | 0 | 597.2677 | 0.00021938 | 595.2513 | 0.026451 | 328.116 | 0 | 841.4436 | 0.0021182 | 948.62 | 0.11607 | 677.207 | 0.0037756 | 1098.9078 | 0.0017004 | 1081.837 | 0.012938 | 1219 | 0.31006 | 1653 | 0.0014898 | 1030.995 | 0 | 1030.9885 | 0.0036344
| 595.41 | 0.024508 | 328.3283 | 0 | 328.3283 | 0 | 594.4813 | 0.00069566 | 328.3283 | 0 | 597.4259 | 0.00017441 | 595.41 | 0.024046 | 328.3283 | 0 | 841.514 | 0.0015871 | 948.8624 | 0.11857 | 677.347 | 0.0029578 | 1098.967 | 0.0017209 | 1081.9805 | 0.012849 | 1220 | 0.31614 | 1655 | 0.001381 | 1031.047 | 0 | 1031.0406 | 0.003555
| 595.5687 | 0.01447 | 328.5407 | 0 | 328.5407 | 0 | 594.6405 | 0.0013044 | 328.5407 | 0 | 597.5841 | 0.00018209 | 595.5687 | 0.02503 | 328.5407 | 0 | 841.5845 | 0.0016835 | 949.1048 | 0.11907 | 677.488 | 0.0030409 | 1099.0261 | 0.0017414 | 1082.1239 | 0.012751 | 1221 | 0.32038 | 1656 | 0.0013606 | 1031.0991 | 0 | 1031.0928 | 0.0034779
| 595.7275 | 0.018688 | 328.753 | 0 | 328.753 | 0 | 594.7998 | 0 | 328.753 | 0 | 597.7423 | 0.00016892 | 595.7275 | 0.02339 | 328.753 | 0 | 841.655 | 0.0019544 | 949.3472 | 0.12055 | 677.628 | 0.0031593 | 1099.0853 | 0.0017567 | 1082.2673 | 0.012661 | 1222 | 0.3303 | 1658 | 0.001449 | 1031.1512 | 0 | 1031.1448 | 0.0034056
| 595.8862 | 0.019542 | 328.9654 | 0 | 328.9654 | 0 | 594.9591 | 0.00078262 | 328.9654 | 0 | 597.9005 | 0.00017989 | 595.8862 | 0.02492 | 328.9654 | 0 | 841.7255 | 0.0022148 | 949.5896 | 0.12171 | 677.769 | 0.0031224 | 1099.1445 | 0.0017772 | 1082.4108 | 0.012583 | 1223 | 0.3406 | 1659 | 0.0015103 | 1031.2033 | 0 | 1031.1969 | 0.0033397
| 596.0449 | 0.027231 | 329.1778 | 0 | 329.1778 | 0 | 595.1184 | 0 | 329.1778 | 0 | 598.0587 | 0.00020403 | 596.0449 | 0.024265 | 329.1778 | 0 | 841.796 | 0.0020593 | 949.832 | 0.12354 | 677.91 | 0.0034587 | 1099.2037 | 0.0017977 | 1082.5543 | 0.012509 | 1224 | 0.35056 | 1660 | 0.0014422 | 1031.2554 | 0 | 1031.249 | 0.0032841
| 596.2037 | 0.021197 | 329.3902 | 0 | 329.3902 | 0 | 595.2777 | 0 | 329.3902 | 0 | 598.2169 | 0.00016344 | 596.2037 | 0.025358 | 329.3902 | 0 | 841.8666 | 0.0012953 | 950.0744 | 0.12322 | 678.05 | 0.0034195 | 1099.2628 | 0.0018182 | 1082.6979 | 0.012421 | 1225 | 0.35802 | 1662 | 0.0013674 | 1031.3075 | 0 | 1031.3012 | 0.0032404
| 596.3625 | 0.027391 | 329.6027 | 0 | 329.6027 | 0 | 595.437 | 0 | 329.6027 | 0 | 598.3751 | 0.00021719 | 596.3625 | 0.024374 | 329.6027 | 0 | 841.937 | 0.0015195 | 950.3169 | 0.12552 | 678.191 | 0.0027606 | 1099.322 | 0.0018387 | 1082.8414 | 0.0123 | 1226 | 0.37285 | 1663 | 0.001347 | 1031.3596 | 0 | 1031.3533 | 0.0032134
| 596.5212 | 0.021785 | 329.8151 | 0 | 329.8151 | 0 | 595.5963 | 0 | 329.8151 | 0 | 598.5334 | 0.00015247 | 596.5212 | 0.025139 | 329.8151 | 0 | 842.0076 | 0.0010412 | 950.5593 | 0.12682 | 678.332 | 0.0030741 | 1099.3812 | 0.0018592 | 1082.985 | 0.01213 | 1227 | 0.37949 | 1664 | 0.0012994 | 1031.4117 | 0 | 1031.4053 | 0.0032055
| 596.68 | 0.025629 | 330.0276 | 0 | 330.0276 | 0 | 595.7557 | 0.00017392 | 330.0276 | 0 | 598.6916 | 0.00019086 | 596.68 | 0.024265 | 330.0276 | 0 | 842.0781 | 0.0017532 | 950.8017 | 0.12886 | 678.473 | 0.0027074 | 1099.4404 | 0.0018796 | 1083.1287 | 0.01191 | 1228 | 0.3963 | 1666 | 0.0012517 | 1031.4639 | 0 | 1031.4574 | 0.0032158
| 596.8388 | 0.016232 | 330.24 | 0 | 330.24 | 0 | 595.915 | 0 | 330.24 | 0 | 598.8499 | 0.00014479 | 596.8388 | 0.024592 | 330.24 | 0 | 842.1487 | 0.0014457 | 951.0442 | 0.12964 | 678.614 | 0.0065139 | 1099.4996 | 0.0019001 | 1083.2723 | 0.011652 | 1229 | 0.40063 | 1667 | 0.0012177 | 1031.516 | 0 | 1031.5095 | 0.0032444
| 596.9976 | 0.02328 | 330.4525 | 0 | 330.4525 | 0 | 596.0743 | 0.00017392 | 330.4525 | 0 | 599.0082 | 0.00017551 | 596.9976 | 0.023609 | 330.4525 | 0 | 842.2192 | 0.0014781 | 951.2866 | 0.13154 | 678.755 | 0.0049718 | 1099.5588 | 0.0019206 | 1083.4161 | 0.011377 | 1230 | 0.41439 | 1669 | 0.0011633 | 1031.5681 | 0 | 1031.5617 | 0.0032873
| 597.1564 | 0.019542 | 330.665 | 0 | 330.665 | 0 | 596.2337 | 0.00026087 | 330.665 | 0 | 599.1665 | 0.00020732 | 597.1564 | 0.024811 | 330.665 | 0 | 842.2899 | 0.0019505 | 951.5291 | 0.13281 | 678.896 | 0.0049442 | 1099.618 | 0.0019411 | 1083.5599 | 0.011108 | 1231 | 0.42046 | 1670 | 0.0010885 | 1031.6202 | 0 | 1031.6139 | 0.0033397
| 597.3152 | 0.015484 | 330.8776 | 0 | 330.8776 | 0 | 596.393 | 0.00017392 | 330.8776 | 0 | 599.3247 | 0.00017551 | 597.3152 | 0.024265 | 330.8776 | 0 | 842.3605 | 0.002046 | 951.7715 | 0.135 | 679.037 | 0.0027886 | 1099.6772 | 0.0019565 | 1083.7037 | 0.010865 | 1232 | 0.43756 | 1671 | 0.0010408 | 1031.6724 | 0 | 1031.666 | 0.0033953
| 597.474 | 0.02312 | 331.0901 | 0 | 331.0901 | 0 | 596.5524 | 0.00026087 | 331.0901 | 0 | 599.483 | 0.00018318 | 597.474 | 0.025139 | 331.0901 | 0 | 842.4311 | 0.0023854 | 952.014 | 0.13539 | 679.178 | 0.0041173 | 1099.7366 | 0.0019769 | 1083.8475 | 0.010657 | 1233 | 0.44516 | 1673 | 0.0010613 | 1031.7245 | 0 | 1031.7181 | 0.0034485
| 597.6328 | 0.025416 | 331.3027 | 0 | 331.3027 | 0 | 596.7117 | 0.00017392 | 331.3027 | 0 | 599.6413 | 0.00017002 | 597.6328 | 0.023499 | 331.3027 | 0 | 842.5017 | 0.0020879 | 952.2565 | 0.13817 | 679.32 | 0.0053392 | 1099.7958 | 0.0019974 | 1083.9915 | 0.010489 | 1234 | 0.45306 | 1674 | 0.0010272 | 1031.7766 | 0 | 1031.7703 | 0.0034946
| 597.7917 | 0.016926 | 331.5152 | 0 | 331.5152 | 0 | 596.8711 | 0.00078262 | 331.5152 | 0 | 599.7997 | 0.00018647 | 597.7917 | 0.02503 | 331.5152 | 0 | 842.5723 | 0.0015995 | 952.499 | 0.13845 | 679.461 | 0.0042568 | 1099.855 | 0.0020179 | 1084.1354 | 0.010364 | 1235 | 0.45963 | 1676 | 0.000932 | 1031.8289 | 0 | 1031.8224 | 0.0035296
| 597.9505 | 0.026377 | 331.7278 | 0 | 331.7278 | 0 | 597.0305 | 0 | 331.7278 | 0 | 599.958 | 0.00016454 | 597.9505 | 0.023827 | 331.7278 | 0 | 842.643 | 0.0017585 | 952.7415 | 0.14043 | 679.602 | 0.0058378 | 1099.9143 | 0.0020384 | 1084.2794 | 0.010284 | 1236 | 0.47564 | 1677 | 0.0009184 | 1031.881 | 0 | 1031.8746 | 0.0035526
| 598.1094 | 0.023387 | 331.9404 | 0 | 331.9404 | 0 | 597.1898 | 0.00026087 | 331.9404 | 0 | 600.1163 | 0.00019415 | 598.1094 | 0.025358 | 331.9404 | 0 | 842.7137 | 0.0017637 | 952.984 | 0.1412 | 679.744 | 0.0059186 | 1099.9735 | 0.0020538 | 1084.4233 | 0.010254 | 1237 | 0.48269 | 1678 | 0.00089119 | 1031.9331 | 0 | 1031.9268 | 0.0035637
| 598.2682 | 0.028139 | 332.1531 | 0 | 332.1531 | 0 | 597.3492 | 0.00017392 | 332.1531 | 0 | 600.2746 | 0.00016563 | 598.2682 | 0.023937 | 332.1531 | 0 | 842.7844 | 0.0017582 | 953.2265 | 0.14367 | 679.885 | 0.0050746 | 1100.0328 | 0.0020743 | 1084.5674 | 0.01028 | 1238 | 0.49203 | 1680 | 0.00093881 | 1031.9853 | 0 | 1031.9789 | 0.0035637
| 598.4271 | 0.021411 | 332.3657 | 0 | 332.3657 | 0 | 597.5086 | 0.00078262 | 332.3657 | 0 | 600.433 | 0.00021719 | 598.4271 | 0.024483 | 332.3657 | 0 | 842.855 | 0.0017688 | 953.469 | 0.14363 | 680.027 | 0.0052962 | 1100.092 | 0.0020896 | 1084.7115 | 0.010362 | 1239 | 0.50335 | 1681 | 0.00098643 | 1032.0375 | 0 | 1032.0311 | 0.0035566
| 598.5859 | 0.01762 | 332.5784 | 0 | 332.5784 | 0 | 597.668 | 0 | 332.5784 | 0 | 600.5914 | 0.00015905 | 598.5859 | 0.023172 | 332.5784 | 0 | 842.9257 | 0.001477 | 953.7115 | 0.14617 | 680.169 | 0.0027759 | 1100.1514 | 0.0021101 | 1084.8556 | 0.010495 | 1240 | 0.51186 | 1683 | 0.0010204 | 1032.0896 | 0 | 1032.0832 | 0.0035431
| 598.7448 | 0.021678 | 332.791 | 0 | 332.791 | 0 | 597.8274 | 0 | 332.791 | 0 | 600.7497 | 0.00019854 | 598.7448 | 0.023609 | 332.791 | 0 | 842.9965 | 0.0014416 | 953.954 | 0.14772 | 680.31 | 0.0063321 | 1100.2106 | 0.0021255 | 1084.9998 | 0.010664 | 1241 | 0.52832 | 1684 | 0.0010885 | 1032.1418 | 0 | 1032.1355 | 0.003528
| 598.9037 | 0.02344 | 333.0037 | 0 | 333.0037 | 0 | 597.9868 | 0 | 333.0037 | 0 | 600.9081 | 0.00012505 | 598.9037 | 0.022953 | 333.0037 | 0 | 843.0671 | 0.0020315 | 954.1966 | 0.14945 | 680.452 | 0.0045892 | 1100.2699 | 0.002146 | 1085.1439 | 0.010842 | 1242 | 0.53707 | 1685 | 0.0010408 | 1032.1941 | 0 | 1032.1876 | 0.0035137
| 599.0626 | 0.018955 | 333.2164 | 0 | 333.2164 | 0 | 598.1463 | 0.00026087 | 333.2164 | 0 | 601.0665 | 0.00026326 | 599.0626 | 0.024155 | 333.2164 | 0 | 843.1379 | 0.0024361 | 954.4391 | 0.15065 | 680.594 | 0.0043491 | 1100.3292 | 0.0021613 | 1085.2882 | 0.011003 | 1243 | 0.54861 | 1687 | 0.00099323 | 1032.2462 | 0 | 1032.2399 | 0.0035018
| 599.2215 | 0.027711 | 333.4292 | 0 | 333.4292 | 0 | 598.3057 | 0 | 333.4292 | 0 | 601.2249 | 0.0001053 | 599.2215 | 0.023937 | 333.4291 | 0 | 843.2086 | 0.0017718 | 954.6817 | 0.15223 | 680.736 | 0.0039007 | 1100.3884 | 0.0021767 | 1085.4325 | 0.011119 | 1244 | 0.55989 | 1688 | 0.0010272 | 1032.2985 | 0 | 1032.292 | 0.0034954
| 599.3804 | 0.018795 | 333.6419 | 0 | 333.6419 | 0 | 598.4651 | 0.00078262 | 333.6419 | 0 | 601.3833 | 0.00023145 | 599.3804 | 0.024374 | 333.6419 | 0 | 843.2794 | 0.0014556 | 954.9242 | 0.1529 | 680.878 | 0.0046117 | 1100.4478 | 0.0021972 | 1085.5768 | 0.011175 | 1245 | 0.57186 | 1690 | 0.0010204 | 1032.3506 | 0 | 1032.3442 | 0.003497
| 599.5393 | 0.019596 | 333.8546 | 0 | 333.8546 | 0 | 598.6245 | 0 | 333.8546 | 0 | 601.5417 | 0.00013163 | 599.5393 | 0.022734 | 333.8546 | 0 | 843.3502 | 0.0016428 | 955.1668 | 0.15523 | 681.02 | 0.0044003 | 1100.5071 | 0.0022125 | 1085.7212 | 0.011172 | 1246 | 0.58376 | 1691 | 0.0010068 | 1032.4028 | 0 | 1032.3965 | 0.0035089
| 599.6982 | 0.014737 | 334.0674 | 0 | 334.0674 | 0 | 598.784 | 0.00078262 | 334.0674 | 0 | 601.7001 | 0.00020841 | 599.6982 | 0.02339 | 334.0674 | 0 | 843.421 | 0.0020476 | 955.4093 | 0.15657 | 681.162 | 0.0037842 | 1100.5664 | 0.0022279 | 1085.8656 | 0.011127 | 1247 | 0.59786 | 1693 | 0.00095241 | 1032.4551 | 0 | 1032.4487 | 0.003532
| 599.8572 | 0.027124 | 334.2802 | 0 | 334.2802 | 0 | 598.9434 | 0.00017392 | 334.2802 | 0 | 601.8585 | 0.0001777 | 599.8572 | 0.023281 | 334.2802 | 0 | 843.4918 | 0.0019742 | 955.6519 | 0.15932 | 681.304 | 0.0039296 | 1100.6257 | 0.0022433 | 1086.01 | 0.011068 | 1248 | 0.61253 | 1694 | 0.00087078 | 1032.5073 | 0 | 1032.5008 | 0.0035653
| 600.0161 | 0.013989 | 334.493 | 0 | 334.493 | 0 | 599.1029 | 0.00026087 | 334.493 | 0 | 602.017 | 0.00017002 | 600.0161 | 0.02503 | 334.493 | 0 | 843.5626 | 0.0020025 | 955.8945 | 0.15995 | 681.446 | 0.0032394 | 1100.6851 | 0.0022535 | 1086.1544 | 0.011024 | 1249 | 0.62092 | 1695 | 0.0011225 | 1032.5596 | 0 | 1032.5531 | 0.0036074
| 600.175 | 0.026857 | 334.7058 | 0 | 334.7058 | 0 | 599.2623 | 0.00017392 | 334.7058 | 0 | 602.1754 | 0.00015137 | 600.175 | 0.024265 | 334.7058 | 0 | 843.6334 | 0.0019096 | 956.1371 | 0.16207 | 681.588 | 0.0043334 | 1100.7444 | 0.0022689 | 1086.299 | 0.011019 | 1250 | 0.63709 | 1697 | 0.0012041 | 1032.6118 | 0 | 1032.6054 | 0.0036543
| 600.334 | 0.027605 | 334.9187 | 0 | 334.9187 | 0 | 599.4218 | 0 | 334.9187 | 0 | 602.3339 | 0.00022706 | 600.334 | 0.025576 | 334.9187 | 0 | 843.7042 | 0.0018211 | 956.3797 | 0.16387 | 681.73 | 0.0034559 | 1100.8038 | 0.0022842 | 1086.4435 | 0.011064 | 1251 | 0.65169 | 1698 | 0.00089119 | 1032.6639 | 0 | 1032.6576 | 0.003702
| 600.4929 | 0.025736 | 335.1315 | 0 | 335.1315 | 0 | 599.5813 | 0.00017392 | 335.1315 | 0 | 602.4923 | 0.00013382 | 600.4929 | 0.024483 | 335.1315 | 0 | 843.775 | 0.001378 | 956.6223 | 0.16721 | 681.873 | 0.003717 | 1100.8632 | 0.0022996 | 1086.588 | 0.011151 | 1252 | 0.66759 | 1700 | 0.00080275 | 1032.7162 | 0 | 1032.7098 | 0.0037472
| 600.6519 | 0.018314 | 335.3444 | 0 | 335.3444 | 0 | 599.7408 | 0.00078262 | 335.3444 | 0 | 602.6508 | 0.00023254 | 600.6519 | 0.025576 | 335.3444 | 0 | 843.8459 | 0.002215 | 956.8649 | 0.16778 | 682.015 | 0.0048336 | 1100.9225 | 0.0023099 | 1086.7327 | 0.011263 | 1253 | 0.68085 |  |  | 1032.7686 | 0 | 1032.7621 | 0.0037846
| 600.8109 | 0.015484 | 335.5573 | 0 | 335.5573 | 0 | 599.9003 | 0.00017392 | 335.5573 | 0 | 602.8093 | 0.00016234 | 600.8109 | 0.023718 | 335.5573 | 0 | 843.9167 | 0.0024064 | 957.1075 | 0.17035 | 682.157 | 0.0038474 | 1100.9818 | 0.0023252 | 1086.8773 | 0.011377 | 1254 | 0.691 |  |  | 1032.8208 | 0 | 1032.8143 | 0.0038116
| 600.9698 | 0.019702 | 335.7702 | 0 | 335.7702 | 0 | 600.0598 | 0.00026087 | 335.7702 | 0 | 602.9678 | 0.00018538 | 600.9698 | 0.024592 | 335.7702 | 0 | 843.9877 | 0.0017137 | 957.3501 | 0.17148 | 682.3 | 0.0042047 | 1101.0413 | 0.0023355 | 1087.0221 | 0.011469 | 1255 | 0.71121 |  |  | 1032.873 | 0 | 1032.8666 | 0.0038259
| 601.1288 | 0.027872 | 335.9831 | 0 | 335.9831 | 0 | 600.2193 | 0 | 335.9831 | 0 | 603.1263 | 0.000249 | 601.1288 | 0.023281 | 335.9831 | 0 | 844.0585 | 0.0016811 | 957.5927 | 0.17402 | 682.443 | 0.0052832 | 1101.1006 | 0.0023508 | 1087.1667 | 0.011524 | 1256 | 0.72186 |  |  | 1032.9253 | 0 | 1032.9188 | 0.0038251
| 601.2878 | 0.019062 | 336.196 | 0 | 336.196 | 0 | 600.3788 | 0 | 336.196 | 0 | 603.2848 | 0.00012724 | 601.2878 | 0.024046 | 336.196 | 0 | 844.1295 | 0.0025057 | 957.8354 | 0.17451 | 682.585 | 0.0031676 | 1101.16 | 0.0023611 | 1087.3115 | 0.011534 | 1257 | 0.74405 |  |  | 1032.9775 | 0 | 1032.9712 | 0.0038076
| 601.4468 | 0.022052 | 336.409 | 0 | 336.409 | 0 | 600.5383 | 0 | 336.409 | 0 | 603.4433 | 0.00024351 | 601.4468 | 0.022625 | 336.409 | 0 | 844.2003 | 0.0024129 | 958.078 | 0.17648 | 682.728 | 0.0037833 | 1101.2194 | 0.0023713 | 1087.4564 | 0.011505 | 1258 | 0.75067 |  |  | 1033.0298 | 0 | 1033.0234 | 0.0037735
| 601.6059 | 0.022159 | 336.6219 | 0 | 336.6219 | 0 | 600.6978 | 0.00026087 | 336.6219 | 0 | 603.6018 | 0.00014808 | 601.6059 | 0.023609 | 336.6219 | 0 | 844.2712 | 0.0018584 | 958.3207 | 0.1787 | 682.871 | 0.0037204 | 1101.2788 | 0.0023816 | 1087.6012 | 0.011446 | 1259 | 0.76412 |  |  | 1033.0821 | 0 | 1033.0757 | 0.0037258
| 601.7649 | 0.025042 | 336.8349 | 0 | 336.8349 | 0 | 600.8573 | 0 | 336.8349 | 0 | 603.7604 | 0.00025339 | 601.7649 | 0.022844 | 336.8349 | 0 | 844.3422 | 0.0018765 | 958.5633 | 0.18057 | 683.013 | 0.0027354 | 1101.3381 | 0.0023918 | 1087.7461 | 0.011368 | 1260 | 0.77395 |  |  | 1033.1344 | 0 | 1033.1281 | 0.003667
| 601.9239 | 0.014203 | 337.0479 | 0 | 337.0479 | 0 | 601.0169 | 0.00026087 | 337.0479 | 0 | 603.9189 | 0.0001426 | 601.9239 | 0.023937 | 337.0479 | 0 | 844.4131 | 0.0015379 | 958.806 | 0.18167 | 683.156 | 0.0047994 | 1101.3976 | 0.002402 | 1087.891 | 0.011278 | 1261 | 0.7897 |  |  | 1033.1867 | 0 | 1033.1803 | 0.0036035
| 602.0829 | 0.022052 | 337.2609 | 0 | 337.2609 | 0 | 601.1764 | 0.00017392 | 337.2609 | 0 | 604.0775 | 0.00021719 | 602.0829 | 0.022844 | 337.2609 | 0 | 844.4841 | 0.0010844 | 959.0486 | 0.18515 | 683.299 | 0.0046469 | 1101.457 | 0.0024123 | 1088.036 | 0.011176 | 1262 | 0.80806 |  |  | 1033.239 | 0 | 1033.2325 | 0.0035407
| 602.242 | 0.024241 | 337.4739 | 0 | 337.4739 | 0 | 601.336 | 0.00026087 | 337.4739 | 0 | 604.236 | 0.00012614 | 602.242 | 0.023499 | 337.4739 | 0 | 844.5551 | 0.0022006 | 959.2913 | 0.18656 | 683.442 | 0.0041143 | 1101.5165 | 0.0024225 | 1088.181 | 0.011059 | 1263 | 0.82285 |  |  | 1033.2913 | 0 | 1033.2849 | 0.0034867
| 602.401 | 0.0354 | 337.687 | 0 | 337.687 | 0 | 601.4955 | 0.0012174 | 337.687 | 0 | 604.3946 | 0.00025997 | 602.401 | 0.022297 | 337.687 | 0 | 844.626 | 0.0019137 | 959.534 | 0.18815 | 683.585 | 0.0058266 | 1101.5758 | 0.0024328 | 1088.3261 | 0.010924 | 1264 | 0.82841 |  |  | 1033.3436 | 0 | 1033.3372 | 0.0034462
| 602.5601 | 0.01164 | 337.9 | 0 | 337.9 | 0 | 601.6551 | 0 | 337.9 | 0 | 604.5532 | 0.0001075 | 602.5601 | 0.024046 | 337.9 | 0 | 844.697 | 0.0018391 | 959.7767 | 0.18882 | 683.728 | 0.0030375 | 1101.6353 | 0.002443 | 1088.4712 | 0.010771 | 1265 | 0.85437 |  |  | 1033.3959 | 0 | 1033.3895 | 0.0034239
| 602.7191 | 0.025789 | 338.1131 | 0 | 338.1131 | 0 | 601.8146 | 0.00017392 | 338.1131 | 0 | 604.7118 | 0.00024242 | 602.7191 | 0.023281 | 338.1131 | 0 | 844.768 | 0.0021756 | 960.0194 | 0.19069 | 683.872 | 0.0031321 | 1101.6947 | 0.0024533 | 1088.6162 | 0.010607 | 1266 | 0.86197 |  |  | 1033.4482 | 0 | 1033.4418 | 0.0034215
| 602.8782 | 0.025896 | 338.3262 | 0 | 338.3262 | 0 | 601.9742 | 0 | 338.3262 | 0 | 604.8704 | 0.00012834 | 602.8782 | 0.024483 | 338.3262 | 0 | 844.8391 | 0.001689 | 960.2621 | 0.19252 | 684.015 | 0.0029287 | 1101.7541 | 0.0024584 | 1088.7615 | 0.010444 | 1267 | 0.87741 |  |  | 1033.5005 | 0 | 1033.4941 | 0.0034374
| 603.0373 | 0.035881 | 338.5393 | 0 | 338.5393 | 0 | 602.1338 | 0.00017392 | 338.5393 | 0 | 605.029 | 0.00021829 | 603.0373 | 0.022406 | 338.5393 | 0 | 844.9101 | 0.0016774 | 960.5048 | 0.19488 | 684.158 | 0.0043525 | 1101.8136 | 0.0024686 | 1088.9066 | 0.010294 | 1268 | 0.88858 |  |  | 1033.5529 | 0 | 1033.5465 | 0.00347
| 603.1963 | 0.018581 | 338.7524 | 0 | 338.7524 | 0 | 602.2934 | 0 | 338.7524 | 0 | 605.1876 | 0.00017221 | 603.1963 | 0.023718 | 338.7525 | 0 | 844.9811 | 0.0016022 | 960.7475 | 0.19541 | 684.301 | 0.004837 | 1101.873 | 0.0024789 | 1089.0519 | 0.010169 | 1269 | 0.90179 |  |  | 1033.6052 | 0 | 1033.5988 | 0.0035137
| 603.3554 | 0.028993 | 338.9656 | 0 | 338.9656 | 0 | 602.453 | 0 | 338.9656 | 0 | 605.3462 | 0.00019964 | 603.3554 | 0.022844 | 338.9656 | 0 | 845.0522 | 0.0021185 | 960.9902 | 0.19823 | 684.445 | 0.0037986 | 1101.9326 | 0.002484 | 1089.1971 | 0.010079 | 1270 | 0.923 |  |  | 1033.6576 | 0 | 1033.6511 | 0.0035661
| 603.5145 | 0.015858 | 339.1787 | 0 | 339.1787 | 0 | 602.6126 | 0 | 339.1787 | 0 | 605.5048 | 0.00016454 | 603.5145 | 0.024702 | 339.1787 | 0 | 845.1232 | 0.0015207 | 961.2329 | 0.19936 | 684.588 | 0.0030268 | 1101.9921 | 0.0024942 | 1089.3424 | 0.010034 | 1271 | 0.93832 |  |  | 1033.7098 | 0 | 1033.7035 | 0.0036217
| 603.6736 | 0.027711 | 339.3919 | 0 | 339.3919 | 0 | 602.7722 | 0.00017392 | 339.3919 | 0 | 605.6635 | 0.00022816 | 603.6736 | 0.023609 | 339.3919 | 0 | 845.1943 | 0.001703 | 961.4757 | 0.20154 | 684.732 | 0.0068777 | 1102.0515 | 0.0025045 | 1089.4878 | 0.010048 | 1272 | 0.95329 |  |  | 1033.7622 | 0 | 1033.7559 | 0.0036765
| 603.8328 | 0.018101 | 339.6051 | 0 | 339.6051 | 0 | 602.9318 | 0.00078262 | 339.6051 | 0 | 605.8221 | 0.00014479 | 603.8328 | 0.024702 | 339.6051 | 0 | 845.2655 | 0.0020213 | 961.7184 | 0.20313 | 684.875 | 0.0037597 | 1102.111 | 0.0025096 | 1089.6332 | 0.010132 | 1273 | 0.97382 |  |  | 1033.8146 | 0 | 1033.8082 | 0.003729
| 603.9919 | 0.021411 | 339.8183 | 0 | 339.8183 | 0 | 603.0914 | 0 | 339.8183 | 0 | 605.9808 | 0.00025558 | 603.9919 | 0.023062 | 339.8183 | 0 | 845.3366 | 0.0019019 | 961.9612 | 0.20553 | 685.019 | 0.0033823 | 1102.1705 | 0.0025198 | 1089.7787 | 0.010295 | 1274 | 0.98392 |  |  | 1033.8669 | 0 | 1033.8606 | 0.003775
| 604.151 | 0.017193 | 340.0315 | 0 | 340.0315 | 0 | 603.251 | 0.00026087 | 340.0315 | 0 | 606.1395 | 0.00013821 | 604.151 | 0.024483 | 340.0315 | 0 | 845.4077 | 0.0016959 | 962.2039 | 0.2074 | 685.163 | 0.0031465 | 1102.23 | 0.002525 | 1089.9241 | 0.010532 | 1275 | 1.0032 |  |  | 1033.9193 | 0 | 1033.913 | 0.0038148
| 604.3101 | 0.025416 | 340.2448 | 0 | 340.2448 | 0 | 603.4107 | 0 | 340.2448 | 0 | 606.2981 | 0.00023913 | 604.3101 | 0.023062 | 340.2448 | 0 | 845.4788 | 0.0019726 | 962.4467 | 0.20979 | 685.306 | 0.0030208 | 1102.2895 | 0.0025352 | 1090.0696 | 0.010828 | 1276 | 1.012 |  |  | 1033.9717 | 0 | 1033.9653 | 0.0038458
| 604.4693 | 0.021197 | 340.458 | 0 | 340.458 | 0 | 603.5703 | 0.00026087 | 340.458 | 0 | 606.4568 | 0.00016783 | 604.4693 | 0.024702 | 340.458 | 0 | 845.5499 | 0.0022368 | 962.6894 | 0.21117 | 685.45 | 0.0051486 | 1102.349 | 0.0025454 | 1090.2152 | 0.011153 | 1277 | 1.0309 |  |  | 1034.024 | 0 | 1034.0177 | 0.0038664
| 604.6284 | 0.029473 | 340.6713 | 0 | 340.6713 | 0 | 603.7299 | 0 | 340.6713 | 0 | 606.6155 | 0.00018867 | 604.6284 | 0.022844 | 340.6713 | 0 | 845.621 | 0.0021997 | 962.9322 | 0.21385 | 685.594 | 0.0023449 | 1102.4086 | 0.0025506 | 1090.3607 | 0.011474 | 1278 | 1.0428 |  |  | 1034.0764 | 0 | 1034.0701 | 0.0038767
| 604.7876 | 0.023921 | 340.8846 | 0 | 340.8846 | 0 | 603.8896 | 0.00026087 | 340.8846 | 0 | 606.7742 | 0.00019964 | 604.7876 | 0.023172 | 340.8846 | 0 | 845.6922 | 0.001665 | 963.175 | 0.21508 | 685.738 | 0.0036787 | 1102.468 | 0.0025608 | 1090.5063 | 0.01176 | 1279 | 1.0567 |  |  | 1034.1289 | 0 | 1034.1224 | 0.0038767
| 604.9467 | 0.033798 | 341.0979 | 0 | 341.0979 | 0 | 604.0492 | 0 | 341.0979 | 0 | 606.9329 | 0.0001777 | 604.9467 | 0.02186 | 341.0979 | 0 | 845.7635 | 0.0019299 | 963.4178 | 0.21751 | 685.882 | 0.0041995 | 1102.5276 | 0.0025711 | 1090.6521 | 0.011991 | 1280 | 1.0653 |  |  | 1034.1813 | 0 | 1034.1748 | 0.003868
| 605.1059 | 0.016926 | 341.3112 | 0 | 341.3112 | 0 | 604.2089 | 0.00078262 | 341.3112 | 0 | 607.0916 | 0.00021061 | 605.1059 | 0.023062 | 341.3112 | 0 | 845.8346 | 0.0018841 | 963.6606 | 0.21889 | 686.026 | 0.0044256 | 1102.5872 | 0.0025762 | 1090.7977 | 0.012156 | 1281 | 1.0815 |  |  | 1034.2336 | 0 | 1034.2273 | 0.0038521
| 605.2651 | 0.031182 | 341.5246 | 0 | 341.5246 | 0 | 604.3686 | 0 | 341.5246 | 0 | 607.2504 | 0.00019196 | 605.2651 | 0.023281 | 341.5245 | 0 | 845.9058 | 0.0023132 | 963.9034 | 0.22164 | 686.17 | 0.0042816 | 1102.6467 | 0.0025864 | 1090.9435 | 0.01225 | 1282 | 1.0915 |  |  | 1034.286 | 0 | 1034.2797 | 0.0038322
| 605.4243 | 0.021945 | 341.7379 | 0 | 341.7379 | 0 | 604.5282 | 0.00078262 | 341.7379 | 0 | 607.4091 | 0.00019306 | 605.4243 | 0.024265 | 341.7379 | 0 | 845.977 | 0.0023831 | 964.1462 | 0.22308 | 686.315 | 0.0026129 | 1102.7062 | 0.0025967 | 1091.0892 | 0.012271 | 1283 | 1.099 |  |  | 1034.3385 | 0 | 1034.332 | 0.0038108
| 605.5835 | 0.029847 | 341.9513 | 0 | 341.9513 | 0 | 604.6879 | 0 | 341.9513 | 0 | 607.5679 | 0.0001777 | 605.5835 | 0.02339 | 341.9513 | 0 | 846.0482 | 0.0019231 | 964.389 | 0.22629 | 686.459 | 0.0054366 | 1102.7658 | 0.0026069 | 1091.2351 | 0.012217 | 1284 | 1.1161 |  |  | 1034.3909 | 0 | 1034.3845 | 0.0037878
| 605.7427 | 0.019062 | 342.1647 | 0 | 342.1647 | 0 | 604.8476 | 0.00026087 | 342.1647 | 0 | 607.7266 | 0.00018209 | 605.7427 | 0.023609 | 342.1646 | 0 | 846.1194 | 0.0017096 | 964.6318 | 0.22678 | 686.603 | 0.0042498 | 1102.8253 | 0.0026172 | 1091.381 | 0.012089 | 1285 | 1.127 |  |  | 1034.4432 | 0 | 1034.4369 | 0.0037655
| 605.9019 | 0.027391 | 342.3781 | 0 | 342.3781 | 0 | 605.0073 | 0.00017392 | 342.3781 | 0 | 607.8854 | 0.00022816 | 605.9019 | 0.022188 | 342.378 | 0 | 846.1906 | 0.0015619 | 964.8746 | 0.23031 | 686.747 | 0.003351 | 1102.8849 | 0.0026274 | 1091.5269 | 0.01189 | 1286 | 1.1292 |  |  | 1034.4957 | 0 | 1034.4893 | 0.0037417
| 606.0611 | 0.019542 | 342.5915 | 0 | 342.5915 | 0 | 605.167 | 0.0013044 | 342.5915 | 0 | 608.0441 | 0.00015466 | 606.0611 | 0.02339 | 342.5915 | 0 | 846.2619 | 0.0020157 | 965.1174 | 0.23228 | 686.892 | 0.0034645 | 1102.9445 | 0.0026376 | 1091.6729 | 0.011629 | 1287 | 1.1337 |  |  | 1034.5481 | 0 | 1034.5418 | 0.0037171
| 606.2203 | 0.021144 | 342.8049 | 0 | 342.8049 | 0 | 605.3267 | 0 | 342.8049 | 0 | 608.2029 | 0.0002501 | 606.2203 | 0.022188 | 342.8049 | 0 | 846.3332 | 0.0025098 | 965.3603 | 0.23485 | 687.036 | 0.0032488 | 1103.004 | 0.0026479 | 1091.8187 | 0.011317 | 1288 | 1.1484 |  |  | 1034.6006 | 0 | 1034.5941 | 0.0036924
| 606.3795 | 0.024294 | 343.0183 | 0 | 343.0183 | 0 | 605.4864 | 0.00078262 | 343.0183 | 0 | 608.3617 | 0.00011298 | 606.3795 | 0.023827 | 343.0183 | 0 | 846.4045 | 0.0025426 | 965.6031 | 0.23616 | 687.181 | 0.003956 | 1103.0637 | 0.0026581 | 1091.9648 | 0.010973 | 1289 | 1.1511 |  |  | 1034.6529 | 0 | 1034.6466 | 0.0036678
| 606.5388 | 0.01495 | 343.2318 | 0 | 343.2318 | 0 | 605.6461 | 0.00017392 | 343.2318 | 0 | 608.5205 | 0.00026436 | 606.5388 | 0.022188 | 343.2318 | 0 | 846.4758 | 0.0020668 | 965.846 | 0.23873 | 687.326 | 0.0031721 | 1103.1233 | 0.0026684 | 1092.1108 | 0.010616 | 1290 | 1.1573 |  |  | 1034.7054 | 0 | 1034.6991 | 0.0036464
| 606.698 | 0.025042 | 343.4453 | 0 | 343.4453 | 0 | 605.8059 | 0.00078262 | 343.4453 | 0 | 608.6793 | 0.00011298 | 606.698 | 0.024374 | 343.4453 | 0 | 846.5471 | 0.0011361 | 966.0888 | 0.24085 | 687.47 | 0.0044692 | 1103.1829 | 0.0026786 | 1092.257 | 0.010272 | 1291 | 1.1587 |  |  | 1034.7579 | 0 | 1034.7515 | 0.0036305
| 606.8573 | 0.030435 | 343.6588 | 0 | 343.6588 | 0 | 605.9656 | 0 | 343.6588 | 0 | 608.8381 | 0.00027094 | 606.8573 | 0.022406 | 343.6588 | 0 | 846.6185 | 0.001451 | 966.3317 | 0.24293 | 687.615 | 0.0046899 | 1103.2424 | 0.002694 | 1092.4031 | 0.0099685 | 1292 | 1.1649 |  |  | 1034.8104 | 0 | 1034.804 | 0.0036217
| 607.0165 | 0.016606 | 343.8723 | 0 | 343.8723 | 0 | 606.1253 | 0 | 343.8723 | 0 | 608.997 | 9.3237e-05 | 607.0165 | 0.024483 | 343.8723 | 0 | 846.6897 | 0.0018121 | 966.5746 | 0.24479 | 687.76 | 0.0030416 | 1103.3021 | 0.0027042 | 1092.5492 | 0.0097352 | 1293 | 1.1691 |  |  | 1034.8628 | 0 | 1034.8564 | 0.0036201
| 607.1758 | 0.025896 | 344.0858 | 0 | 344.0858 | 0 | 606.2851 | 0 | 344.0858 | 0 | 609.1558 | 0.00025448 | 607.1758 | 0.02186 | 344.0858 | 0 | 846.761 | 0.0021142 | 966.8175 | 0.24758 | 687.905 | 0.0017842 | 1103.3617 | 0.0027196 | 1092.6954 | 0.009597 | 1294 | 1.1783 |  |  | 1034.9153 | 0 | 1034.9089 | 0.0036241
| 607.3351 | 0.020824 | 344.2994 | 0 | 344.2994 | 0 | 606.4448 | 0.00026087 | 344.2994 | 0 | 609.3146 | 0.00018428 | 607.3351 | 0.022953 | 344.2994 | 0 | 846.8324 | 0.0022061 | 967.0603 | 0.25012 | 688.05 | 0.0032782 | 1103.4214 | 0.0027349 | 1092.8417 | 0.009567 | 1295 | 1.1851 |  |  | 1034.9678 | 0 | 1034.9614 | 0.0036328
| 607.4944 | 0.016819 | 344.5129 | 0 | 344.5129 | 0 | 606.6046 | 0 | 344.5129 | 0 | 609.4735 | 0.00018538 | 607.4944 | 0.021204 | 344.5129 | 0 | 846.9039 | 0.0023178 | 967.3032 | 0.25205 | 688.195 | 0.0041343 | 1103.481 | 0.0027452 | 1092.988 | 0.0096401 | 1296 | 1.1872 |  |  | 1035.0203 | 0 | 1035.0138 | 0.0036432
| 607.6536 | 0.02328 | 344.7265 | 0 | 344.7265 | 0 | 606.7644 | 0.0013044 | 344.7265 | 0 | 609.6323 | 0.00023145 | 607.6536 | 0.022625 | 344.7265 | 0 | 846.9752 | 0.0015056 | 967.5461 | 0.25329 | 688.34 | 0.0033139 | 1103.5406 | 0.0027606 | 1093.1343 | 0.0097913 | 1297 | 1.1889 |  |  | 1035.0728 | 0 | 1035.0663 | 0.0036543
| 607.8129 | 0.02376 | 344.9401 | 0 | 344.9401 | 0 | 606.9241 | 0 | 344.9401 | 0 | 609.7912 | 0.00011627 | 607.8129 | 0.021532 | 344.9401 | 0 | 847.0466 | 0.0013508 | 967.789 | 0.2559 | 688.485 | 0.0044852 | 1103.6002 | 0.0027759 | 1093.2806 | 0.0099794 | 1298 | 1.1864 |  |  | 1035.1252 | 0 | 1035.1188 | 0.0036654
| 607.9723 | 0.018207 | 345.1537 | 0 | 345.1537 | 0 | 607.0839 | 0.00026087 | 345.1537 | 0 | 609.9501 | 0.0002479 | 607.9723 | 0.022734 | 345.1537 | 0 | 847.118 | 0.0015989 | 968.0319 | 0.25759 | 688.63 | 0.0031435 | 1103.6599 | 0.0027913 | 1093.4271 | 0.010157 | 1299 | 1.1843 |  |  | 1035.1777 | 0 | 1035.1713 | 0.0036773
| 608.1316 | 0.02328 | 345.3673 | 0 | 345.3673 | 0 | 607.2437 | 0.00017392 | 345.3673 | 0 | 610.109 | 0.00020512 | 608.1316 | 0.020658 | 345.3673 | 0 | 847.1894 | 0.0015811 | 968.2749 | 0.26016 | 688.775 | 0.0045644 | 1103.7196 | 0.0028067 | 1093.5735 | 0.01028 | 1300 | 1.1816 |  |  | 1035.2302 | 0 | 1035.2238 | 0.00369
| 608.2909 | 0.01463 | 345.581 | 0 | 345.581 | 0 | 607.4035 | 0.00026087 | 345.581 | 0 | 610.2679 | 0.00019415 | 608.2909 | 0.021751 | 345.581 | 0 | 847.2608 | 0.0014122 | 968.5178 | 0.26111 | 688.92 | 0.0054726 | 1103.7793 | 0.0028271 | 1093.72 | 0.01032 | 1301 | 1.1786 |  |  | 1035.2827 | 0 | 1035.2764 | 0.0037036
| 608.4502 | 0.019702 | 345.7946 | 0 | 345.7946 | 0 | 607.5633 | 0 | 345.7946 | 0 | 610.4268 | 0.00023035 | 608.4502 | 0.019783 | 345.7946 | 0 | 847.3322 | 0.0015024 | 968.7607 | 0.26362 | 689.066 | 0.0042684 | 1103.8389 | 0.0028425 | 1093.8666 | 0.010268 | 1302 | 1.1781 |  |  | 1035.3352 | 0 | 1035.3289 | 0.0037186
| 608.6095 | 0.023654 | 346.0083 | 0 | 346.0083 | 0 | 607.7231 | 0.00026087 | 346.0083 | 0 | 610.5857 | 0.00015576 | 608.6095 | 0.02186 | 346.0083 | 0 | 847.4037 | 0.0021684 | 969.0036 | 0.26534 | 689.211 | 0.0025759 | 1103.8986 | 0.002863 | 1094.0131 | 0.010138 | 1303 | 1.1755 |  |  | 1035.3877 | 0 | 1035.3814 | 0.0037329
| 608.7689 | 0.026163 | 346.222 | 0 | 346.222 | 0 | 607.8829 | 0.00017392 | 346.222 | 0 | 610.7446 | 0.00021829 | 608.7689 | 0.02186 | 346.222 | 0 | 847.4752 | 0.0022435 | 969.2466 | 0.26756 | 689.357 | 0.0041456 | 1103.9582 | 0.0028835 | 1094.1597 | 0.0099583 | 1304 | 1.1649 |  |  | 1035.4403 | 0 | 1035.4338 | 0.0037465
| 608.9282 | 0.028459 | 346.4357 | 0 | 346.4357 | 0 | 608.0427 | 0.0013044 | 346.4357 | 0 | 610.9035 | 0.00024132 | 608.9282 | 0.023499 | 346.4357 | 0 | 847.5466 | 0.0023442 | 969.4895 | 0.27003 | 689.502 | 0.0050825 | 1104.0179 | 0.0028988 | 1094.3064 | 0.0097689 | 1305 | 1.1567 |  |  | 1035.4928 | 0 | 1035.4863 | 0.0037576
| 609.0876 | 0.027498 | 346.6494 | 0 | 346.6494 | 0 | 608.2025 | 0.00017392 | 346.6494 | 0 | 611.0625 | 0.00011298 | 609.0876 | 0.022406 | 346.6494 | 0 | 847.6181 | 0.0015841 | 969.7325 | 0.27229 | 689.648 | 0.003284 | 1104.0776 | 0.0029193 | 1094.453 | 0.0096085 | 1306 | 1.1417 |  |  | 1035.5453 | 0 | 1035.5389 | 0.0037679
| 609.2469 | 0.025629 | 346.8632 | 0 | 346.8632 | 0 | 608.3623 | 0 | 346.8632 | 0 | 611.2214 | 0.00032469 | 609.2469 | 0.023172 | 346.8632 | 0 | 847.6896 | 0.0022676 | 969.9755 | 0.27341 | 689.793 | 0.0040527 | 1104.1373 | 0.0029398 | 1094.5997 | 0.009507 | 1307 | 1.1301 |  |  | 1035.5979 | 0 | 1035.5914 | 0.0037774
| 609.4063 | 0.029954 | 347.0769 | 0 | 347.0769 | 0 | 608.5222 | 0.00069566 | 347.0769 | 0 | 611.3804 | 6.1427e-05 | 609.4063 | 0.021969 | 347.0769 | 0 | 847.7612 | 0.002686 | 970.2184 | 0.27641 | 689.939 | 0.0051089 | 1104.1971 | 0.0029654 | 1094.7466 | 0.0094799 | 1308 | 1.1099 |  |  | 1035.6504 | 0 | 1035.644 | 0.0037878
| 609.5657 | 0.026964 | 347.2907 | 0 | 347.2907 | 0 | 608.682 | 0.00078262 | 347.2907 | 0 | 611.5394 | 0.00033895 | 609.5657 | 0.023062 | 347.2907 | 0 | 847.8326 | 0.0019005 | 970.4614 | 0.27683 | 690.085 | 0.0058375 | 1104.2568 | 0.0029859 | 1094.8933 | 0.0095268 | 1309 | 1.0984 |  |  | 1035.703 | 0 | 1035.6965 | 0.0038005
| 609.7251 | 0.033211 | 347.5045 | 0 | 347.5045 | 0 | 608.8419 | 0.00017392 | 347.5045 | 0 | 611.6983 | 9.214e-05 | 609.7251 | 0.021204 | 347.5045 | 0 | 847.9042 | 0.0017836 | 970.7044 | 0.27891 | 690.231 | 0.0019309 | 1104.3165 | 0.0030064 | 1095.0402 | 0.0096347 | 1310 | 1.0854 |  |  | 1035.7555 | 0 | 1035.7492 | 0.0038164
| 609.8845 | 0.018795 | 347.7183 | 0 | 347.7183 | 0 | 609.0017 | 0.00026087 | 347.7183 | 0 | 611.8573 | 0.00025887 | 609.8845 | 0.021969 | 347.7183 | 0 | 847.9758 | 0.0020896 | 970.9474 | 0.28078 | 690.377 | 0.0029346 | 1104.3762 | 0.003032 | 1095.187 | 0.0097842 | 1311 | 1.072 |  |  | 1035.8081 | 0 | 1035.8016 | 0.0038378
| 610.0438 | 0.021037 | 347.9321 | 0 | 347.9321 | 0 | 609.1616 | 0 | 347.9321 | 0 | 612.0163 | 0.00016015 | 610.0438 | 0.019893 | 347.9321 | 0 | 848.0473 | 0.0015686 | 971.1904 | 0.28367 | 690.523 | 0.0031808 | 1104.436 | 0.0030525 | 1095.334 | 0.0099562 | 1312 | 1.0571 |  |  | 1035.8606 | 0 | 1035.8543 | 0.0038648
| 610.2033 | 0.020824 | 348.1459 | 0 | 348.1459 | 0 | 609.3214 | 0.00026087 | 348.1459 | 0 | 612.1753 | 0.00026655 | 610.2033 | 0.020767 | 348.1459 | 0 | 848.1189 | 0.0013783 | 971.4334 | 0.28455 | 690.669 | 0.0043024 | 1104.4957 | 0.0030781 | 1095.481 | 0.010135 | 1313 | 1.041 |  |  | 1035.9132 | 0 | 1035.9067 | 0.0038974
| 610.3627 | 0.028886 | 348.3598 | 0 | 348.3598 | 0 | 609.4813 | 0.00017392 | 348.3598 | 0 | 612.3343 | 0.00015466 | 610.3627 | 0.019346 | 348.3598 | 0 | 848.1905 | 0.0011113 | 971.6764 | 0.28653 | 690.815 | 0.0063712 | 1104.5555 | 0.0031037 | 1095.6279 | 0.010312 | 1314 | 1.018 |  |  | 1035.9657 | 0 | 1035.9594 | 0.0039347
| 610.5221 | 0.018101 | 348.5736 | 0 | 348.5736 | 0 | 609.6412 | 0.00078262 | 348.5736 | 0 | 612.4933 | 0.00026106 | 610.5221 | 0.020986 | 348.5736 | 0 | 848.262 | 0.0015829 | 971.9194 | 0.28808 | 690.961 | 0.0038796 | 1104.6152 | 0.0031293 | 1095.7749 | 0.010478 | 1315 | 1.0003 |  |  | 1036.0183 | 0 | 1036.012 | 0.0039752
| 610.6815 | 0.02926 | 348.7875 | 0 | 348.7875 | 0 | 609.8011 | 0.00017392 | 348.7875 | 0 | 612.6523 | 0.00011188 | 610.6815 | 0.019783 | 348.7875 | 0 | 848.3336 | 0.0018726 | 972.1624 | 0.2909 | 691.107 | 0.0039726 | 1104.6751 | 0.0031549 | 1095.922 | 0.010626 | 1316 | 0.98305 |  |  | 1036.0709 | 0 | 1036.0646 | 0.0040142
| 610.8409 | 0.019062 | 349.0014 | 0 | 349.0014 | 0 | 609.961 | 0.00026087 | 349.0014 | 0 | 612.8114 | 0.00027203 | 610.8409 | 0.020548 | 349.0014 | 0 | 848.4052 | 0.0025982 | 972.4054 | 0.29107 | 691.253 | 0.0038877 | 1104.7347 | 0.0031857 | 1096.0692 | 0.010745 | 1317 | 0.95983 |  |  | 1036.1235 | 0 | 1036.1171 | 0.0040475
| 611.0004 | 0.03193 | 349.2153 | 0 | 349.2153 | 0 | 610.1209 | 0 | 349.2153 | 0 | 612.9704 | 0.00019964 | 611.0004 | 0.019018 | 349.2153 | 0 | 848.4769 | 0.0021504 | 972.6485 | 0.29358 | 691.4 | 0.0033527 | 1104.7946 | 0.0032113 | 1096.2163 | 0.010822 | 1318 | 0.938 |  |  | 1036.1762 | 0 | 1036.1697 | 0.0040698
| 611.1598 | 0.019916 | 349.4292 | 0 | 349.4292 | 0 | 610.2808 | 0 | 349.4292 | 0 | 613.1295 | 0.00023913 | 611.1598 | 0.020548 | 349.4292 | 0 | 848.5485 | 0.0018701 | 972.8915 | 0.29544 | 691.546 | 0.0027953 | 1104.8544 | 0.003242 | 1096.3635 | 0.010842 | 1319 | 0.91708 |  |  | 1036.2288 | 0 | 1036.2223 | 0.0040761
| 611.3193 | 0.022799 | 349.6432 | 0 | 349.6432 | 0 | 610.4407 | 0.00017392 | 349.6432 | 0 | 613.2885 | 0.00021719 | 611.3193 | 0.020767 | 349.6432 | 0 | 848.6202 | 0.0018272 | 973.1345 | 0.29784 | 691.693 | 0.0048199 | 1104.9142 | 0.0032676 | 1096.5107 | 0.010796 | 1320 | 0.89495 |  |  | 1036.2814 | 0 | 1036.2749 | 0.0040658
| 611.4787 | 0.024775 | 349.8571 | 0 | 349.8571 | 0 | 610.6006 | 0 | 349.8571 | 0 | 613.4476 | 0.00019854 | 611.4787 | 0.021969 | 349.8571 | 0 | 848.6918 | 0.0022027 | 973.3776 | 0.2983 | 691.839 | 0.0059834 | 1104.9739 | 0.0032983 | 1096.658 | 0.010678 | 1321 | 0.86722 |  |  | 1036.334 | 0 | 1036.3275 | 0.0040364
| 611.6382 | 0.021197 | 350.0711 | 0 | 350.0711 | 0 | 610.7605 | 0 | 350.0711 | 0 | 613.6067 | 0.00024242 | 611.6382 | 0.021204 | 350.0711 | 0 | 848.7636 | 0.0020018 | 973.6207 | 0.29939 | 691.986 | 0.0050679 | 1105.0337 | 0.0033291 | 1096.8053 | 0.010495 | 1322 | 0.84321 |  |  | 1036.3866 | 0 | 1036.3801 | 0.0039911
| 611.7977 | 0.018047 | 350.2851 | 0 | 350.2851 | 0 | 610.9204 | 0 | 350.2851 | 0 | 613.7658 | 0.00022158 | 611.7977 | 0.021969 | 350.2851 | 0 | 848.8352 | 0.0030256 | 973.8637 | 0.30154 | 692.132 | 0.0050124 | 1105.0935 | 0.0033598 | 1096.9526 | 0.010262 | 1323 | 0.81857 |  |  | 1036.4392 | 0 | 1036.4327 | 0.0039339
| 611.9572 | 0.024988 | 350.4991 | 0 | 350.4991 | 0 | 611.0804 | 0.00017392 | 350.4991 | 0 | 613.9248 | 0.00019525 | 611.9572 | 0.020876 | 350.4991 | 0 | 848.9069 | 0.0029828 | 974.1068 | 0.30426 | 692.279 | 0.0037085 | 1105.1533 | 0.0033905 | 1097.1001 | 0.010003 | 1324 | 0.79248 |  |  | 1036.4918 | 0 | 1036.4853 | 0.0038688
| 612.1167 | 0.015004 | 350.7131 | 0 | 350.7131 | 0 | 611.2403 | 0.00078262 | 350.7131 | 0 | 614.0839 | 0.0002479 | 612.1167 | 0.022079 | 350.7131 | 0 | 848.9786 | 0.0017074 | 974.3499 | 0.30524 | 692.426 | 0.0036846 | 1105.2131 | 0.0034212 | 1097.2476 | 0.0097481 | 1325 | 0.76297 |  |  | 1036.5444 | 0 | 1036.538 | 0.0038013
| 612.2762 | 0.020076 | 350.9272 | 0 | 350.9272 | 0 | 611.4003 | 0.00017392 | 350.9272 | 0 | 614.2431 | 0.00023035 | 612.2762 | 0.020548 | 350.9272 | 0 | 849.0504 | 0.0015028 | 974.593 | 0.30732 | 692.573 | 0.0033452 | 1105.2731 | 0.003452 | 1097.395 | 0.0095278 | 1326 | 0.73599 |  |  | 1036.5971 | 0 | 1036.5907 | 0.0037377
| 612.4357 | 0.020023 | 351.1412 | 0 | 351.1412 | 0 | 611.5602 | 0 | 351.1412 | 0 | 614.4022 | 0.00025119 | 612.4357 | 0.022079 | 351.1412 | 0 | 849.1221 | 0.0020452 | 974.8361 | 0.30877 | 692.72 | 0.0025992 | 1105.3329 | 0.0034827 | 1097.5425 | 0.0093676 | 1327 | 0.71174 |  |  | 1036.6497 | 0 | 1036.6433 | 0.0036813
| 612.5952 | 0.028512 | 351.3553 | 0 | 351.3553 | 0 | 611.7202 | 0.00017392 | 351.3553 | 0 | 614.5613 | 0.00020073 | 612.5952 | 0.02022 | 351.3553 | 0 | 849.1938 | 0.0020315 | 975.0792 | 0.31169 | 692.866 | 0.0046751 | 1105.3927 | 0.0035186 | 1097.6901 | 0.0092854 | 1328 | 0.69032 |  |  | 1036.7024 | 0 | 1036.6959 | 0.0036376
| 612.7547 | 0.018688 | 351.5694 | 0 | 351.5694 | 0 | 611.8801 | 0.00026087 | 351.5694 | 0 | 614.7204 | 0.00022377 | 612.7547 | 0.021532 | 351.5694 | 0 | 849.2656 | 0.0022721 | 975.3223 | 0.31212 | 693.013 | 0.0029526 | 1105.4525 | 0.0035493 | 1097.8376 | 0.0092881 | 1329 | 0.66169 |  |  | 1036.755 | 0 | 1036.7487 | 0.003609
| 612.9142 | 0.030702 | 351.7835 | 0 | 351.7835 | 0 | 612.0401 | 0.00017392 | 351.7835 | 0 | 614.8796 | 0.00020841 | 612.9142 | 0.019783 | 351.7835 | 0 | 849.3374 | 0.0019304 | 975.5654 | 0.31381 | 693.161 | 0.0035524 | 1105.5124 | 0.00358 | 1097.9852 | 0.0093722 | 1330 | 0.64224 |  |  | 1036.8076 | 0 | 1036.8013 | 0.0035963
| 613.0738 | 0.023867 | 351.9976 | 0 | 351.9976 | 0 | 612.2001 | 0.00078262 | 351.9976 | 0 | 615.0387 | 0.00025887 | 613.0738 | 0.021313 | 351.9976 | 0 | 849.4092 | 0.0023029 | 975.8085 | 0.31472 | 693.308 | 0.0030198 | 1105.5723 | 0.0036159 | 1098.1329 | 0.0095243 | 1331 | 0.61453 |  |  | 1036.8603 | 0 | 1036.8539 | 0.0035979
| 613.2333 | 0.022319 | 352.2117 | 0 | 352.2117 | 0 | 612.3601 | 0.00017392 | 352.2117 | 0 | 615.1979 | 0.00019744 | 613.2333 | 0.020439 | 352.2117 | 0 | 849.481 | 0.0025491 | 976.0516 | 0.31776 | 693.455 | 0.0060294 | 1105.6321 | 0.0036517 | 1098.2806 | 0.0097245 | 1332 | 0.58536 |  |  | 1036.913 | 0 | 1036.9066 | 0.003613
| 613.3928 | 0.015591 | 352.4259 | 0 | 352.4259 | 0 | 612.5201 | 0.00026087 | 352.4259 | 0 | 615.3571 | 0.00023364 | 613.3928 | 0.022516 | 352.4259 | 0 | 849.5528 | 0.001952 | 976.2947 | 0.31976 | 693.602 | 0.0045926 | 1105.692 | 0.0036824 | 1098.4283 | 0.0099501 | 1333 | 0.56003 |  |  | 1036.9657 | 0 | 1036.9592 | 0.0036384
| 613.5524 | 0.023066 | 352.6401 | 0 | 352.6401 | 0 | 612.6801 | 0 | 352.6401 | 0 | 615.5163 | 0.00024351 | 613.5524 | 0.021423 | 352.64 | 0 | 849.6246 | 0.0017852 | 976.5379 | 0.32153 | 693.75 | 0.0061013 | 1105.7518 | 0.0037183 | 1098.5762 | 0.01018 | 1334 | 0.53934 |  |  | 1037.0183 | 0 | 1037.012 | 0.0036726
| 613.712 | 0.030435 | 352.8542 | 0 | 352.8542 | 0 | 612.8401 | 0.00026087 | 352.8542 | 0 | 615.6754 | 0.00017441 | 613.712 | 0.022625 | 352.8542 | 0 | 849.6965 | 0.0021408 | 976.781 | 0.32304 | 693.897 | 0.0048552 | 1105.8118 | 0.0037542 | 1098.724 | 0.010399 | 1335 | 0.51138 |  |  | 1037.071 | 0 | 1037.0646 | 0.0037123
| 613.8715 | 0.027391 | 353.0684 | 0 | 353.0684 | 0 | 613.0001 | 0.00017392 | 353.0684 | 0 | 615.8346 | 0.00026545 | 613.8715 | 0.02022 | 353.0684 | 0 | 849.7684 | 0.002011 | 977.0242 | 0.32586 | 694.044 | 0.0019505 | 1105.8717 | 0.00379 | 1098.8718 | 0.010598 | 1336 | 0.49182 |  |  | 1037.1238 | 0 | 1037.1173 | 0.0037568
| 614.0311 | 0.025896 | 353.2826 | 0 | 353.2826 | 0 | 613.1601 | 0.00078262 | 353.2826 | 0 | 615.9938 | 0.00016892 | 614.0311 | 0.022188 | 353.2826 | 0 | 849.8402 | 0.0023849 | 977.2673 | 0.3266 | 694.192 | 0.0022913 | 1105.9315 | 0.0038259 | 1099.0198 | 0.010773 | 1337 | 0.47372 |  |  | 1037.1764 | 0 | 1037.17 | 0.0038029
| 614.1907 | 0.026377 | 353.4969 | 0 | 353.4969 | 0 | 613.3201 | 0.00017392 | 353.4969 | 0 | 616.1531 | 0.0002852 | 614.1907 | 0.020876 | 353.4969 | 0 | 849.9122 | 0.0028476 | 977.5105 | 0.32886 | 694.339 | 0.0043957 | 1105.9915 | 0.0038617 | 1099.1677 | 0.010926 | 1338 | 0.45289 |  |  | 1037.2291 | 0 | 1037.2228 | 0.003845
| 614.3503 | 0.022639 | 353.7111 | 0 | 353.7111 | 0 | 613.4802 | 0.00026087 | 353.7111 | 0 | 616.3123 | 0.00019415 | 614.3503 | 0.021095 | 353.7111 | 0 | 849.9839 | 0.0025656 | 977.7537 | 0.33133 | 694.487 | 0.0033566 | 1106.0514 | 0.0038976 | 1099.3157 | 0.011052 | 1339 | 0.4307 |  |  | 1037.2819 | 0 | 1037.2754 | 0.0038799
| 614.5099 | 0.025362 | 353.9254 | 0 | 353.9254 | 0 | 613.6402 | 0 | 353.9254 | 0 | 616.4715 | 0.00020951 | 614.5099 | 0.0188 | 353.9254 | 0 | 850.0558 | 0.001729 | 977.9968 | 0.33291 | 694.635 | 0.003314 | 1106.1113 | 0.0039334 | 1099.4637 | 0.011145 | 1340 | 0.41227 |  |  | 1037.3346 | 0 | 1037.3281 | 0.0039029
| 614.6695 | 0.024027 | 354.1397 | 0 | 354.1397 | 0 | 613.8002 | 0.00078262 | 354.1397 | 0 | 616.6308 | 0.00020732 | 614.6695 | 0.020439 | 354.1397 | 0 | 850.1278 | 0.0018501 | 978.24 | 0.33319 | 694.783 | 0.0043092 | 1106.1713 | 0.0039641 | 1099.6118 | 0.011195 | 1341 | 0.39455 |  |  | 1037.3873 | 0 | 1037.3809 | 0.0039085
| 614.8291 | 0.023387 | 354.354 | 0 | 354.354 | 0 | 613.9603 | 0 | 354.354 | 0 | 616.79 | 0.00025777 | 614.8291 | 0.020111 | 354.354 | 0 | 850.1997 | 0.0018175 | 978.4832 | 0.3345 | 694.93 | 0.0041472 | 1106.2312 | 0.004 | 1099.7599 | 0.011195 | 1342 | 0.37808 |  |  | 1037.4399 | 0 | 1037.4336 | 0.003895
| 614.9887 | 0.021892 | 354.5683 | 0 | 354.5683 | 0 | 614.1203 | 0.00078262 | 354.5683 | 0 | 616.9493 | 0.00019196 | 614.9887 | 0.021313 | 354.5683 | 0 | 850.2717 | 0.0023568 | 978.7264 | 0.33788 | 695.078 | 0.0025301 | 1106.2911 | 0.004041 | 1099.9081 | 0.011144 | 1343 | 0.3623 |  |  | 1037.4927 | 0 | 1037.4863 | 0.0038624
| 615.1484 | 0.027872 | 354.7826 | 0 | 354.7826 | 0 | 614.2804 | 0.0012174 | 354.7826 | 0 | 617.1085 | 0.00030604 | 615.1484 | 0.019127 | 354.7826 | 0 | 850.3435 | 0.0020195 | 978.9696 | 0.33862 | 695.226 | 0.0046234 | 1106.3511 | 0.0040768 | 1100.0563 | 0.01105 | 1344 | 0.34898 |  |  | 1037.5454 | 0 | 1037.5391 | 0.0038156
| 615.308 | 0.018795 | 354.9969 | 0 | 354.9969 | 0 | 614.4405 | 0.00078262 | 354.9969 | 0 | 617.2678 | 0.00014918 | 615.308 | 0.020767 | 354.9969 | 0 | 850.4155 | 0.0011694 | 979.2128 | 0.34074 | 695.374 | 0.0049656 | 1106.411 | 0.0041127 | 1100.2045 | 0.010934 | 1345 | 0.33595 |  |  | 1037.5981 | 0 | 1037.5918 | 0.0037607
| 615.4676 | 0.026003 | 355.2113 | 0 | 355.2113 | 0 | 614.6005 | 0 | 355.2113 | 0 | 617.4271 | 0.00027313 | 615.4676 | 0.019674 | 355.2113 | 0 | 850.4875 | 0.0016592 | 979.456 | 0.34253 | 695.522 | 0.0032415 | 1106.4709 | 0.0041485 | 1100.3528 | 0.010822 | 1346 | 0.31894 |  |  | 1037.651 | 0 | 1037.6445 | 0.0037059
| 615.6273 | 0.021571 | 355.4257 | 0 | 355.4257 | 0 | 614.7606 | 0.00026087 | 355.4257 | 0 | 617.5864 | 0.00017989 | 615.6273 | 0.020548 | 355.4257 | 0 | 850.5594 | 0.0017633 | 979.6992 | 0.34394 | 695.671 | 0.0045314 | 1106.5309 | 0.0041844 | 1100.5011 | 0.010737 | 1347 | 0.30908 |  |  | 1037.7037 | 0 | 1037.6973 | 0.0036575
| 615.7869 | 0.033211 | 355.64 | 0 | 355.64 | 0 | 614.9207 | 0.00017392 | 355.64 | 0 | 617.7457 | 0.00024461 | 615.7869 | 0.019346 | 355.64 | 0 | 850.6315 | 0.0016884 | 979.9425 | 0.34553 | 695.819 | 0.0050165 | 1106.5909 | 0.0042202 | 1100.6494 | 0.010694 | 1348 | 0.29655 |  |  | 1037.7565 | 0 | 1037.75 | 0.0036209
| 615.9466 | 0.019809 | 355.8545 | 0 | 355.8545 | 0 | 615.0808 | 0.00078262 | 355.8545 | 0 | 617.905 | 0.00026765 | 615.9466 | 0.021204 | 355.8544 | 0 | 850.7034 | 0.0024677 | 980.1857 | 0.34673 | 695.967 | 0.0036124 | 1106.6509 | 0.0042509 | 1100.7979 | 0.010696 | 1349 | 0.27929 |  |  | 1037.8092 | 0 | 1037.8029 | 0.0035971
| 616.1063 | 0.027498 | 356.0689 | 0 | 356.0689 | 0 | 615.2409 | 0.00069566 | 356.0689 | 0 | 618.0643 | 0.0002117 | 616.1063 | 0.020658 | 356.0689 | 0 | 850.7755 | 0.0022351 | 980.4289 | 0.348 | 696.115 | 0.0025431 | 1106.7108 | 0.0042868 | 1100.9463 | 0.010729 | 1350 | 0.26937 |  |  | 1037.8619 | 0 | 1037.8556 | 0.0035852
| 616.2659 | 0.019916 | 356.2833 | 0 | 356.2833 | 0 | 615.401 | 0 | 356.2833 | 0 | 618.2236 | 0.00020183 | 616.2659 | 0.023062 | 356.2833 | 0 | 850.8475 | 0.0020327 | 980.6722 | 0.34983 | 696.264 | 0.0041742 | 1106.7709 | 0.0043227 | 1101.0947 | 0.010772 | 1351 | 0.25823 |  |  | 1037.9148 | 0 | 1037.9083 | 0.0035796
| 616.4256 | 0.025362 | 356.4978 | 0 | 356.4978 | 0 | 615.5611 | 0.00069566 | 356.4978 | 0 | 618.383 | 0.00023364 | 616.4256 | 0.021641 | 356.4978 | 0 | 850.9196 | 0.0019157 | 980.9154 | 0.35247 | 696.412 | 0.0025491 | 1106.8308 | 0.0043585 | 1101.2432 | 0.010802 | 1352 | 0.23779 |  |  | 1037.9675 | 0 | 1037.9611 | 0.0035764
| 616.5853 | 0.019542 | 356.7122 | 0 | 356.7122 | 0 | 615.7212 | 0.00026087 | 356.7122 | 0 | 618.5423 | 0.00022706 | 616.5853 | 0.022953 | 356.7122 | 0 | 850.9916 | 0.0017072 | 981.1587 | 0.35205 | 696.561 | 0.003191 | 1106.8909 | 0.0043944 | 1101.3917 | 0.010802 | 1353 | 0.23376 |  |  | 1038.0203 | 0 | 1038.0139 | 0.0035693
| 616.745 | 0.024988 | 356.9267 | 0 | 356.9267 | 0 | 615.8814 | 0.00069566 | 356.9267 | 0 | 618.7017 | 0.00019635 | 616.745 | 0.019893 | 356.9267 | 0 | 851.0637 | 0.0015265 | 981.402 | 0.35551 | 696.709 | 0.0030928 | 1106.9508 | 0.0044302 | 1101.5403 | 0.010767 | 1354 | 0.22188 |  |  | 1038.0731 | 0 | 1038.0666 | 0.0035566
| 616.9047 | 0.018047 | 357.1412 | 0 | 357.1412 | 0 | 616.0415 | 0.00026087 | 357.1412 | 0 | 618.861 | 0.00025339 | 616.9047 | 0.020548 | 357.1412 | 0 | 851.1357 | 0.0014644 | 981.6452 | 0.3561 | 696.858 | 0.0056019 | 1107.0109 | 0.0044609 | 1101.689 | 0.010705 | 1355 | 0.21516 |  |  | 1038.1258 | 0 | 1038.1195 | 0.0035367
| 617.0644 | 0.03791 | 357.3557 | 0 | 357.3557 | 0 | 616.2016 | 0.00069566 | 357.3557 | 0 | 619.0204 | 0.00020073 | 617.0644 | 0.019565 | 357.3557 | 0 | 851.2079 | 0.0022191 | 981.8885 | 0.35998 | 697.007 | 0.0040379 | 1107.0709 | 0.0044968 | 1101.8376 | 0.010638 | 1356 | 0.17721 |  |  | 1038.1787 | 0 | 1038.1722 | 0.0035137
| 617.2242 | 0.018474 | 357.5703 | 0 | 357.5703 | 0 | 616.3618 | 0 | 357.5703 | 0 | 619.1798 | 0.00026326 | 617.2242 | 0.021204 | 357.5702 | 0 | 851.28 | 0.002 | 982.1318 | 0.36062 | 697.156 | 0.0032265 | 1107.1309 | 0.0045326 | 1101.9863 | 0.010593 | 1357 | 0.19009 |  |  | 1038.2314 | 0 | 1038.2251 | 0.0034914
| 617.3839 | 0.025896 | 357.7848 | 0 | 357.7848 | 0 | 616.5219 | 0.00017392 | 357.7848 | 0 | 619.3392 | 0.0002128 | 617.3839 | 0.019893 | 357.7848 | 0 | 851.3521 | 0.0012406 | 982.3751 | 0.36255 | 697.304 | 0.0034678 | 1107.1909 | 0.0045634 | 1102.1351 | 0.010598 | 1358 | 0.17967 |  |  | 1038.2843 | 0 | 1038.2778 | 0.0034771
| 617.5436 | 0.017834 | 357.9994 | 0 | 357.9994 | 0 | 616.6821 | 0.00026087 | 357.9994 | 0 | 619.4986 | 0.00012614 | 617.5436 | 0.020548 | 357.9994 | 0 | 851.4243 | 0.0018035 | 982.6184 | 0.36611 | 697.453 | 0.0047856 | 1107.251 | 0.0045992 | 1102.2839 | 0.010666 | 1359 | 0.17482 |  |  | 1038.3372 | 0 | 1038.3307 | 0.0034756
| 617.7034 | 0.029954 | 358.2139 | 0 | 358.2139 | 0 | 616.8422 | 0.00069566 | 358.2139 | 0 | 619.658 | 0.00033346 | 617.7034 | 0.019565 | 358.2139 | 0 | 851.4965 | 0.0019091 | 982.8617 | 0.36562 | 697.602 | 0.0038066 | 1107.311 | 0.0046299 | 1102.4327 | 0.010795 | 1360 | 0.16836 |  |  | 1038.3899 | 0 | 1038.3835 | 0.0034906
| 617.8631 | 0.018314 | 358.4285 | 0 | 358.4285 | 0 | 617.0024 | 0 | 358.4285 | 0 | 619.8174 | 0.00013163 | 617.8631 | 0.020767 | 358.4285 | 0 | 851.5685 | 0.0016624 | 983.105 | 0.367 | 697.751 | 0.0040702 | 1107.3711 | 0.0046658 | 1102.5815 | 0.010958 | 1361 | 0.14159 |  |  | 1038.4427 | 0 | 1038.4364 | 0.0035224
| 618.0229 | 0.030061 | 358.6431 | 0 | 358.6431 | 0 | 617.1626 | 0.00017392 | 358.6431 | 0 | 619.9768 | 0.0003181 | 618.0229 | 0.020002 | 358.6431 | 0 | 851.6407 | 0.0018099 | 983.3483 | 0.37045 | 697.9 | 0.0046611 | 1107.4311 | 0.0046965 | 1102.7305 | 0.011114 | 1362 | 0.15411 |  |  | 1038.4956 | 0 | 1038.4891 | 0.0035693
| 618.1826 | 0.018848 | 358.8578 | 0 | 358.8578 | 0 | 617.3228 | 0.00078262 | 358.8578 | 0 | 620.1362 | 0.00014589 | 618.1826 | 0.021095 | 358.8578 | 0 | 851.7129 | 0.0012602 | 983.5916 | 0.3732 | 698.049 | 0.0046237 | 1107.4912 | 0.0047273 | 1102.8794 | 0.011215 | 1363 | 0.13818 |  |  | 1038.5485 | 0 | 1038.542 | 0.0036249
| 618.3424 | 0.033425 | 359.0724 | 0 | 359.0724 | 0 | 617.4829 | 0 | 359.0724 | 0 | 620.2957 | 0.0002139 | 618.3424 | 0.02033 | 359.0724 | 0 | 851.7851 | 0.0018763 | 983.8349 | 0.37581 | 698.199 | 0.0047311 | 1107.5513 | 0.004758 | 1103.0284 | 0.011221 | 1364 | 0.13903 |  |  | 1038.6013 | 0 | 1038.5948 | 0.0036845
| 618.5022 | 0.019062 | 359.2871 | 0 | 359.2871 | 0 | 617.6431 | 0 | 359.2871 | 0 | 620.4551 | 0.0002852 | 618.5022 | 0.021423 | 359.2871 | 0 | 851.8573 | 0.001714 | 984.0783 | 0.37683 | 698.348 | 0.0053729 | 1107.6115 | 0.0047887 | 1103.1775 | 0.011117 | 1365 | 0.12715 |  |  | 1038.6541 | 0 | 1038.6477 | 0.0037417
| 618.662 | 0.02376 | 359.5017 | 0 | 359.5017 | 0 | 617.8033 | 0 | 359.5017 | 0 | 620.6146 | 0.00015796 | 618.662 | 0.02033 | 359.5017 | 0 | 851.9295 | 0.0024917 | 984.3216 | 0.3782 | 698.497 | 0.0058846 | 1107.6715 | 0.0048195 | 1103.3265 | 0.01091 | 1366 | 0.12262 |  |  | 1038.7069 | 0 | 1038.7006 | 0.0037901
| 618.8218 | 0.025843 | 359.7164 | 0 | 359.7164 | 0 | 617.9635 | 0.00026087 | 359.7164 | 0 | 620.774 | 0.00027532 | 618.8218 | 0.021641 | 359.7164 | 0 | 852.0017 | 0.0025829 | 984.565 | 0.38138 | 698.647 | 0.003936 | 1107.7316 | 0.0048502 | 1103.4756 | 0.010633 | 1367 | 0.11635 |  |  | 1038.7598 | 0 | 1038.7534 | 0.0038259
| 618.9816 | 0.022532 | 359.9311 | 0 | 359.9311 | 0 | 618.1237 | 0 | 359.9311 | 0 | 620.9335 | 0.00025119 | 618.9816 | 0.020111 | 359.9311 | 0 | 852.074 | 0.0025181 | 984.8083 | 0.38466 | 698.796 | 0.0023337 | 1107.7916 | 0.0048809 | 1103.6248 | 0.010325 | 1368 | 0.10728 |  |  | 1038.8127 | 0 | 1038.8063 | 0.003845
| 619.1414 | 0.016819 | 360.1458 | 0 | 360.1458 | 0 | 618.284 | 0.00078262 | 360.1458 | 0 | 621.093 | 0.00019306 | 619.1414 | 0.020548 | 360.1458 | 0 | 852.1462 | 0.0022752 | 985.0517 | 0.38578 | 698.946 | 0.005089 | 1107.8518 | 0.0049116 | 1103.7739 | 0.010021 | 1369 | 0.10554 |  |  | 1038.8656 | 0 | 1038.8591 | 0.0038442
| 619.3012 | 0.016606 | 360.3606 | 0 | 360.3606 | 0 | 618.4442 | 0 | 360.3606 | 0 | 621.2524 | 0.00033236 | 619.3012 | 0.01869 | 360.3606 | 0 | 852.2185 | 0.0020869 | 985.295 | 0.39033 | 699.095 | 0.0037745 | 1107.9119 | 0.0049424 | 1103.9232 | 0.009742 | 1370 | 0.09605 |  |  | 1038.9185 | 0 | 1038.912 | 0.0038243
| 619.461 | 0.024615 | 360.5753 | 0 | 360.5753 | 0 | 618.6044 | 0.00078262 | 360.5753 | 0 | 621.412 | 0.0001777 | 619.461 | 0.020002 | 360.5753 | 0 | 852.2908 | 0.0019778 | 985.5384 | 0.38959 | 699.245 | 0.0048317 | 1107.9721 | 0.004968 | 1104.0725 | 0.0094913 | 1371 | 0.093269 |  |  | 1038.9713 | 0 | 1038.9648 | 0.003787
| 619.6208 | 0.025896 | 360.7901 | 0 | 360.7901 | 0 | 618.7646 | 0.00017392 | 360.7901 | 0 | 621.5715 | 0.00028739 | 619.6208 | 0.020548 | 360.7901 | 0 | 852.363 | 0.0018664 | 985.7818 | 0.39347 | 699.395 | 0.0039731 | 1108.0321 | 0.0049987 | 1104.2218 | 0.009264 | 1372 | 0.089102 |  |  | 1039.0242 | 0 | 1039.0178 | 0.0037353
| 619.7807 | 0.016606 | 361.0049 | 0 | 361.0049 | 0 | 618.9249 | 0.00026087 | 361.0049 | 0 | 621.731 | 0.00027423 | 619.7807 | 0.02186 | 361.0049 | 0 | 852.4353 | 0.0017737 | 986.0252 | 0.39481 | 699.545 | 0.0019969 | 1108.0923 | 0.0050243 | 1104.3711 | 0.0090547 | 1373 | 0.087462 |  |  | 1039.077 | 0 | 1039.0707 | 0.0036773
| 619.9405 | 0.01463 | 361.2197 | 0 | 361.2197 | 0 | 619.0851 | 0 | 361.2197 | 0 | 621.8905 | 0.00023364 | 619.9405 | 0.020986 | 361.2197 | 0 | 852.5076 | 0.0014276 | 986.2686 | 0.39593 | 699.695 | 0.0035418 | 1108.1525 | 0.0050499 | 1104.5205 | 0.008864 | 1374 | 0.08224 |  |  | 1039.13 | 0 | 1039.1235 | 0.0036209
| 620.1004 | 0.024775 | 361.4345 | 0 | 361.4345 | 0 | 619.2454 | 0.0013044 | 361.4345 | 0 | 622.05 | 0.00029068 | 620.1004 | 0.021204 | 361.4345 | 0 | 852.58 | 0.0015758 | 986.5119 | 0.3983 | 699.844 | 0.0046441 | 1108.2125 | 0.0050755 | 1104.6699 | 0.0087007 | 1375 | 0.07283 |  |  | 1039.1829 | 0 | 1039.1765 | 0.0035764
| 620.2602 | 0.02328 | 361.6493 | 0 | 361.6493 | 0 | 619.4057 | 0.00017392 | 361.6493 | 0 | 622.2096 | 0.00023035 | 620.2602 | 0.019674 | 361.6493 | 0 | 852.6523 | 0.0016664 | 986.7554 | 0.39995 | 699.995 | 0.0033037 | 1108.2727 | 0.0051063 | 1104.8195 | 0.008579 | 1376 | 0.072123 |  |  | 1039.2358 | 0 | 1039.2294 | 0.0035502
| 620.4201 | 0.025736 | 361.8642 | 0 | 361.8642 | 0 | 619.5659 | 0.00026087 | 361.8642 | 0 | 622.3691 | 0.0002139 | 620.4201 | 0.019674 | 361.8642 | 0 | 852.7246 | 0.0015554 | 986.9988 | 0.40224 | 700.145 | 0.0030071 | 1108.3329 | 0.0051319 | 1104.969 | 0.0085127 | 1377 | 0.068717 |  |  | 1039.2887 | 0 | 1039.2822 | 0.0035455
| 620.5799 | 0.024882 | 362.079 | 0 | 362.079 | 0 | 619.7262 | 0 | 362.079 | 0 | 622.5287 | 0.00027642 | 620.5799 | 0.018362 | 362.079 | 0 | 852.797 | 0.0012482 | 987.2422 | 0.40422 | 700.295 | 0.0050965 | 1108.3931 | 0.0051575 | 1105.1185 | 0.0085098 | 1378 | 0.06828 |  |  | 1039.3416 | 0 | 1039.3352 | 0.0035637
| 620.7398 | 0.022372 | 362.2939 | 0 | 362.2939 | 0 | 619.8865 | 0.00026087 | 362.2939 | 0 | 622.6882 | 0.00026545 | 620.7398 | 0.019237 | 362.2939 | 0 | 852.8694 | 0.0018939 | 987.4856 | 0.40651 | 700.445 | 0.0033213 | 1108.4533 | 0.005178 | 1105.2681 | 0.0085699 | 1379 | 0.052786 |  |  | 1039.3945 | 0 | 1039.3881 | 0.0036003
| 620.8997 | 0.02376 | 362.5088 | 0 | 362.5088 | 0 | 620.0468 | 0.00017392 | 362.5088 | 0 | 622.8478 | 0.00023913 | 620.8997 | 0.018472 | 362.5088 | 0 | 852.9418 | 0.0023193 | 987.729 | 0.40859 | 700.595 | 0.0033613 | 1108.5134 | 0.0052036 | 1105.4177 | 0.0086844 | 1380 | 0.059578 |  |  | 1039.4475 | 0 | 1039.441 | 0.0036464
| 621.0596 | 0.024134 | 362.7237 | 0 | 362.7237 | 0 | 620.207 | 0.00026087 | 362.7237 | 0 | 623.0074 | 0.00026436 | 621.0596 | 0.019455 | 362.7237 | 0 | 853.0142 | 0.0025739 | 987.9725 | 0.41067 | 700.745 | 0.0036299 | 1108.5736 | 0.0052292 | 1105.5674 | 0.0088397 | 1381 | 0.053334 |  |  | 1039.5004 | 0 | 1039.494 | 0.0036956
| 621.2195 | 0.028245 | 362.9386 | 0 | 362.9386 | 0 | 620.3673 | 0 | 362.9386 | 0 | 623.167 | 0.00019086 | 621.2195 | 0.0188 | 362.9386 | 0 | 853.0865 | 0.0020518 | 988.2159 | 0.41377 | 700.896 | 0.0039742 | 1108.6338 | 0.0052497 | 1105.7172 | 0.0090233 | 1382 | 0.056836 |  |  | 1039.5533 | 0 | 1039.5469 | 0.0037385
| 621.3794 | 0.021197 | 363.1536 | 0 | 363.1536 | 0 | 620.5276 | 0.00026087 | 363.1536 | 0 | 623.3266 | 0.00023693 | 621.3794 | 0.02033 | 363.1536 | 0 | 853.159 | 0.0014757 | 988.4593 | 0.4149 | 701.046 | 0.0051035 | 1108.694 | 0.0052753 | 1105.8669 | 0.0092288 | 1383 | 0.04968 |  |  | 1039.6063 | 0 | 1039.5999 | 0.0037679
| 621.5393 | 0.031342 | 363.3685 | 0 | 363.3685 | 0 | 620.688 | 0 | 363.3685 | 0 | 623.4862 | 0.00026765 | 621.5393 | 0.019455 | 363.3685 | 0 | 853.2314 | 0.0023704 | 988.7028 | 0.41863 | 701.197 | 0.0044551 | 1108.7541 | 0.0052958 | 1106.0167 | 0.0094588 | 1384 | 0.051707 |  |  | 1039.6592 | 0 | 1039.6528 | 0.0037798
| 621.6992 | 0.021037 | 363.5835 | 0 | 363.5835 | 0 | 620.8483 | 0.00078262 | 363.5835 | 0 | 623.6458 | 0.00024242 | 621.6992 | 0.020658 | 363.5835 | 0 | 853.3039 | 0.0025844 | 988.9463 | 0.42061 | 701.347 | 0.0039269 | 1108.8145 | 0.0053214 | 1106.1665 | 0.0097231 | 1385 | 0.051316 |  |  | 1039.7122 | 0 | 1039.7058 | 0.0037711
| 621.8591 | 0.02611 | 363.7985 | 0 | 363.7985 | 0 | 621.0086 | 0 | 363.7985 | 0 | 623.8054 | 0.00024022 | 621.8591 | 0.018909 | 363.7985 | 0 | 853.3763 | 0.0021386 | 989.1897 | 0.42635 | 701.498 | 0.0025807 | 1108.8746 | 0.0053419 | 1106.3164 | 0.010032 | 1386 | 0.045378 |  |  | 1039.7651 | 0 | 1039.7587 | 0.0037433
| 622.0191 | 0.022746 | 364.0135 | 0 | 364.0135 | 0 | 621.1689 | 0.00078262 | 364.0135 | 0 | 623.9651 | 0.00024571 | 622.0191 | 0.020002 | 364.0135 | 0 | 853.4489 | 0.0018262 | 989.4332 | 0.42702 | 701.649 | 0.0039707 | 1108.9348 | 0.0053623 | 1106.4663 | 0.010386 | 1387 | 0.042102 |  |  | 1039.8181 | 0 | 1039.8117 | 0.0036988
| 622.179 | 0.024775 | 364.2285 | 0 | 364.2285 | 0 | 621.3293 | 0.00017392 | 364.2285 | 0 | 624.1247 | 0.00019854 | 622.179 | 0.019455 | 364.2285 | 0 | 853.5213 | 0.0017549 | 989.6767 | 0.42963 | 701.799 | 0.0019644 | 1108.9951 | 0.0053828 | 1106.6163 | 0.010772 | 1388 | 0.041274 |  |  | 1039.8711 | 0 | 1039.8646 | 0.0036432
| 622.339 | 0.023493 | 364.4435 | 0 | 364.4435 | 0 | 621.4896 | 0.0013044 | 364.4435 | 0 | 624.2843 | 0.0002501 | 622.339 | 0.021423 | 364.4435 | 0 | 853.5938 | 0.0019524 | 989.9202 | 0.43273 | 701.95 | 0.0037193 | 1109.0553 | 0.0054084 | 1106.7664 | 0.011157 | 1389 | 0.038013 |  |  | 1039.9241 | 0 | 1039.9176 | 0.0035836
| 622.4989 | 0.026163 | 364.6586 | 0 | 364.6586 | 0 | 621.65 | 0.00017392 | 364.6586 | 0 | 624.444 | 0.00023145 | 622.4989 | 0.02033 | 364.6586 | 0 | 853.6663 | 0.0028036 | 990.1636 | 0.43689 | 702.101 | 0.0034752 | 1109.1156 | 0.0054289 | 1106.9164 | 0.011497 | 1390 | 0.035079 |  |  | 1039.977 | 0 | 1039.9706 | 0.0035264
| 622.6589 | 0.02093 | 364.8736 | 0 | 364.8736 | 0 | 621.8103 | 0.00026087 | 364.8736 | 0 | 624.6037 | 0.0002128 | 622.6589 | 0.021204 | 364.8736 | 0 | 853.7388 | 0.002371 | 990.4072 | 0.43971 | 702.252 | 0.0022718 | 1109.1758 | 0.0054494 | 1107.0664 | 0.011749 | 1391 | 0.030708 |  |  | 1040.03 | 0 | 1040.0236 | 0.0034787
| 622.8188 | 0.021197 | 365.0887 | 0 | 365.0887 | 0 | 621.9707 | 0 | 365.0887 | 0 | 624.7633 | 0.00027862 | 622.8188 | 0.019346 | 365.0887 | 0 | 853.8114 | 0.0019518 | 990.6507 | 0.43968 | 702.403 | 0.0028373 | 1109.2361 | 0.0054648 | 1107.2166 | 0.011879 | 1392 | 0.035369 |  |  | 1040.083 | 0 | 1040.0765 | 0.0034454
| 622.9788 | 0.017834 | 365.3038 | 0 | 365.3038 | 0 | 622.131 | 0.00026087 | 365.3038 | 0 | 624.923 | 0.0002128 | 622.9788 | 0.020002 | 365.3038 | 0 | 853.884 | 0.0022764 | 990.8942 | 0.44348 | 702.554 | 0.0048651 | 1109.2964 | 0.0054853 | 1107.3667 | 0.011874 | 1393 | 0.028978 |  |  | 1040.136 | 0 | 1040.1296 | 0.0034287
| 623.1388 | 0.026003 | 365.5189 | 0 | 365.5189 | 0 | 622.2914 | 0.00017392 | 365.5189 | 0 | 625.0827 | 0.00025448 | 623.1388 | 0.018909 | 365.5189 | 0 | 853.9565 | 0.0019014 | 991.1377 | 0.44574 | 702.705 | 0.0039183 | 1109.3566 | 0.0055057 | 1107.517 | 0.011741 | 1394 | 0.031376 |  |  | 1040.189 | 0 | 1040.1826 | 0.0034287
| 623.2988 | 0.016606 | 365.7341 | 0 | 365.7341 | 0 | 622.4518 | 0.00026087 | 365.7341 | 0 | 625.2424 | 0.00018538 | 623.2988 | 0.019346 | 365.7341 | 0 | 854.0291 | 0.0012972 | 991.3812 | 0.45081 | 702.857 | 0.0027092 | 1109.4169 | 0.0055262 | 1107.6671 | 0.011505 | 1395 | 0.031081 |  |  | 1040.2421 | 0 | 1040.2356 | 0.003443
| 623.4588 | 0.028139 | 365.9492 | 0 | 365.9492 | 0 | 622.6122 | 0 | 365.9492 | 0 | 625.4021 | 0.00027642 | 623.4588 | 0.0188 | 365.9492 | 0 | 854.1017 | 0.0016896 | 991.6247 | 0.45258 | 703.008 | 0.0027421 | 1109.4772 | 0.0055467 | 1107.8175 | 0.011199 | 1396 | 0.030144 |  |  | 1040.295 | 0 | 1040.2886 | 0.0034668
| 623.6188 | 0.019702 | 366.1644 | 0 | 366.1644 | 0 | 622.7726 | 0.00026087 | 366.1644 | 0 | 625.5618 | 0.00016563 | 623.6188 | 0.020002 | 366.1644 | 0 | 854.1743 | 0.0019889 | 991.8683 | 0.45374 | 703.159 | 0.0028549 | 1109.5375 | 0.0055621 | 1107.9678 | 0.010857 | 1397 | 0.021631 |  |  | 1040.348 | 0 | 1040.3417 | 0.0034938
| 623.7788 | 0.027391 | 366.3795 | 0 | 366.3795 | 0 | 622.933 | 0.00017392 | 366.3795 | 0 | 625.7216 | 0.00032139 | 623.7788 | 0.019893 | 366.3795 | 0 | 854.2469 | 0.0023822 | 992.1118 | 0.45899 | 703.311 | 0.003413 | 1109.5978 | 0.0055826 | 1108.1182 | 0.010511 | 1398 | 0.02458 |  |  | 1040.4011 | 0 | 1040.3946 | 0.0035208
| 623.9388 | 0.022372 | 366.5947 | 0 | 366.5947 | 0 | 623.0934 | 0 | 366.5947 | 0 | 625.8813 | 0.00016234 | 623.9388 | 0.020548 | 366.5947 | 0 | 854.3195 | 0.0017114 | 992.3554 | 0.46139 | 703.462 | 0.0033765 | 1109.6581 | 0.0056031 | 1108.2686 | 0.010187 | 1399 | 0.02818 |  |  | 1040.4541 | 0 | 1040.4478 | 0.0035423
| 624.0988 | 0.033211 | 366.8099 | 0 | 366.8099 | 0 | 623.2538 | 0 | 366.8099 | 0 | 626.041 | 0.00033236 | 624.0988 | 0.019018 | 366.8099 | 0 | 854.3922 | 0.0010663 | 992.5989 | 0.46534 | 703.614 | 0.0024552 | 1109.7184 | 0.0056184 | 1108.4189 | 0.0098987 | 1400 | 0.023481 |  |  | 1040.5072 | 0 | 1040.5007 | 0.0035566
| 624.2589 | 0.023654 | 367.0252 | 0 | 367.0252 | 0 | 623.4142 | 0.00026087 | 367.0252 | 0 | 626.2008 | 0.00018977 | 624.2589 | 0.02033 | 367.0251 | 0 | 854.4648 | 0.00132 | 992.8425 | 0.46685 | 703.765 | 0.0036964 | 1109.7787 | 0.0056389 | 1108.5695 | 0.0096535 | 1401 | 0.02179 |  |  | 1040.5602 | 0 | 1040.5537 | 0.0035629
| 624.4189 | 0.028726 | 367.2404 | 0 | 367.2404 | 0 | 623.5746 | 0.00069566 | 367.2404 | 0 | 626.3605 | 0.00031043 | 624.4189 | 0.020002 | 367.2404 | 0 | 854.5375 | 0.0020739 | 993.086 | 0.46897 | 703.917 | 0.0033931 | 1109.839 | 0.0056543 | 1108.72 | 0.0094495 | 1402 | 0.019941 |  |  | 1040.6133 | 0 | 1040.6068 | 0.0035621
| 624.5789 | 0.019916 | 367.4556 | 0 | 367.4556 | 0 | 623.735 | 0.00026087 | 367.4556 | 0 | 626.5203 | 0.00016234 | 624.5789 | 0.021204 | 367.4556 | 0 | 854.61 | 0.0019452 | 993.3296 | 0.47217 | 704.069 | 0.0040541 | 1109.8993 | 0.0056748 | 1108.8706 | 0.0092795 | 1403 | 0.023108 |  |  | 1040.6663 | 0 | 1040.6599 | 0.003555
| 624.739 | 0.027391 | 367.6709 | 0 | 367.6709 | 0 | 623.8955 | 0 | 367.6709 | 0 | 626.6801 | 0.00035321 | 624.739 | 0.019018 | 367.6709 | 0 | 854.6827 | 0.0015682 | 993.5732 | 0.47609 | 704.221 | 0.0028794 | 1109.9597 | 0.0056901 | 1109.0212 | 0.009134 | 1404 | 0.022696 |  |  | 1040.7194 | 0 | 1040.7129 | 0.0035431
| 624.8991 | 0.020076 | 367.8862 | 0 | 367.8862 | 0 | 624.0559 | 0 | 367.8862 | 0 | 626.8399 | 0.00019196 | 624.8991 | 0.019674 | 367.8862 | 0 | 854.7554 | 0.0017176 | 993.8168 | 0.47721 | 704.372 | 0.0046655 | 1110.02 | 0.0057106 | 1109.1719 | 0.009004 | 1405 | 0.020307 |  |  | 1040.7725 | 0 | 1040.766 | 0.0035264
| 625.0591 | 0.016872 | 368.1015 | 0 | 368.1015 | 0 | 624.2164 | 0.00017392 | 368.1015 | 0 | 626.9997 | 0.00036527 | 625.0591 | 0.01869 | 368.1015 | 0 | 854.8281 | 0.00147 | 994.0603 | 0.47891 | 704.524 | 0.0039568 | 1110.0803 | 0.005726 | 1109.3225 | 0.0088835 | 1406 | 0.017836 |  |  | 1040.8254 | 0 | 1040.8191 | 0.0035057
| 625.2192 | 0.020557 | 368.3168 | 0 | 368.3168 | 0 | 624.3768 | 0.00078262 | 368.3168 | 0 | 627.1595 | 0.00020622 | 625.2192 | 0.020986 | 368.3168 | 0 | 854.9009 | 0.0016184 | 994.3039 | 0.48264 | 704.676 | 0.0018277 | 1110.1408 | 0.0057465 | 1109.4733 | 0.0087696 | 1407 | 0.02179 |  |  | 1040.8785 | 0 | 1040.8721 | 0.0034843
| 625.3793 | 0.030702 | 368.5321 | 0 | 368.5321 | 0 | 624.5373 | 0.00017392 | 368.5321 | 0 | 627.3193 | 0.00031481 | 625.3793 | 0.020002 | 368.5321 | 0 | 854.9736 | 0.0020217 | 994.5476 | 0.48564 | 704.828 | 0.0026235 | 1110.201 | 0.0057618 | 1109.624 | 0.008663 | 1408 | 0.02205 |  |  | 1040.9316 | 0 | 1040.9252 | 0.0034628
| 625.5394 | 0.021411 | 368.7475 | 0 | 368.7475 | 0 | 624.6977 | 0.00078262 | 368.7475 | 0 | 627.4791 | 0.00020073 | 625.5394 | 0.020439 | 368.7475 | 0 | 855.0463 | 0.0018905 | 994.7912 | 0.4873 | 704.981 | 0.0032565 | 1110.2615 | 0.0057823 | 1109.7749 | 0.0085679 | 1409 | 0.023223 |  |  | 1040.9847 | 0 | 1040.9783 | 0.0034454
| 625.6995 | 0.028139 | 368.9628 | 0 | 368.9628 | 0 | 624.8582 | 0.00069566 | 368.9628 | 0 | 627.6389 | 0.00029178 | 625.6995 | 0.0188 | 368.9629 | 0 | 855.1191 | 0.0016182 | 995.0348 | 0.49219 | 705.133 | 0.0028169 | 1110.3219 | 0.0057977 | 1109.9258 | 0.0084917 | 1410 | 0.017955 |  |  | 1041.0378 | 0 | 1041.0314 | 0.003435
| 625.8596 | 0.019702 | 369.1782 | 0 | 369.1782 | 0 | 625.0187 | 0.00078262 | 369.1782 | 0 | 627.7988 | 0.00019635 | 625.8596 | 0.019565 | 369.1782 | 0 | 855.1919 | 0.0022539 | 995.2784 | 0.49509 | 705.285 | 0.0050714 | 1110.3822 | 0.0058182 | 1110.0767 | 0.0084439 | 1411 | 0.018228 |  |  | 1041.0909 | 0 | 1041.0845 | 0.0034366
| 626.0197 | 0.030488 | 369.3936 | 0 | 369.3936 | 0 | 625.1792 | 0 | 369.3936 | 0 | 627.9586 | 0.00036198 | 626.0197 | 0.018909 | 369.3936 | 0 | 855.2646 | 0.0022086 | 995.522 | 0.4991 | 705.437 | 0.0045131 | 1110.4426 | 0.0058335 | 1110.2275 | 0.0084342 | 1412 | 0.018637 |  |  | 1041.144 | 0 | 1041.1376 | 0.0034533
| 626.1798 | 0.018955 | 369.609 | 0 | 369.609 | 0 | 625.3397 | 0.00026087 | 369.609 | 0 | 628.1185 | 0.00016673 | 626.1798 | 0.019565 | 369.609 | 0 | 855.3375 | 0.0021844 | 995.7657 | 0.50189 | 705.59 | 0.0035546 | 1110.5031 | 0.005854 | 1110.3785 | 0.0084682 | 1413 | 0.019901 |  |  | 1041.1971 | 0 | 1041.1907 | 0.0034867
| 626.3399 | 0.025522 | 369.8244 | 0 | 369.8244 | 0 | 625.5001 | 0.00017392 | 369.8244 | 0 | 628.2783 | 0.00037295 | 626.3399 | 0.01869 | 369.8245 | 0 | 855.4103 | 0.001732 | 996.0093 | 0.50601 | 705.742 | 0.0029839 | 1110.5633 | 0.0058745 | 1110.5295 | 0.0085449 | 1414 | 0.012668 |  |  | 1041.2502 | 0 | 1041.2438 | 0.0035383
| 626.5 | 0.019435 | 370.0399 | 0 | 370.0399 | 0 | 625.6607 | 0.00078262 | 370.0399 | 0 | 628.4382 | 0.00016344 | 626.5 | 0.020548 | 370.0399 | 0 | 855.4831 | 0.001711 | 996.2529 | 0.51116 | 705.895 | 0.0050578 | 1110.6238 | 0.0058899 | 1110.6807 | 0.0086543 | 1415 | 0.018878 |  |  | 1041.3033 | 0 | 1041.2969 | 0.0036066
| 626.6602 | 0.027498 | 370.2553 | 0 | 370.2553 | 0 | 625.8212 | 0.00017392 | 370.2553 | 0 | 628.5981 | 0.00030823 | 626.6602 | 0.019783 | 370.2553 | 0 | 855.5559 | 0.0014945 | 996.4966 | 0.51465 | 706.047 | 0.0029818 | 1110.6842 | 0.0059104 | 1110.8318 | 0.0087798 | 1416 | 0.018413 |  |  | 1041.3564 | 0 | 1041.35 | 0.0036885
| 626.8203 | 0.019329 | 370.4708 | 0 | 370.4708 | 0 | 625.9817 | 0.00026087 | 370.4708 | 0 | 628.7579 | 0.00023913 | 626.8203 | 0.020548 | 370.4708 | 0 | 855.6288 | 0.0015659 | 996.7402 | 0.51972 | 706.2 | 0.0048697 | 1110.7446 | 0.0059308 | 1110.9829 | 0.0089019 | 1417 | 0.01733 |  |  | 1041.4096 | 0 | 1041.4032 | 0.0037774
| 626.9805 | 0.031449 | 370.6863 | 0 | 370.6863 | 0 | 626.1422 | 0 | 370.6863 | 0 | 628.9178 | 0.00026545 | 626.9805 | 0.019018 | 370.6863 | 0 | 855.7017 | 0.0017426 | 996.9839 | 0.52452 | 706.353 | 0.0032703 | 1110.805 | 0.0059462 | 1111.1342 | 0.0090053 | 1418 | 0.014638 |  |  | 1041.4628 | 0 | 1041.4563 | 0.003868
| 627.1406 | 0.022052 | 370.9018 | 0 | 370.9018 | 0 | 626.3027 | 0.00026087 | 370.9018 | 0 | 629.0777 | 0.00029617 | 627.1406 | 0.02022 | 370.9018 | 0 | 855.7745 | 0.0020297 | 997.2276 | 0.52797 | 706.506 | 0.0032599 | 1110.8655 | 0.0059667 | 1111.2853 | 0.0090827 | 1419 | 0.015071 |  |  | 1041.5159 | 0 | 1041.5094 | 0.0039506
| 627.3008 | 0.034439 | 371.1173 | 0 | 371.1173 | 0 | 626.4633 | 0 | 371.1173 | 0 | 629.2376 | 0.00025668 | 627.3008 | 0.018909 | 371.1173 | 0 | 855.8475 | 0.0020042 | 997.4713 | 0.53284 | 706.659 | 0.0025762 | 1110.926 | 0.0059872 | 1111.4366 | 0.0091375 | 1420 | 0.014368 |  |  | 1041.569 | 0 | 1041.5626 | 0.0040173
| 627.461 | 0.011266 | 371.3328 | 0 | 371.3328 | 0 | 626.6238 | 0.0013044 | 371.3328 | 0 | 629.3976 | 0.00025119 | 627.461 | 0.019783 | 371.3329 | 0 | 855.9203 | 0.0020968 | 997.7149 | 0.53647 | 706.811 | 0.0047869 | 1110.9865 | 0.0060077 | 1111.5879 | 0.0091815 | 1421 | 0.011752 |  |  | 1041.6222 | 0 | 1041.6157 | 0.004061
| 627.6211 | 0.021037 | 371.5484 | 0 | 371.5484 | 0 | 626.7843 | 0 | 371.5484 | 0 | 629.5575 | 0.00030055 | 627.6211 | 0.018581 | 371.5484 | 0 | 855.9932 | 0.0022995 | 997.9586 | 0.54196 | 706.964 | 0.0027823 | 1111.0469 | 0.0060282 | 1111.7393 | 0.0092288 | 1422 | 0.010323 |  |  | 1041.6753 | 0 | 1041.6688 | 0.0040761
| 627.7813 | 0.016445 | 371.764 | 0 | 371.764 | 0 | 626.9449 | 0 | 371.764 | 0 | 629.7174 | 0.00018538 | 627.7813 | 0.019893 | 371.764 | 0 | 856.0661 | 0.0018297 | 998.2023 | 0.5481 | 707.117 | 0.0044142 | 1111.1073 | 0.0060486 | 1111.8906 | 0.0092887 | 1423 | 0.013531 |  |  | 1041.7285 | 0 | 1041.7221 | 0.004061
| 627.9415 | 0.030435 | 371.9795 | 0 | 371.9795 | 0 | 627.1055 | 0 | 371.9795 | 0 | 629.8774 | 0.00032688 | 627.9415 | 0.018581 | 371.9795 | 0 | 856.139 | 0.0016272 | 998.446 | 0.55324 | 707.271 | 0.0040132 | 1111.1679 | 0.0060691 | 1112.0421 | 0.0093606 | 1424 | 0.0079235 |  |  | 1041.7816 | 0 | 1041.7751 | 0.0040158
| 628.1017 | 0.013882 | 372.1951 | 0 | 372.1951 | 0 | 627.266 | 0.00078262 | 372.1951 | 0 | 630.0373 | 0.00016454 | 628.1017 | 0.02022 | 372.1951 | 0 | 856.212 | 0.0017408 | 998.6897 | 0.55642 | 707.424 | 0.0047211 | 1111.2283 | 0.0060896 | 1112.1936 | 0.0094318 | 1425 | 0.010673 |  |  | 1041.8348 | 0 | 1041.8284 | 0.0039443
| 628.2619 | 0.023867 | 372.4107 | 0 | 372.4107 | 0 | 627.4266 | 0 | 372.4107 | 0 | 630.1973 | 0.00041683 | 628.2619 | 0.020002 | 372.4107 | 0 | 856.285 | 0.0016741 | 998.9334 | 0.56339 | 707.577 | 0.0026308 | 1111.2888 | 0.0061101 | 1112.3451 | 0.0094822 | 1426 | 0.01164 |  |  | 1041.8879 | 0 | 1041.8816 | 0.0038553
| 628.4221 | 0.025522 | 372.6264 | 0 | 372.6264 | 0 | 627.5871 | 0.0013044 | 372.6264 | 0 | 630.3573 | 0.00018428 | 628.4221 | 0.020658 | 372.6264 | 0 | 856.3579 | 0.0021312 | 999.1772 | 0.57154 | 707.73 | 0.0030559 | 1111.3492 | 0.0061306 | 1112.4966 | 0.0094917 | 1427 | 0.010773 |  |  | 1041.9412 | 0 | 1041.9347 | 0.003756
| 628.5823 | 0.02093 | 372.842 | 0 | 372.842 | 0 | 627.7477 | 0.00017392 | 372.842 | 0 | 630.5172 | 0.00028629 | 628.5823 | 0.019127 | 372.842 | 0 | 856.4309 | 0.0014847 | 999.4209 | 0.57552 | 707.884 | 0.0015061 | 1111.4098 | 0.0061511 | 1112.6482 | 0.0094507 | 1428 | 0.01348 |  |  | 1041.9944 | 0 | 1041.9879 | 0.0036559
| 628.7426 | 0.018474 | 373.0577 | 0 | 373.0577 | 0 | 627.9083 | 0.00026087 | 373.0577 | 0 | 630.6772 | 0.00023254 | 628.7426 | 0.019127 | 373.0577 | 0 | 856.5039 | 0.0015332 | 999.6646 | 0.58119 | 708.037 | 0.0034232 | 1111.4702 | 0.0061767 | 1112.7999 | 0.0093674 | 1429 | 0.010768 |  |  | 1042.0475 | 0 | 1042.0411 | 0.0035629
| 628.9028 | 0.025042 | 373.2733 | 0 | 373.2733 | 0 | 628.0689 | 0 | 373.2733 | 0 | 630.8372 | 0.00028629 | 628.9028 | 0.018362 | 373.2733 | 0 | 856.5769 | 0.001058 | 999.9084 | 0.58387 | 708.191 | 0.0022732 | 1111.5308 | 0.0061972 | 1112.9515 | 0.0092694 | 1430 | 0.010227 |  |  | 1042.1007 | 0 | 1042.0944 | 0.0034835
| 629.063 | 0.024988 | 373.489 | 0 | 373.489 | 0 | 628.2295 | 0.00026087 | 373.489 | 0 | 630.9972 | 0.0003203 | 629.063 | 0.01869 | 373.489 | 0 | 856.6499 | 0.0014086 | 1000.1521 | 0.58779 | 708.344 | 0.0049138 | 1111.5913 | 0.0062177 | 1113.1033 | 0.0091978 | 1431 | 0.0094216 |  |  | 1042.1539 | 0 | 1042.1475 | 0.0034207
| 629.2233 | 0.02611 | 373.7047 | 0 | 373.7047 | 0 | 628.3901 | 0.00017392 | 373.7047 | 0 | 631.1572 | 0.0002501 | 629.2233 | 0.017597 | 373.7047 | 0 | 856.7229 | 0.0020594 | 1000.3958 | 0.59173 | 708.498 | 0.0027131 | 1111.6517 | 0.0062433 | 1113.255 | 0.0091954 | 1432 | 0.013857 |  |  | 1042.2071 | 0 | 1042.2007 | 0.0033747
| 629.3835 | 0.022372 | 373.9204 | 0 | 373.9204 | 0 | 628.5507 | 0.00026087 | 373.9204 | 0 | 631.3172 | 0.00023693 | 629.3835 | 0.019455 | 373.9204 | 0 | 856.796 | 0.0012377 | 1000.6396 | 0.59399 | 708.652 | 0.0026663 | 1111.7123 | 0.0062689 | 1113.4069 | 0.009292 | 1433 | 0.010438 |  |  | 1042.2604 | 0 | 1042.2539 | 0.0033437
| 629.5438 | 0.020824 | 374.1362 | 0 | 374.1362 | 0 | 628.7114 | 0 | 374.1362 | 0 | 631.4773 | 0.00027313 | 629.5438 | 0.019346 | 374.1362 | 0 | 856.8691 | 0.0018919 | 1000.8834 | 0.5972 | 708.806 | 0.0029162 | 1111.7728 | 0.0062894 | 1113.5587 | 0.0094939 | 1434 | 0.010887 |  |  | 1042.3136 | 0 | 1042.3071 | 0.0033238
| 629.7041 | 0.016339 | 374.3519 | 0 | 374.3519 | 0 | 628.872 | 0.00026087 | 374.3519 | 0 | 631.6373 | 0.00028629 | 629.7041 | 0.02033 | 374.3519 | 0 | 856.9421 | 0.0019933 | 1001.1271 | 0.60157 | 708.959 | 0.0024821 | 1111.8334 | 0.006315 | 1113.7106 | 0.0097802 | 1435 | 0.0090935 |  |  | 1042.3668 | 0 | 1042.3603 | 0.0033095
| 629.8643 | 0.024615 | 374.5677 | 0 | 374.5677 | 0 | 629.0326 | 0.00017392 | 374.5677 | 0 | 631.7973 | 0.00025558 | 629.8643 | 0.019346 | 374.5677 | 0 | 857.0151 | 0.0018723 | 1001.3709 | 0.60365 | 709.113 | 0.003507 | 1111.8939 | 0.0063406 | 1113.8625 | 0.010108 | 1436 | 0.0068217 |  |  | 1042.42 | 0 | 1042.4136 | 0.0032968
| 630.0246 | 0.025736 | 374.7835 | 0 | 374.7835 | 0 | 629.1932 | 0.0013044 | 374.7835 | 0 | 631.9574 | 0.00030165 | 630.0246 | 0.019783 | 374.7835 | 0 | 857.0883 | 0.0022798 | 1001.6147 | 0.60731 | 709.267 | 0.0037225 | 1111.9545 | 0.0063662 | 1114.0145 | 0.010428 | 1437 | 0.0067575 |  |  | 1042.4733 | 0 | 1042.4668 | 0.0032817
| 630.1849 | 0.022906 | 374.9993 | 0 | 374.9993 | 0 | 629.3539 | 0 | 374.9993 | 0 | 632.1174 | 0.0001788 | 630.1849 | 0.019565 | 374.9993 | 0 | 857.1613 | 0.0026289 | 1001.8585 | 0.6126 | 709.421 | 0.0039741 | 1112.015 | 0.0063918 | 1114.1665 | 0.010694 | 1438 | 0.0038591 |  |  | 1042.5265 | 0 | 1042.5201 | 0.0032642
| 630.3452 | 0.018421 | 375.2151 | 0 | 375.2151 | 0 | 629.5145 | 0.00026087 | 375.2151 | 0 | 632.2775 | 0.00027094 | 630.3452 | 0.020002 | 375.2151 | 0 | 857.2344 | 0.0024732 | 1002.1023 | 0.61419 | 709.576 | 0.0031959 | 1112.0756 | 0.0064174 | 1114.3186 | 0.010879 | 1439 | 0.0091518 |  |  | 1042.5797 | 0 | 1042.5734 | 0.0032444
| 630.5055 | 0.028833 | 375.4309 | 0 | 375.4309 | 0 | 629.6752 | 0.00017392 | 375.4309 | 0 | 632.4376 | 0.00029507 | 630.5055 | 0.019565 | 375.4309 | 0 | 857.3076 | 0.0023672 | 1002.3461 | 0.61753 | 709.73 | 0.0041411 | 1112.1362 | 0.006443 | 1114.4707 | 0.010977 | 1440 | 0.013025 |  |  | 1042.6331 | 0 | 1042.6266 | 0.0032261
| 630.6658 | 0.02312 | 375.6467 | 0 | 375.6467 | 0 | 629.8359 | 0 | 375.6467 | 0 | 632.5977 | 0.00020183 | 630.6658 | 0.020002 | 375.6467 | 0 | 857.3807 | 0.0023802 | 1002.5899 | 0.62187 | 709.884 | 0.0053448 | 1112.1968 | 0.0064686 | 1114.6228 | 0.010998 | 1441 | 0.0051076 |  |  | 1042.6863 | 0 | 1042.6798 | 0.0032118
| 630.8261 | 0.021945 | 375.8626 | 0 | 375.8626 | 0 | 629.9965 | 0.00017392 | 375.8626 | 0 | 632.7578 | 0.00034114 | 630.8261 | 0.018909 | 375.8626 | 0 | 857.4539 | 0.0019058 | 1002.8337 | 0.62483 | 710.038 | 0.0045811 | 1112.2573 | 0.0064993 | 1114.775 | 0.010955 | 1442 | 0.0068308 |  |  | 1042.7395 | 0 | 1042.7332 | 0.0032062
| 630.9864 | 0.02029 | 376.0785 | 0 | 376.0785 | 0 | 630.1572 | 0.00078262 | 376.0785 | 0 | 632.9179 | 0.00015796 | 630.9864 | 0.019565 | 376.0785 | 0 | 857.5272 | 0.0015711 | 1003.0775 | 0.63167 | 710.193 | 0.0042995 | 1112.318 | 0.006525 | 1114.9272 | 0.010861 | 1443 | 0.0038841 |  |  | 1042.7929 | 0 | 1042.7864 | 0.003211
| 631.1468 | 0.018581 | 376.2944 | 0 | 376.2944 | 0 | 630.3179 | 0.00017392 | 376.2944 | 0 | 633.078 | 0.00031262 | 631.1468 | 0.0188 | 376.2944 | 0 | 857.6003 | 0.0021394 | 1003.3213 | 0.63407 | 710.347 | 0.0023017 | 1112.3785 | 0.0065506 | 1115.0795 | 0.010722 | 1444 | 0.0080635 |  |  | 1042.8461 | 0 | 1042.8396 | 0.0032285
| 631.3071 | 0.022159 | 376.5103 | 0 | 376.5103 | 0 | 630.4786 | 0 | 376.5103 | 0 | 633.2381 | 0.00025119 | 631.3071 | 0.02033 | 376.5103 | 0 | 857.6735 | 0.0022408 | 1003.5652 | 0.6414 | 710.502 | 0.0027599 | 1112.4392 | 0.0065813 | 1115.2318 | 0.010537 | 1445 | 0.0099888 |  |  | 1042.8994 | 0 | 1042.8929 | 0.0032587
| 631.4674 | 0.033959 | 376.7262 | 0 | 376.7262 | 0 | 630.6392 | 0.00017392 | 376.7262 | 0 | 633.3982 | 0.00020841 | 631.4674 | 0.0188 | 376.7262 | 0 | 857.7466 | 0.0020224 | 1003.809 | 0.64919 | 710.656 | 0.0040634 | 1112.4998 | 0.006612 | 1115.3842 | 0.01031 | 1446 | 0.0075612 |  |  | 1042.9526 | 0 | 1042.9462 | 0.0033
| 631.6278 | 0.025843 | 376.9421 | 0 | 376.9421 | 0 | 630.7999 | 0 | 376.9421 | 0 | 633.5584 | 0.00030384 | 631.6278 | 0.020002 | 376.9421 | 0 | 857.8199 | 0.0021978 | 1004.0528 | 0.65677 | 710.811 | 0.0036051 | 1112.5604 | 0.0066376 | 1115.5365 | 0.010051 | 1447 | 0.0072874 |  |  | 1043.006 | 0 | 1042.9995 | 0.0033492
| 631.7881 | 0.031182 | 377.1581 | 0 | 377.1581 | 0 | 630.9606 | 0.00017392 | 377.1581 | 0 | 633.7185 | 0.00023254 | 631.7881 | 0.018253 | 377.1581 | 0 | 857.8931 | 0.0023383 | 1004.2967 | 0.66642 | 710.966 | 0.0021593 | 1112.621 | 0.0066684 | 1115.689 | 0.00978 | 1448 | 0.0087911 |  |  | 1043.0592 | 0 | 1043.0529 | 0.0034033
| 631.9485 | 0.023921 | 377.374 | 0 | 377.374 | 0 | 631.1214 | 0.00078262 | 377.374 | 0 | 633.8786 | 0.00030494 | 631.9485 | 0.02033 | 377.374 | 0 | 857.9664 | 0.0014307 | 1004.5405 | 0.6667 | 711.121 | 0.0056876 | 1112.6816 | 0.0066991 | 1115.8414 | 0.0095221 | 1449 | 0.0064571 |  |  | 1043.1126 | 0 | 1043.1061 | 0.0034581
| 632.1089 | 0.028619 | 377.59 | 0 | 377.59 | 0 | 631.2821 | 0.00069566 | 377.59 | 0 | 634.0388 | 0.00027642 | 632.1089 | 0.018034 | 377.59 | 0 | 858.0396 | 0.0010651 | 1004.7844 | 0.67629 | 711.275 | 0.0030752 | 1112.7423 | 0.0067298 | 1115.9939 | 0.0093014 | 1450 | 0.0072883 |  |  | 1043.1659 | 0 | 1043.1594 | 0.0035121
| 632.2693 | 0.021785 | 377.806 | 0 | 377.806 | 0 | 631.4428 | 0.00026087 | 377.806 | 0 | 634.199 | 0.00022706 | 632.2693 | 0.019783 | 377.806 | 0 | 858.1129 | 0.0016413 | 1005.0282 | 0.68412 | 711.43 | 0.0030633 | 1112.803 | 0.0067605 | 1116.1465 | 0.0091337 | 1451 | 0.010093 |  |  | 1043.2191 | 0 | 1043.2128 | 0.0035653
| 632.4296 | 0.032677 | 378.022 | 0 | 378.022 | 0 | 631.6035 | 0 | 378.022 | 0 | 634.3592 | 0.00029068 | 632.4296 | 0.017597 | 378.022 | 0 | 858.1862 | 0.0018885 | 1005.2721 | 0.68666 | 711.585 | 0.0029722 | 1112.8637 | 0.0067964 | 1116.2991 | 0.0090237 | 1452 | 0.0087825 |  |  | 1043.2725 | 0 | 1043.266 | 0.0036154
| 632.59 | 0.016606 | 378.2381 | 0 | 378.2381 | 0 | 631.7643 | 0.00026087 | 378.2381 | 0 | 634.5193 | 0.00025777 | 632.59 | 0.019783 | 378.2381 | 0 | 858.2595 | 0.0017305 | 1005.516 | 0.69127 | 711.74 | 0.0021409 | 1112.9242 | 0.0068271 | 1116.4517 | 0.0089669 | 1453 | 0.0056913 |  |  | 1043.3258 | 0 | 1043.3193 | 0.003663
| 632.7504 | 0.026163 | 378.4541 | 0 | 378.4541 | 0 | 631.925 | 0 | 378.4541 | 0 | 634.6795 | 0.00033895 | 632.7504 | 0.017816 | 378.4541 | 0 | 858.3328 | 0.0018765 | 1005.7599 | 0.70463 | 711.896 | 0.003008 | 1112.9849 | 0.0068579 | 1116.6044 | 0.0089534 | 1454 | 0.0061702 |  |  | 1043.3791 | 0 | 1043.3727 | 0.0037075
| 632.9108 | 0.019435 | 378.6702 | 0 | 378.6702 | 0 | 632.0857 | 0.00026087 | 378.6702 | 0 | 634.8397 | 0.0001777 | 632.9108 | 0.01869 | 378.6702 | 0 | 858.4061 | 0.0019085 | 1006.0038 | 0.70964 | 712.051 | 0.0029161 | 1113.0457 | 0.0068937 | 1116.7571 | 0.0089729 | 1455 | 0.0083458 |  |  | 1043.4325 | 0 | 1043.426 | 0.0037472
| 633.0712 | 0.032784 | 378.8862 | 0 | 378.8862 | 0 | 632.2465 | 0 | 378.8862 | 0 | 635 | 0.00035869 | 633.0712 | 0.017925 | 378.8862 | 0 | 858.4794 | 0.0020994 | 1006.2477 | 0.71647 | 712.206 | 0.0031967 | 1113.1063 | 0.0069296 | 1116.9099 | 0.0090166 | 1456 | 0.0067329 |  |  | 1043.4858 | 0 | 1043.4794 | 0.003779
| 633.2317 | 0.019168 | 379.1023 | 0 | 379.1023 | 0 | 632.4072 | 0.00026087 | 379.1023 | 0 | 635.1602 | 0.00016234 | 633.2317 | 0.019237 | 379.1023 | 0 | 858.5527 | 0.0021953 | 1006.4916 | 0.72705 | 712.361 | 0.0044319 | 1113.167 | 0.0069603 | 1117.0626 | 0.0090761 | 1457 | 0.0077292 |  |  | 1043.5392 | 0 | 1043.5327 | 0.0038005
| 633.3921 | 0.027605 | 379.3184 | 0 | 379.3184 | 0 | 632.568 | 0.00017392 | 379.3184 | 0 | 635.3204 | 0.00037624 | 633.3921 | 0.0188 | 379.3184 | 0 | 858.6261 | 0.0020329 | 1006.7355 | 0.73096 | 712.517 | 0.0033449 | 1113.2277 | 0.0069961 | 1117.2156 | 0.0091425 | 1458 | 0.0060461 |  |  | 1043.5925 | 0 | 1043.5861 | 0.0038076
| 633.5525 | 0.016125 | 379.5345 | 0 | 379.5345 | 0 | 632.7288 | 0.00026087 | 379.5345 | 0 | 635.4806 | 0.00021938 | 633.5525 | 0.019346 | 379.5345 | 0 | 858.6995 | 0.0019542 | 1006.9794 | 0.73618 | 712.672 | 0.003009 | 1113.2883 | 0.007032 | 1117.3684 | 0.0092059 | 1459 | 0.0068775 |  |  | 1043.6459 | 0 | 1043.6394 | 0.0037989
| 633.713 | 0.025789 | 379.7507 | 0 | 379.7507 | 0 | 632.8896 | 0.00017392 | 379.7507 | 0 | 635.6409 | 0.0002852 | 633.713 | 0.018581 | 379.7507 | 0 | 858.7729 | 0.0022988 | 1007.2233 | 0.74404 | 712.828 | 0.0026236 | 1113.349 | 0.0070678 | 1117.5214 | 0.0092582 | 1460 | 0.0050509 |  |  | 1043.6992 | 0 | 1043.6927 | 0.0037743
| 633.8734 | 0.021945 | 379.9668 | 0 | 379.9668 | 0 | 633.0503 | 0.00078262 | 379.9668 | 0 | 635.8011 | 0.00026106 | 633.8734 | 0.019018 | 379.9668 | 0 | 858.8463 | 0.0025135 | 1007.4672 | 0.74802 | 712.983 | 0.0043021 | 1113.4098 | 0.0071037 | 1117.6743 | 0.0092964 | 1461 | 0.0065834 |  |  | 1043.7526 | 0 | 1043.7461 | 0.0037345
| 634.0339 | 0.02627 | 380.183 | 0 | 380.183 | 0 | 633.2111 | 0 | 380.183 | 0 | 635.9614 | 0.00024132 | 634.0339 | 0.018362 | 380.183 | 0 | 858.9196 | 0.0023922 | 1007.7112 | 0.74954 | 713.139 | 0.0040205 | 1113.4705 | 0.0071447 | 1117.8273 | 0.009326 | 1462 | 0.0047797 |  |  | 1043.8059 | 0 | 1043.7996 | 0.0036813
| 634.1943 | 0.024882 | 380.3992 | 0 | 380.3992 | 0 | 633.3719 | 0 | 380.3992 | 0 | 636.1216 | 0.00027971 | 634.1943 | 0.019127 | 380.3992 | 0 | 858.993 | 0.0015783 | 1007.9551 | 0.7538 | 713.295 | 0.0044765 | 1113.5312 | 0.0071805 | 1117.9803 | 0.0093592 | 1463 | 0.0059151 |  |  | 1043.8594 | 0 | 1043.8529 | 0.0036193
| 634.3548 | 0.033905 | 380.6154 | 0 | 380.6154 | 0 | 633.5327 | 0.00017392 | 380.6154 | 0 | 636.2819 | 0.00027203 | 634.3548 | 0.0188 | 380.6154 | 0 | 859.0665 | 0.0018331 | 1008.1991 | 0.75877 | 713.451 | 0.0027015 | 1113.5919 | 0.0072164 | 1118.1334 | 0.0094108 | 1464 | 0.0042064 |  |  | 1043.9127 | 0 | 1043.9062 | 0.0035518
| 634.5153 | 0.024988 | 380.8316 | 0 | 380.8316 | 0 | 633.6935 | 0.00026087 | 380.8316 | 0 | 636.4422 | 0.00022596 | 634.5153 | 0.019127 | 380.8316 | 0 | 859.1399 | 0.0017901 | 1008.443 | 0.76801 | 713.607 | 0.0039344 | 1113.6527 | 0.0072573 | 1118.2866 | 0.0094904 | 1465 | 0.003741 |  |  | 1043.9661 | 0 | 1043.9597 | 0.0034835
| 634.6757 | 0.025522 | 381.0478 | 0 | 381.0478 | -0.0090634 | 633.8543 | 0 | 381.0478 | 0.1767 | 636.6025 | 0.00028958 | 634.6757 | 0.018362 | 381.0478 | 0 | 859.2134 | 0.0017893 | 1008.687 | 0.77558 | 713.763 | 0.004935 | 1113.7134 | 0.0072983 | 1118.4398 | 0.0095966 | 1466 | 0.0038351 |  |  | 1044.0195 | 0 | 1044.0131 | 0.0034176
| 634.8362 | 0.019222 | 381.2641 | 0 | 381.2641 | 0.0029415 | 634.0152 | 0.00026087 | 381.2641 | -0.20922 | 636.7628 | 0.00020073 | 634.8362 | 0.0188 | 381.264 | 0 | 859.2868 | 0.0018247 | 1008.9309 | 0.78496 | 713.919 | 0.0020422 | 1113.7742 | 0.0073393 | 1118.593 | 0.0097155 | 1467 | 0.0045472 |  |  | 1044.0729 | 0 | 1044.0665 | 0.003358
| 634.9967 | 0.024775 | 381.4803 | 0 | 381.4803 | 0.081276 | 634.176 | 0 | 381.4803 | 0.1772 | 636.9231 | 0.00029726 | 634.9967 | 0.018909 | 381.4803 | 0 | 859.3603 | 0.002518 | 1009.1749 | 0.78767 | 714.075 | 0.0030843 | 1113.835 | 0.0073751 | 1118.7463 | 0.0098249 | 1468 | 0.0064367 |  |  | 1044.1263 | 0 | 1044.1199 | 0.0033079
| 635.1572 | 0.019916 | 381.6966 | 0 | 381.6966 | -0.055179 | 634.3368 | 0.00026087 | 381.6966 | -0.13809 | 637.0834 | 0.00021499 | 635.1572 | 0.019565 | 381.6966 | 0 | 859.4339 | 0.0019081 | 1009.4189 | 0.79088 | 714.231 | 0.0019076 | 1113.8957 | 0.0074212 | 1118.8997 | 0.009901 | 1469 | 0.0030765 |  |  | 1044.1797 | 0 | 1044.1733 | 0.0032682
| 635.3177 | 0.027978 | 381.9129 | 0 | 381.9129 | 0.028446 | 634.4977 | 0 | 381.9129 | 0.16017 | 637.2437 | 0.00030384 | 635.3177 | 0.019237 | 381.9129 | 0 | 859.5073 | 0.0012378 | 1009.6628 | 0.79998 | 714.387 | 0.0035299 | 1113.9565 | 0.0074622 | 1119.053 | 0.0099269 | 1470 | 0.0067525 |  |  | 1044.2332 | 0 | 1044.2267 | 0.003242
| 635.4782 | 0.013776 | 382.1292 | 0 | 382.1292 | -0.20175 | 634.6585 | 0.00078262 | 382.1292 | -0.1745 | 637.4041 | 0.00016892 | 635.4782 | 0.019565 | 382.1292 | 0 | 859.5808 | 0.0018152 | 1009.9068 | 0.79983 | 714.543 | 0.0023334 | 1114.0172 | 0.0075032 | 1119.2063 | 0.0098965 | 1471 | 0.0020562 |  |  | 1044.2865 | 0 | 1044.2802 | 0.0032285
| 635.6387 | 0.02926 | 382.3455 | 0 | 382.3455 | 0.12663 | 634.8193 | 0.00017392 | 382.3455 | -0.010459 | 637.5644 | 0.00036746 | 635.6387 | 0.018472 | 382.3455 | 0 | 859.6544 | 0.0019143 | 1010.1508 | 0.80533 | 714.7 | 0.0035366 | 1114.078 | 0.0075442 | 1119.3597 | 0.0098149 | 1472 | 0.0055115 |  |  | 1044.34 | 0 | 1044.3335 | 0.0032277
| 635.7993 | 0.015217 | 382.5618 | 0 | 382.5618 | -0.013057 | 634.9802 | 0.00078262 | 382.5618 | -0.12633 | 637.7248 | 0.00012176 | 635.7993 | 0.0188 | 382.5618 | 0 | 859.7279 | 0.0025051 | 1010.3948 | 0.81274 | 714.856 | 0.0025753 | 1114.1388 | 0.0075902 | 1119.5133 | 0.0096939 | 1473 | 0.0046044 |  |  | 1044.3934 | 0 | 1044.387 | 0.0032388
| 635.9598 | 0.02328 | 382.7782 | 0 | 382.7782 | -0.043896 | 635.1411 | 0.00017392 | 382.7782 | 0.13179 | 637.8851 | 0.0003905 | 635.9598 | 0.017816 | 382.7782 | 0 | 859.8015 | 0.0025677 | 1010.6388 | 0.81936 | 715.013 | 0.0057852 | 1114.1996 | 0.0076363 | 1119.6667 | 0.0095473 | 1474 | 0.0056331 |  |  | 1044.4469 | 0 | 1044.4404 | 0.0032579
| 636.1204 | 0.021945 | 382.9945 | 0 | 382.9945 | -0.025657 | 635.3019 | 0.00078262 | 382.9945 | -0.16089 | 638.0455 | 0.00019306 | 636.1204 | 0.01869 | 382.9946 | 0 | 859.8751 | 0.002076 | 1010.8828 | 0.82416 | 715.169 | 0.0032198 | 1114.2605 | 0.0076824 | 1119.8203 | 0.0093874 | 1475 | 0.0045913 |  |  | 1044.5002 | 0 | 1044.4939 | 0.0032825
| 636.2809 | 0.024294 | 383.2109 | 0 | 383.2109 | 0.030778 | 635.4628 | 0 | 383.2109 | 0.042313 | 638.2059 | 0.0002501 | 636.2809 | 0.018472 | 383.2109 | 0 | 859.9486 | 0.0019664 | 1011.1268 | 0.83216 | 715.326 | 0.0045879 | 1114.3213 | 0.0077285 | 1119.9739 | 0.0092231 | 1476 | 0.0039799 |  |  | 1044.5537 | 0 | 1044.5474 | 0.0033119
| 636.4415 | 0.022372 | 383.4273 | 0 | 383.4273 | -0.0077911 | 635.6237 | 0.00026087 | 383.4273 | -0.093593 | 638.3662 | 0.00027752 | 636.4415 | 0.019783 | 383.4273 | 0 | 860.0222 | 0.002322 | 1011.3709 | 0.8397 | 715.483 | 0.0035316 | 1114.3821 | 0.0077746 | 1120.1276 | 0.0090607 | 1477 | 0.0041647 |  |  | 1044.6072 | 0 | 1044.6007 | 0.0033429
| 636.602 | 0.02344 | 383.6437 | 0 | 383.6437 | 0.070957 | 635.7846 | 0 | 383.6437 | 0.14779 | 638.5266 | 0.00017221 | 636.602 | 0.019565 | 383.6437 | 0 | 860.0958 | 0.0023845 | 1011.6149 | 0.84661 | 715.639 | 0.0027277 | 1114.4429 | 0.0078207 | 1120.2812 | 0.008905 | 1478 | 0.0026043 |  |  | 1044.6606 | 0 | 1044.6542 | 0.0033778
| 636.7626 | 0.019649 | 383.8602 | 0 | 383.8602 | -0.015674 | 635.9455 | 0.00078262 | 383.8602 | -0.039292 | 638.687 | 0.00033785 | 636.7626 | 0.019893 | 383.8602 | 0 | 860.1694 | 0.0022309 | 1011.8589 | 0.84936 | 715.796 | 0.0037169 | 1114.5038 | 0.0078668 | 1120.4349 | 0.00876 | 1479 | 0.0062623 |  |  | 1044.7141 | 0 | 1044.7076 | 0.003416
| 636.9231 | 0.024401 | 384.0766 | 0 | 384.0766 | 0.017479 | 636.1064 | 0 | 384.0766 | 0.073115 | 638.8474 | 0.00019635 | 636.9231 | 0.01869 | 384.0766 | 0 | 860.2431 | 0.0014041 | 1012.103 | 0.85362 | 715.953 | 0.0031612 | 1114.5646 | 0.007918 | 1120.5887 | 0.0086296 | 1480 | 0.0050246 |  |  | 1044.7676 | 0 | 1044.7611 | 0.0034589
| 637.0837 | 0.02312 | 384.2931 | 0 | 384.2931 | -0.0035405 | 636.2673 | 0.00026087 | 384.2931 | -0.084467 | 639.0078 | 0.00021609 | 637.0837 | 0.018472 | 384.2931 | 0.005432 | 860.3167 | 0.0015989 | 1012.347 | 0.86265 | 716.11 | 0.0027665 | 1114.6254 | 0.0079641 | 1120.7426 | 0.008518 | 1481 | 0.0024607 |  |  | 1044.821 | 0 | 1044.8147 | 0.0035057
| 637.2443 | 0.025149 | 384.5095 | 0 | 384.5095 | -0.0087161 | 636.4282 | 0.00017392 | 384.5095 | 0.17457 | 639.1683 | 0.00027094 | 637.2443 | 0.016941 | 384.5095 | 0.0036213 | 860.3904 | 0.00148 | 1012.5911 | 0.86871 | 716.267 | 0.0019313 | 1114.6863 | 0.0080153 | 1120.8965 | 0.0084308 | 1482 | 0.0074776 |  |  | 1044.8745 | 0 | 1044.8682 | 0.003555
| 637.4049 | 0.019916 | 384.726 | 0 | 384.726 | -0.12171 | 636.5891 | 0.00026087 | 384.726 | -0.081151 | 639.3287 | 0.00015028 | 637.4049 | 0.018253 | 384.726 | 0.010851 | 860.4641 | 0.0019422 | 1012.8351 | 0.87664 | 716.424 | 0.0036037 | 1114.7471 | 0.0080666 | 1121.0503 | 0.0083758 | 1483 | 0.0066698 |  |  | 1044.9281 | 0 | 1044.9216 | 0.0036027
| 637.5655 | 0.027017 | 384.9425 | 0 | 384.9425 | 0.10459 | 636.75 | 0.00017392 | 384.9425 | 0.12773 | 639.4891 | 0.00037076 | 637.5655 | 0.017816 | 384.9425 | 0.039877 | 860.5378 | 0.0027649 | 1013.0792 | 0.88834 | 716.581 | 0.0040048 | 1114.808 | 0.0081178 | 1121.2042 | 0.0083622 | 1484 | 0.0057094 |  |  | 1044.9816 | 0 | 1044.9751 | 0.0036432
| 637.7261 | 0.023867 | 385.159 | 0 | 385.159 | -0.063109 | 636.9109 | 0 | 385.159 | -0.1074 | 639.6496 | 0.00015247 | 637.7261 | 0.019018 | 385.159 | 0.028936 | 860.6115 | 0.0029409 | 1013.3233 | 0.90032 | 716.739 | 0.0040176 | 1114.8689 | 0.008169 | 1121.3583 | 0.0083985 | 1485 | 0.0044496 |  |  | 1045.035 | 0 | 1045.0286 | 0.0036742
| 637.8867 | 0.0291 | 385.3756 | 0 | 385.3756 | -0.034873 | 637.0719 | 0 | 385.3756 | 0.10367 | 639.81 | 0.00033785 | 637.8867 | 0.017269 | 385.3756 | 0.019893 | 860.6852 | 0.0028701 | 1013.5673 | 0.91175 | 716.896 | 0.0028829 | 1114.9297 | 0.0082253 | 1121.5123 | 0.00849 | 1486 | 0.0046531 |  |  | 1045.0885 | 0 | 1045.0821 | 0.00369
| 638.0474 | 0.018581 | 385.5921 | 0 | 385.5921 | -0.04194 | 637.2328 | 0.00026087 | 385.5921 | -0.12579 | 639.9705 | 0.00015796 | 638.0474 | 0.018909 | 385.5921 | 0.012659 | 860.7589 | 0.0029609 | 1013.8114 | 0.92165 | 717.053 | 0.0037234 | 1114.9906 | 0.0082765 | 1121.6664 | 0.0086349 | 1487 | 0.0061075 |  |  | 1045.1421 | 0 | 1045.1356 | 0.00369
| 638.208 | 0.028245 | 385.8087 | 0 | 385.8087 | 0.02111 | 637.3938 | 0 | 385.8087 | 0.072306 | 640.131 | 0.00029836 | 638.208 | 0.0188 | 385.8087 | 0.043494 | 860.8326 | 0.00287 | 1014.0555 | 0.92976 | 717.211 | 0.0022842 | 1115.0515 | 0.0083329 | 1121.8204 | 0.0088243 | 1488 | 0.0013262 |  |  | 1045.1956 | 0 | 1045.1891 | 0.0036742
| 638.3686 | 0.023173 | 386.0253 | 0 | 386.0253 | -0.053844 | 637.5547 | 0.00078262 | 386.0253 | -0.18727 | 640.2915 | 0.00022267 | 638.3686 | 0.019346 | 386.0253 | 0.028936 | 860.9064 | 0.0026142 | 1014.2996 | 0.9391 | 717.368 | 0.0049976 | 1115.1124 | 0.0083892 | 1121.9746 | 0.0090423 | 1489 | 0.0044226 |  |  | 1045.249 | 0 | 1045.2427 | 0.003644
| 638.5293 | 0.025255 | 386.2419 | 0 | 386.2419 | 0.015055 | 637.7157 | 0.00069566 | 386.2419 | 0.13714 | 640.452 | 0.00032469 | 638.5293 | 0.018253 | 386.2419 | 0.014468 | 860.9801 | 0.0019527 | 1014.5437 | 0.94816 | 717.526 | 0.0039493 | 1115.1733 | 0.0084404 | 1122.1288 | 0.0092694 | 1490 | 0.0051925 |  |  | 1045.3026 | 0 | 1045.2961 | 0.0036035
| 638.6899 | 0.020396 | 386.4585 | 0 | 386.4585 | -0.027058 | 637.8766 | 0.0013044 | 386.4585 | -0.079007 | 640.6124 | 0.00021609 | 638.6899 | 0.01869 | 386.4585 | 0.010851 | 861.0538 | 0.0020851 | 1014.7878 | 0.95404 | 717.684 | 0.0034437 | 1115.2342 | 0.0084968 | 1122.2831 | 0.0094845 | 1491 | 0.0021085 |  |  | 1045.3561 | 0 | 1045.3497 | 0.0035574
| 638.8506 | 0.031983 | 386.6751 | 0 | 386.6751 | -0.0065731 | 638.0376 | 0.00017392 | 386.6751 | 0.11304 | 640.773 | 0.00027642 | 638.8506 | 0.018253 | 386.6751 | 0.041686 | 861.1276 | 0.0023296 | 1015.0319 | 0.96472 | 717.841 | 0.0033003 | 1115.2952 | 0.0085582 | 1122.4373 | 0.009668 | 1492 | 0.0055995 |  |  | 1045.4097 | 0 | 1045.4032 | 0.0035089
| 639.0112 | 0.025469 | 386.8917 | 0 | 386.8917 | -0.047784 | 638.1986 | 0.00026087 | 386.8917 | -0.0604 | 640.9335 | 0.00020403 | 639.0112 | 0.018362 | 386.8917 | 0.012659 | 861.2014 | 0.0020978 | 1015.276 | 0.96821 | 717.999 | 0.0031871 | 1115.3561 | 0.0086146 | 1122.5917 | 0.0098028 | 1493 | 0.002672 |  |  | 1045.4633 | 0 | 1045.4568 | 0.0034613
| 639.1719 | 0.036041 | 387.1084 | 0 | 387.1084 | 0.039628 | 638.3596 | 0 | 387.1084 | 0.061639 | 641.094 | 0.00029946 | 639.1719 | 0.017488 | 387.1084 | 0.0090425 | 861.2752 | 0.0018955 | 1015.5201 | 0.97776 | 718.157 | 0.0032656 | 1115.417 | 0.0086709 | 1122.746 | 0.0098757 | 1494 | 0.0092751 |  |  | 1045.5167 | 0 | 1045.5104 | 0.0034176
| 639.3326 | 0.014577 | 387.3251 | 0 | 387.3251 | -0.067696 | 638.5205 | 0.00026087 | 387.3251 | -0.041176 | 641.2545 | 0.00021061 | 639.3326 | 0.018581 | 387.3251 | 0.014468 | 861.3491 | 0.0020519 | 1015.7643 | 0.97653 | 718.315 | 0.0032508 | 1115.4779 | 0.0087324 | 1122.9004 | 0.0098793 | 1495 | 0.00559 |  |  | 1045.5703 | 0 | 1045.5638 | 0.0033786
| 639.4932 | 0.025629 | 387.5417 | 0 | 387.5417 | -0.008816 | 638.6815 | 0.00017392 | 387.5417 | 0.12444 | 641.415 | 0.00025558 | 639.4932 | 0.018144 | 387.5417 | 0.016276 | 861.423 | 0.0022452 | 1016.0084 | 0.98333 | 718.473 | 0.0024602 | 1115.5389 | 0.0087938 | 1123.0548 | 0.009814 | 1496 | 0.0076283 |  |  | 1045.6239 | 0 | 1045.6174 | 0.0033453
| 639.6539 | 0.017567 | 387.7584 | 0 | 387.7584 | 0.018159 | 638.8425 | 0 | 387.7584 | -0.054399 | 641.5756 | 0.00024571 | 639.6539 | 0.019674 | 387.7584 | 0.0036213 | 861.4967 | 0.0020517 | 1016.2525 | 0.98858 | 718.631 | 0.0030779 | 1115.5999 | 0.0088553 | 1123.2094 | 0.0096905 | 1497 | 0.002562 |  |  | 1045.6775 | 0 | 1045.671 | 0.0033175
| 639.8146 | 0.034332 | 387.9752 | 0 | 387.9752 | 0.070034 | 639.0035 | 0 | 387.9752 | 0.022108 | 641.7361 | 0.00025448 | 639.8146 | 0.017816 | 387.9752 | 0.0090425 | 861.5706 | 0.001966 | 1016.4967 | 0.99585 | 718.789 | 0.0037283 | 1115.6608 | 0.0089168 | 1123.3639 | 0.0095297 | 1498 | 0.0038982 |  |  | 1045.731 | 0 | 1045.7246 | 0.0032968
| 639.9753 | 0.017567 | 388.1919 | 0 | 388.1919 | -0.0029657 | 639.1645 | 0.00026087 | 388.1919 | -0.10383 | 641.8967 | 0.00026216 | 639.9753 | 0.019455 | 388.1919 | 0.021702 | 861.6445 | 0.0017754 | 1016.7408 | 1.0013 | 718.948 | 0.0029948 | 1115.7218 | 0.0089782 | 1123.5184 | 0.0093615 | 1499 | 0.0036774 |  |  | 1045.7846 | 0 | 1045.7782 | 0.0032833
| 640.136 | 0.025629 | 388.4086 | 0 | 388.4086 | 0.028767 | 639.3256 | 0 | 388.4086 | 0.11866 | 642.0573 | 0.00020951 | 640.136 | 0.018144 | 388.4086 | 0.0018125 | 861.7184 | 0.0020969 | 1016.985 | 1.0069 | 719.106 | 0.0042289 | 1115.7827 | 0.0090397 | 1123.6731 | 0.009219 | 1500 | 0.0024796 |  |  | 1045.8381 | 0 | 1045.8317 | 0.0032793
| 640.2968 | 0.016606 | 388.6254 | 0 | 388.6254 | -0.02901 | 639.4866 | 0.00026087 | 388.6254 | -0.079215 | 642.2178 | 0.00030165 | 640.2968 | 0.019565 | 388.6254 | 0.027127 | 861.7922 | 0.0017915 | 1017.2292 | 1.0111 | 719.264 | 0.0038918 | 1115.8438 | 0.0091011 | 1123.8278 | 0.009132 | 1501 | 0.010267 |  |  | 1045.8917 | 0 | 1045.8853 | 0.0032841
| 640.4575 | 0.016499 | 388.8422 | 0 | 388.8422 | -0.021339 | 639.6476 | 0 | 388.8422 | 0.11369 | 642.3784 | 0.00019854 | 640.4575 | 0.018253 | 388.8422 | 0.012659 | 861.8661 | 0.0015507 | 1017.4733 | 1.0227 | 719.423 | 0.0029221 | 1115.9047 | 0.0091677 | 1123.9824 | 0.0091202 | 1502 | 0.0076662 |  |  | 1045.9453 | 0 | 1045.9388 | 0.0032976
| 640.6182 | 0.012387 | 389.059 | 0 | 389.059 | -0.018614 | 639.8087 | 0 | 389.059 | -0.1241 | 642.539 | 0.00026984 | 640.6182 | 0.019565 | 389.059 | 0.0090425 | 861.9401 | 0.0012795 | 1017.7175 | 1.0301 | 719.581 | 0.0033273 | 1115.9657 | 0.0092292 | 1124.1372 | 0.0091885 | 1503 | 0.0040374 |  |  | 1045.9989 | 0 | 1045.9925 | 0.0033199
| 640.779 | 0.023066 | 389.2758 | 0 | 389.2758 | 0.0028496 | 639.9697 | 0.00017392 | 389.2758 | 0.064995 | 642.6996 | 0.00023364 | 640.779 | 0.018909 | 389.2758 | 0.03617 | 862.014 | 0.0014917 | 1017.9617 | 1.033 | 719.74 | 0.0034065 | 1116.0267 | 0.0092958 | 1124.292 | 0.0093268 | 1504 | 0.0060362 |  |  | 1046.0525 | 0 | 1046.0461 | 0.0033492
| 640.9397 | 0.018047 | 389.4926 | 0 | 389.4926 | 0.0036075 | 640.1308 | 0 | 389.4926 | -0.12353 | 642.8602 | 0.0002479 | 640.9397 | 0.019565 | 389.4926 | 0.0072445 | 862.088 | 0.0020192 | 1018.2059 | 1.0472 | 719.898 | 0.0054062 | 1116.0876 | 0.0093623 | 1124.4468 | 0.0095139 | 1505 | 0.0075997 |  |  | 1046.1062 | 0 | 1046.0997 | 0.0033826
| 641.1004 | 0.0354 | 389.7094 | 0 | 389.7094 | -0.033386 | 640.2918 | 0.00017392 | 389.7094 | 0.15903 | 643.0209 | 0.00026984 | 641.1004 | 0.017488 | 389.7094 | 0.018085 | 862.1619 | 0.0019249 | 1018.4501 | 1.06 | 720.057 | 0.0038378 | 1116.1487 | 0.0094289 | 1124.6017 | 0.0097238 | 1506 | 0.0034466 |  |  | 1046.1598 | 0 | 1046.1533 | 0.0034192
| 641.2612 | 0.018314 | 389.9263 | 0 | 389.9263 | 0.0045058 | 640.4529 | 0.00078262 | 389.9263 | -0.060288 | 643.1815 | 0.000249 | 641.2612 | 0.018581 | 389.9263 | 0.0090425 | 862.2359 | 0.0016096 | 1018.6943 | 1.0653 | 720.216 | 0.0034104 | 1116.2097 | 0.0094955 | 1124.7566 | 0.0099317 | 1507 | 0.0033441 |  |  | 1046.2134 | 0 | 1046.2069 | 0.0034541
| 641.422 | 0.027872 | 390.1432 | 0 | 390.1432 | 0.010004 | 640.6139 | 0 | 390.1432 | 0.083238 | 643.3421 | 0.00022267 | 641.422 | 0.017597 | 390.1432 | 0.034361 | 862.31 | 0.0015667 | 1018.9385 | 1.0807 | 720.375 | 0.0029663 | 1116.2707 | 0.0095621 | 1124.9115 | 0.010119 | 1508 | 0.0042759 |  |  | 1046.267 | 0 | 1046.2606 | 0.0034851
| 641.5827 | 0.023013 | 390.36 | 0 | 390.36 | -0.043683 | 640.775 | 0.00078262 | 390.36 | -0.035461 | 643.5028 | 0.00030055 | 641.5827 | 0.019127 | 390.36 | 0.016276 | 862.3839 | 0.0014941 | 1019.1827 | 1.0877 | 720.534 | 0.0025769 | 1116.3318 | 0.0096287 | 1125.0665 | 0.010276 | 1509 | 0.0030025 |  |  | 1046.3207 | 0 | 1046.3142 | 0.0035089
| 641.7435 | 0.031449 | 390.5769 | 0 | 390.5769 | 0.026468 | 640.9361 | 0.00017392 | 390.5769 | 0.014125 | 643.6634 | 0.00020512 | 641.7435 | 0.017379 | 390.5769 | 0.018085 | 862.4579 | 0.0015693 | 1019.4269 | 1.1069 | 720.693 | 0.0035719 | 1116.3928 | 0.0096952 | 1125.2216 | 0.010399 | 1510 | 0.0038037 |  |  | 1046.3743 | 0 | 1046.3678 | 0.0035224
| 641.9043 | 0.030435 | 390.7939 | 0 | 390.7939 | -0.064329 | 641.0972 | 0.00026087 | 390.7939 | -0.11181 | 643.8241 | 0.0002501 | 641.9043 | 0.018909 | 390.7939 | -0.0036195 | 862.5319 | 0.0020957 | 1019.6711 | 1.1154 | 720.852 | 0.0034719 | 1116.4539 | 0.0097618 | 1125.3767 | 0.010494 | 1511 | 0.0040793 |  |  | 1046.4279 | 0 | 1046.4215 | 0.003524
| 642.0651 | 0.027391 | 391.0108 | 0 | 391.0108 | 0.081857 | 641.2582 | 0.00017392 | 391.0108 | 0.10881 | 643.9847 | 0.00027313 | 642.0651 | 0.017816 | 391.0108 | 0 | 862.6061 | 0.0022127 | 1019.9153 | 1.1251 | 721.011 | 0.001942 | 1116.5149 | 0.0098335 | 1125.5319 | 0.010571 | 1512 | 0.0048412 |  |  | 1046.4816 | 0 | 1046.4751 | 0.0035129
| 642.2259 | 0.01463 | 391.2277 | 0 | 391.2277 | -0.032134 | 641.4193 | 0.00026087 | 391.2277 | -0.033062 | 644.1454 | 0.00022487 | 642.2259 | 0.019237 | 391.2277 | 0.021702 | 862.6801 | 0.0019186 | 1020.1596 | 1.1339 | 721.17 | 0.003258 | 1116.5759 | 0.0099001 | 1125.687 | 0.010637 | 1513 | 0.0060671 |  |  | 1046.5352 | 0 | 1046.5288 | 0.0034899
| 642.3867 | 0.02675 | 391.4447 | 0 | 391.4447 | 0.00050465 | 641.5804 | 0 | 391.4447 | 0.074531 | 644.3061 | 0.00030823 | 642.3867 | 0.017707 | 391.4447 | 0.014468 | 862.7541 | 0.0019538 | 1020.1761 | 1.1329 | 721.329 | 0.001509 | 1116.6371 | 0.0099718 | 1125.8422 | 0.010699 | 1514 | 0.0058623 |  |  | 1046.5889 | 0 | 1046.5824 | 0.0034597
| 642.5475 | 0.020023 | 391.6617 | 0 | 391.6617 | -0.0015499 | 641.7415 | 0 | 391.6617 | -0.15001 | 644.4668 | 0.00024022 | 642.5475 | 0.018581 | 391.6617 | -0.0072409 | 862.8282 | 0.0023208 | 1020.4311 | 1.1463 | 721.489 | 0.0056801 | 1116.6981 | 0.010038 | 1125.9974 | 0.010754 | 1515 | 0.0075986 |  |  | 1046.6426 | 0 | 1046.6361 | 0.0034247
| 642.7083 | 0.023547 | 391.8787 | 0 | 391.8787 | -0.00077999 | 641.9027 | 0 | 391.8787 | 0.062594 | 644.6275 | 0.00022267 | 642.7083 | 0.017488 | 391.8786 | 0.025319 | 862.9023 | 0.0029215 | 1020.6862 | 1.1558 | 721.648 | 0.0036535 | 1116.7592 | 0.01011 | 1126.1528 | 0.010786 | 1516 | 0.0026082 |  |  | 1046.6962 | 0 | 1046.6897 | 0.0033921
| 642.8691 | 0.02328 | 392.0957 | 0 | 392.0957 | -0.039504 | 642.0638 | 0.00078262 | 392.0957 | -0.070232 | 644.7882 | 0.00024351 | 642.8691 | 0.0188 | 392.0957 | 0.0036232 | 862.9764 | 0.002586 | 1020.9414 | 1.1689 | 721.807 | 0.0041672 | 1116.8203 | 0.010182 | 1126.3081 | 0.010774 | 1517 | 0.0031701 |  |  | 1046.7499 | 0 | 1046.7434 | 0.0033651
| 643.0299 | 0.025789 | 392.3127 | 0 | 392.3127 | 0.025739 | 642.2249 | 0 | 392.3127 | 0.061695 | 644.9489 | 0.00023803 | 643.0299 | 0.018034 | 392.3127 | 0.005432 | 863.0505 | 0.0021442 | 1021.1968 | 1.1763 | 721.967 | 0.0034571 | 1116.8814 | 0.010248 | 1126.4635 | 0.010694 | 1518 | 0.0045282 |  |  | 1046.8036 | 0 | 1046.7971 | 0.0033477
| 643.1908 | 0.021892 | 392.5297 | 0 | 392.5297 | -0.055983 | 642.386 | 0 | 392.5297 | -0.069731 | 645.1096 | 0.00026545 | 643.1908 | 0.019565 | 392.5297 | 0.02351 | 863.1246 | 0.001805 | 1021.4523 | 1.1916 | 722.127 | 0.0026317 | 1116.9425 | 0.01032 | 1126.6189 | 0.010535 | 1519 | 0.005118 |  |  | 1046.8572 | 0 | 1046.8508 | 0.0033421
| 643.3516 | 0.02611 | 392.7468 | 0 | 392.7468 | 0.017339 | 642.5472 | 0 | 392.7468 | 0.049788 | 645.2704 | 0.00031701 | 643.3516 | 0.018362 | 392.7468 | 0.016276 | 863.1987 | 0.0016899 | 1021.7079 | 1.1961 | 722.286 | 0.0035625 | 1117.0035 | 0.010392 | 1126.7744 | 0.010302 | 1520 | 0.0025804 |  |  | 1046.9109 | 0 | 1046.9045 | 0.0033492
| 643.5125 | 0.016819 | 392.9638 | 0 | 392.9638 | -0.032844 | 642.7083 | 0.00026087 | 392.9638 | -0.07144 | 645.4311 | 0.00013711 | 643.5125 | 0.02033 | 392.9638 | 0.010851 | 863.2728 | 0.0014912 | 1021.9637 | 1.2114 | 722.446 | 0.0028325 | 1117.0647 | 0.010463 | 1126.9299 | 0.010019 | 1521 | 0.0051639 |  |  | 1046.9646 | 0 | 1046.9581 | 0.0033659
| 643.6733 | 0.017834 | 393.1809 | 0 | 393.1809 | 0.037209 | 642.8695 | 0 | 393.1809 | 0.085292 | 645.5919 | 0.00030055 | 643.6733 | 0.018909 | 393.1809 | 0.0090425 | 863.347 | 0.001301 | 1022.2196 | 1.2286 | 722.606 | 0.0024792 | 1117.1258 | 0.010535 | 1127.0854 | 0.0097245 | 1522 | 0.002995 |  |  | 1047.0183 | 0 | 1047.0118 | 0.0033913
| 643.8342 | 0.016712 | 393.398 | 0 | 393.398 | -0.048904 | 643.0306 | 0.00078262 | 393.398 | -0.021001 | 645.7526 | 0.00017331 | 643.8342 | 0.019893 | 393.398 | 0.018085 | 863.4212 | 0.0013321 | 1022.4756 | 1.2382 | 722.766 | 0.002629 | 1117.1869 | 0.010607 | 1127.2411 | 0.0094579 | 1523 | 0.0070237 |  |  | 1047.072 | 0 | 1047.0656 | 0.0034215
| 643.9951 | 0.031182 | 393.6151 | 0 | 393.6151 | 0.018206 | 643.1918 | 0 | 393.6151 | 0.13957 | 645.9134 | 0.00033127 | 643.9951 | 0.017816 | 393.6151 | 0.0018125 | 863.4954 | 0.0021186 | 1022.7318 | 1.246 | 722.926 | 0.0029971 | 1117.248 | 0.010673 | 1127.3967 | 0.0092491 | 1524 | 0.0020942 |  |  | 1047.1257 | 0 | 1047.1193 | 0.0034509
| 644.1559 | 0.021411 | 393.8322 | 0 | 393.8322 | 0.024391 | 643.3529 | 0.00026087 | 393.8322 | -0.033566 | 646.0742 | 0.0002139 | 644.1559 | 0.019018 | 393.8322 | 0.0090425 | 863.5696 | 0.0025466 | 1022.988 | 1.258 | 723.086 | 0.0034607 | 1117.3092 | 0.010745 | 1127.5524 | 0.0091108 | 1525 | 0.0026106 |  |  | 1047.1794 | 0 | 1047.173 | 0.0034771
| 644.3168 | 0.030328 | 394.0494 | 0 | 394.0494 | 0.0569 | 643.5141 | 0.00017392 | 394.0494 | 0.049826 | 646.2349 | 0.00024242 | 644.3168 | 0.017707 | 394.0494 | 0.0090425 | 863.6438 | 0.0023616 | 1023.2445 | 1.2726 | 723.246 | 0.0024737 | 1117.3704 | 0.010817 | 1127.7081 | 0.0090382 | 1526 | 0.0036971 |  |  | 1047.2332 | 0 | 1047.2267 | 0.0034962
| 644.4777 | 0.023173 | 394.2665 | 0 | 394.2665 | 0.030981 | 643.6753 | 0.00078262 | 394.2665 | -0.12032 | 646.3957 | 0.00023364 | 644.4777 | 0.019018 | 394.2665 | 0.0090425 | 863.718 | 0.0024803 | 1023.501 | 1.2741 | 723.406 | 0.0026263 | 1117.4315 | 0.010889 | 1127.8639 | 0.0090145 | 1527 | 0.0021562 |  |  | 1047.2869 | 0 | 1047.2805 | 0.0035073
| 644.6386 | 0.030061 | 394.4837 | 0 | 394.4837 | 0.0066848 | 643.8365 | 0.00069566 | 394.4837 | 0.060092 | 646.5565 | 0.00022377 | 644.6386 | 0.017925 | 394.4837 | 0.0072427 | 863.7923 | 0.0023333 | 1023.7576 | 1.2914 | 723.567 | 0.005044 | 1117.4927 | 0.01096 | 1128.0198 | 0.0090203 | 1528 | 0.0035455 |  |  | 1047.3407 | 0 | 1047.3342 | 0.0035105
| 644.7995 | 0.019435 | 394.7009 | 0 | 394.7009 | -0.048659 | 643.9977 | 0.00078262 | 394.7009 | -0.12284 | 646.7173 | 0.00029617 | 644.7995 | 0.018909 | 394.7009 | -0.005432 | 863.8665 | 0.0020045 | 1024.0144 | 1.3066 | 723.727 | 0.0037173 | 1117.5538 | 0.011032 | 1128.1757 | 0.0090398 | 1529 | 0.0073543 |  |  | 1047.3944 | 0 | 1047.3879 | 0.0035089
| 644.9604 | 0.025416 | 394.9181 | 0 | 394.9181 | 0.013179 | 644.1589 | 0 | 394.9181 | 0.10017 | 646.8781 | 0.00019635 | 644.9604 | 0.017379 | 394.9181 | 0.0090425 | 863.9408 | 0.0017843 | 1024.2714 | 1.3218 | 723.887 | 0.0026326 | 1117.615 | 0.011099 | 1128.3315 | 0.0090644 | 1530 | 0.0060922 |  |  | 1047.4481 | 0 | 1047.4416 | 0.0035073
| 645.1213 | 0.020663 | 395.1353 | 0 | 395.1353 | -0.068628 | 644.3201 | 0 | 395.1353 | -0.097721 | 647.0389 | 0.00023254 | 645.1213 | 0.018144 | 395.1353 | 0.0018107 | 864.0151 | 0.0019818 | 1024.5283 | 1.3324 | 724.048 | 0.0036717 | 1117.6762 | 0.01117 | 1128.4874 | 0.0090914 | 1531 | 0.0034383 |  |  | 1047.5018 | 0 | 1047.4955 | 0.0035081
| 645.2823 | 0.023867 | 395.3525 | 0 | 395.3525 | 0.0098132 | 644.4813 | 0 | 395.3525 | 0.061204 | 647.1998 | 0.00025448 | 645.2823 | 0.017816 | 395.3525 | 0 | 864.0894 | 0.0015216 | 1024.7855 | 1.3346 | 724.208 | 0.0032497 | 1117.7373 | 0.011242 | 1128.6434 | 0.0091194 | 1532 | 0.0034961 |  |  | 1047.5557 | 0 | 1047.5492 | 0.0035161
| 645.4432 | 0.024988 | 395.5698 | 0 | 395.5698 | -0.021208 | 644.6425 | 0.00026087 | 395.5698 | -0.12055 | 647.3606 | 0.00018428 | 645.4432 | 0.019127 | 395.5698 | 0.012659 | 864.1637 | 0.0018619 | 1025.0429 | 1.3566 | 724.369 | 0.0041146 | 1117.7986 | 0.011314 | 1128.7994 | 0.0091441 | 1533 | 0.0058955 |  |  | 1047.6094 | 0 | 1047.6029 | 0.003532
| 645.6041 | 0.023921 | 395.787 | 0 | 395.787 | 0.05463 | 644.8037 | 0 | 395.787 | 0.060596 | 647.5215 | 0.00034772 | 645.6041 | 0.018144 | 395.7871 | 0.019893 | 864.238 | 0.0015952 | 1025.3003 | 1.3615 | 724.53 | 0.0047495 | 1117.8597 | 0.01138 | 1128.9556 | 0.009156 | 1534 | 0.0081704 |  |  | 1047.6632 | 0 | 1047.6567 | 0.0035542
| 645.7651 | 0.018101 | 396.0043 | 0 | 396.0043 | -0.023854 | 644.9649 | 0 | 396.0043 | -0.1103 | 647.6823 | 0.00012395 | 645.7651 | 0.018909 | 396.0043 | 0.0090425 | 864.3123 | 0.001581 | 1025.5579 | 1.3794 | 724.69 | 0.0042017 | 1117.9209 | 0.011452 | 1129.1117 | 0.0091416 | 1535 | 0.0055514 |  |  | 1047.7169 | 0 | 1047.7105 | 0.0035788
| 645.926 | 0.020557 | 396.2216 | 0 | 396.2216 | 0.0052321 | 645.1262 | 0 | 396.2216 | 0.087314 | 647.8432 | 0.000283 | 645.926 | 0.018253 | 396.2216 | 0 | 864.3867 | 0.0018447 | 1025.8156 | 1.3881 | 724.851 | 0.0020139 | 1117.9822 | 0.011524 | 1129.2678 | 0.0090868 | 1536 | 0.0024989 |  |  | 1047.7707 | 0 | 1047.7643 | 0.0035995
| 646.087 | 0.02894 | 396.4389 | 0 | 396.4389 | -0.014679 | 645.2874 | 0.00078262 | 396.4389 | -0.14287 | 648.004 | 0.00024242 | 646.087 | 0.019127 | 396.4389 | 0 | 864.4611 | 0.0021721 | 1026.0734 | 1.4015 | 725.012 | 0.0033611 | 1118.0433 | 0.01159 | 1129.4241 | 0.0089825 | 1537 | 0.0056941 |  |  | 1047.8245 | 0 | 1047.8181 | 0.0036106
| 646.2479 | 0.026003 | 396.6562 | 0 | 396.6562 | 0.052226 | 645.4487 | 0.00069566 | 396.6562 | 0.11204 | 648.1649 | 0.00022158 | 646.2479 | 0.017597 | 396.6562 | -0.0018089 | 864.5354 | 0.0024389 | 1026.3313 | 1.4105 | 725.173 | 0.0026726 | 1118.1046 | 0.011662 | 1129.5803 | 0.0088289 | 1538 | 0.0032791 |  |  | 1047.8783 | 0 | 1047.8718 | 0.0036066
| 646.4089 | 0.019542 | 396.8736 | 0 | 396.8736 | -0.040003 | 645.6099 | 0.00026087 | 396.8736 | -0.08379 | 648.3258 | 0.00026545 | 646.4089 | 0.019565 | 396.8736 | 0.027127 | 864.6098 | 0.0017096 | 1026.5894 | 1.4243 | 725.334 | 0.0043174 | 1118.1659 | 0.011729 | 1129.7366 | 0.0086374 | 1539 | 0.0053061 |  |  | 1047.9321 | 0 | 1047.9257 | 0.003582
| 646.5699 | 0.025255 | 397.0909 | 0 | 397.0909 | 0.01742 | 645.7712 | 0.00017392 | 397.0909 | 0.056947 | 648.4867 | 0.00017331 | 646.5699 | 0.018362 | 397.0909 | -0.0018089 | 864.6842 | 0.0015855 | 1026.8475 | 1.4396 | 725.495 | 0.0055068 | 1118.227 | 0.011795 | 1129.8929 | 0.0084292 | 1540 | 0.0042158 |  |  | 1047.9858 | 0 | 1047.9795 | 0.0035367
| 646.7309 | 0.023547 | 397.3083 | 0 | 397.3083 | -0.029676 | 645.9324 | 0.00026087 | 397.3083 | -0.11774 | 648.6476 | 0.00024461 | 646.7309 | 0.020111 | 397.3083 | 0.0090425 | 864.7586 | 0.0021625 | 1027.106 | 1.4629 | 725.657 | 0.0020839 | 1118.2883 | 0.011867 | 1130.0493 | 0.0082316 | 1541 | 0.0051159 |  |  | 1048.0397 | 0 | 1048.0332 | 0.0034732
| 646.8918 | 0.021678 | 397.5257 | 0 | 397.5257 | 0.069728 | 646.0937 | 0.00017392 | 397.5257 | 0.021227 | 648.8085 | 0.00032249 | 646.8918 | 0.017707 | 397.5257 | 0.0072427 | 864.833 | 0.0018137 | 1027.3644 | 1.4705 | 725.818 | 0.0029046 | 1118.3496 | 0.011933 | 1130.2057 | 0.0080726 | 1542 | 0.0029249 |  |  | 1048.0935 | 0 | 1048.087 | 0.0033993
| 647.0528 | 0.015965 | 397.7431 | 0 | 397.7431 | -0.0027016 | 646.255 | 0.00026087 | 397.7431 | -0.13853 | 648.9694 | 0.00016783 | 647.0528 | 0.019455 | 397.7431 | 0.0090425 | 864.9075 | 0.0020939 | 1027.623 | 1.4832 | 725.979 | 0.002809 | 1118.4109 | 0.012 | 1130.3622 | 0.0079748 | 1543 | 0.0041129 |  |  | 1048.1473 | 0 | 1048.1409 | 0.0033238
| 647.2138 | 0.023066 | 397.9605 | 0 | 397.9605 | 0.034959 | 646.4162 | 0.00017392 | 397.9605 | 0.088583 | 649.1303 | 0.00027752 | 647.2138 | 0.017597 | 397.9605 | 0.0072445 | 864.9819 | 0.0023646 | 1027.8817 | 1.4915 | 726.141 | 0.0044343 | 1118.4722 | 0.012067 | 1130.5187 | 0.0079515 | 1544 | 0.0028647 |  |  | 1048.2012 | 0 | 1048.1947 | 0.0032603
| 647.3749 | 0.015698 | 398.1779 | 0 | 398.1779 | 0.0065572 | 646.5775 | 0.0013044 | 398.1779 | -0.03536 | 649.2913 | 0.00018318 | 647.3749 | 0.01869 | 398.1779 | 0 | 865.0563 | 0.0026575 | 1028.1406 | 1.5022 | 726.302 | 0.0033503 | 1118.5333 | 0.012133 | 1130.6753 | 0.0080048 | 1545 | 0.0053645 |  |  | 1048.255 | 0 | 1048.2485 | 0.0032182
| 647.5359 | 0.019969 | 398.3954 | 0 | 398.3954 | -0.028336 | 646.7388 | 0.00017392 | 398.3954 | 0.079538 | 649.4522 | 0.00026326 | 647.5359 | 0.017269 | 398.3954 | 0.0018125 | 865.1309 | 0.0027179 | 1028.3995 | 1.5197 | 726.464 | 0.0041876 | 1118.5946 | 0.0122 | 1130.8318 | 0.0081266 | 1546 | 0.0027608 |  |  | 1048.3088 | 0 | 1048.3024 | 0.0032047
| 647.6969 | 0.021785 | 398.6128 | 0 | 398.6128 | -0.063868 | 646.9001 | 0.00078262 | 398.6128 | -0.067996 | 649.6132 | 0.00021829 | 647.6969 | 0.018581 | 398.6128 | 0.0090425 | 865.2053 | 0.0019971 | 1028.6587 | 1.5316 | 726.625 | 0.0044804 | 1118.656 | 0.012266 | 1130.9885 | 0.0083012 | 1547 | 0.0041933 |  |  | 1048.3627 | 0 | 1048.3562 | 0.0032221
| 647.8579 | 0.0291 | 398.8303 | 0 | 398.8303 | -0.017422 | 647.0614 | 0.00017392 | 398.8303 | 0.073426 | 649.7741 | 0.00025887 | 647.8579 | 0.017707 | 398.8303 | 0 | 865.2799 | 0.0019628 | 1028.918 | 1.5508 | 726.787 | 0.002417 | 1118.7173 | 0.012333 | 1131.1451 | 0.0085089 | 1548 | 0.0056999 |  |  | 1048.4165 | 0 | 1048.41 | 0.0032682
| 648.0189 | 0.023013 | 399.0478 | 0 | 399.0478 | -0.014973 | 647.2227 | 0.00026087 | 399.0478 | -0.14398 | 649.9351 | 0.00019964 | 648.0189 | 0.019127 | 399.0478 | 0.012659 | 865.3543 | 0.0020943 | 1029.1774 | 1.5659 | 726.949 | 0.0039716 | 1118.7786 | 0.012399 | 1131.3019 | 0.0087285 | 1549 | 0.0060808 |  |  | 1048.4703 | 0 | 1048.4639 | 0.0033334
| 648.18 | 0.028085 | 399.2653 | 0 | 399.2653 | 0.011997 | 647.384 | 0.00017392 | 399.2653 | 0.14493 | 650.0961 | 0.00028739 | 648.18 | 0.017925 | 399.2653 | 0.0090425 | 865.4288 | 0.0021718 | 1029.4369 | 1.575 | 727.111 | 0.003598 | 1118.8398 | 0.012466 | 1131.4586 | 0.0089391 | 1550 | 0.0038298 |  |  | 1048.5242 | 0 | 1048.5177 | 0.003408
| 648.341 | 0.018474 | 399.4828 | 0 | 399.4828 | -0.038611 | 647.5454 | 0 | 399.4828 | -0.062037 | 650.257 | 0.00018867 | 648.341 | 0.018472 | 399.4828 | -0.012659 | 865.5033 | 0.0027557 | 1029.6965 | 1.5883 | 727.272 | 0.0030356 | 1118.9011 | 0.012527 | 1131.6155 | 0.0091218 | 1551 | 0.0038195 |  |  | 1048.5781 | 0 | 1048.5717 | 0.0034787
| 648.5021 | 0.023921 | 399.7003 | 0 | 399.7003 | 0.036446 | 647.7067 | 0.00017392 | 399.7003 | 0.091047 | 650.418 | 0.00022158 | 648.5021 | 0.01716 | 399.7003 | 0 | 865.5779 | 0.0019543 | 1029.9563 | 1.6094 | 727.434 | 0.0044424 | 1118.9625 | 0.012594 | 1131.7723 | 0.0092603 | 1552 | 0.0071158 |  |  | 1048.632 | 0 | 1048.6255 | 0.0035367
| 648.6631 | 0.020023 | 399.9179 | 0 | 399.9179 | 0.013755 | 647.868 | 0.00026087 | 399.9179 | -0.095067 | 650.579 | 0.00025887 | 648.6631 | 0.018362 | 399.9179 | 0 | 865.6524 | 0.0011302 | 1030.2162 | 1.6316 | 727.596 | 0.0032572 | 1119.0238 | 0.012661 | 1131.9292 | 0.0093437 | 1553 | 0.0034886 |  |  | 1048.6858 | 0 | 1048.6793 | 0.0035757
| 648.8242 | 0.044477 | 400.1354 | 0 | 400.1354 | 0.019368 | 648.0294 | 0.00017392 | 400.1354 | 0.11898 | 650.74 | 0.00020293 | 648.8242 | 0.018581 | 400.1354 | 0.018085 | 865.727 | 0.0016051 | 1030.4762 | 1.6397 | 727.759 | 0.00339 | 1119.0851 | 0.012722 | 1132.0862 | 0.0093676 | 1554 | 0.0062162 |  |  | 1048.7397 | 0 | 1048.7333 | 0.0035915
| 648.9853 | 0.021518 | 400.353 | 0 | 400.353 | 0.015459 | 648.1907 | 0 | 400.353 | -0.10261 | 650.901 | 0.00022596 | 648.9853 | 0.019565 | 400.353 | 0.014468 | 865.8016 | 0.0025032 | 1030.7365 | 1.6566 | 727.921 | 0.0030593 | 1119.1465 | 0.012789 | 1132.2432 | 0.0093352 | 1555 | 0.004672 |  |  | 1048.7936 | 0 | 1048.7871 | 0.0035876
| 649.1464 | 0.028512 | 400.5706 | 0 | 400.5706 | -0.0015323 | 648.3521 | 0.00017392 | 400.5706 | 0.12799 | 651.0621 | 0.00027203 | 649.1464 | 0.018472 | 400.5706 | 0.0090425 | 865.8762 | 0.002683 | 1030.9967 | 1.6642 | 728.083 | 0.0027373 | 1119.2079 | 0.01285 | 1132.4001 | 0.0092573 | 1556 | 0.0042761 |  |  | 1048.8474 | 0 | 1048.8411 | 0.0035669
| 649.3075 | 0.025042 | 400.7882 | 0 | 400.7882 | -0.036676 | 648.5134 | 0 | 400.7882 | -0.19173 | 651.2231 | 0.0001426 | 649.3075 | 0.019018 | 400.7882 | 0.0090425 | 865.9508 | 0.0022534 | 1031.2571 | 1.6911 | 728.245 | 0.0025186 | 1119.2692 | 0.012917 | 1132.5573 | 0.0091502 | 1557 | 0.0029724 |  |  | 1048.9014 | 0 | 1048.8949 | 0.0035367
| 649.4686 | 0.035934 | 401.0058 | 0 | 401.0058 | 0.028352 | 648.6748 | 0.00017392 | 401.0058 | 0.039016 | 651.3841 | 0.00032688 | 649.4686 | 0.017816 | 401.0058 | 0.019893 | 866.0255 | 0.0018845 | 1031.5177 | 1.6985 | 728.408 | 0.0036167 | 1119.3306 | 0.012978 | 1132.7144 | 0.0090332 | 1558 | 0.005302 |  |  | 1048.9552 | 0 | 1048.9488 | 0.0035026
| 649.6296 | 0.021197 | 401.2235 | 0 | 401.2235 | 0.048465 | 648.8361 | 0.00078262 | 401.2235 | -0.061725 | 651.5452 | 0.00015028 | 649.6296 | 0.019127 | 401.2235 | -0.0090425 | 866.1001 | 0.0021092 | 1031.7784 | 1.7146 | 728.57 | 0.0045644 | 1119.3918 | 0.01304 | 1132.8715 | 0.0089267 | 1559 | 0.0026065 |  |  | 1049.0092 | 0 | 1049.0027 | 0.0034724
| 649.7908 | 0.032303 | 401.4411 | 0 | 401.4411 | 0.053362 | 648.9975 | 0 | 401.4411 | 0.038151 | 651.7062 | 0.00025668 | 649.7908 | 0.017707 | 401.4411 | 0.012659 | 866.1747 | 0.0016156 | 1032.0392 | 1.7284 | 728.733 | 0.0025889 | 1119.4533 | 0.013106 | 1133.0287 | 0.0088489 | 1560 | 0.0032622 |  |  | 1049.0631 | 0 | 1049.0566 | 0.0034493
| 649.9519 | 0.013776 | 401.6588 | 0 | 401.6588 | -0.030919 | 649.1589 | 0 | 401.6588 | -0.070251 | 651.8673 | 0.00022487 | 649.9519 | 0.019127 | 401.6588 | 0.005432 | 866.2494 | 0.0014025 | 1032.3002 | 1.7435 | 728.896 | 0.002918 | 1119.5147 | 0.013168 | 1133.1859 | 0.0088126 | 1561 | 0.0024001 |  |  | 1049.1169 | 0 | 1049.1106 | 0.0034398
| 650.113 | 0.022265 | 401.8765 | 0 | 401.8765 | 0.022497 | 649.3203 | 0 | 401.8765 | 0.060817 | 652.0284 | 0.00020073 | 650.113 | 0.018581 | 401.8765 | 0.010851 | 866.3241 | 0.0014538 | 1032.5613 | 1.7551 | 729.058 | 0.0020428 | 1119.576 | 0.013229 | 1133.3433 | 0.0088209 | 1562 | 0.0052904 |  |  | 1049.1709 | 0 | 1049.1644 | 0.0034446
| 650.2741 | 0.021197 | 402.0942 | 0 | 402.0942 | -0.037044 | 649.4817 | 0.00026087 | 402.0942 | -0.12457 | 652.1894 | 0.00025668 | 650.2741 | 0.019565 | 402.0942 | 0.0018107 | 866.3987 | 0.0014748 | 1032.8225 | 1.7796 | 729.221 | 0.0026308 | 1119.6374 | 0.013291 | 1133.5006 | 0.008865 | 1563 | 0.0047043 |  |  | 1049.2249 | 0 | 1049.2184 | 0.003466
| 650.4352 | 0.027605 | 402.3119 | 0 | 402.3119 | 0.03351 | 649.6431 | 0.00017392 | 402.3119 | 0.03405 | 652.3505 | 0.00023145 | 650.4352 | 0.019346 | 402.3119 | 0.027127 | 866.4734 | 0.0018536 | 1033.0839 | 1.8046 | 729.384 | 0.004121 | 1119.6988 | 0.013357 | 1133.658 | 0.0089244 | 1564 | 0.0060406 |  |  | 1049.2788 | 0 | 1049.2723 | 0.0035026
| 650.5964 | 0.019222 | 402.5296 | 0 | 402.5296 | -0.028749 | 649.8045 | 0.00026087 | 402.5296 | -0.076423 | 652.5116 | 0.00020183 | 650.5964 | 0.02033 | 402.5296 | 0.0036232 | 866.5482 | 0.0017712 | 1033.3453 | 1.8102 | 729.547 | 0.0031693 | 1119.7603 | 0.013419 | 1133.8154 | 0.0089719 | 1565 | 0.0035643 |  |  | 1049.3328 | 0 | 1049.3263 | 0.0035494
| 650.7575 | 0.039512 | 402.7474 | 0 | 402.7474 | 0.017607 | 649.9659 | 0 | 402.7474 | 0.068088 | 652.6727 | 0.00025668 | 650.7575 | 0.020002 | 402.7474 | 0.018085 | 866.6229 | 0.0016353 | 1033.6069 | 1.826 | 729.71 | 0.0024469 | 1119.8217 | 0.01348 | 1133.9729 | 0.0089817 | 1566 | 0.0053966 |  |  | 1049.3867 | 0 | 1049.3802 | 0.0036011
| 650.9187 | 0.020557 | 402.9651 | 0 | 402.9651 | 0.024089 | 650.1273 | 0.00078262 | 402.9651 | -0.0065523 | 652.8338 | 0.00017441 | 650.9187 | 0.019237 | 402.9651 | 0.018085 | 866.6977 | 0.0015332 | 1033.8686 | 1.8463 | 729.873 | 0.0042001 | 1119.8831 | 0.013542 | 1134.1304 | 0.0089369 | 1567 | 0.0046182 |  |  | 1049.4406 | 0 | 1049.4342 | 0.0036479
| 651.0798 | 0.031609 | 403.1829 | 0 | 403.1829 | -0.01557 | 650.2887 | 0 | 403.1829 | 0.076558 | 652.9949 | 0.00028191 | 651.0798 | 0.017816 | 403.1829 | 0.019893 | 866.7724 | 0.0011516 | 1034.1306 | 1.8679 | 730.036 | 0.0048593 | 1119.9445 | 0.013608 | 1134.288 | 0.0088353 | 1568 | 0.0052126 |  |  | 1049.4945 | 0 | 1049.4882 | 0.0036837
| 651.241 | 0.018314 | 403.4007 | 0 | 403.4007 | -0.024378 | 650.4501 | 0.00026087 | 403.4007 | -0.049849 | 653.1561 | 0.00019744 | 651.241 | 0.0188 | 403.4007 | 0 | 866.8472 | 0.0016202 | 1034.3926 | 1.8945 | 730.199 | 0.0035456 | 1120.006 | 0.01367 | 1134.4456 | 0.0086879 | 1569 | 0.0033731 |  |  | 1049.5486 | 0 | 1049.5421 | 0.0037004
| 651.4022 | 0.033959 | 403.6185 | 0 | 403.6185 | 0.043301 | 650.6116 | 0 | 403.6185 | 0.076119 | 653.3172 | 0.0002852 | 651.4022 | 0.018909 | 403.6185 | 0.03617 | 866.922 | 0.0019437 | 1034.6548 | 1.9026 | 730.363 | 0.0035269 | 1120.0674 | 0.013731 | 1134.6031 | 0.0085152 | 1570 | 0.0051425 |  |  | 1049.6025 | 0 | 1049.5961 | 0.003694
| 651.5634 | 0.016499 | 403.8363 | 0 | 403.8363 | -0.023305 | 650.773 | 0.00026087 | 403.8363 | -0.052637 | 653.4783 | 0.0001777 | 651.5634 | 0.019565 | 403.8363 | 0.0036195 | 866.9968 | 0.0017396 | 1034.917 | 1.9182 | 730.526 | 0.0047912 | 1120.1288 | 0.013798 | 1134.7609 | 0.0083398 | 1571 | 0.0039472 |  |  | 1049.6565 | 0 | 1049.65 | 0.0036638
| 651.7245 | 0.033425 | 404.0541 | 0 | 404.0541 | 0.013265 | 650.9345 | 0.00017392 | 404.0541 | 0.054332 | 653.6395 | 0.000249 | 651.7245 | 0.018144 | 404.0541 | 0.0090425 | 867.0716 | 0.0018547 | 1035.1794 | 1.9436 | 730.689 | 0.0040802 | 1120.1903 | 0.013859 | 1134.9186 | 0.0081812 | 1572 | 0.002536 |  |  | 1049.7105 | 0 | 1049.704 | 0.0036122
| 651.8857 | 0.026644 | 404.272 | 0 | 404.272 | 0.030003 | 651.0959 | 0.00026087 | 404.272 | -0.068206 | 653.8006 | 0.00016125 | 651.8857 | 0.0188 | 404.272 | 0 | 867.1464 | 0.0017998 | 1035.442 | 1.9552 | 730.853 | 0.0041631 | 1120.2517 | 0.013921 | 1135.0763 | 0.0080526 | 1573 | 0.0031117 |  |  | 1049.7644 | 0 | 1049.7579 | 0.0035423
| 652.0469 | 0.024241 | 404.4898 | 0 | 404.4898 | 0.0012863 | 651.2574 | 0 | 404.4898 | 0.12446 | 653.9618 | 0.00031043 | 652.0469 | 0.018581 | 404.4898 | 0.014468 | 867.2213 | 0.0016566 | 1035.7047 | 1.9731 | 731.016 | 0.0047538 | 1120.3132 | 0.013987 | 1135.2341 | 0.007962 | 1574 | 0.0028958 |  |  | 1049.8184 | 0 | 1049.812 | 0.0034628
| 652.2081 | 0.017193 | 404.7077 | 0 | 404.7077 | -0.024593 | 651.4188 | 0.00026087 | 404.7077 | -0.038927 | 654.123 | 0.00020512 | 652.2081 | 0.019346 | 404.7077 | 0.0090425 | 867.2961 | 0.001578 | 1035.9675 | 1.9872 | 731.18 | 0.0041329 | 1120.3746 | 0.014049 | 1135.392 | 0.007916 | 1575 | 0.0077871 |  |  | 1049.8724 | 0 | 1049.866 | 0.0033802
| 652.3693 | 0.019062 | 404.9256 | 0 | 404.9256 | 0.043699 | 651.5803 | 0.00069566 | 404.9256 | 0.049696 | 654.2841 | 0.00027642 | 652.3693 | 0.0188 | 404.9256 | 0.025319 | 867.3709 | 0.0021373 | 1036.2305 | 2.0024 | 731.344 | 0.0021173 | 1120.4362 | 0.014115 | 1135.5499 | 0.0079227 | 1576 | 0.0019969 |  |  | 1049.9264 | 0 | 1049.9199 | 0.0033016
| 652.5306 | 0.017086 | 405.1435 | 0 | 405.1435 | 0.0040718 | 651.7418 | 0.00026087 | 405.1435 | -0.10318 | 654.4453 | 0.00017989 | 652.5306 | 0.019127 | 405.1435 | 0.0090425 | 867.4458 | 0.002307 | 1036.4935 | 2.0225 | 731.508 | 0.0018044 | 1120.4977 | 0.014182 | 1135.7079 | 0.0079933 | 1577 | 0.0061438 |  |  | 1049.9805 | 0 | 1049.974 | 0.0032333
| 652.6918 | 0.022692 | 405.3614 | 0 | 405.3614 | 0.025239 | 651.9032 | 0.00017392 | 405.3614 | 0.012128 | 654.6065 | 0.00020951 | 652.6918 | 0.017488 | 405.3614 | 0.018085 | 867.5207 | 0.0021809 | 1036.7567 | 2.0491 | 731.671 | 0.0036164 | 1120.5592 | 0.014243 | 1135.8658 | 0.0081398 | 1578 | 0.0026621 |  |  | 1050.0344 | 0 | 1050.0279 | 0.0031784
| 652.853 | 0.021304 | 405.5794 | 0 | 405.5794 | -0.024744 | 652.0647 | 0.00078262 | 405.5794 | -0.077727 | 654.7677 | 0.00025997 | 652.853 | 0.017707 | 405.5794 | 0.0054302 | 867.5956 | 0.0018218 | 1037.0201 | 2.0708 | 731.835 | 0.0028903 | 1120.6206 | 0.01431 | 1136.0239 | 0.0083688 | 1579 | 0.0039287 |  |  | 1050.0885 | 0 | 1050.082 | 0.0031403
| 653.0142 | 0.02675 | 405.7973 | 0 | 405.7973 | -0.010588 | 652.2262 | 0 | 405.7973 | 0.041767 | 654.9289 | 0.0002117 | 653.0142 | 0.016723 | 405.7973 | 0.0090425 | 867.6704 | 0.0016903 | 1037.2836 | 2.0914 | 731.999 | 0.0038196 | 1120.6821 | 0.014376 | 1136.182 | 0.0086746 | 1580 | 0.0055472 |  |  | 1050.1425 | 0 | 1050.136 | 0.0031173
| 653.1755 | 0.016819 | 406.0153 | 0 | 406.0153 | -0.049515 | 652.3877 | 0.00026087 | 406.0153 | -0.072337 | 655.0901 | 0.00025668 | 653.1755 | 0.018362 | 406.0153 | 0 | 867.7454 | 0.0021299 | 1037.5472 | 2.1063 | 732.164 | 0.0039022 | 1120.7436 | 0.014443 | 1136.3401 | 0.0090335 | 1581 | 0.0024192 |  |  | 1050.1965 | 0 | 1050.1901 | 0.0031085
| 653.3367 | 0.021945 | 406.2333 | 0 | 406.2333 | 0.033228 | 652.5492 | 0 | 406.2333 | 0.066833 | 655.2514 | 0.00021609 | 653.3367 | 0.018144 | 406.2333 | 0.0090425 | 867.8203 | 0.0027355 | 1037.8109 | 2.1109 | 732.328 | 0.0031501 | 1120.8052 | 0.01451 | 1136.4983 | 0.0094057 | 1582 | 0.0044803 |  |  | 1050.2505 | 0 | 1050.244 | 0.0031093
| 653.498 | 0.01746 | 406.4513 | 0 | 406.4513 | -0.0015579 | 652.7107 | 0.00078262 | 406.4513 | -0.030187 | 655.4126 | 0.00023693 | 653.498 | 0.019893 | 406.4513 | 0 | 867.8953 | 0.0025801 | 1038.0748 | 2.138 | 732.492 | 0.00222 | 1120.8667 | 0.014581 | 1136.6565 | 0.009742 | 1583 | 0.0029831 |  |  | 1050.3046 | 0 | 1050.2981 | 0.0031165
| 653.6593 | 0.026644 | 406.6693 | 0 | 406.6693 | 0.024733 | 652.8722 | 0.00017392 | 406.6693 | 0.063415 | 655.5738 | 0.0002117 | 653.6593 | 0.019455 | 406.6693 | 0.012659 | 867.9702 | 0.0023346 | 1038.3389 | 2.1665 | 732.656 | 0.0027644 | 1120.9282 | 0.014648 | 1136.8147 | 0.0099977 | 1584 | 0.0026822 |  |  | 1050.3586 | 0 | 1050.3522 | 0.003126
| 653.8205 | 0.021197 | 406.8873 | 0 | 406.8873 | -0.024347 | 653.0338 | 0.00078262 | 406.8873 | -0.054892 | 655.7351 | 0.00023254 | 653.8205 | 0.020111 | 406.8873 | 0.012659 | 868.0452 | 0.0018519 | 1038.603 | 2.1925 | 732.821 | 0.0028711 | 1120.9899 | 0.01472 | 1136.973 | 0.010145 | 1585 | 0.0069397 |  |  | 1050.4127 | 0 | 1050.4062 | 0.0031363
| 653.9818 | 0.022052 | 407.1053 | 0 | 407.1053 | 0.010054 | 653.1953 | 0.00069566 | 407.1053 | 0.046723 | 655.8964 | 0.00026436 | 653.9818 | 0.01869 | 407.1053 | 0.016276 | 868.1202 | 0.0017484 | 1038.8673 | 2.2032 | 732.985 | 0.0026095 | 1121.0514 | 0.014786 | 1137.1313 | 0.010184 | 1586 | 0.0052291 |  |  | 1050.4667 | 0 | 1050.4602 | 0.0031451
| 654.1431 | 0.015858 | 407.3234 | 0 | 407.3234 | 0.0010456 | 653.3568 | 0.00026087 | 407.3234 | -0.059329 | 656.0576 | 0.00029946 | 654.1431 | 0.019783 | 407.3234 | 0 | 868.1952 | 0.0020353 | 1039.1317 | 2.2188 | 733.15 | 0.0038169 | 1121.1129 | 0.014858 | 1137.2898 | 0.010138 | 1587 | 0.0029574 |  |  | 1050.5207 | 0 | 1050.5143 | 0.0031506
| 654.3044 | 0.025522 | 407.5415 | 0 | 407.5415 | 0.015175 | 653.5184 | 0.0012174 | 407.5415 | 0.052787 | 656.2189 | 0.00035321 | 654.3044 | 0.018034 | 407.5415 | 0.0036232 | 868.2702 | 0.0018642 | 1039.3964 | 2.249 | 733.314 | 0.0030553 | 1121.1744 | 0.01493 | 1137.4482 | 0.010046 | 1588 | 0.0037963 |  |  | 1050.5748 | 0 | 1050.5684 | 0.0031522
| 654.4657 | 0.027765 | 407.7595 | 0 | 407.7595 | 0.025234 | 653.6799 | 0.00078262 | 407.7595 | -0.034533 | 656.3802 | 0.00036417 | 654.4657 | 0.01869 | 407.7595 | 0.010851 | 868.3452 | 0.0019834 | 1039.661 | 2.2865 | 733.479 | 0.0043473 | 1121.2361 | 0.015001 | 1137.6067 | 0.0099497 | 1589 | 0.0030023 |  |  | 1050.6289 | 0 | 1050.6224 | 0.0031498
| 654.627 | 0.027711 | 407.9776 | 0 | 407.9776 | 0.001365 | 653.8415 | 0.00017392 | 407.9776 | 0.049165 | 656.5415 | 8.2268e-05 | 654.627 | 0.01716 | 407.9776 | 0.018085 | 868.4202 | 0.0022269 | 1039.9258 | 2.3044 | 733.644 | 0.0040371 | 1121.2976 | 0.015073 | 1137.7653 | 0.0098784 | 1590 | 0.0028174 |  |  | 1050.683 | 0 | 1050.6765 | 0.0031435
| 654.7883 | 0.020663 | 408.1958 | 0 | 408.1958 | -0.013933 | 654.003 | 0.00078262 | 408.1958 | -0.07351 | 656.7028 | 0.00037185 | 654.7883 | 0.018034 | 408.1958 | 0 | 868.4953 | 0.0023808 | 1040.1908 | 2.3143 | 733.809 | 0.0024794 | 1121.3592 | 0.015145 | 1137.9238 | 0.0098427 | 1591 | 0.0045036 |  |  | 1050.7371 | 0 | 1050.7306 | 0.003134
| 654.9496 | 0.022425 | 408.4139 | 0 | 408.4139 | -0.025719 | 654.1646 | 0 | 408.4139 | -0.068568 | 656.8641 | 0.00012395 | 654.9496 | 0.018472 | 408.4139 | 0.0090425 | 868.5704 | 0.0027565 | 1040.4559 | 2.3421 | 733.973 | 0.0034743 | 1121.4208 | 0.015221 | 1138.0824 | 0.0098359 | 1592 | 0.0036906 |  |  | 1050.7911 | 0 | 1050.7847 | 0.0031252
| 655.1109 | 0.019542 | 408.632 | 0 | 408.632 | -0.012913 | 654.3261 | 0.0018258 | 408.632 | 0.050054 | 657.0254 | 0.00035101 | 655.1109 | 0.018253 | 408.632 | 0.018085 | 868.6454 | 0.0028623 | 1040.7211 | 2.3656 | 734.138 | 0.0036325 | 1121.4824 | 0.015293 | 1138.2411 | 0.0098405 | 1593 | 0.0044982 |  |  | 1050.8452 | 0 | 1050.8389 | 0.0031197
| 655.2722 | 0.022265 | 408.8502 | 0 | 408.8502 | -0.013838 | 654.4877 | 0 | 408.8502 | -0.060366 | 657.1867 | 9.6528e-05 | 655.2722 | 0.020111 | 408.8502 | 0.018085 | 868.7205 | 0.0027155 | 1040.9865 | 2.383 | 734.304 | 0.0019664 | 1121.5439 | 0.01537 | 1138.3998 | 0.0098369 | 1594 | 0.0037144 |  |  | 1050.8994 | 0 | 1050.8929 | 0.003122
| 655.4336 | 0.025362 | 409.0684 | 0 | 409.0684 | 0.037576 | 654.6493 | 0.0018258 | 409.0684 | 0.030196 | 657.348 | 0.00033017 | 655.4336 | 0.018144 | 409.0684 | 0.0090425 | 868.7957 | 0.0023542 | 1041.252 | 2.4109 | 734.469 | 0.0035979 | 1121.6056 | 0.015447 | 1138.5585 | 0.0098094 | 1595 | 0.0037646 |  |  | 1050.9535 | 0 | 1050.947 | 0.0031348
| 655.5949 | 0.01746 | 409.2866 | 0 | 409.2866 | -0.030631 | 654.8109 | 0 | 409.2866 | -0.069494 | 657.5094 | 0.00018318 | 655.5949 | 0.019893 | 409.2865 | 0 | 868.8708 | 0.0017611 | 1041.5176 | 2.4315 | 734.634 | 0.0020604 | 1121.6672 | 0.015524 | 1138.7173 | 0.0097481 | 1596 | 0.0048255 |  |  | 1051.0076 | 0 | 1051.0011 | 0.0031602
| 655.7563 | 0.024401 | 409.5048 | 0 | 409.5048 | 0.029665 | 654.9725 | 0.0018258 | 409.5048 | 0.044492 | 657.6707 | 0.00029288 | 655.7563 | 0.0188 | 409.5048 | 0.021702 | 868.9459 | 0.0020249 | 1041.7834 | 2.4402 | 734.799 | 0.0031647 | 1121.7289 | 0.015606 | 1138.8761 | 0.0096491 | 1597 | 0.0020136 |  |  | 1051.0617 | 0 | 1051.0553 | 0.0031975
| 655.9176 | 0.022906 | 409.723 | 0 | 409.723 | 0.016167 | 655.1341 | 0 | 409.723 | -0.10336 | 657.8321 | 0.00023474 | 655.9176 | 0.020767 | 409.723 | 0.0072445 | 869.0211 | 0.0023817 | 1042.0493 | 2.4698 | 734.964 | 0.0031932 | 1121.7905 | 0.015682 | 1139.0349 | 0.0095124 | 1598 | 0.0045341 |  |  | 1051.1158 | 0 | 1051.1094 | 0.0032444
| 656.079 | 0.025736 | 409.9412 | 0 | 409.9412 | 0.023219 | 655.2957 | 0.0018258 | 409.9412 | 0.035792 | 657.9934 | 0.00022048 | 656.079 | 0.019237 | 409.9412 | 0.018085 | 869.0962 | 0.0020813 | 1042.3153 | 2.4991 | 735.13 | 0.0032919 | 1121.852 | 0.015764 | 1139.1938 | 0.0093425 | 1599 | 0.0051942 |  |  | 1051.1699 | 0 | 1051.1635 | 0.0032952
| 656.2403 | 0.014149 | 410.1595 | 0 | 410.1595 | -0.044959 | 655.4573 | 0 | 410.1595 | -0.062432 | 658.1548 | 0.00020293 | 656.2403 | 0.019565 | 410.1595 | 0.0090425 | 869.1714 | 0.0019551 | 1042.5815 | 2.5168 | 735.295 | 0.0032158 | 1121.9137 | 0.015846 | 1139.3529 | 0.0091491 | 1600 | 0.0029864 |  |  | 1051.2241 | 0 | 1051.2177 | 0.0033453
| 656.4017 | 0.020396 | 410.3777 | 0 | 410.3777 | 0.014618 | 655.6189 | 0.0013044 | 410.3777 | 0.067342 | 658.3162 | 0.00023913 | 656.4017 | 0.01869 | 410.3777 | 0.012659 | 869.2466 | 0.0025994 | 1042.8479 | 2.5488 | 735.461 | 0.0027325 | 1121.9753 | 0.015928 | 1139.5118 | 0.0089483 | 1601 | 0.0041123 |  |  | 1051.2782 | 0 | 1051.2717 | 0.0033906
| 656.5631 | 0.037376 | 410.596 | 0 | 410.596 | 0.0076038 | 655.7805 | 0 | 410.596 | -0.076317 | 658.4776 | 0.00027862 | 656.5631 | 0.020439 | 410.596 | 0.016276 | 869.3218 | 0.0029408 | 1043.1144 | 2.5733 | 735.627 | 0.0042285 | 1122.0371 | 0.01601 | 1139.6709 | 0.0087626 | 1602 | 0.0017667 |  |  | 1051.3324 | 0 | 1051.3259 | 0.0034279
| 656.7245 | 0.022425 | 410.8143 | 0 | 410.8143 | 0.026161 | 655.9421 | 0.0013044 | 410.8143 | 0.043742 | 658.639 | 0.0001788 | 656.7245 | 0.019237 | 410.8143 | 0.018085 | 869.397 | 0.0020898 | 1043.3809 | 2.5917 | 735.792 | 0.0033977 | 1122.0988 | 0.016092 | 1139.83 | 0.0086173 | 1603 | 0.0047162 |  |  | 1051.3865 | 0 | 1051.38 | 0.0034573
| 656.8859 | 0.019329 | 411.0326 | 0 | 411.0326 | -0.045696 | 656.1037 | 0 | 411.0326 | -0.034985 | 658.8003 | 0.00031591 | 656.8859 | 0.020111 | 411.0326 | 0.010851 | 869.4722 | 0.0021834 | 1043.6476 | 2.6228 | 735.958 | 0.0051278 | 1122.1604 | 0.016179 | 1139.9891 | 0.0085356 | 1604 | 0.0062143 |  |  | 1051.4407 | 0 | 1051.4342 | 0.0034787
| 657.0472 | 0.026216 | 411.2509 | 0 | 411.2509 | 0.025426 | 656.2654 | 0.0013044 | 411.2509 | 0.054678 | 658.9618 | 0.00012614 | 657.0472 | 0.017707 | 411.2509 | 0.019893 | 869.5474 | 0.0023432 | 1043.9145 | 2.6418 | 736.124 | 0.004293 | 1122.2221 | 0.016266 | 1140.1483 | 0.008532 | 1605 | 0.006831 |  |  | 1051.4949 | 0 | 1051.4884 | 0.0034954
| 657.2087 | 0.015751 | 411.4693 | 0 | 411.4693 | -0.0049768 | 656.427 | 0 | 411.4693 | -0.089201 | 659.1232 | 0.00028191 | 657.2087 | 0.019018 | 411.4692 | 0 | 869.6227 | 0.0017154 | 1044.1815 | 2.6805 | 736.29 | 0.003878 | 1122.2838 | 0.016353 | 1140.3076 | 0.0086067 | 1606 | 0.004328 |  |  | 1051.549 | 0 | 1051.5426 | 0.0035097
| 657.3701 | 0.028245 | 411.6876 | 0 | 411.6876 | 0.054155 | 656.5887 | 0.0013044 | 411.6876 | 0.022047 | 659.2846 | 0.00023474 | 657.3701 | 0.01716 | 411.6876 | 0.0072445 | 869.6979 | 0.0017274 | 1044.4486 | 2.6993 | 736.456 | 0.003779 | 1122.3455 | 0.01644 | 1140.4668 | 0.0087438 | 1607 | 0.003486 |  |  | 1051.6031 | 0 | 1051.5967 | 0.003524
| 657.5315 | 0.019329 | 411.906 | 0 | 411.906 | -0.014768 | 656.7503 | 0 | 411.906 | -0.037099 | 659.446 | 0.00018209 | 657.5315 | 0.018909 | 411.906 | 0.0090425 | 869.7732 | 0.0024003 | 1044.7159 | 2.7123 | 736.622 | 0.0025269 | 1122.4071 | 0.016527 | 1140.6261 | 0.0089126 | 1608 | 0.003339 |  |  | 1051.6573 | 0 | 1051.6509 | 0.0035375
| 657.6929 | 0.023547 | 412.1244 | 0 | 412.1244 | 0.016168 | 656.912 | 0.0018258 | 412.1244 | 0.058131 | 659.6075 | 0.00031262 | 657.6929 | 0.017707 | 412.1243 | 0.012659 | 869.8485 | 0.0023435 | 1044.9833 | 2.7528 | 736.788 | 0.0021331 | 1122.4689 | 0.01662 | 1140.7855 | 0.009074 | 1609 | 0.0053302 |  |  | 1051.7115 | 0 | 1051.7051 | 0.003551
| 657.8543 | 0.024241 | 412.3427 | 0 | 412.3427 | 0.0026401 | 657.0737 | 0 | 412.3427 | -0.016539 | 659.7689 | 0.00015686 | 657.8543 | 0.019127 | 412.3428 | 0.0090425 | 869.9237 | 0.0025682 | 1045.2508 | 2.7646 | 736.955 | 0.0023429 | 1122.5305 | 0.016707 | 1140.9449 | 0.0091894 | 1610 | 0.0015376 |  |  | 1051.7658 | 0 | 1051.7593 | 0.0035621
| 658.0158 | 0.021945 | 412.5612 | 0 | 412.5612 | -0.066989 | 657.2353 | 0.00078262 | 412.5612 | 0.039754 | 659.9304 | 0.0002841 | 658.0158 | 0.017597 | 412.5612 | 0.0090425 | 869.999 | 0.0024549 | 1045.5186 | 2.7858 | 737.121 | 0.0042417 | 1122.5923 | 0.016799 | 1141.1044 | 0.009229 | 1611 | 0.002337 |  |  | 1051.82 | 0 | 1051.8135 | 0.0035709
| 658.1772 | 0.019916 | 412.7796 | 0 | 412.7796 | -0.018104 | 657.397 | 0 | 412.7796 | -0.075015 | 660.0918 | 0.00019744 | 658.1772 | 0.019127 | 412.7796 | 0 | 870.0743 | 0.0019007 | 1045.7864 | 2.8232 | 737.287 | 0.0030867 | 1122.6541 | 0.016891 | 1141.2639 | 0.0091793 | 1612 | 0.0048858 |  |  | 1051.8742 | 0 | 1051.8677 | 0.0035764
| 658.3387 | 0.021945 | 412.998 | 0 | 412.998 | 0.0036337 | 657.5587 | 0.0018258 | 412.998 | 0.024253 | 660.2533 | 0.000249 | 658.3387 | 0.018253 | 412.998 | 0.0072445 | 870.1497 | 0.0013224 | 1046.0543 | 2.8525 | 737.454 | 0.003116 | 1122.7157 | 0.016988 | 1141.4235 | 0.0090442 | 1613 | 0.0039121 |  |  | 1051.9283 | 0 | 1051.9219 | 0.0035772
| 658.5001 | 0.014844 | 413.2165 | 0 | 413.2165 | -0.034821 | 657.7204 | 0 | 413.2165 | -0.019622 | 660.4148 | 0.00022706 | 658.5001 | 0.020439 | 413.2165 | 0.0054338 | 870.225 | 0.0015004 | 1046.3224 | 2.8698 | 737.62 | 0.0051678 | 1122.7775 | 0.017081 | 1141.583 | 0.0088436 | 1614 | 0.0054512 |  |  | 1051.9825 | 0 | 1051.9761 | 0.0035733
| 658.6616 | 0.025149 | 413.435 | 0 | 413.435 | 0.023653 | 657.8821 | 0.0018258 | 413.435 | 0.051653 | 660.5763 | 0.00022267 | 658.6616 | 0.019127 | 413.435 | 0.010851 | 870.3004 | 0.0013535 | 1046.5907 | 2.8958 | 737.787 | 0.0040328 | 1122.8392 | 0.017178 | 1141.7427 | 0.0086071 | 1615 | 0.0037428 |  |  | 1052.0367 | 0 | 1052.0303 | 0.0035669
| 658.823 | 0.022639 | 413.6534 | 0 | 413.6534 | -0.01081 | 658.0438 | 0 | 413.6534 | -0.03254 | 660.7378 | 0.00020512 | 658.823 | 0.021095 | 413.6534 | 0.0036232 | 870.3758 | 0.0015931 | 1046.859 | 2.9191 | 737.954 | 0.0028688 | 1122.901 | 0.01727 | 1141.9023 | 0.0083671 | 1616 | 0.0038495 |  |  | 1052.0909 | 0 | 1052.0845 | 0.0035574
| 658.9845 | 0.024668 | 413.8719 | 0 | 413.8719 | -0.0001967 | 658.2055 | 0.0013044 | 413.8719 | 0.042365 | 660.8993 | 0.00023913 | 658.9845 | 0.019127 | 413.8719 | 0.016276 | 870.4512 | 0.0019946 | 1047.1276 | 2.9468 | 738.12 | 0.002065 | 1122.9628 | 0.017367 | 1142.062 | 0.008152 | 1617 | 0.0038328 |  |  | 1052.1453 | 0 | 1052.1388 | 0.0035463
| 659.146 | 0.023066 | 414.0904 | 0 | 414.0904 | -0.0087284 | 658.3672 | 0 | 414.0904 | -0.031611 | 661.0608 | 0.00019086 | 659.146 | 0.020548 | 414.0904 | 0.016276 | 870.5266 | 0.0017661 | 1047.3962 | 2.9748 | 738.287 | 0.0027555 | 1123.0245 | 0.01747 | 1142.2218 | 0.0079824 | 1618 | 0.0039526 |  |  | 1052.1995 | 0 | 1052.193 | 0.003532
| 659.3075 | 0.022425 | 414.309 | 0 | 414.309 | 0.032536 | 658.5289 | 0.0018258 | 414.309 | 0.053805 | 661.2223 | 0.000283 | 659.3075 | 0.019018 | 414.309 | 0.012659 | 870.602 | 0.0015082 | 1047.6649 | 2.9892 | 738.454 | 0.0030849 | 1123.0863 | 0.017567 | 1142.3816 | 0.0078688 | 1619 | 0.0032278 |  |  | 1052.2537 | 0 | 1052.2472 | 0.0035153
| 659.469 | 0.01463 | 414.5275 | 0 | 414.5275 | -0.02159 | 658.6906 | 0 | 414.5275 | -0.059009 | 661.3838 | 0.00011737 | 659.469 | 0.02022 | 414.5275 | 0.0036232 | 870.6774 | 0.0013157 | 1047.9338 | 3.0232 | 738.621 | 0.0030101 | 1123.1481 | 0.01767 | 1142.5415 | 0.0078126 | 1620 | 0.0027534 |  |  | 1052.308 | 0 | 1052.3015 | 0.0034954
| 659.6305 | 0.019916 | 414.7461 | 0 | 414.7461 | 0.015651 | 658.8524 | 0.0013044 | 414.7461 | 0.062349 | 661.5453 | 0.00033346 | 659.6305 | 0.018362 | 414.7461 | 0.012659 | 870.7529 | 0.0015365 | 1048.203 | 3.0475 | 738.788 | 0.0023766 | 1123.2098 | 0.017767 | 1142.7014 | 0.0078066 | 1621 | 0.0023652 |  |  | 1052.3622 | 0 | 1052.3557 | 0.0034724
| 659.792 | 0.017193 | 414.9647 | 0 | 414.9647 | -0.030576 | 659.0141 | 0 | 414.9647 | -0.069262 | 661.7069 | 0.00010311 | 659.792 | 0.019455 | 414.9647 | 0.0036232 | 870.8284 | 0.0017926 | 1048.4722 | 3.0609 | 738.955 | 0.003598 | 1123.2716 | 0.017869 | 1142.8613 | 0.0078389 | 1622 | 0.0077835 |  |  | 1052.4164 | 0 | 1052.41 | 0.003447
| 659.9535 | 0.024508 | 415.1832 | 0 | 415.1832 | 0.014 | 659.1758 | 0.0018258 | 415.1832 | 0.035037 | 661.8684 | 0.00031372 | 659.9535 | 0.017707 | 415.1832 | 0.0090425 | 870.9038 | 0.0012532 | 1048.7415 | 3.0917 | 739.123 | 0.0035819 | 1123.3334 | 0.017972 | 1143.0212 | 0.0078961 | 1623 | 0.001835 |  |  | 1052.4707 | 0 | 1052.4642 | 0.0034215
| 660.115 | 0.021945 | 415.4018 | 0 | 415.4018 | -0.028595 | 659.3376 | 0 | 415.4018 | 0.0019108 | 662.03 | 0.00016454 | 660.115 | 0.019565 | 415.4018 | 0.0090425 | 870.9793 | 0.0022423 | 1049.011 | 3.109 | 739.29 | 0.0024485 | 1123.3953 | 0.018074 | 1143.1813 | 0.0079684 | 1624 | 0.0077966 |  |  | 1052.525 | 0 | 1052.5186 | 0.0034001
| 660.2766 | 0.022799 | 415.6205 | 0 | 415.6205 | 0.0039216 | 659.4993 | 0.0018258 | 415.6205 | 0.040337 | 662.1915 | 0.00023254 | 660.2766 | 0.017597 | 415.6205 | 0 | 871.0548 | 0.0023676 | 1049.2806 | 3.1505 | 739.457 | 0.0041594 | 1123.457 | 0.018182 | 1143.3414 | 0.0080521 | 1625 | 0.0047621 |  |  | 1052.5792 | 0 | 1052.5728 | 0.0033858
| 660.4381 | 0.021197 | 415.8391 | 0 | 415.8391 | -0.0071653 | 659.6611 | 0 | 415.8391 | -0.066623 | 662.3531 | 0.00023364 | 660.4381 | 0.02022 | 415.8391 | 0 | 871.1303 | 0.0021944 | 1049.5503 | 3.174 | 739.625 | 0.0039547 | 1123.5189 | 0.018284 | 1143.5016 | 0.0081507 | 1626 | 0.0024154 |  |  | 1052.6335 | 0 | 1052.6271 | 0.0033834
| 660.5996 | 0.036895 | 416.0577 | 0 | 416.0577 | 0.0094814 | 659.8229 | 0.0018258 | 416.0577 | 0.065398 | 662.5147 | 0.00023364 | 660.5996 | 0.0188 | 416.0577 | 0.0018125 | 871.2058 | 0.0021841 | 1049.8202 | 3.19 | 739.792 | 0.0032986 | 1123.5807 | 0.018392 | 1143.6617 | 0.0082703 | 1627 | 0.0043301 |  |  | 1052.6879 | 0 | 1052.6814 | 0.0033937
| 660.7612 | 0.020663 | 416.2764 | 0 | 416.2764 | -0.0049131 | 659.9846 | 0 | 416.2764 | -0.024974 | 662.6763 | 0.00026326 | 660.7612 | 0.02022 | 416.2764 | 0 | 871.2814 | 0.0024523 | 1050.0902 | 3.2115 | 739.96 | 0.002715 | 1123.6426 | 0.018499 | 1143.8219 | 0.0084132 | 1628 | 0.0039918 |  |  | 1052.7421 | 0 | 1052.7356 | 0.0034184
| 660.9227 | 0.021037 | 416.4951 | 0 | 416.4951 | -0.020654 | 660.1464 | 0.0018258 | 416.4951 | 0.050408 | 662.8379 | 0.00020183 | 660.9227 | 0.018472 | 416.4951 | 0 | 871.3569 | 0.0028497 | 1050.3605 | 3.2374 | 740.128 | 0.0043082 | 1123.7043 | 0.018602 | 1143.9822 | 0.0085711 | 1629 | 0.0048114 |  |  | 1052.7964 | 0 | 1052.7899 | 0.0034549
| 661.0843 | 0.025416 | 416.7138 | 0 | 416.7138 | -0.03322 | 660.3082 | 0 | 416.7138 | -0.049684 | 662.9995 | 0.00020841 | 661.0843 | 0.019893 | 416.7138 | 0 | 871.4325 | 0.0030172 | 1050.6307 | 3.2594 | 740.295 | 0.0034253 | 1123.7662 | 0.018714 | 1144.1425 | 0.0087235 | 1630 | 0.0041248 |  |  | 1052.8507 | 0 | 1052.8442 | 0.0035018
| 661.2458 | 0.020663 | 416.9325 | 0 | 416.9325 | 0.033799 | 660.47 | 0.0013044 | 416.9325 | 0.044653 | 663.1611 | 0.00022267 | 661.2458 | 0.019127 | 416.9325 | 0.018085 | 871.5081 | 0.0026294 | 1050.9011 | 3.2894 | 740.463 | 0.0026482 | 1123.8281 | 0.018822 | 1144.3029 | 0.0088417 | 1631 | 0.0032756 |  |  | 1052.905 | 0 | 1052.8986 | 0.0035542
| 661.4074 | 0.023066 | 417.1512 | 0 | 417.1512 | -0.0010636 | 660.6318 | 0 | 417.1512 | -0.081257 | 663.3227 | 0.0002479 | 661.4074 | 0.020658 | 417.1512 | 0.0090425 | 871.5836 | 0.0023139 | 1051.1717 | 3.2953 | 740.631 | 0.0038925 | 1123.8899 | 0.01893 | 1144.4633 | 0.0088986 | 1632 | 0.0028959 |  |  | 1052.9594 | 0 | 1052.9529 | 0.0036082
| 661.569 | 0.023493 | 417.3699 | 0 | 417.3699 | 0.014391 | 660.7935 | 0.0018258 | 417.3699 | 0.013631 | 663.4843 | 0.00024571 | 661.569 | 0.019127 | 417.3699 | 0.016276 | 871.6592 | 0.0018358 | 1051.4425 | 3.304 | 740.799 | 0.0033388 | 1123.9518 | 0.019042 | 1144.6237 | 0.00888 | 1633 | 0.004702 |  |  | 1053.0137 | 0 | 1053.0072 | 0.0036599
| 661.7306 | 0.02328 | 417.5887 | 0 | 417.5887 | 0.0032168 | 660.9554 | 0 | 417.5887 | -0.023701 | 663.646 | 0.00022487 | 661.7306 | 0.019893 | 417.5887 | 0 | 871.7349 | 0.0016344 | 1051.7134 | 3.3369 | 740.967 | 0.003559 | 1124.0137 | 0.01915 | 1144.7842 | 0.0087916 | 1634 | 0.004262 |  |  | 1053.068 | 0 | 1053.0615 | 0.0037043
| 661.8922 | 0.023654 | 417.8074 | 0 | 417.8074 | 0.018471 | 661.1172 | 0.00078262 | 417.8074 | 0.046626 | 663.8076 | 0.00020183 | 661.8922 | 0.018253 | 417.8074 | 0.0036232 | 871.8105 | 0.0020719 | 1051.9844 | 3.3509 | 741.135 | 0.0042775 | 1124.0756 | 0.019262 | 1144.9447 | 0.0086593 | 1635 | 0.0050968 |  |  | 1053.1223 | 0 | 1053.1158 | 0.0037401
| 662.0537 | 0.026483 | 418.0262 | 0 | 418.0262 | 0.0099091 | 661.279 | 0 | 418.0262 | -0.07539 | 663.9692 | 0.00024132 | 662.0537 | 0.019565 | 418.0262 | 0.0072445 | 871.8861 | 0.0020131 | 1052.2555 | 3.3636 | 741.304 | 0.0044665 | 1124.1374 | 0.019375 | 1145.1052 | 0.0085215 | 1636 | 0.0034037 |  |  | 1053.1766 | 0 | 1053.1702 | 0.0037623
| 662.2153 | 0.02312 | 418.245 | 0 | 418.245 | -0.0031628 | 661.4408 | 0.0018258 | 418.245 | 0.013871 | 664.1309 | 0.00021609 | 662.2153 | 0.018362 | 418.245 | 0.0090425 | 871.9618 | 0.0024169 | 1052.5267 | 3.3941 | 741.472 | 0.0029608 | 1124.1993 | 0.019483 | 1145.2659 | 0.0084177 | 1637 | 0.0048193 |  |  | 1053.231 | 0 | 1053.2245 | 0.0037719
| 662.3769 | 0.020343 | 418.4638 | 0 | 418.4638 | -0.060969 | 661.6026 | 0 | 418.4638 | -0.071292 | 664.2926 | 0.00020732 | 662.3769 | 0.019783 | 418.4638 | 0.0018107 | 872.0375 | 0.0019055 | 1052.7982 | 3.4118 | 741.64 | 0.0030613 | 1124.2612 | 0.019595 | 1145.4265 | 0.0083762 | 1638 | 0.0073108 |  |  | 1053.2853 | 0 | 1053.2788 | 0.0037663
| 662.5386 | 0.017193 | 418.6826 | 0 | 418.6826 | 0.029692 | 661.7645 | 0.0013044 | 418.6826 | 0.061707 | 664.4542 | 0.000249 | 662.5386 | 0.019018 | 418.6826 | 0.016276 | 872.113 | 0.0021058 | 1053.0698 | 3.4374 | 741.809 | 0.0033545 | 1124.3231 | 0.019713 | 1145.5873 | 0.0084079 | 1639 | 0.0044288 |  |  | 1053.3397 | 0 | 1053.3332 | 0.0037465
| 662.7002 | 0.026377 | 418.9015 | 0 | 418.9015 | -0.0262 | 661.9263 | 0 | 418.9015 | -0.068673 | 664.6159 | 0.00023693 | 662.7002 | 0.020002 | 418.9015 | 0 | 872.1887 | 0.0026255 | 1053.3414 | 3.4516 | 741.977 | 0.0041789 | 1124.385 | 0.019826 | 1145.7479 | 0.0085053 | 1640 | 0.0043604 |  |  | 1053.394 | 0 | 1053.3876 | 0.0037131
| 662.8618 | 0.015965 | 419.1203 | 0 | 419.1203 | 0.010422 | 662.0881 | 0.0013044 | 419.1203 | 0.034358 | 664.7776 | 0.00024571 | 662.8618 | 0.018144 | 419.1203 | 0 | 872.2645 | 0.0026963 | 1053.6133 | 3.4581 | 742.146 | 0.0036812 | 1124.447 | 0.019938 | 1145.9088 | 0.0086474 | 1641 | 0.0031915 |  |  | 1053.4484 | 0 | 1053.4419 | 0.0036654
| 663.0234 | 0.028352 | 419.3392 | 0 | 419.3392 | -0.013393 | 662.25 | 0 | 419.3392 | -0.059122 | 664.9393 | 0.00018428 | 663.0234 | 0.0188 | 419.3392 | 0 | 872.3401 | 0.0015101 | 1053.8854 | 3.46 | 742.315 | 0.0037083 | 1124.5089 | 0.020051 | 1146.0696 | 0.0088079 | 1642 | 0.0031279 |  |  | 1053.5028 | 0 | 1053.4963 | 0.0036058
| 663.1851 | 0.028726 | 419.5581 | 0 | 419.5581 | 0.0076387 | 662.4118 | 0.0023475 | 419.5581 | 0.09842 | 665.101 | 0.00019415 | 663.1851 | 0.018253 | 419.5581 | 0.0090425 | 872.4159 | 0.0014147 | 1054.1575 | 3.4842 | 742.483 | 0.005072 | 1124.5708 | 0.020169 | 1146.2305 | 0.0089614 | 1643 | 0.0055621 |  |  | 1053.5571 | 0 | 1053.5507 | 0.0035351
| 663.3467 | 0.017834 | 419.777 | 0 | 419.777 | -0.038177 | 662.5737 | 0 | 419.777 | -0.060701 | 665.2627 | 0.00023584 | 663.3467 | 0.019893 | 419.777 | 0.0090425 | 872.4916 | 0.0019327 | 1054.4297 | 3.4803 | 742.652 | 0.0019105 | 1124.6328 | 0.020282 | 1146.3915 | 0.0090878 | 1644 | 0.0031179 |  |  | 1053.6115 | 0 | 1053.605 | 0.0034573
| 663.5084 | 0.018795 | 419.9959 | 0 | 419.9959 | 0.022861 | 662.7356 | 0.0018258 | 419.9959 | 0.061105 | 665.4244 | 0.00025229 | 663.5084 | 0.01869 | 419.9959 | 0.0090425 | 872.5674 | 0.0024345 | 1054.7022 | 3.4891 | 742.821 | 0.0033526 | 1124.6947 | 0.020399 | 1146.5524 | 0.0091725 | 1645 | 0.0031727 |  |  | 1053.6659 | 0 | 1053.6594 | 0.0033763
| 663.67 | 0.022692 | 420.2148 | 0 | 420.2148 | -0.02174 | 662.8975 | 0 | 420.2148 | -0.072227 | 665.5862 | 0.00026655 | 663.67 | 0.020002 | 420.2148 | 0 | 872.6432 | 0.0027752 | 1054.9746 | 3.5034 | 742.99 | 0.0047739 | 1124.7567 | 0.020512 | 1146.7135 | 0.0092058 | 1646 | 0.0044154 |  |  | 1053.7203 | 0 | 1053.7139 | 0.0032968
| 663.8317 | 0.02328 | 420.4338 | 0 | 420.4338 | -0.00025589 | 663.0593 | 0.0013044 | 420.4338 | 0.012217 | 665.7479 | 0.00017989 | 663.8317 | 0.018144 | 420.4337 | 0.0090425 | 872.7191 | 0.0027016 | 1055.2473 | 3.5079 | 743.159 | 0.0020027 | 1124.8186 | 0.02063 | 1146.8745 | 0.0091825 | 1647 | 0.0053423 |  |  | 1053.7747 | 0 | 1053.7682 | 0.0032261
| 663.9934 | 0.021411 | 420.6527 | 0 | 420.6527 | -0.012862 | 663.2212 | 0 | 420.6527 | -0.070886 | 665.9096 | 0.0002139 | 663.9934 | 0.019674 | 420.6527 | 0.016276 | 872.7947 | 0.0021767 | 1055.5201 | 3.5073 | 743.328 | 0.0040852 | 1124.8806 | 0.020748 | 1147.0356 | 0.0091025 | 1648 | 0.0051632 |  |  | 1053.8291 | 0 | 1053.8226 | 0.0031673
| 664.155 | 0.031449 | 420.8717 | 0 | 420.8717 | -0.0093371 | 663.3831 | 0.0018258 | 420.8717 | 0.065163 | 666.0714 | 0.00022267 | 664.155 | 0.017925 | 420.8717 | 0.0090425 | 872.8707 | 0.0013643 | 1055.7931 | 3.5112 | 743.497 | 0.002947 | 1124.9426 | 0.020866 | 1147.1968 | 0.0089724 | 1649 | 0.0044033 |  |  | 1053.8835 | 0 | 1053.8771 | 0.0031244
| 664.3167 | 0.023387 | 421.0907 | 0 | 421.0907 | -0.016275 | 663.545 | 0 | 421.0907 | -0.063452 | 666.2331 | 0.0002501 | 664.3167 | 0.020002 | 421.0907 | 0 | 872.9464 | 0.001628 | 1056.0663 | 3.512 | 743.667 | 0.0023831 | 1125.0046 | 0.020983 | 1147.358 | 0.0088061 | 1650 | 0.0035134 |  |  | 1053.9379 | 0 | 1053.9314 | 0.003099
| 664.4784 | 0.028245 | 421.3097 | 0 | 421.3097 | -0.014106 | 663.7069 | 0.0013044 | 421.3097 | 0.048238 | 666.3949 | 0.00027203 | 664.4784 | 0.018472 | 421.3097 | 0.0090425 | 873.0222 | 0.0017072 | 1056.3395 | 3.5096 | 743.836 | 0.0039223 | 1125.0665 | 0.021096 | 1147.5193 | 0.0086231 | 1651 | 0.0048427 |  |  | 1053.9923 | 0 | 1053.9858 | 0.0030911
| 664.6401 | 0.019435 | 421.5287 | 0 | 421.5287 | -0.026495 | 663.8688 | 0 | 421.5287 | -0.074544 | 666.5567 | 0.00018428 | 664.6401 | 0.019783 | 421.5287 | 0.0036232 | 873.0981 | 0.0015872 | 1056.6129 | 3.5214 | 744.006 | 0.0027824 | 1125.1285 | 0.021214 | 1147.6805 | 0.0084444 | 1652 | 0.0060304 |  |  | 1054.0467 | 0 | 1054.0403 | 0.0030982
| 664.8018 | 0.016979 | 421.7477 | 0 | 421.7477 | 0.023896 | 664.0307 | 0.0013044 | 421.7477 | 0.058247 | 666.7185 | 0.00030055 | 664.8018 | 0.018144 | 421.7477 | 0.0072427 | 873.174 | 0.0017301 | 1056.8865 | 3.5247 | 744.175 | 0.0014365 | 1125.1906 | 0.021332 | 1147.8419 | 0.008287 | 1653 | 0.0041887 |  |  | 1054.1012 | 0 | 1054.0947 | 0.0031181
| 664.9635 | 0.022319 | 421.9667 | 0 | 421.9667 | -0.01907 | 664.1926 | 0 | 421.9667 | -0.041492 | 666.8803 | 0.00018099 | 664.9635 | 0.019346 | 421.9667 | 0.0054338 | 873.2498 | 0.0025006 | 1057.1602 | 3.5225 | 744.345 | 0.0045256 | 1125.2526 | 0.021449 | 1148.0033 | 0.0081594 | 1654 | 0.0052345 |  |  | 1054.1556 | 0 | 1054.1492 | 0.0031491
| 665.1252 | 0.022052 | 422.1858 | 0 | 422.1858 | 0.042041 | 664.3546 | 0.0013044 | 422.1858 | 0.072071 | 667.042 | 0.00026765 | 665.1252 | 0.018581 | 422.1858 | 0.010851 | 873.3257 | 0.0021342 | 1057.434 | 3.5136 | 744.514 | 0.0039139 | 1125.3146 | 0.021567 | 1148.1647 | 0.0080604 | 1655 | 0.0034465 |  |  | 1054.2101 | 0 | 1054.2036 | 0.0031864
| 665.287 | 0.024775 | 422.4049 | 0 | 422.4049 | -0.023403 | 664.5165 | 0 | 422.4049 | -0.025122 | 667.2038 | 0.00023254 | 665.287 | 0.020439 | 422.4049 | 0 | 873.4016 | 0.0019428 | 1057.7079 | 3.4982 | 744.684 | 0.003647 | 1125.3766 | 0.021685 | 1148.3262 | 0.0079817 | 1656 | 0.0036756 |  |  | 1054.2645 | 0 | 1054.2581 | 0.0032269
| 665.4487 | 0.026483 | 422.624 | 0 | 422.624 | 0.0025111 | 664.6784 | 0.0018258 | 422.624 | 0.048419 | 667.3656 | 0.00025339 | 665.4487 | 0.019127 | 422.6239 | 0.0090425 | 873.4775 | 0.001868 | 1057.9821 | 3.4892 | 744.854 | 0.0030146 | 1125.4387 | 0.021803 | 1148.4877 | 0.0079118 | 1657 | 0.003903 |  |  | 1054.319 | 0 | 1054.3125 | 0.003269
| 665.6104 | 0.020824 | 422.8431 | 0 | 422.8431 | -0.0031695 | 664.8404 | 0 | 422.8431 | -0.074857 | 667.5275 | 0.00024132 | 665.6104 | 0.019783 | 422.8431 | 0.0090425 | 873.5535 | 0.0017055 | 1058.2562 | 3.4812 | 745.024 | 0.0016499 | 1125.5007 | 0.021921 | 1148.6493 | 0.0078424 | 1658 | 0.0017583 |  |  | 1054.3734 | 0 | 1054.3669 | 0.0033079
| 665.7722 | 0.027872 | 423.0622 | 0 | 423.0622 | -0.0010011 | 665.0023 | 0.0018258 | 423.0622 | 0.0063132 | 667.6893 | 0.00026436 | 665.7722 | 0.017707 | 423.0622 | 0.0090425 | 873.6294 | 0.0025991 | 1058.5306 | 3.4673 | 745.194 | 0.002102 | 1125.5627 | 0.022038 | 1148.8109 | 0.0077712 | 1659 | 0.0024602 |  |  | 1054.4279 | 0 | 1054.4214 | 0.0033421
| 665.9339 | 0.019596 | 423.2813 | 0 | 423.2813 | -0.034882 | 665.1643 | 0 | 423.2813 | -0.054204 | 667.8511 | 0.0001777 | 665.9339 | 0.019018 | 423.2813 | 0 | 873.7054 | 0.0025758 | 1058.8052 | 3.4572 | 745.364 | 0.004182 | 1125.6248 | 0.022156 | 1148.9725 | 0.0077041 | 1660 | 0.0025282 |  |  | 1054.4823 | 0 | 1054.4758 | 0.0033683
| 666.0957 | 0.019329 | 423.5004 | 0 | 423.5004 | 0.052071 | 665.3262 | 0.0018258 | 423.5004 | 0.026123 | 668.013 | 0.00032798 | 666.0957 | 0.017597 | 423.5004 | 0.0018125 | 873.7814 | 0.0018445 | 1059.0798 | 3.4348 | 745.534 | 0.0034191 | 1125.6869 | 0.022274 | 1149.1343 | 0.0076525 | 1661 | 0.0068456 |  |  | 1054.5369 | 0 | 1054.5304 | 0.0033866
| 666.2574 | 0.02376 | 423.7196 | 0 | 423.7196 | -0.0052621 | 665.4882 | 0 | 423.7196 | -0.052296 | 668.1748 | 0.00014918 | 666.2574 | 0.019346 | 423.7196 | 0.0090425 | 873.8573 | 0.0017183 | 1059.3546 | 3.422 | 745.704 | 0.0027187 | 1125.7489 | 0.022392 | 1149.296 | 0.0076306 | 1662 | 0.0068776 |  |  | 1054.5913 | 0 | 1054.5848 | 0.0033977
| 666.4192 | 0.024615 | 423.9388 | 0 | 423.9388 | 0.054652 | 665.6502 | 0.0013044 | 423.9388 | 0.053312 | 668.3367 | 0.00032688 | 666.4192 | 0.018472 | 423.9388 | 0.0090425 | 873.9333 | 0.0022753 | 1059.6296 | 3.4095 | 745.875 | 0.0033167 | 1125.811 | 0.02251 | 1149.4578 | 0.0076504 | 1663 | 0.0027488 |  |  | 1054.6457 | 0 | 1054.6393 | 0.0034033
| 666.581 | 0.029473 | 424.158 | 0 | 424.158 | -0.015103 | 665.8121 | 0 | 424.158 | -0.061149 | 668.4985 | 0.00016454 | 666.581 | 0.020658 | 424.158 | 0.0018125 | 874.0093 | 0.0023662 | 1059.9047 | 3.3734 | 746.045 | 0.0026124 | 1125.873 | 0.022627 | 1149.6196 | 0.0077174 | 1664 | 0.0050464 |  |  | 1054.7003 | 0 | 1054.6939 | 0.003408
| 666.7427 | 0.019435 | 424.3772 | 0 | 424.3772 | 0.0094705 | 665.9741 | 0.0018258 | 424.3772 | 0.040999 | 668.6604 | 0.00030275 | 666.7427 | 0.019455 | 424.3772 | 0.0090425 | 874.0854 | 0.0022478 | 1060.1799 | 3.3324 | 746.215 | 0.0033892 | 1125.9352 | 0.022745 | 1149.7815 | 0.0078287 | 1665 | 0.0043395 |  |  | 1054.7548 | 0 | 1054.7483 | 0.0034144
| 666.9045 | 0.015377 | 424.5964 | 0 | 424.5964 | -0.021952 | 666.1361 | 0 | 424.5964 | -0.048744 | 668.8223 | 0.00017221 | 666.9045 | 0.02022 | 424.5964 | 0.0036213 | 874.1614 | 0.0025007 | 1060.4553 | 3.3109 | 746.386 | 0.0039409 | 1125.9973 | 0.022863 | 1149.9435 | 0.0079714 | 1666 | 0.0041444 |  |  | 1054.8093 | 0 | 1054.8029 | 0.0034247
| 667.0663 | 0.019916 | 424.8156 | 0 | 424.8156 | 0.036387 | 666.2981 | 0.0023475 | 424.8156 | 0.039045 | 668.9842 | 0.00025558 | 667.0663 | 0.018253 | 424.8156 | 0 | 874.2374 | 0.002852 | 1060.7308 | 3.2799 | 746.557 | 0.0034541 | 1126.0593 | 0.022981 | 1150.1055 | 0.0081257 | 1667 | 0.0043506 |  |  | 1054.8638 | 0 | 1054.8573 | 0.0034414
| 667.2281 | 0.023066 | 425.0349 | 0 | 425.0349 | -0.026758 | 666.4601 | 0 | 425.0349 | -0.063827 | 669.1461 | 0.00022706 | 667.2281 | 0.019455 | 425.0349 | 0.0090425 | 874.3135 | 0.002905 | 1061.0066 | 3.2633 | 746.727 | 0.0031168 | 1126.1215 | 0.023099 | 1150.2675 | 0.0082683 | 1668 | 0.003 |  |  | 1054.9183 | 0 | 1054.9119 | 0.0034605
| 667.3899 | 0.025469 | 425.2541 | 0 | 425.2541 | 0.017692 | 666.6221 | 0.0018258 | 425.2541 | 0.043804 | 669.308 | 0.00023474 | 667.3899 | 0.018472 | 425.2541 | 0.0090425 | 874.3895 | 0.0031683 | 1061.2823 | 3.2339 | 746.898 | 0.0036994 | 1126.1836 | 0.023216 | 1150.4296 | 0.0083778 | 1669 | 0.0048376 |  |  | 1054.9728 | 0 | 1054.9663 | 0.0034787
| 667.5517 | 0.020824 | 425.4734 | 0 | 425.4734 | -0.014674 | 666.7841 | 0 | 425.4734 | -0.071226 | 669.4699 | 0.00022377 | 667.5517 | 0.019237 | 425.4734 | 0.018085 | 874.4656 | 0.0025558 | 1061.5584 | 3.1971 | 747.069 | 0.0032564 | 1126.2457 | 0.023334 | 1150.5917 | 0.0084392 | 1670 | 0.0035392 |  |  | 1055.0273 | 0 | 1055.0209 | 0.0034914
| 667.7135 | 0.031823 | 425.6927 | 0 | 425.6927 | 0.0087582 | 666.9461 | 0.0013044 | 425.6927 | 0.026855 | 669.6318 | 0.00023584 | 667.7135 | 0.018034 | 425.6927 | 0.021702 | 874.5417 | 0.0023299 | 1061.8345 | 3.15 | 747.24 | 0.0041188 | 1126.3079 | 0.023452 | 1150.7538 | 0.0084466 | 1671 | 0.0029506 |  |  | 1055.0819 | 0 | 1055.0754 | 0.003493
| 667.8753 | 0.021678 | 425.912 | 0 | 425.912 | -0.019801 | 667.1081 | 0.00017392 | 425.912 | -0.059409 | 669.7937 | 0.00020512 | 667.8753 | 0.020439 | 425.912 | 0.012659 | 874.6178 | 0.0026222 | 1062.1107 | 3.1 | 747.411 | 0.0026358 | 1126.37 | 0.02357 | 1150.916 | 0.0084027 | 1672 | 0.0063284 |  |  | 1055.1365 | 0 | 1055.13 | 0.0034811
| 668.0372 | 0.022372 | 426.1313 | 0 | 426.1313 | 0.015993 | 667.2702 | 0.0018258 | 426.1313 | 0.042732 | 669.9557 | 0.00029068 | 668.0372 | 0.019565 | 426.1313 | 0 | 874.694 | 0.0023873 | 1062.3871 | 3.0762 | 747.582 | 0.0028293 | 1126.4321 | 0.023688 | 1151.0782 | 0.0083165 | 1673 | 0.0055385 |  |  | 1055.1909 | 0 | 1055.1844 | 0.0034525
| 668.199 | 0.020663 | 426.3506 | 0 | 426.3506 | -0.0048587 | 667.4322 | 0 | 426.3506 | -0.073315 | 670.1176 | 0.00022925 | 668.199 | 0.020986 | 426.3506 | 0.0090425 | 874.7701 | 0.0020379 | 1062.6636 | 3.0325 | 747.753 | 0.0030388 | 1126.4943 | 0.0238 | 1151.2406 | 0.0082009 | 1674 | 0.0038987 |  |  | 1055.2455 | 0 | 1055.239 | 0.003412
| 668.3608 | 0.016926 | 426.57 | 0 | 426.57 | -0.013305 | 667.5942 | 0.0018258 | 426.57 | 0.055191 | 670.2795 | 0.00020183 | 668.3608 | 0.018362 | 426.57 | 0.016276 | 874.8463 | 0.0027781 | 1062.9403 | 2.9809 | 747.924 | 0.0023923 | 1126.5564 | 0.023918 | 1151.4028 | 0.0080699 | 1675 | 0.0058295 |  |  | 1055.3001 | 0 | 1055.2936 | 0.0033627
| 668.5227 | 0.019916 | 426.7894 | 0 | 426.7894 | -0.0098214 | 667.7563 | 0 | 426.7894 | -0.099182 | 670.4415 | 0.00027971 | 668.5227 | 0.020002 | 426.7894 | 0.0090425 | 874.9224 | 0.0027355 | 1063.217 | 2.9394 | 748.096 | 0.0033883 | 1126.6185 | 0.024036 | 1151.5653 | 0.0079387 | 1676 | 0.0074091 |  |  | 1055.3546 | 0 | 1055.3481 | 0.0033127
| 668.6845 | 0.023013 | 427.0087 | 0 | 427.0087 | -0.022381 | 667.9183 | 0.0018258 | 427.0087 | 0.02929 | 670.6035 | 0.00016454 | 668.6845 | 0.018581 | 427.0087 | 0 | 874.9986 | 0.0023622 | 1063.494 | 2.8979 | 748.267 | 0.0023474 | 1126.6808 | 0.024148 | 1151.7277 | 0.0078244 | 1677 | 0.0029873 |  |  | 1055.4092 | 0 | 1055.4027 | 0.003269
| 668.8464 | 0.022639 | 427.2281 | 0 | 427.2281 | 0.014402 | 668.0804 | 0 | 427.2281 | -0.034032 | 670.7654 | 0.00033127 | 668.8464 | 0.019783 | 427.2281 | -0.0036195 | 875.0748 | 0.0015084 | 1063.7712 | 2.8539 | 748.438 | 0.0041154 | 1126.7429 | 0.024266 | 1151.8901 | 0.0077452 | 1678 | 0.0032417 |  |  | 1055.4637 | 0 | 1055.4573 | 0.0032356
| 669.0083 | 0.03775 | 427.4475 | 0 | 427.4475 | 0.063669 | 668.2424 | 0.0013044 | 427.4475 | 0.062104 | 670.9274 | 0.00019854 | 669.0083 | 0.017925 | 427.4475 | 0 | 875.151 | 0.0012199 | 1064.0485 | 2.7994 | 748.61 | 0.0038911 | 1126.805 | 0.024384 | 1152.0527 | 0.0077188 | 1679 | 0.0043594 |  |  | 1055.5183 | 0 | 1055.5118 | 0.0032174
| 669.1701 | 0.02093 | 427.6669 | 0 | 427.6669 | 0.0058427 | 668.4045 | 0 | 427.6669 | -0.065181 | 671.0894 | 0.00019854 | 669.1701 | 0.018034 | 427.6669 | 0 | 875.2272 | 0.0022117 | 1064.3258 | 2.7501 | 748.782 | 0.0030389 | 1126.8673 | 0.024497 | 1152.2153 | 0.0077585 | 1680 | 0.0027235 |  |  | 1055.5729 | 0 | 1055.5664 | 0.0032134
| 669.332 | 0.024508 | 427.8864 | 0 | 427.8864 | 0.016614 | 668.5666 | 0.0028693 | 427.8864 | 0.05578 | 671.2514 | 0.00025887 | 669.332 | 0.016614 | 427.8864 | 0.0036232 | 875.3035 | 0.0027212 | 1064.6034 | 2.7009 | 748.953 | 0.0039778 | 1126.9294 | 0.024615 | 1152.3779 | 0.0078688 | 1681 | 0.0022592 |  |  | 1055.6276 | 0 | 1055.6211 | 0.0032229
| 669.4939 | 0.020717 | 428.1058 | 0 | 428.1058 | -0.03155 | 668.7287 | 0 | 428.1058 | -0.050593 | 671.4134 | 0.00016892 | 669.4939 | 0.019127 | 428.1058 | 0 | 875.3797 | 0.003107 | 1064.8811 | 2.6417 | 749.125 | 0.0033488 | 1126.9917 | 0.024727 | 1152.5405 | 0.0080423 | 1682 | 0.0024772 |  |  | 1055.6821 | 0 | 1055.6757 | 0.0032428
| 669.6558 | 0.025736 | 428.3253 | 0 | 428.3253 | 0.018665 | 668.8907 | 0.0023475 | 428.3253 | 0.07407 | 671.5754 | 0.00033236 | 669.6558 | 0.0188 | 428.3253 | 0.0090425 | 875.4559 | 0.0036429 | 1065.1589 | 2.5935 | 749.297 | 0.0028446 | 1127.054 | 0.02484 | 1152.7032 | 0.0082598 | 1683 | 0.0079181 |  |  | 1055.7367 | 0 | 1055.7302 | 0.0032706
| 669.8177 | 0.025896 | 428.5448 | 0 | 428.5448 | 0.0028798 | 669.0528 | 0 | 428.5448 | -0.022468 | 671.7374 | 6.033e-05 | 669.8177 | 0.020658 | 428.5448 | 0 | 875.5322 | 0.0027416 | 1065.4369 | 2.5473 | 749.469 | 0.0030796 | 1127.1161 | 0.024958 | 1152.8661 | 0.0084937 | 1684 | 0.0069888 |  |  | 1055.7913 | 0 | 1055.7848 | 0.003304
| 669.9796 | 0.014737 | 428.7643 | 0 | 428.7643 | 0.026129 | 669.2149 | 0.0023475 | 428.7643 | 0.083146 | 671.8995 | 0.0003565 | 669.9796 | 0.0188 | 428.7643 | 0.0018107 | 875.6085 | 0.0023239 | 1065.715 | 2.4905 | 749.641 | 0.0041536 | 1127.1783 | 0.02507 | 1153.0288 | 0.0087127 | 1685 | 0.0096196 |  |  | 1055.8459 | 0 | 1055.8395 | 0.0033421
| 670.1415 | 0.020183 | 428.9838 | 0 | 428.9838 | 0.019387 | 669.377 | 0 | 428.9838 | -0.049327 | 672.0615 | 0.00015576 | 670.1415 | 0.02033 | 428.9838 | 0 | 875.6848 | 0.0029148 | 1065.9933 | 2.4425 | 749.813 | 0.0023297 | 1127.2406 | 0.025183 | 1153.1916 | 0.0088877 | 1686 | 0.005205 |  |  | 1055.9005 | 0 | 1055.894 | 0.0033834
| 670.3034 | 0.022532 | 429.2033 | 0 | 429.2033 | 0.012249 | 669.5391 | 0.0013044 | 429.2033 | 0.068564 | 672.2235 | 0.00030933 | 670.3034 | 0.018581 | 429.2033 | 0.0090425 | 875.7611 | 0.0031951 | 1066.2717 | 2.3943 | 749.985 | 0.0026479 | 1127.3029 | 0.025301 | 1153.3546 | 0.0089964 | 1687 | 0.004486 |  |  | 1055.9552 | 0 | 1055.9487 | 0.0034279
| 670.4653 | 0.019168 | 429.4228 | 0 | 429.4228 | -0.018577 | 669.7012 | 0 | 429.4228 | -0.040644 | 672.3856 | 0.00022048 | 670.4653 | 0.020767 | 429.4228 | 0.010851 | 875.8375 | 0.0032842 | 1066.5503 | 2.3404 | 750.157 | 0.0031039 | 1127.365 | 0.025414 | 1153.5176 | 0.0090267 | 1688 | 0.0071006 |  |  | 1056.0098 | 0 | 1056.0033 | 0.0034748
| 670.6272 | 0.022372 | 429.6424 | 0 | 429.6424 | -0.0041262 | 669.8634 | 0.0013044 | 429.6424 | 0.040053 | 672.5476 | 0.00024132 | 670.6272 | 0.019455 | 429.6424 | 0.010851 | 875.9138 | 0.0030615 | 1066.829 | 2.2861 | 750.33 | 0.0040735 | 1127.4272 | 0.025526 | 1153.6805 | 0.0089789 | 1689 | 0.0086648 |  |  | 1056.0645 | 0 | 1056.058 | 0.003524
| 670.7892 | 0.023173 | 429.8619 | 0 | 429.8619 | -0.045003 | 670.0255 | 0 | 429.8619 | -0.060219 | 672.7097 | 0.00024242 | 670.7892 | 0.021204 | 429.8619 | 0.0090425 | 875.9902 | 0.0031198 | 1067.1078 | 2.2356 | 750.502 | 0.0033864 | 1127.4895 | 0.025639 | 1153.8435 | 0.0088651 | 1690 | 0.011892 |  |  | 1056.119 | 0 | 1056.1126 | 0.0035749
| 670.9511 | 0.02029 | 430.0815 | 0 | 430.0815 | -0.0034684 | 670.1876 | 0.0018258 | 430.0815 | 0.058783 | 672.8718 | 0.00024461 | 670.9511 | 0.019127 | 430.0815 | 0.0090425 | 876.0665 | 0.0032333 | 1067.3868 | 2.1765 | 750.675 | 0.0025942 | 1127.5519 | 0.025752 | 1154.0066 | 0.0087072 | 1691 | 0.0099274 |  |  | 1056.1737 | 0 | 1056.1672 | 0.0036249
| 671.1131 | 0.021037 | 430.3011 | 0 | 430.3011 | -0.034744 | 670.3497 | 0 | 430.3011 | -0.051477 | 673.0338 | 0.00027313 | 671.1131 | 0.020767 | 430.3011 | 0 | 876.1429 | 0.0030455 | 1067.6659 | 2.126 | 750.847 | 0.0027771 | 1127.6141 | 0.025864 | 1154.1698 | 0.0085323 | 1692 | 0.011275 |  |  | 1056.2284 | 0 | 1056.2219 | 0.0036734
| 671.275 | 0.016979 | 430.5207 | 0 | 430.5207 | 0.0015691 | 670.5119 | 0.0018258 | 430.5207 | 0.055791 | 673.1959 | 0.00025777 | 671.275 | 0.0188 | 430.5207 | 0 | 876.2193 | 0.0031884 | 1067.9452 | 2.076 | 751.02 | 0.0025126 | 1127.6764 | 0.025977 | 1154.3329 | 0.008366 | 1693 | 0.0089542 |  |  | 1056.283 | 0 | 1056.2765 | 0.0037163
| 671.437 | 0.023013 | 430.7404 | 0 | 430.7404 | 0.00039874 | 670.674 | 0 | 430.7404 | -0.086876 | 673.358 | 0.00022158 | 671.437 | 0.019893 | 430.7403 | 0.018085 | 876.2957 | 0.0031943 | 1068.2247 | 2.0256 | 751.193 | 0.0044815 | 1127.7387 | 0.02609 | 1154.4961 | 0.0082284 | 1694 | 0.005375 |  |  | 1056.3376 | 0 | 1056.3312 | 0.0037512
| 671.5989 | 0.019809 | 430.96 | 0 | 430.96 | 0.010976 | 670.8362 | 0.0013044 | 430.96 | -0.011422 | 673.5201 | 0.00027203 | 671.5989 | 0.018472 | 430.96 | 0.012659 | 876.3721 | 0.0028437 | 1068.5043 | 1.9678 | 751.366 | 0.0034186 | 1127.8009 | 0.026202 | 1154.6594 | 0.0081315 | 1695 | 0.014106 |  |  | 1056.3923 | 0 | 1056.3859 | 0.0037766
| 671.7609 | 0.015698 | 431.1796 | 0 | 431.1796 | -0.0034177 | 670.9983 | 0 | 431.1796 | -0.056632 | 673.6822 | 0.00018757 | 671.7609 | 0.021204 | 431.1796 | 0.0018125 | 876.4485 | 0.0029312 | 1068.7839 | 1.9233 | 751.538 | 0.0040497 | 1127.8633 | 0.026315 | 1154.8228 | 0.0080811 | 1696 | 0.01302 |  |  | 1056.447 | 0 | 1056.4406 | 0.0037917
| 671.9229 | 0.030435 | 431.3993 | 0 | 431.3993 | 0.014578 | 671.1605 | 0.0018258 | 431.3993 | 0.05532 | 673.8443 | 0.00035101 | 671.9229 | 0.019783 | 431.3993 | 0.0090425 | 876.525 | 0.0027184 | 1069.0638 | 1.8682 | 751.711 | 0.0027145 | 1127.9255 | 0.026428 | 1154.9861 | 0.0080809 | 1697 | 0.016928 |  |  | 1056.5017 | 0 | 1056.4952 | 0.0037957
| 672.0848 | 0.020663 | 431.619 | 0 | 431.619 | 0.00068978 | 671.3227 | 0 | 431.619 | -0.024121 | 674.0065 | 0.00016234 | 672.0848 | 0.020986 | 431.619 | 0 | 876.6015 | 0.0024575 | 1069.3439 | 1.8181 | 751.884 | 0.0042191 | 1127.9879 | 0.02654 | 1155.1494 | 0.0081358 | 1698 | 0.0081594 |  |  | 1056.5564 | 0 | 1056.5499 | 0.0037901
| 672.2468 | 0.02328 | 431.8387 | 0 | 431.8387 | 0.03106 | 671.4848 | 0.0013044 | 431.8387 | 0.021907 | 674.1686 | 0.00031152 | 672.2468 | 0.019237 | 431.8387 | 0 | 876.6779 | 0.0020477 | 1069.624 | 1.7697 | 752.058 | 0.0028966 | 1128.0502 | 0.026653 | 1155.3129 | 0.0082528 | 1699 | 0.021872 |  |  | 1056.6111 | 0 | 1056.6046 | 0.0037782
| 672.4088 | 0.019596 | 432.0584 | 0 | 432.0584 | 0.013149 | 671.647 | 0 | 432.0584 | -0.021585 | 674.3307 | 0.00014589 | 672.4088 | 0.020767 | 432.0584 | -0.0018107 | 876.7545 | 0.0026287 | 1069.9044 | 1.7137 | 752.231 | 0.003646 | 1128.1126 | 0.026766 | 1155.4764 | 0.0084383 | 1700 | 0.0058923 |  |  | 1056.6658 | 0 | 1056.6593 | 0.0037623
| 672.5708 | 0.02029 | 432.2781 | 0 | 432.2781 | -0.013405 | 671.8092 | 0.0018258 | 432.2781 | 0.039321 | 674.4929 | 0.0003565 | 672.5708 | 0.019127 | 432.2781 | 0.0090425 | 876.8309 | 0.0024439 | 1070.1848 | 1.6696 | 752.404 | 0.0026381 | 1128.1748 | 0.026878 | 1155.6399 | 0.0086928 |  |  |  |  | 1056.7205 | 0 | 1056.714 | 0.0037457
| 672.7328 | 0.021037 | 432.4979 | 0 | 432.4979 | -0.033643 | 671.9714 | 0 | 432.4979 | -0.048097 | 674.655 | 0.0001788 | 672.7328 | 0.020767 | 432.4979 | 0.0090425 | 876.9075 | 0.0021863 | 1070.4654 | 1.6259 | 752.577 | 0.0031432 | 1128.2372 | 0.026991 | 1155.8036 | 0.0090076 |  |  |  |  | 1056.7751 | 0 | 1056.7687 | 0.003729
| 672.8948 | 0.023387 | 432.7176 | 0 | 432.7176 | 0.0024175 | 672.1336 | 0.0018258 | 432.7176 | 0.071307 | 674.8172 | 0.0003565 | 672.8948 | 0.020002 | 432.7176 | 0.0018125 | 876.9839 | 0.0019937 | 1070.7462 | 1.576 | 752.751 | 0.002038 | 1128.2996 | 0.027099 | 1155.9672 | 0.0093636 |  |  |  |  | 1056.8298 | 0 | 1056.8234 | 0.0037131
| 673.0569 | 0.024882 | 432.9374 | 0 | 432.9374 | -0.0065941 | 672.2958 | 0 | 432.9374 | -0.018415 | 674.9793 | 0.00015028 | 673.0569 | 0.021095 | 432.9374 | 0 | 877.0604 | 0.0018692 | 1071.0271 | 1.5266 | 752.924 | 0.0025116 | 1128.3619 | 0.027211 | 1156.1309 | 0.0097335 |  |  |  |  | 1056.8846 | 0 | 1056.8782 | 0.0036956
| 673.2189 | 0.027124 | 433.1572 | 0 | 433.1572 | 0.013236 | 672.458 | 0.0013044 | 433.1572 | 0.0063766 | 675.1415 | 0.00034224 | 673.2189 | 0.0188 | 433.1572 | 0.0090425 | 877.137 | 0.0015901 | 1071.3081 | 1.4864 | 753.098 | 0.0055612 | 1128.4242 | 0.027324 | 1156.2946 | 0.010087 |  |  |  |  | 1056.9393 | 0 | 1056.9329 | 0.003675
| 673.3809 | 0.01746 | 433.377 | 0 | 433.377 | 0.013403 | 672.6202 | 0 | 433.377 | -0.081356 | 675.3037 | 0.00012834 | 673.3809 | 0.02022 | 433.377 | 0 | 877.2136 | 0.0015008 | 1071.5894 | 1.4463 | 753.272 | 0.0026522 | 1128.4866 | 0.027437 | 1156.4584 | 0.010392 |  |  |  |  | 1056.994 | 0 | 1056.9876 | 0.0036479
| 673.543 | 0.025896 | 433.5968 | 0 | 433.5968 | 0.032203 | 672.7824 | 0.0018258 | 433.5968 | 0.014245 | 675.4659 | 0.00034224 | 673.543 | 0.019237 | 433.5968 | 0.018085 | 877.2902 | 0.00194 | 1071.8707 | 1.3905 | 753.446 | 0.002696 | 1128.549 | 0.027549 | 1156.6222 | 0.010619 |  |  |  |  | 1057.0488 | 0 | 1057.0424 | 0.003613
| 673.705 | 0.018688 | 433.8166 | 0 | 433.8166 | -0.023319 | 672.9447 | 0 | 433.8166 | -0.078857 | 675.6281 | 0.00019525 | 673.705 | 0.020658 | 433.8166 | 0.0090425 | 877.3668 | 0.0022145 | 1072.1522 | 1.3505 | 753.619 | 0.0029295 | 1128.6113 | 0.027657 | 1156.786 | 0.010744 |  |  |  |  | 1057.1035 | 0 | 1057.0971 | 0.0035669
| 673.867 | 0.02376 | 434.0364 | 0 | 434.0364 | 0.0025418 | 673.1069 | 0.0018258 | 434.0364 | 0.040557 | 675.7903 | 0.00027971 | 673.867 | 0.0188 | 434.0364 | 0.0018107 | 877.4434 | 0.0023146 | 1072.4338 | 1.3015 | 753.793 | 0.0026458 | 1128.6737 | 0.027769 | 1156.95 | 0.010745 |  |  |  |  | 1057.1583 | 0 | 1057.1519 | 0.0035105
| 674.0291 | 0.035881 | 434.2563 | 0 | 434.2563 | -0.032405 | 673.2691 | 0 | 434.2563 | -0.054411 | 675.9525 | 0.00026874 | 674.0291 | 0.020111 | 434.2563 | -0.0018089 | 877.52 | 0.0024533 | 1072.7156 | 1.2699 | 753.967 | 0.0021439 | 1128.7362 | 0.027882 | 1157.1139 | 0.01061 |  |  |  |  | 1057.213 | 0 | 1057.2065 | 0.003447
| 674.1912 | 0.028566 | 434.4761 | 0 | 434.4761 | 0.011852 | 673.4314 | 0.0013044 | 434.4761 | 0.034338 | 676.1147 | 0.00022158 | 674.1912 | 0.01869 | 434.4762 | -0.0072427 | 877.5966 | 0.0023082 | 1072.9976 | 1.228 | 754.141 | 0.0045451 | 1128.7986 | 0.027995 | 1157.278 | 0.010343 |  |  |  |  | 1057.2678 | 0 | 1057.2613 | 0.0033794
| 674.3532 | 0.025736 | 434.696 | 0 | 434.696 | -0.0099128 | 673.5936 | 0 | 434.696 | -0.029319 | 676.277 | 0.00020951 | 674.3532 | 0.020002 | 434.696 | 0 | 877.6733 | 0.0021435 | 1073.2797 | 1.1904 | 754.316 | 0.001957 | 1128.861 | 0.028107 | 1157.442 | 0.0099652 |  |  |  |  | 1057.3225 | 0 | 1057.316 | 0.0033151
| 674.5153 | 0.021411 | 434.9159 | 0 | 434.9159 | 0.013977 | 673.7559 | 0.0018258 | 434.9159 | 0.023332 | 676.4392 | 0.00032907 | 674.5153 | 0.019127 | 434.9159 | 0.0018125 | 877.7499 | 0.0022673 | 1073.5619 | 1.1505 | 754.49 | 0.0029011 | 1128.9233 | 0.028215 | 1157.6061 | 0.0095141 |  |  |  |  | 1057.3773 | 0 | 1057.3709 | 0.0032619
| 674.6774 | 0.016445 | 435.1358 | 0 | 435.1358 | -0.027774 | 673.9181 | 0 | 435.1358 | -0.059049 | 676.6014 | 0.00018099 | 674.6774 | 0.020986 | 435.1358 | 0 | 877.8266 | 0.0022413 | 1073.8442 | 1.1164 | 754.664 | 0.003022 | 1128.9858 | 0.028328 | 1157.7701 | 0.0090389 |  |  |  |  | 1057.4321 | 0 | 1057.4257 | 0.0032261
| 674.8395 | 0.02328 | 435.3558 | 0 | 435.3558 | 0.017541 | 674.0804 | 0.0018258 | 435.3558 | 0.064885 | 676.7637 | 0.00034662 | 674.8395 | 0.019565 | 435.3558 | 0.0090425 | 877.9033 | 0.0028653 | 1074.1268 | 1.0814 | 754.839 | 0.0042503 | 1129.0482 | 0.02844 | 1157.9344 | 0.0085905 |  |  |  |  | 1057.4869 | 0 | 1057.4804 | 0.0032126
| 675.0015 | 0.018421 | 435.5757 | 0 | 435.5757 | -0.0082668 | 674.2427 | 0 | 435.5757 | -0.087685 | 676.926 | 0.00020622 | 675.0015 | 0.020439 | 435.5757 | 0.0072445 | 877.98 | 0.002601 | 1074.4094 | 1.0494 | 755.013 | 0.0027171 | 1129.1107 | 0.028553 | 1158.0986 | 0.0082108 |  |  |  |  | 1057.5416 | 0 | 1057.5352 | 0.0032245
| 675.1636 | 0.025149 | 435.7957 | 0 | 435.7957 | 0.042514 | 674.4049 | 0.0013044 | 435.7957 | 0.037272 | 677.0882 | 0.00028849 | 675.1636 | 0.01869 | 435.7957 | 0 | 878.0567 | 0.0025622 | 1074.6923 | 1.003 | 755.188 | 0.0023398 | 1129.1731 | 0.028666 | 1158.2629 | 0.0079251 |  |  |  |  | 1057.5964 | 0 | 1057.59 | 0.0032587
| 675.3257 | 0.021304 | 436.0156 | 0 | 436.0156 | -0.0028034 | 674.5672 | 0 | 436.0156 | -0.033816 | 677.2505 | 0.00029397 | 675.3257 | 0.019455 | 436.0156 | 0 | 878.1334 | 0.0022419 | 1074.9753 | 0.97438 | 755.362 | 0.0040286 | 1129.2356 | 0.028778 | 1158.4272 | 0.0077386 |  |  |  |  | 1057.6512 | 0 | 1057.6448 | 0.0033103
| 675.4879 | 0.024294 | 436.2356 | 0 | 436.2356 | 0.005148 | 674.7295 | 0.0018258 | 436.2356 | 0.042195 | 677.4128 | 0.0002117 | 675.4879 | 0.017707 | 436.2356 | 0.0090425 | 878.2101 | 0.0027667 | 1075.2584 | 0.93733 | 755.537 | 0.0039639 | 1129.298 | 0.028891 | 1158.5917 | 0.0076393 |  |  |  |  | 1057.7061 | 0 | 1057.6996 | 0.0033715
| 675.65 | 0.022906 | 436.4556 | 0 | 436.4556 | -0.03838 | 674.8918 | 0 | 436.4556 | -0.018749 | 677.5751 | 0.00029507 | 675.65 | 0.019346 | 436.4556 | 0.0018125 | 878.2869 | 0.0031064 | 1075.5418 | 0.90702 | 755.712 | 0.0034108 | 1129.3605 | 0.029004 | 1158.756 | 0.007605 |  |  |  |  | 1057.7609 | 0 | 1057.7544 | 0.0034342
| 675.8121 | 0.018688 | 436.6756 | 0 | 436.6756 | 0.010657 | 675.0541 | 0.0013044 | 436.6756 | 0.068652 | 677.7374 | 0.00024461 | 675.8121 | 0.017597 | 436.6756 | 0.014468 | 878.3637 | 0.0027238 | 1075.8251 | 0.88045 | 755.887 | 0.0021524 | 1129.423 | 0.029116 | 1158.9205 | 0.0076114 |  |  |  |  | 1057.8157 | 0 | 1057.8092 | 0.0034899
| 675.9742 | 0.020717 | 436.8956 | 0 | 436.8956 | -0.0084034 | 675.2164 | 0 | 436.8956 | -0.061842 | 677.8997 | 0.00031372 | 675.9742 | 0.019127 | 436.8956 | 0.010851 | 878.4405 | 0.0022547 | 1076.1086 | 0.84689 | 756.062 | 0.0022987 | 1129.4855 | 0.029229 | 1159.0851 | 0.0076409 |  |  |  |  | 1057.8705 | 0 | 1057.864 | 0.0035335
| 676.1364 | 0.023867 | 437.1157 | 0 | 437.1157 | 0.0060439 | 675.3787 | 0.0013044 | 437.1157 | 0.014374 | 678.062 | 0.00021719 | 676.1364 | 0.018034 | 437.1157 | 0.010851 | 878.5173 | 0.0024775 | 1076.3925 | 0.81957 | 756.237 | 0.0016153 | 1129.548 | 0.029347 | 1159.2496 | 0.0076866 |  |  |  |  | 1057.9253 | 0 | 1057.9188 | 0.0035598
| 676.2985 | 0.020824 | 437.3357 | 0 | 437.3357 | -0.018715 | 675.541 | 0 | 437.3357 | -0.053576 | 678.2243 | 0.00032249 | 676.2985 | 0.020111 | 437.3357 | 0 | 878.5941 | 0.0026856 | 1076.6763 | 0.7838 | 756.412 | 0.0022985 | 1129.6105 | 0.02946 | 1159.4142 | 0.0077519 |  |  |  |  | 1057.9802 | 0 | 1057.9736 | 0.0035693
| 676.4606 | 0.021518 | 437.5558 | 0 | 437.5558 | 0.021476 | 675.7033 | 0.0018258 | 437.5558 | 0.050133 | 678.3866 | 0.00022158 | 676.4606 | 0.018909 | 437.5558 | 0.0090425 | 878.6709 | 0.0026728 | 1076.9603 | 0.7586 | 756.587 | 0.0028326 | 1129.673 | 0.029572 | 1159.5789 | 0.007846 |  |  |  |  | 1058.035 | 0 | 1058.0286 | 0.0035606
| 676.6228 | 0.027605 | 437.7759 | 0 | 437.7759 | -0.011768 | 675.8656 | 0 | 437.7759 | -0.053316 | 678.5489 | 0.00031591 | 676.6228 | 0.019565 | 437.7759 | 0 | 878.7477 | 0.002542 | 1077.2445 | 0.73174 | 756.763 | 0.0025422 | 1129.7355 | 0.029685 | 1159.7435 | 0.0079762 |  |  |  |  | 1058.0898 | 0 | 1058.0834 | 0.0035375
| 676.785 | 0.016339 | 437.996 | 0 | 437.996 | 0.043089 | 676.028 | 0.0013044 | 437.996 | 0.045346 | 678.7113 | 0.00026436 | 676.785 | 0.018581 | 437.996 | 0.0090425 | 878.8246 | 0.0021784 | 1077.5288 | 0.70854 | 756.938 | 0.0023423 | 1129.798 | 0.029803 | 1159.9083 | 0.0081405 |  |  |  |  | 1058.1446 | 0 | 1058.1382 | 0.0035049
| 676.9471 | 0.025789 | 438.2161 | 0 | 438.2161 | -0.012601 | 676.1903 | 0 | 438.2161 | -0.055603 | 678.8736 | 0.00029178 | 676.9471 | 0.019783 | 438.2161 | 0 | 878.9014 | 0.0019553 | 1077.8132 | 0.68179 | 757.113 | 0.0020421 | 1129.8605 | 0.029915 | 1160.0731 | 0.0083241 |  |  |  |  | 1058.1996 | 0 | 1058.1931 | 0.0034684
| 677.1093 | 0.028619 | 438.4362 | 0 | 438.4362 | 0.027266 | 676.3527 | 0.0013044 | 438.4362 | 0.027915 | 679.036 | 0.00028958 | 677.1093 | 0.019237 | 438.4362 | 0.0090425 | 878.9783 | 0.0025838 | 1078.0979 | 0.66075 | 757.289 | 0.00259 | 1129.923 | 0.030033 | 1160.2379 | 0.0085001 |  |  |  |  | 1058.2544 | 0 | 1058.2479 | 0.0034327
| 677.2715 | 0.021571 | 438.6564 | 0 | 438.6564 | 0.0076916 | 676.515 | 0 | 438.6564 | -0.051068 | 679.1984 | 0.00026216 | 677.2715 | 0.020658 | 438.6564 | 0 | 879.0552 | 0.0025687 | 1078.3827 | 0.64203 | 757.465 | 0.0038693 | 1129.9855 | 0.030146 | 1160.4028 | 0.0086366 |  |  |  |  | 1058.3093 | 0 | 1058.3027 | 0.0034049
| 677.4336 | 0.022372 | 438.8765 | 0 | 438.8765 | 0.026032 | 676.6774 | 0.0013044 | 438.8765 | 0.03441 | 679.3607 | 0.00033127 | 677.4336 | 0.019455 | 438.8765 | 0 | 879.132 | 0.0016743 | 1078.6676 | 0.61507 | 757.64 | 0.0030037 | 1130.0481 | 0.030264 | 1160.5677 | 0.0087069 |  |  |  |  | 1058.3641 | 0 | 1058.3577 | 0.003389
| 677.5958 | 0.016339 | 439.0967 | 0 | 439.0967 | -0.010024 | 676.8397 | 0 | 439.0967 | -0.061402 | 679.5231 | 0.00024351 | 677.5958 | 0.020658 | 439.0967 | 0 | 879.209 | 0.0016446 | 1078.9526 | 0.59818 | 757.816 | 0.0015153 | 1130.1106 | 0.030381 | 1160.7328 | 0.0086991 |  |  |  |  | 1058.4191 | 0 | 1058.4126 | 0.0033906
| 677.758 | 0.02328 | 439.3169 | 0 | 439.3169 | 0.023181 | 677.0021 | 0.0013044 | 439.3169 | 0.033122 | 679.6855 | 0.00034662 | 677.758 | 0.019127 | 439.3169 | 0.0090425 | 879.2859 | 0.0025433 | 1079.2379 | 0.58007 | 757.992 | 0.0030004 | 1130.1732 | 0.030499 | 1160.8978 | 0.0086222 |  |  |  |  | 1058.4739 | 0 | 1058.4674 | 0.0034104
| 677.9202 | 0.018581 | 439.5371 | 0 | 439.5371 | -0.01159 | 677.1644 | 0 | 439.5371 | -0.034832 | 679.8479 | 0.00016015 | 677.9202 | 0.020548 | 439.5371 | 0 | 879.3629 | 0.0031579 | 1079.5233 | 0.55885 | 758.168 | 0.0034955 | 1130.2357 | 0.030612 | 1161.0629 | 0.0085044 |  |  |  |  | 1058.5288 | 0 | 1058.5223 | 0.003447
| 678.0824 | 0.018688 | 439.7573 | 0 | 439.7573 | 0.0054846 | 677.3268 | 0.0023475 | 439.7573 | 0.031072 | 680.0103 | 0.00037953 | 678.0824 | 0.01869 | 439.7573 | 0 | 879.4398 | 0.0031225 | 1079.8088 | 0.53449 | 758.344 | 0.0033928 | 1130.2983 | 0.03073 | 1161.228 | 0.008385 |  |  |  |  | 1058.5837 | 0 | 1058.5772 | 0.0034954
| 678.2446 | 0.01746 | 439.9775 | 0 | 439.9775 | -0.014101 | 677.4892 | 0 | 439.9775 | -0.06933 | 680.1727 | 0.00019964 | 678.2446 | 0.020002 | 439.9775 | 0 | 879.5168 | 0.0032121 | 1080.0945 | 0.51518 | 758.52 | 0.0033043 | 1130.3608 | 0.030848 | 1161.3932 | 0.0083026 |  |  |  |  | 1058.6385 | 0 | 1058.6321 | 0.0035494
| 678.4069 | 0.024241 | 440.1977 | 0 | 440.1977 | 6.014e-05 | 677.6516 | 0.0018258 | 440.1977 | 0.041257 | 680.3351 | 0.00038282 | 678.4069 | 0.018581 | 440.1977 | 0 | 879.5938 | 0.0027815 | 1080.3804 | 0.50062 | 758.696 | 0.0016329 | 1130.4235 | 0.030965 | 1161.5584 | 0.0082826 |  |  |  |  | 1058.6935 | 0 | 1058.687 | 0.0036019
| 678.5691 | 0.021037 | 440.418 | 0 | 440.418 | 0.020937 | 677.814 | 0 | 440.418 | -0.025935 | 680.4975 | 0.00019964 | 678.5691 | 0.020658 | 440.418 | 0.0090425 | 879.6708 | 0.0031497 | 1080.6663 | 0.48 | 758.873 | 0.002708 | 1130.4861 | 0.031088 | 1161.7236 | 0.0083309 |  |  |  |  | 1058.7484 | 0 | 1058.7419 | 0.003644
| 678.7313 | 0.019649 | 440.6383 | 0 | 440.6383 | 0.00013038 | 677.9764 | 0.0018258 | 440.6383 | 0.024047 | 680.66 | 0.00033785 | 678.7313 | 0.019674 | 440.6383 | 0.0090425 | 879.7477 | 0.0026938 | 1080.9524 | 0.46474 | 759.049 | 0.0033115 | 1130.5486 | 0.031206 | 1161.889 | 0.0084331 |  |  |  |  | 1058.8033 | 0 | 1058.7969 | 0.0036694
| 678.8936 | 0.016499 | 440.8585 | 0 | 440.8585 | -0.0091448 | 678.1388 | 0 | 440.8585 | -0.043549 | 680.8224 | 0.00020732 | 678.8936 | 0.020439 | 440.8585 | -0.0054302 | 879.8248 | 0.0022362 | 1081.2388 | 0.44881 | 759.225 | 0.0029314 | 1130.6112 | 0.031324 | 1162.0543 | 0.0085619 |  |  |  |  | 1058.8583 | 0 | 1058.8518 | 0.0036765
| 679.0558 | 0.022906 | 441.0788 | 0 | 441.0788 | 0.022636 | 678.3012 | 0.0023475 | 441.0788 | 0.034418 | 680.9849 | 0.0003203 | 679.0558 | 0.019127 | 441.0788 | 0.018085 | 879.9018 | 0.001603 | 1081.5251 | 0.43238 | 759.402 | 0.0038074 | 1130.6738 | 0.031447 | 1162.2197 | 0.0086874 |  |  |  |  | 1058.9132 | 0 | 1058.9067 | 0.0036646
| 679.218 | 0.028352 | 441.2992 | 0 | 441.2992 | -0.0096294 | 678.4636 | 0 | 441.2992 | -0.037514 | 681.1473 | 0.00025558 | 679.218 | 0.019346 | 441.2991 | 0.0018089 | 879.9789 | 0.0024517 | 1081.8118 | 0.42071 | 759.579 | 0.0033822 | 1130.7365 | 0.031565 | 1162.3853 | 0.0087867 |  |  |  |  | 1058.9681 | 0 | 1058.9617 | 0.0036352
| 679.3803 | 0.016125 | 441.5195 | 0 | 441.5195 | 0.0055472 | 678.626 | 0.0018258 | 441.5195 | 0.047913 | 681.3098 | 0.00034991 | 679.3803 | 0.01869 | 441.5195 | 0 | 880.0559 | 0.0027766 | 1082.0985 | 0.40809 | 759.755 | 0.0044624 | 1130.7991 | 0.031688 | 1162.5507 | 0.0088495 |  |  |  |  | 1059.0231 | 0 | 1059.0166 | 0.0035939
| 679.5426 | 0.02376 | 441.7398 | 0 | 441.7398 | -0.00083697 | 678.7885 | 0 | 441.7398 | -0.043887 | 681.4722 | 0.00027532 | 679.5426 | 0.018909 | 441.7398 | 0 | 880.133 | 0.0021606 | 1082.3854 | 0.39181 | 759.932 | 0.0040607 | 1130.8617 | 0.031805 | 1162.7163 | 0.0088788 |  |  |  |  | 1059.078 | 0 | 1059.0715 | 0.0035471
| 679.7048 | 0.016339 | 441.9602 | 0 | 441.9602 | 0.026509 | 678.9509 | 0.0018258 | 441.9602 | 0.033073 | 681.6347 | 0.00029397 | 679.7048 | 0.019127 | 441.9602 | 0.0036232 | 880.2101 | 0.0021353 | 1082.6725 | 0.38184 | 760.109 | 0.002439 | 1130.9243 | 0.031928 | 1162.8818 | 0.0088862 |  |  |  |  | 1059.1329 | 0 | 1059.1265 | 0.0034986
| 679.8671 | 0.021037 | 442.1805 | 0 | 442.1805 | 0.0018789 | 679.1133 | 0 | 442.1805 | -0.031345 | 681.7972 | 0.00027642 | 679.8671 | 0.02033 | 442.1805 | 0 | 880.2872 | 0.0019661 | 1082.9596 | 0.36597 | 760.286 | 0.0028893 | 1130.9871 | 0.032051 | 1163.0475 | 0.0088861 |  |  |  |  | 1059.1879 | 0 | 1059.1814 | 0.0034557
| 680.0294 | 0.021678 | 442.4009 | 0 | 442.4009 | -0.0057636 | 679.2758 | 0.0018258 | 442.4009 | 0.028846 | 681.9597 | 0.00031481 | 680.0294 | 0.020002 | 442.4009 | 0 | 880.3643 | 0.0021217 | 1083.2469 | 0.35135 | 760.463 | 0.0026881 | 1131.0497 | 0.032174 | 1163.2131 | 0.0088904 |  |  |  |  | 1059.2429 | 0 | 1059.2363 | 0.0034215
| 680.1917 | 0.024882 | 442.6213 | 0 | 442.6213 | 0.0046096 | 679.4382 | 0 | 442.6213 | -0.035528 | 682.1222 | 0.00032578 | 680.1917 | 0.021313 | 442.6213 | 0.0018125 | 880.4415 | 0.0023847 | 1083.5344 | 0.34243 | 760.64 | 0.0043136 | 1131.1123 | 0.032297 | 1163.3789 | 0.0089065 |  |  |  |  | 1059.2978 | 0 | 1059.2914 | 0.0033985
| 680.354 | 0.024294 | 442.8417 | 0 | 442.8417 | 0.0002708 | 679.6006 | 0.0023475 | 442.8417 | 0.019699 | 682.2847 | 0.00032359 | 680.354 | 0.020111 | 442.8417 | 0 | 880.5186 | 0.0025219 | 1083.8221 | 0.32836 | 760.817 | 0.0036319 | 1131.1749 | 0.03242 | 1163.5447 | 0.0089364 |  |  |  |  | 1059.3528 | 0 | 1059.3463 | 0.003389
| 680.5163 | 0.019168 | 443.0622 | 0 | 443.0622 | -0.027867 | 679.7631 | 0 | 443.0622 | -0.025324 | 682.4472 | 0.00023254 | 680.5163 | 0.021423 | 443.0622 | 0 | 880.5958 | 0.0025578 | 1084.11 | 0.31673 | 760.994 | 0.0041705 | 1131.2377 | 0.032543 | 1163.7106 | 0.0089783 |  |  |  |  | 1059.4078 | 0 | 1059.4012 | 0.0033921
| 680.6786 | 0.028352 | 443.2826 | 0 | 443.2826 | 0.015958 | 679.9256 | 0.00078262 | 443.2826 | 0.025953 | 682.6097 | 0.00038282 | 680.6786 | 0.020002 | 443.2826 | 0.0090425 | 880.673 | 0.0017946 | 1084.398 | 0.30785 | 761.172 | 0.0024773 | 1131.3003 | 0.032666 | 1163.8765 | 0.0090273 |  |  |  |  | 1059.4628 | 0 | 1059.4563 | 0.0034072
| 680.8409 | 0.012868 | 443.5031 | 0 | 443.5031 | -0.013926 | 680.088 | 0 | 443.5031 | -0.031961 | 682.7722 | 0.0002852 | 680.8409 | 0.020876 | 443.503 | 0 | 880.7501 | 0.0023438 | 1084.686 | 0.29551 | 761.349 | 0.0036889 | 1131.363 | 0.032794 | 1164.0424 | 0.0090773 |  |  |  |  | 1059.5178 | 0 | 1059.5112 | 0.0034342
| 681.0032 | 0.02312 | 443.7235 | 0 | 443.7235 | -0.0052487 | 680.2505 | 0.00078262 | 443.7235 | 0.013018 | 682.9348 | 0.00038282 | 681.0032 | 0.019346 | 443.7235 | 0.018085 | 880.8273 | 0.0026382 | 1084.9742 | 0.29153 | 761.527 | 0.0038357 | 1131.4257 | 0.032917 | 1164.2084 | 0.0091221 |  |  |  |  | 1059.5728 | 0 | 1059.5663 | 0.00347
| 681.1655 | 0.016499 | 443.944 | 0 | 443.944 | -0.021405 | 680.413 | 0 | 443.944 | -0.03578 | 683.0973 | 0.00023584 | 681.1655 | 0.020439 | 443.944 | 0.0090425 | 880.9045 | 0.0021162 | 1085.2627 | 0.27638 | 761.704 | 0.0039146 | 1131.4884 | 0.033045 | 1164.3744 | 0.0091568 |  |  |  |  | 1059.6278 | 0 | 1059.6213 | 0.0035121
| 681.3278 | 0.020824 | 444.1645 | 0 | 444.1645 | 0.00018961 | 680.5755 | 0.0013044 | 444.1645 | 0.018818 | 683.2599 | 0.00030933 | 681.3278 | 0.018909 | 444.1645 | 0 | 880.9818 | 0.0021707 | 1085.5513 | 0.26816 | 761.882 | 0.0024484 | 1131.5512 | 0.033173 | 1164.5404 | 0.0091791 |  |  |  |  | 1059.6827 | 0 | 1059.6763 | 0.0035582
| 681.4902 | 0.018047 | 444.385 | 0 | 444.385 | -0.0019268 | 680.738 | 0 | 444.385 | -0.053477 | 683.4224 | 0.0002841 | 681.4902 | 0.020767 | 444.385 | 0 | 881.059 | 0.0025381 | 1085.84 | 0.25657 | 762.06 | 0.0029872 | 1131.6139 | 0.033296 | 1164.7065 | 0.009188 |  |  |  |  | 1059.7378 | 0 | 1059.7313 | 0.0036035
| 681.6525 | 0.024027 | 444.6055 | 0 | 444.6055 | 0.013789 | 680.9005 | 0.0013044 | 444.6055 | 0.055503 | 683.585 | 0.00041573 | 681.6525 | 0.019346 | 444.6055 | 0 | 881.1363 | 0.0020047 | 1086.1289 | 0.24613 | 762.238 | 0.0026166 | 1131.6765 | 0.033424 | 1164.8727 | 0.0091824 |  |  |  |  | 1059.7929 | 0 | 1059.7864 | 0.0036456
| 681.8148 | 0.021892 | 444.8261 | 0 | 444.8261 | 0.0025686 | 681.063 | 0 | 444.8261 | -0.026095 | 683.7476 | 0.00027094 | 681.8148 | 0.020439 | 444.8261 | 0.0036213 | 881.2134 | 0.002161 | 1086.418 | 0.23919 | 762.416 | 0.0021155 | 1131.7393 | 0.033552 | 1165.0389 | 0.0091582 |  |  |  |  | 1059.8478 | 0 | 1059.8413 | 0.0036789
| 681.9772 | 0.01794 | 445.0466 | 0 | 445.0466 | 0.021325 | 681.2255 | 0.0018258 | 445.0466 | 0.0052094 | 683.9101 | 0.00040257 | 681.9772 | 0.018144 | 445.0466 | 0.0090425 | 881.2907 | 0.0020668 | 1086.7071 | 0.23605 | 762.594 | 0.004012 | 1131.802 | 0.03368 | 1165.2052 | 0.0091077 |  |  |  |  | 1059.9028 | 0 | 1059.8964 | 0.003702
| 682.1396 | 0.024668 | 445.2672 | 0 | 445.2672 | -0.022324 | 681.388 | 0 | 445.2672 | -0.080528 | 684.0727 | 0.00018647 | 682.1396 | 0.019455 | 445.2672 | 0.0036232 | 881.368 | 0.0027777 | 1086.9965 | 0.2253 | 762.772 | 0.0044357 | 1131.8647 | 0.033808 | 1165.3715 | 0.0090216 |  |  |  |  | 1059.9579 | 0 | 1059.9514 | 0.0037139
| 682.3019 | 0.024775 | 445.4878 | 0 | 445.4878 | 0.012659 | 681.5505 | 0.0013044 | 445.4878 | 0.053037 | 684.2353 | 0.00037843 | 682.3019 | 0.018472 | 445.4878 | 0 | 881.4454 | 0.002706 | 1087.2859 | 0.21924 | 762.95 | 0.0028918 | 1131.9275 | 0.033941 | 1165.5378 | 0.0088931 |  |  |  |  | 1060.0129 | 0 | 1060.0065 | 0.0037147
| 682.4643 | 0.022265 | 445.7084 | 0 | 445.7084 | -0.001821 | 681.713 | 0 | 445.7084 | -0.048624 | 684.3979 | 0.00033346 | 682.4643 | 0.02022 | 445.7084 | 0 | 881.5226 | 0.0026397 | 1087.5756 | 0.21113 | 763.128 | 0.0020957 | 1131.9902 | 0.034069 | 1165.7042 | 0.0087232 |  |  |  |  | 1060.068 | 0 | 1060.0615 | 0.0037083
| 682.6267 | 0.023387 | 445.929 | 0 | 445.929 | 0.022842 | 681.8756 | 0.00078262 | 445.929 | 0.024252 | 684.5605 | 0.00033565 | 682.6267 | 0.018581 | 445.929 | 0.0090425 | 881.6 | 0.002293 | 1087.8654 | 0.20281 | 763.307 | 0.0031336 | 1132.053 | 0.034197 | 1165.8707 | 0.0085232 |  |  |  |  | 1060.123 | 0 | 1060.1166 | 0.003698
| 682.789 | 0.019809 | 446.1496 | 0 | 446.1496 | -0.030263 | 682.0381 | 0 | 446.1496 | -0.053281 | 684.7231 | 0.00039708 | 682.789 | 0.020658 | 446.1496 | 0.0036232 | 881.6774 | 0.0018799 | 1088.1554 | 0.19509 | 763.485 | 0.002449 | 1132.1158 | 0.03433 | 1166.0371 | 0.0083145 |  |  |  |  | 1060.1781 | 0 | 1060.1716 | 0.0036893
| 682.9514 | 0.018047 | 446.3702 | 0 | 446.3702 | 0.018348 | 682.2006 | 0.0018258 | 446.3702 | 0.048006 | 684.8858 | 0.00017002 | 682.9514 | 0.019346 | 446.3702 | 0.0090425 | 881.7547 | 0.0020074 | 1088.4454 | 0.19453 | 763.663 | 0.0036264 | 1132.1786 | 0.034458 | 1166.2037 | 0.0081246 |  |  |  |  | 1060.2332 | 0 | 1060.2267 | 0.0036845
| 683.1138 | 0.01447 | 446.5909 | 0 | 446.5909 | -0.0063013 | 682.3632 | 0 | 446.5909 | -0.034281 | 685.0484 | 0.0003905 | 683.1138 | 0.020986 | 446.5909 | 0 | 881.8321 | 0.0019913 | 1088.7357 | 0.18597 | 763.842 | 0.0033246 | 1132.2413 | 0.034591 | 1166.3704 | 0.0079814 |  |  |  |  | 1060.2882 | 0 | 1060.2817 | 0.0036869
| 683.2762 | 0.016712 | 446.8116 | 0 | 446.8116 | 0.031583 | 682.5257 | 0.0023475 | 446.8116 | 0.064368 | 685.211 | 0.00027203 | 683.2762 | 0.018909 | 446.8116 | 0.0090425 | 881.9095 | 0.0021877 | 1089.0261 | 0.17818 | 764.021 | 0.003556 | 1132.3042 | 0.034725 | 1166.537 | 0.0079067 |  |  |  |  | 1060.3433 | 0 | 1060.3368 | 0.0036956
| 683.4386 | 0.019062 | 447.0322 | 0 | 447.0322 | -0.0025663 | 682.6883 | 0 | 447.0322 | -0.018373 | 685.3737 | 0.00040037 | 683.4386 | 0.020111 | 447.0322 | 0.0090425 | 881.9869 | 0.0022561 | 1089.3168 | 0.17317 | 764.2 | 0.0022067 | 1132.3669 | 0.034858 | 1166.7036 | 0.0079131 |  |  |  |  | 1060.3984 | 0 | 1060.392 | 0.0037099
| 683.601 | 0.026003 | 447.2529 | 0 | 447.2529 | 0.0096117 | 682.8509 | 0.0023475 | 447.2529 | 0.045805 | 685.5363 | 0.00024242 | 683.601 | 0.01869 | 447.2529 | 0.0090425 | 882.0643 | 0.0029911 | 1089.6074 | 0.16647 | 764.378 | 0.0032625 | 1132.4297 | 0.034991 | 1166.8704 | 0.0080015 |  |  |  |  | 1060.4535 | 0 | 1060.447 | 0.0037282
| 683.7635 | 0.024615 | 447.4736 | 0 | 447.4736 | -0.034223 | 683.0134 | 0 | 447.4736 | -0.070828 | 685.699 | 0.0003203 | 683.7635 | 0.020439 | 447.4736 | 0 | 882.1417 | 0.0027048 | 1089.8983 | 0.15928 | 764.557 | 0.0028334 | 1132.4925 | 0.035124 | 1167.0371 | 0.0081622 |  |  |  |  | 1060.5085 | 0 | 1060.5021 | 0.0037465
| 683.9259 | 0.025149 | 447.6944 | 0 | 447.6944 | 0.0062868 | 683.176 | 0.0018258 | 447.6944 | 0.020474 | 685.8617 | 0.00025777 | 683.9259 | 0.019346 | 447.6944 | 0.0090425 | 882.2192 | 0.0020387 | 1090.1895 | 0.15653 | 764.736 | 0.001525 | 1132.5554 | 0.035257 | 1167.204 | 0.0083765 |  |  |  |  | 1060.5637 | 0 | 1060.5573 | 0.0037631
| 684.0883 | 0.018688 | 447.9151 | 0 | 447.9151 | 0.0038273 | 683.3386 | 0 | 447.9151 | -0.0096512 | 686.0243 | 0.00034882 | 684.0883 | 0.020876 | 447.9151 | -0.0018089 | 882.2966 | 0.0020569 | 1090.4806 | 0.15752 | 764.915 | 0.0035929 | 1132.6182 | 0.035396 | 1167.3709 | 0.0086193 |  |  |  |  | 1060.6188 | 0 | 1060.6123 | 0.0037758
| 684.2507 | 0.021892 | 448.1359 | 0 | 448.1359 | 0.0016108 | 683.5012 | 0.00078262 | 448.1359 | 0.018054 | 686.187 | 0.0003203 | 684.2507 | 0.019237 | 448.1359 | 0.0090425 | 882.3741 | 0.002053 | 1090.772 | 0.14765 | 765.095 | 0.0030592 | 1132.681 | 0.035529 | 1167.5377 | 0.008862 |  |  |  |  | 1060.674 | 0 | 1060.6674 | 0.0037838
| 684.4132 | 0.020343 | 448.3566 | 0 | 448.3566 | -0.028459 | 683.6638 | 0 | 448.3566 | -0.048549 | 686.3497 | 0.00036966 | 684.4132 | 0.021313 | 448.3566 | 0.010851 | 882.4516 | 0.0021268 | 1091.0635 | 0.14265 | 765.274 | 0.0041572 | 1132.7439 | 0.035667 | 1167.7047 | 0.0090754 |  |  |  |  | 1060.729 | 0 | 1060.7225 | 0.0037862
| 684.5756 | 0.023547 | 448.5774 | 0 | 448.5774 | 0.023388 | 683.8264 | 0.0018258 | 448.5774 | 0.044283 | 686.5124 | 0.00022706 | 684.5756 | 0.019893 | 448.5774 | 0.018085 | 882.5291 | 0.0019029 | 1091.3551 | 0.13799 | 765.453 | 0.0023944 | 1132.8068 | 0.0358 | 1167.8718 | 0.0092339 |  |  |  |  | 1060.7842 | 0 | 1060.7777 | 0.0037822
| 684.7381 | 0.0099313 | 448.7982 | 0 | 448.7982 | -0.008947 | 683.989 | 0 | 448.7982 | -0.024966 | 686.6751 | 0.00037953 | 684.7381 | 0.021969 | 448.7982 | 0 | 882.6067 | 0.002484 | 1091.647 | 0.135 | 765.633 | 0.0040656 | 1132.8696 | 0.035938 | 1168.0388 | 0.0093192 |  |  |  |  | 1060.8392 | 0 | 1060.8328 | 0.0037711
| 684.9005 | 0.029687 | 449.019 | 0 | 449.019 | 0.007521 | 684.1516 | 0.0013044 | 449.019 | 0.060367 | 686.8378 | 0.00023803 | 684.9005 | 0.020111 | 449.019 | 0.0072445 | 882.6841 | 0.0022478 | 1091.939 | 0.13147 | 765.812 | 0.0038287 | 1132.9325 | 0.036077 | 1168.2059 | 0.0093248 |  |  |  |  | 1060.8944 | 0 | 1060.8879 | 0.003752
| 685.063 | 0.020717 | 449.2398 | 0 | 449.2398 | -0.032388 | 684.3142 | 0 | 449.2398 | 0.016528 | 687.0005 | 0.00040037 | 685.063 | 0.021969 | 449.2398 | 0.0090425 | 882.7617 | 0.0018083 | 1092.2311 | 0.12707 | 765.992 | 0.0037444 | 1132.9954 | 0.036215 | 1168.3732 | 0.0092588 |  |  |  |  | 1060.9496 | 0 | 1060.9431 | 0.003725
| 685.2255 | 0.026483 | 449.4607 | 0 | 449.4607 | 0.0047673 | 684.4768 | 0.0018258 | 449.4607 | 0.049092 | 687.1632 | 0.00037405 | 685.2255 | 0.019893 | 449.4606 | 0.0090425 | 882.8392 | 0.0019462 | 1092.5233 | 0.12495 | 766.172 | 0.0028194 | 1133.0582 | 0.036353 | 1168.5403 | 0.0091431 |  |  |  |  | 1061.0046 | 0 | 1060.9982 | 0.00369
| 685.3879 | 0.024775 | 449.6815 | 0 | 449.6815 | -0.016513 | 684.6394 | 0 | 449.6815 | -0.041523 | 687.326 | 0.00029507 | 685.3879 | 0.02033 | 449.6815 | 0 | 882.9168 | 0.0017771 | 1092.8158 | 0.11981 | 766.351 | 0.0033899 | 1133.1211 | 0.036492 | 1168.7076 | 0.0090094 |  |  |  |  | 1061.0598 | 0 | 1061.0533 | 0.0036479
| 685.5504 | 0.019809 | 449.9024 | 0 | 449.9024 | 0.030938 | 684.8021 | 0.0018258 | 449.9024 | 0.0089174 | 687.4887 | 0.00033017 | 685.5504 | 0.018034 | 449.9024 | 0.0090425 | 882.9944 | 0.0024132 | 1093.1084 | 0.11646 | 766.531 | 0.0035863 | 1133.184 | 0.03663 | 1168.8749 | 0.008891 |  |  |  |  | 1061.115 | 0 | 1061.1085 | 0.0036011
| 685.7129 | 0.020717 | 450.1232 | 0 | 450.1232 | -0.033775 | 684.9647 | 0 | 450.1232 | -0.033239 | 687.6515 | 0.00031591 | 685.7129 | 0.019565 | 450.1232 | -0.0018089 | 883.072 | 0.002525 | 1093.4011 | 0.11572 | 766.711 | 0.0040142 | 1133.2468 | 0.036773 | 1169.0422 | 0.0088151 |  |  |  |  | 1061.1702 | 0 | 1061.1637 | 0.0035518
| 685.8754 | 0.024988 | 450.3441 | 0 | 450.3441 | 0.0079876 | 685.1273 | 0.0023475 | 450.3441 | 0.039876 | 687.8142 | 0.00030275 | 685.8754 | 0.019127 | 450.3441 | 0.0090425 | 883.1495 | 0.0024526 | 1093.6941 | 0.10705 | 766.891 | 0.0046784 | 1133.3097 | 0.036912 | 1169.2097 | 0.0087956 |  |  |  |  | 1061.2253 | 0 | 1061.2189 | 0.0035026
| 686.0379 | 0.024615 | 450.565 | 0 | 450.565 | -0.0059624 | 685.29 | 0 | 450.565 | -0.029358 | 687.977 | 0.00037405 | 686.0379 | 0.021095 | 450.565 | 0.0090425 | 883.2272 | 0.0020801 | 1093.9872 | 0.10846 | 767.071 | 0.0041939 | 1133.3727 | 0.037055 | 1169.3771 | 0.0088323 |  |  |  |  | 1061.2805 | 0 | 1061.274 | 0.0034565
| 686.2004 | 0.026483 | 450.786 | 0 | 450.786 | 0.018656 | 685.4526 | 0.0018258 | 450.786 | -0.010618 | 688.1398 | 0.00033456 | 686.2004 | 0.020111 | 450.786 | 0.0090425 | 883.3048 | 0.0021743 | 1094.2804 | 0.10292 | 767.251 | 0.0031819 | 1133.4355 | 0.037198 | 1169.5446 | 0.0089132 |  |  |  |  | 1061.3357 | 0 | 1061.3292 | 0.0034136
| 686.3629 | 0.020076 | 451.0069 | 0 | 451.0069 | -0.023969 | 685.6153 | 0 | 451.0069 | -0.020427 | 688.3025 | 0.00029836 | 686.3629 | 0.020658 | 451.0069 | 0 | 883.3824 | 0.002562 | 1094.5737 | 0.10095 | 767.432 | 0.0023042 | 1133.4985 | 0.037337 | 1169.7122 | 0.0090206 |  |  |  |  | 1061.3909 | 0 | 1061.3844 | 0.0033747
| 686.5254 | 0.026644 | 451.2278 | 0 | 451.2278 | -0.0080559 | 685.7779 | 0.0018258 | 451.2278 | 0.033576 | 688.4653 | 0.00037295 | 686.5254 | 0.01869 | 451.2278 | 0.012659 | 883.4601 | 0.0029689 | 1094.8673 | 0.093723 | 767.612 | 0.0021568 | 1133.5614 | 0.03748 | 1169.8798 | 0.0091375 |  |  |  |  | 1061.446 | 0 | 1061.4396 | 0.0033405
| 686.688 | 0.01463 | 451.4488 | 0 | 451.4488 | -0.015975 | 685.9406 | 0 | 451.4488 | -0.02133 | 688.6281 | 0.00027862 | 686.688 | 0.019455 | 451.4488 | 0.012659 | 883.5377 | 0.0027792 | 1095.161 | 0.095239 | 767.793 | 0.0031025 | 1133.6244 | 0.037623 | 1170.0474 | 0.0092512 |  |  |  |  | 1061.5012 | 0 | 1061.4948 | 0.0033111
| 686.8505 | 0.02376 | 451.6698 | 0 | 451.6698 | 0.011241 | 686.1033 | 0.0013044 | 451.6698 | 0.034965 | 688.7909 | 0.00036856 | 686.8505 | 0.019018 | 451.6698 | 0.0090425 | 883.6154 | 0.0026275 | 1095.455 | 0.09122 | 767.973 | 0.002166 | 1133.6873 | 0.037767 | 1170.2151 | 0.009355 |  |  |  |  | 1061.5565 | 0 | 1061.5499 | 0.0032897
| 687.013 | 0.016606 | 451.8908 | 0 | 451.8908 | -0.014568 | 686.2659 | 0 | 451.8908 | -0.066785 | 688.9537 | 0.00037185 | 687.013 | 0.021204 | 451.8908 | 0 | 883.6931 | 0.002411 | 1095.7489 | 0.086885 | 768.154 | 0.0025193 | 1133.7502 | 0.037915 | 1170.3828 | 0.0094484 |  |  |  |  | 1061.6117 | 0 | 1061.6052 | 0.003277
| 687.1756 | 0.018848 | 452.1118 | 0 | 452.1118 | 0.0083601 | 686.4286 | 0.0023475 | 452.1118 | 0.044042 | 689.1165 | 0.00034004 | 687.1756 | 0.020658 | 452.1118 | 0 | 883.7708 | 0.0024964 | 1096.0431 | 0.084523 | 768.335 | 0.0031702 | 1133.8132 | 0.038059 | 1170.5507 | 0.0095357 |  |  |  |  | 1061.6669 | 0 | 1061.6604 | 0.003277
| 687.3381 | 0.024508 | 452.3328 | 0 | 452.3328 | -0.025517 | 686.5913 | 0 | 452.3328 | -0.075309 | 689.2794 | 0.00030823 | 687.3381 | 0.02186 | 452.3328 | 0 | 883.8486 | 0.002929 | 1096.3374 | 0.085686 | 768.515 | 0.0030062 | 1133.8762 | 0.038207 | 1170.7185 | 0.0096254 |  |  |  |  | 1061.7222 | 0 | 1061.7156 | 0.0032889
| 687.5006 | 0.02659 | 452.5538 | 0 | 452.5538 | 0.018174 | 686.754 | 0.0018258 | 452.5538 | 0.027929 | 689.4422 | 0.00037076 | 687.5006 | 0.019783 | 452.5538 | 0.0018125 | 883.9263 | 0.0032018 | 1096.632 | 0.078989 | 768.696 | 0.0031289 | 1133.9392 | 0.038351 | 1170.8864 | 0.0097267 |  |  |  |  | 1061.7773 | 0 | 1061.7709 | 0.0033151
| 687.6632 | 0.02611 | 452.7749 | 0 | 452.7749 | 0.00013956 | 686.9167 | 0 | 452.7749 | -0.010104 | 689.605 | 0.00035869 | 687.6632 | 0.021641 | 452.7749 | 0.0036213 | 884.0041 | 0.0025965 | 1096.9266 | 0.081034 | 768.877 | 0.0036437 | 1134.0021 | 0.038499 | 1171.0543 | 0.0098459 |  |  |  |  | 1061.8325 | 0 | 1061.826 | 0.0033532
| 687.8258 | 0.02029 | 452.9959 | 0 | 452.9959 | -0.013044 | 687.0794 | 0.00078262 | 452.9959 | 0.016989 | 689.7678 | 0.00040147 | 687.8258 | 0.02022 | 452.9959 | 0.0018125 | 884.0818 | 0.0018271 | 1097.2214 | 0.077862 | 769.058 | 0.00284 | 1134.0651 | 0.038648 | 1171.2223 | 0.0099813 |  |  |  |  | 1061.8878 | 0 | 1061.8814 | 0.0034001
| 687.9883 | 0.025362 | 453.217 | 0 | 453.217 | -0.010547 | 687.2421 | 0 | 453.217 | -0.039483 | 689.9307 | 0.0003181 | 687.9883 | 0.021313 | 453.217 | 0 | 884.1596 | 0.0024714 | 1097.5164 | 0.074478 | 769.239 | 0.0027092 | 1134.1281 | 0.038796 | 1171.3903 | 0.010121 |  |  |  |  | 1061.943 | 0 | 1061.9365 | 0.0034501
| 688.1509 | 0.025896 | 453.4381 | 0 | 453.4381 | -0.027505 | 687.4049 | 0.0023475 | 453.4381 | 0.05837 | 690.0936 | 0.0003192 | 688.1509 | 0.019018 | 453.4381 | 0 | 884.2374 | 0.0025468 | 1097.8115 | 0.071729 | 769.421 | 0.003411 | 1134.1912 | 0.038945 | 1171.5584 | 0.010241 |  |  |  |  | 1061.9983 | 0 | 1061.9918 | 0.0034986
| 688.3135 | 0.024134 | 453.6592 | 0 | 453.6592 | -0.012438 | 687.5676 | 0 | 453.6592 | -0.032864 | 690.2564 | 0.0003905 | 688.3135 | 0.020111 | 453.6592 | 0 | 884.3152 | 0.0021704 | 1098.1068 | 0.070953 | 769.602 | 0.0024106 | 1134.2541 | 0.039093 | 1171.7264 | 0.010318 |  |  |  |  | 1062.0536 | 0 | 1062.047 | 0.0035399
| 688.4761 | 0.025042 | 453.8803 | 0 | 453.8803 | 0.0044252 | 687.7303 | 0.0013044 | 453.8803 | 0.019675 | 690.4193 | 0.00028629 | 688.4761 | 0.019674 | 453.8803 | 0.0018125 | 884.3931 | 0.0019185 | 1098.4022 | 0.068133 | 769.783 | 0.0020602 | 1134.3171 | 0.039247 | 1171.8947 | 0.010327 |  |  |  |  | 1062.1088 | 0 | 1062.1023 | 0.0035693
| 688.6387 | 0.024882 | 454.1015 | 0 | 454.1015 | -0.017739 | 687.893 | 0 | 454.1015 | -0.0035005 | 690.5822 | 0.00045193 | 688.6387 | 0.022079 | 454.1015 | 0.0090425 | 884.4709 | 0.0018187 | 1098.6979 | 0.066759 | 769.965 | 0.0018868 | 1134.3801 | 0.039396 | 1172.0629 | 0.010257 |  |  |  |  | 1062.1641 | 0 | 1062.1576 | 0.0035844
| 688.8013 | 0.025629 | 454.3226 | 0 | 454.3226 | 0.026701 | 688.0558 | 0.00078262 | 454.3226 | 0.047008 | 690.7451 | 0.00024022 | 688.8013 | 0.021313 | 454.3226 | 0.0072427 | 884.5488 | 0.0023549 | 1098.9935 | 0.066794 | 770.146 | 0.0039737 | 1134.4432 | 0.039549 | 1172.2311 | 0.01011 |  |  |  |  | 1062.2194 | 0 | 1062.2129 | 0.0035836
| 688.9639 | 0.019222 | 454.5438 | 0 | 454.5438 | -0.0032078 | 688.2185 | 0 | 454.5438 | -0.023766 | 690.908 | 0.00036527 | 688.9639 | 0.022953 | 454.5438 | 0.0072409 | 884.6266 | 0.0028043 | 1099.2895 | 0.064045 | 770.328 | 0.0028534 | 1134.5062 | 0.039698 | 1172.3994 | 0.0099006 |  |  |  |  | 1062.2747 | 0 | 1062.2682 | 0.0035669
| 689.1265 | 0.024241 | 454.7649 | 0 | 454.7649 | 0.033965 | 688.3813 | 0.0018258 | 454.7649 | 0.02205 | 691.0708 | 0.00041134 | 689.1265 | 0.020767 | 454.7649 | 0.0072445 | 884.7045 | 0.0033686 | 1099.5856 | 0.066477 | 770.51 | 0.0026028 | 1134.5692 | 0.039851 | 1172.5679 | 0.0096547 |  |  |  |  | 1062.33 | 0 | 1062.3234 | 0.0035359
| 689.2891 | 0.021197 | 454.9861 | 0 | 454.9861 | -0.029751 | 688.544 | 0 | 454.9861 | -0.044832 | 691.2338 | 0.00028629 | 689.2891 | 0.022079 | 454.9861 | 0 | 884.7824 | 0.0031053 | 1099.8818 | 0.065031 | 770.691 | 0.0029034 | 1134.6323 | 0.040005 | 1172.7362 | 0.0094044 |  |  |  |  | 1062.3853 | 0 | 1062.3787 | 0.003493
| 689.4517 | 0.023173 | 455.2073 | 0 | 455.2073 | 0.037569 | 688.7068 | 0.0018258 | 455.2073 | 0.033818 | 691.3967 | 0.0003905 | 689.4517 | 0.019565 | 455.2073 | 0.0036213 | 884.8603 | 0.0028317 | 1100.1782 | 0.059533 | 770.873 | 0.0026602 | 1134.6953 | 0.040159 | 1172.9047 | 0.0091845 |  |  |  |  | 1062.4406 | 0 | 1062.434 | 0.0034438
| 689.6144 | 0.015698 | 455.4285 | 0 | 455.4285 | 0.032935 | 688.8696 | 0 | 455.4285 | -0.054181 | 691.5596 | 0.00030713 | 689.6144 | 0.021095 | 455.4285 | 0 | 884.9382 | 0.0029186 | 1100.4747 | 0.05985 | 771.055 | 0.0028154 | 1134.7584 | 0.040312 | 1173.0732 | 0.0090272 |  |  |  |  | 1062.4959 | 0 | 1062.4893 | 0.0033906
| 689.777 | 0.023493 | 455.6498 | 0 | 455.6498 | 0.0093035 | 689.0323 | 0.0013044 | 455.6498 | 0.048149 | 691.7225 | 0.00029726 | 689.777 | 0.019783 | 455.6498 | 0 | 885.0162 | 0.0026446 | 1100.7715 | 0.059075 | 771.237 | 0.0027292 | 1134.8215 | 0.040471 | 1173.2418 | 0.008956 |  |  |  |  | 1062.5512 | 0 | 1062.5446 | 0.0033397
| 689.9396 | 0.018581 | 455.871 | 0 | 455.871 | -0.022306 | 689.1951 | 0 | 455.871 | -0.022606 | 691.8855 | 0.00048045 | 689.9396 | 0.021532 | 455.871 | 0.0072409 | 885.0941 | 0.0029687 | 1101.0684 | 0.053611 | 771.42 | 0.0031959 | 1134.8845 | 0.040625 | 1173.4104 | 0.0089792 |  |  |  |  | 1062.6064 | 0 | 1062.6 | 0.0032944
| 690.1023 | 0.024401 | 456.0923 | 0 | 456.0923 | 0.035725 | 689.3579 | 0.00078262 | 456.0923 | 0.044632 | 692.0484 | 0.00019196 | 690.1023 | 0.019783 | 456.0923 | 0.0090425 | 885.1721 | 0.0024304 | 1101.3655 | 0.05562 | 771.602 | 0.0030772 | 1134.9476 | 0.040784 | 1173.579 | 0.0090859 |  |  |  |  | 1062.6617 | 0 | 1062.6553 | 0.0032563
| 690.2649 | 0.020343 | 456.3135 | 0 | 456.3135 | -0.0093913 | 689.5207 | 0 | 456.3135 | -0.022361 | 692.2114 | 0.00040915 | 690.2649 | 0.02022 | 456.3135 | 0 | 885.2501 | 0.0019097 | 1101.6626 | 0.05273 | 771.784 | 0.0031428 | 1135.0107 | 0.040942 | 1173.7477 | 0.0092478 |  |  |  |  | 1062.717 | 0 | 1062.7106 | 0.0032269
| 690.4276 | 0.023547 | 456.5348 | 0 | 456.5348 | 0.016002 | 689.6834 | 0.0023475 | 456.5348 | 0.034205 | 692.3743 | 0.00028191 | 690.4276 | 0.019237 | 456.5348 | 0.0090425 | 885.3281 | 0.0014262 | 1101.96 | 0.054563 | 771.967 | 0.0021337 | 1135.0738 | 0.041096 | 1173.9165 | 0.0094261 |  |  |  |  | 1062.7723 | 0 | 1062.7659 | 0.0032055
| 690.5902 | 0.022265 | 456.7561 | 0 | 456.7561 | 0.022595 | 689.8463 | 0 | 456.7561 | -0.046928 | 692.5373 | 0.00043328 | 690.5902 | 0.021313 | 456.7561 | 0 | 885.4061 | 0.0019252 | 1102.2576 | 0.053435 | 772.149 | 0.0018528 | 1135.137 | 0.041255 | 1174.0853 | 0.0095832 |  |  |  |  | 1062.8278 | 0 | 1062.8212 | 0.0031888
| 690.7529 | 0.028085 | 456.9774 | 0 | 456.9774 | 0.023161 | 690.0091 | 0.00078262 | 456.9774 | 0.041519 | 692.7002 | 0.00036417 | 690.7529 | 0.020548 | 456.9774 | 0.0090425 | 885.4841 | 0.0020086 | 1102.5552 | 0.050545 | 772.332 | 0.0034807 | 1135.2001 | 0.041419 | 1174.2541 | 0.0096932 |  |  |  |  | 1062.8831 | 0 | 1062.8766 | 0.0031753
| 690.9156 | 0.027711 | 457.1988 | 0 | 457.1988 | -0.022437 | 690.1719 | 0 | 457.1988 | -0.040597 | 692.8632 | 0.00022158 | 690.9156 | 0.022079 | 457.1988 | 0 | 885.5621 | 0.0021129 | 1102.853 | 0.049029 | 772.514 | 0.0018302 | 1135.2632 | 0.041577 | 1174.4231 | 0.0097466 |  |  |  |  | 1062.9383 | 0 | 1062.9319 | 0.0031626
| 691.0783 | 0.02958 | 457.4201 | 0 | 457.4201 | -0.018882 | 690.3347 | 0.0018258 | 457.4201 | 0.029828 | 693.0262 | 0.00044754 | 691.0783 | 0.019237 | 457.4201 | 0 | 885.6401 | 0.0022978 | 1103.151 | 0.051003 | 772.697 | 0.003624 | 1135.3263 | 0.041736 | 1174.592 | 0.0097495 |  |  |  |  | 1062.9938 | 0 | 1062.9873 | 0.0031514
| 691.241 | 0.022052 | 457.6415 | 0 | 457.6415 | -0.008945 | 690.4975 | 0 | 457.6415 | -0.029159 | 693.1892 | 0.0002468 | 691.241 | 0.021204 | 457.6415 | -0.0036195 | 885.7182 | 0.0020419 | 1103.4492 | 0.053047 | 772.88 | 0.0036229 | 1135.3894 | 0.0419 | 1174.761 | 0.009717 |  |  |  |  | 1063.0491 | 0 | 1063.0426 | 0.0031411
| 691.4036 | 0.024027 | 457.8628 | 0 | 457.8628 | -0.010946 | 690.6603 | 0.0023475 | 457.8628 | 0.020175 | 693.3522 | 0.00050019 | 691.4036 | 0.019674 | 457.8628 | 0.0018089 | 885.7963 | 0.0017624 | 1103.7476 | 0.04554 | 773.063 | 0.0022768 | 1135.4526 | 0.042059 | 1174.9301 | 0.0096661 |  |  |  |  | 1063.1045 | 0 | 1063.098 | 0.0031332
| 691.5663 | 0.022319 | 458.0842 | 0 | 458.0842 | -0.010825 | 690.8232 | 0 | 458.0842 | -0.028152 | 693.5152 | 0.00029946 | 691.5663 | 0.022406 | 458.0842 | -0.0072427 | 885.8743 | 0.0022466 | 1104.046 | 0.04487 | 773.246 | 0.003738 | 1135.5158 | 0.042223 | 1175.0991 | 0.0096118 |  |  |  |  | 1063.1599 | 0 | 1063.1533 | 0.0031284
| 691.7291 | 0.023654 | 458.3056 | 0 | 458.3056 | 0.015182 | 690.986 | 0.00078262 | 458.3056 | 0.021951 | 693.6782 | 0.00035979 | 691.7291 | 0.020002 | 458.3056 | 0 | 885.9524 | 0.0021709 | 1104.3447 | 0.041944 | 773.429 | 0.0027849 | 1135.5789 | 0.042387 | 1175.2683 | 0.0095663 |  |  |  |  | 1063.2152 | 0 | 1063.2087 | 0.00313
| 691.8918 | 0.017353 | 458.527 | 0 | 458.527 | 0.0023226 | 691.1488 | 0 | 458.527 | -0.0034888 | 693.8413 | 0.00031481 | 691.8918 | 0.021313 | 458.527 | 0.0036232 | 886.0305 | 0.0018852 | 1104.6434 | 0.046245 | 773.612 | 0.0023929 | 1135.6421 | 0.04255 | 1175.4375 | 0.0095406 |  |  |  |  | 1063.2706 | 0 | 1063.2642 | 0.0031379
| 692.0545 | 0.025149 | 458.7484 | 0 | 458.7484 | 0.010905 | 691.3117 | 0.0018258 | 458.7484 | 0.032165 | 694.0043 | 0.00043657 | 692.0545 | 0.019018 | 458.7484 | 0.0090425 | 886.1086 | 0.0017726 | 1104.9425 | 0.042508 | 773.796 | 0.0035667 | 1135.7052 | 0.042714 | 1175.6067 | 0.0095443 |  |  |  |  | 1063.326 | 0 | 1063.3195 | 0.0031506
| 692.2172 | 0.024027 | 458.9699 | 0 | 458.9699 | -0.02299 | 691.4745 | 0 | 458.9699 | -0.032846 | 694.1673 | 0.00027971 | 692.2172 | 0.021204 | 458.9699 | 0.0018107 | 886.1868 | 0.0025473 | 1105.2416 | 0.043601 | 773.979 | 0.0023971 | 1135.7684 | 0.042883 | 1175.776 | 0.009582 |  |  |  |  | 1063.3814 | 0 | 1063.3749 | 0.0031673
| 692.3799 | 0.030488 | 459.1913 | 0 | 459.1913 | 0.0441 | 691.6374 | 0.0018258 | 459.1913 | 0.065237 | 694.3304 | 0.00055065 | 692.3799 | 0.019674 | 459.1913 | 0 | 886.265 | 0.0028477 | 1105.5409 | 0.040711 | 774.162 | 0.0041186 | 1135.8315 | 0.043047 | 1175.9453 | 0.009649 |  |  |  |  | 1063.4368 | 0 | 1063.4303 | 0.0031848
| 692.5426 | 0.026964 | 459.4128 | 0 | 459.4128 | 0.0037812 | 691.8003 | 0 | 459.4128 | -0.015982 | 694.4934 | 0.00020073 | 692.5426 | 0.021313 | 459.4128 | 0 | 886.3431 | 0.0025956 | 1105.8403 | 0.043072 | 774.346 | 0.0029555 | 1135.8948 | 0.043216 | 1176.1147 | 0.009727 |  |  |  |  | 1063.4922 | 0 | 1063.4857 | 0.0031999
| 692.7054 | 0.028726 | 459.6343 | 0 | 459.6343 | 0.012975 | 691.9631 | 0.00078262 | 459.6343 | 0.044444 | 694.6565 | 0.0004629 | 692.7054 | 0.019674 | 459.6343 | 0.0018107 | 886.4213 | 0.0025123 | 1106.14 | 0.039195 | 774.53 | 0.0024383 | 1135.958 | 0.043385 | 1176.2842 | 0.0097858 |  |  |  |  | 1063.5476 | 0 | 1063.5411 | 0.003211
| 692.8681 | 0.032677 | 459.8558 | 0 | 459.8558 | -0.030852 | 692.126 | 0 | 459.8558 | -0.014032 | 694.8196 | 0.0003565 | 692.8681 | 0.020986 | 459.8558 | 0.0090425 | 886.4995 | 0.0033114 | 1106.4397 | 0.040323 | 774.713 | 0.0039023 | 1136.0211 | 0.043549 | 1176.4536 | 0.0097909 |  |  |  |  | 1063.603 | 0 | 1063.5966 | 0.003219
| 693.0309 | 0.030114 | 460.0773 | 0 | 460.0773 | 0.023128 | 692.2889 | 0.0018258 | 460.0773 | 0.022275 | 694.9826 | 0.00039818 | 693.0309 | 0.02033 | 460.0773 | 0.0090425 | 886.5777 | 0.003516 | 1106.7397 | 0.038032 | 774.897 | 0.0042645 | 1136.0844 | 0.043718 | 1176.6232 | 0.0097141 |  |  |  |  | 1063.6584 | 0 | 1063.652 | 0.0032269
| 693.1936 | 0.023654 | 460.2988 | 0 | 460.2988 | -0.011247 | 692.4517 | 0 | 460.2988 | -0.031175 | 695.1457 | 0.00043109 | 693.1936 | 0.022297 | 460.2988 | 0 | 886.6559 | 0.0029894 | 1107.0398 | 0.037045 | 775.081 | 0.0027889 | 1136.1476 | 0.043892 | 1176.7927 | 0.009544 |  |  |  |  | 1063.7139 | 0 | 1063.7074 | 0.0032396
| 693.3564 | 0.031289 | 460.5203 | 0 | 460.5203 | 0.0060017 | 692.6146 | 0.0028693 | 460.5203 | 0.031164 | 695.3088 | 0.00037953 | 693.3564 | 0.020439 | 460.5203 | 0 | 886.7342 | 0.0025342 | 1107.3401 | 0.038067 | 775.265 | 0.0027198 | 1136.2108 | 0.044061 | 1176.9624 | 0.0092919 |  |  |  |  | 1063.7693 | 0 | 1063.7628 | 0.0032619
| 693.5192 | 0.021945 | 460.7419 | 0 | 460.7419 | -0.0023958 | 692.7775 | 0 | 460.7419 | -0.0075443 | 695.4719 | 0.00034991 | 693.5192 | 0.021641 | 460.7419 | 0.0090425 | 886.8124 | 0.0021809 | 1107.6405 | 0.04057 | 775.449 | 0.0038987 | 1136.274 | 0.04423 | 1177.1321 | 0.0089894 |  |  |  |  | 1063.8247 | 0 | 1063.8182 | 0.0032984
| 693.6819 | 0.034439 | 460.9634 | 0 | 460.9634 | 0.015072 | 692.9404 | 0.0023475 | 460.9634 | 0.039203 | 695.635 | 0.00047935 | 693.6819 | 0.019674 | 460.9635 | 0 | 886.8907 | 0.0023097 | 1107.9412 | 0.038666 | 775.633 | 0.0036815 | 1136.3373 | 0.044404 | 1177.3018 | 0.0086793 |  |  |  |  | 1063.8802 | 0 | 1063.8737 | 0.0033492
| 693.8447 | 0.02344 | 461.185 | 0 | 461.185 | -0.010214 | 693.1033 | 0 | 461.185 | -0.016237 | 695.7981 | 0.00032249 | 693.8447 | 0.021969 | 461.185 | -0.0090425 | 886.969 | 0.0025964 | 1108.2418 | 0.041028 | 775.817 | 0.0035649 | 1136.4005 | 0.044579 | 1177.4716 | 0.0084042 |  |  |  |  | 1063.9357 | 0 | 1063.9292 | 0.0034104
| 694.0075 | 0.025522 | 461.4066 | 0 | 461.4066 | 0.017921 | 693.2663 | 0.0018258 | 461.4066 | 0.0032482 | 695.9612 | 0.00048264 | 694.0075 | 0.019893 | 461.4066 | 0.0090425 | 887.0472 | 0.0027348 | 1108.5429 | 0.038702 | 776.002 | 0.0025964 | 1136.4637 | 0.044748 | 1177.6414 | 0.008196 |  |  |  |  | 1063.9911 | 0 | 1063.9846 | 0.0034763
| 694.1703 | 0.029954 | 461.6282 | 0 | 461.6282 | 0.0052276 | 693.4292 | 0 | 461.6282 | -0.021676 | 696.1244 | 0.00033017 | 694.1703 | 0.021204 | 461.6282 | 0 | 887.1255 | 0.002178 | 1108.8439 | 0.034366 | 776.186 | 0.0031728 | 1136.5271 | 0.044922 | 1177.8113 | 0.0080702 |  |  |  |  | 1064.0465 | 0 | 1064.04 | 0.0035383
| 694.3331 | 0.021144 | 461.8498 | 0 | 461.8498 | 0.00050677 | 693.5921 | 0.0018258 | 461.8498 | 0.031795 | 696.2875 | 0.00047825 | 694.3331 | 0.019893 | 461.8498 | 0 | 887.2039 | 0.0017783 | 1109.1451 | 0.034472 | 776.371 | 0.0023233 | 1136.5903 | 0.045096 | 1177.9812 | 0.0080272 |  |  |  |  | 1064.102 | 0 | 1064.0956 | 0.0035907
| 694.4959 | 0.025736 | 462.0715 | 0 | 462.0715 | -0.0076508 | 693.755 | 0 | 462.0715 | -0.035918 | 696.4506 | 0.00032249 | 694.4959 | 0.021641 | 462.0715 | 0.0036213 | 887.2822 | 0.0021985 | 1109.4465 | 0.038525 | 776.555 | 0.0039897 | 1136.6536 | 0.045275 | 1178.1511 | 0.0080574 |  |  |  |  | 1064.1575 | 0 | 1064.151 | 0.0036289
| 694.6587 | 0.033051 | 462.2931 | 0 | 462.2931 | 0.012754 | 693.918 | 0.0018258 | 462.2931 | 0.034499 | 696.6138 | 0.00045961 | 694.6587 | 0.020548 | 462.2931 | 0.0090425 | 887.3606 | 0.002599 | 1109.7482 | 0.036552 | 776.74 | 0.0033288 | 1136.7169 | 0.045449 | 1178.3212 | 0.0081482 |  |  |  |  | 1064.213 | 0 | 1064.2065 | 0.0036527
| 694.8215 | 0.027124 | 462.5148 | 0 | 462.5148 | 0.0044435 | 694.0809 | 0 | 462.5148 | -0.030139 | 696.7769 | 0.00037185 | 694.8215 | 0.022625 | 462.5148 | -0.0036195 | 887.439 | 0.0022568 | 1110.0499 | 0.034719 | 776.925 | 0.0028377 | 1136.7802 | 0.045629 | 1178.4912 | 0.0082895 |  |  |  |  | 1064.2684 | 0 | 1064.262 | 0.003663
| 694.9843 | 0.036521 | 462.7365 | 0 | 462.7365 | 0.01414 | 694.2438 | 0.0013044 | 462.7365 | 0.028409 | 696.9401 | 0.00036308 | 694.9843 | 0.021969 | 462.7364 | 0.0036195 | 887.5173 | 0.001994 | 1110.3518 | 0.034437 | 777.11 | 0.0036654 | 1136.8435 | 0.045803 | 1178.6614 | 0.0084751 |  |  |  |  | 1064.324 | 0 | 1064.3175 | 0.0036646
| 695.1472 | 0.025736 | 462.9581 | 0 | 462.9581 | -0.02395 | 694.4068 | 0 | 462.9581 | -0.042341 | 697.1033 | 0.00044644 | 695.1472 | 0.023281 | 462.9581 | 0 | 887.5957 | 0.0022227 | 1110.6538 | 0.031511 | 777.295 | 0.0027622 | 1136.9067 | 0.045982 | 1178.8315 | 0.0087017 |  |  |  |  | 1064.3795 | 0 | 1064.3729 | 0.0036638
| 695.31 | 0.028192 | 463.1798 | 0 | 463.1798 | 0.013028 | 694.5697 | 0.0018258 | 463.1798 | 0.034716 | 697.2664 | 0.00050897 | 695.31 | 0.020439 | 463.1798 | 0.0036213 | 887.6741 | 0.0019103 | 1110.9561 | 0.030595 | 777.48 | 0.0036731 | 1136.9701 | 0.046161 | 1179.0018 | 0.0089655 |  |  |  |  | 1064.4349 | 0 | 1064.4285 | 0.003663
| 695.4728 | 0.030061 | 463.4016 | 0 | 463.4016 | -0.0074259 | 694.7327 | 0 | 463.4016 | -0.028908 | 697.4296 | 0.00046619 | 695.4728 | 0.021641 | 463.4016 | 0.0054338 | 887.7526 | 0.0021877 | 1111.2585 | 0.033485 | 777.665 | 0.0025508 | 1137.0333 | 0.04634 | 1179.172 | 0.0092597 |  |  |  |  | 1064.4905 | 0 | 1064.484 | 0.0036646
| 695.6357 | 0.034172 | 463.6233 | 0 | 463.6233 | 0.020767 | 694.8957 | 0.00078262 | 463.6233 | 0.037718 | 697.5928 | 0.00044205 | 695.6357 | 0.020439 | 463.6233 | 0.0090425 | 887.831 | 0.0026432 | 1111.561 | 0.034049 | 777.85 | 0.0014716 | 1137.0967 | 0.04652 | 1179.3424 | 0.0095723 |  |  |  |  | 1064.546 | 0 | 1064.5394 | 0.0036694
| 695.7985 | 0.035187 | 463.845 | 0 | 463.845 | 0.011076 | 695.0586 | 0 | 463.845 | -0.014167 | 697.756 | 0.0004267 | 695.7985 | 0.023281 | 463.845 | 0.0090425 | 887.9094 | 0.0026796 | 1111.8638 | 0.035106 | 778.035 | 0.0019444 | 1137.16 | 0.046699 | 1179.5127 | 0.0098866 |  |  |  |  | 1064.6016 | 0 | 1064.595 | 0.0036757
| 695.9614 | 0.037376 | 464.0668 | 0 | 464.0668 | -0.013457 | 695.2216 | 0.0018258 | 464.0668 | 0.022052 | 697.9192 | 0.00041573 | 695.9614 | 0.021313 | 464.0668 | 0 | 887.9879 | 0.0024917 | 1112.1666 | 0.032886 | 778.221 | 0.0033138 | 1137.2234 | 0.046883 | 1179.6831 | 0.010182 |  |  |  |  | 1064.657 | 0 | 1064.6505 | 0.0036789
| 696.1242 | 0.027765 | 464.2886 | 0 | 464.2886 | -0.0081025 | 695.3846 | 0 | 464.2886 | -0.037757 | 698.0824 | 0.0004267 | 696.1242 | 0.023281 | 464.2886 | 0.0090425 | 888.0663 | 0.0020976 | 1112.4697 | 0.033485 | 778.406 | 0.0023887 | 1137.2867 | 0.047063 | 1179.8536 | 0.010435 |  |  |  |  | 1064.7125 | 0 | 1064.7061 | 0.0036765
| 696.2871 | 0.035507 | 464.5103 | 0 | 464.5103 | 0.016371 | 695.5476 | 0.00078262 | 464.5103 | 0.033923 | 698.2456 | 0.00041683 | 696.2871 | 0.022297 | 464.5104 | 0 | 888.1448 | 0.002453 | 1112.773 | 0.033238 | 778.592 | 0.001698 | 1137.3501 | 0.047247 | 1180.0242 | 0.010625 |  |  |  |  | 1064.7681 | 0 | 1064.7616 | 0.0036638
| 696.45 | 0.035881 | 464.7321 | 0 | 464.7321 | -0.012009 | 695.7106 | 0 | 464.7321 | 0.022804 | 698.4088 | 0.00037843 | 696.45 | 0.022734 | 464.7321 | 0.0090425 | 888.2233 | 0.0027592 | 1113.0764 | 0.027951 | 778.777 | 0.0037148 | 1137.4135 | 0.047431 | 1180.1947 | 0.010736 |  |  |  |  | 1064.8236 | 0 | 1064.8171 | 0.0036408
| 696.6128 | 0.029687 | 464.954 | 0 | 464.954 | -0.010764 | 695.8736 | 0.00026087 | 464.954 | -0.016445 | 698.5721 | 0.00038392 | 696.6128 | 0.022297 | 464.954 | -0.0090425 | 888.3018 | 0.0026677 | 1113.3799 | 0.033309 | 778.963 | 0.0042692 | 1137.4768 | 0.047616 | 1180.3652 | 0.010754 |  |  |  |  | 1064.8791 | 0 | 1064.8727 | 0.0036074
| 696.7757 | 0.035774 | 465.1758 | 0 | 465.1758 | -0.00056247 | 696.0366 | 0.00017392 | 465.1758 | 0.024412 | 698.7353 | 0.00036088 | 696.7757 | 0.021095 | 465.1758 | 0.0090425 | 888.3803 | 0.002778 | 1113.6836 | 0.032463 | 779.149 | 0.0046985 | 1137.5402 | 0.0478 | 1180.536 | 0.010678 |  |  |  |  | 1064.9347 | 0 | 1064.9282 | 0.0035661
| 696.9386 | 0.030435 | 465.3976 | 0 | 465.3976 | -0.013109 | 696.1996 | 0.00078262 | 465.3976 | -0.038814 | 698.8986 | 0.00035321 | 696.9386 | 0.021969 | 465.3976 | 0.0090425 | 888.4589 | 0.0025341 | 1113.9876 | 0.032639 | 779.335 | 0.0039385 | 1137.6035 | 0.047985 | 1180.7067 | 0.010511 |  |  |  |  | 1064.9904 | 0 | 1064.9838 | 0.0035224
| 697.1015 | 0.048802 | 465.6195 | 0 | 465.6195 | -0.0026802 | 696.3626 | 0 | 465.6195 | 0.023426 | 699.0618 | 0.00051006 | 697.1015 | 0.020986 | 465.6195 | 0.0090425 | 888.5374 | 0.0022146 | 1114.2916 | 0.027986 | 779.521 | 0.0033643 | 1137.6669 | 0.048169 | 1180.8774 | 0.010263 |  |  |  |  | 1065.0459 | 0 | 1065.0394 | 0.0034779
| 697.2644 | 0.038017 | 465.8414 | 0 | 465.8414 | -0.014471 | 696.5256 | 0.00078262 | 465.8414 | -0.026107 | 699.2251 | 0.00020622 | 697.2644 | 0.021641 | 465.8413 | 0.0054302 | 888.616 | 0.0025559 | 1114.5958 | 0.031405 | 779.707 | 0.0033824 | 1137.7304 | 0.048358 | 1181.0482 | 0.0099502 |  |  |  |  | 1065.1014 | 0 | 1065.095 | 0.0034366
| 697.4273 | 0.034439 | 466.0632 | 0 | 466.0632 | 0.011824 | 696.6886 | 0 | 466.0632 | 0.04154 | 699.3883 | 0.00062853 | 697.4273 | 0.020548 | 466.0632 | 0.0090425 | 888.6946 | 0.0031324 | 1114.9001 | 0.029009 | 779.893 | 0.0034332 | 1137.7937 | 0.048543 | 1181.2191 | 0.009597 |  |  |  |  | 1065.157 | 0 | 1065.1505 | 0.0033993
| 697.5902 | 0.029207 | 466.2851 | 0 | 466.2851 | 0.0015592 | 696.8517 | 0.00026087 | 466.2851 | -0.052723 | 699.5516 | 0.00017989 | 697.5902 | 0.021423 | 466.2851 | 0 | 888.7733 | 0.0031118 | 1115.2047 | 0.028621 | 780.079 | 0.0020438 | 1137.8572 | 0.048732 | 1181.39 | 0.0092321 |  |  |  |  | 1065.2126 | 0 | 1065.2061 | 0.0033643
| 697.7531 | 0.042235 | 466.507 | 0 | 466.507 | 0.0045688 | 697.0147 | 0 | 466.507 | 0.036867 | 699.7149 | 0.00052871 | 697.7531 | 0.020658 | 466.507 | 0.0090425 | 888.8519 | 0.0032332 | 1115.5094 | 0.031053 | 780.266 | 0.0048396 | 1137.9205 | 0.048922 | 1181.5609 | 0.0088886 |  |  |  |  | 1065.2682 | 0 | 1065.2617 | 0.0033302
| 697.9161 | 0.034386 | 466.729 | 0 | 466.729 | -0.015031 | 697.1777 | 0.00078262 | 466.729 | -0.021798 | 699.8782 | 0.00028081 | 697.9161 | 0.02186 | 466.729 | 0.0090425 | 888.9304 | 0.0026093 | 1115.8143 | 0.030101 | 780.452 | 0.002273 | 1137.984 | 0.049111 | 1181.7319 | 0.0085987 |  |  |  |  | 1065.3238 | 0 | 1065.3173 | 0.0032936
| 698.079 | 0.046666 | 466.9509 | 0 | 466.9509 | 0.016191 | 697.3408 | 0.00017392 | 466.9509 | 0.027105 | 700.0415 | 0.00043328 | 698.079 | 0.021095 | 466.9509 | 0.0090425 | 889.009 | 0.0023027 | 1116.1194 | 0.029608 | 780.639 | 0.0023392 | 1138.0474 | 0.049301 | 1181.9031 | 0.008387 |  |  |  |  | 1065.3794 | 0 | 1065.3729 | 0.0032531
| 698.2419 | 0.036628 | 467.1728 | 0 | 467.1728 | -0.0114 | 697.5038 | 0.00078262 | 467.1728 | -0.0074146 | 700.2048 | 0.0004245 | 698.2419 | 0.022297 | 467.1728 | 0 | 889.0877 | 0.0027192 | 1116.4246 | 0.027951 | 780.825 | 0.0023696 | 1138.1108 | 0.04949 | 1182.0741 | 0.0082646 |  |  |  |  | 1065.4351 | 0 | 1065.4285 | 0.003207
| 698.4049 | 0.042448 | 467.3948 | 0 | 467.3948 | -0.017003 | 697.6669 | 0.00017392 | 467.3948 | 0.031255 | 700.3681 | 0.00041902 | 698.4049 | 0.021423 | 467.3948 | 0.0090425 | 889.1664 | 0.0028057 | 1116.73 | 0.028409 | 781.012 | 0.0023665 | 1138.1743 | 0.04968 | 1182.2452 | 0.0082258 |  |  |  |  | 1065.4906 | 0 | 1065.4841 | 0.0031586
| 698.5678 | 0.037643 | 467.6168 | 0 | 467.6168 | -0.031963 | 697.83 | 0.00026087 | 467.6168 | -0.025877 | 700.5314 | 0.00034004 | 698.5678 | 0.021532 | 467.6168 | 0.0090425 | 889.2451 | 0.0024025 | 1117.0355 | 0.030947 | 781.199 | 0.0035564 | 1138.2377 | 0.049869 | 1182.4165 | 0.0082512 |  |  |  |  | 1065.5463 | 0 | 1065.5397 | 0.0031085
| 698.7307 | 0.057612 | 467.8388 | 0 | 467.8388 | 0.010288 | 697.993 | 0.00017392 | 467.8388 | 0.025882 | 700.6947 | 0.00048154 | 698.7307 | 0.019783 | 467.8388 | 0.0018125 | 889.3237 | 0.0022605 | 1117.3413 | 0.02848 | 781.386 | 0.0037428 | 1138.3012 | 0.050064 | 1182.5878 | 0.0083146 |  |  |  |  | 1065.6018 | 0 | 1065.5953 | 0.0030633
| 698.8937 | 0.03492 | 468.0608 | 0 | 468.0608 | -0.023211 | 698.1561 | 0.00026087 | 468.0608 | -0.038955 | 700.8581 | 0.0002841 | 698.8937 | 0.021204 | 468.0608 | 0.0090425 | 889.4025 | 0.0025717 | 1117.6471 | 0.029326 | 781.573 | 0.0034267 | 1138.3646 | 0.050253 | 1182.759 | 0.008392 |  |  |  |  | 1065.6575 | 0 | 1065.651 | 0.0030251
| 699.0567 | 0.05019 | 468.2828 | 0 | 468.2828 | 0.00021739 | 698.3192 | 0 | 468.2828 | 0.036119 | 701.0214 | 0.00061317 | 699.0567 | 0.020767 | 468.2828 | 0.018085 | 889.4812 | 0.0027161 | 1117.9533 | 0.027387 | 781.76 | 0.0031269 | 1138.4281 | 0.050448 | 1182.9304 | 0.0084676 |  |  |  |  | 1065.7131 | 0 | 1065.7067 | 0.0030013
| 699.2196 | 0.043196 | 468.5048 | 0 | 468.5048 | -0.011241 | 698.4823 | 0.00026087 | 468.5048 | -0.023773 | 701.1847 | 0.0002128 | 699.2196 | 0.023172 | 468.5048 | 0 | 889.5599 | 0.002307 | 1118.2594 | 0.026577 | 781.947 | 0.0030933 | 1138.4916 | 0.050643 | 1183.1018 | 0.0085352 |  |  |  |  | 1065.7688 | 0 | 1065.7622 | 0.0029933
| 699.3826 | 0.062685 | 468.7269 | 0 | 468.7269 | -0.011439 | 698.6453 | 0 | 468.7269 | 0.014296 | 701.3481 | 0.00057588 | 699.3826 | 0.022188 | 468.7269 | 0.0090425 | 889.6387 | 0.0031334 | 1118.5658 | 0.028727 | 782.134 | 0.0039531 | 1138.555 | 0.050837 | 1183.2733 | 0.008595 |  |  |  |  | 1065.8245 | 0 | 1065.8179 | 0.0030037
| 699.5456 | 0.048001 | 468.949 | 0 | 468.949 | -0.010867 | 698.8084 | 0 | 468.949 | -0.00059806 | 701.5114 | 0.00035101 | 699.5456 | 0.023062 | 468.949 | 0.0090425 | 889.7175 | 0.0029523 | 1118.8723 | 0.030665 | 782.322 | 0.0037015 | 1138.6185 | 0.051032 | 1183.4448 | 0.0086491 |  |  |  |  | 1065.8801 | 0 | 1065.8735 | 0.0030347
| 699.7086 | 0.061296 | 469.171 | 0 | 469.171 | 0.010611 | 698.9715 | 0.00017392 | 469.171 | 0.0098746 | 701.6748 | 0.00034443 | 699.7086 | 0.020986 | 469.171 | 0.0090425 | 889.7962 | 0.0024041 | 1119.1791 | 0.031123 | 782.509 | 0.0040271 | 1138.6821 | 0.051227 | 1183.6163 | 0.0086982 |  |  |  |  | 1065.9358 | 0 | 1065.9292 | 0.0030831
| 699.8715 | 0.048428 | 469.3931 | 0 | 469.3931 | -0.013617 | 699.1346 | 0.00026087 | 469.3931 | -0.00843 | 701.8382 | 0.00057807 | 699.8715 | 0.021969 | 469.3931 | 0 | 889.875 | 0.0026543 | 1119.486 | 0.026718 | 782.697 | 0.0027349 | 1138.7456 | 0.051421 | 1183.788 | 0.0087419 |  |  |  |  | 1065.9915 | 0 | 1065.9849 | 0.0031483
| 700.0345 | 0.061777 | 469.6152 | 0 | 469.6152 | 0.0021951 | 699.2977 | 0.00017392 | 469.6152 | 0.025186 | 702.0016 | 0.00026216 | 700.0345 | 0.021751 | 469.6152 | 0 | 889.9538 | 0.002838 | 1119.7931 | 0.026788 | 782.884 | 0.0025456 | 1138.8091 | 0.051616 | 1183.9596 | 0.0087802 |  |  |  |  | 1066.0471 | 0 | 1066.0405 | 0.0032245
| 700.1975 | 0.041754 | 469.8373 | 0 | 469.8373 | -0.018029 | 699.4609 | 0.00026087 | 469.8373 | -0.033169 | 702.1649 | 0.00055284 | 700.1975 | 0.023718 | 469.8373 | 0 | 890.0327 | 0.0024667 | 1120.1003 | 0.026823 | 783.072 | 0.0024623 | 1138.8727 | 0.05181 | 1184.1313 | 0.0088162 |  |  |  |  | 1066.1028 | 0 | 1066.0962 | 0.0033079
| 700.3606 | 0.059054 | 470.0595 | 0 | 470.0595 | -0.00096796 | 699.624 | 0.00017392 | 470.0595 | 0.0022793 | 702.3284 | 0.0003181 | 700.3606 | 0.022406 | 470.0595 | 0 | 890.1115 | 0.0022701 | 1120.4077 | 0.028304 | 783.26 | 0.0023044 | 1138.9362 | 0.05201 | 1184.3031 | 0.0088566 |  |  |  |  | 1066.1584 | 0 | 1066.152 | 0.0033929
| 700.5236 | 0.068184 | 470.2816 | 0 | 470.2816 | -0.003224 | 699.7871 | 0.00078262 | 470.2816 | -0.056284 | 702.4918 | 0.00032139 | 700.5236 | 0.022953 | 470.2816 | 0 | 890.1903 | 0.0021837 | 1120.7152 | 0.027035 | 783.448 | 0.0033281 | 1138.9996 | 0.052205 | 1184.4749 | 0.0089097 |  |  |  |  | 1066.2141 | 0 | 1066.2076 | 0.0034732
| 700.6866 | 0.065247 | 470.5038 | 0 | 470.5038 | 0.012667 | 699.9502 | 0.00017392 | 470.5038 | 0.031957 | 702.6552 | 0.00055613 | 700.6866 | 0.020876 | 470.5038 | 0.016276 | 890.2692 | 0.0025774 | 1121.023 | 0.026436 | 783.636 | 0.0040238 | 1139.0632 | 0.052404 | 1184.6467 | 0.0089823 |  |  |  |  | 1066.2698 | 0 | 1066.2633 | 0.0035447
| 700.8496 | 0.071174 | 470.7259 | 0 | 470.7259 | -0.01992 | 700.1134 | 0.00026087 | 470.7259 | -0.0090912 | 702.8186 | 0.00028849 | 700.8496 | 0.021641 | 470.7259 | 0.0090425 | 890.3481 | 0.0025791 | 1121.3309 | 0.027493 | 783.824 | 0.0029321 | 1139.1268 | 0.052604 | 1184.8186 | 0.0090771 |  |  |  |  | 1066.3256 | 0 | 1066.319 | 0.0036035
| 701.0126 | 0.057185 | 470.9481 | 0 | 470.9481 | 0.0052855 | 700.2765 | 0.0012174 | 470.9481 | 0.027965 | 702.982 | 0.00051774 | 701.0126 | 0.020658 | 470.9481 | 0.010851 | 890.4269 | 0.0023677 | 1121.6389 | 0.028304 | 784.012 | 0.0020076 | 1139.1903 | 0.052804 | 1184.9906 | 0.0091917 |  |  |  |  | 1066.3812 | 0 | 1066.3748 | 0.0036471
| 701.1757 | 0.057452 | 471.1703 | 0 | 471.1703 | 0.0018279 | 700.4397 | 0.00026087 | 471.1703 | -0.026432 | 703.1454 | 0.00027532 | 701.1757 | 0.02186 | 471.1703 | 0 | 890.5059 | 0.0021022 | 1121.9473 | 0.027387 | 784.2 | 0.0038466 | 1139.2539 | 0.053004 | 1185.1626 | 0.0093203 |  |  |  |  | 1066.4369 | 0 | 1066.4304 | 0.0036765
| 701.3387 | 0.073684 | 471.3925 | 0 | 471.3925 | 0.023182 | 700.6028 | 0 | 471.3925 | 0.010131 | 703.3089 | 0.00045851 | 701.3387 | 0.020767 | 471.3925 | 0.0090425 | 890.5847 | 0.0029321 | 1122.2556 | 0.027704 | 784.388 | 0.00256 | 1139.3175 | 0.053198 | 1185.3346 | 0.0094569 |  |  |  |  | 1066.4927 | 0 | 1066.4861 | 0.0036916
| 701.5018 | 0.067223 | 471.6148 | 0 | 471.6148 | 0.002364 | 700.766 | 0.00078262 | 471.6148 | -0.040463 | 703.4723 | 0.00035211 | 701.5018 | 0.022516 | 471.6148 | 0.0090425 | 890.6636 | 0.0039068 | 1122.5642 | 0.02848 | 784.577 | 0.0033297 | 1139.3811 | 0.053403 | 1185.5067 | 0.0095998 |  |  |  |  | 1066.5483 | 0 | 1066.5419 | 0.0036964
| 701.6648 | 0.071228 | 471.837 | 0 | 471.837 | 0.0002953 | 700.9291 | 0.00017392 | 471.837 | 0.0043987 | 703.6358 | 0.0005342 | 701.6648 | 0.021969 | 471.837 | 0.0090425 | 890.7426 | 0.0036452 | 1122.8729 | 0.025836 | 784.765 | 0.0041035 | 1139.4446 | 0.053603 | 1185.6788 | 0.0097536 |  |  |  |  | 1066.6041 | 0 | 1066.5975 | 0.00369
| 701.8279 | 0.069466 | 472.0592 | 0 | 472.0592 | -0.013829 | 701.0923 | 0.00026087 | 472.0592 | -0.048464 | 703.7992 | 0.0003203 | 701.8279 | 0.022953 | 472.0593 | 0.0090425 | 890.8215 | 0.0034934 | 1123.1819 | 0.025202 | 784.954 | 0.0043361 | 1139.5082 | 0.053803 | 1185.8511 | 0.0099287 |  |  |  |  | 1066.6598 | 0 | 1066.6533 | 0.0036734
| 701.9909 | 0.073577 | 472.2815 | 0 | 472.2815 | 0.016341 | 701.2555 | 0 | 472.2815 | 0.018439 | 703.9627 | 0.0004969 | 701.9909 | 0.021423 | 472.2815 | 0.0090425 | 890.9005 | 0.0029537 | 1123.491 | 0.026259 | 785.143 | 0.003224 | 1139.5718 | 0.054002 | 1186.0233 | 0.010137 |  |  |  |  | 1066.7156 | 0 | 1066.7091 | 0.0036464
| 702.154 | 0.057345 | 472.5038 | 0 | 472.5038 | -0.011784 | 701.4186 | 0 | 472.5038 | -0.034807 | 704.1262 | 0.00030823 | 702.154 | 0.022734 | 472.5038 | 0.0090425 | 890.9795 | 0.002867 | 1123.8003 | 0.026365 | 785.332 | 0.0027477 | 1139.6354 | 0.054207 | 1186.1957 | 0.010384 |  |  |  |  | 1066.7714 | 0 | 1066.7648 | 0.0036074
| 702.3171 | 0.077261 | 472.7261 | 0 | 472.7261 | -0.0048497 | 701.5818 | 0 | 472.7261 | 0.0084136 | 704.2896 | 0.00048922 | 702.3171 | 0.022079 | 472.7261 | 0.0072445 | 891.0585 | 0.0031493 | 1124.1097 | 0.02922 | 785.52 | 0.0041041 | 1139.6991 | 0.054407 | 1186.3679 | 0.010663 |  |  |  |  | 1066.827 | 0 | 1066.8206 | 0.0035558
| 702.4802 | 0.066582 | 472.9484 | 0 | 472.9484 | -0.0091797 | 701.745 | 0.00026087 | 472.9484 | -0.02842 | 704.4531 | 0.00033785 | 702.4802 | 0.022625 | 472.9484 | 0 | 891.1375 | 0.0029525 | 1124.4193 | 0.028409 | 785.709 | 0.0029665 | 1139.7627 | 0.054612 | 1186.5404 | 0.010953 |  |  |  |  | 1066.8828 | 0 | 1066.8763 | 0.003493
| 702.6432 | 0.076193 | 473.1707 | 0 | 473.1707 | 0.0073298 | 701.9082 | 0.00017392 | 473.1707 | 0.020233 | 704.6166 | 0.00055284 | 702.6432 | 0.020986 | 473.1707 | 0.0072427 | 891.2166 | 0.0027829 | 1124.7291 | 0.027105 | 785.898 | 0.0038791 | 1139.8263 | 0.054812 | 1186.7129 | 0.01122 |  |  |  |  | 1066.9386 | 0 | 1066.9321 | 0.0034207
| 702.8063 | 0.068238 | 473.3931 | 0 | 473.3931 | -0.02327 | 702.0714 | 0.00026087 | 473.3931 | -0.027884 | 704.7801 | 0.00020732 | 702.8063 | 0.021423 | 473.3931 | 0 | 891.2956 | 0.0024829 | 1125.0391 | 0.026964 | 786.088 | 0.0027244 | 1139.8899 | 0.055017 | 1186.8854 | 0.011425 |  |  |  |  | 1066.9944 | 0 | 1066.9879 | 0.0033429
| 702.9694 | 0.079877 | 473.6154 | 0 | 473.6154 | 0.0081133 | 702.2346 | 0 | 473.6154 | 0.036689 | 704.9436 | 0.00056162 | 702.9694 | 0.020876 | 473.6154 | 0 | 891.3747 | 0.0031111 | 1125.3491 | 0.024391 | 786.277 | 0.0035493 | 1139.9536 | 0.055221 | 1187.0579 | 0.011534 |  |  |  |  | 1067.0502 | 0 | 1067.0436 | 0.0032642
| 703.1325 | 0.060175 | 473.8378 | 0 | 473.8378 | -0.020083 | 702.3978 | 0.00026087 | 473.8378 | -0.023138 | 705.1071 | 0.00022925 | 703.1325 | 0.022188 | 473.8378 | 0.0090425 | 891.4537 | 0.0034473 | 1125.6594 | 0.026647 | 786.466 | 0.0029643 | 1140.0172 | 0.055421 | 1187.2305 | 0.011527 |  |  |  |  | 1067.106 | 0 | 1067.0994 | 0.0031896
| 703.2956 | 0.078276 | 474.0601 | 0 | 474.0601 | 0.0099307 | 702.561 | 0 | 474.0601 | 0.020775 | 705.2707 | 0.0005331 | 703.2956 | 0.022406 | 474.0601 | 0 | 891.5328 | 0.0032457 | 1125.9698 | 0.026823 | 786.656 | 0.0017217 | 1140.0809 | 0.055626 | 1187.4032 | 0.011403 |  |  |  |  | 1067.1617 | 0 | 1067.1552 | 0.0031236
| 703.4588 | 0.082067 | 474.2825 | 0 | 474.2825 | 0.00028425 | 702.7243 | 0.00026087 | 474.2825 | -0.023414 | 705.4342 | 0.00039818 | 703.4588 | 0.023937 | 474.2825 | 0.0018107 | 891.6119 | 0.0032738 | 1126.2805 | 0.027422 | 786.845 | 0.0026416 | 1140.1445 | 0.055831 | 1187.5758 | 0.01118 |  |  |  |  | 1067.2175 | 0 | 1067.2109 | 0.0030688
| 703.6219 | 0.078276 | 474.5049 | 0 | 474.5049 | 0.010409 | 702.8875 | 0 | 474.5049 | 0.033045 | 705.5977 | 0.00041573 | 703.6219 | 0.022188 | 474.5049 | 0.0090425 | 891.691 | 0.0030723 | 1126.5913 | 0.026823 | 787.035 | 0.0026974 | 1140.2082 | 0.056036 | 1187.7487 | 0.010889 |  |  |  |  | 1067.2733 | 0 | 1067.2668 | 0.0030291
| 703.785 | 0.080198 | 474.7274 | 0 | 474.7274 | -0.0032019 | 703.0507 | 0.00026087 | 474.7274 | -0.0060541 | 705.7613 | 0.00033236 | 703.785 | 0.022297 | 474.7274 | 0 | 891.7702 | 0.0027819 | 1126.9022 | 0.025026 | 787.224 | 0.0019695 | 1140.2719 | 0.056241 | 1187.9214 | 0.010564 |  |  |  |  | 1067.3291 | 0 | 1067.3226 | 0.0030045
| 703.9481 | 0.081372 | 474.9498 | 0 | 474.9498 | -0.010059 | 703.2139 | 0.00017392 | 474.9498 | 0.035357 | 705.9248 | 0.00049471 | 703.9481 | 0.020986 | 474.9498 | 0 | 891.8493 | 0.0025287 | 1127.2134 | 0.026436 | 787.414 | 0.0051552 | 1140.3356 | 0.056451 | 1188.0942 | 0.010238 |  |  |  |  | 1067.3849 | 0 | 1067.3784 | 0.0029957
| 704.1113 | 0.07961 | 475.1722 | 0 | 475.1722 | -0.010823 | 703.3772 | 0.00078262 | 475.1722 | -0.019309 | 706.0884 | 0.00029288 | 704.1113 | 0.022953 | 475.1722 | 0.0090425 | 891.9285 | 0.0030421 | 1127.5248 | 0.027916 | 787.604 | 0.0047249 | 1140.3993 | 0.056655 | 1188.2672 | 0.0099376 |  |  |  |  | 1067.4408 | 0 | 1067.4342 | 0.0030037
| 704.2744 | 0.079397 | 475.3947 | 0 | 475.3947 | 0.019079 | 703.5404 | 0 | 475.3947 | 0.046346 | 706.2519 | 0.00057259 | 704.2744 | 0.022079 | 475.3947 | 0.0090425 | 892.0077 | 0.0031962 | 1127.8362 | 0.023545 | 787.794 | 0.003492 | 1140.463 | 0.05686 | 1188.4401 | 0.0096824 |  |  |  |  | 1067.4966 | 0 | 1067.49 | 0.0030283
| 704.4375 | 0.079824 | 475.6172 | 0 | 475.6172 | -0.0091925 | 703.7037 | 0.00078262 | 475.6172 | -0.019406 | 706.4155 | 0.00033017 | 704.4375 | 0.023827 | 475.6172 | 0 | 892.0869 | 0.0030503 | 1128.148 | 0.026506 | 787.984 | 0.0023267 | 1140.5266 | 0.057065 | 1188.6132 | 0.0094867 |  |  |  |  | 1067.5524 | 0 | 1067.5459 | 0.0030688
| 704.6007 | 0.081105 | 475.8396 | 0 | 475.8396 | 0.0070381 | 703.8669 | 0 | 475.8396 | 0.018498 | 706.5791 | 0.00042999 | 704.6007 | 0.02186 | 475.8396 | 0.0090425 | 892.1661 | 0.0026093 | 1128.4597 | 0.026718 | 788.174 | 0.002601 | 1140.5903 | 0.057275 | 1188.7861 | 0.0093627 |  |  |  |  | 1067.6083 | 0 | 1067.6017 | 0.0031236
| 704.7639 | 0.08244 | 476.0621 | 0 | 476.0621 | -0.021821 | 704.0302 | 0.00026087 | 476.0621 | -0.05041 | 706.7427 | 0.00043328 | 704.7639 | 0.022734 | 476.0621 | 0 | 892.2452 | 0.0026616 | 1128.7717 | 0.027493 | 788.365 | 0.0026558 | 1140.6541 | 0.057485 | 1188.9592 | 0.0093203 |  |  |  |  | 1067.6641 | 0 | 1067.6576 | 0.0031943
| 704.927 | 0.080838 | 476.2847 | 0 | 476.2847 | 0.015815 | 704.1935 | 0 | 476.2847 | 0.028635 | 706.9062 | 0.00031262 | 704.927 | 0.020548 | 476.2846 | 0 | 892.3245 | 0.0032902 | 1129.0839 | 0.025237 | 788.555 | 0.0022922 | 1140.7178 | 0.05769 | 1189.1324 | 0.0093668 |  |  |  |  | 1067.72 | 0 | 1067.7134 | 0.003277
| 705.0902 | 0.084576 | 476.5072 | 0 | 476.5072 | 0.0014108 | 704.3568 | 0.00078262 | 476.5072 | -0.013416 | 707.0698 | 0.00051226 | 705.0902 | 0.022734 | 476.5072 | 0 | 892.4037 | 0.0027301 | 1129.3962 | 0.026859 | 788.745 | 0.0034556 | 1140.7816 | 0.0579 | 1189.3057 | 0.0095037 |  |  |  |  | 1067.7758 | 0 | 1067.7693 | 0.0033691
| 705.2534 | 0.080358 | 476.7297 | 0 | 476.7297 | 0.017565 | 704.52 | 0 | 476.7297 | 0.022791 | 707.2334 | 0.0003203 | 705.2534 | 0.021969 | 476.7297 | 0.0090425 | 892.483 | 0.0021579 | 1129.7087 | 0.024885 | 788.936 | 0.0033444 | 1140.8453 | 0.05811 | 1189.4789 | 0.0097237 |  |  |  |  | 1067.8317 | 0 | 1067.8251 | 0.0034644
| 705.4166 | 0.081212 | 476.9523 | 0 | 476.9523 | -0.012106 | 704.6833 | 0.00078262 | 476.9523 | -0.019819 | 707.3971 | 0.00037843 | 705.4166 | 0.02339 | 476.9523 | 0 | 892.5623 | 0.0029031 | 1130.0215 | 0.026436 | 789.127 | 0.0028357 | 1140.9091 | 0.058315 | 1189.6522 | 0.010008 |  |  |  |  | 1067.8874 | 0 | 1067.881 | 0.0035558
| 705.5797 | 0.077635 | 477.1748 | 0 | 477.1748 | 0.028526 | 704.8466 | 0 | 477.1748 | 0.011153 | 707.5607 | 0.00040476 | 705.5797 | 0.021423 | 477.1748 | 0.0018107 | 892.6415 | 0.0032557 | 1130.3344 | 0.026083 | 789.317 | 0.0028142 | 1140.9728 | 0.058525 | 1189.8256 | 0.010329 |  |  |  |  | 1067.9434 | 0 | 1067.9369 | 0.0036344
| 705.7429 | 0.085324 | 477.3974 | 0 | 477.3974 | -0.0070504 | 705.0099 | 0.00026087 | 477.3974 | -0.018765 | 707.7243 | 0.00042341 | 705.7429 | 0.022953 | 477.3974 | 0 | 892.7208 | 0.0029087 | 1130.6473 | 0.024638 | 789.508 | 0.0022969 | 1141.0366 | 0.058735 | 1189.999 | 0.010649 |  |  |  |  | 1067.9993 | 0 | 1067.9927 | 0.003694
| 705.9061 | 0.07929 | 477.62 | 0 | 477.62 | 0.012627 | 705.1732 | 0 | 477.62 | 0.02131 | 707.8879 | 0.00037405 | 705.9061 | 0.021313 | 477.62 | 0.0090425 | 892.8002 | 0.0029162 | 1130.9606 | 0.024426 | 789.699 | 0.0019961 | 1141.1003 | 0.058945 | 1190.1725 | 0.010931 |  |  |  |  | 1068.055 | 0 | 1068.0486 | 0.0037282
| 706.0693 | 0.085804 | 477.8426 | 0 | 477.8426 | -0.0016744 | 705.3365 | 0.00078262 | 477.8426 | -0.015872 | 708.0516 | 0.00051335 | 706.0693 | 0.023172 | 477.8426 | 0.0018107 | 892.8796 | 0.0031592 | 1131.274 | 0.028163 | 789.89 | 0.002971 | 1141.1641 | 0.05916 | 1190.3459 | 0.011141 |  |  |  |  | 1068.111 | 0 | 1068.1045 | 0.0037353
| 706.2325 | 0.07961 | 478.0652 | 0 | 478.0652 | -0.001179 | 705.4998 | 0.00017392 | 478.0652 | 0.041816 | 708.2152 | 0.00018209 | 706.2325 | 0.021313 | 478.0652 | 0 | 892.9587 | 0.0030294 | 1131.5875 | 0.023933 | 790.081 | 0.0026072 | 1141.2279 | 0.05937 | 1190.5195 | 0.011258 |  |  |  |  | 1068.1669 | 0 | 1068.1604 | 0.0037171
| 706.3958 | 0.084523 | 478.2879 | 0 | 478.2879 | -0.025582 | 705.6631 | 0.00078262 | 478.2879 | -0.041131 | 708.3789 | 0.00064718 | 706.3958 | 0.022953 | 478.2879 | 0 | 893.0381 | 0.0029841 | 1131.9012 | 0.025872 | 790.272 | 0.0030171 | 1141.2918 | 0.05958 | 1190.6931 | 0.011273 |  |  |  |  | 1068.2228 | 0 | 1068.2163 | 0.0036789
| 706.559 | 0.079877 | 478.5105 | 0 | 478.5105 | -0.0028587 | 705.8265 | 0 | 478.5105 | 0.018482 | 708.5425 | 0.00028739 | 706.559 | 0.021095 | 478.5105 | 0.0072445 | 893.1175 | 0.002622 | 1132.2152 | 0.025308 | 790.463 | 0.0027716 | 1141.3555 | 0.059795 | 1190.8668 | 0.011191 |  |  |  |  | 1068.2787 | 0 | 1068.2722 | 0.0036273
| 706.7222 | 0.083455 | 478.7332 | 0 | 478.7332 | -0.010329 | 705.9898 | 0.00026087 | 478.7332 | -0.028855 | 708.7062 | 0.00046399 | 706.7222 | 0.023499 | 478.7332 | 0.0090425 | 893.1968 | 0.0025854 | 1132.5293 | 0.02425 | 790.655 | 0.0022291 | 1141.4193 | 0.060005 | 1191.0405 | 0.01103 |  |  |  |  | 1068.3346 | 0 | 1068.3281 | 0.0035709
| 706.8854 | 0.076567 | 478.9559 | 0 | 478.9559 | -0.014357 | 706.1531 | 0 | 478.9559 | 0.010946 | 708.8699 | 0.00044754 | 706.8854 | 0.022625 | 478.9559 | 0.0090425 | 893.2762 | 0.0026781 | 1132.8435 | 0.02425 | 790.846 | 0.0027786 | 1141.4832 | 0.06022 | 1191.2142 | 0.010817 |  |  |  |  | 1068.3905 | 0 | 1068.384 | 0.0035169
| 707.0487 | 0.084309 | 479.1786 | 0 | 479.1786 | -0.024141 | 706.3164 | 0.00026087 | 479.1786 | -0.014318 | 709.0336 | 0.00025777 | 707.0487 | 0.024046 | 479.1785 | 0 | 893.3557 | 0.0023833 | 1133.158 | 0.02492 | 791.038 | 0.0026147 | 1141.5469 | 0.06043 | 1191.3881 | 0.010578 |  |  |  |  | 1068.4464 | 0 | 1068.4399 | 0.0034684
| 707.2119 | 0.073096 | 479.4013 | 0 | 479.4013 | -0.0039594 | 706.4798 | 0 | 479.4013 | 0.033805 | 709.1972 | 0.00063731 | 707.2119 | 0.022516 | 479.4013 | 0.0090425 | 893.4351 | 0.0024043 | 1133.4727 | 0.025977 | 791.229 | 0.0018841 | 1141.6107 | 0.060645 | 1191.5619 | 0.01034 |  |  |  |  | 1068.5023 | 0 | 1068.4959 | 0.0034295
| 707.3751 | 0.083081 | 479.624 | 0 | 479.624 | 0.010276 | 706.6431 | 0.00026087 | 479.624 | -0.015326 | 709.3609 | 0.00023584 | 707.3751 | 0.023062 | 479.624 | 0 | 893.5145 | 0.0025333 | 1133.7874 | 0.026964 | 791.421 | 0.0025383 | 1141.6746 | 0.06086 | 1191.7358 | 0.010125 |  |  |  |  | 1068.5584 | 0 | 1068.5518 | 0.0033993
| 707.5384 | 0.073096 | 479.8467 | 0 | 479.8467 | 0.017178 | 706.8065 | 0 | 479.8467 | 0.038231 | 709.5246 | 0.00057259 | 707.5384 | 0.02186 | 479.8467 | 0.0036195 | 893.594 | 0.0024267 | 1134.1023 | 0.023158 | 791.613 | 0.0024523 | 1141.7384 | 0.061075 | 1191.9098 | 0.0099508 |  |  |  |  | 1068.6143 | 0 | 1068.6077 | 0.003377
| 707.7017 | 0.083722 | 480.0694 | 0 | 480.0694 | -0.015713 | 706.9698 | 0 | 480.0694 | -0.022026 | 709.6884 | 0.00026545 | 707.7017 | 0.022844 | 480.0695 | 0 | 893.6735 | 0.0021428 | 1134.4175 | 0.023475 | 791.805 | 0.002456 | 1141.8022 | 0.06129 | 1192.0839 | 0.0098294 |  |  |  |  | 1068.6702 | 0 | 1068.6637 | 0.0033596
| 707.8649 | 0.074431 | 480.2922 | 0 | 480.2922 | 0.016445 | 707.1332 | 0 | 480.2922 | 0.01095 | 709.8521 | 0.0005309 | 707.8649 | 0.021532 | 480.2922 | 0 | 893.7529 | 0.0028651 | 1134.7328 | 0.024003 | 791.997 | 0.0031689 | 1141.8661 | 0.061506 | 1192.2579 | 0.009769 |  |  |  |  | 1068.7262 | 0 | 1068.7196 | 0.0033429
| 708.0282 | 0.083081 | 480.515 | 0 | 480.515 | -0.017748 | 707.2966 | 0.00026087 | 480.515 | -0.013723 | 710.0158 | 0.00040366 | 708.0282 | 0.022734 | 480.515 | 0 | 893.8325 | 0.0030518 | 1135.0482 | 0.024391 | 792.189 | 0.0027293 | 1141.93 | 0.061726 | 1192.432 | 0.0097749 |  |  |  |  | 1068.7821 | 0 | 1068.7756 | 0.0033246
| 708.1915 | 0.073844 | 480.7378 | 0 | 480.7378 | 0.0043136 | 707.4599 | 0.00069566 | 480.7378 | -0.00033785 | 710.1795 | 0.00044973 | 708.1915 | 0.021751 | 480.7378 | 0.0072427 | 893.9119 | 0.0026202 | 1135.3639 | 0.022629 | 792.381 | 0.0029593 | 1141.9939 | 0.061941 | 1192.6062 | 0.0098498 |  |  |  |  | 1068.838 | 0 | 1068.8315 | 0.0033024
| 708.3547 | 0.084149 | 480.9606 | 0 | 480.9606 | -0.017142 | 707.6233 | 0 | 480.9606 | -0.018558 | 710.3433 | 0.00040476 | 708.3547 | 0.023609 | 480.9606 | 0 | 893.9915 | 0.0023697 | 1135.6798 | 0.027141 | 792.573 | 0.003982 | 1142.0577 | 0.062161 | 1192.7804 | 0.0099949 |  |  |  |  | 1068.894 | 0 | 1068.8874 | 0.0032754
| 708.518 | 0.073684 | 481.1834 | 0 | 481.1834 | 0.0043492 | 707.7867 | 0.00017392 | 481.1834 | 0.042999 | 710.507 | 0.00045522 | 708.518 | 0.022844 | 481.1834 | 0 | 894.071 | 0.0025193 | 1135.9957 | 0.025237 | 792.766 | 0.0023782 | 1142.1216 | 0.062376 | 1192.9547 | 0.010211 |  |  |  |  | 1068.9499 | 0 | 1068.9435 | 0.003246
| 708.6813 | 0.082334 | 481.4062 | 0 | 481.4062 | -0.016697 | 707.9501 | 0.0013044 | 481.4062 | -0.040735 | 710.6707 | 0.00047057 | 708.6813 | 0.024483 | 481.4062 | 0 | 894.1506 | 0.0028585 | 1136.312 | 0.023863 | 792.958 | 0.003153 | 1142.1855 | 0.062597 | 1193.129 | 0.010498 |  |  |  |  | 1069.006 | 0 | 1068.9995 | 0.0032158
| 708.8446 | 0.072829 | 481.629 | 0 | 481.629 | 0.0051232 | 708.1135 | 0 | 481.629 | 0.028719 | 710.8345 | 0.00054736 | 708.8446 | 0.024046 | 481.629 | 0.0090425 | 894.2301 | 0.0030632 | 1136.6283 | 0.027105 | 793.151 | 0.0025289 | 1142.2494 | 0.062817 | 1193.3033 | 0.010853 |  |  |  |  | 1069.062 | 0 | 1069.0554 | 0.003188
| 709.0079 | 0.083295 | 481.8519 | 0 | 481.8519 | -0.0038845 | 708.2769 | 0 | 481.8519 | -0.017434 | 710.9983 | 0.00035321 | 709.0079 | 0.024811 | 481.8519 | 0.0036232 | 894.3097 | 0.0024478 | 1136.9448 | 0.024497 | 793.344 | 0.002882 | 1142.3133 | 0.063037 | 1193.4778 | 0.011268 |  |  |  |  | 1069.1179 | 0 | 1069.1115 | 0.0031665
| 709.1712 | 0.072936 | 482.0747 | 0 | 482.0747 | 0.0090209 | 708.4403 | 0.00017392 | 482.0747 | 0.028855 | 711.162 | 0.00045631 | 709.1712 | 0.022188 | 482.0747 | 0.0018107 | 894.3893 | 0.0025354 | 1137.2616 | 0.023369 | 793.536 | 0.0027073 | 1142.3772 | 0.063257 | 1193.6522 | 0.011729 |  |  |  |  | 1069.174 | 0 | 1069.1675 | 0.0031514
| 709.3345 | 0.089595 | 482.2976 | 0 | 482.2976 | -0.0055841 | 708.6037 | 0.00026087 | 482.2976 | -0.0070937 | 711.3258 | 0.00043328 | 709.3345 | 0.022079 | 482.2976 | 0.005432 | 894.4689 | 0.0028333 | 1137.5785 | 0.024708 | 793.729 | 0.0031898 | 1142.4412 | 0.063477 | 1193.8268 | 0.012213 |  |  |  |  | 1069.23 | 0 | 1069.2234 | 0.0031443
| 709.4979 | 0.072723 | 482.5205 | 0 | 482.5205 | 0.014329 | 708.7671 | 0 | 482.5205 | 0.0047651 | 711.4896 | 0.00034991 | 709.4979 | 0.020986 | 482.5205 | 0.0090425 | 894.5485 | 0.0038145 | 1137.8955 | 0.025554 | 793.922 | 0.0029513 | 1142.5051 | 0.063703 | 1194.0013 | 0.012693 |  |  |  |  | 1069.286 | 0 | 1069.2794 | 0.0031435
| 709.6612 | 0.087246 | 482.7434 | 0 | 482.7434 | -0.011319 | 708.9305 | 0.00078262 | 482.7434 | -0.025015 | 711.6534 | 0.00064389 | 709.6612 | 0.023609 | 482.7434 | 0.0090425 | 894.6282 | 0.0042743 | 1138.2128 | 0.023193 | 794.115 | 0.002384 | 1142.569 | 0.063923 | 1194.176 | 0.01314 |  |  |  |  | 1069.342 | 0 | 1069.3355 | 0.0031475
| 709.8245 | 0.073417 | 482.9663 | 0 | 482.9663 | -0.019155 | 709.094 | 0.00069566 | 482.9663 | 0.024432 | 711.8172 | 0.00027313 | 709.8245 | 0.022734 | 482.9663 | 0.0090425 | 894.7078 | 0.0034198 | 1138.5303 | 0.025237 | 794.308 | 0.0023117 | 1142.6329 | 0.064148 | 1194.3507 | 0.013526 |  |  |  |  | 1069.3981 | 0 | 1069.3915 | 0.003153
| 709.9878 | 0.085644 | 483.1893 | 0 | 483.1893 | -0.010409 | 709.2574 | 0.00078262 | 483.1893 | -0.040922 | 711.981 | 0.000532 | 709.9878 | 0.023827 | 483.1893 | 0 | 894.7875 | 0.0023977 | 1138.8478 | 0.023158 | 794.502 | 0.0022324 | 1142.6969 | 0.064374 | 1194.5254 | 0.013836 |  |  |  |  | 1069.4541 | 0 | 1069.4475 | 0.0031578
| 710.1512 | 0.072082 | 483.4122 | 0 | 483.4122 | 0.0047154 | 709.4208 | 0.00017392 | 483.4122 | 0.030864 | 712.1448 | 0.00034224 | 710.1512 | 0.021969 | 483.4122 | 0 | 894.8672 | 0.0021748 | 1139.1656 | 0.025131 | 794.695 | 0.0022922 | 1142.7609 | 0.064594 | 1194.7002 | 0.01406 |  |  |  |  | 1069.5101 | 0 | 1069.5035 | 0.0031586
| 710.3145 | 0.092372 | 483.6352 | 0 | 483.6352 | -0.0045801 | 709.5843 | 0.00026087 | 483.6352 | -0.0466 | 712.3086 | 0.00043876 | 710.3145 | 0.023062 | 483.6352 | 0 | 894.9469 | 0.0023131 | 1139.4835 | 0.024074 | 794.888 | 0.002636 | 1142.8248 | 0.064819 | 1194.875 | 0.014194 |  |  |  |  | 1069.5662 | 0 | 1069.5596 | 0.0031538
| 710.4779 | 0.084469 | 483.8582 | 0 | 483.8582 | 0.0021637 | 709.7477 | 0 | 483.8582 | 0.04696 | 712.4725 | 0.00039818 | 710.4779 | 0.022188 | 483.8582 | 0 | 895.0266 | 0.0024544 | 1139.8016 | 0.023651 | 795.082 | 0.0029601 | 1142.8888 | 0.06505 | 1195.0499 | 0.014244 |  |  |  |  | 1069.6222 | 0 | 1069.6156 | 0.0031427
| 710.6412 | 0.093439 | 484.0811 | 0 | 484.0811 | 0.00090715 | 709.9112 | 0 | 484.0811 | -0.038385 | 712.6363 | 0.00044315 | 710.6412 | 0.023281 | 484.0811 | 0.0018107 | 895.1063 | 0.0022446 | 1140.12 | 0.02284 | 795.275 | 0.0018177 | 1142.9528 | 0.065275 | 1195.2249 | 0.014214 |  |  |  |  | 1069.6782 | 0 | 1069.6716 | 0.0031244
| 710.8046 | 0.073203 | 484.3041 | 0 | 484.3041 | -0.0076713 | 710.0746 | 0.00017392 | 484.3041 | 0.017022 | 712.8001 | 0.00047825 | 710.8046 | 0.02186 | 484.3041 | 0 | 895.186 | 0.0028401 | 1140.4385 | 0.023651 | 795.469 | 0.0028276 | 1143.0167 | 0.065506 | 1195.3999 | 0.014119 |  |  |  |  | 1069.7342 | 0 | 1069.7278 | 0.0031014
| 710.968 | 0.093333 | 484.5272 | 0 | 484.5272 | -0.010336 | 710.2381 | 0 | 484.5272 | -0.051742 | 712.964 | 0.00049909 | 710.968 | 0.022953 | 484.5272 | 0 | 895.2658 | 0.0035356 | 1140.7572 | 0.023017 | 795.663 | 0.0037955 | 1143.0808 | 0.065731 | 1195.5748 | 0.013977 |  |  |  |  | 1069.7903 | 0 | 1069.7838 | 0.0030768
| 711.1313 | 0.088901 | 484.7502 | 0 | 484.7502 | 0.010364 | 710.4015 | 0 | 484.7502 | 0.011888 | 713.1278 | 0.00035211 | 711.1313 | 0.022297 | 484.7502 | 0.0018107 | 895.3455 | 0.0039488 | 1141.076 | 0.025872 | 795.857 | 0.0029493 | 1143.1448 | 0.065961 | 1195.75 | 0.013819 |  |  |  |  | 1069.8464 | 0 | 1069.8398 | 0.0030561
| 711.2947 | 0.09408 | 484.9732 | 0 | 484.9732 | -0.0024927 | 710.565 | 0.00078262 | 484.9732 | -0.017318 | 713.2917 | 0.00044205 | 711.2947 | 0.024155 | 484.9732 | 0.0036195 | 895.4252 | 0.0035729 | 1141.395 | 0.023369 | 796.051 | 0.0034485 | 1143.2087 | 0.066192 | 1195.9252 | 0.013678 |  |  |  |  | 1069.9025 | 0 | 1069.896 | 0.0030418
| 711.4581 | 0.087086 | 485.1963 | 0 | 485.1963 | 0.013525 | 710.7285 | 0 | 485.1963 | 0.025799 | 713.4556 | 0.00033346 | 711.4581 | 0.023062 | 485.1963 | 0.0090425 | 895.5051 | 0.0032003 | 1141.7142 | 0.025096 | 796.245 | 0.0027102 | 1143.2728 | 0.066422 | 1196.1003 | 0.01359 |  |  |  |  | 1069.9585 | 0 | 1069.952 | 0.0030386
| 711.6215 | 0.074538 | 485.4193 | 0 | 485.4193 | -0.0071976 | 710.892 | 0.00026087 | 485.4193 | -0.033447 | 713.6194 | 0.0004958 | 711.6215 | 0.024483 | 485.4193 | 0.0090425 | 895.5848 | 0.0033609 | 1142.0336 | 0.025519 | 796.439 | 0.0032163 | 1143.3368 | 0.066653 | 1196.2755 | 0.013584 |  |  |  |  | 1070.0147 | 0 | 1070.0081 | 0.0030482
| 711.7849 | 0.096696 | 485.6424 | 0 | 485.6424 | 0.0067882 | 711.0555 | 0 | 485.6424 | 0.046487 | 713.7833 | 0.00048483 | 711.7849 | 0.022297 | 485.6424 | 0 | 895.6647 | 0.0031898 | 1142.3531 | 0.023052 | 796.633 | 0.0029252 | 1143.4008 | 0.066888 | 1196.4508 | 0.013677 |  |  |  |  | 1070.0707 | 0 | 1070.0642 | 0.0030696
| 711.9483 | 0.086285 | 485.8655 | 0 | 485.8655 | -0.011293 | 711.2189 | 0.00026087 | 485.8655 | -0.010094 | 713.9472 | 0.00036417 | 711.9483 | 0.023609 | 485.8655 | 0 | 895.7445 | 0.0032941 | 1142.6728 | 0.0221 | 796.828 | 0.0029075 | 1143.4648 | 0.067119 | 1196.6262 | 0.01387 |  |  |  |  | 1070.1268 | 0 | 1070.1204 | 0.0030998
| 712.1117 | 0.095095 | 486.0886 | 0 | 486.0886 | 0.0074849 | 711.3824 | 0 | 486.0886 | 0.043489 | 714.1111 | 0.00054187 | 712.1117 | 0.021641 | 486.0886 | 0.0036213 | 895.8244 | 0.0037607 | 1142.9928 | 0.024285 | 797.022 | 0.0026241 | 1143.5289 | 0.067355 | 1196.8016 | 0.014149 |  |  |  |  | 1070.183 | 0 | 1070.1764 | 0.0031363
| 712.2751 | 0.076887 | 486.3117 | 0 | 486.3117 | 0.0011978 | 711.5459 | 0.00078262 | 486.3117 | -0.015131 | 714.275 | 0.00026216 | 712.2751 | 0.023827 | 486.3118 | 0.0090425 | 895.9042 | 0.0036529 | 1143.3129 | 0.023792 | 797.217 | 0.0039171 | 1143.5929 | 0.06759 | 1196.9771 | 0.014491 |  |  |  |  | 1070.239 | 0 | 1070.2325 | 0.0031721
| 712.4385 | 0.092639 | 486.5349 | 0 | 486.5349 | 0.0042205 | 711.7095 | 0.00017392 | 486.5349 | 0.01883 | 714.4389 | 0.0005309 | 712.4385 | 0.021423 | 486.5349 | 0.0090425 | 895.9841 | 0.0028938 | 1143.6332 | 0.023722 | 797.411 | 0.0021956 | 1143.657 | 0.067826 | 1197.1526 | 0.014864 |  |  |  |  | 1070.2952 | 0 | 1070.2886 | 0.0032015
| 712.6019 | 0.069199 | 486.758 | 0 | 486.758 | -0.013786 | 711.873 | 0.00026087 | 486.758 | -0.042492 | 714.6028 | 0.00031372 | 712.6019 | 0.022625 | 486.758 | 0.0090425 | 896.064 | 0.0029926 | 1143.9536 | 0.024003 | 797.606 | 0.0023175 | 1143.7211 | 0.068061 | 1197.3281 | 0.015239 |  |  |  |  | 1070.3513 | 0 | 1070.3447 | 0.0032205
| 712.7654 | 0.093653 | 486.9812 | 0 | 486.9812 | -0.017375 | 712.0365 | 0 | 486.9812 | 0.012866 | 714.7668 | 0.00056381 | 712.7654 | 0.021423 | 486.9812 | 0.0072445 | 896.1439 | 0.0038258 | 1144.2743 | 0.024814 | 797.801 | 0.0028506 | 1143.7852 | 0.068302 | 1197.5037 | 0.015583 |  |  |  |  | 1070.4073 | 0 | 1070.4009 | 0.0032261
| 712.9288 | 0.072189 | 487.2044 | 0 | 487.2044 | -0.00308 | 712.2 | 0.00026087 | 487.2044 | -0.021831 | 714.9307 | 0.00037843 | 712.9288 | 0.02339 | 487.2044 | 0.0036232 | 896.2238 | 0.0033841 | 1144.5951 | 0.024532 | 797.996 | 0.0022031 | 1143.8492 | 0.068538 | 1197.6793 | 0.015867 |  |  |  |  | 1070.4635 | 0 | 1070.457 | 0.0032174
| 713.0922 | 0.09077 | 487.4276 | 0 | 487.4276 | 0.011644 | 712.3636 | 0 | 487.4276 | 0.022603 | 715.0946 | 0.00043218 | 713.0922 | 0.022297 | 487.4276 | 0 | 896.3038 | 0.0028817 | 1144.916 | 0.024285 | 798.191 | 0.0028084 | 1143.9133 | 0.068778 | 1197.8551 | 0.01606 |  |  |  |  | 1070.5196 | 0 | 1070.5132 | 0.0031975
| 713.2557 | 0.078596 | 487.6508 | 0 | 487.6508 | -0.013313 | 712.5271 | 0.00078262 | 487.6508 | -0.028935 | 715.2586 | 0.00044315 | 713.2557 | 0.023499 | 487.6508 | 0 | 896.3837 | 0.0034489 | 1145.2372 | 0.024532 | 798.386 | 0.0034698 | 1143.9774 | 0.069019 | 1198.0308 | 0.016139 |  |  |  |  | 1070.5758 | 0 | 1070.5693 | 0.0031713
| 713.4191 | 0.094774 | 487.874 | 0 | 487.874 | 0.0044073 | 712.6906 | 0.00017392 | 487.874 | 0.041143 | 715.4225 | 0.00041902 | 713.4191 | 0.022516 | 487.874 | 0 | 896.4637 | 0.0037123 | 1145.5586 | 0.025096 | 798.581 | 0.0028293 | 1144.0415 | 0.06926 | 1198.2067 | 0.016093 |  |  |  |  | 1070.632 | 0 | 1070.6255 | 0.0031443
| 713.5826 | 0.071708 | 488.0972 | 0 | 488.0972 | -0.035397 | 712.8542 | 0.00026087 | 488.0972 | -0.027171 | 715.5865 | 0.00037514 | 713.5826 | 0.024265 | 488.0972 | 0.0018089 | 896.5437 | 0.0034988 | 1145.8801 | 0.023651 | 798.776 | 0.0031374 | 1144.1056 | 0.0695 | 1198.3824 | 0.01593 |  |  |  |  | 1070.6881 | 0 | 1070.6816 | 0.0031236
| 713.746 | 0.079397 | 488.3204 | 0 | 488.3204 | 0.014502 | 713.0177 | 0.00017392 | 488.3204 | 0.031456 | 715.7504 | 0.00047387 | 713.746 | 0.023718 | 488.3204 | 0 | 896.6237 | 0.0030603 | 1146.2019 | 0.022382 | 798.972 | 0.0020119 | 1144.1697 | 0.069746 | 1198.5584 | 0.015682 |  |  |  |  | 1070.7443 | 0 | 1070.7378 | 0.0031141
| 713.9095 | 0.07016 | 488.5437 | 0 | 488.5437 | 0.0066877 | 713.1813 | 0.00026087 | 488.5437 | -0.032625 | 715.9144 | 0.00038502 | 713.9095 | 0.024155 | 488.5437 | 0.0090425 | 896.7037 | 0.0030651 | 1146.5237 | 0.024462 | 799.167 | 0.0025881 | 1144.2338 | 0.069987 | 1198.7344 | 0.015398 |  |  |  |  | 1070.8004 | 0 | 1070.7939 | 0.0031189
| 714.073 | 0.085591 | 488.767 | 0 | 488.767 | -7.4944e-05 | 713.3448 | 0.00069566 | 488.767 | 0.0079488 | 716.0784 | 0.00044315 | 714.073 | 0.022188 | 488.767 | 0.0090425 | 896.7837 | 0.0028715 | 1146.8458 | 0.021571 | 799.363 | 0.0037081 | 1144.298 | 0.070233 | 1198.9104 | 0.015133 |  |  |  |  | 1070.8567 | 0 | 1070.8501 | 0.0031379
| 714.2365 | 0.070213 | 488.9902 | 0 | 488.9902 | -0.030615 | 713.5084 | 0 | 488.9902 | -0.032222 | 716.2423 | 0.00041354 | 714.2365 | 0.022625 | 488.9903 | 0 | 896.8637 | 0.0028184 | 1147.1681 | 0.024144 | 799.559 | 0.0030239 | 1144.3621 | 0.070479 | 1199.0864 | 0.014939 |  |  |  |  | 1070.9128 | 0 | 1070.9062 | 0.0031689
| 714.3999 | 0.082334 | 489.2135 | 0 | 489.2135 | 0.01072 | 713.672 | 0.00017392 | 489.2135 | 0.015866 | 716.4063 | 0.00043218 | 714.3999 | 0.022188 | 489.2135 | 0 | 896.9438 | 0.0034027 | 1147.4905 | 0.025026 | 799.754 | 0.0047767 | 1144.4263 | 0.070725 | 1199.2626 | 0.014846 |  |  |  |  | 1070.969 | 0 | 1070.9625 | 0.0032094
| 714.5634 | 0.069466 | 489.4369 | 0 | 489.4369 | -0.0023342 | 713.8355 | 0.00026087 | 489.4369 | -0.043698 | 716.5703 | 0.00043328 | 714.5634 | 0.024265 | 489.4368 | 0.0054338 | 897.0239 | 0.0034122 | 1147.8131 | 0.023369 | 799.95 | 0.003378 | 1144.4904 | 0.07097 | 1199.4387 | 0.014864 |  |  |  |  | 1071.0251 | 0 | 1071.0187 | 0.0032523
| 714.7269 | 0.083722 | 489.6602 | 0 | 489.6602 | 0.0076713 | 713.9991 | 0 | 489.6602 | 0.0078269 | 716.7343 | 0.00055175 | 714.7269 | 0.022625 | 489.6602 | 0 | 897.1039 | 0.0039431 | 1148.136 | 0.023369 | 800.146 | 0.0023522 | 1144.5546 | 0.071221 | 1199.615 | 0.014981 |  |  |  |  | 1071.0814 | 0 | 1071.0748 | 0.0032944
| 714.8904 | 0.069199 | 489.8835 | 0 | 489.8835 | -8.2542e-05 | 714.1627 | 0 | 489.8835 | -0.038785 | 716.8984 | 0.00022816 | 714.8904 | 0.024374 | 489.8835 | 0 | 897.184 | 0.004287 | 1148.4589 | 0.023933 | 800.342 | 0.0015091 | 1144.6186 | 0.071467 | 1199.7913 | 0.015178 |  |  |  |  | 1071.1376 | 0 | 1071.1311 | 0.0033326
| 715.0539 | 0.080625 | 490.1069 | 0 | 490.1069 | -0.0077241 | 714.3263 | 0 | 490.1069 | 0.035916 | 717.0624 | 0.00061208 | 715.0539 | 0.022734 | 490.1069 | 0 | 897.2642 | 0.0044549 | 1148.7821 | 0.025167 | 800.539 | 0.0036545 | 1144.6829 | 0.071718 | 1199.9675 | 0.015432 |  |  |  |  | 1071.1939 | 0 | 1071.1873 | 0.0033643
| 715.2174 | 0.073257 | 490.3302 | 0 | 490.3302 | -0.0095025 | 714.4899 | 0.00026087 | 490.3302 | -0.021856 | 717.2264 | 0.00022377 | 715.2174 | 0.021423 | 490.3302 | 0 | 897.3442 | 0.0041861 | 1149.1055 | 0.023369 | 800.735 | 0.002653 | 1144.7471 | 0.071969 | 1200.1439 | 0.015722 |  |  |  |  | 1071.25 | 0 | 1071.2435 | 0.0033898
| 715.3809 | 0.083829 | 490.5536 | 0 | 490.5536 | 0.0093015 | 714.6535 | 0.00017392 | 490.5536 | 0.051282 | 717.3904 | 0.00072506 | 715.3809 | 0.019783 | 490.5536 | 0 | 897.4244 | 0.0035874 | 1149.429 | 0.023722 | 800.931 | 0.0019008 | 1144.8113 | 0.07222 | 1200.3203 | 0.016028 |  |  |  |  | 1071.3063 | 0 | 1071.2997 | 0.0034088
| 715.5445 | 0.098298 | 490.777 | 0 | 490.777 | -0.018651 | 714.8171 | 0.00078262 | 490.777 | -0.019234 | 717.5545 | 0.00021829 | 715.5445 | 0.020658 | 490.777 | 0 | 897.5045 | 0.00366 | 1149.7527 | 0.023616 | 801.128 | 0.0038845 | 1144.8754 | 0.072471 | 1200.4968 | 0.016325 |  |  |  |  | 1071.3624 | 0 | 1071.356 | 0.0034223
| 715.708 | 0.14502 | 491.0004 | 0 | 491.0004 | 0.00072884 | 714.9807 | 0.00017392 | 491.0004 | 0.031657 | 717.7185 | 0.00062305 | 715.708 | 0.022953 | 491.0004 | 0.0036213 | 897.5847 | 0.0038036 | 1150.0765 | 0.023827 | 801.324 | 0.0038959 | 1144.9396 | 0.072727 | 1200.6733 | 0.016583 |  |  |  |  | 1071.4187 | 0 | 1071.4122 | 0.0034319
| 715.8715 | 0.11987 | 491.2238 | 0 | 491.2238 | -0.0055878 | 715.1443 | 0 | 491.2238 | -0.02627 | 717.8826 | 0.00030055 | 715.8715 | 0.023937 | 491.2238 | 0.0090425 | 897.665 | 0.0035506 | 1150.4006 | 0.026013 | 801.521 | 0.0027302 | 1145.0038 | 0.072983 | 1200.85 | 0.016766 |  |  |  |  | 1071.475 | 0 | 1071.4684 | 0.0034374
| 716.0351 | 0.14838 | 491.4472 | 0 | 491.4472 | -0.0007907 | 715.308 | 0.00069566 | 491.4472 | 0.020148 | 718.0466 | 0.0005671 | 716.0351 | 0.023172 | 491.4472 | 0.0018107 | 897.745 | 0.0040028 | 1150.7249 | 0.025096 | 801.718 | 0.0017346 | 1145.068 | 0.073234 | 1201.0266 | 0.016843 |  |  |  |  | 1071.5312 | 0 | 1071.5247 | 0.0034398
| 716.1986 | 0.11453 | 491.6707 | 0 | 491.6707 | 0.0099048 | 715.4716 | 0.00078262 | 491.6707 | -0.0063673 | 718.2107 | 0.00036527 | 716.1986 | 0.024811 | 491.6707 | 0 | 897.8252 | 0.0039956 | 1151.0493 | 0.023898 | 801.914 | 0.0027833 | 1145.1323 | 0.07349 | 1201.2032 | 0.016797 |  |  |  |  | 1071.5874 | 0 | 1071.5809 | 0.0034406
| 716.3621 | 0.15073 | 491.8941 | 0 | 491.8941 | 0.007185 | 715.6352 | 0.00069566 | 491.8941 | 0.016898 | 718.3748 | 0.00051335 | 716.3621 | 0.023827 | 491.8941 | 0 | 897.9055 | 0.0040375 | 1151.3739 | 0.021853 | 802.111 | 0.0023172 | 1145.1965 | 0.073751 | 1201.38 | 0.016628 |  |  |  |  | 1071.6437 | 0 | 1071.6372 | 0.0034406
| 716.5257 | 0.10054 | 492.1176 | 0 | 492.1176 | -0.00023848 | 715.7988 | 0 | 492.1176 | -0.029037 | 718.5388 | 0.00038392 | 716.5257 | 0.023937 | 492.1176 | 0 | 897.9857 | 0.0044725 | 1151.6987 | 0.025519 | 802.308 | 0.0020565 | 1145.2607 | 0.074007 | 1201.5568 | 0.016364 |  |  |  |  | 1071.6999 | 0 | 1071.6935 | 0.0034398
| 716.6893 | 0.15564 | 492.3411 | 0 | 492.3411 | -0.0026236 | 715.9625 | 0.00069566 | 492.3411 | 0.024853 | 718.7029 | 0.00052103 | 716.6893 | 0.022516 | 492.3411 | 0 | 898.0659 | 0.0049046 | 1152.0238 | 0.023193 | 802.506 | 0.0030475 | 1145.3249 | 0.074264 | 1201.7336 | 0.016046 |  |  |  |  | 1071.7562 | 0 | 1071.7498 | 0.0034414
| 716.8528 | 0.12233 | 492.5646 | 0 | 492.5646 | -0.021654 | 716.1261 | 0 | 492.5646 | -0.015611 | 718.867 | 0.00044644 | 716.8528 | 0.023499 | 492.5646 | 0 | 898.1462 | 0.0046426 | 1152.3489 | 0.023651 | 802.703 | 0.002772 | 1145.3893 | 0.074525 | 1201.9105 | 0.015732 |  |  |  |  | 1071.8125 | 0 | 1071.806 | 0.0034454
| 717.0164 | 0.16408 | 492.7881 | 0 | 492.7881 | -0.0044762 | 716.2898 | 0.00017392 | 492.7881 | 0.009271 | 719.0311 | 0.00046399 | 717.0164 | 0.02339 | 492.7881 | 0.0090425 | 898.2264 | 0.0042392 | 1152.6743 | 0.023263 | 802.9 | 0.0027971 | 1145.4535 | 0.074786 | 1202.0875 | 0.015479 |  |  |  |  | 1071.8688 | 0 | 1071.8623 | 0.0034517
| 717.18 | 0.13258 | 493.0116 | 0 | 493.0116 | -0.011523 | 716.4534 | 0.00026087 | 493.0116 | -0.050314 | 719.1952 | 0.00046838 | 717.18 | 0.02492 | 493.0116 | 0.0090425 | 898.3068 | 0.0044344 | 1152.9999 | 0.020303 | 803.098 | 0.0019536 | 1145.5177 | 0.075047 | 1202.2645 | 0.015333 |  |  |  |  | 1071.9251 | 0 | 1071.9186 | 0.0034581
| 717.3435 | 0.14897 | 493.2351 | 0 | 493.2351 | 0.0092031 | 716.6171 | 0 | 493.2351 | 0.025836 | 719.3593 | 0.00042121 | 717.3435 | 0.023281 | 493.2351 | 0 | 898.3871 | 0.0046288 | 1153.3256 | 0.023827 | 803.295 | 0.0037948 | 1145.582 | 0.075308 | 1202.4415 | 0.01532 |  |  |  |  | 1071.9813 | 0 | 1071.9749 | 0.0034644
| 717.5071 | 0.129 | 493.4587 | 0 | 493.4587 | -0.018712 | 716.7808 | 0.00078262 | 493.4587 | -0.015041 | 719.5235 | 0.0004267 | 717.5071 | 0.023937 | 493.4587 | 0 | 898.4674 | 0.0041779 | 1153.6515 | 0.023334 | 803.493 | 0.0028559 | 1145.6462 | 0.075575 | 1202.6187 | 0.015438 |  |  |  |  | 1072.0377 | 0 | 1072.0311 | 0.0034676
| 717.6707 | 0.17043 | 493.6823 | 0 | 493.6823 | 0.027924 | 716.9444 | 0.00017392 | 493.6823 | 0.03526 | 719.6876 | 0.00043986 | 717.6707 | 0.022406 | 493.6823 | 0 | 898.5477 | 0.0037918 | 1153.9775 | 0.024003 | 803.69 | 0.0038103 | 1145.7106 | 0.075836 | 1202.7958 | 0.015657 |  |  |  |  | 1072.094 | 0 | 1072.0874 | 0.0034644
| 717.8343 | 0.14395 | 493.9058 | 0 | 493.9058 | -0.0061047 | 717.1081 | 0.00026087 | 493.9058 | -0.052132 | 719.8517 | 0.00048593 | 717.8343 | 0.023937 | 493.9058 | 0.0090425 | 898.6282 | 0.003818 | 1154.3038 | 0.024003 | 803.888 | 0.0035142 | 1145.7749 | 0.076102 | 1202.973 | 0.015928 |  |  |  |  | 1072.1503 | 0 | 1072.1438 | 0.0034549
| 717.9979 | 0.17139 | 494.1294 | 0 | 494.1294 | 0.004843 | 717.2718 | 0.00069566 | 494.1294 | 0.034021 | 720.0159 | 0.00031043 | 717.9979 | 0.023281 | 494.1294 | 0 | 898.7084 | 0.0039032 | 1154.6302 | 0.02418 | 804.086 | 0.002362 | 1145.8392 | 0.076369 | 1203.1503 | 0.016194 |  |  |  |  | 1072.2065 | 0 | 1072.2001 | 0.0034382
| 718.1615 | 0.14555 | 494.353 | 0 | 494.353 | 0.0020579 | 717.4355 | 0.00078262 | 494.353 | -0.031498 | 720.18 | 0.00047167 | 718.1615 | 0.024592 | 494.353 | 0 | 898.7888 | 0.0040945 | 1154.9569 | 0.024391 | 804.284 | 0.0017657 | 1145.9034 | 0.076635 | 1203.3276 | 0.016407 |  |  |  |  | 1072.2629 | 0 | 1072.2564 | 0.0034152
| 718.3251 | 0.14908 | 494.5766 | 0 | 494.5766 | 0.01017 | 717.5992 | 0.00017392 | 494.5766 | 0.0034609 | 720.3442 | 0.00040147 | 718.3251 | 0.023937 | 494.5766 | 0 | 898.8692 | 0.0044997 | 1155.2838 | 0.024321 | 804.482 | 0.00418 | 1145.9678 | 0.076901 | 1203.505 | 0.016542 |  |  |  |  | 1072.3192 | 0 | 1072.3127 | 0.0033874
| 718.4887 | 0.14438 | 494.8003 | 0 | 494.8003 | -0.012332 | 717.7629 | 0.00026087 | 494.8003 | -0.020928 | 720.5083 | 0.00050787 | 718.4887 | 0.025139 | 494.8003 | 0.0090425 | 898.9496 | 0.0047419 | 1155.6108 | 0.022241 | 804.68 | 0.0025996 | 1146.0321 | 0.077168 | 1203.6824 | 0.016603 |  |  |  |  | 1072.3756 | 0 | 1072.369 | 0.0033588
| 718.6523 | 0.15543 | 495.0239 | 0 | 495.0239 | 0.00294 | 717.9266 | 0.00017392 | 495.0239 | 0.019272 | 720.6725 | 0.00036088 | 718.6523 | 0.023718 | 495.0239 | 0.0090425 | 899.03 | 0.0043329 | 1155.938 | 0.023475 | 804.879 | 0.0021649 | 1146.0964 | 0.077439 | 1203.8599 | 0.016616 |  |  |  |  | 1072.4319 | 0 | 1072.4254 | 0.0033326
| 718.816 | 0.14123 | 495.2476 | 0 | 495.2476 | -0.017688 | 718.0903 | 0.00026087 | 495.2476 | -0.018992 | 720.8366 | 0.00036746 | 718.816 | 0.024811 | 495.2476 | 0.0072445 | 899.1105 | 0.0034034 | 1156.2654 | 0.023686 | 805.077 | 0.0025822 | 1146.1608 | 0.07771 | 1204.0374 | 0.016623 |  |  |  |  | 1072.4883 | 0 | 1072.4817 | 0.0033111
| 718.9796 | 0.1511 | 495.4712 | 0 | 495.4712 | -0.0088765 | 718.254 | 0 | 495.4712 | 0.014965 | 721.0008 | 0.00037734 | 718.9796 | 0.023609 | 495.4712 | 0 | 899.1909 | 0.0031866 | 1156.5929 | 0.020655 | 805.276 | 0.0025654 | 1146.2251 | 0.077982 | 1204.215 | 0.016657 |  |  |  |  | 1072.5447 | 0 | 1072.5381 | 0.0032968
| 719.1432 | 0.18175 | 495.6949 | 0 | 495.6949 | -0.0081436 | 718.4177 | 0 | 495.6949 | -0.024554 | 721.165 | 0.00054955 | 719.1432 | 0.024592 | 495.6949 | 0.0090425 | 899.2714 | 0.0039969 | 1156.9207 | 0.022664 | 805.474 | 0.003363 | 1146.2894 | 0.078253 | 1204.3926 | 0.016735 |  |  |  |  | 1072.601 | 0 | 1072.5945 | 0.0032905
| 719.3069 | 0.15527 | 495.9186 | 0 | 495.9186 | 0.0031843 | 718.5815 | 0 | 495.9186 | 0.018656 | 721.3292 | 0.00031372 | 719.3069 | 0.023062 | 495.9186 | 0.0090425 | 899.3519 | 0.0042126 | 1157.2487 | 0.023475 | 805.673 | 0.0023555 | 1146.3539 | 0.078525 | 1204.5703 | 0.016848 |  |  |  |  | 1072.6573 | 0 | 1072.6508 | 0.0032928
| 719.4705 | 0.15276 | 496.1423 | 0 | 496.1423 | -0.023051 | 718.7452 | 0.00078262 | 496.1423 | -0.043877 | 721.4934 | 0.00052103 | 719.4705 | 0.023827 | 496.1423 | 0.0090425 | 899.4324 | 0.0040944 | 1157.5768 | 0.021289 | 805.872 | 0.0028528 | 1146.4182 | 0.078796 | 1204.748 | 0.016968 |  |  |  |  | 1072.7137 | 0 | 1072.7071 | 0.0033016
| 719.6342 | 0.1558 | 496.366 | 0 | 496.366 | 0.01095 | 718.9089 | 0 | 496.366 | 0.02922 | 721.6576 | 0.00029836 | 719.6342 | 0.022516 | 496.366 | 0.0090425 | 899.5129 | 0.0041883 | 1157.9052 | 0.023193 | 806.071 | 0.0020158 | 1146.4825 | 0.079073 | 1204.9258 | 0.017055 |  |  |  |  | 1072.7701 | 0 | 1072.7635 | 0.0033135
| 719.7979 | 0.20578 | 496.5898 | 0 | 496.5898 | 0.010181 | 719.0727 | 0.00026087 | 496.5898 | -0.016872 | 721.8218 | 0.00054187 | 719.7979 | 0.024483 | 496.5898 | 0.0090425 | 899.5934 | 0.0043265 | 1158.2336 | 0.021501 | 806.27 | 0.0025088 | 1146.547 | 0.079349 | 1205.1036 | 0.017079 |  |  |  |  | 1072.8264 | 0 | 1072.82 | 0.0033278
| 719.9615 | 0.15468 | 496.8135 | 0 | 496.8135 | -0.0014499 | 719.2364 | 0 | 496.8135 | 0.02955 | 721.986 | 0.00036198 | 719.9615 | 0.023609 | 496.8135 | 0 | 899.674 | 0.0045552 | 1158.5623 | 0.023545 | 806.469 | 0.0035884 | 1146.6113 | 0.079626 | 1205.2815 | 0.017024 |  |  |  |  | 1072.8828 | 0 | 1072.8763 | 0.0033397
| 720.1252 | 0.20461 | 497.0373 | 0 | 497.0373 | 0.0090736 | 719.4002 | 0.00078262 | 497.0373 | -0.012511 | 722.1503 | 0.00048483 | 720.1252 | 0.02492 | 497.0373 | 0 | 899.7545 | 0.0044949 | 1158.8911 | 0.024744 | 806.668 | 0.0028214 | 1146.6758 | 0.079902 | 1205.4595 | 0.016896 |  |  |  |  | 1072.9392 | 0 | 1072.9327 | 0.0033477
| 720.2889 | 0.18133 | 497.2611 | 0 | 497.2611 | 0.011638 | 719.5639 | 0.00017392 | 497.2611 | 0.01083 | 722.3145 | 0.00036966 | 720.2889 | 0.023718 | 497.2611 | 0 | 899.8351 | 0.0040601 | 1159.2202 | 0.020479 | 806.867 | 0.0035865 | 1146.7401 | 0.080179 | 1205.6375 | 0.016721 |  |  |  |  | 1072.9956 | 0 | 1072.9891 | 0.00335
| 720.4525 | 0.20535 | 497.4849 | 0 | 497.4849 | -0.0073567 | 719.7277 | 0.0013044 | 497.4849 | -0.011334 | 722.4787 | 0.00044973 | 720.4525 | 0.025248 | 497.4848 | 0 | 899.9156 | 0.0039068 | 1159.5494 | 0.021959 | 807.067 | 0.0030911 | 1146.8046 | 0.080456 | 1205.8156 | 0.016536 |  |  |  |  | 1073.052 | 0 | 1073.0455 | 0.0033461
| 720.6162 | 0.18437 | 497.7087 | 0 | 497.7087 | -3.2781e-05 | 719.8914 | 0 | 497.7087 | 0.026873 | 722.643 | 0.00043218 | 720.6162 | 0.023937 | 497.7087 | 0 | 899.9963 | 0.003532 | 1159.8789 | 0.023193 | 807.266 | 0.0026311 | 1146.869 | 0.080737 | 1205.9937 | 0.016376 |  |  |  |  | 1073.1085 | 0 | 1073.1019 | 0.0033357
| 720.7799 | 0.20503 | 497.9325 | 0 | 497.9325 | -0.0027708 | 720.0552 | 0.00078262 | 497.9325 | -0.025423 | 722.8073 | 0.00043328 | 720.7799 | 0.024483 | 497.9325 | 0 | 900.0769 | 0.0034919 | 1160.2085 | 0.022876 | 807.466 | 0.0026201 | 1146.9334 | 0.081019 | 1206.1718 | 0.016274 |  |  |  |  | 1073.1649 | 0 | 1073.1583 | 0.0033191
| 720.9436 | 0.19628 | 498.1563 | 0 | 498.1563 | -0.005524 | 720.219 | 0 | 498.1563 | 0.010278 | 722.9715 | 0.00043657 | 720.9436 | 0.023172 | 498.1563 | 0 | 900.1574 | 0.0036289 | 1160.5383 | 0.022206 | 807.665 | 0.0036434 | 1146.9978 | 0.081301 | 1206.35 | 0.016248 |  |  |  |  | 1073.2213 | 0 | 1073.2147 | 0.0032976
| 721.1073 | 0.1825 | 498.3801 | 0 | 498.3801 | -0.0071921 | 720.3827 | 0.00078262 | 498.3801 | -0.036375 | 723.1358 | 0.00038831 | 721.1073 | 0.024811 | 498.3801 | 0.0018107 | 900.238 | 0.0039139 | 1160.8684 | 0.023475 | 807.865 | 0.0030357 | 1147.0623 | 0.081582 | 1206.5282 | 0.016308 |  |  |  |  | 1073.2777 | 0 | 1073.2712 | 0.0032714
| 721.271 | 0.19804 | 498.604 | 0 | 498.604 | 0.00076713 | 720.5465 | 0.00017392 | 498.604 | 0.038605 | 723.3001 | 0.00042121 | 721.271 | 0.024374 | 498.604 | 0 | 900.3187 | 0.003761 | 1161.1985 | 0.023052 | 808.065 | 0.0025651 | 1147.1267 | 0.081864 | 1206.7065 | 0.016451 |  |  |  |  | 1073.3342 | 0 | 1073.3276 | 0.003242
| 721.4347 | 0.20065 | 498.8279 | 0 | 498.8279 | -0.020176 | 720.7103 | 0.00026087 | 498.8279 | -0.029801 | 723.4643 | 0.0003894 | 721.4347 | 0.024702 | 498.8279 | 0 | 900.3994 | 0.0040857 | 1161.5289 | 0.021853 | 808.265 | 0.0027206 | 1147.1912 | 0.082146 | 1206.8849 | 0.016668 |  |  |  |  | 1073.3906 | 0 | 1073.384 | 0.0032094
| 721.5984 | 0.20258 | 499.0517 | 0 | 499.0517 | -0.0067617 | 720.8741 | 0 | 499.0517 | 0.019408 | 723.6286 | 0.00042889 | 721.5984 | 0.023062 | 499.0517 | 0.0090425 | 900.48 | 0.0043055 | 1161.8595 | 0.022312 | 808.465 | 0.0022854 | 1147.2556 | 0.082433 | 1207.0634 | 0.016951 |  |  |  |  | 1073.447 | 0 | 1073.4406 | 0.0031737
| 721.7622 | 0.18138 | 499.2756 | 0 | 499.2756 | -0.001256 | 721.0379 | 0.00078262 | 499.2756 | -0.025683 | 723.7929 | 0.00036417 | 721.7622 | 0.024155 | 499.2756 | 0.0090425 | 900.5608 | 0.0045509 | 1162.1902 | 0.023898 | 808.665 | 0.0031459 | 1147.3201 | 0.082719 | 1207.2418 | 0.017292 |  |  |  |  | 1073.5035 | 0 | 1073.4969 | 0.003134
| 721.9259 | 0.18079 | 499.4995 | 0 | 499.4995 | -0.0097484 | 721.2017 | 0.00017392 | 499.4995 | 0.022439 | 723.9572 | 0.00047825 | 721.9259 | 0.023827 | 499.4995 | 0.0090425 | 900.6415 | 0.0043786 | 1162.5211 | 0.020725 | 808.866 | 0.0016546 | 1147.3845 | 0.083006 | 1207.4203 | 0.017682 |  |  |  |  | 1073.5599 | 0 | 1073.5535 | 0.0030934
| 722.0896 | 0.17903 | 499.7235 | 0 | 499.7235 | 0.00041223 | 721.3655 | 0.00078262 | 499.7235 | -0.031161 | 724.1215 | 0.00036856 | 722.0896 | 0.025795 | 499.7235 | 0.0018107 | 900.7222 | 0.0043028 | 1162.8523 | 0.023087 | 809.066 | 0.0026641 | 1147.4491 | 0.083293 | 1207.5989 | 0.018114 |  |  |  |  | 1073.6165 | 0 | 1073.6099 | 0.0030537
| 722.2534 | 0.18255 | 499.9474 | 0 | 499.9474 | 0.00080685 | 721.5294 | 0.00017392 | 499.9474 | 0.03313 | 724.2858 | 0.00040915 | 722.2534 | 0.024374 | 499.9474 | 0 | 900.8029 | 0.004194 | 1163.1836 | 0.022135 | 809.266 | 0.0029782 | 1147.5135 | 0.08358 | 1207.7776 | 0.018577 |  |  |  |  | 1073.6728 | 0 | 1073.6664 | 0.0030188
| 722.4171 | 0.17631 | 500.1713 | -0.027955 | 500.1713 | 0.0010939 | 721.6932 | 0.00078262 | 500.1713 | -0.021585 | 724.4502 | 0.00046619 | 722.4171 | 0.025685 | 500.1713 | 0.0072445 | 900.8837 | 0.0047743 | 1163.5151 | 0.023299 | 809.467 | 0.0024674 | 1147.578 | 0.083872 | 1207.9562 | 0.019055 |  |  |  |  | 1073.7294 | 0 | 1073.7229 | 0.0029933
| 722.5809 | 0.18416 | 500.3953 | 0.007711 | 500.3953 | 0.0095616 | 721.857 | 0.00017392 | 500.3953 | 0.018251 | 724.6145 | 0.00031262 | 722.5809 | 0.024046 | 500.3953 | 0.0054338 | 900.9645 | 0.0053511 | 1163.8468 | 0.019633 | 809.668 | 0.0035116 | 1147.6426 | 0.084159 | 1208.135 | 0.019525 |  |  |  |  | 1073.7859 | 0 | 1073.7793 | 0.0029814
| 722.7446 | 0.17705 | 500.6193 | -0.018247 | 500.6193 | -0.0012411 | 722.0208 | 0.00078262 | 500.6193 | -0.014464 | 724.7788 | 0.00057369 | 722.7446 | 0.025358 | 500.6193 | 0.0090425 | 901.0452 | 0.0050782 | 1164.1787 | 0.024039 | 809.868 | 0.0033769 | 1147.707 | 0.08445 | 1208.3137 | 0.01996 |  |  |  |  | 1073.8424 | 0 | 1073.8358 | 0.002987
| 722.9084 | 0.18528 | 500.8433 | 0.0055697 | 500.8433 | -0.017457 | 722.1847 | 0 | 500.8433 | 0.020303 | 724.9432 | 0.00033236 | 722.9084 | 0.023718 | 500.8433 | 0 | 901.126 | 0.0047298 | 1164.5107 | 0.02277 | 810.069 | 0.0026362 | 1147.7716 | 0.084742 | 1208.4926 | 0.020331 |  |  |  |  | 1073.8988 | 0 | 1073.8923 | 0.0030116
| 723.0721 | 0.17999 | 501.0673 | -0.01909 | 501.0673 | 0.00081692 | 722.3485 | 0.00026087 | 501.0673 | -0.030163 | 725.1075 | 0.00052213 | 723.0721 | 0.024374 | 501.0673 | 0.0090425 | 901.2068 | 0.0050246 | 1164.843 | 0.021219 | 810.27 | 0.0029097 | 1147.8361 | 0.085034 | 1208.6715 | 0.020616 |  |  |  |  | 1073.9553 | 0 | 1073.9488 | 0.0030529
| 723.2359 | 0.19094 | 501.2913 | 0.0095922 | 501.2913 | 0.012659 | 722.5123 | 0.00017392 | 501.2913 | 0.015949 | 725.2719 | 0.00037953 | 723.2359 | 0.022625 | 501.2913 | 0 | 901.2877 | 0.0053628 | 1165.1755 | 0.024003 | 810.471 | 0.0028886 | 1147.9006 | 0.085331 | 1208.8505 | 0.020799 |  |  |  |  | 1074.0118 | 0 | 1074.0054 | 0.0031093
| 723.3997 | 0.18213 | 501.5153 | -0.013241 | 501.5153 | -0.018087 | 722.6762 | 0 | 501.5153 | -0.018737 | 725.4362 | 0.00038282 | 723.3997 | 0.024155 | 501.5153 | 0.0090425 | 901.3685 | 0.0046362 | 1165.5082 | 0.021501 | 810.672 | 0.0025229 | 1147.9652 | 0.085623 | 1209.0294 | 0.020885 |  |  |  |  | 1074.0684 | 0 | 1074.0618 | 0.0031745
| 723.5634 | 0.19569 | 501.7393 | 0.0056586 | 501.7393 | 0.0071303 | 722.8401 | 0.00069566 | 501.7393 | 0.018934 | 725.6006 | 0.00047606 | 723.5634 | 0.02339 | 501.7393 | 0 | 901.4494 | 0.0032534 | 1165.8409 | 0.022488 | 810.874 | 0.0030676 | 1148.0297 | 0.08592 | 1209.2085 | 0.020892 |  |  |  |  | 1074.1249 | 0 | 1074.1183 | 0.0032412
| 723.7272 | 0.17988 | 501.9634 | -0.021168 | 501.9634 | -0.0099855 | 723.0039 | 0 | 501.9634 | -0.018293 | 725.765 | 0.00041463 | 723.7272 | 0.025358 | 501.9634 | 0.0090425 | 901.5303 | 0.0033868 | 1166.174 | 0.022206 | 811.075 | 0.0025068 | 1148.0942 | 0.086217 | 1209.3876 | 0.020855 |  |  |  |  | 1074.1814 | 0 | 1074.1749 | 0.0033016
| 723.891 | 0.20952 | 502.1875 | 0.0069498 | 502.1875 | -0.0032719 | 723.1678 | 0.00017392 | 502.1875 | 0.018325 | 725.9293 | 0.0003916 | 723.891 | 0.024592 | 502.1875 | 0.0018125 | 901.6111 | 0.0039298 | 1166.5072 | 0.024356 | 811.277 | 0.0036757 | 1148.1588 | 0.086515 | 1209.5668 | 0.020813 |  |  |  |  | 1074.2379 | 0 | 1074.2314 | 0.00335
| 724.0548 | 0.2029 | 502.4115 | -0.019527 | 502.4115 | 0.0091798 | 723.3317 | 0.00026087 | 502.4115 | -0.0054857 | 726.0937 | 0.00040695 | 724.0548 | 0.026341 | 502.4115 | 0 | 901.6921 | 0.0037452 | 1166.8406 | 0.022206 | 811.478 | 0.0025042 | 1148.2234 | 0.086812 | 1209.746 | 0.020798 |  |  |  |  | 1074.2944 | 0 | 1074.288 | 0.003381
| 724.2186 | 0.21064 | 502.6356 | 0.014111 | 502.6356 | 0.0074556 | 723.4955 | 0.00069566 | 502.6356 | 0.024949 | 726.2581 | 0.00038502 | 724.2186 | 0.024811 | 502.6356 | 0 | 901.7729 | 0.003777 | 1167.1742 | 0.023299 | 811.68 | 0.0018003 | 1148.288 | 0.087109 | 1209.9252 | 0.020826 |  |  |  |  | 1074.3511 | 0 | 1074.3445 | 0.0033929
| 724.3824 | 0.19916 | 502.8597 | -0.018917 | 502.8597 | -0.017494 | 723.6594 | 0 | 502.8597 | -0.014135 | 726.4225 | 0.0004267 | 724.3824 | 0.025685 | 502.8597 | 0.0036213 | 901.8539 | 0.0040314 | 1167.5079 | 0.02566 | 811.882 | 0.0024289 | 1148.3525 | 0.087411 | 1210.1045 | 0.020891 |  |  |  |  | 1074.4076 | 0 | 1074.401 | 0.0033874
| 724.5462 | 0.22628 | 503.0838 | 0.010594 | 503.0838 | 0.0083079 | 723.8233 | 0 | 503.0838 | 0.019716 | 726.5869 | 0.00035211 | 724.5462 | 0.023718 | 503.0838 | 0 | 901.9348 | 0.0038287 | 1167.8419 | 0.021994 | 812.083 | 0.0026808 | 1148.4171 | 0.087708 | 1210.2839 | 0.020966 |  |  |  |  | 1074.4641 | 0 | 1074.4575 | 0.0033675
| 724.7101 | 0.2077 | 503.308 | -0.010881 | 503.308 | -0.01621 | 723.9872 | 0.00026087 | 503.308 | -0.022671 | 726.7514 | 0.0004267 | 724.7101 | 0.024265 | 503.308 | 0.0036213 | 902.0158 | 0.0043922 | 1168.1762 | 0.02277 | 812.285 | 0.003171 | 1148.4817 | 0.08801 | 1210.4634 | 0.021018 |  |  |  |  | 1074.5206 | 0 | 1074.5142 | 0.0033373
| 724.8739 | 0.22207 | 503.5321 | 0.012065 | 503.5321 | -0.0089909 | 724.1511 | 0 | 503.5321 | 0.01357 | 726.9158 | 0.00034662 | 724.8739 | 0.022844 | 503.5321 | 0 | 902.0968 | 0.0051886 | 1168.5105 | 0.022876 | 812.488 | 0.002706 | 1148.5464 | 0.088312 | 1210.6428 | 0.021016 |  |  |  |  | 1074.5773 | 0 | 1074.5707 | 0.0033008
| 725.0377 | 0.22441 | 503.7563 | -0.016806 | 503.7563 | 0.013543 | 724.315 | 0.00078262 | 503.7563 | -0.0088256 | 727.0802 | 0.00049471 | 725.0377 | 0.024811 | 503.7563 | 0.0090425 | 902.1777 | 0.0055089 | 1168.845 | 0.021466 | 812.69 | 0.0037711 | 1148.611 | 0.088614 | 1210.8224 | 0.020954 |  |  |  |  | 1074.6338 | 0 | 1074.6273 | 0.0032611
| 725.2015 | 0.22313 | 503.9804 | 0.014634 | 503.9804 | -0.011274 | 724.4789 | 0.00017392 | 503.9804 | 0.011609 | 727.2446 | 0.00035101 | 725.2015 | 0.024265 | 503.9805 | -0.0036195 | 902.2588 | 0.0051122 | 1169.1798 | 0.021466 | 812.892 | 0.0019643 | 1148.6755 | 0.088917 | 1211.002 | 0.020849 |  |  |  |  | 1074.6904 | 0 | 1074.6838 | 0.0032174
| 725.3654 | 0.2132 | 504.2046 | -0.02183 | 504.2046 | 0.0027117 | 724.6428 | 0.00026087 | 504.2046 | -0.0141 | 727.4091 | 0.00041902 | 725.3654 | 0.025576 | 504.2046 | 0.0072427 | 902.3398 | 0.0042727 | 1169.5147 | 0.02143 | 813.094 | 0.0032909 | 1148.7402 | 0.089224 | 1211.1815 | 0.020744 |  |  |  |  | 1074.7469 | 0 | 1074.7405 | 0.0031721
| 725.5292 | 0.2415 | 504.4288 | 0.011311 | 504.4288 | 0.00046515 | 724.8067 | 0.00017392 | 504.4288 | 0.029575 | 727.5735 | 0.00039818 | 725.5292 | 0.023827 | 504.4288 | 0.0072427 | 902.4208 | 0.0044283 | 1169.8499 | 0.022946 | 813.297 | 0.0034517 | 1148.8048 | 0.089531 | 1211.3612 | 0.020688 |  |  |  |  | 1074.8036 | 0 | 1074.797 | 0.0031252
| 725.6931 | 0.22917 | 504.653 | -0.020895 | 504.653 | -0.010427 | 724.9706 | 0 | 504.653 | -0.026117 | 727.738 | 0.00056052 | 725.6931 | 0.024592 | 504.653 | 0.0090425 | 902.5018 | 0.0051943 | 1170.1852 | 0.022135 | 813.499 | 0.0023209 | 1148.8695 | 0.089833 | 1211.541 | 0.020724 |  |  |  |  | 1074.8601 | 0 | 1074.8536 | 0.0030807
| 725.8569 | 0.24572 | 504.8773 | 0.0056878 | 504.8773 | -0.009787 | 725.1346 | 0.00017392 | 504.8773 | 0.026862 | 727.9024 | 0.00024351 | 725.8569 | 0.023937 | 504.8773 | 0 | 902.5828 | 0.0052529 | 1170.5206 | 0.022911 | 813.702 | 0.0037316 | 1148.9341 | 0.090141 | 1211.7208 | 0.020866 |  |  |  |  | 1074.9168 | 0 | 1074.9103 | 0.003041
| 726.0208 | 0.24193 | 505.1015 | -0.02303 | 505.1015 | -0.00011486 | 725.2985 | 0.00026087 | 505.1015 | -0.032764 | 728.0669 | 0.00064279 | 726.0208 | 0.026123 | 505.1015 | 0.0036213 | 902.6639 | 0.0047299 | 1170.8563 | 0.021712 | 813.905 | 0.0025453 | 1148.9988 | 0.090448 | 1211.9006 | 0.021098 |  |  |  |  | 1074.9734 | 0 | 1074.9668 | 0.00301
| 726.1846 | 0.24374 | 505.3257 | 0.016389 | 505.3257 | 0.012806 | 725.4624 | 0 | 505.3257 | 0.015104 | 728.2314 | 0.00021499 | 726.1846 | 0.026123 | 505.3258 | 0 | 902.745 | 0.0043205 | 1171.1923 | 0.021994 | 814.108 | 0.0024282 | 1149.0635 | 0.09076 | 1212.0806 | 0.021376 |  |  |  |  | 1075.03 | 0 | 1075.0234 | 0.0029918
| 726.3485 | 0.26879 | 505.55 | -0.017594 | 505.55 | -0.0023979 | 725.6264 | 0 | 505.55 | -0.019399 | 728.3958 | 0.0006022 | 726.3485 | 0.027106 | 505.55 | 0 | 902.8261 | 0.0046021 | 1171.5283 | 0.02143 | 814.311 | 0.0029825 | 1149.1282 | 0.091068 | 1212.2605 | 0.021643 |  |  |  |  | 1075.0865 | 0 | 1075.0801 | 0.0029846
| 726.5124 | 0.26264 | 505.7743 | 0.0030123 | 505.7743 | 0.0085779 | 725.7903 | 0.00017392 | 505.7743 | 0.015299 | 728.5603 | 0.00037843 | 726.5124 | 0.025248 | 505.7743 | 0.0036213 | 902.9072 | 0.0049725 | 1171.8646 | 0.0221 | 814.514 | 0.0025567 | 1149.1927 | 0.091375 | 1212.4406 | 0.021846 |  |  |  |  | 1075.1432 | 0 | 1075.1367 | 0.002987
| 726.6762 | 0.27023 | 505.9986 | -0.018807 | 505.9986 | -0.0093259 | 725.9543 | 0.00078262 | 505.9986 | -0.0052359 | 728.7248 | 0.00041902 | 726.6762 | 0.025904 | 505.9986 | 0 | 902.9883 | 0.0049148 | 1172.201 | 0.022382 | 814.717 | 0.0026382 | 1149.2575 | 0.091687 | 1212.6206 | 0.021953 |  |  |  |  | 1075.1998 | 0 | 1075.1934 | 0.0029941
| 726.8401 | 0.27183 | 506.2229 | 0.011137 | 506.2229 | 0.0024745 | 726.1182 | 0.00017392 | 506.2229 | 0.010877 | 728.8893 | 0.00042889 | 726.8401 | 0.02492 | 506.2229 | 0.0090425 | 903.0695 | 0.0046481 | 1172.5377 | 0.022558 | 814.92 | 0.0028356 | 1149.3221 | 0.092 | 1212.8007 | 0.021958 |  |  |  |  | 1075.2565 | 0 | 1075.25 | 0.0030021
| 727.004 | 0.27295 | 506.4472 | -0.019057 | 506.4472 | -0.0076978 | 726.2822 | 0 | 506.4472 | -0.018428 | 729.0538 | 0.00048483 | 727.004 | 0.025904 | 506.4472 | 0.0036213 | 903.1507 | 0.004944 | 1172.8746 | 0.022911 | 815.124 | 0.0030534 | 1149.3868 | 0.092312 | 1212.9808 | 0.021879 |  |  |  |  | 1075.3131 | 0 | 1075.3066 | 0.0030061
| 727.1679 | 0.2674 | 506.6715 | 0.0039913 | 506.6715 | -0.0028434 | 726.4462 | 0.00069566 | 506.6715 | 0.028588 | 729.2183 | 0.00036856 | 727.1679 | 0.024483 | 506.6715 | 0 | 903.2319 | 0.0048204 | 1173.2117 | 0.021501 | 815.327 | 0.0022781 | 1149.4515 | 0.092625 | 1213.1611 | 0.02175 |  |  |  |  | 1075.3698 | 0 | 1075.3633 | 0.0030045
| 727.3318 | 0.26019 | 506.8959 | -0.013373 | 506.8959 | -0.0027374 | 726.6101 | 0 | 506.8959 | -0.025456 | 729.3829 | 0.00044096 | 727.3318 | 0.025795 | 506.8958 | 0.0090425 | 903.313 | 0.0046229 | 1173.549 | 0.02143 | 815.531 | 0.0018889 | 1149.5162 | 0.092937 | 1213.3413 | 0.021609 |  |  |  |  | 1075.4264 | 0 | 1075.4199 | 0.0029981
| 727.4957 | 0.28438 | 507.1202 | 0.0053355 | 507.1202 | -0.0035958 | 726.7741 | 0 | 507.1202 | 0.0094038 | 729.5474 | 0.00040695 | 727.4957 | 0.024811 | 507.1202 | 0 | 903.3942 | 0.0051469 | 1173.8863 | 0.024074 | 815.734 | 0.0015414 | 1149.5811 | 0.093249 | 1213.5217 | 0.021489 |  |  |  |  | 1075.4832 | 0 | 1075.4766 | 0.0029886
| 727.6596 | 0.28438 | 507.3446 | -0.007058 | 507.3446 | -0.0065253 | 726.9381 | 0.00026087 | 507.3446 | -0.018487 | 729.7119 | 0.00034772 | 727.6596 | 0.026669 | 507.3446 | 0 | 903.4755 | 0.0054141 | 1174.224 | 0.02143 | 815.938 | 0.002518 | 1149.6457 | 0.093567 | 1213.702 | 0.021414 |  |  |  |  | 1075.5398 | 0 | 1075.5332 | 0.0029814
| 727.8235 | 0.28384 | 507.569 | 0.0011032 | 507.569 | -0.0073008 | 727.1021 | 0.00017392 | 507.569 | 0.020056 | 729.8765 | 0.00048374 | 727.8235 | 0.024811 | 507.5689 | 0 | 903.5567 | 0.0051982 | 1174.5618 | 0.022171 | 816.142 | 0.002013 | 1149.7105 | 0.093885 | 1213.8826 | 0.021397 |  |  |  |  | 1075.5964 | 0 | 1075.5898 | 0.002979
| 727.9875 | 0.28598 | 507.7933 | -0.010362 | 507.7933 | -0.0055617 | 727.2661 | 0.00026087 | 507.7933 | -0.016731 | 730.041 | 0.00037953 | 727.9875 | 0.026341 | 507.7933 | 0.0018125 | 903.6379 | 0.0052547 | 1174.8998 | 0.022417 | 816.346 | 0.00222 | 1149.7753 | 0.094197 | 1214.063 | 0.021444 |  |  |  |  | 1075.6531 | 0 | 1075.6466 | 0.002983
| 728.1514 | 0.29249 | 508.0178 | -0.0020209 | 508.0178 | 0.012763 | 727.4301 | 0 | 508.0178 | 0.0083852 | 730.2056 | 0.0004629 | 728.1514 | 0.024374 | 508.0177 | 0 | 903.7192 | 0.0051915 | 1175.238 | 0.020584 | 816.55 | 0.0023427 | 1149.84 | 0.094514 | 1214.2435 | 0.021558 |  |  |  |  | 1075.7098 | 0 | 1075.7033 | 0.0029941
| 728.3153 | 0.28326 | 508.2422 | -0.01906 | 508.2422 | -0.014616 | 727.5941 | 0.00026087 | 508.2422 | -0.015874 | 730.3701 | 0.00035979 | 728.3153 | 0.026013 | 508.2422 | 0.0090425 | 903.8005 | 0.0050797 | 1175.5764 | 0.022135 | 816.755 | 0.0028419 | 1149.9048 | 0.094832 | 1214.4242 | 0.021737 |  |  |  |  | 1075.7665 | 0 | 1075.76 | 0.00301
| 728.4793 | 0.29351 | 508.4666 | 0.0013556 | 508.4666 | 0.010539 | 727.7581 | 0 | 508.4666 | 0.017193 | 730.5347 | 0.0003181 | 728.4793 | 0.024155 | 508.4666 | 0 | 903.8818 | 0.0051326 | 1175.915 | 0.022558 | 816.959 | 0.0022118 | 1149.9695 | 0.09515 | 1214.6049 | 0.021978 |  |  |  |  | 1075.8232 | 0 | 1075.8166 | 0.0030267
| 728.6432 | 0.29885 | 508.691 | -0.022363 | 508.691 | 0.0033134 | 727.9221 | 0.00078262 | 508.691 | -0.020972 | 730.6993 | 0.00038172 | 728.6432 | 0.02492 | 508.6911 | 0 | 903.9631 | 0.0051743 | 1176.2539 | 0.02284 | 817.163 | 0.0032982 | 1150.0343 | 0.095467 | 1214.7855 | 0.022269 |  |  |  |  | 1075.8799 | 0 | 1075.8733 | 0.0030418
| 728.8071 | 0.31385 | 508.9155 | 0.0011663 | 508.9155 | -0.0017304 | 728.0861 | 0 | 508.9155 | 0.020439 | 730.8638 | 0.00041244 | 728.8071 | 0.023499 | 508.9155 | 0 | 904.0444 | 0.0048744 | 1176.5929 | 0.02069 | 817.368 | 0.002429 | 1150.099 | 0.09579 | 1214.9663 | 0.022595 |  |  |  |  | 1075.9367 | 0 | 1075.93 | 0.0030505
| 728.9711 | 0.30915 | 509.14 | -0.016977 | 509.14 | -0.0098731 | 728.2501 | 0.0018258 | 509.14 | -0.035252 | 731.0284 | 0.00048703 | 728.9711 | 0.025685 | 509.14 | 0 | 904.1257 | 0.0045286 | 1176.932 | 0.021642 | 817.572 | 0.0013858 | 1150.1638 | 0.096107 | 1215.1471 | 0.02294 |  |  |  |  | 1075.9933 | 0 | 1075.9868 | 0.0030513
| 729.135 | 0.31134 | 509.3645 | 0.0098241 | 509.3645 | -0.000217 | 728.4142 | 0 | 509.3645 | 0.0054606 | 731.193 | 0.00027094 | 729.135 | 0.025685 | 509.3645 | 0 | 904.2071 | 0.0042543 | 1177.2715 | 0.019703 | 817.777 | 0.0032256 | 1150.2286 | 0.09643 | 1215.328 | 0.023286 |  |  |  |  | 1076.0501 | 0 | 1076.0435 | 0.0030442
| 729.299 | 0.3146 | 509.589 | -0.021396 | 509.589 | -0.0064671 | 728.5782 | 0.0013044 | 509.589 | -0.019934 | 731.3576 | 0.00044864 | 729.299 | 0.027325 | 509.589 | 0.0090425 | 904.2885 | 0.0036459 | 1177.6111 | 0.023158 | 817.982 | 0.0029258 | 1150.2935 | 0.096748 | 1215.5089 | 0.023619 |  |  |  |  | 1076.1068 | 0 | 1076.1002 | 0.0030315
| 729.463 | 0.31914 | 509.8135 | 0.0066453 | 509.8135 | 0.0075328 | 728.7422 | 0 | 509.8135 | 0.020556 | 731.5222 | 0.00022596 | 729.463 | 0.025685 | 509.8135 | 0.0090425 | 904.3699 | 0.002921 | 1177.9508 | 0.022699 | 818.187 | 0.0026164 | 1150.3583 | 0.09707 | 1215.6898 | 0.023926 |  |  |  |  | 1076.1635 | 0 | 1076.157 | 0.0030164
| 729.6269 | 0.31567 | 510.038 | -0.0099716 | 510.038 | -0.0085516 | 728.9063 | 0.00026087 | 510.038 | -0.031945 | 731.6868 | 0.00054407 | 729.6269 | 0.02656 | 510.038 | 0.0018107 | 904.4512 | 0.0030814 | 1178.2908 | 0.023193 | 818.392 | 0.0027182 | 1150.4231 | 0.097393 | 1215.8709 | 0.024193 |  |  |  |  | 1076.2202 | 0 | 1076.2137 | 0.0030029
| 729.7909 | 0.32853 | 510.2625 | 0.0028315 | 510.2625 | -0.010127 | 729.0703 | 0 | 510.2625 | 0.010504 | 731.8514 | 0.00031372 | 729.7909 | 0.024702 | 510.2625 | 0 | 904.5327 | 0.0040042 | 1178.631 | 0.021289 | 818.597 | 0.0023069 | 1150.4879 | 0.097716 | 1216.052 | 0.024409 |  |  |  |  | 1076.277 | 0 | 1076.2704 | 0.0029926
| 729.9549 | 0.3185 | 510.4871 | -0.012948 | 510.4871 | -0.0066988 | 729.2344 | 0 | 510.4871 | -0.015433 | 732.0161 | 0.00039379 | 729.9549 | 0.025139 | 510.4871 | 0.0018107 | 904.6141 | 0.0049157 | 1178.9713 | 0.020303 | 818.802 | 0.0027353 | 1150.5527 | 0.098038 | 1216.2332 | 0.024563 |  |  |  |  | 1076.3337 | 0 | 1076.3272 | 0.0029886
| 730.1189 | 0.32821 | 510.7116 | -0.0021313 | 510.7116 | 0.0029195 | 729.3984 | 0 | 510.7116 | 0.0092534 | 732.1807 | 0.0004618 | 730.1189 | 0.02339 | 510.7116 | 0.0018107 | 904.6956 | 0.0057016 | 1179.3119 | 0.022312 | 819.007 | 0.0036243 | 1150.6175 | 0.098361 | 1216.4143 | 0.024653 |  |  |  |  | 1076.3905 | 0 | 1076.3839 | 0.0029894
| 730.2829 | 0.32448 | 510.9362 | -0.0061917 | 510.9362 | 0.00067332 | 729.5625 | 0.0013044 | 510.9362 | -0.018347 | 732.3453 | 0.00024022 | 730.2829 | 0.025248 | 510.9362 | 0 | 904.777 | 0.0054242 | 1179.6527 | 0.021007 | 819.213 | 0.002608 | 1150.6824 | 0.098683 | 1216.5956 | 0.024684 |  |  |  |  | 1076.4473 | 0 | 1076.4407 | 0.0029949
| 730.4469 | 0.32955 | 511.1608 | 0.010108 | 511.1608 | 0.0055528 | 729.7265 | 0 | 511.1608 | 0.017978 | 732.51 | 0.00057588 | 730.4469 | 0.025358 | 511.1608 | 0 | 904.8585 | 0.0048958 | 1179.9936 | 0.021466 | 819.418 | 0.0031203 | 1150.7472 | 0.099006 | 1216.7769 | 0.024672 |  |  |  |  | 1076.504 | 0 | 1076.4974 | 0.0030021
| 730.6109 | 0.33649 | 511.3854 | -0.0048241 | 511.3854 | -0.0028612 | 729.8906 | 0.00026087 | 511.3854 | -0.039012 | 732.6746 | 0.00018757 | 730.6109 | 0.026888 | 511.3854 | 0.0090425 | 904.9399 | 0.0056358 | 1180.3348 | 0.020866 | 819.624 | 0.0037986 | 1150.8121 | 0.099334 | 1216.9583 | 0.024634 |  |  |  |  | 1076.5608 | 0 | 1076.5542 | 0.0030076
| 730.7749 | 0.33339 | 511.61 | 0.00097868 | 511.61 | 0.019501 | 730.0547 | 0 | 511.61 | 0.016604 | 732.8393 | 0.00059343 | 730.7749 | 0.025248 | 511.61 | 0 | 905.0214 | 0.0062521 | 1180.6762 | 0.021501 | 819.83 | 0.0017114 | 1150.877 | 0.099657 | 1217.1396 | 0.024587 |  |  |  |  | 1076.6175 | 0 | 1076.6111 | 0.0030084
| 730.9389 | 0.32213 | 511.8346 | -0.004571 | 511.8346 | -0.013378 | 730.2188 | 0.00026087 | 511.8346 | -0.027353 | 733.004 | 0.00026765 | 730.9389 | 0.026123 | 511.8346 | 0 | 905.1029 | 0.0055212 | 1181.0177 | 0.02344 | 820.036 | 0.002545 | 1150.9419 | 0.099984 | 1217.321 | 0.02454 |  |  |  |  | 1076.6743 | 0 | 1076.6679 | 0.0030045
| 731.1029 | 0.35085 | 512.0593 | 0.0096787 | 512.0593 | 0.0013503 | 730.3829 | 0 | 512.0593 | 0.01772 | 733.1686 | 0.00046948 | 731.1029 | 0.025139 | 512.0593 | 0 | 905.1844 | 0.0047974 | 1181.3595 | 0.021184 | 820.242 | 0.0015639 | 1151.0067 | 0.10031 | 1217.5026 | 0.024496 |  |  |  |  | 1076.7312 | 0 | 1076.7246 | 0.0029949
| 731.2669 | 0.33985 | 512.2839 | -0.010698 | 512.2839 | -0.003452 | 730.547 | 0.00078262 | 512.2839 | -0.027806 | 733.3333 | 0.00035869 | 731.2669 | 0.026013 | 512.2839 | 0 | 905.2659 | 0.0051651 | 1181.7014 | 0.023228 | 820.448 | 0.0023699 | 1151.0717 | 0.10064 | 1217.6842 | 0.02446 |  |  |  |  | 1076.788 | 0 | 1076.7814 | 0.0029838
| 731.431 | 0.34589 | 512.5086 | 0.0062924 | 512.5086 | 0.0059059 | 730.7111 | 0 | 512.5086 | 0.025369 | 733.498 | 0.00041024 | 731.431 | 0.024702 | 512.5086 | 0 | 905.3475 | 0.0056765 | 1182.0436 | 0.020267 | 820.654 | 0.003002 | 1151.1365 | 0.10097 | 1217.8658 | 0.024445 |  |  |  |  | 1076.8447 | 0 | 1076.8383 | 0.0029751
| 731.595 | 0.35267 | 512.7333 | -0.014017 | 512.7333 | -0.0078007 | 730.8752 | 0.00026087 | 512.7333 | -0.029377 | 733.6627 | 0.00039489 | 731.595 | 0.025139 | 512.7333 | 0 | 905.4291 | 0.0052023 | 1182.3859 | 0.020267 | 820.86 | 0.0035731 | 1151.2014 | 0.1013 | 1218.0475 | 0.024474 |  |  |  |  | 1076.9016 | 0 | 1076.895 | 0.0029735
| 731.7591 | 0.3563 | 512.958 | 0.0052626 | 512.958 | 0.0077185 | 731.0393 | 0.00017392 | 512.958 | 0.017503 | 733.8274 | 0.00037843 | 731.7591 | 0.02503 | 512.958 | 0.0090425 | 905.5107 | 0.0047896 | 1182.7284 | 0.021536 | 821.066 | 0.0041889 | 1151.2664 | 0.10162 | 1218.2292 | 0.024577 |  |  |  |  | 1076.9584 | 0 | 1076.9518 | 0.002983
| 731.9231 | 0.35454 | 513.1827 | -0.023872 | 513.1827 | -0.0052618 | 731.2034 | 0.00026087 | 513.1827 | -0.029011 | 733.9921 | 0.00042341 | 731.9231 | 0.02656 | 513.1827 | 0.0090425 | 905.5923 | 0.005116 | 1183.0712 | 0.02351 | 821.273 | 0.0028465 | 1151.3313 | 0.10195 | 1218.411 | 0.02478 |  |  |  |  | 1077.0153 | 0 | 1077.0087 | 0.0030076
| 732.0871 | 0.36201 | 513.4074 | 0.0031755 | 513.4074 | 0.007675 | 731.3675 | 0 | 513.4074 | 0.017667 | 734.1568 | 0.00041463 | 732.0871 | 0.025685 | 513.4074 | 0 | 905.6739 | 0.005147 | 1183.4141 | 0.019421 | 821.479 | 0.0026553 | 1151.3961 | 0.10228 | 1218.5928 | 0.02509 |  |  |  |  | 1077.072 | 0 | 1077.0654 | 0.0030458
| 732.2512 | 0.3642 | 513.6321 | -0.018595 | 513.6321 | 0.00051796 | 731.5316 | 0.00078262 | 513.6321 | -0.022535 | 734.3215 | 0.00035101 | 732.2512 | 0.026013 | 513.6321 | 0.0090425 | 905.7555 | 0.0050102 | 1183.7572 | 0.01995 | 821.686 | 0.0017013 | 1151.4611 | 0.10261 | 1218.7748 | 0.02549 |  |  |  |  | 1077.1289 | 0 | 1077.1223 | 0.0030958
| 732.4153 | 0.37242 | 513.8569 | 0.00638 | 513.8569 | 0.012327 | 731.6957 | 0.00017392 | 513.8569 | 0.023488 | 734.4862 | 0.00044096 | 732.4153 | 0.024265 | 513.8569 | 0 | 905.8372 | 0.0049479 | 1184.1006 | 0.021677 | 821.893 | 0.0022248 | 1151.526 | 0.10294 | 1218.9567 | 0.025936 |  |  |  |  | 1077.1857 | 0 | 1077.1792 | 0.0031546
| 732.5793 | 0.38364 | 514.0816 | -0.014208 | 514.0816 | 0.0050088 | 731.8599 | 0 | 514.0816 | -0.0089823 | 734.6509 | 0.0002841 | 732.5793 | 0.025795 | 514.0816 | 0 | 905.9188 | 0.0047928 | 1184.4441 | 0.022946 | 822.1 | 0.001638 | 1151.5909 | 0.10327 | 1219.1387 | 0.026371 |  |  |  |  | 1077.2425 | 0 | 1077.236 | 0.0032166
| 732.7434 | 0.37435 | 514.3064 | 0.019551 | 514.3064 | 0.011178 | 732.024 | 0.00017392 | 514.3064 | 0.011784 | 734.8157 | 0.00056601 | 732.7434 | 0.024702 | 514.3064 | 0.0090425 | 906.0005 | 0.0050681 | 1184.7878 | 0.0221 | 822.307 | 0.0021244 | 1151.656 | 0.10361 | 1219.3208 | 0.026741 |  |  |  |  | 1077.2994 | 0 | 1077.2929 | 0.0032777
| 732.9075 | 0.38118 | 514.5312 | -0.018824 | 514.5312 | -0.020824 | 732.1881 | 0 | 514.5312 | -0.016308 | 734.9804 | 0.00016563 | 732.9075 | 0.026232 | 514.5312 | 0 | 906.0822 | 0.0049491 | 1185.1318 | 0.020902 | 822.514 | 0.002286 | 1151.7209 | 0.10394 | 1219.5028 | 0.027006 |  |  |  |  | 1077.3563 | 0 | 1077.3497 | 0.0033342
| 733.0715 | 0.39789 | 514.756 | 0.0023546 | 514.756 | 0.0060077 | 732.3523 | 0 | 514.756 | 0.023978 | 735.1452 | 0.00061975 | 733.0715 | 0.025467 | 514.756 | 0 | 906.1639 | 0.004659 | 1185.476 | 0.020056 | 822.721 | 0.0025805 | 1151.7859 | 0.10427 | 1219.6851 | 0.027155 |  |  |  |  | 1077.4131 | 0 | 1077.4066 | 0.003385
| 733.2356 | 0.39752 | 514.9808 | -0.027925 | 514.9808 | -0.0093086 | 732.5164 | 0.00078262 | 514.9808 | -0.025777 | 735.3099 | 0.00014589 | 733.2356 | 0.027325 | 514.9808 | 0 | 906.2456 | 0.0046154 | 1185.8203 | 0.020091 | 822.928 | 0.002231 | 1151.8508 | 0.1046 | 1219.8672 | 0.027199 |  |  |  |  | 1077.47 | 0 | 1077.4635 | 0.0034279
| 733.3997 | 0.39544 | 515.2056 | -0.0024052 | 515.2056 | 0.013477 | 732.6806 | 0 | 515.2056 | 0.013395 | 735.4747 | 0.00056929 | 733.3997 | 0.025904 | 515.2056 | 0 | 906.3273 | 0.0050042 | 1186.1648 | 0.020373 | 823.136 | 0.0026038 | 1151.9159 | 0.10494 | 1220.0496 | 0.027173 |  |  |  |  | 1077.5269 | 0 | 1077.5204 | 0.0034636
| 733.5638 | 0.39725 | 515.4304 | -0.013068 | 515.4304 | -0.0018432 | 732.8448 | 0 | 515.4304 | -0.021137 | 735.6395 | 0.00025997 | 733.5638 | 0.026997 | 515.4304 | 0.0090425 | 906.4091 | 0.0053998 | 1186.5095 | 0.020197 | 823.343 | 0.0033006 | 1151.9808 | 0.10528 | 1220.2318 | 0.027122 |  |  |  |  | 1077.5837 | 0 | 1077.5773 | 0.003493
| 733.7279 | 0.41375 | 515.6553 | 0.010829 | 515.6553 | 0.0092557 | 733.0089 | 0 | 515.6553 | 0.034819 | 735.8042 | 0.00041134 | 733.7279 | 0.025139 | 515.6553 | 0.0072409 | 906.4908 | 0.0057655 | 1186.8545 | 0.020761 | 823.551 | 0.0025368 | 1152.0458 | 0.10561 | 1220.4142 | 0.027089 |  |  |  |  | 1077.6406 | 0 | 1077.6342 | 0.0035177
| 733.892 | 0.41311 | 515.8801 | -0.013605 | 515.8801 | -0.0072133 | 733.1731 | 0.00078262 | 515.8801 | -0.032099 | 735.969 | 0.00037624 | 733.892 | 0.027216 | 515.8801 | 0.0090425 | 906.5726 | 0.0060076 | 1187.1996 | 0.021043 | 823.759 | 0.0026041 | 1152.1108 | 0.10595 | 1220.5967 | 0.027114 |  |  |  |  | 1077.6975 | 0 | 1077.691 | 0.0035351
| 734.0561 | 0.41621 | 516.105 | 0.0092032 | 516.105 | 0.011216 | 733.3373 | 0 | 516.105 | 0.025855 | 736.1338 | 0.00037185 | 734.0561 | 0.025904 | 516.105 | 0 | 906.6544 | 0.0061045 | 1187.5449 | 0.019668 | 823.966 | 0.0016264 | 1152.1759 | 0.10628 | 1220.7792 | 0.027221 |  |  |  |  | 1077.7544 | 0 | 1077.7479 | 0.0035455
| 734.2202 | 0.41124 | 516.3299 | -0.015374 | 516.3299 | -5.338e-05 | 733.5015 | 0.00026087 | 516.3299 | -0.018998 | 736.2986 | 0.00033895 | 734.2202 | 0.02809 | 516.3299 | 0 | 906.7363 | 0.0055587 | 1187.8905 | 0.021994 | 824.174 | 0.0026367 | 1152.2408 | 0.10662 | 1220.9617 | 0.027415 |  |  |  |  | 1077.8114 | 0 | 1077.8048 | 0.0035471
| 734.3843 | 0.4342 | 516.5548 | 0.024264 | 516.5548 | 0.003273 | 733.6656 | 0.00017392 | 516.5548 | 0.020753 | 736.4634 | 0.00038831 | 734.3843 | 0.026451 | 516.5548 | 0 | 906.8181 | 0.0047851 | 1188.2362 | 0.019421 | 824.382 | 0.003288 | 1152.3059 | 0.10696 | 1221.1443 | 0.027692 |  |  |  |  | 1077.8683 | 0 | 1077.8617 | 0.0035383
| 734.5485 | 0.42251 | 516.7797 | -0.021889 | 516.7797 | -0.014138 | 733.8298 | 0.00026087 | 516.7797 | -0.045548 | 736.6282 | 0.00037624 | 734.5485 | 0.027653 | 516.7797 | 0.0090425 | 906.8999 | 0.0052786 | 1188.5821 | 0.021818 | 824.59 | 0.0015201 | 1152.371 | 0.1073 | 1221.327 | 0.028034 |  |  |  |  | 1077.9252 | 0 | 1077.9186 | 0.0035185
| 734.7126 | 0.43756 | 517.0046 | 0.019827 | 517.0046 | 0.020238 | 733.994 | 0 | 517.0046 | 0.013991 | 736.793 | 0.00039269 | 734.7126 | 0.026232 | 517.0046 | 0 | 906.9818 | 0.0058525 | 1188.9283 | 0.022171 | 824.799 | 0.0027203 | 1152.436 | 0.10764 | 1221.5096 | 0.028423 |  |  |  |  | 1077.9821 | 0 | 1077.9756 | 0.0034899
| 734.8767 | 0.42822 | 517.2296 | -0.006546 | 517.2296 | -0.0020917 | 734.1582 | 0.00026087 | 517.2296 | -0.015366 | 736.9578 | 0.00036637 | 734.8767 | 0.027216 | 517.2296 | 0 | 907.0636 | 0.0056226 | 1189.2747 | 0.021113 | 825.007 | 0.0030407 | 1152.501 | 0.10798 | 1221.6925 | 0.028842 |  |  |  |  | 1078.0391 | 0 | 1078.0325 | 0.0034549
| 735.0409 | 0.43954 | 517.4545 | 0.0053047 | 517.4545 | -0.004476 | 734.3224 | 0.00017392 | 517.4545 | 0.0069961 | 737.1226 | 0.00042779 | 735.0409 | 0.025795 | 517.4545 | 0 | 907.1455 | 0.0061075 | 1189.6212 | 0.020479 | 825.216 | 0.0032267 | 1152.566 | 0.10832 | 1221.8752 | 0.029276 |  |  |  |  | 1078.0959 | 0 | 1078.0895 | 0.0034176
| 735.205 | 0.43233 | 517.6795 | -0.011196 | 517.6795 | -0.0058801 | 734.4866 | 0 | 517.6795 | -0.041561 | 737.2875 | 0.00025887 | 735.205 | 0.027325 | 517.6795 | 0 | 907.2274 | 0.0061068 | 1189.9679 | 0.019562 | 825.424 | 0.0030048 | 1152.6311 | 0.10867 | 1222.0582 | 0.029712 |  |  |  |  | 1078.1529 | 0 | 1078.1464 | 0.0033826
| 735.3692 | 0.4436 | 517.9045 | 0.0048042 | 517.9045 | 0.010842 | 734.6509 | 0 | 517.9045 | 0.0099491 | 737.4523 | 0.00056272 | 735.3692 | 0.025795 | 517.9045 | 0 | 907.3093 | 0.0054473 | 1190.3149 | 0.020232 | 825.633 | 0.0021907 | 1152.6963 | 0.10901 | 1222.2411 | 0.030129 |  |  |  |  | 1078.2098 | 0 | 1078.2034 | 0.003354
| 735.5333 | 0.44146 | 518.1295 | -0.013037 | 518.1295 | -0.0084399 | 734.8151 | 0 | 518.1295 | -0.02149 | 737.6172 | 0.00033675 | 735.5333 | 0.027762 | 518.1295 | 0 | 907.3912 | 0.0055742 | 1190.6621 | 0.018434 | 825.841 | 0.0012986 | 1152.7613 | 0.10935 | 1222.4241 | 0.030503 |  |  |  |  | 1078.2668 | 0 | 1078.2603 | 0.0033342
| 735.6975 | 0.43965 | 518.3545 | 0.013213 | 518.3545 | 0.0085716 | 734.9793 | 0.00017392 | 518.3545 | 0.016431 | 737.782 | 0.00044644 | 735.6975 | 0.025904 | 518.3545 | 0.0090425 | 907.4731 | 0.0056077 | 1191.0094 | 0.01988 | 826.05 | 0.00221 | 1152.8264 | 0.1097 | 1222.6072 | 0.030809 |  |  |  |  | 1078.3237 | 0 | 1078.3173 | 0.0033206
| 735.8616 | 0.45679 | 518.5795 | -0.013512 | 518.5795 | -0.0087345 | 735.1435 | 0.00026087 | 518.5795 | -0.022375 | 737.9469 | 0.00042121 | 735.8616 | 0.027981 | 518.5795 | 0.0018107 | 907.5551 | 0.0056777 | 1191.3569 | 0.020514 | 826.259 | 0.0021267 | 1152.8915 | 0.11004 | 1222.7903 | 0.031024 |  |  |  |  | 1078.3807 | 0 | 1078.3742 | 0.0033103
| 736.0258 | 0.45972 | 518.8045 | 0.011595 | 518.8045 | -0.0085933 | 735.3078 | 0 | 518.8045 | 0.017996 | 738.1117 | 0.00036088 | 736.0258 | 0.026451 | 518.8045 | 0 | 907.637 | 0.0058328 | 1191.7047 | 0.019915 | 826.468 | 0.0024273 | 1152.9565 | 0.11039 | 1222.9734 | 0.03114 |  |  |  |  | 1078.4377 | 0 | 1078.4311 | 0.0033
| 736.19 | 0.46672 | 519.0295 | -0.018429 | 519.0295 | -0.0076609 | 735.472 | 0.0013044 | 519.0295 | -0.030909 | 738.2766 | 0.00046399 | 736.19 | 0.026997 | 519.0295 | 0 | 907.719 | 0.0057371 | 1192.0527 | 0.021007 | 826.678 | 0.0027726 | 1153.0217 | 0.11074 | 1223.1566 | 0.03117 |  |  |  |  | 1078.4948 | 0 | 1078.4882 | 0.0032841
| 736.3542 | 0.47691 | 519.2546 | 0.0053574 | 519.2546 | 0.01309 | 735.6363 | 0 | 519.2546 | 0.01195 | 738.4415 | 0.00036966 | 736.3542 | 0.025358 | 519.2546 | 0.0090425 | 907.801 | 0.0056142 | 1192.4009 | 0.020831 | 826.887 | 0.0023559 | 1153.0868 | 0.11109 | 1223.3398 | 0.031141 |  |  |  |  | 1078.5516 | 0 | 1078.5452 | 0.0032595
| 736.5184 | 0.4822 | 519.4797 | -0.020088 | 519.4797 | -0.012451 | 735.8005 | 0.00078262 | 519.4797 | -0.024252 | 738.6064 | 0.00038611 | 736.5184 | 0.026341 | 519.4797 | 0.0090425 | 907.8831 | 0.0059196 | 1192.7493 | 0.019668 | 827.096 | 0.0027672 | 1153.152 | 0.11144 | 1223.5232 | 0.031095 |  |  |  |  | 1078.6086 | 0 | 1078.6022 | 0.0032261
| 736.6825 | 0.47355 | 519.7047 | 0.012206 | 519.7047 | -0.0030378 | 735.9648 | 0 | 519.7047 | 0.02319 | 738.7713 | 0.00047387 | 736.6825 | 0.026123 | 519.7047 | 0 | 907.9651 | 0.0062513 | 1193.0978 | 0.019703 | 827.306 | 0.0027167 | 1153.217 | 0.11179 | 1223.7065 | 0.031071 |  |  |  |  | 1078.6656 | 0 | 1078.6592 | 0.0031856
| 736.8467 | 0.4743 | 519.9298 | -0.027444 | 519.9298 | -0.0055313 | 736.129 | 0.00078262 | 519.9298 | -0.032349 | 738.9361 | 0.00044644 | 736.8467 | 0.027544 | 519.9298 | 0 | 908.0471 | 0.0056105 | 1193.4465 | 0.020514 | 827.515 | 0.0026868 | 1153.2822 | 0.11215 | 1223.89 | 0.031093 |  |  |  |  | 1078.7227 | 0 | 1078.7161 | 0.0031427
| 737.0109 | 0.48957 | 520.1549 | 0.0079 | 520.1549 | 0.0070579 | 736.2933 | 0.00069566 | 520.1549 | 0.014645 | 739.101 | 0.00037953 | 737.0109 | 0.026123 | 520.1549 | 0 | 908.1292 | 0.0050473 | 1193.7955 | 0.021607 | 827.725 | 0.0025513 | 1153.3474 | 0.1125 | 1224.0735 | 0.031166 |  |  |  |  | 1078.7797 | 0 | 1078.7732 | 0.0031006
| 737.1751 | 0.49454 | 520.3801 | -0.013042 | 520.3801 | 0.0046697 | 736.4575 | 0.00026087 | 520.3801 | -0.021531 | 739.266 | 0.00045302 | 737.1751 | 0.027653 | 520.38 | 0 | 908.2112 | 0.0050849 | 1194.1448 | 0.021889 | 827.935 | 0.0030044 | 1153.4125 | 0.11286 | 1224.257 | 0.031277 |  |  |  |  | 1078.8367 | 0 | 1078.8302 | 0.0030656
| 737.3393 | 0.49176 | 520.6052 | 0.0010685 | 520.6052 | 0.0074971 | 736.6218 | 0 | 520.6052 | -0.0010357 | 739.4309 | 0.00043328 | 737.3393 | 0.026013 | 520.6052 | 0 | 908.2933 | 0.0053834 | 1194.4941 | 0.021712 | 828.145 | 0.0032412 | 1153.4777 | 0.11321 | 1224.4406 | 0.031401 |  |  |  |  | 1078.8937 | 0 | 1078.8872 | 0.0030418
| 737.5036 | 0.4916 | 520.8303 | -0.023872 | 520.8303 | -0.0036115 | 736.7861 | 0.00078262 | 520.8303 | -0.032534 | 739.5958 | 0.00041024 | 737.5036 | 0.028199 | 520.8303 | 0 | 908.3754 | 0.0055795 | 1194.8438 | 0.019774 | 828.355 | 0.0027778 | 1153.5429 | 0.11357 | 1224.6243 | 0.031518 |  |  |  |  | 1078.9508 | 0 | 1078.9442 | 0.0030299
| 737.6678 | 0.50639 | 521.0555 | 0.013541 | 521.0555 | 0.013495 | 736.9504 | 0.00017392 | 521.0555 | 0.015297 | 739.7607 | 0.000498 | 737.6678 | 0.02656 | 521.0555 | 0 | 908.4576 | 0.0059392 | 1195.1935 | 0.021712 | 828.565 | 0.002054 | 1153.608 | 0.11393 | 1224.8079 | 0.03162 |  |  |  |  | 1079.0078 | 0 | 1079.0012 | 0.0030315
| 737.832 | 0.51237 | 521.2807 | -0.022638 | 521.2807 | -0.0052498 | 737.1147 | 0.00026087 | 521.2807 | -0.024391 | 739.9257 | 0.0004267 | 737.832 | 0.027434 | 521.2807 | 0 | 908.5397 | 0.0063495 | 1195.5436 | 0.018399 | 828.775 | 0.0037181 | 1153.6732 | 0.11429 | 1224.9917 | 0.031719 |  |  |  |  | 1079.0648 | 0 | 1079.0582 | 0.0030474
| 737.9962 | 0.51819 | 521.5058 | -0.0046672 | 521.5058 | 0.0093718 | 737.279 | 0.00017392 | 521.5058 | 0.0019728 | 740.0906 | 0.0003543 | 737.9962 | 0.026123 | 521.5058 | 0 | 908.6218 | 0.0060593 | 1195.8938 | 0.02136 | 828.986 | 0.0018003 | 1153.7384 | 0.11465 | 1225.1755 | 0.031842 |  |  |  |  | 1079.1218 | 0 | 1079.1154 | 0.0030752
| 738.1605 | 0.53068 | 521.731 | -0.030405 | 521.731 | -0.019462 | 737.4433 | 0.00078262 | 521.731 | -0.041322 | 740.2555 | 0.00041463 | 738.1605 | 0.026341 | 521.731 | 0 | 908.704 | 0.0059198 | 1196.2441 | 0.020479 | 829.196 | 0.0018423 | 1153.8036 | 0.11502 | 1225.3594 | 0.032022 |  |  |  |  | 1079.179 | 0 | 1079.1724 | 0.0031141
| 738.3247 | 0.538 | 521.9562 | -0.013959 | 521.9562 | -0.0074834 | 737.6076 | 0 | 521.9562 | -0.015279 | 740.4205 | 0.00033127 | 738.3247 | 0.026232 | 521.9562 | 0 | 908.7862 | 0.0064522 | 1196.5947 | 0.020549 | 829.407 | 0.0024041 | 1153.8688 | 0.11538 | 1225.5432 | 0.032281 |  |  |  |  | 1079.236 | 0 | 1079.2294 | 0.0031618
| 738.489 | 0.54756 | 522.1815 | 0.0029502 | 522.1815 | -8.4793e-05 | 737.7719 | 0.0018258 | 522.1815 | 0.033665 | 740.5855 | 0.00045851 | 738.489 | 0.026123 | 522.1815 | 0 | 908.8683 | 0.0065777 | 1196.9456 | 0.020972 | 829.617 | 0.0027166 | 1153.934 | 0.11574 | 1225.7273 | 0.032627 |  |  |  |  | 1079.2931 | 0 | 1079.2865 | 0.0032166
| 738.6532 | 0.54515 | 522.4067 | -0.027216 | 522.4067 | -0.0081454 | 737.9362 | 0 | 522.4067 | -0.022587 | 740.7504 | 0.0002468 | 738.6532 | 0.027653 | 522.4067 | 0.0018125 | 908.9506 | 0.0064426 | 1197.2966 | 0.01995 | 829.828 | 0.0027012 | 1153.9993 | 0.11611 | 1225.9113 | 0.033051 |  |  |  |  | 1079.3501 | 0 | 1079.3435 | 0.003277
| 738.8175 | 0.54275 | 522.6319 | 0.010211 | 522.6319 | 0.0093567 | 738.1005 | 0.0018258 | 522.6319 | 0.014356 | 740.9154 | 0.00052323 | 738.8175 | 0.02656 | 522.6319 | 0 | 909.0328 | 0.0063818 | 1197.6478 | 0.018646 | 830.039 | 0.0025415 | 1154.0645 | 0.11648 | 1226.0953 | 0.033531 |  |  |  |  | 1079.4072 | 0 | 1079.4006 | 0.0033397
| 738.9817 | 0.56784 | 522.8572 | -0.023848 | 522.8572 | -0.010809 | 738.2648 | 0 | 522.8572 | -0.035306 | 741.0804 | 0.00027532 | 738.9817 | 0.027981 | 522.8572 | 0 | 909.1151 | 0.0062127 | 1197.9993 | 0.020584 | 830.25 | 0.0022038 | 1154.1296 | 0.11685 | 1226.2795 | 0.034039 |  |  |  |  | 1079.4642 | 0 | 1079.4578 | 0.0034017
| 739.146 | 0.56875 | 523.0825 | 0.00384 | 523.0825 | -0.015725 | 738.4292 | 0.0023475 | 523.0825 | 0.014174 | 741.2454 | 0.00049032 | 739.146 | 0.026451 | 523.0825 | 0 | 909.1973 | 0.0061313 | 1198.351 | 0.018822 | 830.461 | 0.0023007 | 1154.195 | 0.11722 | 1226.4637 | 0.034551 |  |  |  |  | 1079.5214 | 0 | 1079.5148 | 0.0034581
| 739.3102 | 0.58082 | 523.3077 | -0.02054 | 523.3077 | -0.0085192 | 738.5935 | 0 | 523.3077 | -0.025827 | 741.4103 | 0.00028739 | 739.3102 | 0.028418 | 523.3077 | 0 | 909.2795 | 0.0061728 | 1198.7029 | 0.020373 | 830.672 | 0.0015864 | 1154.2601 | 0.11759 | 1226.6479 | 0.035046 |  |  |  |  | 1079.5785 | 0 | 1079.5719 | 0.0035034
| 739.4745 | 0.57778 | 523.533 | 0.026672 | 523.533 | -0.0090341 | 738.7578 | 0.0018258 | 523.533 | 0.013563 | 741.5753 | 0.00043767 | 739.4745 | 0.027216 | 523.533 | 0 | 909.3618 | 0.0062059 | 1199.0549 | 0.02143 | 830.884 | 0.0030391 | 1154.3254 | 0.11797 | 1226.8323 | 0.035514 |  |  |  |  | 1079.6355 | 0 | 1079.629 | 0.0035335
| 739.6388 | 0.59839 | 523.7584 | -0.017229 | 523.7584 | -0.011756 | 738.9222 | 0 | 523.7584 | -0.026586 | 741.7404 | 0.00037953 | 739.6388 | 0.028199 | 523.7583 | 0 | 909.4442 | 0.0060971 | 1199.4071 | 0.020197 | 831.095 | 0.0028703 | 1154.3908 | 0.11834 | 1227.0166 | 0.035953 |  |  |  |  | 1079.6926 | 0 | 1079.686 | 0.0035439
| 739.8031 | 0.58466 | 523.9837 | 0.007257 | 523.9837 | 0.007649 | 739.0865 | 0.0013044 | 523.9837 | 0.023232 | 741.9054 | 0.00045193 | 739.8031 | 0.026232 | 523.9837 | 0 | 909.5264 | 0.0057683 | 1199.7596 | 0.020303 | 831.307 | 0.0022251 | 1154.4559 | 0.11871 | 1227.2011 | 0.036366 |  |  |  |  | 1079.7498 | 0 | 1079.7432 | 0.0035328
| 739.9674 | 0.60138 | 524.209 | -0.03783 | 524.209 | -0.024649 | 739.2509 | 0 | 524.209 | -0.026967 | 742.0704 | 0.00039598 | 739.9674 | 0.027216 | 524.209 | 0 | 909.6088 | 0.0057481 |  |  | 831.518 | 0.0032131 | 1154.5212 | 0.11909 | 1227.3855 | 0.036764 |  |  |  |  | 1079.8069 | 0 | 1079.8003 | 0.0035026
| 740.1317 | 0.60212 | 524.4344 | 0.0087332 | 524.4344 | -0.0014908 | 739.4152 | 0.0018258 | 524.4344 | 0.012932 | 742.2354 | 0.00041354 | 740.1317 | 0.025685 | 524.4344 | 0 | 909.6911 | 0.0064874 |  |  | 831.73 | 0.0026302 | 1154.5865 | 0.11947 | 1227.5701 | 0.037156 |  |  |  |  | 1079.864 | 0 | 1079.8574 | 0.0034573
| 740.296 | 0.62476 | 524.6597 | -0.014086 | 524.6597 | 0.0088171 | 739.5796 | 0 | 524.6597 | -0.028709 | 742.4004 | 0.0003894 | 740.296 | 0.027653 | 524.6597 | 0.0090425 | 909.7735 | 0.0069311 |  |  | 831.942 | 0.0018777 | 1154.6519 | 0.11985 | 1227.7546 | 0.037546 |  |  |  |  | 1079.9211 | 0 | 1079.9145 | 0.0034041
| 740.4603 | 0.61515 | 524.8851 | 0.010941 | 524.8851 | -0.0021503 | 739.744 | 0.0013044 | 524.8851 | -0.0043364 | 742.5655 | 0.00042341 | 740.4603 | 0.02656 | 524.8851 | 0.0090425 | 909.8558 | 0.0067805 |  |  | 832.154 | 0.0012223 | 1154.7172 | 0.12023 | 1227.9393 | 0.037926 |  |  |  |  | 1079.9783 | 0 | 1079.9717 | 0.0033508
| 740.6246 | 0.63768 | 525.1105 | -0.018127 | 525.1105 | -0.015409 | 739.9083 | 0 | 525.1105 | -0.033329 | 742.7305 | 0.00047387 | 740.6246 | 0.028637 | 525.1105 | 0.0090425 | 909.9382 | 0.0064705 |  |  | 832.366 | 0.0037006 | 1154.7825 | 0.12061 | 1228.124 | 0.038277 |  |  |  |  | 1080.0354 | 0 | 1080.0288 | 0.003304
| 740.7889 | 0.61884 | 525.3359 | 0.0012449 | 525.3359 | 0.007873 | 740.0727 | 0.0018258 | 525.3359 | 0.029929 | 742.8956 | 0.00027313 | 740.7889 | 0.027762 | 525.3359 | 0 | 910.0206 | 0.0066203 |  |  | 832.578 | 0.0030712 | 1154.8478 | 0.12099 | 1228.3087 | 0.038569 |  |  |  |  | 1080.0925 | 0 | 1080.0861 | 0.0032682
| 740.9532 | 0.63779 | 525.5613 | -0.021134 | 525.5613 | -0.0047607 | 740.2371 | 0 | 525.5613 | -0.034985 | 743.0606 | 0.00058026 | 740.9532 | 0.029183 | 525.5613 | 0 | 910.103 | 0.0061993 |  |  | 832.791 | 0.0039702 | 1154.9131 | 0.12138 | 1228.4935 | 0.038774 |  |  |  |  | 1080.1497 | 0 | 1080.1432 | 0.003246
| 741.1175 | 0.63902 | 525.7867 | 0.010947 | 525.7867 | 0.0040529 | 740.4015 | 0.0013044 | 525.7867 | 0.014736 | 743.2257 | 0.00029288 | 741.1175 | 0.027216 | 525.7867 | 0 | 910.1854 | 0.0056533 |  |  | 833.003 | 0.0015609 | 1154.9784 | 0.12177 | 1228.6785 | 0.038872 |  |  |  |  | 1080.2069 | 0 | 1080.2003 | 0.0032356
| 741.2819 | 0.64062 | 526.0121 | -0.023608 | 526.0121 | 0.0012638 | 740.5659 | 0 | 526.0121 | -0.039001 | 743.3908 | 0.00056929 | 741.2819 | 0.028527 | 526.0122 | 0 | 910.2679 | 0.0058716 |  |  | 833.216 | 0.0026329 | 1155.0437 | 0.12215 | 1228.8633 | 0.038863 |  |  |  |  | 1080.264 | 0 | 1080.2575 | 0.0032364
| 741.4462 | 0.65376 | 526.2376 | 0.0020178 | 526.2376 | 0.0037953 | 740.7303 | 0.0013044 | 526.2376 | 0.020928 | 743.5558 | 0.00027532 | 741.4462 | 0.027106 | 526.2376 | 0 | 910.3503 | 0.0058942 |  |  | 833.428 | 0.0025793 | 1155.1091 | 0.12254 | 1229.0483 | 0.038764 |  |  |  |  | 1080.3212 | 0 | 1080.3147 | 0.0032428
| 741.6105 | 0.66668 | 526.4631 | -0.014377 | 526.4631 | -0.0064415 | 740.8947 | 0 | 526.4631 | -0.034721 | 743.7209 | 0.00038611 | 741.6105 | 0.029402 | 526.4631 | 0 | 910.4328 | 0.0063536 |  |  | 833.641 | 0.001062 | 1155.1744 | 0.12293 | 1229.2334 | 0.038605 |  |  |  |  | 1080.3784 | 0 | 1080.3718 | 0.0032515
| 741.7749 | 0.67394 | 526.6885 | 0.023163 | 526.6885 | 0.010942 | 741.0591 | 0.00078262 | 526.6885 | 0.021553 | 743.886 | 0.0005342 | 741.7749 | 0.026997 | 526.6885 | 0 | 910.5153 | 0.0069943 |  |  | 833.854 | 0.0021837 | 1155.2399 | 0.12332 | 1229.4185 | 0.038421 |  |  |  |  | 1080.4355 | 0 | 1080.429 | 0.0032595
| 741.9392 | 0.66588 | 526.914 | -0.022938 | 526.914 | 0.013663 | 741.2235 | 0 | 526.914 | -0.032081 | 744.0511 | 0.00029946 | 741.9392 | 0.028637 | 526.914 | 0.0018125 | 910.5978 | 0.0067807 |  |  | 834.067 | 0.0020455 | 1155.3052 | 0.12371 | 1229.6035 | 0.038245 |  |  |  |  | 1080.4928 | 0 | 1080.4862 | 0.0032642
| 742.1036 | 0.68238 | 527.1395 | 0.0065383 | 527.1395 | -0.006301 | 741.3879 | 0.0018258 | 527.1395 | 0.00081569 | 744.2162 | 0.00064828 | 742.1036 | 0.026888 | 527.1395 | 0.0090425 | 910.6803 | 0.0068058 |  |  | 834.28 | 0.0025699 | 1155.3706 | 0.1241 | 1229.7888 | 0.038099 |  |  |  |  | 1080.5499 | 0 | 1080.5435 | 0.0032674
| 742.268 | 0.68755 | 527.365 | -0.015082 | 527.365 | -0.010376 | 741.5523 | 0 | 527.365 | -0.030138 | 744.3813 | 9.7625e-05 | 742.268 | 0.029948 | 527.365 | 0.005432 | 910.7629 | 0.0069799 |  |  | 834.493 | 0.0023632 | 1155.4359 | 0.12449 | 1229.974 | 0.037999 |  |  |  |  | 1080.6072 | 0 | 1080.6006 | 0.0032682
| 742.4323 | 0.704 | 527.5906 | 0.020244 | 527.5906 | 0.0009625 | 741.7167 | 0.0013044 | 527.5906 | 0.015076 | 744.5464 | 0.00069873 | 742.4323 | 0.029183 | 527.5906 | 0.0036213 | 910.8454 | 0.006694 |  |  | 834.706 | 0.0021686 | 1155.5013 | 0.12489 | 1230.1593 | 0.037957 |  |  |  |  | 1080.6644 | 0 | 1080.6578 | 0.0032698
| 742.5967 | 0.70181 | 527.8161 | -0.025301 | 527.8161 | -0.018093 | 741.8812 | 0 | 527.8161 | -0.018468 | 744.7115 | 0.00020622 | 742.5967 | 0.030713 | 527.8161 | 0.0090425 | 910.928 | 0.0063847 |  |  | 834.919 | 0.0011323 | 1155.5668 | 0.12528 | 1230.3447 | 0.037976 |  |  |  |  | 1080.7216 | 0 | 1080.715 | 0.0032722
| 742.761 | 0.69385 | 528.0417 | 0.014907 | 528.0417 | -0.0063847 | 742.0456 | 0.0023475 | 528.0417 | 0.0079703 | 744.8767 | 0.00058026 | 742.761 | 0.02809 | 528.0417 | 0 | 911.0106 | 0.0065895 |  |  | 835.133 | 0.0018592 | 1155.6321 | 0.12567 | 1230.5302 | 0.03806 |  |  |  |  | 1080.7788 | 0 | 1080.7722 | 0.0032762
| 742.9254 | 0.70619 | 528.2672 | -0.016936 | 528.2672 | -0.020625 | 742.2101 | 0 | 528.2672 | -0.0079607 | 745.0418 | 0.00027862 | 742.9254 | 0.02962 | 528.2672 | 0 | 911.0931 | 0.0067039 |  |  | 835.347 | 0.0024928 | 1155.6975 | 0.12607 | 1230.7156 | 0.03821 |  |  |  |  | 1080.8361 | 0 | 1080.8295 | 0.0032825
| 743.0898 | 0.71185 | 528.4928 | 0.011622 | 528.4928 | -0.0075117 | 742.3745 | 0.0018258 | 528.4928 | 0.010386 | 745.2069 | 0.00050677 | 743.0898 | 0.028309 | 528.4928 | 0.0090425 | 911.1758 | 0.0064667 |  |  | 835.56 | 0.0020371 | 1155.7629 | 0.12647 | 1230.9011 | 0.038421 |  |  |  |  | 1080.8933 | 0 | 1080.8867 | 0.0032897
| 743.2542 | 0.72285 | 528.7184 | -0.020274 | 528.7184 | -0.030686 | 742.5389 | 0 | 528.7184 | -0.029658 | 745.3721 | 0.00034333 | 743.2542 | 0.030385 | 528.7184 | 0.0090425 | 911.2584 | 0.0066344 |  |  | 835.774 | 0.0030653 | 1155.8284 | 0.12686 | 1231.0867 | 0.038689 |  |  |  |  | 1080.9506 | 0 | 1080.944 | 0.003296
| 743.4186 | 0.72418 | 528.944 | 0.014105 | 528.944 | 0.013729 | 742.7034 | 0.0013044 | 528.944 | 0.018917 | 745.5372 | 0.00055723 | 743.4186 | 0.029074 | 528.944 | 0.0090425 | 911.341 | 0.0066107 |  |  | 835.988 | 0.00164 | 1155.8938 | 0.12726 | 1231.2723 | 0.03901 |  |  |  |  | 1081.0077 | 0 | 1081.0012 | 0.0033
| 743.583 | 0.75035 | 529.1696 | -0.02501 | 529.1696 | -0.010857 | 742.8679 | 0 | 529.1696 | -0.042084 | 745.7024 | 0.00029288 | 743.583 | 0.030713 | 529.1696 | 0 | 911.4237 | 0.0064374 |  |  | 836.202 | 0.0036698 | 1155.9592 | 0.12766 | 1231.458 | 0.039381 |  |  |  |  | 1081.0649 | 0 | 1081.0585 | 0.0032984
| 743.7474 | 0.74752 | 529.3952 | 0.0186 | 529.3952 | 0.021566 | 743.0323 | 0.0018258 | 529.3952 | 0.036692 | 745.8675 | 0.00054626 | 743.7474 | 0.028855 | 529.3952 | 0 | 911.5063 | 0.0072477 |  |  | 836.416 | 0.0032737 | 1156.0247 | 0.12806 | 1231.6438 | 0.039797 |  |  |  |  | 1081.1223 | 0 | 1081.1157 | 0.0032905
| 743.9118 | 0.75547 | 529.6209 | -0.018302 | 529.6209 | -0.015068 | 743.1968 | 0 | 529.6209 | -0.0035131 | 746.0327 | 0.00038392 | 743.9118 | 0.030167 | 529.6209 | 0 | 911.5891 | 0.0072469 |  |  | 836.63 | 0.002971 | 1156.0902 | 0.12846 | 1231.8296 | 0.040249 |  |  |  |  | 1081.1796 | 0 | 1081.173 | 0.003273
| 744.0762 | 0.75515 | 529.8465 | 0.010973 | 529.8465 | 0.011302 | 743.3613 | 0.00078262 | 529.8465 | 0.01029 | 746.1979 | 0.00047716 | 744.0762 | 0.028199 | 529.8465 | 0.0090425 | 911.6718 | 0.0063503 |  |  | 836.845 | 0.00096752 | 1156.1556 | 0.12886 | 1232.0155 | 0.040717 |  |  |  |  | 1081.2368 | 0 | 1081.2302 | 0.0032468
| 744.2406 | 0.76236 | 530.0722 | -0.022431 | 530.0722 | -0.0019515 | 743.5257 | 0 | 530.0722 | -0.014638 | 746.3631 | 0.00042121 | 744.2406 | 0.029402 | 530.0722 | 0.0090425 | 911.7545 | 0.0067291 |  |  | 837.059 | 0.0024207 | 1156.2211 | 0.12926 | 1232.2014 | 0.041168 |  |  |  |  | 1081.2941 | 0 | 1081.2875 | 0.0032118
| 744.405 | 0.77512 | 530.2979 | 0.010198 | 530.2979 | 0.011338 | 743.6902 | 0.0018258 | 530.2979 | 0.0035993 | 746.5282 | 0.00050238 | 744.405 | 0.027653 | 530.2979 | 0.0090425 | 911.8372 | 0.0072846 |  |  | 837.274 | 0.0029128 | 1156.2866 | 0.12966 | 1232.3875 | 0.041557 |  |  |  |  | 1081.3513 | 0 | 1081.3447 | 0.0031705
| 744.5695 | 0.77934 | 530.5236 | -0.016871 | 530.5236 | -0.0062133 | 743.8547 | 0 | 530.5236 | -0.028685 | 746.6934 | 0.0003916 | 744.5695 | 0.02973 | 530.5236 | 0.0090425 | 911.9199 | 0.0069814 |  |  | 837.489 | 0.0025789 | 1156.352 | 0.13007 | 1232.5735 | 0.041844 |  |  |  |  | 1081.4086 | 0 | 1081.4021 | 0.003126
| 744.7339 | 0.78313 | 530.7493 | 0.01626 | 530.7493 | 0.0056662 | 744.0192 | 0.0018258 | 530.7493 | 0.030324 | 746.8586 | 0.00054846 | 744.7339 | 0.028309 | 530.7493 | 0.0090425 | 912.0027 | 0.0067657 |  |  | 837.703 | 0.0026224 | 1156.4176 | 0.13047 | 1232.7595 | 0.042004 |  |  |  |  | 1081.4659 | 0 | 1081.4594 | 0.0030831
| 744.8984 | 0.80214 | 530.975 | -0.029306 | 530.975 | -0.0043214 | 744.1837 | 0 | 530.975 | -0.03311 | 747.0239 | 0.0003181 | 744.8984 | 0.030495 | 530.975 | 0 | 912.0854 | 0.0072545 |  |  | 837.918 | 0.0027971 | 1156.483 | 0.13087 | 1232.9457 | 0.042041 |  |  |  |  | 1081.5232 | 0 | 1081.5166 | 0.003045
| 745.0628 | 0.83353 | 531.2007 | 0.017178 | 531.2007 | 0.00882 | 744.3482 | 0.0013044 | 531.2007 | 0.011522 | 747.1891 | 0.00048703 | 745.0628 | 0.028855 | 531.2007 | 0 | 912.1683 | 0.0073927 |  |  | 838.133 | 0.0027031 | 1156.5486 | 0.13128 | 1233.132 | 0.041991 |  |  |  |  | 1081.5806 | 0 | 1081.574 | 0.0030148
| 745.2272 | 0.82606 | 531.4264 | -0.028473 | 531.4264 | -0.017438 | 744.5127 | 0 | 531.4264 | -0.016356 | 747.3543 | 0.00042779 | 745.2272 | 0.03126 | 531.4264 | 0.0090425 | 912.2512 | 0.0069782 |  |  | 838.349 | 0.0014518 | 1156.6141 | 0.13168 | 1233.3181 | 0.04191 |  |  |  |  | 1081.6378 | 0 | 1081.6312 | 0.0029949
| 745.3917 | 0.84517 | 531.6522 | 0.0074851 | 531.6522 | -0.0026201 | 744.6772 | 0.0018258 | 531.6522 | 0.0080453 | 747.5195 | 0.00045961 | 745.3917 | 0.028855 | 531.6522 | 0.0090425 | 912.3339 | 0.007323 |  |  | 838.564 | 0.0011538 | 1156.6796 | 0.13208 | 1233.5045 | 0.041858 |  |  |  |  | 1081.6952 | 0 | 1081.6886 | 0.0029862
| 745.5561 | 0.82371 | 531.878 | -0.025313 | 531.878 | -0.027854 | 744.8417 | 0 | 531.878 | -0.018766 | 747.6847 | 0.00043218 | 745.5561 | 0.030932 | 531.878 | 0.0090425 | 912.4166 | 0.0077547 |  |  | 838.779 | 0.0026876 | 1156.7451 | 0.13249 | 1233.6909 | 0.04188 |  |  |  |  | 1081.7524 | 0 | 1081.746 | 0.0029862
| 745.7206 | 0.84389 | 532.1037 | 0.007336 | 532.1037 | 0.022723 | 745.0063 | 0.0023475 | 532.1037 | 0.029516 | 747.85 | 0.00041792 | 745.7206 | 0.029839 | 532.1037 | 0.0018107 | 912.4995 | 0.007419 |  |  | 838.995 | 0.002071 | 1156.8107 | 0.13289 | 1233.8773 | 0.041995 |  |  |  |  | 1081.8098 | 0 | 1081.8032 | 0.0029918
| 745.8851 | 0.85649 | 532.3295 | -0.018533 | 532.3295 | -0.010071 | 745.1708 | 0 | 532.3295 | -0.02053 | 748.0152 | 0.00037514 | 745.8851 | 0.031478 | 532.3295 | 0.0018125 | 912.5823 | 0.0077457 |  |  | 839.21 | 0.0023883 | 1156.8762 | 0.1333 | 1234.0637 | 0.042194 |  |  |  |  | 1081.8672 | 0 | 1081.8606 | 0.0029997
| 746.0495 | 0.86263 | 532.5553 | 0.0060778 | 532.5553 | 0.013603 | 745.3353 | 0.0013044 | 532.5553 | -0.0012589 | 748.1805 | 0.0004629 | 746.0495 | 0.029183 | 532.5553 | 0 | 912.6652 | 0.0083957 |  |  | 839.426 | 0.0022687 | 1156.9418 | 0.1337 | 1234.2504 | 0.042454 |  |  |  |  | 1081.9244 | 0 | 1081.918 | 0.0030053
| 746.214 | 0.86963 | 532.7812 | -0.024048 | 532.7812 | -0.0026284 | 745.4999 | 0 | 532.7812 | -0.012052 | 748.3457 | 0.00041024 | 746.214 | 0.030167 | 532.7812 | 0 | 912.7482 | 0.0086439 |  |  | 839.642 | 0.0020746 | 1157.0073 | 0.1341 | 1234.4369 | 0.042749 |  |  |  |  | 1081.9818 | 0 | 1081.9752 | 0.0030029
| 746.3785 | 0.89729 | 533.007 | 0.0094381 | 533.007 | 0.011668 | 745.6644 | 0.0018258 | 533.007 | 0.029051 | 748.511 | 0.00040805 | 746.3785 | 0.028309 | 533.007 | 0.0090425 | 912.8311 | 0.0084502 |  |  | 839.858 | 0.0017339 | 1157.0729 | 0.13451 | 1234.6235 | 0.043064 |  |  |  |  | 1082.0392 | 0 | 1082.0326 | 0.002991
| 746.543 | 0.90044 | 533.2328 | -0.020716 | 533.2328 | -0.019784 | 745.8289 | 0 | 533.2328 | -0.011666 | 748.6763 | 0.000532 | 746.543 | 0.03115 | 533.2328 | 0.0054338 | 912.914 | 0.0079145 |  |  | 840.074 | 0.002901 | 1157.1384 | 0.13491 | 1234.8103 | 0.043391 |  |  |  |  | 1082.0966 | 0 | 1082.09 | 0.0029663
| 746.7075 | 0.90236 | 533.4587 | 0.0073895 | 533.4587 | 0.01746 | 745.9935 | 0.0018258 | 533.4587 | 0.0088179 | 748.8415 | 0.00025339 | 746.7075 | 0.029511 | 533.4587 | 0 | 912.9969 | 0.0077655 |  |  | 840.29 | 0.0018079 | 1157.2041 | 0.13532 | 1234.9971 | 0.043726 |  |  |  |  | 1082.1539 | 0 | 1082.1473 | 0.002929
| 746.872 | 0.91459 | 533.6845 | -0.01259 | 533.6845 | -0.0064118 | 746.1581 | 0 | 533.6845 | -0.014846 | 749.0068 | 0.0006022 | 746.872 | 0.03115 | 533.6845 | 0.0018125 | 913.0799 | 0.0080175 |  |  | 840.506 | 0.0026311 | 1157.2696 | 0.13572 | 1235.1838 | 0.044061 |  |  |  |  | 1082.2113 | 0 | 1082.2047 | 0.0028813
| 747.0365 | 0.90668 | 533.9104 | 0.015678 | 533.9104 | 0.0031104 | 746.3226 | 0.0018258 | 533.9104 | 0.019518 | 749.1721 | 0.00029397 | 747.0365 | 0.029402 | 533.9104 | 0.0090425 | 913.1628 | 0.0081178 |  |  | 840.722 | 0.0017239 | 1157.3352 | 0.13613 | 1235.3707 | 0.044382 |  |  |  |  | 1082.2687 | 0 | 1082.2621 | 0.0028297
| 747.201 | 0.93018 | 534.1363 | -0.019032 | 534.1363 | -0.017373 | 746.4872 | 0 | 534.1363 | -0.03432 | 749.3374 | 0.00052652 | 747.201 | 0.030604 | 534.1363 | 0 | 913.2458 | 0.0083181 |  |  | 840.939 | 0.0014819 | 1157.4009 | 0.13653 | 1235.5577 | 0.044672 |  |  |  |  | 1082.326 | 0 | 1082.3195 | 0.0027796
| 747.3655 | 0.93071 | 534.3622 | 0.0087595 | 534.3622 | 0.00018741 | 746.6517 | 0.0023475 | 534.3622 | 0.0037239 | 749.5027 | 0.00037953 | 747.3655 | 0.029183 | 534.3622 | 0 | 913.3289 | 0.0080279 |  |  | 841.155 | 0.0021863 | 1157.4664 | 0.13694 | 1235.7448 | 0.044921 |  |  |  |  | 1082.3834 | 0 | 1082.3768 | 0.0027407
| 747.53 | 0.93488 | 534.5881 | -0.01973 | 534.5881 | -0.0088337 | 746.8163 | 0 | 534.5881 | -0.038187 | 749.668 | 0.00047167 | 747.53 | 0.030823 | 534.5882 | 0 | 913.4119 | 0.0071372 |  |  | 841.372 | 0.0021944 | 1157.5321 | 0.13734 | 1235.9318 | 0.045137 |  |  |  |  | 1082.4408 | 0 | 1082.4343 | 0.0027201
| 747.6945 | 0.95484 | 534.8141 | 0.0066393 | 534.8141 | -0.013633 | 746.9809 | 0.0028693 | 534.8141 | 0.028593 | 749.8333 | 0.00039928 | 747.6945 | 0.029292 | 534.8141 | 0 | 913.4949 | 0.007411 |  |  | 841.589 | 0.0024877 | 1157.5977 | 0.13775 | 1236.1189 | 0.045338 |  |  |  |  | 1082.4983 | 0 | 1082.4917 | 0.0027217
| 747.859 | 0.98939 | 535.04 | -0.021347 | 535.04 | -0.0038114 | 747.1455 | 0 | 535.04 | -0.0073526 | 749.9986 | 0.00050677 | 747.859 | 0.03126 | 535.04 | 0 | 913.5779 | 0.0081636 |  |  | 841.806 | 0.0022447 | 1157.6633 | 0.13815 | 1236.306 | 0.045553 |  |  |  |  | 1082.5557 | 0 | 1082.5491 | 0.0027479
| 748.0236 | 0.99158 | 535.266 | 0.01233 | 535.266 | -0.0037301 | 747.3101 | 0.0023475 | 535.266 | 0.016019 | 750.164 | 0.00030713 | 748.0236 | 0.029402 | 535.266 | 0 | 913.661 | 0.0081332 |  |  | 842.023 | 0.0023213 | 1157.729 | 0.13856 | 1236.4933 | 0.045807 |  |  |  |  | 1082.613 | 0 | 1082.6064 | 0.0027955
| 748.1881 | 0.99137 | 535.4919 | -0.020055 | 535.4919 | 0.00077396 | 747.4747 | 0 | 535.4919 | -0.018238 | 750.3293 | 0.00055613 | 748.1881 | 0.031916 | 535.4919 | 0 | 913.7441 | 0.0078106 |  |  | 842.24 | 0.0018307 | 1157.7947 | 0.13896 | 1236.6805 | 0.046108 |  |  |  |  | 1082.6705 | 0 | 1082.6639 | 0.0028575
| 748.3526 | 0.9951 | 535.7179 | 0.0050753 | 535.7179 | 0.017725 | 747.6393 | 0.0023475 | 535.7179 | 0.010044 | 750.4946 | 0.00036637 | 748.3526 | 0.030057 | 535.7179 | 0.0090425 | 913.8271 | 0.0079299 |  |  | 842.457 | 0.0028559 | 1157.8602 | 0.13936 | 1236.8679 | 0.046443 |  |  |  |  | 1082.7279 | 0 | 1082.7213 | 0.002925
| 748.5172 | 1.0172 | 535.9439 | -0.020515 | 535.9439 | 0.0037778 | 747.8039 | 0 | 535.9439 | -0.020373 | 750.66 | 0.00052981 | 748.5172 | 0.031588 | 535.9439 | 0 | 913.9103 | 0.0088699 |  |  | 842.675 | 0.0028876 | 1157.9259 | 0.13977 | 1237.0553 | 0.046787 |  |  |  |  | 1082.7854 | 0 | 1082.7788 | 0.0029886
| 748.6817 | 1.011 | 536.1699 | 0.0079893 | 536.1699 | 0.016101 | 747.9685 | 0.0018258 | 536.1699 | 0.039798 | 750.8253 | 0.00029178 | 748.6817 | 0.02962 | 536.1699 | 0.0090425 | 913.9934 | 0.008975 |  |  | 842.892 | 0.0029264 | 1157.9916 | 0.14017 | 1237.2427 | 0.047115 |  |  |  |  | 1082.8428 | 0 | 1082.8362 | 0.0030402
| 748.8463 | 1.0301 | 536.3959 | -0.013836 | 536.3959 | -0.0090476 | 748.1331 | 0 | 536.3959 | -0.033269 | 750.9907 | 0.00054187 | 748.8463 | 0.032134 | 536.3959 | 0 | 914.0765 | 0.0081281 |  |  | 843.11 | 0.0027803 | 1158.0573 | 0.14058 | 1237.4302 | 0.047411 |  |  |  |  | 1082.9003 | 0 | 1082.8937 | 0.0030736
| 749.0108 | 1.0322 | 536.622 | 0.0076449 | 536.622 | 0.011123 | 748.2977 | 0.00078262 | 536.622 | 0.015073 | 751.1561 | 0.00033017 | 749.0108 | 0.030385 | 536.622 | 0 | 914.1597 | 0.0074704 |  |  | 843.327 | 0.0022561 | 1158.123 | 0.14098 | 1237.6178 | 0.047682 |  |  |  |  | 1082.9576 | 0 | 1082.951 | 0.0030887
| 749.1754 | 1.0232 | 536.848 | -0.016253 | 536.848 | 0.0017382 | 748.4623 | 0 | 536.848 | -0.00027776 | 751.3214 | 0.00061646 | 749.1754 | 0.032353 | 536.848 | 0.0072445 | 914.2429 | 0.0076799 |  |  | 843.545 | 0.0027908 | 1158.1887 | 0.14139 | 1237.8054 | 0.047956 |  |  |  |  | 1083.0151 | 0 | 1083.0085 | 0.0030863
| 749.34 | 1.0678 | 537.0741 | 0.0048814 | 537.0741 | 0.010838 | 748.627 | 0.0018258 | 537.0741 | 0.019066 | 751.4868 | 0.00027313 | 749.34 | 0.029402 | 537.0741 | 0 | 914.326 | 0.0081955 |  |  | 843.763 | 0.0018654 | 1158.2544 | 0.14179 | 1237.993 | 0.048272 |  |  |  |  | 1083.0726 | 0 | 1083.066 | 0.003072
| 749.5045 | 1.0425 | 537.3001 | -0.012878 | 537.3001 | -0.0020242 | 748.7916 | 0 | 537.3001 | -0.030208 | 751.6522 | 0.0005671 | 749.5045 | 0.031697 | 537.3001 | 0.0090425 | 914.4092 | 0.0077925 |  |  | 843.981 | 0.0020562 | 1158.3201 | 0.14219 | 1238.1808 | 0.048664 |  |  |  |  | 1083.1301 | 0 | 1083.1235 | 0.0030498
| 749.6691 | 1.0759 | 537.5262 | 0.016244 | 537.5262 | -0.0024708 | 748.9562 | 0.0018258 | 537.5262 | 0.027599 | 751.8176 | 0.00034333 | 749.6691 | 0.029292 | 537.5262 | 0 | 914.4924 | 0.0077178 |  |  | 844.199 | 0.0032979 | 1158.3859 | 0.1426 | 1238.3687 | 0.049154 |  |  |  |  | 1083.1875 | 0 | 1083.181 | 0.0030267
| 749.8337 | 1.1042 | 537.7523 | 0.0015837 | 537.7523 | 0.0040027 | 749.1209 | 0 | 537.7523 | -0.025133 | 751.983 | 0.0004629 | 749.8337 | 0.031806 | 537.7523 | 0 | 914.5757 | 0.008019 |  |  | 844.418 | 0.0025174 | 1158.4515 | 0.143 | 1238.5565 | 0.049738 |  |  |  |  | 1083.245 | 0 | 1083.2384 | 0.0030053
| 749.9983 | 1.1094 | 537.9784 | 0.0082815 | 537.9784 | 0.017935 | 749.2855 | 0.00078262 | 537.9784 | 0.0019014 | 752.1484 | 0.00052323 | 749.9983 | 0.02962 | 537.9784 | 0 | 914.6589 | 0.0078828 |  |  | 844.636 | 0.0033022 | 1158.5172 | 0.14341 | 1238.7444 | 0.050388 |  |  |  |  | 1083.3025 | 0 | 1083.2959 | 0.0029878
| 750.1629 | 1.1228 | 538.2045 | -0.0061605 | 538.2045 | -0.0092268 | 749.4502 | 0 | 538.2045 | -0.011126 | 752.3138 | 0.00037843 | 750.1629 | 0.032025 | 538.2045 | 0.0090425 | 914.7422 | 0.008319 |  |  | 844.854 | 0.002403 | 1158.583 | 0.14381 | 1238.9324 | 0.051064 |  |  |  |  | 1083.36 | 0 | 1083.3534 | 0.0029751
| 750.3275 | 1.1112 | 538.4307 | 0.00081572 | 538.4307 | 0.0011372 | 749.6148 | 0.00078262 | 538.4307 | 0.018752 | 752.4792 | 0.00042999 | 750.3275 | 0.030057 | 538.4307 | 0.0090425 | 914.8254 | 0.0090734 |  |  | 845.073 | 0.0019186 | 1158.6488 | 0.14421 | 1239.1204 | 0.051718 |  |  |  |  | 1083.4175 | 0 | 1083.4109 | 0.0029671
| 750.4921 | 1.1448 | 538.6568 | -0.026875 | 538.6568 | 0.0022286 | 749.7795 | 0 | 538.6568 | -0.026978 | 752.6446 | 0.00048483 | 750.4921 | 0.031806 | 538.6568 | 0.0072409 | 914.9087 | 0.0097285 |  |  | 845.292 | 0.0022009 | 1158.7145 | 0.14461 | 1239.3085 | 0.052314 |  |  |  |  | 1083.475 | 0 | 1083.4684 | 0.0029632
| 750.6567 | 1.1509 | 538.883 | 0.01045 | 538.883 | 0.013167 | 749.9441 | 0.0018258 | 538.883 | 0.018758 | 752.81 | 0.00026984 | 750.6567 | 0.02973 | 538.883 | 0.0090425 | 914.9919 | 0.0096746 |  |  | 845.511 | 0.0022994 | 1158.7803 | 0.14501 | 1239.4966 | 0.052828 |  |  |  |  | 1083.5325 | 0 | 1083.526 | 0.0029632
| 750.8213 | 1.1661 | 539.1091 | -0.02676 | 539.1091 | -0.014759 | 750.1088 | 0 | 539.1091 | -0.025292 | 752.9755 | 0.00067679 | 750.8213 | 0.032353 | 539.1091 | 0 | 915.0753 | 0.0088106 |  |  | 845.73 | 0.0025514 | 1158.8461 | 0.14542 | 1239.6848 | 0.053254 |  |  |  |  | 1083.5901 | 0 | 1083.5835 | 0.0029695
| 750.9859 | 1.1426 | 539.3353 | 0.014077 | 539.3353 | -0.0082748 | 750.2735 | 0.00078262 | 539.3353 | 0.018241 | 753.1409 | 0.00022596 | 750.9859 | 0.030495 | 539.3353 | 0 | 915.1586 | 0.0085289 |  |  | 845.949 | 0.0035009 | 1158.9119 | 0.14582 | 1239.873 | 0.053596 |  |  |  |  | 1083.6476 | 0 | 1083.641 | 0.0029822
| 751.1505 | 1.19 | 539.5615 | -0.018417 | 539.5615 | 0.002487 | 750.4382 | 0 | 539.5615 | -0.010214 | 753.3063 | 0.00063292 | 751.1505 | 0.032899 | 539.5615 | 0 | 915.242 | 0.0090096 |  |  | 846.168 | 0.0019095 | 1158.9775 | 0.14622 | 1240.0613 | 0.053862 |  |  |  |  | 1083.7051 | 0 | 1083.6985 | 0.0030037
| 751.3151 | 1.1917 | 539.7877 | 0.0056569 | 539.7877 | 0.0027534 | 750.6028 | 0.0013044 | 539.7877 | 0.011819 | 753.4718 | 0.00031591 | 751.3151 | 0.030932 | 539.7877 | 0 | 915.3253 | 0.0094061 |  |  | 846.387 | 0.0031052 | 1159.0433 | 0.14663 | 1240.2496 | 0.054056 |  |  |  |  | 1083.7627 | 0 | 1083.7561 | 0.0030347
| 751.4798 | 1.2094 | 540.0139 | -0.024197 | 540.0139 | -0.0051323 | 750.7675 | 0 | 540.0139 | -0.019922 | 753.6372 | 0.00054626 | 751.4798 | 0.033227 | 540.0139 | 0 | 915.4088 | 0.0091024 |  |  | 846.606 | 0.002785 | 1159.1091 | 0.14703 | 1240.4381 | 0.054181 |  |  |  |  | 1083.8202 | 0 | 1083.8136 | 0.0030744
| 751.6444 | 1.2012 | 540.2402 | 0.01835 | 540.2402 | 0.012587 | 750.9322 | 0.0013044 | 540.2402 | 0.014078 | 753.8027 | 0.00041134 | 751.6444 | 0.030823 | 540.2402 | 0 | 915.4921 | 0.0084557 |  |  | 846.826 | 0.0024688 | 1159.1751 | 0.14743 | 1240.6266 | 0.054235 |  |  |  |  | 1083.8777 | 0 | 1083.8712 | 0.0031212
| 751.809 | 1.2257 | 540.4664 | -0.0077291 | 540.4664 | 0.001008 | 751.0969 | 0 | 540.4664 | -0.022494 | 753.9682 | 0.00057588 | 751.809 | 0.032243 | 540.4664 | 0.0018125 | 915.5756 | 0.0089084 |  |  | 847.046 | 0.0015425 | 1159.2408 | 0.14784 | 1240.8151 | 0.054219 |  |  |  |  | 1083.9353 | 0 | 1083.9287 | 0.0031713
| 751.9737 | 1.2527 | 540.6927 | 0.0023494 | 540.6927 | 0.0045123 | 751.2616 | 0.00078262 | 540.6927 | 0.024961 | 754.1336 | 0.00029726 | 751.9737 | 0.030276 | 540.6927 | 0.0090425 | 915.6589 | 0.0094826 |  |  | 847.265 | 0.0035149 | 1159.3066 | 0.14824 | 1241.0037 | 0.054147 |  |  |  |  | 1083.9928 | 0 | 1083.9863 | 0.0032205
| 752.1383 | 1.2595 | 540.9189 | -0.013242 | 540.9189 | -0.0083946 | 751.4263 | 0 | 540.9189 | -0.029931 | 754.2991 | 0.00065925 | 752.1383 | 0.031478 | 540.9189 | 0.0036213 | 915.7424 | 0.0096044 |  |  | 847.485 | 0.0027429 | 1159.3724 | 0.14864 | 1241.1924 | 0.054047 |  |  |  |  | 1084.0504 | 0 | 1084.0438 | 0.003265
| 752.303 | 1.2665 | 541.1452 | 0.015617 | 541.1452 | -0.01431 | 751.5911 | 0.0018258 | 541.1452 | 0.01225 | 754.4646 | 0.0002128 | 752.303 | 0.030057 | 541.1452 | 0.0090425 | 915.8259 | 0.01006 |  |  | 847.705 | 0.0030017 | 1159.4383 | 0.14904 | 1241.3811 | 0.05396 |  |  |  |  | 1084.108 | 0 | 1084.1014 | 0.0033008
| 752.4677 | 1.2932 | 541.3715 | -0.013559 | 541.3715 | 0.0026474 | 751.7558 | 0 | 541.3715 | -0.043575 | 754.6301 | 0.00077113 | 752.4677 | 0.032134 | 541.3715 | 0.0054338 | 915.9093 | 0.010046 |  |  | 847.925 | 0.0033702 | 1159.5041 | 0.14944 | 1241.5698 | 0.053927 |  |  |  |  | 1084.1655 | 0 | 1084.1589 | 0.0033254
| 752.6323 | 1.3069 | 541.5978 | 0.0094399 | 541.5978 | 0.0026114 | 751.9205 | 0.0013044 | 541.5978 | 0.024813 | 754.7956 | 0.00021719 | 752.6323 | 0.031478 | 541.5978 | 0 | 915.9928 | 0.0095049 |  |  | 848.145 | 0.00263 | 1159.57 | 0.14984 | 1241.7587 | 0.053988 |  |  |  |  | 1084.2231 | 0 | 1084.2166 | 0.0033373
| 752.797 | 1.317 | 541.8241 | -0.013877 | 541.8241 | 0.0049341 | 752.0852 | 0 | 541.8241 | -0.017041 | 754.9611 | 0.00074041 | 752.797 | 0.033118 | 541.8241 | 0 | 916.0763 | 0.0096435 |  |  | 848.366 | 0.0020624 | 1159.6359 | 0.15025 | 1241.9475 | 0.05417 |  |  |  |  | 1084.2808 | 0 | 1084.2742 | 0.0033357
| 752.9616 | 1.3499 | 542.0505 | 0.0020772 | 542.0505 | 0.012522 | 752.25 | 0.0013044 | 542.0505 | 0.022507 | 755.1266 | 0.00020512 | 752.9616 | 0.030932 | 542.0505 | 0 | 916.1599 | 0.0097856 |  |  | 848.586 | 0.0024589 | 1159.7017 | 0.15065 | 1242.1365 | 0.054484 |  |  |  |  | 1084.3384 | 0 | 1084.3318 | 0.0033222
| 753.1263 | 1.3192 | 542.2768 | -0.016367 | 542.2768 | -0.0028544 | 752.4147 | 0 | 542.2768 | -0.020674 | 755.2921 | 0.00069873 | 753.1263 | 0.032681 | 542.2768 | 0.0090425 | 916.2433 | 0.0094155 |  |  | 848.807 | 0.0023198 | 1159.7676 | 0.15105 | 1242.3254 | 0.05493 |  |  |  |  | 1084.396 | 0 | 1084.3894 | 0.0032992
| 753.291 | 1.3397 | 542.5032 | 0.0041619 | 542.5032 | -0.0087763 | 752.5794 | 0.00078262 | 542.5032 | -0.0043788 | 755.4576 | 0.00023803 | 753.291 | 0.03115 | 542.5032 | 0.0090425 | 916.3269 | 0.0092671 |  |  | 849.027 | 0.0025549 | 1159.8335 | 0.15146 | 1242.5145 | 0.055494 |  |  |  |  | 1084.4536 | 0 | 1084.447 | 0.0032682
| 753.4557 | 1.3671 | 542.7295 | -0.023434 | 542.7295 | -0.0074283 | 752.7442 | 0 | 542.7295 | -0.023069 | 755.6232 | 0.00073493 | 753.4557 | 0.033118 | 542.7295 | 0 | 916.4105 | 0.0099296 |  |  | 849.248 | 0.0029142 | 1159.8994 | 0.15186 | 1242.7036 | 0.056152 |  |  |  |  | 1084.5112 | 0 | 1084.5046 | 0.0032325
| 753.6204 | 1.3913 | 542.9559 | 0.0020969 | 542.9559 | 0.0070902 | 752.9089 | 0.00078262 | 542.9559 | 0.010863 | 755.7887 | 0.00023474 | 753.6204 | 0.031478 | 542.9559 | 0.0054302 | 916.4941 | 0.010602 |  |  | 849.469 | 0.0018572 | 1159.9652 | 0.15226 | 1242.8927 | 0.056869 |  |  |  |  | 1084.5689 | 0 | 1084.5623 | 0.0031951
| 753.7851 | 1.4038 | 543.1823 | -0.012316 | 543.1823 | 0.0030695 | 753.0737 | 0 | 543.1823 | -0.029825 | 755.9543 | 0.00078978 | 753.7851 | 0.033336 | 543.1823 | 0.0054302 | 916.5776 | 0.010537 |  |  | 849.69 | 0.0016438 | 1160.0311 | 0.15266 | 1243.082 | 0.057608 |  |  |  |  | 1084.6265 | 0 | 1084.6199 | 0.003157
| 753.9498 | 1.4194 | 543.4087 | 0.013813 | 543.4087 | 0.0054354 | 753.2384 | 0.0018258 | 543.4087 | 0.0028539 | 756.1198 | 0.00016454 | 753.9498 | 0.032025 | 543.4087 | 0 | 916.6613 | 0.010551 |  |  | 849.911 | 0.0013308 | 1160.0971 | 0.15306 | 1243.2712 | 0.058325 |  |  |  |  | 1084.6841 | 0 | 1084.6775 | 0.0031197
| 754.1145 | 1.391 | 543.6351 | -0.013612 | 543.6351 | -0.011047 | 753.4032 | 0 | 543.6351 | -0.016996 | 756.2853 | 0.000747 | 754.1145 | 0.034102 | 543.6351 | 0 | 916.7449 | 0.011145 |  |  | 850.132 | 0.0017802 | 1160.163 | 0.15347 | 1243.4606 | 0.058987 |  |  |  |  | 1084.7417 | 0 | 1084.7351 | 0.0030815
| 754.2792 | 1.4229 | 543.8616 | 0.008253 | 543.8616 | 0.015152 | 753.568 | 0.0018258 | 543.8616 | 0.017246 | 756.4509 | 0.000283 | 754.2792 | 0.032353 | 543.8616 | 0 | 916.8286 | 0.011068 |  |  | 850.354 | 0.0028841 | 1160.2289 | 0.15387 | 1243.65 | 0.059568 |  |  |  |  | 1084.7993 | 0 | 1084.7927 | 0.0030402
| 754.4439 | 1.4423 | 544.088 | -0.014347 | 544.088 | 0.0019292 | 753.7328 | 0 | 544.088 | -0.013611 | 756.6165 | 0.00060988 | 754.4439 | 0.034539 | 544.088 | 0 | 916.9122 | 0.010119 |  |  | 850.575 | 0.0021728 | 1160.2948 | 0.15427 | 1243.8395 | 0.060056 |  |  |  |  | 1084.8571 | 0 | 1084.8505 | 0.0029933
| 754.6086 | 1.4552 | 544.3145 | 0.0056724 | 544.3145 | 0.018292 | 753.8975 | 0.0028693 | 544.3145 | 0.02519 | 756.7821 | 0.00030384 | 754.6086 | 0.032243 | 544.3144 | 0.0090425 | 916.9958 | 0.0096518 |  |  | 850.797 | 0.0020564 | 1160.3608 | 0.15468 | 1244.0289 | 0.060449 |  |  |  |  | 1084.9147 | 0 | 1084.9081 | 0.0029393
| 754.7734 | 1.4586 | 544.5409 | -0.01797 | 544.5409 | -0.0055197 | 754.0623 | 0 | 544.5409 | -0.02437 | 756.9476 | 0.00068667 | 754.7734 | 0.034539 | 544.5409 | 0 | 917.0795 | 0.0097672 |  |  | 851.018 | 0.0034087 | 1160.4268 | 0.15508 | 1244.2185 | 0.060753 |  |  |  |  | 1084.9723 | 0 | 1084.9657 | 0.0028766
| 754.9381 | 1.4774 | 544.7674 | 0.007379 | 544.7674 | 0.010007 | 754.2271 | 0.0018258 | 544.7674 | 0.022794 | 757.1132 | 0.00012505 | 754.9381 | 0.032353 | 544.7674 | 0.0090425 | 917.1632 | 0.0098279 |  |  | 851.24 | 0.0027323 | 1160.4927 | 0.15549 | 1244.4082 | 0.06098 |  |  |  |  | 1085.03 | 0 | 1085.0234 | 0.0028075
| 755.1028 | 1.4783 | 544.9939 | -0.0086059 | 544.9939 | -0.0090217 | 754.3919 | 0 | 544.9939 | -0.024338 | 757.2788 | 0.0009587 | 755.1028 | 0.034102 | 544.9939 | 0 | 917.2469 | 0.010511 |  |  | 851.462 | 0.0033808 | 1160.5586 | 0.15589 | 1244.5979 | 0.06115 |  |  |  |  | 1085.0876 | 0 | 1085.0811 | 0.0027375
| 755.2676 | 1.5155 | 545.2204 | 0.008734 | 545.2204 | -0.00078033 | 754.5567 | 0.0018258 | 545.2204 | 0.015597 | 757.4444 | 4.2779e-05 | 755.2676 | 0.031916 | 545.2204 | 0 | 917.3307 | 0.01126 |  |  | 851.684 | 0.0011385 | 1160.6246 | 0.1563 | 1244.7876 | 0.061293 |  |  |  |  | 1085.1454 | 0 | 1085.1388 | 0.0026724
| 755.4323 | 1.5309 | 545.4469 | -0.013936 | 545.4469 | 0.0052265 | 754.7215 | 0 | 545.4469 | -0.010115 | 757.61 | 0.00098612 | 755.4323 | 0.033664 | 545.4469 | 0 | 917.4144 | 0.011074 |  |  | 851.906 | 0.0028279 | 1160.6906 | 0.1567 | 1244.9774 | 0.061445 |  |  |  |  | 1085.203 | 0 | 1085.1964 | 0.0026192
| 755.597 | 1.5317 | 545.6734 | 0.010768 | 545.6734 | 0.011769 | 754.8863 | 0.0018258 | 545.6734 | 0.0075713 | 757.7756 | 1.7551e-05 | 755.597 | 0.032134 | 545.6734 | 0 | 917.4981 | 0.01087 |  |  | 852.129 | 0.0013984 | 1160.7566 | 0.15711 | 1245.1672 | 0.061644 |  |  |  |  | 1085.2607 | 0 | 1085.2541 | 0.0025858
| 755.7618 | 1.5301 | 545.9 | -0.015661 | 545.9 | -0.013081 | 755.0511 | 0 | 545.9 | -0.019272 | 757.9412 | 0.00098941 | 755.7618 | 0.033883 | 545.9 | 0 | 917.5819 | 0.010726 |  |  | 852.351 | 0.0027504 | 1160.8226 | 0.15751 | 1245.3572 | 0.061917 |  |  |  |  | 1085.3185 | 0 | 1085.3119 | 0.0025755
| 755.9265 | 1.5586 | 546.1265 | 0.0082962 | 546.1265 | -0.0080439 | 755.2159 | 0.0018258 | 546.1265 | 0.011405 | 758.1069 | 5.7039e-05 | 755.9265 | 0.031916 | 546.1265 | 0 | 917.6656 | 0.010315 |  |  | 852.574 | 0.0025641 | 1160.8885 | 0.15792 | 1245.5471 | 0.062275 |  |  |  |  | 1085.3761 | 0 | 1085.3696 | 0.0025914
| 756.0913 | 1.572 | 546.3531 | -0.010816 | 546.3531 | -0.0029792 | 755.3808 | 0 | 546.3531 | -0.016203 | 758.2725 | 0.0010081 | 756.0913 | 0.034757 | 546.3531 | 0 | 917.7495 | 0.010548 |  |  | 852.796 | 0.001783 | 1160.9546 | 0.15832 | 1245.7372 | 0.062705 |  |  |  |  | 1085.4338 | 0 | 1085.4272 | 0.0026335
| 756.2561 | 1.598 | 546.5797 | 0.010836 | 546.5797 | 0.0035262 | 755.5456 | 0.0013044 | 546.5797 | 0.013126 | 758.4381 | 5.7039e-05 | 756.2561 | 0.032462 | 546.5797 | 0.0072427 | 917.8333 | 0.011066 |  |  | 853.019 | 0.0020187 | 1161.0206 | 0.15873 | 1245.9272 | 0.06317 |  |  |  |  | 1085.4916 | 0 | 1085.485 | 0.002697
| 756.4208 | 1.5956 | 546.8063 | -0.0052822 | 546.8063 | -0.0075094 | 755.7104 | 0 | 546.8063 | -0.0061368 | 758.6037 | 0.0010366 | 756.4208 | 0.034211 | 546.8063 | 0.0036213 | 917.9171 | 0.010763 |  |  | 853.242 | 0.0018256 | 1161.0867 | 0.15913 | 1246.1174 | 0.063618 |  |  |  |  | 1085.5493 | 0 | 1085.5427 | 0.0027773
| 756.5856 | 1.6257 | 547.0329 | 0.0027189 | 547.0329 | -0.0041841 | 755.8752 | 0.0013044 | 547.0329 | 0.010129 | 758.7694 | 2.4132e-05 | 756.5856 | 0.031588 | 547.0329 | 0.0090425 | 918.001 | 0.010333 |  |  | 853.465 | 0.0034913 | 1161.1527 | 0.15954 | 1246.3076 | 0.063992 |  |  |  |  | 1085.6071 | 0 | 1085.6005 | 0.0028678
| 756.7504 | 1.6226 | 547.2595 | -0.0088575 | 547.2595 | -0.0090375 | 756.0401 | 0 | 547.2595 | -0.017723 | 758.935 | 0.00099819 | 756.7504 | 0.033774 | 547.2595 | 0.0090425 | 918.0848 | 0.010696 |  |  | 853.688 | 0.0030447 | 1161.2188 | 0.15995 | 1246.4979 | 0.064243 |  |  |  |  | 1085.6648 | 0 | 1085.6582 | 0.0029608
| 756.9152 | 1.6528 | 547.4861 | 0.0055447 | 547.4861 | -0.0097939 | 756.2049 | 0.0013044 | 547.4861 | 0.00085382 | 759.1007 | 4.607e-05 | 756.9152 | 0.032025 | 547.4861 | 0.005432 | 918.1688 | 0.011324 |  |  | 853.911 | 0.0023455 | 1161.2848 | 0.16036 | 1246.6882 | 0.06434 |  |  |  |  | 1085.7225 | 0 | 1085.7159 | 0.0030521
| 757.08 | 1.6922 | 547.7128 | -0.01514 | 547.7128 | -0.0061334 | 756.3698 | 0 | 547.7128 | -0.023753 | 759.2664 | 0.00096747 | 757.08 | 0.034102 | 547.7128 | 0 | 918.2526 | 0.011184 |  |  | 854.134 | 0.0019833 | 1161.3508 | 0.16077 | 1246.8785 | 0.064279 |  |  |  |  | 1085.7803 | 0 | 1085.7737 | 0.0031348
| 757.2448 | 1.7174 | 547.9394 | 0.0034018 | 547.9394 | 0.003929 | 756.5346 | 0.00078262 | 547.9394 | 0.0092449 | 759.432 | 5.8136e-05 | 757.2448 | 0.032899 | 547.9394 | 0 | 918.3365 | 0.011029 |  |  | 854.358 | 0.0026572 | 1161.4169 | 0.16117 | 1247.069 | 0.064085 |  |  |  |  | 1085.838 | 0 | 1085.8314 | 0.003207
| 757.4096 | 1.7044 | 548.1661 | -0.010306 | 548.1661 | 0.0023268 | 756.6995 | 0 | 548.1661 | -0.016185 | 759.5977 | 0.0010168 | 757.4096 | 0.035522 | 548.1661 | 0 | 918.4205 | 0.011178 |  |  | 854.581 | 0.0029896 | 1161.4829 | 0.16158 | 1247.2595 | 0.06381 |  |  |  |  | 1085.8957 | 0 | 1085.8892 | 0.0032658
| 757.5744 | 1.7007 | 548.3928 | 0.0037905 | 548.3928 | 0.0031639 | 756.8643 | 0.0023475 | 548.3928 | 0.017255 | 759.7634 | 9.4334e-05 | 757.5744 | 0.033555 | 548.3928 | 0 | 918.5045 | 0.010883 |  |  | 854.805 | 0.0034385 | 1161.549 | 0.16199 | 1247.4501 | 0.063526 |  |  |  |  | 1085.9536 | 0 | 1085.947 | 0.0033111
| 757.7392 | 1.7468 | 548.6194 | -0.014692 | 548.6194 | 0.0063057 | 757.0292 | 0 | 548.6194 | 0.00068551 | 759.9291 | 0.0012274 | 757.7392 | 0.036069 | 548.6195 | 0 | 918.5884 | 0.010824 |  |  | 855.029 | 0.0019712 | 1161.6151 | 0.1624 | 1247.6407 | 0.063313 |  |  |  |  | 1086.0113 | 0 | 1086.0048 | 0.0033429
| 757.904 | 1.7199 | 548.8462 | 0.0049944 | 548.8462 | 0.013484 | 757.1941 | 0.00026087 | 548.8462 | 0.014579 | 760.0948 | 0.00014808 | 757.904 | 0.034211 | 548.8461 | 0 | 918.6724 | 0.011586 |  |  | 855.253 | 0.0031505 | 1161.6811 | 0.16282 | 1247.8314 | 0.063244 |  |  |  |  | 1086.0691 | 0 | 1086.0625 | 0.0033627
| 758.0688 | 1.8095 | 549.0729 | -0.019275 | 549.0729 | 0.0028296 | 757.359 | 0 | 549.0729 | -0.019258 | 760.2605 | 0.0013141 | 758.0688 | 0.036506 | 549.0729 | 0 | 918.7563 | 0.01212 |  |  | 855.477 | 0.0019057 | 1161.7473 | 0.16323 | 1248.0221 | 0.063373 |  |  |  |  | 1086.127 | 0 | 1086.1204 | 0.0033747
| 758.2336 | 1.8403 | 549.2996 | 0.00393 | 549.2996 | -0.00011241 | 757.5239 | 0.0013044 | 549.2996 | 0.0065513 | 760.4262 | 0.00026765 | 758.2336 | 0.033336 | 549.2996 | 0 | 918.8404 | 0.011838 |  |  | 855.701 | 0.0022325 | 1161.8133 | 0.16364 | 1248.2129 | 0.06372 |  |  |  |  | 1086.1847 | 0 | 1086.1781 | 0.003381
| 758.3985 | 1.8455 | 549.5263 | -0.020974 | 549.5263 | -0.0031575 | 757.6887 | 0 | 549.5263 | -0.01489 | 760.5919 | 0.0013722 | 758.3985 | 0.035195 | 549.5263 | 0 | 918.9244 | 0.011568 |  |  | 855.925 | 0.0021066 | 1161.8795 | 0.16405 | 1248.4037 | 0.064275 |  |  |  |  | 1086.2425 | 0 | 1086.236 | 0.0033858
| 758.5633 | 1.8552 | 549.7531 | -0.0008 | 549.7531 | 0.0036769 | 757.8536 | 0.00078262 | 549.7531 | 0.013432 | 760.7576 | 0.00029617 | 758.5633 | 0.033227 | 549.7531 | 0 | 919.0084 | 0.012041 |  |  | 856.149 | 0.0022025 | 1161.9456 | 0.16446 | 1248.5946 | 0.064994 |  |  |  |  | 1086.3003 | 0 | 1086.2937 | 0.0033906
| 758.7281 | 1.8542 | 549.9798 | -0.0069326 | 549.9798 | 0.0060053 | 758.0185 | 0 | 549.9798 | -0.014575 | 760.9233 | 0.0013284 | 758.7281 | 0.035522 | 549.9799 | 0 | 919.0925 | 0.012389 |  |  | 856.374 | 0.0022448 | 1162.0117 | 0.16488 | 1248.7856 | 0.065813 |  |  |  |  | 1086.3582 | 0 | 1086.3516 | 0.0033953
| 758.893 | 1.8838 | 550.2066 | 0.0073865 | 550.2066 | -0.001504 | 758.1834 | 0.0018258 | 550.2066 | 0.029062 | 761.0891 | 0.00035759 | 758.893 | 0.033555 | 550.2066 | 0.0090425 | 919.1766 | 0.012293 |  |  | 856.598 | 0.002841 | 1162.0779 | 0.16529 | 1248.9766 | 0.066664 |  |  |  |  | 1086.4159 | 0 | 1086.4094 | 0.0034009
| 759.0578 | 1.8929 | 550.4334 | -0.017565 | 550.4334 | -0.01308 | 758.3483 | 0 | 550.4334 | -0.0276 | 761.2548 | 0.0015225 | 759.0578 | 0.035304 | 550.4334 | 0.0090425 | 919.2606 | 0.012469 |  |  | 856.823 | 0.0026239 | 1162.144 | 0.16571 | 1249.1677 | 0.067482 |  |  |  |  | 1086.4738 | 0 | 1086.4672 | 0.0034041
| 759.2227 | 1.9264 | 550.6602 | 0.0046774 | 550.6602 | -0.0025717 | 758.5132 | 0.0013044 | 550.6602 | 0.030668 | 761.4205 | 0.00040586 | 759.2227 | 0.033774 | 550.6602 | 0.0072427 | 919.3447 | 0.012658 |  |  | 857.048 | 0.0022213 | 1162.2102 | 0.16613 | 1249.3589 | 0.068223 |  |  |  |  | 1086.5316 | 0 | 1086.525 | 0.0034009
| 759.3875 | 1.9457 | 550.887 | -0.0152 | 550.887 | 0.0025701 | 758.6782 | 0 | 550.887 | -0.014486 | 761.5863 | 0.0015028 | 759.3875 | 0.036397 | 550.887 | 0 | 919.4288 | 0.013173 |  |  | 857.273 | 0.0019454 | 1162.2764 | 0.16654 | 1249.55 | 0.06886 |  |  |  |  | 1086.5895 | 0 | 1086.5829 | 0.0033898
| 759.5524 | 1.9817 | 551.1139 | 0.0054944 | 551.1139 | 0.0077846 | 758.8431 | 0.0018258 | 551.1139 | 0.019311 | 761.752 | 0.00055504 | 759.5524 | 0.034976 | 551.1138 | 0 | 919.513 | 0.01386 |  |  | 857.498 | 0.0024583 | 1162.3425 | 0.16696 | 1249.7413 | 0.069395 |  |  |  |  | 1086.6473 | 0 | 1086.6408 | 0.0033683
| 759.7172 | 1.9811 | 551.3407 | -0.017774 | 551.3407 | -0.0084066 | 759.008 | 0 | 551.3407 | -0.018001 | 761.9178 | 0.0016037 | 759.7172 | 0.037053 | 551.3407 | 0 | 919.5971 | 0.013723 |  |  | 857.723 | 0.0033935 | 1162.4087 | 0.16737 | 1249.9326 | 0.069845 |  |  |  |  | 1086.7051 | 0 | 1086.6986 | 0.0033381
| 759.8821 | 2.0201 | 551.5675 | 0.0076428 | 551.5675 | -0.0081801 | 759.1729 | 0.00078262 | 551.5675 | 0.020112 | 762.0835 | 0.00050568 | 759.8821 | 0.034867 | 551.5675 | 0 | 919.6813 | 0.01305 |  |  | 857.949 | 0.0021305 | 1162.4749 | 0.16779 | 1250.124 | 0.070239 |  |  |  |  | 1086.7629 | 0 | 1086.7564 | 0.0033016
| 760.047 | 2.0324 | 551.7944 | -0.013513 | 551.7944 | -0.01412 | 759.3379 | 0 | 551.7944 | -0.015926 | 762.2493 | 0.0017638 | 760.047 | 0.036834 | 551.7944 | 0 | 919.7654 | 0.012508 |  |  | 858.174 | 0.0014831 | 1162.541 | 0.16821 | 1250.3154 | 0.070608 |  |  |  |  | 1086.8208 | 0 | 1086.8142 | 0.0032619
| 760.2118 | 2.0356 | 552.0213 | 0.0067526 | 552.0213 | -0.0061438 | 759.5028 | 0.0018258 | 552.0213 | 0.011855 | 762.4151 | 0.00074151 | 760.2118 | 0.035195 | 552.0213 | 0 | 919.8497 | 0.011878 |  |  | 858.4 | 0.0029683 | 1162.6073 | 0.16864 | 1250.507 | 0.070977 |  |  |  |  | 1086.8787 | 0 | 1086.8722 | 0.0032213
| 760.3767 | 2.036 | 552.2482 | -0.011415 | 552.2482 | -0.002303 | 759.6677 | 0 | 552.2482 | 0.0011619 | 762.5809 | 0.0019997 | 760.3767 | 0.037053 | 552.2482 | 0 | 919.9338 | 0.01152 |  |  | 858.625 | 0.0024938 | 1162.6735 | 0.16906 | 1250.6985 | 0.071359 |  |  |  |  | 1086.9367 | 0 | 1086.93 | 0.003184
| 760.5416 | 2.0815 | 552.4751 | 0.0041436 | 552.4751 | 0.01054 | 759.8327 | 0.0013044 | 552.4751 | 0.010309 | 762.7467 | 0.00092799 | 760.5416 | 0.03432 | 552.4751 | 0.0072409 | 920.018 | 0.012114 |  |  | 858.851 | 0.001994 | 1162.7396 | 0.16948 | 1250.89 | 0.071756 |  |  |  |  | 1086.9945 | 0 | 1086.9879 | 0.0031506
| 760.7065 | 2.089 | 552.702 | -0.0087715 | 552.702 | -0.0044863 | 759.9976 | 0 | 552.702 | -0.02351 | 762.9125 | 0.0020161 | 760.7065 | 0.036725 | 552.702 | 0 | 920.1022 | 0.012832 |  |  | 859.077 | 0.0025212 | 1162.8059 | 0.16991 | 1251.0818 | 0.072161 |  |  |  |  | 1087.0524 | 0 | 1087.0458 | 0.0031205
| 760.8714 | 2.1442 | 552.9289 | 0.012953 | 552.9289 | 0.0033549 | 760.1626 | 0.0013044 | 552.9289 | 0.010926 | 763.0783 | 0.00086217 | 760.8714 | 0.035085 | 552.9289 | 0.0090425 | 920.1865 | 0.012809 |  |  | 859.303 | 0.0013117 | 1162.8721 | 0.17034 | 1251.2734 | 0.07257 |  |  |  |  | 1087.1102 | 0 | 1087.1036 | 0.0030926
| 761.0363 | 2.1562 | 553.1558 | -0.012589 | 553.1558 | -0.0064181 | 760.3276 | 0 | 553.1558 | -0.011132 | 763.2441 | 0.001981 | 761.0363 | 0.037271 | 553.1558 | 0.0090425 | 920.2708 | 0.013053 |  |  | 859.529 | 0.0029571 | 1162.9383 | 0.17077 | 1251.4652 | 0.072982 |  |  |  |  | 1087.1682 | 0 | 1087.1616 | 0.0030656
| 761.2012 | 2.167 | 553.3828 | 0.0074842 | 553.3828 | 0.015893 | 760.4925 | 0.0013044 | 553.3828 | 0.022778 | 763.4099 | 0.00087753 | 761.2012 | 0.034976 | 553.3828 | 0 | 920.355 | 0.013341 |  |  | 859.755 | 0.003379 | 1163.0045 | 0.17119 | 1251.6571 | 0.073401 |  |  |  |  | 1087.2261 | 0 | 1087.2195 | 0.0030378
| 761.3661 | 2.1869 | 553.6097 | -0.012544 | 553.6097 | -0.0063387 | 760.6575 | 0 | 553.6097 | -0.0098279 | 763.5757 | 0.0020589 | 761.3661 | 0.036834 | 553.6097 | 0 | 920.4393 | 0.013204 |  |  | 859.982 | 0.0024683 | 1163.0708 | 0.17162 | 1251.849 | 0.073842 |  |  |  |  | 1087.2839 | 0 | 1087.2773 | 0.0030092
| 761.531 | 2.1848 | 553.8367 | 0.0041066 | 553.8367 | -0.0062018 | 760.8225 | 0.0013044 | 553.8367 | 0.010557 | 763.7415 | 0.00091702 | 761.531 | 0.034757 | 553.8367 | 0 | 920.5237 | 0.013369 |  |  | 860.208 | 0.0026052 | 1163.1371 | 0.17205 | 1252.0409 | 0.07432 |  |  |  |  | 1087.3419 | 0 | 1087.3353 | 0.002979
| 761.6959 | 2.2334 | 554.0637 | -0.020191 | 554.0637 | -0.011649 | 760.9874 | 0 | 554.0637 | -0.0142 | 763.9074 | 0.002049 | 761.6959 | 0.036288 | 554.0637 | 0 | 920.608 | 0.01339 |  |  | 860.435 | 0.0033469 | 1163.2034 | 0.17249 | 1252.2329 | 0.074849 |  |  |  |  | 1087.3998 | 0 | 1087.3932 | 0.0029497
| 761.8609 | 2.25 | 554.2907 | 0.0050224 | 554.2907 | 0.010867 | 761.1524 | 0.0018258 | 554.2907 | 0.0067796 | 764.0732 | 0.00098503 | 761.8609 | 0.033446 | 554.2907 | 0 | 920.6923 | 0.013025 |  |  | 860.662 | 0.0015705 | 1163.2696 | 0.17292 | 1252.425 | 0.075433 |  |  |  |  | 1087.4578 | 0 | 1087.4512 | 0.0029234
| 762.0258 | 2.2928 | 554.5177 | -0.012257 | 554.5177 | -0.002971 | 761.3174 | 0 | 554.5177 | -0.017537 | 764.2391 | 0.0019657 | 762.0258 | 0.036506 | 554.5177 | 0 | 920.7767 | 0.01338 |  |  | 860.888 | 0.0021601 | 1163.3359 | 0.17335 | 1252.6172 | 0.076069 |  |  |  |  | 1087.5156 | 0 | 1087.509 | 0.0029036
| 762.1907 | 2.3134 | 554.7447 | 0.0090202 | 554.7447 | 0.0069585 | 761.4824 | 0.0018258 | 554.7447 | 0.0075106 | 764.4049 | 0.00080952 | 762.1907 | 0.034867 | 554.7447 | 0 | 920.8611 | 0.013866 |  |  | 861.116 | 0.0023677 | 1163.4022 | 0.17379 | 1252.8093 | 0.076742 |  |  |  |  | 1087.5736 | 0 | 1087.567 | 0.0028909
| 762.3557 | 2.3024 | 554.9718 | -0.012333 | 554.9718 | -0.0089694 | 761.6474 | 0 | 554.9718 | -0.018529 | 764.5708 | 0.0021565 | 762.3557 | 0.038692 | 554.9718 | 0 | 920.9455 | 0.013544 |  |  | 861.343 | 0.0032316 | 1163.4685 | 0.17423 | 1253.0016 | 0.077432 |  |  |  |  | 1087.6316 | 0 | 1087.625 | 0.0028885
| 762.5206 | 2.342 | 555.1988 | 0.0047213 | 555.1988 | -0.003618 | 761.8124 | 0.0018258 | 555.1988 | 0.0047196 | 764.7366 | 0.0010892 | 762.5206 | 0.036288 | 555.1988 | 0 | 921.0298 | 0.013258 |  |  | 861.57 | 0.0022991 | 1163.5348 | 0.17467 | 1253.194 | 0.078117 |  |  |  |  | 1087.6896 | 0 | 1087.683 | 0.0028948
| 762.6855 | 2.3576 | 555.4259 | -0.012724 | 555.4259 | 0.0034249 | 761.9774 | 0 | 555.4259 | -0.014183 | 764.9025 | 0.0022344 | 762.6855 | 0.038911 | 555.4259 | 0 | 921.1143 | 0.013231 |  |  | 861.797 | 0.0023809 | 1163.6011 | 0.17511 | 1253.3864 | 0.078783 |  |  |  |  | 1087.7474 | 0 | 1087.7408 | 0.0029099
| 762.8505 | 2.414 | 555.6529 | 0.00065377 | 555.6529 | 0.0074883 | 762.1424 | 0.00078262 | 555.6529 | 0.012041 | 765.0684 | 0.0012329 | 762.8505 | 0.036506 | 555.6529 | 0 | 921.1987 | 0.013434 |  |  | 862.025 | 0.0023525 | 1163.6674 | 0.17555 | 1253.5787 | 0.079423 |  |  |  |  | 1087.8054 | 0 | 1087.7988 | 0.002929
| 763.0154 | 2.4171 | 555.88 | -0.015047 | 555.88 | -0.0095169 | 762.3075 | 0 | 555.88 | -0.0093123 | 765.2342 | 0.0024439 | 763.0154 | 0.039348 | 555.88 | 0 | 921.2832 | 0.013651 |  |  | 862.252 | 0.0016249 | 1163.7338 | 0.176 | 1253.7712 | 0.08004 |  |  |  |  | 1087.8634 | 0 | 1087.8568 | 0.0029504
| 763.1804 | 2.4494 | 556.1071 | 0.014362 | 556.1071 | -0.004139 | 762.4725 | 0.0018258 | 556.1071 | 0.022898 | 765.4001 | 0.0012395 | 763.1804 | 0.036288 | 556.1071 | 0 | 921.3677 | 0.013565 |  |  | 862.48 | 0.0015058 | 1163.8001 | 0.17645 | 1253.9637 | 0.080641 |  |  |  |  | 1087.9214 | 0 | 1087.9148 | 0.0029711
| 763.3454 | 2.4698 | 556.3342 | -0.014108 | 556.3342 | -0.0080704 | 762.6375 | 0 | 556.3342 | -0.024444 | 765.566 | 0.0022849 | 763.3454 | 0.038146 | 556.3342 | 0 | 921.4521 | 0.013458 |  |  | 862.708 | 0.0012112 | 1163.8665 | 0.17689 | 1254.1564 | 0.081231 |  |  |  |  | 1087.9794 | 0 | 1087.9728 | 0.0029894
| 763.5103 | 2.5089 | 556.5613 | 0.0070079 | 556.5613 | 0.011742 | 762.8025 | 0.0013044 | 556.5613 | 0.0046941 | 765.7319 | 0.0010816 | 763.5103 | 0.03596 | 556.5613 | 0 | 921.5366 | 0.013766 |  |  | 862.936 | 0.0021203 | 1163.9327 | 0.17734 | 1254.3491 | 0.081805 |  |  |  |  | 1088.0374 | 0 | 1088.0308 | 0.0030037
| 763.6753 | 2.5218 | 556.7885 | -0.015196 | 556.7885 | -0.0093755 | 762.9676 | 0 | 556.7885 | -0.012862 | 765.8978 | 0.002139 | 763.6753 | 0.039567 | 556.7885 | 0 | 921.6212 | 0.014245 |  |  | 863.164 | 0.003541 | 1163.9992 | 0.17779 | 1254.5417 | 0.082349 |  |  |  |  | 1088.0953 | 0 | 1088.0887 | 0.0030124
| 763.8403 | 2.5441 | 557.0156 | 0.0020682 | 557.0156 | 0.0020188 | 763.1326 | 0.0018258 | 557.0156 | 0.013536 | 766.0637 | 0.0010146 | 763.8403 | 0.037381 | 557.0156 | 0 | 921.7057 | 0.014389 |  |  | 863.392 | 0.0025114 | 1164.0654 | 0.17825 | 1254.7346 | 0.082838 |  |  |  |  | 1088.1534 | 0 | 1088.1469 | 0.0030148
| 764.0053 | 2.571 | 557.2428 | -0.012958 | 557.2428 | -0.0087515 | 763.2976 | 0 | 557.2428 | -0.016701 | 766.2296 | 0.0022223 | 764.0053 | 0.039348 | 557.2428 | 0.0054338 | 921.7902 | 0.014412 |  |  | 863.62 | 0.0013596 | 1164.1318 | 0.1787 | 1254.9275 | 0.083246 |  |  |  |  | 1088.2114 | 0 | 1088.2048 | 0.0030116
| 764.1703 | 2.5865 | 557.4699 | 0.0099189 | 557.4699 | 0.0058845 | 763.4627 | 0.00078262 | 557.4699 | 0.020976 | 766.3956 | 0.0010805 | 764.1703 | 0.036288 | 557.4699 | 0.0036232 | 921.8748 | 0.014328 |  |  | 863.849 | 0.0035202 | 1164.1982 | 0.17916 | 1255.1204 | 0.083558 |  |  |  |  | 1088.2694 | 0 | 1088.2628 | 0.0030021
| 764.3352 | 2.5909 | 557.6971 | -0.017242 | 557.6971 | -0.0036505 | 763.6277 | 0 | 557.6971 | -0.012273 | 766.5615 | 0.0022947 | 764.3352 | 0.039567 | 557.6971 | 0.0090425 | 921.9594 | 0.014444 |  |  | 864.077 | 0.0026919 | 1164.2647 | 0.17962 | 1255.3134 | 0.083776 |  |  |  |  | 1088.3274 | 0 | 1088.3208 | 0.0029878
| 764.5003 | 2.6215 | 557.9243 | 0.0043561 | 557.9243 | 0.0058064 | 763.7928 | 0.0018258 | 557.9243 | 0.00056271 | 766.7274 | 0.0012362 | 764.5003 | 0.037818 | 557.9243 | 0 | 922.0439 | 0.014742 |  |  | 864.306 | 0.0015433 | 1164.3311 | 0.18008 | 1255.5063 | 0.083924 |  |  |  |  | 1088.3855 | 0 | 1088.3789 | 0.0029703
| 764.6653 | 2.6796 | 558.1515 | -0.0087823 | 558.1515 | -0.0043737 | 763.9579 | 0 | 558.1515 | -0.021005 | 766.8934 | 0.0023287 | 764.6653 | 0.04066 | 558.1515 | 0 | 922.1286 | 0.014741 |  |  | 864.535 | 0.0026705 | 1164.3973 | 0.18054 | 1255.6995 | 0.084042 |  |  |  |  | 1088.4435 | 0 | 1088.4369 | 0.0029512
| 764.8302 | 2.6926 | 558.3787 | 0.00087339 | 558.3787 | -0.00074543 | 764.1229 | 0.0023475 | 558.3787 | 0.0091539 | 767.0593 | 0.0012242 | 764.8302 | 0.037927 | 558.3787 | 0.0054302 | 922.2132 | 0.014808 |  |  | 864.764 | 0.0030507 | 1164.4637 | 0.18101 | 1255.8926 | 0.084177 |  |  |  |  | 1088.5016 | 0 | 1088.495 | 0.0029338
| 764.9953 | 2.7304 | 558.606 | -0.0031527 | 558.606 | 0.00057634 | 764.288 | 0 | 558.606 | -0.026661 | 767.2252 | 0.0023408 | 764.9953 | 0.039894 | 558.606 | 0.0090425 | 922.2979 | 0.0145 |  |  | 864.993 | 0.0019737 | 1164.5303 | 0.18148 | 1256.0858 | 0.084369 |  |  |  |  | 1088.5596 | 0 | 1088.553 | 0.0029187
| 765.1603 | 2.7614 | 558.8332 | 0.0084421 | 558.8332 | 0.007063 | 764.4531 | 0.0018258 | 558.8332 | 0.0089529 | 767.3912 | 0.0011978 | 765.1603 | 0.037708 | 558.8332 | 0 | 922.3825 | 0.014648 |  |  | 865.222 | 0.0030359 | 1164.5967 | 0.18195 | 1256.2791 | 0.084645 |  |  |  |  | 1088.6177 | 0 | 1088.6111 | 0.0029083
| 765.3253 | 2.7797 | 559.0604 | -0.013873 | 559.0604 | -0.0083694 | 764.6182 | 0 | 559.0604 | -0.015835 | 767.5572 | 0.0024637 | 765.3253 | 0.04066 | 559.0604 | 0 | 922.4672 | 0.015209 |  |  | 865.451 | 0.0028411 | 1164.6631 | 0.18242 | 1256.4723 | 0.085018 |  |  |  |  | 1088.6757 | 0 | 1088.6691 | 0.0029036
| 765.4903 | 2.8193 | 559.2877 | 0.0078172 | 559.2877 | -0.0013036 | 764.7833 | 0.00078262 | 559.2877 | 0.014515 | 767.7231 | 0.0014304 | 765.4903 | 0.03902 | 559.2877 | 0 | 922.5518 | 0.015263 |  |  | 865.68 | 0.002452 | 1164.7295 | 0.18289 | 1256.6658 | 0.085493 |  |  |  |  | 1088.7338 | 0 | 1088.7272 | 0.002902
| 765.6553 | 2.8432 | 559.515 | -0.008058 | 559.515 | -0.0096403 | 764.9484 | 0 | 559.515 | -0.017066 | 767.8891 | 0.0024999 | 765.6553 | 0.041534 | 559.515 | 0 | 922.6365 | 0.015121 |  |  | 865.91 | 0.0022316 | 1164.7959 | 0.18337 | 1256.8591 | 0.086076 |  |  |  |  | 1088.7919 | 0 | 1088.7853 | 0.0029036
| 765.8204 | 2.8525 | 559.7423 | 0.0047797 | 559.7423 | 0.0016837 | 765.1134 | 0.0013044 | 559.7423 | 0.01769 | 768.0551 | 0.0013931 | 765.8204 | 0.038583 | 559.7423 | 0.0018107 | 922.7212 | 0.01522 |  |  | 866.14 | 0.0014604 | 1164.8624 | 0.18385 | 1257.0526 | 0.086772 |  |  |  |  | 1088.8499 | 0 | 1088.8433 | 0.002906
| 765.9854 | 2.9184 | 559.9696 | -0.016256 | 559.9696 | 0.0024245 | 765.2785 | 0 | 559.9696 | -0.024685 | 768.2211 | 0.0025328 | 765.9854 | 0.040332 | 559.9696 | 0.0090425 | 922.8059 | 0.015672 |  |  | 866.369 | 0.0022165 | 1164.9288 | 0.18433 | 1257.2462 | 0.087583 |  |  |  |  | 1088.908 | 0 | 1088.9014 | 0.0029076
| 766.1504 | 2.9149 | 560.1969 | 0.0081441 | 560.1969 | -0.0056066 | 765.4437 | 0.0018258 | 560.1969 | 0.0095126 | 768.3871 | 0.0011923 | 766.1504 | 0.038146 | 560.1969 | 0.0090425 | 922.8907 | 0.015593 |  |  | 866.599 | 0.004287 | 1164.9954 | 0.18481 | 1257.4398 | 0.088496 |  |  |  |  | 1088.9661 | 0 | 1088.9595 | 0.0029052
| 766.3155 | 2.9529 | 560.4242 | -0.0055704 | 560.4242 | -0.0057807 | 765.6088 | 0 | 560.4242 | -0.013921 | 768.5531 | 0.0023233 | 766.3155 | 0.040769 | 560.4242 | 0.0036195 | 922.9755 | 0.015325 |  |  | 866.829 | 0.0026433 | 1165.0618 | 0.18529 | 1257.6335 | 0.089477 |  |  |  |  | 1089.0242 | 0 | 1089.0176 | 0.0028996
| 766.4805 | 2.9678 | 560.6516 | 0.010128 | 560.6516 | 0.0039528 | 765.7739 | 0.0013044 | 560.6516 | 0.0065183 | 768.7191 | 0.0012472 | 766.4805 | 0.039676 | 560.6516 | 0.0072409 | 923.0602 | 0.015232 |  |  | 867.059 | 0.0023757 | 1165.1283 | 0.18578 | 1257.8273 | 0.090471 |  |  |  |  | 1089.0823 | 0 | 1089.0757 | 0.0028885
| 766.6456 | 3.0082 | 560.8789 | -0.008523 | 560.8789 | -0.0083486 | 765.939 | 0 | 560.8789 | -0.033855 | 768.8851 | 0.0024242 | 766.6456 | 0.041643 | 560.8789 | 0 | 923.145 | 0.014905 |  |  | 867.29 | 0.0017731 | 1165.1948 | 0.18626 | 1258.0211 | 0.091407 |  |  |  |  | 1089.1404 | 0 | 1089.1338 | 0.0028734
| 766.8107 | 3.0285 | 561.1063 | 0.016358 | 561.1063 | 0.0021445 | 766.1041 | 0.0013044 | 561.1063 | 0.0080387 | 769.0511 | 0.0013262 | 766.8107 | 0.040004 | 561.1063 | 0 | 923.2299 | 0.015525 |  |  | 867.52 | 0.0027969 | 1165.2613 | 0.18675 | 1258.215 | 0.092225 |  |  |  |  | 1089.1985 | 0 | 1089.1919 | 0.0028559
| 766.9757 | 3.0879 | 561.3336 | -0.025257 | 561.3336 | -0.0043691 | 766.2692 | 0 | 561.3336 | -0.02165 | 769.2171 | 0.0025174 | 766.9757 | 0.041862 | 561.3337 | 0 | 923.3146 | 0.016426 |  |  | 867.75 | 0.003119 | 1165.3278 | 0.18725 | 1258.4088 | 0.092884 |  |  |  |  | 1089.2566 | 0 | 1089.25 | 0.00284
| 767.1408 | 3.1107 | 561.561 | 0.0082764 | 561.561 | -0.0093719 | 766.4344 | 0.0018258 | 561.561 | 0.01728 | 769.3831 | 0.0012922 | 767.1408 | 0.040332 | 561.561 | 0 | 923.3995 | 0.016691 |  |  | 867.981 | 0.0017251 | 1165.3943 | 0.18774 | 1258.6028 | 0.093383 |  |  |  |  | 1089.3148 | 0 | 1089.3081 | 0.0028281
| 767.3059 | 3.1478 | 561.7884 | -0.017811 | 561.7884 | -0.0090073 | 766.5995 | 0 | 561.7884 | -0.019093 | 769.5492 | 0.0024351 | 767.3059 | 0.042736 | 561.7884 | 0 | 923.4844 | 0.01655 |  |  | 868.212 | 0.0028519 | 1165.4608 | 0.18824 | 1258.7969 | 0.093751 |  |  |  |  | 1089.3729 | 0 | 1089.3663 | 0.0028249
| 767.4709 | 3.177 | 562.0158 | 0.010458 | 562.0158 | 0.0076777 | 766.7646 | 0.0013044 | 562.0158 | 0.015606 | 769.7152 | 0.0013284 | 767.4709 | 0.041315 | 562.0158 | 0 | 923.5692 | 0.016353 |  |  | 868.443 | 0.0016366 | 1165.5273 | 0.18874 | 1258.991 | 0.094044 |  |  |  |  | 1089.431 | 0 | 1089.4244 | 0.0028321
| 767.636 | 3.237 | 562.2433 | -0.014569 | 562.2433 | -0.00147 | 766.9298 | 0 | 562.2433 | -0.01163 | 769.8813 | 0.0024746 | 767.636 | 0.043392 | 562.2433 | 0 | 923.6541 | 0.016409 |  |  | 868.674 | 0.0028871 | 1165.5939 | 0.18924 | 1259.1851 | 0.094313 |  |  |  |  | 1089.4891 | 0 | 1089.4825 | 0.0028527
| 767.8011 | 3.2458 | 562.4707 | 0.011697 | 562.4707 | -0.0020147 | 767.0949 | 0.0018258 | 562.4707 | 0.016152 | 770.0473 | 0.001336 | 767.8011 | 0.041097 | 562.4707 | 0 | 923.739 | 0.016036 |  |  | 868.905 | 0.0020791 | 1165.6604 | 0.18974 | 1259.3793 | 0.094598 |  |  |  |  | 1089.5474 | 0 | 1089.5408 | 0.0028853
| 767.9662 | 3.2747 | 562.6981 | -0.011648 | 562.6981 | -0.01747 | 767.2601 | 0 | 562.6981 | -0.0087727 | 770.2134 | 0.00249 | 767.9662 | 0.042846 | 562.6982 | 0 | 923.824 | 0.015602 |  |  | 869.136 | 0.001929 | 1165.727 | 0.19025 | 1259.5736 | 0.09491 |  |  |  |  | 1089.6055 | 0 | 1089.5989 | 0.002929
| 768.1313 | 3.2976 | 562.9256 | 0.00068604 | 562.9256 | 0.0094612 | 767.4253 | 0.0013044 | 562.9256 | -0.0077009 | 770.3794 | 0.0012614 | 768.1313 | 0.040441 | 562.9256 | 0.0018089 | 923.9089 | 0.016035 |  |  | 869.367 | 0.0021304 | 1165.7936 | 0.19075 | 1259.7679 | 0.095241 |  |  |  |  | 1089.6637 | 0 | 1089.6571 | 0.0029806
| 768.2964 | 3.3313 | 563.1531 | -0.0074518 | 563.1531 | -0.0025473 | 767.5904 | 0 | 563.1531 | -0.01009 | 770.5455 | 0.002501 | 768.2964 | 0.041862 | 563.1531 | 0 | 923.9938 | 0.016727 |  |  | 869.599 | 0.0017303 | 1165.8601 | 0.19126 | 1259.9623 | 0.095573 |  |  |  |  | 1089.7218 | 0 | 1089.7152 | 0.0030355
| 768.4615 | 3.3795 | 563.3806 | 0.0089682 | 563.3806 | -0.0018024 | 767.7556 | 0.0013044 | 563.3806 | 0.014288 | 770.7116 | 0.0012933 | 768.4615 | 0.040878 | 563.3806 | 0 | 924.0788 | 0.017103 |  |  | 869.83 | 0.0020881 | 1165.9268 | 0.19177 | 1260.1567 | 0.095896 |  |  |  |  | 1089.78 | 0 | 1089.7734 | 0.0030895
| 768.6266 | 3.4046 | 563.6081 | -0.013482 | 563.6081 | -0.011369 | 767.9208 | 0 | 563.6081 | -0.020619 | 770.8777 | 0.0024779 | 768.6266 | 0.044048 | 563.6081 | 0 | 924.1638 | 0.01757 |  |  | 870.062 | 0.0018373 | 1165.9933 | 0.19228 | 1260.3513 | 0.096216 |  |  |  |  | 1089.8381 | 0 | 1089.8315 | 0.0031411
| 768.7917 | 3.416 | 563.8356 | 0.0060747 | 563.8356 | -0.00087822 | 768.0859 | 0.00078262 | 563.8356 | 0.0070226 | 771.0437 | 0.0013306 | 768.7917 | 0.042736 | 563.8356 | 0 | 924.2488 | 0.018135 |  |  | 870.294 | 0.0031595 | 1166.0598 | 0.1928 | 1260.5459 | 0.096557 |  |  |  |  | 1089.8964 | 0 | 1089.8898 | 0.0031856
| 768.9568 | 3.439 | 564.0631 | -0.015683 | 564.0631 | 0.0039903 | 768.2511 | 0 | 564.0631 | 0.0056958 | 771.2098 | 0.0026117 | 768.9568 | 0.044704 | 564.0631 | 0 | 924.3338 | 0.017981 |  |  | 870.526 | 0.0025868 | 1166.1265 | 0.19331 | 1260.7405 | 0.096953 |  |  |  |  | 1089.9546 | 0 | 1089.948 | 0.0032237
| 769.1219 | 3.5172 | 564.2906 | 0.0089184 | 564.2906 | -0.010658 | 768.4163 | 0.0013044 | 564.2906 | 0.01465 | 771.3759 | 0.0013887 | 769.1219 | 0.042408 | 564.2906 | 0.005432 | 924.4188 | 0.01721 |  |  | 870.758 | 0.0027737 | 1166.1931 | 0.19383 | 1260.9352 | 0.097437 |  |  |  |  | 1090.0128 | 0 | 1090.0062 | 0.0032555
| 769.2871 | 3.5507 | 564.5182 | -0.009865 | 564.5182 | -0.0030177 | 768.5815 | 0 | 564.5182 | -0.026754 | 771.542 | 0.0026194 | 769.2871 | 0.045797 | 564.5181 | 0 | 924.5039 | 0.01692 |  |  | 870.99 | 0.0023196 | 1166.2596 | 0.19435 | 1261.13 | 0.098025 |  |  |  |  | 1090.071 | 0 | 1090.0643 | 0.0032801
| 769.4522 | 3.5903 | 564.7457 | 0.0025962 | 564.7457 | 0.0053489 | 768.7467 | 0.0013044 | 564.7457 | 0.013443 | 771.7081 | 0.0014051 | 769.4522 | 0.043939 | 564.7457 | 0 | 924.5889 | 0.01724 |  |  | 871.223 | 0.0020956 | 1166.3263 | 0.19487 | 1261.3248 | 0.098715 |  |  |  |  | 1090.1291 | 0 | 1090.1226 | 0.0032992
| 769.6173 | 3.603 | 564.9733 | -0.019229 | 564.9733 | -0.0087593 | 768.9119 | 0 | 564.9733 | -0.019837 | 771.8742 | 0.0026666 | 769.6173 | 0.045906 | 564.9733 | 0.0090425 | 924.674 | 0.017404 |  |  | 871.455 | 0.0019961 | 1166.3929 | 0.19539 | 1261.5197 | 0.099483 |  |  |  |  | 1090.1874 | 0 | 1090.1808 | 0.0033143
| 769.7825 | 3.6284 | 565.2009 | 0.005506 | 565.2009 | 0.003154 | 769.0771 | 0.00078262 | 565.2009 | 0.0036862 | 772.0404 | 0.0014666 | 769.7825 | 0.042299 | 565.2009 | 0 | 924.7591 | 0.017131 |  |  | 871.688 | 0.0019217 | 1166.4596 | 0.19591 | 1261.7146 | 0.10029 |  |  |  |  | 1090.2456 | 0 | 1090.239 | 0.0033246
| 769.9476 | 3.6701 | 565.4284 | -0.014189 | 565.4284 | -0.0056519 | 769.2423 | 0 | 565.4284 | -0.026831 | 772.2065 | 0.0025404 | 769.9476 | 0.04525 | 565.4284 | 0 | 924.8442 | 0.016844 |  |  | 871.92 | 0.0022158 | 1166.5262 | 0.19644 | 1261.9097 | 0.10109 |  |  |  |  | 1090.3038 | 0 | 1090.2972 | 0.003331
| 770.1128 | 3.6885 | 565.6561 | 0.0094877 | 565.6561 | 0.01625 | 769.4075 | 0.0018258 | 565.6561 | 0.015697 | 772.3726 | 0.0012889 | 770.1128 | 0.043829 | 565.6561 | 0 | 924.9293 | 0.017087 |  |  | 872.153 | 0.0033153 | 1166.5929 | 0.19696 | 1262.1046 | 0.10183 |  |  |  |  | 1090.3622 | 0 | 1090.3555 | 0.0033326
| 770.2779 | 3.7656 | 565.8837 | -0.015709 | 565.8837 | -0.016666 | 769.5727 | 0 | 565.8837 | -0.0057276 | 772.5388 | 0.0026172 | 770.2779 | 0.046999 | 565.8837 | 0.0090425 | 925.0145 | 0.017507 |  |  | 872.386 | 0.0019096 | 1166.6596 | 0.19749 | 1262.2998 | 0.10248 |  |  |  |  | 1090.4204 | 0 | 1090.4138 | 0.003327
| 770.4431 | 3.7748 | 566.1113 | 0.0032273 | 566.1113 | 0.011723 | 769.738 | 0.0013044 | 566.1113 | 0.015984 | 772.7049 | 0.0013678 | 770.4431 | 0.044048 | 566.1113 | 0 | 925.0995 | 0.017729 |  |  | 872.619 | 0.0038809 | 1166.7262 | 0.19802 | 1262.495 | 0.10302 |  |  |  |  | 1090.4786 | 0 | 1090.4721 | 0.0033143
| 770.6082 | 3.8484 | 566.3389 | -0.023045 | 566.3389 | -0.0021738 | 769.9032 | 0 | 566.3389 | -0.021385 | 772.8711 | 0.002366 | 770.6082 | 0.04678 | 566.3389 | 0 | 925.1847 | 0.017743 |  |  | 872.852 | 0.0021202 | 1166.7929 | 0.19855 | 1262.6902 | 0.10348 |  |  |  |  | 1090.5369 | 0 | 1090.5303 | 0.003292
| 770.7734 | 3.8818 | 566.5666 | 0.0014655 | 566.5666 | -0.0035311 | 770.0684 | 0.0013044 | 566.5666 | 0.020489 | 773.0372 | 0.0011715 | 770.7734 | 0.045032 | 566.5666 | 0 | 925.2699 | 0.017681 |  |  | 873.086 | 0.0028695 | 1166.8595 | 0.19908 | 1262.8855 | 0.10388 |  |  |  |  | 1090.5951 | 0 | 1090.5885 | 0.0032619
| 770.9386 | 3.9119 | 566.7942 | -0.019919 | 566.7942 | -0.012805 | 770.2337 | 0 | 566.7942 | -0.024137 | 773.2034 | 0.0024516 | 770.9386 | 0.047327 | 566.7943 | 0.0072445 | 925.3551 | 0.017703 |  |  | 873.319 | 0.0021309 | 1166.9263 | 0.19961 | 1263.0808 | 0.10424 |  |  |  |  | 1090.6534 | 0 | 1090.6469 | 0.0032245
| 771.1037 | 3.9288 | 567.0219 | 0.0013098 | 567.0219 | -0.0023497 | 770.3989 | 0.0013044 | 567.0219 | 0.0027065 | 773.3696 | 0.0012505 | 771.1037 | 0.044485 | 567.0219 | 0 | 925.4403 | 0.017541 |  |  | 873.553 | 0.0018872 | 1166.9929 | 0.20014 | 1263.2762 | 0.10462 |  |  |  |  | 1090.7117 | 0 | 1090.7051 | 0.0031824
| 771.2689 | 3.9561 | 567.2496 | -0.011462 | 567.2496 | -0.0079784 | 770.5641 | 0 | 567.2496 | -0.018897 | 773.5357 | 0.0024308 | 771.2689 | 0.046562 | 567.2496 | 0.0018107 | 925.5256 | 0.017541 |  |  | 873.787 | 0.0016154 | 1167.0597 | 0.20068 | 1263.4718 | 0.10502 |  |  |  |  | 1090.77 | 0 | 1090.7634 | 0.0031395
| 771.4341 | 4.0084 | 567.4773 | 0.010697 | 567.4773 | 0.0068221 | 770.7294 | 0.0018258 | 567.4773 | 0.021067 | 773.7019 | 0.0013503 | 771.4341 | 0.044813 | 567.4773 | 0 | 925.6108 | 0.018203 |  |  | 874.02 | 0.0031225 | 1167.1263 | 0.20121 | 1263.6674 | 0.10545 |  |  |  |  | 1090.8283 | 0 | 1090.8217 | 0.0030982
| 771.5993 | 4.0152 | 567.705 | -0.017865 | 567.705 | 0.0019284 | 770.8946 | 0 | 567.705 | -0.014399 | 773.8681 | 0.0026962 | 771.5993 | 0.047545 | 567.705 | 0 | 925.6961 | 0.018543 |  |  | 874.254 | 0.0022233 | 1167.1931 | 0.20175 | 1263.8629 | 0.10593 |  |  |  |  | 1090.8866 | 0 | 1090.88 | 0.0030609
| 771.7645 | 4.0806 | 567.9327 | 0.011979 | 567.9327 | 0.0018379 | 771.0599 | 0.0018258 | 567.9327 | 0.015789 | 774.0343 | 0.0014106 | 771.7645 | 0.045578 | 567.9328 | 0 | 925.7814 | 0.018264 |  |  | 874.488 | 0.0022635 | 1167.2598 | 0.20228 | 1264.0586 | 0.10643 |  |  |  |  | 1090.9448 | 0 | 1090.9382 | 0.0030283
| 771.9297 | 4.1305 | 568.1605 | -0.010287 | 568.1605 | -0.005308 | 771.2252 | 0 | 568.1605 | -0.023 | 774.2005 | 0.0025075 | 771.9297 | 0.047873 | 568.1605 | 0 | 925.8666 | 0.018175 |  |  | 874.723 | 0.0016569 | 1167.3265 | 0.20282 | 1264.2543 | 0.10697 |  |  |  |  | 1091.0032 | 0 | 1090.9966 | 0.0029997
| 772.0949 | 4.1685 | 568.3882 | 0.00066881 | 568.3882 | 0.007186 | 771.3904 | 0.0013044 | 568.3882 | 0.019349 | 774.3667 | 0.0011704 | 772.0949 | 0.045687 | 568.3882 | 0 | 925.952 | 0.018376 |  |  | 874.957 | 0.0020171 | 1167.3933 | 0.20335 | 1264.4501 | 0.10755 |  |  |  |  | 1091.0615 | 0 | 1091.0549 | 0.0029743
| 772.2601 | 4.1878 | 568.616 | -0.014714 | 568.616 | -0.002325 | 771.5557 | 0 | 568.616 | -0.014212 | 774.5329 | 0.0024011 | 772.2601 | 0.048638 | 568.616 | 0 | 926.0373 | 0.018422 |  |  | 875.191 | 0.0025045 | 1167.4601 | 0.20389 | 1264.6459 | 0.10819 |  |  |  |  | 1091.1198 | 0 | 1091.1132 | 0.0029504
| 772.4253 | 4.2268 | 568.8438 | 0.0043078 | 568.8438 | -0.0030719 | 771.721 | 0.0023475 | 568.8438 | -0.0070971 | 774.6991 | 0.0010903 | 772.4253 | 0.046125 | 568.8438 | 0 | 926.1226 | 0.018457 |  |  | 875.426 | 0.0019513 | 1167.5267 | 0.20442 | 1264.8418 | 0.10892 |  |  |  |  | 1091.1781 | 0 | 1091.1715 | 0.0029274
| 772.5905 | 4.2535 | 569.0715 | -0.01596 | 569.0715 | -0.0063005 | 771.8863 | 0 | 569.0715 | -0.015563 | 774.8653 | 0.0023035 | 772.5905 | 0.04995 | 569.0716 | 0 | 926.208 | 0.018941 |  |  | 875.661 | 0.0017305 | 1167.5935 | 0.20496 | 1265.0378 | 0.10975 |  |  |  |  | 1091.2365 | 0 | 1091.2299 | 0.0029052
| 772.7557 | 4.3103 | 569.2993 | 0.011591 | 569.2993 | 0.0071737 | 772.0516 | 0.00026087 | 569.2993 | 0.011252 | 775.0315 | 0.00098393 | 772.7557 | 0.047983 | 569.2993 | 0 | 926.2934 | 0.019004 |  |  | 875.896 | 0.0024046 | 1167.6603 | 0.2055 | 1265.2338 | 0.11071 |  |  |  |  | 1091.2948 | 0 | 1091.2882 | 0.0028845
| 772.921 | 4.3354 | 569.5271 | -0.011027 | 569.5271 | -0.0026525 | 772.2168 | 0 | 569.5271 | -0.026976 | 775.1978 | 0.0022344 | 772.921 | 0.051808 | 569.5272 | 0.0090425 | 926.3788 | 0.018848 |  |  | 876.131 | 0.0022572 | 1167.727 | 0.20604 | 1265.4299 | 0.11178 |  |  |  |  | 1091.3531 | 0 | 1091.3466 | 0.0028686
| 773.0862 | 4.3411 | 569.755 | 0.0042916 | 569.755 | 0.0095633 | 772.3821 | 0.0018258 | 569.755 | 0.02201 | 775.364 | 0.00093457 | 773.0862 | 0.048529 | 569.755 | 0 | 926.4642 | 0.019238 |  |  | 876.366 | 0.0018854 | 1167.7939 | 0.20658 | 1265.6261 | 0.11294 |  |  |  |  | 1091.4115 | 0 | 1091.4049 | 0.0028583
| 773.2514 | 4.3564 | 569.9828 | -0.021391 | 569.9828 | -0.0076474 | 772.5474 | 0 | 569.9828 | -0.026262 | 775.5303 | 0.0022772 | 773.2514 | 0.05148 | 569.9828 | 0 | 926.5496 | 0.019708 |  |  | 876.601 | 0.0029143 | 1167.8607 | 0.20711 | 1265.8223 | 0.11415 |  |  |  |  | 1091.4698 | 0 | 1091.4633 | 0.0028575
| 773.4167 | 4.3998 | 570.2106 | 0.012135 | 570.2106 | -0.0026259 | 772.7127 | 0.0013044 | 570.2106 | 0.020508 | 775.6965 | 0.0010497 | 773.4167 | 0.04842 | 570.2106 | 0.0090425 | 926.635 | 0.020003 |  |  | 876.836 | 0.0027745 | 1167.9275 | 0.20765 | 1266.0186 | 0.11536 |  |  |  |  | 1091.5282 | 0 | 1091.5216 | 0.0028678
| 773.5819 | 4.4389 | 570.4385 | -0.0062966 | 570.4385 | -0.013817 | 772.8781 | 0 | 570.4385 | -0.019694 | 775.8628 | 0.0023112 | 773.5819 | 0.05159 | 570.4385 | 0 | 926.7205 | 0.019965 |  |  | 877.072 | 0.0024535 | 1167.9943 | 0.20819 | 1266.2148 | 0.11652 |  |  |  |  | 1091.5865 | 0 | 1091.58 | 0.0028901
| 773.7471 | 4.4794 | 570.6664 | 0.006556 | 570.6664 | 0.0066526 | 773.0434 | 0.0013044 | 570.6664 | 0.0051151 | 776.029 | 0.001087 | 773.7471 | 0.048638 | 570.6664 | 0 | 926.806 | 0.019578 |  |  | 877.307 | 0.0028478 | 1168.0612 | 0.20873 | 1266.4113 | 0.1176 |  |  |  |  | 1091.645 | 0 | 1091.6383 | 0.0029242
| 773.9124 | 4.4882 | 570.8942 | -0.02631 | 570.8942 | -0.0068825 | 773.2087 | 0 | 570.8942 | -0.030282 | 776.1953 | 0.0023726 | 773.9124 | 0.05159 | 570.8942 | 0 | 926.8914 | 0.019343 |  |  | 877.543 | 0.0019085 | 1168.1279 | 0.20926 | 1266.6077 | 0.11856 |  |  |  |  | 1091.7034 | 0 | 1091.6968 | 0.0029663
| 774.0776 | 4.5483 | 571.1221 | 0.0087424 | 571.1221 | -0.002033 | 773.374 | 0.0018258 | 571.1221 | 0.0091644 | 776.3615 | 0.0010092 | 774.0776 | 0.049076 | 571.1221 | 0 | 926.9769 | 0.019512 |  |  | 877.779 | 0.0034616 | 1168.1948 | 0.2098 | 1266.8042 | 0.11942 |  |  |  |  | 1091.7617 | 0 | 1091.7551 | 0.0030148
| 774.2429 | 4.5732 | 571.35 | -0.0073662 | 571.35 | 0.0033072 | 773.5393 | 0 | 571.35 | -0.028604 | 776.5278 | 0.0022827 | 774.2429 | 0.052136 | 571.35 | 0.0072427 | 927.0624 | 0.019836 |  |  | 878.015 | 0.0037644 | 1168.2616 | 0.21033 | 1267.0009 | 0.1202 |  |  |  |  | 1091.8202 | 0 | 1091.8135 | 0.003064
| 774.4082 | 4.6211 | 571.578 | 0.017509 | 571.578 | -0.006398 | 773.7047 | 0.0013044 | 571.578 | 0.017329 | 776.6941 | 0.0010651 | 774.4082 | 0.049185 | 571.5779 | 0 | 927.148 | 0.019952 |  |  | 878.251 | 0.0023885 | 1168.3285 | 0.21087 | 1267.1974 | 0.1209 |  |  |  |  | 1091.8785 | 0 | 1091.8719 | 0.0031085
| 774.5734 | 4.6456 | 571.8059 | -0.015542 | 571.8059 | -0.0033269 | 773.87 | 0 | 571.8059 | -0.022665 | 776.8604 | 0.0024264 | 774.5734 | 0.05159 | 571.8059 | 0 | 927.2335 | 0.019721 |  |  | 878.487 | 0.0023733 | 1168.3954 | 0.21141 | 1267.3942 | 0.12158 |  |  |  |  | 1091.9369 | 0 | 1091.9303 | 0.0031443
| 774.7387 | 4.6855 | 572.0338 | 0.0052416 | 572.0338 | -8.6512e-05 | 774.0353 | 0.00078262 | 572.0338 | 0.010634 | 777.0267 | 0.001109 | 774.7387 | 0.04842 | 572.0338 | 0 | 927.3191 | 0.020028 |  |  | 878.724 | 0.0029099 | 1168.4622 | 0.21194 | 1267.5909 | 0.12223 |  |  |  |  | 1091.9954 | 0 | 1091.9888 | 0.0031673
| 774.904 | 4.6959 | 572.2618 | -0.025366 | 572.2618 | -0.0076896 | 774.2007 | 0 | 572.2618 | -0.030332 | 777.193 | 0.0024022 | 774.904 | 0.052683 | 572.2618 | 0 | 927.4047 | 0.020584 |  |  | 878.96 | 0.0026403 | 1168.5291 | 0.21247 | 1267.7877 | 0.12286 |  |  |  |  | 1092.0538 | 0 | 1092.0471 | 0.0031777
| 775.0693 | 4.7627 | 572.4897 | -0.00087976 | 572.4897 | 0.0060549 | 774.366 | 0.00026087 | 572.4897 | 0.011193 | 777.3593 | 0.0010157 | 775.0693 | 0.050278 | 572.4897 | 0 | 927.4903 | 0.020643 |  |  | 879.197 | 0.0018107 | 1168.5959 | 0.21301 | 1267.9846 | 0.12345 |  |  |  |  | 1092.1122 | 0 | 1092.1056 | 0.0031737
| 775.2345 | 4.7743 | 572.7177 | -0.013597 | 572.7177 | -0.0074407 | 774.5314 | 0 | 572.7177 | -0.0097197 | 777.5256 | 0.0024297 | 775.2345 | 0.053776 | 572.7177 | 0 | 927.5759 | 0.021045 |  |  | 879.433 | 0.0023111 | 1168.6628 | 0.21354 | 1268.1815 | 0.124 |  |  |  |  | 1092.1707 | 0 | 1092.1641 | 0.0031586
| 775.3998 | 4.8121 | 572.9457 | 0.016351 | 572.9457 | 0.00028759 | 774.6967 | 0.0013044 | 572.9457 | 0.008384 | 777.6919 | 0.0010179 | 775.3998 | 0.050934 | 572.9457 | 0 | 927.6615 | 0.021498 |  |  | 879.67 | 0.0022602 | 1168.7297 | 0.21407 | 1268.3785 | 0.12447 |  |  |  |  | 1092.2291 | 0 | 1092.2225 | 0.003134
| 775.5651 | 4.8423 | 573.1737 | -0.024122 | 573.1737 | -0.0012195 | 774.8621 | 0 | 573.1737 | -0.031484 | 777.8583 | 0.0023759 | 775.5651 | 0.054759 | 573.1737 | 0 | 927.7471 | 0.021479 |  |  | 879.907 | 0.0032897 | 1168.7966 | 0.2146 | 1268.5756 | 0.12487 |  |  |  |  | 1092.2875 | 0 | 1092.2809 | 0.003103
| 775.7304 | 4.8985 | 573.4017 | 0.0056309 | 573.4017 | 0.012607 | 775.0275 | 0.0018258 | 573.4017 | 0.020152 | 778.0246 | 0.0009587 | 775.7304 | 0.052355 | 573.4017 | 0 | 927.8328 | 0.021181 |  |  | 880.144 | 0.0027208 | 1168.8635 | 0.21513 | 1268.7727 | 0.12519 |  |  |  |  | 1092.3459 | 0 | 1092.3394 | 0.0030712
| 775.8957 | 4.9316 | 573.6297 | -0.0094712 | 573.6297 | -0.0047346 | 775.1928 | 0 | 573.6297 | -0.0083553 | 778.1909 | 0.0022169 | 775.8957 | 0.055743 | 573.6297 | 0 | 927.9184 | 0.020603 |  |  | 880.382 | 0.0025223 | 1168.9304 | 0.21566 | 1268.97 | 0.12548 |  |  |  |  | 1092.4044 | 0 | 1092.3978 | 0.003041
| 776.061 | 4.9301 | 573.8578 | 0.0098332 | 573.8578 | 0.0014088 | 775.3582 | 0.0013044 | 573.8578 | 0.017278 | 778.3573 | 0.00071738 | 776.061 | 0.05312 | 573.8578 | 0 | 928.0041 | 0.020421 |  |  | 880.619 | 0.0029118 | 1168.9974 | 0.21619 | 1269.1671 | 0.12576 |  |  |  |  | 1092.4629 | 0 | 1092.4563 | 0.0030172
| 776.2263 | 5.0012 | 574.0858 | -0.02395 | 574.0858 | -0.0051612 | 775.5236 | 0 | 574.0858 | -0.01654 | 778.5236 | 0.0022191 | 776.2263 | 0.055962 | 574.0858 | 0.0036213 | 928.0898 | 0.020818 |  |  | 880.856 | 0.0024705 | 1169.0643 | 0.21671 | 1269.3645 | 0.1261 |  |  |  |  | 1092.5214 | 0 | 1092.5148 | 0.0030021
| 776.3917 | 4.9856 | 574.3139 | -0.002337 | 574.3139 | 0.0069772 | 775.689 | 0.00078262 | 574.3139 | 0.016783 | 778.69 | 0.00086217 | 776.3917 | 0.052464 | 574.3139 | 0.0090425 | 928.1755 | 0.020755 |  |  | 881.094 | 0.0019533 | 1169.1312 | 0.21724 | 1269.5619 | 0.12652 |  |  |  |  | 1092.5798 | 0 | 1092.5732 | 0.0029989
| 776.557 | 5.0477 | 574.5419 | -0.014147 | 574.5419 | -0.0044788 | 775.8544 | 0 | 574.5419 | -0.02165 | 778.8563 | 0.0023616 | 776.557 | 0.055524 | 574.5419 | 0 | 928.2613 | 0.020651 |  |  | 881.332 | 0.0026463 | 1169.1982 | 0.21777 | 1269.7593 | 0.12704 |  |  |  |  | 1092.6383 | 0 | 1092.6317 | 0.0030069
| 776.7223 | 5.015 | 574.77 | 0.008778 | 574.77 | 0.012481 | 776.0198 | 0.00026087 | 574.77 | 0.0092388 | 779.0227 | 0.0010607 | 776.7223 | 0.052792 | 574.77 | 0 | 928.347 | 0.020963 |  |  | 881.57 | 0.0024225 | 1169.2651 | 0.21829 | 1269.9568 | 0.12765 |  |  |  |  | 1092.6968 | 0 | 1092.6902 | 0.0030251
| 776.8876 | 5.0507 | 574.9981 | -0.021757 | 574.9981 | 0.0040656 | 776.1852 | 0 | 574.9981 | -0.024103 | 779.189 | 0.0024297 | 776.8876 | 0.056727 | 574.9981 | 0 | 928.4328 | 0.021191 |  |  | 881.808 | 0.0024375 | 1169.3321 | 0.21881 | 1270.1543 | 0.12833 |  |  |  |  | 1092.7554 | 0 | 1092.7487 | 0.003049
| 777.053 | 5.0843 | 575.2262 | 0.0055049 | 575.2262 | 0.0083205 | 776.3506 | 0.0013044 | 575.2262 | 0.0091123 | 779.3554 | 0.00090934 | 777.053 | 0.054541 | 575.2262 | 0 | 928.5186 | 0.02149 |  |  | 882.046 | 0.0026311 | 1169.399 | 0.21933 | 1270.3519 | 0.12905 |  |  |  |  | 1092.8138 | 0 | 1092.8073 | 0.0030752
| 777.2183 | 5.0948 | 575.4543 | -0.011022 | 575.4543 | -0.008829 | 776.516 | 0 | 575.4543 | -0.022177 | 779.5218 | 0.0023134 | 777.2183 | 0.059022 | 575.4543 | 0 | 928.6044 | 0.021612 |  |  | 882.284 | 0.0020166 | 1169.4661 | 0.21986 | 1270.5496 | 0.12979 |  |  |  |  | 1092.8723 | 0 | 1092.8657 | 0.0030998
| 777.3836 | 5.1284 | 575.6825 | 0.0047238 | 575.6825 | 0.00074559 | 776.6814 | 0.0013044 | 575.6825 | 0.024749 | 779.6882 | 0.00083255 | 777.3836 | 0.056289 | 575.6825 | 0 | 928.6902 | 0.021422 |  |  | 882.523 | 0.0031796 | 1169.5331 | 0.22037 | 1270.7473 | 0.13053 |  |  |  |  | 1092.9308 | 0 | 1092.9242 | 0.0031189
| 777.549 | 5.1757 | 575.9106 | -0.016133 | 575.9106 | -0.0085054 | 776.8468 | 0 | 575.9106 | -0.015475 | 779.8546 | 0.0023134 | 777.549 | 0.059896 | 575.9106 | 0.0036232 | 928.776 | 0.021432 |  |  | 882.761 | 0.0028161 | 1169.6001 | 0.2209 | 1270.9452 | 0.1313 |  |  |  |  | 1092.9894 | 0 | 1092.9828 | 0.0031324
| 777.7143 | 5.1633 | 576.1388 | 0.004297 | 576.1388 | 0.0072728 | 777.0122 | 0.0018258 | 576.1388 | 0.014249 | 780.021 | 0.00093127 | 777.7143 | 0.056508 | 576.1387 | 0 | 928.8619 | 0.022081 |  |  | 883 | 0.0036607 | 1169.6671 | 0.22141 | 1271.1431 | 0.13211 |  |  |  |  | 1093.0478 | 0 | 1093.0413 | 0.0031387
| 777.8797 | 5.2081 | 576.3669 | -0.010507 | 576.3669 | -0.019486 | 777.1776 | 0 | 576.3669 | -0.013112 | 780.1874 | 0.0023935 | 777.8797 | 0.059787 | 576.3669 | 0 | 928.9478 | 0.02305 |  |  | 883.239 | 0.0024843 | 1169.7341 | 0.22193 | 1271.3409 | 0.13298 |  |  |  |  | 1093.1064 | 0 | 1093.0999 | 0.0031403
| 778.045 | 5.2472 | 576.5951 | 0.018709 | 576.5951 | 0.008242 | 777.3431 | 0.0013044 | 576.5951 | 0.015071 | 780.3538 | 0.0010157 | 778.045 | 0.056945 | 576.5951 | 0 | 929.0336 | 0.02334 |  |  | 883.477 | 0.0018138 | 1169.8012 | 0.22244 | 1271.5389 | 0.13392 |  |  |  |  | 1093.1649 | 0 | 1093.1583 | 0.0031387
| 778.2104 | 5.1968 | 576.8233 | -0.018153 | 576.8233 | -0.00082739 | 777.5085 | 0 | 576.8233 | -0.013974 | 780.5202 | 0.0024582 | 778.2104 | 0.061317 | 576.8233 | 0 | 929.1195 | 0.022789 |  |  | 883.717 | 0.0020086 | 1169.8682 | 0.22296 | 1271.7369 | 0.1349 |  |  |  |  | 1093.2235 | 0 | 1093.2169 | 0.0031355
| 778.3758 | 5.2309 | 577.0515 | -0.0041743 | 577.0515 | 0.011897 | 777.6739 | 0.0023475 | 577.0515 | 0.024339 | 780.6866 | 0.0009916 | 778.3758 | 0.058366 | 577.0515 | 0 | 929.2054 | 0.022069 |  |  | 883.956 | 0.0018792 | 1169.9352 | 0.22347 | 1271.9351 | 0.13589 |  |  |  |  | 1093.2821 | 0 | 1093.2754 | 0.0031308
| 778.5411 | 5.2272 | 577.2797 | -0.023709 | 577.2797 | 0.0042857 | 777.8394 | 0 | 577.2797 | -0.012828 | 780.8531 | 0.0025086 | 778.5411 | 0.062082 | 577.2797 | 0.0054302 | 929.2914 | 0.022167 |  |  | 884.195 | 0.0033567 | 1170.0022 | 0.22398 | 1272.1333 | 0.13686 |  |  |  |  | 1093.3406 | 0 | 1093.334 | 0.0031252
| 778.7065 | 5.2418 | 577.5079 | 0.0067878 | 577.5079 | 0.006138 | 778.0048 | 0.0013044 | 577.5079 | 0.020015 | 781.0195 | 0.0011989 | 778.7065 | 0.059022 | 577.5079 | 0.0072427 | 929.3773 | 0.022805 |  |  | 884.435 | 0.0031516 | 1170.0692 | 0.2245 | 1272.3314 | 0.13778 |  |  |  |  | 1093.3992 | 0 | 1093.3926 | 0.0031165
| 778.8719 | 5.2783 | 577.7362 | -0.0041218 | 577.7362 | -0.012765 | 778.1703 | 0 | 577.7362 | -0.026643 | 781.1859 | 0.0026984 | 778.8719 | 0.06405 | 577.7361 | 0 | 929.4633 | 0.02282 |  |  | 884.674 | 0.0024857 | 1170.1363 | 0.22501 | 1272.5298 | 0.13863 |  |  |  |  | 1093.4578 | 0 | 1093.4512 | 0.0031022
| 779.0373 | 5.2631 | 577.9644 | 0.0067986 | 577.9644 | 0.018378 | 778.3357 | 0.0013044 | 577.9644 | 0.014926 | 781.3524 | 0.0011825 | 779.0373 | 0.061864 | 577.9644 | 0 | 929.5493 | 0.023181 |  |  | 884.914 | 0.0025574 | 1170.2034 | 0.22552 | 1272.7281 | 0.13941 |  |  |  |  | 1093.5164 | 0 | 1093.5098 | 0.0030807
| 779.2026 | 5.2969 | 578.1927 | -0.021832 | 578.1927 | -0.012243 | 778.5012 | 0 | 578.1927 | -0.020465 | 781.5188 | 0.0025942 | 779.2026 | 0.065689 | 578.1927 | 0 | 929.6353 | 0.023749 |  |  | 885.154 | 0.0029991 | 1170.2704 | 0.22603 | 1272.9265 | 0.14014 |  |  |  |  | 1093.5749 | 0 | 1093.5684 | 0.0030513
| 779.3681 | 5.3251 | 578.4209 | 0.0064664 | 578.4209 | 0.0068877 | 778.6667 | 0.00078262 | 578.4209 | 0.017101 | 781.6853 | 0.002716 | 779.3681 | 0.061645 | 578.4209 | 0 | 929.7213 | 0.023309 |  |  | 885.394 | 0.0028342 | 1170.3375 | 0.22653 | 1273.125 | 0.14084 |  |  |  |  | 1093.6335 | 0 | 1093.6268 | 0.0030148
| 779.5334 | 5.3122 | 578.6492 | -0.029173 | 578.6492 | -0.0077532 | 778.8321 | 0 | 578.6492 | -0.016612 | 781.8517 | 0.0026117 | 779.5334 | 0.06405 | 578.6492 | 0 | 929.8073 | 0.022984 |  |  | 885.634 | 0.0027224 | 1170.4047 | 0.22704 | 1273.3236 | 0.14153 |  |  |  |  | 1093.6921 | 0 | 1093.6855 | 0.0029743
| 779.6988 | 5.3071 | 578.8775 | 0.007228 | 578.8775 | 0.0041257 | 778.9976 | 0.0018258 | 578.8775 | 0.0075416 | 782.0182 | 0.00249 | 779.6988 | 0.060661 | 578.8775 | 0 | 929.8933 | 0.023174 |  |  | 885.874 | 0.0015897 | 1170.4717 | 0.22755 | 1273.5222 | 0.14223 |  |  |  |  | 1093.7507 | 0 | 1093.7441 | 0.0029314
| 779.8642 | 5.2905 | 579.1058 | -0.024513 | 579.1058 | -0.017905 | 779.1631 | 0 | 579.1058 | -0.019407 | 782.1847 | 0.0026008 | 779.8642 | 0.064596 | 579.1058 | 0 | 929.9794 | 0.02317 |  |  | 886.114 | 0.0027398 | 1170.5388 | 0.22806 | 1273.7208 | 0.14295 |  |  |  |  | 1093.8093 | 0 | 1093.8027 | 0.0028925
| 780.0296 | 5.3125 | 579.3341 | 0.018243 | 579.3341 | 0.006814 | 779.3286 | 0.00026087 | 579.3341 | 0.027719 | 782.3511 | 0.002558 | 780.0296 | 0.06241 | 579.3341 | 0 | 930.0654 | 0.023561 |  |  | 886.355 | 0.0022942 | 1170.606 | 0.22856 | 1273.9196 | 0.14371 |  |  |  |  | 1093.8679 | 0 | 1093.8613 | 0.0028599
| 780.1951 | 5.3028 | 579.5625 | -0.012444 | 579.5625 | -0.0068763 | 779.4941 | 0 | 579.5625 | -0.021723 | 782.5176 | 0.0010936 | 780.1951 | 0.065033 | 579.5625 | 0 | 930.1516 | 0.023936 |  |  | 886.595 | 0.0028163 | 1170.673 | 0.22906 | 1274.1184 | 0.1445 |  |  |  |  | 1093.9265 | 0 | 1093.9199 | 0.0028368
| 780.3605 | 5.3092 | 579.7908 | 0.014249 | 579.7908 | -0.0046278 | 779.6595 | 0.00026087 | 579.7908 | 0.011947 | 782.6841 | 0.0024702 | 780.3605 | 0.065908 | 579.7908 | 0 | 930.2376 | 0.02389 |  |  | 886.836 | 0.0015543 | 1170.7401 | 0.22957 | 1274.3173 | 0.14534 |  |  |  |  | 1093.9852 | 0 | 1093.9785 | 0.0028241
| 780.5259 | 5.3288 | 580.0192 | 0.0061093 | 580.0192 | 0.0070439 | 779.8251 | 0 | 580.0192 | 0.011817 | 782.8506 | 0.0010388 | 780.5259 | 0.067001 | 580.0192 | 0 | 930.3237 | 0.024352 |  |  | 887.077 | 0.0020324 | 1170.8073 | 0.23007 | 1274.5161 | 0.14623 |  |  |  |  | 1094.0438 | 0 | 1094.0372 | 0.0028202
| 780.6913 | 5.3328 | 580.2475 | -0.016429 | 580.2475 | -0.0097363 | 779.9905 | 0 | 580.2475 | -0.0076833 | 783.0171 | 0.0027083 | 780.6913 | 0.06864 | 580.2475 | 0 | 930.4098 | 0.025065 |  |  | 887.318 | 0.0022348 | 1170.8744 | 0.23057 | 1274.7151 | 0.14718 |  |  |  |  | 1094.1024 | 0 | 1094.0958 | 0.0028241
| 780.8568 | 5.3394 | 580.4759 | 0.0092031 | 580.4759 | 0.0057578 | 780.1561 | 0 | 580.4759 | 0.023369 | 783.1836 | 0.001449 | 780.8568 | 0.065471 | 580.4759 | 0 | 930.496 | 0.025204 |  |  | 887.559 | 0.0015634 | 1170.9415 | 0.23107 | 1274.9142 | 0.14819 |  |  |  |  | 1094.1611 | 0 | 1094.1544 | 0.0028329
| 781.0222 | 5.3375 | 580.7043 | -0.019439 | 580.7043 | -0.0056327 | 780.3216 | 0 | 580.7043 | -0.010718 | 783.3501 | 0.002796 | 781.0222 | 0.06875 | 580.7043 | 0 | 930.5821 | 0.025151 |  |  | 887.8 | 0.0027648 | 1171.0088 | 0.23157 | 1275.1133 | 0.14924 |  |  |  |  | 1094.2197 | 0 | 1094.2131 | 0.0028432
| 781.1876 | 5.3098 | 580.9327 | 0.0072267 | 580.9327 | -0.001881 | 780.4871 | 0 | 580.9327 | 0.01783 | 783.5166 | 0.0015741 | 781.1876 | 0.067001 | 580.9327 | 0 | 930.6683 | 0.024622 |  |  | 888.042 | 0.0032852 | 1171.0759 | 0.23208 | 1275.3124 | 0.1503 |  |  |  |  | 1094.2784 | 0 | 1094.2717 | 0.0028511
| 781.3531 | 5.292 | 581.1611 | -0.0075404 | 581.1611 | -0.0067683 | 780.6526 | 0 | 581.1611 | -0.023731 | 783.6832 | 0.0030966 | 781.3531 | 0.071373 | 581.1611 | 0 | 930.7545 | 0.023682 |  |  | 888.283 | 0.0014101 | 1171.1431 | 0.23257 | 1275.5116 | 0.15135 |  |  |  |  | 1094.337 | 0 | 1094.3304 | 0.0028535
| 781.5185 | 5.2788 | 581.3895 | 0.0044613 | 581.3895 | 0.0050428 | 780.8181 | 0 | 581.3895 | 0.0064827 | 783.8497 | 0.0015028 | 781.5185 | 0.069405 | 581.3895 | 0 | 930.8407 | 0.023628 |  |  | 888.525 | 0.0015491 | 1171.2102 | 0.23307 | 1275.7109 | 0.15234 |  |  |  |  | 1094.3957 | 0 | 1094.3892 | 0.0028472
| 781.684 | 5.2394 | 581.618 | -0.010006 | 581.618 | 0.000538 | 780.9836 | 0 | 581.618 | -0.014562 | 784.0162 | 0.0028564 | 781.684 | 0.073122 | 581.618 | 0 | 930.9269 | 0.024527 |  |  | 888.767 | 0.0030168 | 1171.2775 | 0.23357 | 1275.9103 | 0.15327 |  |  |  |  | 1094.4545 | 0 | 1094.4478 | 0.0028281
| 781.8494 | 5.2361 | 581.8464 | 0.0063151 | 581.8464 | 0.0067299 | 781.1492 | 0 | 581.8464 | 0.011235 | 784.1828 | 0.0016092 | 781.8494 | 0.070826 | 581.8464 | 0 | 931.0132 | 0.025056 |  |  | 889.009 | 0.0023334 | 1171.3446 | 0.23407 | 1276.1096 | 0.1541 |  |  |  |  | 1094.5131 | 0 | 1094.5065 | 0.0027955
| 782.0149 | 5.2481 | 582.0749 | -0.008777 | 582.0749 | -0.014931 | 781.3147 | 0 | 582.0749 | -0.019677 | 784.3493 | 0.0029079 | 782.0149 | 0.074105 | 582.0749 | 0 | 931.0995 | 0.024743 |  |  | 889.251 | 0.0024463 | 1171.4119 | 0.23457 | 1276.3091 | 0.15484 |  |  |  |  | 1094.5718 | 0 | 1094.5652 | 0.0027487
| 782.1803 | 5.2991 | 582.3033 | 0.012905 | 582.3033 | 0.0064603 | 781.4802 | 0 | 582.3033 | 0.039377 | 784.5159 | 0.0013481 | 782.1803 | 0.071482 | 582.3033 | 0 | 931.1857 | 0.024822 |  |  | 889.493 | 0.0012598 | 1171.479 | 0.23507 | 1276.5087 | 0.1555 |  |  |  |  | 1094.6305 | 0 | 1094.6239 | 0.0026899
| 782.3458 | 5.2353 | 582.5318 | -0.020082 | 582.5318 | -0.005368 | 781.6458 | 0 | 582.5318 | -0.019649 | 784.6824 | 0.0029342 | 782.3458 | 0.076073 | 582.5318 | 0.0036195 | 931.272 | 0.025639 |  |  | 889.735 | 0.0015405 | 1171.5463 | 0.23556 | 1276.7083 | 0.15608 |  |  |  |  | 1094.6892 | 0 | 1094.6826 | 0.0026255
| 782.5113 | 5.2437 | 582.7603 | 0.0042552 | 582.7603 | 0.00013887 | 781.8113 | 0 | 582.7603 | 0.0022213 | 784.849 | 0.0017232 | 782.5113 | 0.074543 | 582.7603 | 0 | 931.3583 | 0.026069 |  |  | 889.978 | 0.0032115 | 1171.6135 | 0.23606 | 1276.908 | 0.15661 |  |  |  |  | 1094.7479 | 0 | 1094.7413 | 0.0025612
| 782.6768 | 5.2244 | 582.9888 | -0.017302 | 582.9888 | -0.0082945 | 781.9769 | 0 | 582.9888 | -0.023018 | 785.0155 | 0.0030494 | 782.6768 | 0.076182 | 582.9888 | 0 | 931.4446 | 0.02622 |  |  | 890.22 | 0.0030706 | 1171.6808 | 0.23655 | 1277.1077 | 0.15711 |  |  |  |  | 1094.8066 | 0 | 1094.8001 | 0.0025056
| 782.8423 | 5.2071 | 583.2173 | 0.0092637 | 583.2173 | 0.023195 | 782.1425 | 0 | 583.2173 | 0.0090773 | 785.1821 | 0.0017638 | 782.8423 | 0.072684 | 583.2173 | 0 | 931.531 | 0.026308 |  |  | 890.463 | 0.0034535 | 1171.7479 | 0.23705 | 1277.3075 | 0.15759 |  |  |  |  | 1094.8654 | 0 | 1094.8588 | 0.0024643
| 783.0077 | 5.1858 | 583.4459 | -0.019779 | 583.4459 | -0.007122 | 782.308 | 0 | 583.4459 | -0.027122 | 785.3487 | 0.0036253 | 783.0077 | 0.076729 | 583.4459 | 0 | 931.6174 | 0.026204 |  |  | 890.706 | 0.0033862 | 1171.8152 | 0.23755 | 1277.5073 | 0.1581 |  |  |  |  | 1094.9241 | 0 | 1094.9175 | 0.002442
| 783.1732 | 5.161 | 583.6744 | 0.0093494 | 583.6744 | 0.010981 | 782.4736 | 0 | 583.6744 | 0.014427 | 785.5153 | 0.0021708 | 783.1732 | 0.075198 | 583.6744 | 0 | 931.7037 | 0.026487 |  |  | 890.949 | 0.0031341 | 1171.8825 | 0.23804 | 1277.7072 | 0.15867 |  |  |  |  | 1094.9828 | 0 | 1094.9762 | 0.0024404
| 783.3387 | 5.161 | 583.903 | -0.018253 | 583.903 | -0.0071516 | 782.6391 | 0 | 583.903 | -0.022469 | 785.6819 | 0.0036626 | 783.3387 | 0.078477 | 583.903 | 0 | 931.7902 | 0.026439 |  |  | 891.192 | 0.0018999 | 1171.9497 | 0.23853 | 1277.9072 | 0.15936 |  |  |  |  | 1095.0415 | 0 | 1095.0349 | 0.0024571
| 783.5042 | 5.1648 | 584.1315 | 0.0031447 | 584.1315 | 0.010729 | 782.8047 | 0 | 584.1315 | 0.0069965 | 785.8485 | 0.0024795 | 783.5042 | 0.075526 | 584.1315 | 0 | 931.8765 | 0.025786 |  |  | 891.435 | 0.0022948 | 1172.017 | 0.23903 | 1278.1072 | 0.1602 |  |  |  |  | 1095.1003 | 0 | 1095.0936 | 0.0024889
| 783.6697 | 5.1625 | 584.3601 | -0.016947 | 584.3601 | -0.0010972 | 782.9703 | 0 | 584.3601 | -0.03331 | 786.0151 | 0.004002 | 783.6697 | 0.079461 | 584.3601 | 0 | 931.963 | 0.025496 |  |  | 891.678 | 0.00095115 | 1172.0844 | 0.23952 | 1278.3073 | 0.1612 |  |  |  |  | 1095.1591 | 0 | 1095.1525 | 0.0025318
| 783.8352 | 5.1608 | 584.5887 | 0.015287 | 584.5887 | 0.0065215 | 783.1359 | 0 | 584.5887 | 0.0075225 | 786.1817 | 0.0025716 | 783.8352 | 0.077712 | 584.5887 | 0 | 932.0494 | 0.025588 |  |  | 891.922 | 0.0027243 | 1172.1516 | 0.24001 | 1278.5074 | 0.16236 |  |  |  |  | 1095.2178 | 0 | 1095.2112 | 0.002581
| 784.0007 | 5.1204 | 584.8173 | -0.011697 | 584.8173 | -0.0045359 | 783.3015 | 0 | 584.8173 | -0.011647 | 786.3483 | 0.0041907 | 784.0007 | 0.08121 | 584.8173 | 0 | 932.1359 | 0.026137 |  |  | 892.166 | 0.0032114 | 1172.2189 | 0.24051 | 1278.7076 | 0.16364 |  |  |  |  | 1095.2766 | 0 | 1095.2699 | 0.0026351
| 784.1662 | 5.1238 | 585.0459 | 0.0037762 | 585.0459 | -0.0095389 | 783.4671 | 0 | 585.0459 | 0.028256 | 786.5149 | 0.0027912 | 784.1662 | 0.081428 | 585.0459 | 0 | 932.2224 | 0.026748 |  |  | 892.409 | 0.0016615 | 1172.2861 | 0.241 | 1278.908 | 0.16498 |  |  |  |  | 1095.3353 | 0 | 1095.3287 | 0.0026907
| 784.3318 | 5.0304 | 585.2745 | -0.026568 | 585.2745 | -0.0028903 | 783.6327 | 0 | 585.2745 | -0.0071705 | 786.6815 | 0.0042201 | 784.3318 | 0.08591 | 585.2745 | 0 | 932.3088 | 0.026194 |  |  | 892.653 | 0.002052 | 1172.3535 | 0.24149 | 1279.1083 | 0.16632 |  |  |  |  | 1095.3942 | 0 | 1095.3874 | 0.0027487
| 784.4973 | 4.9996 | 585.5032 | 0.0086054 | 585.5032 | -0.0037044 | 783.7983 | 0 | 585.5032 | 0.0097714 | 786.8482 | 0.0028578 | 784.4973 | 0.085254 | 585.5032 | 0 | 932.3953 | 0.025903 |  |  | 892.897 | 0.0015411 | 1172.4208 | 0.24199 | 1279.3087 | 0.16761 |  |  |  |  | 1095.4529 | 0 | 1095.4463 | 0.0028059
| 784.6628 | 4.9486 | 585.7318 | -0.011032 | 585.7318 | -0.0097689 | 783.9639 | 0 | 585.7318 | -0.038076 | 787.0148 | 0.0045262 | 784.6628 | 0.088205 | 585.7318 | 0 | 932.4819 | 0.026719 |  |  | 893.142 | 0.003868 | 1172.4882 | 0.24248 | 1279.5093 | 0.1688 |  |  |  |  | 1095.5117 | 0 | 1095.5051 | 0.0028607
| 784.8284 | 4.9462 | 585.9605 | 0.01221 | 585.9605 | 0.0088497 | 784.1295 | 0 | 585.9605 | 0.00056366 | 787.1814 | 0.0031187 | 784.8284 | 0.087768 | 585.9605 | 0 | 932.5684 | 0.026815 |  |  | 893.386 | 0.0015801 | 1172.5554 | 0.24297 | 1279.7097 | 0.16989 |  |  |  |  | 1095.5704 | 0 | 1095.5638 | 0.0029107
| 784.9939 | 4.9426 | 586.1891 | -0.010557 | 586.1891 | -0.0025961 | 784.2951 | 0 | 586.1891 | -0.010914 | 787.3481 | 0.004754 | 784.9939 | 0.092686 | 586.1891 | 0 | 932.6549 | 0.026555 |  |  | 893.63 | 0.0023689 | 1172.6228 | 0.24346 | 1279.9104 | 0.1709 |  |  |  |  | 1095.6293 | 0 | 1095.6227 | 0.002952
| 785.1594 | 4.9374 | 586.4178 | 0.0089511 | 586.4178 | 0.00056467 | 784.4607 | 0 | 586.4178 | 0.014244 | 787.5147 | 0.0033621 | 785.1594 | 0.090719 | 586.4178 | 0 | 932.7415 | 0.026809 |  |  | 893.875 | 0.0021606 | 1172.6902 | 0.24395 | 1280.111 | 0.17186 |  |  |  |  | 1095.6881 | 0 | 1095.6815 | 0.002979
| 785.325 | 4.8869 | 586.6465 | -0.015264 | 586.6465 | 0.0064058 | 784.6264 | 0 | 586.6465 | -0.025127 | 787.6814 | 0.0049646 | 785.325 | 0.093779 | 586.6465 | 0 | 932.8281 | 0.027354 |  |  | 894.12 | 0.0014519 | 1172.7576 | 0.24444 | 1280.3118 | 0.1728 |  |  |  |  | 1095.7469 | 0 | 1095.7404 | 0.002987
| 785.4905 | 4.8188 | 586.8752 | 0.014832 | 586.8752 | 0.0064434 | 784.792 | 0 | 586.8752 | 0.028822 | 787.848 | 0.003407 | 785.4905 | 0.091265 | 586.8752 | 0 | 932.9146 | 0.027484 |  |  | 894.364 | 0.0021116 | 1172.8248 | 0.24493 | 1280.5126 | 0.17378 |  |  |  |  | 1095.8058 | 0 | 1095.7991 | 0.0029743
| 785.6561 | 4.7495 | 587.1039 | -0.013097 | 587.1039 | 0.0050594 | 784.9576 | 0 | 587.1039 | -0.019138 | 788.0147 | 0.0050459 | 785.6561 | 0.095419 | 587.1039 | 0 | 933.0012 | 0.027153 |  |  | 894.609 | 0.0022127 | 1172.8922 | 0.24542 | 1280.7134 | 0.17481 |  |  |  |  | 1095.8646 | 0 | 1095.8579 | 0.0029385
| 785.8216 | 4.7399 | 587.3327 | 0.0066909 | 587.3327 | 0.015116 | 785.1232 | 0 | 587.3327 | 0.010507 | 788.1814 | 0.0037636 | 785.8216 | 0.092358 | 587.3327 | 0 | 933.0878 | 0.027452 |  |  | 894.854 | 0.0020759 | 1172.9596 | 0.2459 | 1280.9143 | 0.17589 |  |  |  |  | 1095.9235 | 0 | 1095.9168 | 0.0028821
| 785.9872 | 4.706 | 587.5614 | -0.00092603 | 587.5614 | 0.0021525 | 785.2889 | 0 | 587.5614 | -0.014966 | 788.3481 | 0.0055775 | 785.9872 | 0.093561 | 587.5614 | 0 | 933.1745 | 0.027614 |  |  | 895.1 | 0.0025983 | 1173.027 | 0.24639 | 1281.1152 | 0.17697 |  |  |  |  | 1095.9823 | 0 | 1095.9756 | 0.0028098
| 786.1527 | 4.607 | 587.7902 | 0.00093346 | 587.7902 | -0.003864 | 785.4545 | 0 | 587.7902 | 0.015302 | 788.5147 | 0.0042494 | 786.1527 | 0.092031 | 587.7902 | 0 | 933.2612 | 0.027435 |  |  | 895.345 | 0.0028457 | 1173.0944 | 0.24688 | 1281.3163 | 0.17798 |  |  |  |  | 1096.0411 | 0 | 1096.0344 | 0.0027272
| 786.3183 | 4.5916 | 588.0189 | -0.017534 | 588.0189 | -0.0087716 | 785.6202 | 0 | 588.0189 | -0.014792 | 788.6814 | 0.0058509 | 786.3183 | 0.097605 | 588.0189 | 0 | 933.3478 | 0.027421 |  |  | 895.591 | 0.0018971 | 1173.1619 | 0.24736 | 1281.5175 | 0.17887 |  |  |  |  | 1096.1 | 0 | 1096.0934 | 0.0026422
| 786.4839 | 4.5735 | 588.2477 | 0.0058993 | 588.2477 | 0.011228 | 785.7858 | 0 | 588.2477 | 0.0077284 | 788.8481 | 0.0044918 | 786.4839 | 0.099026 | 588.2477 | 0 | 933.4346 | 0.027461 |  |  | 895.836 | 0.0023108 | 1173.2293 | 0.24785 | 1281.7186 | 0.17958 |  |  |  |  | 1096.1588 | 0 | 1096.1522 | 0.0025612
| 786.6495 | 4.541 | 588.4765 | -0.0064535 | 588.4765 | -7.2876e-05 | 785.9515 | 0 | 588.4765 | -0.0056926 | 789.0148 | 0.0062337 | 786.6495 | 0.10296 | 588.4765 | 0 | 933.5212 | 0.028201 |  |  | 896.082 | 0.0016322 | 1173.2966 | 0.24833 | 1281.9198 | 0.18008 |  |  |  |  | 1096.2177 | 0 | 1096.2111 | 0.0024921
| 786.815 | 4.5335 | 588.7053 | 0.013167 | 588.7053 | -0.0018816 | 786.1172 | 0 | 588.7053 | 0.0080479 | 789.1815 | 0.0048604 | 786.815 | 0.1022 | 588.7053 | 0 | 933.608 | 0.029229 |  |  | 896.328 | 0.0023954 | 1173.3641 | 0.24881 | 1282.1211 | 0.18039 |  |  |  |  | 1096.2765 | 0 | 1096.2699 | 0.0024396
| 786.9806 | 4.4467 | 588.9341 | -0.015548 | 588.9341 | -0.0043369 | 786.2828 | 0 | 588.9341 | -0.017734 | 789.3483 | 0.0066711 | 786.9806 | 0.10646 | 588.9341 | 0 | 933.6947 | 0.029294 |  |  | 896.574 | 0.0027752 | 1173.4315 | 0.24929 | 1282.3225 | 0.18058 |  |  |  |  | 1096.3355 | 0 | 1096.3289 | 0.0024095
| 787.1462 | 4.4171 | 589.1629 | 0.0060332 | 589.1629 | 0.017213 | 786.4485 | 0 | 589.1629 | 0.012997 | 789.515 | 0.0054659 | 787.1462 | 0.10624 | 589.1629 | 0 | 933.7815 | 0.029027 |  |  | 896.82 | 0.0021695 | 1173.4989 | 0.24977 | 1282.5239 | 0.18072 |  |  |  |  | 1096.3943 | 0 | 1096.3877 | 0.0024031
| 787.3118 | 4.3836 | 589.3917 | -0.01184 | 589.3917 | 0.0036161 | 786.6142 | 0 | 589.3917 | -0.02102 | 789.6817 | 0.007218 | 787.3118 | 0.10919 | 589.3918 | 0 | 933.8683 | 0.029122 |  |  | 897.067 | 0.0026591 | 1173.5664 | 0.25025 | 1282.7253 | 0.18089 |  |  |  |  | 1096.4533 | 0 | 1096.4465 | 0.0024206
| 787.4774 | 4.3351 | 589.6206 | 0.0093922 | 589.6206 | 0.0089841 | 786.7799 | 0 | 589.6206 | 0.022255 | 789.8484 | 0.0059056 | 787.4774 | 0.10875 | 589.6206 | 0 | 933.9551 | 0.029099 |  |  | 897.313 | 0.0020319 | 1173.6339 | 0.25073 | 1282.9269 | 0.18113 |  |  |  |  | 1096.5121 | 0 | 1096.5055 | 0.0024603
| 787.643 | 4.2929 | 589.8494 | -0.017652 | 589.8494 | 0.0043549 | 786.9455 | 0 | 589.8494 | -0.0083715 | 790.0151 | 0.0076007 | 787.643 | 0.11302 | 589.8495 | 0.0018107 | 934.0419 | 0.029425 |  |  | 897.56 | 0.0016956 | 1173.7013 | 0.25121 | 1283.1285 | 0.18148 |  |  |  |  | 1096.571 | 0 | 1096.5643 | 0.0025175
| 787.8086 | 4.2955 | 590.0783 | 0.0051943 | 590.0783 | 0.0068314 | 787.1112 | 0 | 590.0783 | 0.0093181 | 790.1819 | 0.0062337 | 787.8086 | 0.11269 | 590.0783 | 0 | 934.1287 | 0.029968 |  |  | 897.806 | 0.0015268 | 1173.7688 | 0.25168 | 1283.3302 | 0.18194 |  |  |  |  | 1096.6299 | 0 | 1096.6233 | 0.0025842
| 787.9742 | 4.2169 | 590.3072 | -0.0066012 | 590.3072 | 0.0021343 | 787.2769 | 0 | 590.3072 | -0.012198 | 790.3486 | 0.0081475 | 787.9742 | 0.11586 | 590.3072 | 0 | 934.2155 | 0.029711 |  |  | 898.053 | 0.0027995 | 1173.8363 | 0.25215 | 1283.532 | 0.18251 |  |  |  |  | 1096.6888 | 0 | 1096.6823 | 0.0026541
| 788.1398 | 4.1769 | 590.5361 | 0.0076156 | 590.5361 | -0.0018418 | 787.4426 | 0 | 590.5361 | 0.0027973 | 790.5154 | 0.0071086 | 788.1398 | 0.11597 | 590.5361 | 0 | 934.3024 | 0.029132 |  |  | 898.3 | 0.0029039 | 1173.9038 | 0.25262 | 1283.7338 | 0.18316 |  |  |  |  | 1096.7478 | 0 | 1096.7411 | 0.0027193
| 788.3055 | 4.1742 | 590.765 | -0.01436 | 590.765 | -0.0042229 | 787.6083 | 0 | 590.765 | -0.0057697 | 790.6821 | 0.0088037 | 788.3055 | 0.12012 | 590.765 | 0 | 934.3893 | 0.029349 |  |  | 898.547 | 0.0032825 | 1173.9713 | 0.2531 | 1283.9357 | 0.1839 |  |  |  |  | 1096.8066 | 0 | 1096.8001 | 0.0027725
| 788.4711 | 4.1121 | 590.9939 | 0.016157 | 590.9939 | 0.0072096 | 787.774 | 0 | 590.9939 | 0.027447 | 790.8489 | 0.0077648 | 788.4711 | 0.12045 | 590.9939 | 0 | 934.4761 | 0.029672 |  |  | 898.795 | 0.001716 | 1174.0388 | 0.25357 | 1284.1376 | 0.18471 |  |  |  |  | 1096.8656 | 0 | 1096.859 | 0.0028122
| 788.6367 | 4.0705 | 591.2228 | -0.020687 | 591.2228 | -0.0042535 | 787.9397 | 0 | 591.2228 | -0.016342 | 791.0157 | 0.0097333 | 788.6367 | 0.12263 | 591.2228 | 0 | 934.563 | 0.029306 |  |  | 899.042 | 0.0020626 | 1174.1063 | 0.25403 | 1284.3396 | 0.18561 |  |  |  |  | 1096.9246 | 0 | 1096.918 | 0.0028392
| 788.8023 | 4.0319 | 591.4518 | -0.0017758 | 591.4518 | 0.0079523 | 788.1055 | 0 | 591.4518 | 0.020929 | 791.1825 | 0.0083663 | 788.8023 | 0.12263 | 591.4518 | 0 | 934.65 | 0.029051 |  |  | 899.29 | 0.0022366 | 1174.1738 | 0.2545 | 1284.5416 | 0.18658 |  |  |  |  | 1096.9835 | 0 | 1096.9769 | 0.0028551
| 788.968 | 3.9473 | 591.6807 | -0.016033 | 591.6807 | -0.015612 | 788.2712 | 0 | 591.6807 | -0.027694 | 791.3492 | 0.010061 | 788.968 | 0.12613 | 591.6807 | 0 | 934.7369 | 0.029119 |  |  | 899.537 | 0.0020355 | 1174.2413 | 0.25496 | 1284.7437 | 0.18763 |  |  |  |  | 1097.0425 | 0 | 1097.0359 | 0.0028662
| 789.1336 | 3.9392 | 591.9097 | 0.0025061 | 591.9097 | 0.0048272 | 788.4369 | 0 | 591.9097 | 0.0017292 | 791.516 | 0.0090771 | 789.1336 | 0.12646 | 591.9097 | 0 | 934.8239 | 0.029527 |  |  | 899.785 | 0.0025094 | 1174.3088 | 0.25543 | 1284.9459 | 0.18874 |  |  |  |  | 1097.1014 | 0 | 1097.0948 | 0.002879
| 789.2993 | 3.8823 | 592.1386 | -0.012254 | 592.1386 | -0.0073791 | 788.6026 | 0 | 592.1386 | -0.0186 | 791.6828 | 0.010882 | 789.2993 | 0.12952 | 592.1386 | 0 | 934.9108 | 0.030573 |  |  | 900.033 | 0.002485 | 1174.3765 | 0.25589 | 1285.1482 | 0.18992 |  |  |  |  | 1097.1604 | 0 | 1097.1538 | 0.002898
| 789.4649 | 3.8217 | 592.3676 | 0.0041457 | 592.3676 | 0.0046312 | 788.7684 | 0 | 592.3676 | -0.001959 | 791.8496 | 0.0097333 | 789.4649 | 0.12788 | 592.3676 | 0 | 934.9979 | 0.031205 |  |  | 900.281 | 0.0016312 | 1174.444 | 0.25634 | 1285.3505 | 0.19115 |  |  |  |  | 1097.2194 | 0 | 1097.2128 | 0.0029266
| 789.6305 | 3.7836 | 592.5966 | -0.011653 | 592.5966 | 0.00061227 | 788.9341 | 0 | 592.5966 | -0.017911 | 792.0164 | 0.011592 | 789.6305 | 0.13127 | 592.5966 | 0.0090425 | 935.0848 | 0.030818 |  |  | 900.529 | 0.0027064 | 1174.5115 | 0.2568 | 1285.5529 | 0.19242 |  |  |  |  | 1097.2783 | 0 | 1097.2717 | 0.0029655
| 789.7962 | 3.7687 | 592.8256 | 0.0016487 | 592.8256 | 0.0048974 | 789.0998 | 0 | 592.8256 | 0.031347 | 792.1832 | 0.010554 | 789.7962 | 0.13182 | 592.8256 | 0.0090425 | 935.1719 | 0.030337 |  |  | 900.778 | 0.0027031 | 1174.5791 | 0.25725 | 1285.7552 | 0.1937 |  |  |  |  | 1097.3374 | 0 | 1097.3307 | 0.0030108
| 789.9619 | 3.685 | 593.0547 | -0.0092973 | 593.0547 | -0.011206 | 789.2656 | 0 | 593.0547 | -0.018879 | 792.35 | 0.012358 | 789.9619 | 0.1352 | 593.0547 | 0 | 935.2589 | 0.030846 |  |  | 901.026 | 0.0012506 | 1174.6466 | 0.25771 | 1285.9578 | 0.19497 |  |  |  |  | 1097.3964 | 0 | 1097.3898 | 0.0030593
| 790.1275 | 3.6554 | 593.2837 | 0.012717 | 593.2837 | 0.00051824 | 789.4313 | 0 | 593.2837 | 0.015831 | 792.5168 | 0.011428 | 790.1275 | 0.13553 | 593.2837 | 0 | 935.3459 | 0.031878 |  |  | 901.275 | 0.0017703 | 1174.7142 | 0.25816 | 1286.1603 | 0.19619 |  |  |  |  | 1097.4553 | 0 | 1097.4487 | 0.0031046
| 790.2932 | 3.5907 | 593.5127 | -0.012328 | 593.5127 | 0.002528 | 789.5971 | 0 | 593.5127 | -0.017315 | 792.6836 | 0.013342 | 790.2932 | 0.13848 | 593.5127 | -0.0072427 | 935.433 | 0.032242 |  |  | 901.524 | 0.002328 | 1174.7819 | 0.25861 | 1286.3629 | 0.19732 |  |  |  |  | 1097.5144 | 0 | 1097.5077 | 0.0031419
| 790.4589 | 3.5307 | 593.7418 | 0.017448 | 593.7418 | 0.0095436 | 789.7628 | 0 | 593.7418 | 0.0079787 | 792.8505 | 0.012577 | 790.4589 | 0.14001 | 593.7418 | 0 | 935.5201 | 0.031863 |  |  | 901.773 | 0.0029587 | 1174.8495 | 0.25905 | 1286.5657 | 0.19833 |  |  |  |  | 1097.5734 | 0 | 1097.5668 | 0.0031681
| 790.6245 | 3.5166 | 593.9708 | -0.01012 | 593.9708 | -0.0012096 | 789.9286 | 0 | 593.9708 | -0.0062892 | 793.0173 | 0.014545 | 790.6245 | 0.14264 | 593.9708 | 0.0090425 | 935.6071 | 0.031313 |  |  | 902.022 | 0.0014889 | 1174.917 | 0.2595 | 1286.7684 | 0.19922 |  |  |  |  | 1097.6323 | 0 | 1097.6257 | 0.0031824
| 790.7902 | 3.4374 | 594.1999 | 0.0088765 | 594.1999 | 0.011015 | 790.0944 | 0 | 594.1999 | 0.01214 | 793.1842 | 0.01378 | 790.7902 | 0.14231 | 594.1999 | 0 | 935.6942 | 0.031812 |  |  | 902.271 | 0.0018334 | 1174.9846 | 0.25994 | 1286.9712 | 0.20001 |  |  |  |  | 1097.6914 | 0 | 1097.6848 | 0.0031872
| 790.9559 | 3.3851 | 594.429 | -0.0074536 | 594.429 | -0.013831 | 790.2601 | 0 | 594.429 | -0.01837 | 793.351 | 0.015748 | 790.9559 | 0.14428 | 594.429 | 0.0036213 | 935.7814 | 0.03239 |  |  | 902.52 | 0.0035032 | 1175.0522 | 0.26038 | 1287.1741 | 0.20074 |  |  |  |  | 1097.7505 | 0 | 1097.7438 | 0.0031848
| 791.1216 | 3.3544 | 594.6581 | 0.01201 | 594.6581 | 0.0066176 | 790.4259 | 0 | 594.6581 | 0.012739 | 793.5178 | 0.014928 | 791.1216 | 0.14482 | 594.6581 | 0 | 935.8685 | 0.031872 |  |  | 902.77 | 0.0030608 | 1175.1199 | 0.26082 | 1287.3771 | 0.20145 |  |  |  |  | 1097.8094 | 0 | 1097.8029 | 0.0031784
| 791.2873 | 3.2851 | 594.8872 | -0.011792 | 594.8872 | 0.0039527 | 790.5917 | 0 | 594.8872 | -0.012917 | 793.6847 | 0.016842 | 791.2873 | 0.14734 | 594.8872 | 0 | 935.9557 | 0.031622 |  |  | 903.019 | 0.0027334 | 1175.1875 | 0.26125 | 1287.5801 | 0.20219 |  |  |  |  | 1097.8685 | 0 | 1097.8619 | 0.0031697
| 791.453 | 3.2574 | 595.1163 | 0.0020907 | 595.1163 | 0.012712 | 790.7575 | 0 | 595.1163 | 0.012304 | 793.8516 | 0.01624 | 791.453 | 0.14712 | 595.1163 | 0 | 936.0428 | 0.031521 |  |  | 903.269 | 0.0021813 | 1175.2551 | 0.26168 | 1287.7831 | 0.20299 |  |  |  |  | 1097.9276 | 0 | 1097.9209 | 0.0031578
| 791.6187 | 3.2009 | 595.3455 | -0.012091 | 595.3455 | -0.0059017 | 790.9233 | 0 | 595.3455 | -0.012434 | 794.0184 | 0.018209 | 791.6187 | 0.14832 | 595.3455 | 0 | 936.1301 | 0.031798 |  |  | 903.519 | 0.0024104 | 1175.3229 | 0.26211 | 1287.9863 | 0.20384 |  |  |  |  | 1097.9866 | 0 | 1097.98 | 0.0031403
| 791.7844 | 3.135 | 595.5746 | 0.0089477 | 595.5746 | 0.00081882 | 791.0891 | 0.046171 | 595.5746 | 0.013667 | 794.1853 | 0.017553 | 791.7844 | 0.14909 | 595.5746 | 0.0018107 | 936.2173 | 0.032265 |  |  | 903.769 | 0.0023961 | 1175.3905 | 0.26254 | 1288.1895 | 0.20472 |  |  |  |  | 1098.0457 | 0 | 1098.0391 | 0.0031173
| 791.9501 | 3.1256 | 595.8038 | -0.016439 | 595.8038 | -0.0045234 | 791.2549 | 0 | 595.8038 | -0.019474 | 794.3522 | 0.019904 | 791.9501 | 0.15094 | 595.8038 | 0.0054302 | 936.3045 | 0.031963 |  |  | 904.019 | 0.0020156 | 1175.4581 | 0.26297 | 1288.3927 | 0.20558 |  |  |  |  | 1098.1047 | 0 | 1098.0981 | 0.0030863
| 792.1158 | 3.0681 | 596.0329 | 0.012631 | 596.0329 | 0.0060121 | 791.4207 | 0.1213 | 596.0329 | 0.0054922 | 794.519 | 0.019248 | 792.1158 | 0.15215 | 596.0329 | 0 | 936.3917 | 0.032217 |  |  | 904.269 | 0.0026136 | 1175.5259 | 0.26339 | 1288.5961 | 0.20639 |  |  |  |  | 1098.1638 | 0 | 1098.1572 | 0.0030482
| 792.2815 | 3.0287 | 596.2621 | -0.0048833 | 596.2621 | -0.0041054 | 791.5865 | 0.014868 | 596.2621 | -0.018296 | 794.6859 | 0.021271 | 792.2815 | 0.15335 | 596.2621 | 0 | 936.479 | 0.033026 |  |  | 904.52 | 0.0030233 | 1175.5935 | 0.26381 | 1288.7994 | 0.20715 |  |  |  |  | 1098.2229 | 0 | 1098.2163 | 0.0030061
| 792.4472 | 2.957 | 596.4913 | 0.0033318 | 596.4913 | 0.0074402 | 791.7523 | 0.16877 | 596.4913 | 0.0094461 | 794.8528 | 0.020779 | 792.4472 | 0.15542 | 596.4913 | 0 | 936.5663 | 0.03317 |  |  | 904.77 | 0.0018616 | 1175.6613 | 0.26423 | 1289.0029 | 0.20787 |  |  |  |  | 1098.282 | 0 | 1098.2754 | 0.0029632
| 792.613 | 2.8901 | 596.7205 | -0.0090863 | 596.7205 | -0.0072112 | 791.9181 | 0.13017 | 596.7205 | -0.012318 | 795.0197 | 0.022693 | 792.613 | 0.15597 | 596.7205 | 0 | 936.6536 | 0.032525 |  |  | 905.021 | 0.0022745 | 1175.7289 | 0.26465 | 1289.2064 | 0.20859 |  |  |  |  | 1098.3411 | 0 | 1098.3345 | 0.002925
| 792.7787 | 2.8462 | 596.9497 | 0.0137 | 596.9497 | -0.0012206 | 792.0839 | 0.25277 | 596.9497 | 0.0028523 | 795.1866 | 0.022091 | 792.7787 | 0.1575 | 596.9497 | 0 | 936.7409 | 0.032306 |  |  | 905.272 | 0.0027363 | 1175.7966 | 0.26506 | 1289.41 | 0.20937 |  |  |  |  | 1098.4001 | 0 | 1098.3936 | 0.0028956
| 792.9444 | 2.7781 | 597.179 | -0.011863 | 597.179 | -0.011631 | 792.2497 | 0.13486 | 597.179 | -0.020537 | 795.3536 | 0.024333 | 792.9444 | 0.15728 | 597.179 | 0 | 936.8282 | 0.033235 |  |  | 905.523 | 0.0017346 | 1175.8644 | 0.26548 | 1289.6138 | 0.21024 |  |  |  |  | 1098.4594 | 0 | 1098.4526 | 0.0028782
| 793.1102 | 2.7175 | 597.4082 | 0.010334 | 597.4082 | 0.004334 | 792.4156 | 0.18338 | 597.4082 | 0.022261 | 795.5205 | 0.024115 | 793.1102 | 0.15925 | 597.4082 | 0 | 936.9156 | 0.033572 |  |  | 905.774 | 0.0018342 | 1175.932 | 0.26589 | 1289.8174 | 0.21123 |  |  |  |  | 1098.5184 | 0 | 1098.5118 | 0.0028734
| 793.2759 | 2.6836 | 597.6374 | -0.013032 | 597.6374 | -0.0027393 | 792.5814 | 0.20373 | 597.6374 | -0.020246 | 795.6874 | 0.026302 | 793.2759 | 0.15838 | 597.6374 | 0 | 937.0029 | 0.033418 |  |  | 906.025 | 0.0022355 | 1175.9998 | 0.2663 | 1290.0212 | 0.2123 |  |  |  |  | 1098.5775 | 0 | 1098.5709 | 0.0028813
| 793.4416 | 2.6486 | 597.8667 | 0.011691 | 597.8667 | 0.0034548 | 792.7472 | 0.27468 | 597.8667 | 0.0083274 | 795.8543 | 0.026192 | 793.4416 | 0.16002 | 597.8667 | 0 | 937.0903 | 0.033842 |  |  | 906.277 | 0.00199 | 1176.0675 | 0.2667 | 1290.2251 | 0.2134 |  |  |  |  | 1098.6367 | 0 | 1098.63 | 0.0029004
| 793.6074 | 2.5689 | 598.096 | -0.0089732 | 598.096 | -0.0089108 | 792.9131 | 0.23868 | 598.096 | -0.012037 | 796.0212 | 0.028325 | 793.6074 | 0.15936 | 598.096 | 0 | 937.1777 | 0.033561 |  |  | 906.528 | 0.0019772 | 1176.1353 | 0.26711 | 1290.429 | 0.21447 |  |  |  |  | 1098.6958 | 0 | 1098.6892 | 0.0029298
| 793.7731 | 2.5619 | 598.3253 | 0.0039215 | 598.3253 | 0.011596 | 793.0789 | 0.27937 | 598.3253 | 0.019722 | 796.1882 | 0.02827 | 793.7731 | 0.16231 | 598.3253 | 0 | 937.2651 | 0.033083 |  |  | 906.78 | 0.002806 | 1176.203 | 0.26751 | 1290.6329 | 0.21544 |  |  |  |  | 1098.7549 | 0 | 1098.7483 | 0.0029663
| 793.9389 | 2.5246 | 598.5546 | -0.0081774 | 598.5546 | 0.00038593 | 793.2447 | 0.33311 | 598.5546 | -0.011377 | 796.3551 | 0.030294 | 793.9389 | 0.161 | 598.5545 | 0 | 937.3525 | 0.033471 |  |  | 907.032 | 0.0029417 | 1176.2707 | 0.26791 | 1290.837 | 0.21626 |  |  |  |  | 1098.8141 | 0 | 1098.8075 | 0.0030084
| 794.1047 | 2.4696 | 598.7839 | 0.0014164 | 598.7839 | 0.0044828 | 793.4106 | 0.32424 | 598.7839 | 0.0091635 | 796.5221 | 0.030348 | 794.1047 | 0.16362 | 598.7839 | 0.0090425 | 937.44 | 0.033933 |  |  | 907.284 | 0.0021348 | 1176.3385 | 0.26831 | 1291.0411 | 0.21691 |  |  |  |  | 1098.8733 | 0 | 1098.8666 | 0.0030513
| 794.2704 | 2.4209 | 599.0132 | -0.012831 | 599.0132 | -0.013075 | 793.5765 | 0.34563 | 599.0132 | -0.015192 | 796.689 | 0.032481 | 794.2704 | 0.16133 | 599.0132 | 0 | 937.5275 | 0.033774 |  |  | 907.536 | 0.0020841 | 1176.4064 | 0.2687 | 1291.2452 | 0.21739 |  |  |  |  | 1098.9324 | 0 | 1098.9258 | 0.0030942
| 794.4362 | 2.355 | 599.2425 | 0.005643 | 599.2425 | 0.0013522 | 793.7423 | 0.4098 | 599.2425 | 0.023625 | 796.856 | 0.032645 | 794.4362 | 0.16428 | 599.2425 | 0 | 937.6149 | 0.033582 |  |  | 907.788 | 0.0042281 | 1176.4741 | 0.2691 | 1291.4495 | 0.21776 |  |  |  |  | 1098.9916 | 0 | 1098.985 | 0.0031324
| 794.602 | 2.3041 | 599.4718 | -0.016527 | 599.4718 | -0.0065263 | 793.9082 | 0.31224 | 599.4718 | -0.009438 | 797.0229 | 0.034723 | 794.602 | 0.16144 | 599.4719 | 0 | 937.7024 | 0.034313 |  |  | 908.041 | 0.0017928 | 1176.5419 | 0.26949 | 1291.6538 | 0.21807 |  |  |  |  | 1099.0508 | 0 | 1099.0441 | 0.0031634
| 794.7677 | 2.2458 | 599.7012 | 0.0098471 | 599.7012 | -0.0024621 | 794.0741 | 0.46979 | 599.7012 | 0.016968 | 797.1899 | 0.034723 | 794.7677 | 0.16439 | 599.7012 | 0 | 937.7899 | 0.035296 |  |  | 908.293 | 0.0017518 | 1176.6097 | 0.26988 | 1291.8582 | 0.2184 |  |  |  |  | 1099.1099 | 0 | 1099.1033 | 0.0031848
| 794.9335 | 2.261 | 599.9306 | -0.0075631 | 599.9306 | -0.011422 | 794.2399 | 0.43588 | 599.9306 | -0.011 | 797.3569 | 0.036746 | 794.9335 | 0.16111 | 599.9306 | 0.0090425 | 937.8774 | 0.035344 |  |  | 908.546 | 0.0021866 | 1176.6775 | 0.27027 | 1292.0626 | 0.21881 |  |  |  |  | 1099.1691 | 0 | 1099.1625 | 0.0031943
| 795.0993 | 2.2069 | 600.1599 | 0.0095698 | 600.1599 | 0.0071814 | 794.4058 | 0.53136 | 600.1599 | 0.002482 | 797.5239 | 0.036855 | 795.0993 | 0.16482 | 600.1599 | 0.012659 | 937.965 | 0.034543 |  |  | 908.799 | 0.0028559 | 1176.7454 | 0.27066 | 1292.2671 | 0.21934 |  |  |  |  | 1099.2283 | 0 | 1099.2217 | 0.0031904
| 795.2651 | 2.1649 | 600.3893 | -0.0088121 | 600.3893 | -0.014428 | 794.5717 | 0.45571 | 600.3893 | -0.012672 | 797.6908 | 0.039097 | 795.2651 | 0.16155 | 600.3893 | 0 | 938.0526 | 0.034926 |  |  | 909.052 | 0.0026716 | 1176.8131 | 0.27104 | 1292.4717 | 0.22001 |  |  |  |  | 1099.2875 | 0 | 1099.2809 | 0.0031737
| 795.4309 | 2.1134 | 600.6187 | 0.0063665 | 600.6187 | 0.010025 | 794.7376 | 0.56474 | 600.6187 | 0.018418 | 797.8578 | 0.039371 | 795.4309 | 0.16592 | 600.6187 | 0 | 938.1401 | 0.036295 |  |  | 909.305 | 0.0020088 | 1176.881 | 0.27143 | 1292.6763 | 0.22079 |  |  |  |  | 1099.3467 | 0 | 1099.3401 | 0.0031451
| 795.5967 | 2.07 | 600.8481 | -0.0099738 | 600.8481 | -0.0043603 | 794.9035 | 0.59135 | 600.8481 | -0.0029319 | 798.0248 | 0.041995 | 795.5967 | 0.16111 | 600.8481 | 0 | 938.2276 | 0.03674 |  |  | 909.558 | 0.0012695 | 1176.9488 | 0.27181 | 1292.881 | 0.22164 |  |  |  |  | 1099.4059 | 0 | 1099.3993 | 0.0031069
| 795.7625 | 2.0364 | 601.0775 | 0.0068345 | 601.0775 | 0.00038511 | 795.0694 | 0.59552 | 601.0775 | 0.016414 | 798.1918 | 0.042433 | 795.7625 | 0.16548 | 601.0775 | 0.0054302 | 938.3152 | 0.036273 |  |  | 909.811 | 0.0028051 | 1177.0167 | 0.27219 | 1293.0857 | 0.22253 |  |  |  |  | 1099.4651 | 0 | 1099.4585 | 0.0030625
| 795.9283 | 2.0041 | 601.307 | -0.0082381 | 601.307 | -0.0049855 | 795.2353 | 0.64561 | 601.307 | -0.019578 | 798.3588 | 0.045112 | 795.9283 | 0.16089 | 601.307 | 0 | 938.4028 | 0.036132 |  |  | 910.065 | 0.0021522 | 1177.0846 | 0.27257 | 1293.2905 | 0.22343 |  |  |  |  | 1099.5243 | 0 | 1099.5177 | 0.0030164
| 796.0941 | 1.948 | 601.5364 | 0.00683 | 601.5364 | 0.003511 | 795.4012 | 0.58248 | 601.5364 | 0.0024244 | 798.5258 | 0.045495 | 796.0941 | 0.16581 | 601.5364 | 0 | 938.4905 | 0.036194 |  |  | 910.318 | 0.0030345 | 1177.1523 | 0.27295 | 1293.4954 | 0.22433 |  |  |  |  | 1099.5836 | 0 | 1099.5769 | 0.0029727
| 796.2599 | 1.9071 | 601.7659 | -0.0064289 | 601.7659 | -0.0060743 | 795.5671 | 0.68108 | 601.7659 | -0.015186 | 798.6929 | 0.047956 | 796.2599 | 0.16056 | 601.7659 | 0 | 938.5781 | 0.036018 |  |  | 910.572 | 0.0011862 | 1177.2202 | 0.27333 | 1293.7003 | 0.22527 |  |  |  |  | 1099.6428 | 0 | 1099.6361 | 0.0029354
| 796.4257 | 1.8754 | 601.9953 | 0.0058778 | 601.9953 | -0.0024374 | 795.733 | 0.67743 | 601.9953 | 0.015568 | 798.8599 | 0.048612 | 796.4257 | 0.16537 | 601.9953 | 0 | 938.6658 | 0.036396 |  |  | 910.826 | 0.0027015 | 1177.2882 | 0.2737 | 1293.9054 | 0.22627 |  |  |  |  | 1099.702 | 0 | 1099.6954 | 0.0029068
| 796.5915 | 1.8219 | 602.2248 | -0.0098695 | 602.2248 | -0.0044846 | 795.8989 | 0.66543 | 602.2248 | -0.0073972 | 799.0269 | 0.051182 | 796.5915 | 0.16012 | 602.2248 | 0 | 938.7535 | 0.03645 |  |  | 911.08 | 0.0018324 | 1177.3561 | 0.27407 | 1294.1105 | 0.22735 |  |  |  |  | 1099.7612 | 0 | 1099.7546 | 0.0028853
| 796.7574 | 1.794 | 602.4543 | 0.0014123 | 602.4543 | -0.0022346 | 796.0648 | 0.60335 | 602.4543 | 0.014645 | 799.194 | 0.051674 | 796.7574 | 0.16537 | 602.4543 | 0 | 938.8412 | 0.036377 |  |  | 911.334 | 0.0028353 | 1177.424 | 0.27445 | 1294.3156 | 0.2285 |  |  |  |  | 1099.8206 | 0 | 1099.814 | 0.0028694
| 796.9232 | 1.752 | 602.6838 | -0.014288 | 602.6838 | 0.00094081 | 796.2307 | 0.70926 | 602.6838 | -0.013205 | 799.361 | 0.054025 | 796.9232 | 0.15936 | 602.6838 | 0 | 938.9289 | 0.036778 |  |  | 911.589 | 0.0015671 | 1177.4918 | 0.27482 | 1294.5208 | 0.22969 |  |  |  |  | 1099.8798 | 0 | 1099.8732 | 0.0028559
| 797.089 | 1.7479 | 602.9133 | 0.00044634 | 602.9133 | 0.0001111 | 796.3967 | 0.72908 | 602.9133 | 0.0055718 | 799.528 | 0.054846 | 797.089 | 0.16461 | 602.9133 | 0 | 939.0167 | 0.037128 |  |  | 911.843 | 0.0025989 | 1177.5597 | 0.2752 | 1294.7261 | 0.23086 |  |  |  |  | 1099.9391 | 0 | 1099.9325 | 0.0028408
| 797.2549 | 1.7053 | 603.1428 | 0.00012495 | 603.1428 | -0.0028611 | 796.5626 | 0.59344 | 603.1428 | -0.021242 | 799.6951 | 0.056869 | 797.2549 | 0.15794 | 603.1428 | 0 | 939.1044 | 0.03721 |  |  | 912.098 | 0.0014968 | 1177.6277 | 0.27556 | 1294.9314 | 0.23198 |  |  |  |  | 1099.9983 | 0 | 1099.9917 | 0.002821
| 797.4207 | 1.6324 | 603.3724 | 0.006978 | 603.3724 | -0.0017066 | 796.7286 | 0.78542 | 603.3724 | 0.0025566 | 799.8621 | 0.05758 | 797.4207 | 0.16362 | 603.3724 | 0 | 939.1921 | 0.037322 |  |  | 912.353 | 0.0029681 | 1177.6956 | 0.27594 | 1295.1367 | 0.233 |  |  |  |  | 1100.0576 | 0 | 1100.051 | 0.0027971
| 797.5865 | 1.6329 | 603.6019 | -0.0081189 | 603.6019 | -0.0060543 | 796.8945 | 0.68578 | 603.6019 | -0.014925 | 800.0292 | 0.06004 | 797.5865 | 0.15728 | 603.6019 | 0 | 939.28 | 0.037691 |  |  | 912.608 | 0.0032984 | 1177.7635 | 0.27631 | 1295.3423 | 0.2339 |  |  |  |  | 1100.1169 | 0 | 1100.1102 | 0.0027685
| 797.7524 | 1.5901 | 603.8315 | 0.010865 | 603.8315 | 0.0046595 | 797.0604 | 0.77656 | 603.8315 | 0.021894 | 800.1963 | 0.061462 | 797.7524 | 0.16373 | 603.8315 | 0 | 939.3677 | 0.037429 |  |  | 912.863 | 0.001926 | 1177.8314 | 0.27668 | 1295.5477 | 0.23469 |  |  |  |  | 1100.1762 | 0 | 1100.1696 | 0.0027383
| 797.9182 | 1.5524 | 604.061 | -0.010261 | 604.061 | -0.0045038 | 797.2264 | 0.64143 | 604.061 | -0.011468 | 800.3633 | 0.064087 | 797.9182 | 0.15739 | 604.0611 | 0 | 939.4556 | 0.037576 |  |  | 913.118 | 0.0023913 | 1177.8994 | 0.27704 | 1295.7534 | 0.2354 |  |  |  |  | 1100.2355 | 0 | 1100.2289 | 0.0027082
| 798.0841 | 1.5583 | 604.2906 | 0.0086394 | 604.2906 | 0.0034443 | 797.3923 | 0.67013 | 604.2906 | 0.007554 | 800.5304 | 0.065399 | 798.0841 | 0.16384 | 604.2906 | 0 | 939.5434 | 0.038687 |  |  | 913.373 | 0.0021451 | 1177.9674 | 0.27741 | 1295.959 | 0.23604 |  |  |  |  | 1100.2948 | 0 | 1100.2882 | 0.0026819
| 798.25 | 1.4901 | 604.5202 | -0.013666 | 604.5202 | -0.0083484 | 797.5583 | 0.6117 | 604.5202 | -0.012954 | 800.6975 | 0.068133 | 798.25 | 0.15641 | 604.5202 | 0 | 939.6313 | 0.039191 |  |  | 913.629 | 0.001736 | 1178.0353 | 0.27778 | 1296.1648 | 0.23665 |  |  |  |  | 1100.3541 | 0 | 1100.3475 | 0.0026621
| 798.4158 | 1.4851 | 604.7498 | 0.0045026 | 604.7498 | -0.0015202 | 797.7243 | 0.66074 | 604.7498 | 0.0077611 | 800.8646 | 0.069227 | 798.4158 | 0.16253 | 604.7498 | 0 | 939.7191 | 0.03902 |  |  | 913.885 | 0.0018966 | 1178.1033 | 0.27814 | 1296.3706 | 0.23724 |  |  |  |  | 1100.4135 | 0 | 1100.4069 | 0.0026486
| 798.5817 | 1.4164 | 604.9794 | -0.0082204 | 604.9794 | -0.0054971 | 797.8902 | 0.7056 | 604.9794 | -0.014822 | 801.0317 | 0.071469 | 798.5817 | 0.15477 | 604.9794 | 0 | 939.807 | 0.038597 |  |  | 914.14 | 0.0011783 | 1178.1713 | 0.27851 | 1296.5764 | 0.23784 |  |  |  |  | 1100.4728 | 0 | 1100.4662 | 0.002643
| 798.7476 | 1.4021 | 605.2091 | 0.0079462 | 605.2091 | 0.011377 | 798.0562 | 1.0421 | 605.2091 | 0.016286 | 801.1988 | 0.073054 | 798.7476 | 0.16155 | 605.2091 | 0 | 939.8949 | 0.038386 |  |  | 914.396 | 0.0021023 | 1178.2393 | 0.27887 | 1296.7823 | 0.23844 |  |  |  |  | 1100.5321 | 0 | 1100.5255 | 0.0026446
| 798.9135 | 1.3783 | 605.4387 | -0.0093836 | 605.4387 | 7.9129e-05 | 798.2222 | 0.77603 | 605.4387 | -0.015994 | 801.3659 | 0.075624 | 798.9135 | 0.154 | 605.4387 | 0 | 939.9828 | 0.038272 |  |  | 914.652 | 0.0019194 | 1178.3073 | 0.27924 | 1296.9883 | 0.23904 |  |  |  |  | 1100.5914 | 0 | 1100.5848 | 0.0026525
| 799.0793 | 1.3578 | 605.6683 | 0.00060599 | 605.6683 | 0.005252 | 798.3882 | 1.0066 | 605.6683 | 0.013239 | 801.533 | 0.077265 | 799.0793 | 0.16144 | 605.6684 | 0 | 940.0707 | 0.038106 |  |  | 914.909 | 0.0021016 | 1178.3752 | 0.2796 | 1297.1943 | 0.23963 |  |  |  |  | 1100.6508 | 0 | 1100.6442 | 0.0026653
| 799.2452 | 1.3211 | 605.898 | -0.010294 | 605.898 | -0.012757 | 798.5542 | 0.8642 | 605.898 | -0.011019 | 801.7001 | 0.080327 | 799.2452 | 0.15379 | 605.898 | 0 | 940.1587 | 0.038562 |  |  | 915.165 | 0.0018346 | 1178.4432 | 0.27996 | 1297.4005 | 0.24021 |  |  |  |  | 1100.7101 | 0 | 1100.7035 | 0.0026819
| 799.4111 | 1.2962 | 606.1277 | 0.006858 | 606.1277 | 0.0077826 | 798.7201 | 0.89811 | 606.1277 | 0.016857 | 801.8672 | 0.082241 | 799.4111 | 0.16133 | 606.1277 | 0 | 940.2467 | 0.039158 |  |  | 915.421 | 0.0027225 | 1178.5113 | 0.28033 | 1297.6067 | 0.24079 |  |  |  |  | 1100.7695 | 0 | 1100.7628 | 0.002701
| 799.577 | 1.2505 | 606.3574 | -0.0074654 | 606.3574 | -0.0045648 | 798.8861 | 0.89081 | 606.3574 | -0.02131 | 802.0344 | 0.084538 | 799.577 | 0.15324 | 606.3574 | 0 | 940.3347 | 0.039286 |  |  | 915.678 | 0.0027204 | 1178.5793 | 0.28069 | 1297.813 | 0.24137 |  |  |  |  | 1100.8289 | 0 | 1100.8223 | 0.0027232
| 799.7429 | 1.2193 | 606.5871 | 0.001649 | 606.5871 | 0.0097384 | 799.0521 | 1.2064 | 606.5871 | 0.012904 | 802.2015 | 0.086123 | 799.7429 | 0.16089 | 606.587 | 0 | 940.4227 | 0.039192 |  |  | 915.935 | 0.0019432 | 1178.6473 | 0.28105 | 1298.0193 | 0.24196 |  |  |  |  | 1100.8882 | 0 | 1100.8816 | 0.0027471
| 799.9088 | 1.1938 | 606.8168 | -0.0045054 | 606.8168 | 2.4809e-05 | 799.2181 | 1.2289 | 606.8168 | -0.011306 | 802.3686 | 0.088529 | 799.9088 | 0.15291 | 606.8167 | 0 | 940.5107 | 0.038954 |  |  | 916.192 | 0.0028626 | 1178.7154 | 0.28142 | 1298.2256 | 0.24256 |  |  |  |  | 1100.9476 | 0 | 1100.9409 | 0.0027725
| 800.0747 | 1.1719 | 607.0465 | 0.0064334 | 607.0465 | -0.0038356 | 799.3841 | 1.4047 | 607.0465 | 0.0091351 | 802.5358 | 0.089951 | 800.0747 | 0.16165 | 607.0465 | 0 | 940.5987 | 0.038766 |  |  | 916.449 | 0.0029289 | 1178.7834 | 0.28178 | 1298.4321 | 0.24317 |  |  |  |  | 1101.007 | 0 | 1101.0004 | 0.0027979
| 800.2406 | 1.152 | 607.2762 | -0.005262 | 607.2762 | -0.0085818 | 799.5501 | 1.3984 | 607.2762 | -0.020299 | 802.7029 | 0.092466 | 800.2406 | 0.154 | 607.2762 | 0 | 940.6868 | 0.039072 |  |  | 916.706 | 0.0022839 | 1178.8516 | 0.28214 | 1298.6386 | 0.24379 |  |  |  |  | 1101.0664 | 0 | 1101.0597 | 0.0028241
| 800.4065 | 1.1281 | 607.5059 | 0.008424 | 607.5059 | 0.0019352 | 799.7162 | 1.3202 | 607.5059 | 0.020368 | 802.87 | 0.094763 | 800.4065 | 0.16242 | 607.5059 | 0 | 940.7748 | 0.039484 |  |  | 916.964 | 0.0031121 | 1178.9196 | 0.2825 | 1298.8452 | 0.24442 |  |  |  |  | 1101.1257 | 0 | 1101.1191 | 0.0028496
| 800.5724 | 1.1135 | 607.7357 | -0.011443 | 607.7357 | -0.008062 | 799.8822 | 1.3176 | 607.7357 | -0.016859 | 803.0372 | 0.097661 | 800.5724 | 0.15444 | 607.7357 | 0 | 940.8629 | 0.040075 |  |  | 917.221 | 0.0021588 | 1178.9877 | 0.28286 | 1299.0519 | 0.24506 |  |  |  |  | 1101.1852 | 0 | 1101.1785 | 0.0028758
| 800.7383 | 1.1038 | 607.9654 | 0.010811 | 607.9654 | -0.007722 | 800.0482 | 1.3609 | 607.9654 | 0.019696 | 803.2044 | 0.099903 | 800.7383 | 0.16329 | 607.9655 | 0 | 940.9509 | 0.040894 |  |  | 917.479 | 0.0017648 | 1179.0558 | 0.28323 | 1299.2585 | 0.24574 |  |  |  |  | 1101.2445 | 0 | 1101.2379 | 0.002902
| 800.9043 | 1.0503 | 608.1952 | -0.0082406 | 608.1952 | -0.0040678 | 800.2142 | 1.2837 | 608.1952 | -0.0096682 | 803.3715 | 0.10275 | 800.9043 | 0.15652 | 608.1952 | 0 | 941.0391 | 0.040948 |  |  | 917.736 | 0.0019086 | 1179.1238 | 0.28358 | 1299.4653 | 0.24646 |  |  |  |  | 1101.304 | 0 | 1101.2974 | 0.0029298
| 801.0702 | 1.0257 | 608.425 | 0.010917 | 608.425 | -0.0033596 | 800.3803 | 1.4579 | 608.425 | 0.015561 | 803.5387 | 0.10499 | 801.0702 | 0.16526 | 608.425 | 0 | 941.1271 | 0.040735 |  |  | 917.994 | 0.0023148 | 1179.1919 | 0.28394 | 1299.6721 | 0.24726 |  |  |  |  | 1101.3634 | 0 | 1101.3568 | 0.0029592
| 801.2361 | 1.0144 | 608.6548 | -0.0039294 | 608.6548 | -0.0054521 | 800.5463 | 1.3129 | 608.6548 | -0.0060445 | 803.7059 | 0.10745 | 801.2361 | 0.15772 | 608.6548 | 0 | 941.2153 | 0.040752 |  |  | 918.253 | 0.0017397 | 1179.26 | 0.2843 | 1299.879 | 0.24813 |  |  |  |  | 1101.4228 | 0 | 1101.4161 | 0.0029886
| 801.4021 | 1.0012 | 608.8846 | 0.0058365 | 608.8846 | 0.0065785 | 800.7123 | 1.4407 | 608.8846 | 0.0075828 | 803.8731 | 0.11013 | 801.4021 | 0.16679 | 608.8846 | 0 | 941.3035 | 0.041105 |  |  | 918.511 | 0.0021978 | 1179.3281 | 0.28467 | 1300.0861 | 0.24906 |  |  |  |  | 1101.4823 | 0 | 1101.4756 | 0.0030164
| 801.568 | 0.97156 | 609.1144 | -0.009441 | 609.1144 | 0.0047824 | 800.8784 | 1.4736 | 609.1144 | -0.024266 | 804.0403 | 0.11363 | 801.568 | 0.15947 | 609.1144 | 0 | 941.3917 | 0.041886 |  |  | 918.769 | 0.0021076 | 1179.3962 | 0.28502 | 1300.2931 | 0.25005 |  |  |  |  | 1101.5418 | 0 | 1101.535 | 0.0030378
| 801.7339 | 0.97796 | 609.3442 | 0.010074 | 609.3442 | -0.0021994 | 801.0444 | 1.5878 | 609.3442 | 0.012546 | 804.2074 | 0.11642 | 801.7339 | 0.16952 | 609.3442 | 0 | 941.4799 | 0.042416 |  |  | 919.028 | 0.0027299 | 1179.4644 | 0.28538 | 1300.5002 | 0.25107 |  |  |  |  | 1101.6012 | 0 | 1101.5945 | 0.0030513
| 801.8999 | 0.93963 | 609.5741 | -0.01584 | 609.5741 | -0.0056988 | 801.2105 | 1.5742 | 609.5741 | -0.013202 | 804.3746 | 0.11942 | 801.8999 | 0.16176 | 609.5741 | 0 | 941.5681 | 0.042474 |  |  | 919.286 | 0.0021651 | 1179.5326 | 0.28574 | 1300.7074 | 0.25209 |  |  |  |  | 1101.6606 | 0 | 1101.6539 | 0.0030537
| 802.0658 | 0.90295 | 609.8039 | 0.0050916 | 609.8039 | 0.0071533 | 801.3765 | 1.6515 | 609.8039 | 0.014372 | 804.5418 | 0.12167 | 802.0658 | 0.17248 | 609.8039 | 0 | 941.6563 | 0.042053 |  |  | 919.545 | 0.001324 | 1179.6007 | 0.28609 | 1300.9146 | 0.2531 |  |  |  |  | 1101.7201 | 0 | 1101.7134 | 0.003045
| 802.2318 | 0.88452 | 610.0338 | -0.010047 | 610.0338 | -0.0033794 | 801.5426 | 1.7735 | 610.0338 | -0.013941 | 804.7091 | 0.1238 | 802.2318 | 0.16625 | 610.0338 | 0 | 941.7446 | 0.041693 |  |  | 919.804 | 0.001815 | 1179.6688 | 0.28645 | 1301.1219 | 0.25409 |  |  |  |  | 1101.7795 | 0 | 1101.7728 | 0.0030283
| 802.3977 | 0.86669 | 610.2637 | 0.0059698 | 610.2637 | 0.0053863 | 801.7087 | 1.858 | 610.2637 | 0.014151 | 804.8763 | 0.12555 | 802.3977 | 0.17597 | 610.2637 | 0 | 941.8328 | 0.042036 |  |  | 920.063 | 0.0015003 | 1179.7371 | 0.28681 | 1301.3292 | 0.25504 |  |  |  |  | 1101.839 | 0 | 1101.8324 | 0.0030069
| 802.5637 | 0.8511 | 610.4936 | -0.013744 | 610.4936 | 0.00087632 | 801.8747 | 1.8481 | 610.4936 | -0.021744 | 805.0435 | 0.12828 | 802.5637 | 0.16985 | 610.4936 | 0 | 941.9211 | 0.042105 |  |  | 920.323 | 0.0021067 | 1179.8052 | 0.28717 | 1301.5367 | 0.25595 |  |  |  |  | 1101.8984 | 0 | 1101.8918 | 0.0029862
| 802.7297 | 0.81613 | 610.7235 | 0.005264 | 610.7235 | -0.0031535 | 802.0408 | 1.892 | 610.7235 | 0.0024089 | 805.2107 | 0.13102 | 802.7297 | 0.17783 | 610.7235 | 0 | 942.0094 | 0.042082 |  |  | 920.582 | 0.001739 | 1179.8733 | 0.28752 | 1301.7443 | 0.25679 |  |  |  |  | 1101.958 | 0 | 1101.9513 | 0.0029703
| 802.8956 | 0.81271 | 610.9534 | -0.0089387 | 610.9534 | 0.0021777 | 802.2069 | 1.9347 | 610.9534 | -0.011525 | 805.3779 | 0.13479 | 802.8956 | 0.17182 | 610.9534 | 0.0054302 | 942.0977 | 0.042648 |  |  | 920.842 | 0.0020484 | 1179.9415 | 0.28788 | 1301.9518 | 0.25755 |  |  |  |  | 1102.0175 | 0 | 1102.0109 | 0.0029647
| 803.0616 | 0.80956 | 611.1833 | 0.012431 | 611.1833 | 0.0069167 | 802.3729 | 1.964 | 611.1833 | 0.013305 | 805.5452 | 0.13763 | 803.0616 | 0.17881 | 611.1833 | 0 | 942.186 | 0.042676 |  |  | 921.101 | 0.0033128 | 1180.0098 | 0.28823 | 1302.1594 | 0.25822 |  |  |  |  | 1102.0769 | 0 | 1102.0703 | 0.0029695
| 803.2276 | 0.78575 | 611.4132 | -0.0056088 | 611.4132 | -0.0015397 | 802.539 | 1.9514 | 611.4132 | -0.015191 | 805.7124 | 0.14037 | 803.2276 | 0.17346 | 611.4132 | 0 | 942.2744 | 0.042411 |  |  | 921.361 | 0.0028312 | 1180.0779 | 0.28859 | 1302.3671 | 0.25879 |  |  |  |  | 1102.1365 | 0 | 1102.1298 | 0.0029846
| 803.3936 | 0.78046 | 611.6432 | 0.0046483 | 611.6432 | 0.010714 | 802.7051 | 2.1048 | 611.6432 | 0.025024 | 805.8797 | 0.1431 | 803.3936 | 0.17936 | 611.6431 | 0 | 942.3627 | 0.042776 |  |  | 921.621 | 0.0025056 | 1180.1461 | 0.28894 | 1302.5748 | 0.25926 |  |  |  |  | 1102.1959 | 0 | 1102.1893 | 0.0030084
| 803.5596 | 0.74095 | 611.8731 | -0.0069174 | 611.8731 | 0.0064492 | 802.8712 | 2.05 | 611.8731 | -0.00012766 | 806.0469 | 0.14518 | 803.5596 | 0.17565 | 611.8731 | 0 | 942.4511 | 0.043414 |  |  | 921.881 | 0.0019559 | 1180.2144 | 0.2893 | 1302.7827 | 0.25964 |  |  |  |  | 1102.2555 | 0 | 1102.2489 | 0.003037
| 803.7255 | 0.73604 | 612.1031 | 0.0071211 | 612.1031 | 0.0044621 | 803.0373 | 2.1403 | 612.1031 | 0.011763 | 806.2142 | 0.14737 | 803.7255 | 0.17947 | 612.1031 | 0 | 942.5395 | 0.044343 |  |  | 922.141 | 0.0033983 | 1180.2826 | 0.28965 | 1302.9906 | 0.25997 |  |  |  |  | 1102.3151 | 0 | 1102.3084 | 0.0030672
| 803.8915 | 0.72221 | 612.333 | -0.0099743 | 612.333 | -0.0060781 | 803.2034 | 2.1653 | 612.333 | -0.014464 | 806.3814 | 0.1507 | 803.8915 | 0.17685 | 612.333 | 0 | 942.6279 | 0.044666 |  |  | 922.402 | 0.0016027 | 1180.3508 | 0.29 | 1303.1986 | 0.26027 |  |  |  |  | 1102.3745 | 0 | 1102.3679 | 0.0030942
| 804.0575 | 0.70293 | 612.563 | 0.014936 | 612.563 | 0.0027058 | 803.3695 | 2.2681 | 612.563 | 0.0076419 | 806.5487 | 0.15393 | 804.0575 | 0.17739 | 612.563 | 0 | 942.7164 | 0.044101 |  |  | 922.662 | 0.0030201 | 1180.4191 | 0.29036 | 1303.4066 | 0.26057 |  |  |  |  | 1102.4341 | 0 | 1102.4275 | 0.0031133
| 804.2235 | 0.70539 | 612.793 | -0.011783 | 612.793 | -0.0029139 | 803.5356 | 2.1627 | 612.793 | -0.019017 | 806.716 | 0.15699 | 804.2235 | 0.17794 | 612.793 | 0 | 942.8048 | 0.043946 |  |  | 922.923 | 0.0029095 | 1180.4873 | 0.29071 | 1303.6147 | 0.26091 |  |  |  |  | 1102.4936 | 0 | 1102.4869 | 0.0031236
| 804.3895 | 0.69636 | 613.023 | 0.0087181 | 613.023 | 0.0021688 | 803.7017 | 2.3709 | 613.023 | 0.004906 | 806.8832 | 0.16044 | 804.3895 | 0.17772 | 613.023 | 0 | 942.8932 | 0.043533 |  |  | 923.184 | 0.0016372 | 1180.5555 | 0.29106 | 1303.8229 | 0.26131 |  |  |  |  | 1102.5532 | 0 | 1102.5465 | 0.003122
| 804.5555 | 0.67805 | 613.2531 | -0.016275 | 613.2531 | -0.0047119 | 803.8679 | 2.3036 | 613.2531 | -0.024321 | 807.0505 | 0.1635 | 804.5555 | 0.18002 | 613.2531 | 0 | 942.9818 | 0.04334 |  |  | 923.445 | 0.001926 | 1180.6238 | 0.29141 | 1304.0311 | 0.26181 |  |  |  |  | 1102.6127 | 0 | 1102.6061 | 0.0031109
| 804.7216 | 0.65157 | 613.4831 | 0.011169 | 613.4831 | -0.0037063 | 804.034 | 2.433 | 613.4831 | 0.0061574 | 807.2178 | 0.16634 | 804.7216 | 0.17302 | 613.4831 | 0 | 943.0703 | 0.044662 |  |  | 923.706 | 0.0024093 | 1180.6921 | 0.29176 | 1304.2394 | 0.26243 |  |  |  |  | 1102.6722 | 0 | 1102.6656 | 0.0030919
| 804.8876 | 0.64212 | 613.7131 | -0.010262 | 613.7131 | 0.0010996 | 804.2001 | 2.4434 | 613.7131 | -0.018424 | 807.3851 | 0.16929 | 804.8876 | 0.1763 | 613.7131 | 0 | 943.1588 | 0.046042 |  |  | 923.968 | 0.0026262 | 1180.7604 | 0.29211 | 1304.4478 | 0.26315 |  |  |  |  | 1102.7318 | 0 | 1102.7252 | 0.0030672
| 805.0536 | 0.64126 | 613.9432 | 0.0084859 | 613.9432 | -0.0013007 | 804.3662 | 2.483 | 613.9432 | 0.0081794 | 807.5524 | 0.17263 | 805.0536 | 0.16996 | 613.9432 | 0 | 943.2473 | 0.046333 |  |  | 924.229 | 0.0033212 | 1180.8286 | 0.29246 | 1304.6562 | 0.26399 |  |  |  |  | 1102.7914 | 0 | 1102.7848 | 0.003041
| 805.2196 | 0.60255 | 614.1732 | -0.0090036 | 614.1732 | -0.0074226 | 804.5324 | 2.4992 | 614.1732 | -0.012552 | 807.7197 | 0.17629 | 805.2196 | 0.17718 | 614.1733 | 0 | 943.3358 | 0.046277 |  |  | 924.491 | 0.0030237 | 1180.897 | 0.2928 | 1304.8647 | 0.26491 |  |  |  |  | 1102.851 | 0 | 1102.8444 | 0.003014
| 805.3856 | 0.60063 | 614.4033 | 0.0078688 | 614.4033 | 0.0017252 | 804.6985 | 2.6385 | 614.4033 | 0.0065303 | 807.887 | 0.17946 | 805.3856 | 0.16723 | 614.4033 | 0 | 943.4244 | 0.046475 |  |  | 924.752 | 0.0029747 | 1180.9652 | 0.29315 | 1305.0732 | 0.26587 |  |  |  |  | 1102.9106 | 0 | 1102.9039 | 0.0029886
| 805.5517 | 0.57788 | 614.6334 | -0.012169 | 614.6334 | -0.003109 | 804.8647 | 2.6056 | 614.6334 | -0.01065 | 808.0543 | 0.18291 | 805.5517 | 0.17248 | 614.6334 | 0 | 943.5129 | 0.046119 |  |  | 925.014 | 0.0030349 | 1181.0336 | 0.2935 | 1305.2819 | 0.26682 |  |  |  |  | 1102.9702 | 0 | 1102.9635 | 0.0029655
| 805.7177 | 0.57986 | 614.8635 | 0.0090581 | 614.8635 | 0.0017501 | 805.0308 | 2.6615 | 614.8635 | 0.014856 | 808.2217 | 0.18635 | 805.7177 | 0.16406 | 614.8635 | 0 | 943.6015 | 0.045305 |  |  | 925.276 | 0.0036162 | 1181.1019 | 0.29385 | 1305.4906 | 0.2677 |  |  |  |  | 1103.0298 | 0 | 1103.0232 | 0.0029449
| 805.8837 | 0.57575 | 615.0936 | -0.0073514 | 615.0936 | 0.0023327 | 805.197 | 2.651 | 615.0936 | -0.017565 | 808.389 | 0.19007 | 805.8837 | 0.17149 | 615.0936 | 0 | 943.6901 | 0.045359 |  |  | 925.539 | 0.0036016 | 1181.1702 | 0.29419 | 1305.6993 | 0.26845 |  |  |  |  | 1103.0894 | 0 | 1103.0828 | 0.0029282
| 806.0498 | 0.56747 | 615.3237 | 0.0034637 | 615.3237 | 0.0043916 | 805.3631 | 2.8075 | 615.3237 | 0.00042009 | 808.5563 | 0.19313 | 806.0498 | 0.16155 | 615.3237 | 0 | 943.7787 | 0.046186 |  |  | 925.801 | 0.0033381 | 1181.2385 | 0.29454 | 1305.9082 | 0.26904 |  |  |  |  | 1103.149 | 0 | 1103.1423 | 0.0029171
| 806.2158 | 0.54387 | 615.5539 | -0.0099 | 615.5539 | -0.0073889 | 805.5293 | 2.7768 | 615.5539 | -0.021271 | 808.7237 | 0.19685 | 806.2158 | 0.16625 | 615.5539 | 0 | 943.8674 | 0.046986 |  |  | 926.064 | 0.0038505 | 1181.3069 | 0.29488 | 1306.1171 | 0.26946 |  |  |  |  | 1103.2086 | 0 | 1103.202 | 0.0029131
| 806.3819 | 0.53923 | 615.784 | 0.011712 | 615.784 | -0.0047325 | 805.6954 | 2.9041 | 615.784 | 0.01112 | 808.891 | 0.20063 | 806.3819 | 0.15608 | 615.784 | 0 | 943.956 | 0.047231 |  |  | 926.326 | 0.0028655 | 1181.3752 | 0.29523 | 1306.3261 | 0.26971 |  |  |  |  | 1103.2683 | 0 | 1103.2616 | 0.0029171
| 806.5479 | 0.5223 | 616.0142 | -0.0087216 | 616.0142 | -0.0038354 | 805.8616 | 2.7429 | 616.0142 | -0.024891 | 809.0583 | 0.20429 | 806.5479 | 0.16198 | 616.0142 | 0 | 944.0447 | 0.046726 |  |  | 926.589 | 0.0033292 | 1181.4436 | 0.29557 | 1306.535 | 0.26982 |  |  |  |  | 1103.3279 | 0 | 1103.3213 | 0.0029282
| 806.714 | 0.51199 | 616.2443 | 0.0050624 | 616.2443 | 0.010401 | 806.0278 | 2.939 | 616.2443 | 0.026333 | 809.2257 | 0.20686 | 806.714 | 0.1528 | 616.2443 | 0 | 944.1334 | 0.046486 |  |  | 926.852 | 0.0031965 | 1181.512 | 0.29592 | 1306.7441 | 0.26984 |  |  |  |  | 1103.3876 | 0 | 1103.3809 | 0.0029441
| 806.88 | 0.50212 | 616.4745 | -0.0034657 | 616.4745 | -0.0044177 | 806.194 | 2.8681 | 616.4745 | -0.022661 | 809.393 | 0.2108 | 806.88 | 0.15805 | 616.4745 | 0 | 944.2221 | 0.046277 |  |  | 927.115 | 0.0034788 | 1181.5803 | 0.29627 | 1306.9534 | 0.26979 |  |  |  |  | 1103.4471 | 0 | 1103.4406 | 0.0029608
| 807.0461 | 0.49448 | 616.7047 | 0.0080362 | 616.7047 | 0.0083115 | 806.3601 | 3.0115 | 616.7047 | 0.00044716 | 809.5604 | 0.21397 | 807.0461 | 0.15051 | 616.7047 | 0 | 944.3109 | 0.046195 |  |  | 927.378 | 0.0043665 | 1181.6487 | 0.29661 | 1307.1626 | 0.26973 |  |  |  |  | 1103.5068 | 0 | 1103.5001 | 0.0029719
| 807.2122 | 0.4759 | 616.9349 | -0.0044181 | 616.9349 | -0.0040903 | 806.5263 | 3.0021 | 616.9349 | -0.021328 | 809.7278 | 0.21747 | 807.2122 | 0.15608 | 616.9349 | 0 | 944.3996 | 0.047097 |  |  | 927.642 | 0.0035701 | 1181.7172 | 0.29695 | 1307.3719 | 0.26968 |  |  |  |  | 1103.5665 | 0 | 1103.5598 | 0.0029751
| 807.3783 | 0.46207 | 617.1651 | 0.0049033 | 617.1651 | 0.0063599 | 806.6925 | 3.083 | 617.1651 | 0.0098358 | 809.8951 | 0.22091 | 807.3783 | 0.15072 | 617.1651 | 0 | 944.4883 | 0.047388 |  |  | 927.905 | 0.00268 | 1181.7855 | 0.2973 | 1307.5813 | 0.26966 |  |  |  |  | 1103.6261 | 0 | 1103.6195 | 0.0029679
| 807.5443 | 0.46511 | 617.3953 | -0.0069269 | 617.3953 | -0.005204 | 806.8587 | 3.1289 | 617.3953 | -0.021419 | 810.0625 | 0.22469 | 807.5443 | 0.15597 | 617.3953 | 0 | 944.5771 | 0.046964 |  |  | 928.169 | 0.0042551 | 1181.8539 | 0.29764 | 1307.7906 | 0.26971 |  |  |  |  | 1103.6858 | 0 | 1103.6792 | 0.0029512
| 807.7104 | 0.45689 | 617.6256 | 0.013898 | 617.6256 | 0.0091992 | 807.0249 | 3.216 | 617.6256 | 0.012602 | 810.2299 | 0.22764 | 807.7104 | 0.15193 | 617.6255 | 0 | 944.6659 | 0.047464 |  |  | 928.433 | 0.0035976 | 1181.9224 | 0.29799 | 1308.0002 | 0.26983 |  |  |  |  | 1103.7455 | 0 | 1103.7389 | 0.0029282
| 807.8765 | 0.44045 | 617.8558 | -0.02319 | 617.8558 | 0.0010682 | 807.1911 | 3.1665 | 617.8558 | -0.020363 | 810.3973 | 0.23196 | 807.8765 | 0.15805 | 617.8558 | 0 | 944.7547 | 0.048526 |  |  | 928.697 | 0.003473 | 1181.9907 | 0.29833 | 1308.2097 | 0.27003 |  |  |  |  | 1103.8052 | 0 | 1103.7986 | 0.0029028
| 808.0426 | 0.42849 | 618.086 | 0.00080107 | 618.086 | 0.0033894 | 807.3573 | 3.2666 | 618.086 | 0.0055785 | 810.5647 | 0.23546 | 808.0426 | 0.15586 | 618.0861 | 0 | 944.8436 | 0.048881 |  |  | 928.961 | 0.0045416 | 1182.0592 | 0.29867 | 1308.4194 | 0.27032 |  |  |  |  | 1103.8649 | 0 | 1103.8583 | 0.0028782
| 808.2087 | 0.42069 | 618.3163 | -0.0048857 | 618.3163 | -0.0029437 | 807.5235 | 3.2087 | 618.3163 | -0.0054894 | 810.7321 | 0.23956 | 808.2087 | 0.16264 | 618.3163 | 0 | 944.9324 | 0.048756 |  |  | 929.225 | 0.003896 | 1182.1277 | 0.29902 | 1308.6291 | 0.27067 |  |  |  |  | 1103.9246 | 0 | 1103.918 | 0.0028575
| 808.3748 | 0.43286 | 618.5466 | 0.012796 | 618.5466 | -0.0016717 | 807.6897 | 3.3861 | 618.5466 | 0.011423 | 810.8995 | 0.24382 | 808.3748 | 0.15991 | 618.5466 | 0 | 945.0212 | 0.049188 |  |  | 929.49 | 0.0037759 | 1182.196 | 0.29936 | 1308.8389 | 0.27105 |  |  |  |  | 1103.9842 | 0 | 1103.9777 | 0.00284
| 808.5409 | 0.39762 | 618.7769 | -0.010133 | 618.7769 | -0.015097 | 807.856 | 3.444 | 618.7769 | -0.014408 | 811.0669 | 0.24831 | 808.5409 | 0.16668 | 618.7769 | 0 | 945.1102 | 0.049805 |  |  | 929.754 | 0.0041192 | 1182.2645 | 0.29971 | 1309.0487 | 0.27141 |  |  |  |  | 1104.0439 | 0 | 1104.0374 | 0.0028241
| 808.707 | 0.3933 | 619.0072 | 0.009989 | 619.0072 | 0.011841 | 808.0222 | 3.5312 | 619.0072 | 0.010868 | 811.2343 | 0.25164 | 808.707 | 0.16493 | 619.0072 | 0 | 945.199 | 0.049754 |  |  | 930.019 | 0.0049212 | 1182.333 | 0.30006 | 1309.2587 | 0.27173 |  |  |  |  | 1104.1038 | 0 | 1104.0971 | 0.002809
| 808.8731 | 0.38673 | 619.2375 | -0.012876 | 619.2375 | -0.0019983 | 808.1884 | 3.4211 | 619.2375 | -0.016144 | 811.4017 | 0.25607 | 808.8731 | 0.17652 | 619.2375 | 0 | 945.288 | 0.049134 |  |  | 930.284 | 0.0043941 | 1182.4015 | 0.3004 | 1309.4686 | 0.27196 |  |  |  |  | 1104.1635 | 0 | 1104.1567 | 0.0027932
| 809.0392 | 0.39047 | 619.4678 | 0.012443 | 619.4678 | 0.01214 | 808.3546 | 3.6026 | 619.4678 | 0.012666 | 811.5691 | 0.25974 | 809.0392 | 0.17674 | 619.4678 | 0 | 945.3769 | 0.048919 |  |  | 930.549 | 0.0058293 | 1182.47 | 0.30075 | 1309.6786 | 0.2721 |  |  |  |  | 1104.2231 | 0 | 1104.2166 | 0.0027789
| 809.2053 | 0.37397 | 619.6981 | -0.010683 | 619.6981 | 0.0026209 | 808.5209 | 3.5791 | 619.6981 | -0.026622 | 811.7365 | 0.26351 | 809.2053 | 0.1892 | 619.6981 | 0 | 945.4658 | 0.049657 |  |  | 930.814 | 0.0049155 | 1182.5385 | 0.3011 | 1309.8888 | 0.27216 |  |  |  |  | 1104.2828 | 0 | 1104.2762 | 0.0027677
| 809.3714 | 0.37253 | 619.9285 | 0.0084729 | 619.9285 | -0.00072706 | 808.6871 | 3.6861 | 619.9285 | 0.019699 | 811.904 | 0.26641 | 809.3714 | 0.18472 | 619.9285 | 0 | 945.5548 | 0.050787 |  |  | 931.08 | 0.0053569 | 1182.6069 | 0.30145 | 1310.0989 | 0.27215 |  |  |  |  | 1104.3427 | 0 | 1104.3359 | 0.0027646
| 809.5376 | 0.35891 | 620.1588 | -0.012598 | 620.1588 | -0.0036527 | 808.8533 | 3.6704 | 620.1588 | -0.029694 | 812.0714 | 0.27013 | 809.5376 | 0.19499 | 620.1588 | 0 | 945.6437 | 0.051182 |  |  | 931.345 | 0.0040975 | 1182.6754 | 0.3018 | 1310.3092 | 0.27213 |  |  |  |  | 1104.4023 | 0 | 1104.3957 | 0.0027717
| 809.7037 | 0.35753 | 620.3892 | 0.013348 | 620.3892 | -0.00045166 | 809.0196 | 3.7675 | 620.3892 | 0.012286 | 812.2389 | 0.2733 | 809.7037 | 0.18996 | 620.3892 | 0 | 945.7328 | 0.050572 |  |  | 931.611 | 0.0046021 | 1182.7439 | 0.30216 | 1310.5194 | 0.27216 |  |  |  |  | 1104.4622 | 0 | 1104.4554 | 0.0027916
| 809.8698 | 0.34167 | 620.6196 | -0.0048134 | 620.6196 | -0.0059697 | 809.1858 | 3.6903 | 620.6196 | -0.021928 | 812.4063 | 0.27784 | 809.8698 | 0.20614 | 620.6196 | 0 | 945.8218 | 0.050251 |  |  | 931.877 | 0.0054937 | 1182.8125 | 0.30251 | 1310.7299 | 0.27228 |  |  |  |  | 1104.5219 | 0 | 1104.5153 | 0.0028249
| 810.0359 | 0.34119 | 620.85 | 0.0036932 | 620.85 | 0.0052445 | 809.3521 | 3.9115 | 620.85 | 0.0079196 | 812.5738 | 0.28139 | 810.0359 | 0.20472 | 620.85 | 0 | 945.9108 | 0.05097 |  |  | 932.143 | 0.0055237 | 1182.881 | 0.30286 | 1310.9403 | 0.27252 |  |  |  |  | 1104.5817 | 0 | 1104.5751 | 0.002867
| 810.2021 | 0.33585 | 621.0804 | -0.012354 | 621.0804 | -0.0043902 | 809.5184 | 3.9276 | 621.0804 | -0.016548 | 812.7412 | 0.28593 | 810.2021 | 0.22887 | 621.0804 | 0 | 945.9999 | 0.051702 |  |  | 932.409 | 0.0050641 | 1182.9495 | 0.30322 | 1311.1508 | 0.27288 |  |  |  |  | 1104.6415 | 0 | 1104.6348 | 0.0029139
| 810.3682 | 0.33403 | 621.3108 | 0.01461 | 621.3108 | 0.00080489 | 809.6846 | 4.0508 | 621.3108 | 0.02189 | 812.9087 | 0.29025 | 810.3682 | 0.22472 | 621.3108 | 0 | 946.0889 | 0.051515 |  |  | 932.675 | 0.0045748 | 1183.0181 | 0.30358 | 1311.3613 | 0.27333 |  |  |  |  | 1104.7012 | 0 | 1104.6946 | 0.0029592
| 810.5344 | 0.3304 | 621.5412 | -0.013445 | 621.5412 | -0.005488 | 809.8509 | 3.9642 | 621.5412 | -0.018752 | 813.0762 | 0.29555 | 810.5344 | 0.24811 | 621.5412 | 0 | 946.178 | 0.051157 |  |  | 932.941 | 0.0050802 | 1183.0865 | 0.30394 | 1311.572 | 0.27381 |  |  |  |  | 1104.761 | 0 | 1104.7544 | 0.0029965
| 810.7005 | 0.30798 | 621.7716 | 0.012351 | 621.7716 | 0.0022566 | 810.0172 | 4.0915 | 621.7716 | 0.0046097 | 813.2436 | 0.29938 | 810.7005 | 0.23718 | 621.7716 | 0 | 946.2671 | 0.051521 |  |  | 933.208 | 0.0044778 | 1183.1552 | 0.3043 | 1311.7827 | 0.27426 |  |  |  |  | 1104.8208 | 0 | 1104.8142 | 0.0030227
| 810.8667 | 0.31406 | 622.0021 | -0.015883 | 622.0021 | -0.003334 | 810.1834 | 4.2015 | 622.0021 | -0.02041 | 813.4111 | 0.30452 | 810.8667 | 0.26101 | 622.0021 | 0 | 946.3561 | 0.052013 |  |  | 933.475 | 0.0045208 | 1183.2238 | 0.30467 | 1311.9935 | 0.2746 |  |  |  |  | 1104.8806 | 0 | 1104.8739 | 0.0030339
| 811.0328 | 0.29986 | 622.2325 | 0.0079218 | 622.2325 | 0.0051987 | 810.3497 | 4.2407 | 622.2325 | 0.023238 | 813.5786 | 0.30922 | 811.0328 | 0.24844 | 622.2325 | 0 | 946.4453 | 0.052525 |  |  | 933.742 | 0.0059078 | 1183.2922 | 0.30503 | 1312.2043 | 0.27479 |  |  |  |  | 1104.9404 | 0 | 1104.9337 | 0.0030315
| 811.199 | 0.28822 | 622.463 | -0.013081 | 622.463 | -0.0018617 | 810.516 | 4.2688 | 622.463 | -0.009839 | 813.7461 | 0.31458 | 811.199 | 0.27544 | 622.463 | 0 | 946.5344 | 0.053112 |  |  | 934.009 | 0.0055249 | 1183.3608 | 0.3054 | 1312.4153 | 0.27479 |  |  |  |  | 1105.0002 | 0 | 1104.9935 | 0.003018
| 811.3651 | 0.28817 | 622.6935 | 0.012203 | 622.6935 | 0.0083626 | 810.6823 | 4.4274 | 622.6935 | 0.015958 | 813.9136 | 0.31846 | 811.3651 | 0.26166 | 622.6934 | 0 | 946.6235 | 0.053206 |  |  | 934.276 | 0.0046924 | 1183.4294 | 0.30577 | 1312.6262 | 0.27461 |  |  |  |  | 1105.0601 | 0 | 1105.0533 | 0.0029957
| 811.5313 | 0.27621 | 622.9239 | -0.0067859 | 622.9239 | 0.002413 | 810.8486 | 4.3147 | 622.9239 | -0.011386 | 814.0811 | 0.32295 | 811.5313 | 0.28648 | 622.9239 | 0 | 946.7128 | 0.053328 |  |  | 934.543 | 0.004332 | 1183.498 | 0.30615 | 1312.8373 | 0.2743 |  |  |  |  | 1105.1199 | 0 | 1105.1133 | 0.0029711
| 811.6975 | 0.27877 | 623.1544 | 0.006898 | 623.1544 | -0.0018534 | 811.0149 | 4.452 | 623.1544 | 0.02358 | 814.2486 | 0.32754 | 811.6975 | 0.26899 | 623.1544 | 0 | 946.8019 | 0.053821 |  |  | 934.811 | 0.0053034 | 1183.5666 | 0.30652 | 1313.0485 | 0.27391 |  |  |  |  | 1105.1797 | 0 | 1105.1731 | 0.0029465
| 811.8636 | 0.2753 | 623.3849 | -0.013799 | 623.3849 | -0.0054878 | 811.1812 | 4.5623 | 623.3849 | -0.02214 | 814.4161 | 0.33241 | 811.8636 | 0.29303 | 623.385 | 0.0054302 | 946.8912 | 0.05426 |  |  | 935.078 | 0.0065085 | 1183.6353 | 0.3069 | 1313.2596 | 0.27353 |  |  |  |  | 1105.2395 | 0 | 1105.2329 | 0.0029258
| 812.0298 | 0.26505 | 623.6155 | -0.00043557 | 623.6155 | 0.0034663 | 811.3475 | 4.5991 | 623.6155 | 0.011953 | 814.5836 | 0.33585 | 812.0298 | 0.27992 | 623.6155 | 0 | 946.9804 | 0.054608 |  |  | 935.346 | 0.0051431 | 1183.7039 | 0.30728 | 1313.4709 | 0.27321 |  |  |  |  | 1105.2994 | 0 | 1105.2927 | 0.0029123
| 812.196 | 0.26515 | 623.846 | -0.0073118 | 623.846 | 0.0041521 | 811.5138 | 4.5759 | 623.846 | -0.019381 | 814.7511 | 0.34028 | 812.196 | 0.30298 | 623.846 | 0 | 947.0696 | 0.054485 |  |  | 935.614 | 0.0060331 | 1183.7725 | 0.30766 | 1313.6823 | 0.27302 |  |  |  |  | 1105.3592 | 0 | 1105.3525 | 0.0029052
| 812.3622 | 0.25955 | 624.0765 | 0.010724 | 624.0765 | 0.010125 | 811.6801 | 4.6899 | 624.0765 | 0.013952 | 814.9187 | 0.34444 | 812.3622 | 0.28975 | 624.0765 | 0 | 947.1589 | 0.054083 |  |  | 935.882 | 0.0064088 | 1183.8412 | 0.30805 | 1313.8937 | 0.27298 |  |  |  |  | 1105.4191 | 0 | 1105.4125 | 0.0029036
| 812.5284 | 0.26318 | 624.3071 | 0.001538 | 624.3071 | -0.0062502 | 811.8464 | 4.7814 | 624.3071 | -0.014277 | 815.0862 | 0.34805 | 812.5284 | 0.30681 | 624.3071 | 0 | 947.2482 | 0.054087 |  |  | 936.15 | 0.0050168 | 1183.9098 | 0.30844 | 1314.1051 | 0.27308 |  |  |  |  | 1105.479 | 0 | 1105.4723 | 0.0029076
| 812.6946 | 0.23605 | 624.5377 | 0.0066496 | 624.5377 | 0.01235 | 812.0127 | 4.9705 | 624.5377 | 0.017298 | 815.2537 | 0.35127 | 812.6946 | 0.29238 | 624.5377 | 0 | 947.3375 | 0.05418 |  |  | 936.419 | 0.0051935 | 1183.9784 | 0.30883 | 1314.3166 | 0.27329 |  |  |  |  | 1105.5388 | 0 | 1105.5322 | 0.0029155
| 812.8608 | 0.24065 | 624.7682 | -0.0024465 | 624.7682 | -0.003574 | 812.179 | 4.9244 | 624.7682 | -0.013129 | 815.4213 | 0.35647 | 812.8608 | 0.30724 | 624.7682 | 0 | 947.4268 | 0.054428 |  |  | 936.687 | 0.0057901 | 1184.0471 | 0.30923 | 1314.5282 | 0.27356 |  |  |  |  | 1105.5988 | 0 | 1105.592 | 0.0029242
| 813.027 | 0.21502 | 624.9988 | 0.010726 | 624.9988 | 0.0065565 | 812.3454 | 5.0331 | 624.9988 | 0.017881 | 815.5888 | 0.36123 | 813.027 | 0.29424 | 624.9988 | 0 | 947.5161 | 0.055092 |  |  | 936.956 | 0.0058294 | 1184.1157 | 0.30963 | 1314.7399 | 0.27382 |  |  |  |  | 1105.6586 | 0 | 1105.652 | 0.002933
| 813.1932 | 0.20466 | 625.2294 | -0.012561 | 625.2294 | -0.0055296 | 812.5117 | 5.12 | 625.2294 | -0.019596 | 815.7564 | 0.36686 | 813.1932 | 0.30659 | 625.2294 | 0 | 947.6055 | 0.055323 |  |  | 937.225 | 0.0058644 | 1184.1844 | 0.31003 | 1314.9517 | 0.27399 |  |  |  |  | 1105.7185 | 0 | 1105.7118 | 0.0029409
| 813.3594 | 0.21785 | 625.46 | 0.0076762 | 625.46 | 0.0010572 | 812.678 | 5.1677 | 625.46 | 0.012691 | 815.9239 | 0.37216 | 813.3594 | 0.29424 | 625.46 | 0 | 947.6948 | 0.055445 |  |  | 937.494 | 0.0069405 | 1184.2532 | 0.31044 | 1315.1635 | 0.27401 |  |  |  |  | 1105.7784 | 0 | 1105.7717 | 0.0029457
| 813.5256 | 0.18768 | 625.6906 | -0.013077 | 625.6906 | -0.0064863 | 812.8444 | 5.1247 | 625.6906 | -0.015384 | 816.0915 | 0.37818 | 813.5256 | 0.30429 | 625.6906 | 0 | 947.7842 | 0.056218 |  |  | 937.763 | 0.0062909 | 1184.3218 | 0.31085 | 1315.3752 | 0.27384 |  |  |  |  | 1105.8383 | 0 | 1105.8317 | 0.0029481
| 813.6918 | 0.20258 | 625.9213 | 0.017248 | 625.9213 | 0.0052174 | 813.0107 | 5.2961 | 625.9213 | 0.02712 | 816.259 | 0.38315 | 813.6918 | 0.29336 | 625.9213 | 0 | 947.8736 | 0.057144 |  |  | 938.032 | 0.0055734 | 1184.3905 | 0.31127 | 1315.5872 | 0.27347 |  |  |  |  | 1105.8982 | 0 | 1105.8916 | 0.0029457
| 813.858 | 0.19943 | 626.1519 | -0.013522 | 626.1519 | -0.0078159 | 813.1771 | 5.2817 | 626.1519 | -0.01668 | 816.4266 | 0.38879 | 813.858 | 0.30068 | 626.1519 | 0 | 947.963 | 0.057321 |  |  | 938.302 | 0.0054126 | 1184.4592 | 0.31169 | 1315.7992 | 0.27295 |  |  |  |  | 1105.9581 | 0 | 1105.9515 | 0.0029401
| 814.0242 | 0.18939 | 626.3826 | 0.007935 | 626.3826 | 0.005436 | 813.3434 | 5.4531 | 626.3826 | 0.0125 | 816.5942 | 0.393 | 814.0242 | 0.29205 | 626.3826 | 0 | 948.0525 | 0.056801 |  |  | 938.572 | 0.0069238 | 1184.5279 | 0.31211 | 1316.0114 | 0.27234 |  |  |  |  | 1106.0181 | 0 | 1106.0113 | 0.0029306
| 814.1905 | 0.1841 | 626.6132 | -0.014371 | 626.6132 | -0.0094898 | 813.5098 | 5.4137 | 626.6132 | -0.025698 | 816.7618 | 0.39835 | 814.1905 | 0.29828 | 626.6132 | 0 | 948.1419 | 0.056949 |  |  | 938.841 | 0.0073139 | 1184.5967 | 0.31254 | 1316.2234 | 0.27171 |  |  |  |  | 1106.078 | 0 | 1106.0713 | 0.0029187
| 814.3567 | 0.18042 | 626.8439 | 0.01514 | 626.8439 | 0.0031806 | 813.6762 | 5.546 | 626.8439 | 0.02283 | 816.9293 | 0.40306 | 814.3567 | 0.29172 | 626.8439 | 0 | 948.2314 | 0.057873 |  |  | 939.111 | 0.0059713 | 1184.6654 | 0.31297 | 1316.4357 | 0.27113 |  |  |  |  | 1106.1379 | 0 | 1106.1312 | 0.0029052
| 814.5229 | 0.17652 | 627.0746 | -0.0094467 | 627.0746 | -0.011502 | 813.8425 | 5.673 | 627.0746 | -0.01988 | 817.0969 | 0.40814 | 814.5229 | 0.29577 | 627.0746 | 0 | 948.3209 | 0.058009 |  |  | 939.381 | 0.0058552 | 1184.7341 | 0.31341 | 1316.6479 | 0.27065 |  |  |  |  | 1106.1979 | 0 | 1106.1912 | 0.0028909
| 814.6892 | 0.18117 | 627.3053 | 0.011278 | 627.3053 | 0.014019 | 814.0089 | 5.7828 | 627.3053 | 0.013085 | 817.2645 | 0.41241 | 814.6892 | 0.29369 | 627.3053 | 0 | 948.4103 | 0.057691 |  |  | 939.652 | 0.0062151 | 1184.8029 | 0.31385 | 1316.8602 | 0.27028 |  |  |  |  | 1106.2578 | 0 | 1106.2512 | 0.0028766
| 814.8554 | 0.18869 | 627.536 | -0.0028753 | 627.536 | 0.0063775 | 814.1753 | 5.8248 | 627.536 | -0.018537 | 817.4321 | 0.41782 | 814.8554 | 0.29719 | 627.536 | 0 | 948.4999 | 0.058093 |  |  | 939.922 | 0.0057754 | 1184.8717 | 0.31429 | 1317.0728 | 0.27003 |  |  |  |  | 1106.3177 | 0 | 1106.3112 | 0.0028623
| 815.0217 | 0.19692 | 627.7667 | 0.0080104 | 627.7667 | 0.00044666 | 814.3416 | 5.9315 | 627.7667 | 0.009516 | 817.5997 | 0.4228 | 815.0217 | 0.30068 | 627.7667 | 0 | 948.5894 | 0.058673 |  |  | 940.193 | 0.0081889 | 1184.9404 | 0.31474 | 1317.2852 | 0.26984 |  |  |  |  | 1106.3777 | 0 | 1106.3711 | 0.0028496
| 815.1879 | 0.19398 | 627.9974 | -0.019984 | 627.9974 | -0.0046415 | 814.508 | 5.9427 | 627.9974 | -0.0056179 | 817.7674 | 0.42925 | 815.1879 | 0.30079 | 627.9974 | 0 | 948.679 | 0.058799 |  |  | 940.463 | 0.0079974 | 1185.0092 | 0.3152 | 1317.4978 | 0.26967 |  |  |  |  | 1106.4377 | 0 | 1106.431 | 0.0028368
| 815.3542 | 0.20332 | 628.2282 | 0.0093708 | 628.2282 | 0.0080359 | 814.6744 | 6.0698 | 628.2282 | 0.020838 | 817.935 | 0.43423 | 815.3542 | 0.31096 | 628.2282 | 0 | 948.7686 | 0.058939 |  |  | 940.734 | 0.0067675 | 1185.078 | 0.31566 | 1317.7103 | 0.26945 |  |  |  |  | 1106.4977 | 0 | 1106.491 | 0.0028241
| 815.5204 | 0.2061 | 628.4589 | -0.0076549 | 628.4589 | -0.0072626 | 814.8408 | 6.0392 | 628.4589 | -0.012661 | 818.1026 | 0.4403 | 815.5204 | 0.31085 | 628.4589 | 0 | 948.8581 | 0.05929 |  |  | 941.005 | 0.0068157 | 1185.1467 | 0.31612 | 1317.9231 | 0.26915 |  |  |  |  | 1106.5576 | 0 | 1106.551 | 0.0028106
| 815.6867 | 0.1604 | 628.6897 | 0.011592 | 628.6897 | -0.0035864 | 815.0072 | 6.0254 | 628.6897 | 0.018419 | 818.2702 | 0.44631 | 815.6867 | 0.32626 | 628.6897 | 0 | 948.9478 | 0.059483 |  |  | 941.277 | 0.007443 | 1185.2156 | 0.31659 | 1318.1359 | 0.26873 |  |  |  |  | 1106.6177 | 0 | 1106.611 | 0.0027963
| 815.8529 | 0.20503 | 628.9205 | -0.0079674 | 628.9205 | -0.00384 | 815.1736 | 6.1024 | 628.9205 | -0.0099397 | 818.4379 | 0.45216 | 815.8529 | 0.32036 | 628.9204 | 0 | 949.0372 | 0.059362 |  |  | 941.548 | 0.0066946 | 1185.2843 | 0.31706 | 1318.3486 | 0.26821 |  |  |  |  | 1106.6776 | 0 | 1106.671 | 0.002782
| 816.0192 | 0.15148 | 629.1512 | 0.012401 | 629.1512 | 0.0065044 | 815.34 | 6.2148 | 629.1512 | 0.016203 | 818.6055 | 0.45686 | 816.0192 | 0.33227 | 629.1512 | 0 | 949.1269 | 0.059506 |  |  | 941.819 | 0.0068726 | 1185.3531 | 0.31754 | 1318.5615 | 0.26761 |  |  |  |  | 1106.7377 | 0 | 1106.731 | 0.0027669
| 816.1855 | 0.19371 | 629.382 | -0.01557 | 629.382 | -0.0062917 | 815.5064 | 6.323 | 629.382 | -0.012933 | 818.7731 | 0.46299 | 816.1855 | 0.31992 | 629.382 | 0 | 949.2166 | 0.06042 |  |  | 942.091 | 0.0084472 | 1185.422 | 0.31803 | 1318.7745 | 0.26694 |  |  |  |  | 1106.7976 | 0 | 1106.791 | 0.0027542
| 816.3517 | 0.15084 | 629.6128 | 0.0077294 | 629.6128 | 0.0017319 | 815.6728 | 6.5122 | 629.6128 | 0.015547 | 818.9408 | 0.46731 | 816.3517 | 0.33599 | 629.6128 | 0 | 949.3062 | 0.060913 |  |  | 942.363 | 0.0073488 | 1185.4908 | 0.31851 | 1318.9875 | 0.26626 |  |  |  |  | 1106.8577 | 0 | 1106.8511 | 0.0027447
| 816.518 | 0.13952 | 629.8436 | -0.012778 | 629.8436 | -0.0018739 | 815.8392 | 6.4373 | 629.8436 | -0.01438 | 819.1084 | 0.47245 | 816.518 | 0.33063 | 629.8437 | 0 | 949.3959 | 0.061003 |  |  | 942.635 | 0.0069579 | 1185.5597 | 0.31901 | 1319.2007 | 0.26557 |  |  |  |  | 1106.9177 | 0 | 1106.911 | 0.0027383
| 816.6843 | 0.14737 | 630.0745 | 0.013501 | 630.0745 | -0.004662 | 816.0056 | 6.6009 | 630.0745 | 0.0024836 | 819.2761 | 0.47715 | 816.6843 | 0.3561 | 630.0745 | 0 | 949.4856 | 0.061261 |  |  | 942.907 | 0.0081302 | 1185.6285 | 0.31951 | 1319.4138 | 0.2649 |  |  |  |  | 1106.9778 | 0 | 1106.9711 | 0.002736
| 816.8506 | 0.13541 | 630.3053 | -0.013512 | 630.3053 | -0.013215 | 816.1721 | 6.5917 | 630.3053 | -0.02927 | 819.4438 | 0.48267 | 816.8506 | 0.34921 | 630.3053 | 0 | 949.5753 | 0.061056 |  |  | 943.179 | 0.0076754 | 1185.6974 | 0.32001 | 1319.6271 | 0.26425 |  |  |  |  | 1107.0377 | 0 | 1107.0311 | 0.0027375
| 817.0169 | 0.15431 | 630.5362 | 0.0040589 | 630.5362 | 0.00047175 | 816.3385 | 6.6155 | 630.5362 | 0.028421 | 819.6114 | 0.48705 | 817.0169 | 0.36932 | 630.5362 | 0 | 949.665 | 0.060665 |  |  | 943.452 | 0.0086056 | 1185.7662 | 0.32052 | 1319.8403 | 0.26362 |  |  |  |  | 1107.0978 | 0 | 1107.0912 | 0.0027423
| 817.1831 | 0.14593 | 630.767 | -0.012517 | 630.767 | 0.0028454 | 816.5049 | 6.5969 | 630.767 | -0.024198 | 819.7791 | 0.49317 | 817.1831 | 0.35643 | 630.767 | 0 | 949.7548 | 0.060693 |  |  | 943.724 | 0.0073651 | 1185.8351 | 0.32103 | 1320.0537 | 0.26303 |  |  |  |  | 1107.1578 | 0 | 1107.1512 | 0.0027479
| 817.3494 | 0.16782 | 630.9979 | 0.00083916 | 630.9979 | -0.00092185 | 816.6713 | 6.6968 | 630.9979 | 0.021095 | 819.9468 | 0.49787 | 817.3494 | 0.37545 | 630.9979 | 0 | 949.8446 | 0.061332 |  |  | 943.997 | 0.0078733 | 1185.9039 | 0.32155 | 1320.2672 | 0.26247 |  |  |  |  | 1107.2179 | 0 | 1107.2113 | 0.0027534
| 817.5157 | 0.13979 | 631.2288 | -0.022594 | 631.2288 | -0.010206 | 816.8378 | 6.7075 | 631.2288 | -0.0079726 | 820.1145 | 0.50438 | 817.5157 | 0.36539 | 631.2288 | 0 | 949.9344 | 0.061947 |  |  | 944.27 | 0.0077184 | 1185.9728 | 0.32208 | 1320.4807 | 0.26192 |  |  |  |  | 1107.2779 | 0 | 1107.2714 | 0.0027582
| 817.682 | 0.16493 | 631.4597 | 0.013981 | 631.4597 | 0.0013125 | 817.0042 | 6.9003 | 631.4597 | 0.00093453 | 820.2821 | 0.51018 | 817.682 | 0.38211 | 631.4597 | 0 | 950.0242 | 0.062387 |  |  | 944.543 | 0.0088952 | 1186.0418 | 0.32261 | 1320.6943 | 0.26137 |  |  |  |  | 1107.338 | 0 | 1107.3314 | 0.0027606
| 817.8483 | 0.11031 | 631.6906 | -0.006417 | 631.6906 | -0.0096624 | 817.1707 | 6.8682 | 631.6906 | -0.016225 | 820.4498 | 0.51674 | 817.8483 | 0.37271 | 631.6906 | 0 | 950.114 | 0.062561 |  |  | 944.816 | 0.0088008 | 1186.1106 | 0.32314 | 1320.908 | 0.26077 |  |  |  |  | 1107.3981 | 0 | 1107.3915 | 0.0027606
| 818.0147 | 0.15938 | 631.9215 | 0.0052744 | 631.9215 | 0.0088419 | 817.3371 | 6.8461 | 631.9215 | 0.017598 | 820.6175 | 0.52144 | 818.0147 | 0.38386 | 631.9215 | 0.0018107 | 950.2039 | 0.062703 |  |  | 945.09 | 0.0080316 | 1186.1796 | 0.32368 | 1321.1217 | 0.26011 |  |  |  |  | 1107.4581 | 0 | 1107.4515 | 0.002759
| 818.181 | 0.10684 | 632.1524 | -0.0079419 | 632.1524 | -0.0072314 | 817.5036 | 7.0383 | 632.1524 | -0.020051 | 820.7852 | 0.52746 | 818.181 | 0.37971 | 632.1524 | 0 | 950.2937 | 0.063433 |  |  | 945.363 | 0.0081558 | 1186.2484 | 0.32422 | 1321.3354 | 0.25935 |  |  |  |  | 1107.5183 | 0 | 1107.5116 | 0.0027566
| 818.3473 | 0.11293 | 632.3833 | 0.0059405 | 632.3833 | -0.0074507 | 817.67 | 7.1857 | 632.3833 | 0.019389 | 820.9529 | 0.53282 | 818.3473 | 0.38725 | 632.3833 | 0 | 950.3835 | 0.063934 |  |  | 945.637 | 0.0085049 | 1186.3174 | 0.32478 | 1321.5493 | 0.25848 |  |  |  |  | 1107.5784 | 0 | 1107.5717 | 0.002755
| 818.5136 | 0.10113 | 632.6143 | -0.013092 | 632.6143 | -0.016767 | 817.8365 | 7.1249 | 632.6143 | -0.020182 | 821.1206 | 0.53812 | 818.5136 | 0.38408 | 632.6143 | 0 | 950.4734 | 0.064303 |  |  | 945.911 | 0.0089437 | 1186.3863 | 0.32533 | 1321.7633 | 0.25753 |  |  |  |  | 1107.6384 | 0 | 1107.6318 | 0.0027558
| 818.6799 | 0.1038 | 632.8452 | 0.0056648 | 632.8452 | -0.0016888 | 818.003 | 7.1476 | 632.8452 | 0.0094899 | 821.2884 | 0.54446 | 818.6799 | 0.38408 | 632.8452 | 0 | 950.5634 | 0.064612 |  |  | 946.185 | 0.0096354 | 1186.4552 | 0.32589 | 1321.9773 | 0.25653 |  |  |  |  | 1107.6986 | 0 | 1107.6919 | 0.002759
| 818.8463 | 0.081693 | 633.0762 | -0.0047614 | 633.0762 | -0.0065691 | 818.1694 | 7.2402 | 633.0762 | -0.01082 | 821.4561 | 0.55223 | 818.8463 | 0.38015 | 633.0762 | 0 | 950.6533 | 0.064527 |  |  | 946.459 | 0.0092575 | 1186.5242 | 0.32646 | 1322.1914 | 0.25552 |  |  |  |  | 1107.7587 | 0 | 1107.7521 | 0.0027677
| 819.0126 | 0.095095 | 633.3072 | 0.010225 | 633.3072 | 0.0031595 | 818.3359 | 7.3057 | 633.3072 | 0.029239 | 821.6238 | 0.55956 | 819.0126 | 0.3784 | 633.3072 | 0.0090425 | 950.7432 | 0.064643 |  |  | 946.734 | 0.0096749 | 1186.5931 | 0.32703 | 1322.4055 | 0.25453 |  |  |  |  | 1107.8189 | 0 | 1107.8121 | 0.0027804
| 819.1789 | 0.0708 | 633.5382 | -0.0079133 | 633.5382 | 0.0018926 | 818.5024 | 7.3826 | 633.5382 | -0.0099809 | 821.7915 | 0.56683 | 819.1789 | 0.37676 | 633.5382 | 0 | 950.8332 | 0.065111 |  |  | 947.008 | 0.010129 | 1186.6621 | 0.3276 | 1322.6198 | 0.25362 |  |  |  |  | 1107.8789 | 0 | 1107.8723 | 0.0027963
| 819.3453 | 0.076941 | 633.7692 | 0.0095058 | 633.7692 | -0.0092738 | 818.6689 | 7.4851 | 633.7692 | 0.0070196 | 821.9593 | 0.57279 | 819.3453 | 0.37512 | 633.7692 | 0 | 950.9232 | 0.065612 |  |  | 947.283 | 0.010104 | 1186.7311 | 0.32819 | 1322.834 | 0.25277 |  |  |  |  | 1107.9391 | 0 | 1107.9324 | 0.0028146
| 819.5116 | 0.069839 | 634.0002 | -0.020621 | 634.0002 | -0.0059401 | 818.8353 | 7.3179 | 634.0002 | -0.019364 | 822.127 | 0.57837 | 819.5116 | 0.37545 | 634.0002 | 0 | 951.0132 | 0.065717 |  |  | 947.558 | 0.01019 | 1186.8001 | 0.32877 | 1323.0483 | 0.25199 |  |  |  |  | 1107.9992 | 0 | 1107.9925 | 0.0028337
| 819.678 | 0.085484 | 634.2312 | 0.012905 | 634.2312 | 0.00345 | 819.0018 | 7.5514 | 634.2312 | 0.010418 | 822.2948 | 0.58351 | 819.678 | 0.37282 | 634.2312 | 0 | 951.1031 | 0.065457 |  |  | 947.833 | 0.0097348 | 1186.869 | 0.32936 | 1323.2628 | 0.25124 |  |  |  |  | 1108.0593 | 0 | 1108.0527 | 0.0028496
| 819.8443 | 0.086445 | 634.4622 | -0.014386 | 634.4622 | -0.0069325 | 819.1683 | 7.5955 | 634.4622 | -0.021182 | 822.4625 | 0.58936 | 819.8443 | 0.37173 | 634.4623 | 0 | 951.1932 | 0.06587 |  |  | 948.108 | 0.010136 | 1186.9381 | 0.32996 | 1323.4773 | 0.25049 |  |  |  |  | 1108.1195 | 0 | 1108.1128 | 0.0028607
| 820.0107 | 0.095095 | 634.6933 | -0.0017827 | 634.6933 | 0.0018783 | 819.3348 | 7.6677 | 634.6933 | 0.012717 | 822.6303 | 0.59472 | 820.0107 | 0.36823 | 634.6933 | 0 | 951.2833 | 0.067024 |  |  | 948.383 | 0.009493 | 1187.0071 | 0.33056 | 1323.6918 | 0.24969 |  |  |  |  | 1108.1797 | 0 | 1108.173 | 0.0028654
| 820.177 | 0.078009 | 634.9243 | -0.017228 | 634.9243 | -0.0096352 | 819.5013 | 7.6591 | 634.9243 | -0.02095 | 822.798 | 0.60226 | 820.177 | 0.36834 | 634.9244 | 0.0090425 | 951.3733 | 0.06747 |  |  | 948.659 | 0.011011 | 1187.076 | 0.33117 | 1323.9065 | 0.24881 |  |  |  |  | 1108.2399 | 0 | 1108.2332 | 0.0028615
| 820.3434 | 0.089542 | 635.1554 | 0.015179 | 635.1554 | 0.014754 | 819.6678 | 7.7596 | 635.1554 | 0.019898 | 822.9658 | 0.60953 | 820.3434 | 0.36539 | 635.1554 | 0 | 951.4634 | 0.067361 |  |  | 948.934 | 0.011129 | 1187.1451 | 0.33178 | 1324.1211 | 0.24783 |  |  |  |  | 1108.3001 | 0 | 1108.2933 | 0.0028488
| 820.5097 | 0.081586 | 635.3865 | -0.015312 | 635.3865 | -0.0079525 | 819.8343 | 7.7989 | 635.3865 | -0.010486 | 823.1336 | 0.61823 | 820.5097 | 0.36441 | 635.3865 | 0 | 951.5535 | 0.067696 |  |  | 949.21 | 0.011373 | 1187.2141 | 0.33239 | 1324.3359 | 0.24675 |  |  |  |  | 1108.3602 | 0 | 1108.3535 | 0.0028257
| 820.6761 | 0.095255 | 635.6176 | 0.016689 | 635.6176 | 0.011131 | 820.0009 | 7.9875 | 635.6176 | 0.021424 | 823.3013 | 0.62495 | 820.6761 | 0.35949 | 635.6176 | 0 | 951.6436 | 0.067981 |  |  | 949.486 | 0.010567 | 1187.2832 | 0.33301 | 1324.5508 | 0.24558 |  |  |  |  | 1108.4204 | 0 | 1108.4137 | 0.0027932
| 820.8425 | 0.092478 | 635.8487 | -0.016355 | 635.8487 | -0.00098277 | 820.1674 | 7.9862 | 635.8487 | -0.01946 | 823.4691 | 0.63239 | 820.8425 | 0.35949 | 635.8487 | 0.0090425 | 951.7337 | 0.068094 |  |  | 949.762 | 0.011886 | 1187.3522 | 0.33364 | 1324.7656 | 0.24432 |  |  |  |  | 1108.4806 | 0 | 1108.4739 | 0.0027511
| 821.0088 | 0.079771 | 636.0798 | 0.0052886 | 636.0798 | 0.0036092 | 820.3339 | 8.1858 | 636.0798 | 0.019 | 823.6369 | 0.63901 | 821.0088 | 0.35588 | 636.0798 | 0.0090425 | 951.8238 | 0.068407 |  |  | 950.038 | 0.011374 | 1187.4213 | 0.33427 | 1324.9806 | 0.24298 |  |  |  |  | 1108.5408 | 0 | 1108.5341 | 0.002701
| 821.1752 | 0.093493 | 636.3109 | -0.015466 | 636.3109 | -0.0014729 | 820.5004 | 7.9575 | 636.3109 | -0.018573 | 823.8047 | 0.64633 | 821.1752 | 0.35883 | 636.3109 | 0 | 951.9139 | 0.068509 |  |  | 950.315 | 0.011281 | 1187.4904 | 0.33491 | 1325.1957 | 0.24156 |  |  |  |  | 1108.601 | 0 | 1108.5942 | 0.0026462
| 821.3416 | 0.085217 | 636.542 | 0.0053743 | 636.542 | -0.0025032 | 820.667 | 8.3027 | 636.542 | 0.0038679 | 823.9725 | 0.65197 | 821.3416 | 0.3561 | 636.542 | 0 | 952.0041 | 0.069137 |  |  | 950.591 | 0.011033 | 1187.5593 | 0.33555 | 1325.4108 | 0.24006 |  |  |  |  | 1108.6611 | 0 | 1108.6545 | 0.0025906
| 821.508 | 0.09408 | 636.7732 | -0.0088198 | 636.7732 | -1.2568e-05 | 820.8335 | 8.1318 | 636.7732 | -0.022208 | 824.1403 | 0.65979 | 821.508 | 0.35992 | 636.7732 | 0 | 952.0943 | 0.07045 |  |  | 950.868 | 0.012355 | 1187.6284 | 0.33619 | 1325.626 | 0.2385 |  |  |  |  | 1108.7214 | 0 | 1108.7147 | 0.0025381
| 821.6744 | 0.092906 | 637.0043 | 0.016922 | 637.0043 | 0.011662 | 821 | 8.3319 | 637.0043 | 0.014584 | 824.3081 | 0.66744 | 821.6744 | 0.35697 | 637.0043 | 0 | 952.1845 | 0.07054 |  |  | 951.145 | 0.012333 | 1187.6975 | 0.33684 | 1325.8412 | 0.23689 |  |  |  |  | 1108.7816 | 0 | 1108.7749 | 0.0024929
| 821.8408 | 0.092585 | 637.2355 | 0.0012763 | 637.2355 | -0.0077859 | 821.1666 | 8.4161 | 637.2355 | -0.01391 | 824.4759 | 0.67592 | 821.8408 | 0.36277 | 637.2355 | 0 | 952.2748 | 0.069903 |  |  | 951.422 | 0.011774 | 1187.7666 | 0.33749 | 1326.0565 | 0.23528 |  |  |  |  | 1108.8418 | 0 | 1108.8352 | 0.0024587
| 822.0072 | 0.077795 | 637.4667 | 0.0031325 | 637.4667 | 0.0092625 | 821.3331 | 8.5301 | 637.4667 | 0.010999 | 824.6437 | 0.68434 | 822.0072 | 0.35949 | 637.4667 | 0 | 952.365 | 0.070202 |  |  | 951.699 | 0.012632 | 1187.8357 | 0.33816 | 1326.272 | 0.2337 |  |  |  |  | 1108.9021 | 0 | 1108.8954 | 0.0024381
| 822.1735 | 0.088047 | 637.6978 | -0.01028 | 637.6978 | -0.002993 | 821.4996 | 8.5283 | 637.6978 | -0.019576 | 824.8116 | 0.69325 | 822.1735 | 0.36419 | 637.6979 | 0 | 952.4553 | 0.071007 |  |  | 951.977 | 0.012002 | 1187.9048 | 0.33882 | 1326.4874 | 0.23221 |  |  |  |  | 1108.9623 | 0 | 1108.9557 | 0.0024293
| 822.34 | 0.073417 | 637.929 | 0.0054799 | 637.929 | 0.006495 | 821.6662 | 8.7096 | 637.929 | 0.0051801 | 824.9794 | 0.70184 | 822.34 | 0.35971 | 637.929 | 0 | 952.5455 | 0.071461 |  |  | 952.254 | 0.013078 | 1187.974 | 0.33948 | 1326.703 | 0.23082 |  |  |  |  | 1109.0226 | 0 | 1109.0159 | 0.0024309
| 822.5064 | 0.082974 | 638.1602 | -0.0050005 | 638.1602 | -0.0056176 | 821.8328 | 8.8001 | 638.1602 | -0.01405 | 825.1472 | 0.71009 | 822.5064 | 0.36452 | 638.1603 | 0 | 952.6359 | 0.071608 |  |  | 952.532 | 0.012847 | 1188.0431 | 0.34015 | 1326.9186 | 0.22956 |  |  |  |  | 1109.0828 | 0 | 1109.0762 | 0.0024396
| 822.6728 | 0.075072 | 638.3915 | 0.015225 | 638.3915 | 0.012905 | 821.9993 | 8.9762 | 638.3915 | 0.022455 | 825.315 | 0.71873 | 822.6728 | 0.36058 | 638.3915 | 0 | 952.7262 | 0.071879 |  |  | 952.81 | 0.012795 | 1188.1122 | 0.34083 | 1327.1343 | 0.22842 |  |  |  |  | 1109.1431 | 0 | 1109.1365 | 0.0024524
| 822.8392 | 0.082974 | 638.6227 | -0.0099165 | 638.6227 | 0.0020007 | 822.1659 | 8.8444 | 638.6227 | -0.018912 | 825.4829 | 0.72677 | 822.8392 | 0.36309 | 638.6227 | 0 | 952.8165 | 0.072108 |  |  | 953.088 | 0.013598 | 1188.1814 | 0.34151 | 1327.35 | 0.22736 |  |  |  |  | 1109.2034 | 0 | 1109.1967 | 0.0024674
| 823.0056 | 0.084096 | 638.8539 | -0.0091422 | 638.8539 | 0.0057184 | 822.3325 | 9.0941 | 638.8539 | -0.015853 | 825.6507 | 0.73574 | 823.0056 | 0.36943 | 638.8539 | 0 | 952.9069 | 0.072201 |  |  | 953.366 | 0.013102 | 1188.2505 | 0.3422 | 1327.5658 | 0.22634 |  |  |  |  | 1109.2637 | 0 | 1109.257 | 0.0024833
| 823.172 | 0.073417 | 639.0852 | 0.0024207 | 639.0852 | 0.022323 | 822.499 | 9.3682 | 639.0852 | 0.0072254 | 825.8186 | 0.74296 | 823.172 | 0.37326 | 639.0852 | 0 | 952.9973 | 0.072387 |  |  | 953.645 | 0.013864 | 1188.3197 | 0.34288 | 1327.7816 | 0.22534 |  |  |  |  | 1109.3238 | 0 | 1109.3173 | 0.0024992
| 823.3384 | 0.084309 | 639.3164 | -0.0096343 | 639.3164 | -0.005535 | 822.6656 | 9.4775 | 639.3164 | -0.025326 | 825.9864 | 0.75132 | 823.3384 | 0.38441 | 639.3164 | 0 | 953.0876 | 0.07293 |  |  | 953.923 | 0.015069 | 1188.3888 | 0.34358 | 1327.9977 | 0.22429 |  |  |  |  | 1109.3842 | 0 | 1109.3776 | 0.0025151
| 823.5049 | 0.072189 | 639.5477 | 0.01397 | 639.5477 | 0.015868 | 822.8322 | 9.5665 | 639.5477 | 0.012862 | 826.1543 | 0.75854 | 823.5049 | 0.37927 | 639.5477 | 0.0090425 | 953.178 | 0.073839 |  |  | 954.202 | 0.013685 | 1188.458 | 0.34428 | 1328.2136 | 0.22317 |  |  |  |  | 1109.4445 | 0 | 1109.4379 | 0.002531
| 823.6713 | 0.085804 | 639.779 | -0.016336 | 639.779 | -0.0017075 | 822.9988 | 9.693 | 639.779 | -0.023426 | 826.3221 | 0.76658 | 823.6713 | 0.39009 | 639.779 | 0.0018107 | 953.2684 | 0.073929 |  |  | 954.481 | 0.013987 | 1188.5272 | 0.34498 | 1328.4298 | 0.22196 |  |  |  |  | 1109.5048 | 0 | 1109.4982 | 0.0025469
| 823.8377 | 0.072936 | 640.0103 | 0.02257 | 640.0103 | 0.0074253 | 823.1654 | 9.6938 | 640.0103 | 0.013351 | 826.49 | 0.77205 | 823.8377 | 0.38288 | 640.0103 | 0 | 953.3589 | 0.073662 |  |  | 954.76 | 0.014749 | 1188.5963 | 0.34568 | 1328.6459 | 0.22061 |  |  |  |  | 1109.5651 | 0 | 1109.5585 | 0.002562
| 824.0042 | 0.084683 | 640.2416 | -0.016803 | 640.2416 | -0.002748 | 823.332 | 9.7885 | 640.2416 | -0.017091 | 826.6579 | 0.77937 | 824.0042 | 0.39468 | 640.2416 | 0 | 953.4493 | 0.074156 |  |  | 955.039 | 0.01515 | 1188.6655 | 0.34639 | 1328.8622 | 0.21912 |  |  |  |  | 1109.6254 | 0 | 1109.6188 | 0.0025771
| 824.1706 | 0.079984 | 640.4729 | 0.0090524 | 640.4729 | 0.0089168 | 823.4986 | 9.9087 | 640.4729 | 0.022278 | 826.8258 | 0.78588 | 824.1706 | 0.38965 | 640.4729 | 0 | 953.5398 | 0.074783 |  |  | 955.318 | 0.01592 | 1188.7347 | 0.3471 | 1329.0785 | 0.21749 |  |  |  |  | 1109.6858 | 0 | 1109.6791 | 0.0025914
| 824.337 | 0.085964 | 640.7042 | -0.015195 | 640.7042 | -0.0074451 | 823.6652 | 10.0764 | 640.7042 | -0.023339 | 826.9937 | 0.79294 | 824.337 | 0.40211 | 640.7042 | 0 | 953.6303 | 0.074899 |  |  | 955.598 | 0.014344 | 1188.804 | 0.34782 | 1329.2948 | 0.21575 |  |  |  |  | 1109.7461 | 0 | 1109.7394 | 0.0026057
| 824.5035 | 0.077261 | 640.9356 | 0.0038209 | 640.9356 | 0.013352 | 823.8318 | 10.2525 | 640.9356 | 0.01636 | 827.1616 | 0.79857 | 824.5035 | 0.39501 | 640.9356 | 0.0090425 | 953.7208 | 0.074646 |  |  | 955.877 | 0.016202 | 1188.8732 | 0.34854 | 1329.5114 | 0.21392 |  |  |  |  | 1109.8064 | 0 | 1109.7997 | 0.0026216
| 824.6699 | 0.084683 | 641.1669 | -0.015245 | 641.1669 | -0.00057079 | 823.9984 | 10.2924 | 641.1669 | -0.017805 | 827.3294 | 0.80786 | 824.6699 | 0.40496 | 641.1669 | 0 | 953.8113 | 0.074929 |  |  | 956.157 | 0.015178 | 1188.9424 | 0.34926 | 1329.7278 | 0.21208 |  |  |  |  | 1109.8667 | 0 | 1109.8601 | 0.002639
| 824.8364 | 0.07331 | 641.3983 | 0.010964 | 641.3983 | 0.012288 | 824.165 | 10.4022 | 641.3983 | 0.012751 | 827.4973 | 0.81672 | 824.8364 | 0.39731 | 641.3983 | 0 | 953.9019 | 0.075893 |  |  | 956.437 | 0.015293 | 1189.0117 | 0.34999 | 1329.9445 | 0.21029 |  |  |  |  | 1109.9271 | 0 | 1109.9204 | 0.0026581
| 825.0029 | 0.085217 | 641.6296 | -0.011301 | 641.6296 | -0.0038174 | 824.3316 | 10.5752 | 641.6296 | -0.015979 | 827.6653 | 0.82673 | 825.0029 | 0.40834 | 641.6296 | 0 | 953.9924 | 0.076639 |  |  | 956.717 | 0.017088 | 1189.0809 | 0.35072 | 1330.161 | 0.20861 |  |  |  |  | 1109.9874 | 0 | 1109.9808 | 0.0026788
| 825.1693 | 0.077368 | 641.861 | 0.0085285 | 641.861 | 0.0098894 | 824.4982 | 10.7455 | 641.861 | 0.022855 | 827.8332 | 0.83537 | 825.1693 | 0.40496 | 641.861 | 0 | 954.083 | 0.077263 |  |  | 956.998 | 0.016512 | 1189.1501 | 0.35146 | 1330.3778 | 0.20708 |  |  |  |  | 1110.0478 | 0 | 1110.0411 | 0.0027002
| 825.3358 | 0.086712 | 642.0924 | -0.0079851 | 642.0924 | -0.0038651 | 824.6648 | 10.7541 | 642.0924 | -0.015542 | 828.0011 | 0.84543 | 825.3358 | 0.41643 | 642.0924 | 0 | 954.1736 | 0.077844 |  |  | 957.278 | 0.016751 | 1189.2195 | 0.3522 | 1330.5946 | 0.20572 |  |  |  |  | 1110.1082 | 0 | 1110.1016 | 0.0027201
| 825.5023 | 0.078382 | 642.3238 | 0.019813 | 642.3238 | 0.02168 | 824.8315 | 10.8911 | 642.3238 | 0.021767 | 828.169 | 0.85385 | 825.5023 | 0.41239 | 642.3238 | 0 | 954.2642 | 0.078032 |  |  | 957.559 | 0.016541 | 1189.2887 | 0.35294 | 1330.8115 | 0.2045 |  |  |  |  | 1110.1686 | 0 | 1110.1619 | 0.0027375
| 825.6687 | 0.086071 | 642.5552 | -0.013313 | 642.5552 | 0.0026104 | 824.9981 | 11.0299 | 642.5552 | -0.011443 | 828.3369 | 0.86216 | 825.6687 | 0.41971 | 642.5552 | 0 | 954.3548 | 0.078078 |  |  | 957.84 | 0.016182 | 1189.358 | 0.35369 | 1331.0284 | 0.20336 |  |  |  |  | 1110.2289 | 0 | 1110.2223 | 0.0027503
| 825.8352 | 0.080572 | 642.7866 | 0.0050207 | 642.7866 | 0.010379 | 825.1647 | 11.31 | 642.7866 | 0.020467 | 828.5048 | 0.86916 | 825.8352 | 0.41654 | 642.7866 | 0 | 954.4454 | 0.078496 |  |  | 958.121 | 0.017401 | 1189.4272 | 0.35444 | 1331.2454 | 0.20222 |  |  |  |  | 1110.2893 | 0 | 1110.2827 | 0.0027566
| 826.0017 | 0.087086 | 643.0181 | -0.011401 | 643.0181 | 0.0059031 | 825.3314 | 11.2025 | 643.0181 | -0.026224 | 828.6728 | 0.87775 | 826.0017 | 0.42572 | 643.0181 | 0 | 954.5361 | 0.079027 |  |  | 958.402 | 0.017506 | 1189.4966 | 0.35519 | 1331.4625 | 0.20102 |  |  |  |  | 1110.3497 | 0 | 1110.343 | 0.0027558
| 826.1682 | 0.078115 | 643.2495 | 0.0089947 | 643.2495 | 0.0058851 | 825.498 | 11.4806 | 643.2495 | 0.0056133 | 828.8407 | 0.88518 | 826.1682 | 0.42583 | 643.2495 | 0 | 954.6267 | 0.079175 |  |  | 958.683 | 0.016254 | 1189.5658 | 0.35594 | 1331.6797 | 0.19968 |  |  |  |  | 1110.4102 | 0 | 1110.4034 | 0.0027479
| 826.3347 | 0.083188 | 643.4809 | -0.014682 | 643.4809 | -0.0034362 | 825.6647 | 11.513 | 643.4809 | -0.028292 | 829.0086 | 0.89464 | 826.3347 | 0.43501 | 643.481 | 0 | 954.7174 | 0.079695 |  |  | 958.965 | 0.018046 | 1189.6351 | 0.35671 | 1331.8969 | 0.1982 |  |  |  |  | 1110.4706 | 0 | 1110.4639 | 0.0027336
| 826.5011 | 0.079504 | 643.7124 | 0.00011909 | 643.7124 | -0.0078653 | 825.8313 | 11.7065 | 643.7124 | 0.030336 | 829.1766 | 0.90339 | 826.5011 | 0.43556 | 643.7124 | 0.0090425 | 954.8081 | 0.080141 |  |  | 959.246 | 0.018069 | 1189.7045 | 0.35747 | 1332.1141 | 0.1966 |  |  |  |  | 1110.5309 | 0 | 1110.5243 | 0.0027153
| 826.6676 | 0.08511 | 643.9439 | -0.016414 | 643.9439 | 0.0063592 | 825.998 | 11.73 | 643.9439 | -0.022388 | 829.3446 | 0.91307 | 826.6676 | 0.44179 | 643.9439 | 0.0090425 | 954.8989 | 0.080136 |  |  | 959.528 | 0.017772 | 1189.7738 | 0.35823 | 1332.3315 | 0.19492 |  |  |  |  | 1110.5913 | 0 | 1110.5847 | 0.0026931
| 826.8341 | 0.080625 | 644.1754 | 0.0093371 | 644.1754 | 0.0015919 | 826.1646 | 11.875 | 644.1754 | 0.013197 | 829.5125 | 0.9227 | 826.8341 | 0.4431 | 644.1754 | 0.0018107 | 954.9896 | 0.080342 |  |  | 959.81 | 0.018905 | 1189.8431 | 0.359 | 1332.549 | 0.19325 |  |  |  |  | 1110.6517 | 0 | 1110.6451 | 0.0026692
| 827.0006 | 0.085804 | 644.4069 | -0.014665 | 644.4069 | -0.014215 | 826.3313 | 12.0487 | 644.4069 | -0.028392 | 829.6805 | 0.93254 | 827.0006 | 0.449 | 644.4069 | 0 | 955.0803 | 0.080678 |  |  | 960.092 | 0.018977 | 1189.9125 | 0.35977 | 1332.7665 | 0.19166 |  |  |  |  | 1110.7123 | 0 | 1110.7056 | 0.002643
| 827.1671 | 0.07913 | 644.6384 | 0.0068256 | 644.6384 | 0.0024359 | 826.498 | 12.1411 | 644.6384 | 0.0035242 | 829.8484 | 0.93954 | 827.1671 | 0.45152 | 644.6384 | 0 | 955.1711 | 0.081566 |  |  | 960.375 | 0.019265 | 1189.9818 | 0.36055 | 1332.9841 | 0.19018 |  |  |  |  | 1110.7727 | 0 | 1110.766 | 0.002616
| 827.3336 | 0.079397 | 644.8699 | -0.006677 | 644.8699 | -0.015061 | 826.6646 | 12.2157 | 644.8699 | -0.019853 | 830.0164 | 0.94878 | 827.3336 | 0.45611 | 644.8699 | 0 | 955.2619 | 0.082589 |  |  | 960.657 | 0.018757 | 1190.0512 | 0.36133 | 1333.2018 | 0.18884 |  |  |  |  | 1110.8331 | 0 | 1110.8264 | 0.0025866
| 827.5001 | 0.080358 | 645.1014 | 0.013939 | 645.1014 | 0.0037679 | 826.8313 | 12.3143 | 645.1014 | 0.0057911 | 830.1844 | 0.95786 | 827.5001 | 0.4595 | 645.1014 | 0 | 955.3527 | 0.082948 |  |  | 960.94 | 0.020044 | 1190.1206 | 0.36211 | 1333.4194 | 0.18762 |  |  |  |  | 1110.8936 | 0 | 1110.8868 | 0.0025572
| 827.6667 | 0.084736 | 645.333 | -0.014797 | 645.333 | -0.0059309 | 826.998 | 12.6518 | 645.333 | -0.019236 | 830.3524 | 0.96759 | 827.6667 | 0.46398 | 645.3329 | 0 | 955.4436 | 0.083016 |  |  | 961.223 | 0.020708 | 1190.1899 | 0.36289 | 1333.6372 | 0.18649 |  |  |  |  | 1110.954 | 0 | 1110.9474 | 0.0025278
| 827.8332 | 0.07913 | 645.5645 | 0.0066644 | 645.5645 | 0.0053204 | 827.1647 | 12.488 | 645.5645 | 0.026245 | 830.5204 | 0.97612 | 827.8332 | 0.4678 | 645.5645 | 0 | 955.5344 | 0.082643 |  |  | 961.505 | 0.020034 | 1190.2593 | 0.36368 | 1333.8551 | 0.18542 |  |  |  |  | 1111.0145 | 0 | 1111.0078 | 0.0025008
| 827.9997 | 0.078863 | 645.7961 | -0.0085798 | 645.7961 | -0.008364 | 827.3314 | 12.5866 | 645.7961 | -0.024155 | 830.6884 | 0.98623 | 827.9997 | 0.47229 | 645.7961 | 0 | 955.6253 | 0.082214 |  |  | 961.789 | 0.020347 | 1190.3287 | 0.36447 | 1334.073 | 0.18437 |  |  |  |  | 1111.0749 | 0 | 1111.0682 | 0.0024786
| 828.1662 | 0.077101 | 646.0276 | 0.001032 | 646.0276 | 0.0053521 | 827.4981 | 12.7056 | 646.0276 | 0.0077315 | 830.8563 | 0.99646 | 828.1662 | 0.47764 | 646.0276 | 0 | 955.7162 | 0.082897 |  |  | 962.072 | 0.020684 | 1190.3981 | 0.36526 | 1334.291 | 0.18333 |  |  |  |  | 1111.1355 | 0 | 1111.1288 | 0.0024635
| 828.3328 | 0.079397 | 646.2592 | -0.0016194 | 646.2592 | -0.0055414 | 827.6648 | 12.6925 | 646.2592 | -0.0078202 | 831.0243 | 1.0073 | 828.3328 | 0.48092 | 646.2592 | 0 | 955.8071 | 0.083984 |  |  | 962.355 | 0.02133 | 1190.4675 | 0.36605 | 1334.5092 | 0.1823 |  |  |  |  | 1111.1959 | 0 | 1111.1892 | 0.0024587
| 828.4993 | 0.067116 | 646.4908 | 0.013448 | 646.4908 | 0.01413 | 827.8315 | 12.8558 | 646.4908 | 0.023449 | 831.1924 | 1.0154 | 828.4993 | 0.48442 | 646.4908 | 0 | 955.898 | 0.084535 |  |  | 962.639 | 0.020344 | 1190.537 | 0.36685 | 1334.7273 | 0.18129 |  |  |  |  | 1111.2565 | 0 | 1111.2498 | 0.0024643
| 828.6658 | 0.077795 | 646.7224 | 0.0069746 | 646.7224 | -0.0018427 | 827.9982 | 12.9951 | 646.7224 | -0.018086 | 831.3604 | 1.0263 | 828.6658 | 0.48748 | 646.7224 | 0 | 955.989 | 0.084728 |  |  | 962.923 | 0.020368 | 1190.6063 | 0.36765 | 1334.9456 | 0.1803 |  |  |  |  | 1111.3169 | 0 | 1111.3103 | 0.0024802
| 828.8324 | 0.077368 | 646.954 | 0.0095955 | 646.954 | 0.01474 | 828.1649 | 13.0992 | 646.954 | 0.016797 | 831.5284 | 1.0367 | 828.8324 | 0.49808 | 646.954 | 0.0018107 | 956.0799 | 0.084784 |  |  | 963.207 | 0.023196 | 1190.6758 | 0.36845 | 1335.1638 | 0.17931 |  |  |  |  | 1111.3774 | 0 | 1111.3707 | 0.0025072
| 828.9989 | 0.081479 | 647.1856 | -0.011393 | 647.1856 | 0.0046555 | 828.3316 | 13.0306 | 647.1856 | 0.0041287 | 831.6964 | 1.0473 | 828.9989 | 0.50682 | 647.1856 | 0 | 956.1708 | 0.084804 |  |  | 963.491 | 0.021047 | 1190.7452 | 0.36926 | 1335.3822 | 0.17828 |  |  |  |  | 1111.438 | 0 | 1111.4313 | 0.0025421
| 829.1654 | 0.065461 | 647.4173 | 0.005942 | 647.4173 | 0.00656 | 828.4983 | 13.179 | 647.4173 | 0.013574 | 831.8644 | 1.0552 | 829.1654 | 0.51863 | 647.4173 | 0 | 956.2618 | 0.085246 |  |  | 963.775 | 0.022349 | 1190.8147 | 0.37006 | 1335.6006 | 0.17718 |  |  |  |  | 1111.4984 | 0 | 1111.4918 | 0.002585
| 829.332 | 0.077154 | 647.6489 | -0.0084464 | 647.6489 | -0.0030159 | 828.665 | 13.2534 | 647.6489 | -0.032577 | 832.0325 | 1.0651 | 829.332 | 0.52322 | 647.6489 | 0 | 956.3528 | 0.086278 |  |  | 964.06 | 0.022134 | 1190.8842 | 0.37087 | 1335.8191 | 0.17597 |  |  |  |  | 1111.559 | 0 | 1111.5524 | 0.0026311
| 829.4985 | 0.077742 | 647.8806 | 0.016483 | 647.8806 | -0.0069372 | 828.8317 | 13.4513 | 647.8806 | 0.0067033 | 832.2005 | 1.0738 | 829.4985 | 0.52792 | 647.8806 | 0 | 956.4439 | 0.087208 |  |  | 964.345 | 0.02352 | 1190.9536 | 0.37169 | 1336.0377 | 0.17463 |  |  |  |  | 1111.6195 | 0 | 1111.6128 | 0.002678
| 829.6651 | 0.070694 | 648.1122 | -0.0074228 | 648.1122 | -0.011829 | 828.9985 | 13.3008 | 648.1122 | -0.029328 | 832.3685 | 1.0833 | 829.6651 | 0.52748 | 648.1122 | 0 | 956.5349 | 0.087387 |  |  | 964.629 | 0.02319 | 1191.0231 | 0.3725 | 1336.2563 | 0.17315 |  |  |  |  | 1111.68 | 0 | 1111.6733 | 0.0027225
| 829.8316 | 0.065247 | 648.3439 | 0.0099697 | 648.3439 | 0.0077971 | 829.1652 | 13.4993 | 648.3439 | 0.013234 | 832.5366 | 1.0912 | 829.8316 | 0.52912 | 648.3439 | 0 | 956.626 | 0.087062 |  |  | 964.914 | 0.023498 | 1191.0925 | 0.37332 | 1336.4751 | 0.17153 |  |  |  |  | 1111.7406 | 0 | 1111.7339 | 0.0027598
| 829.9982 | 0.063058 | 648.5756 | -0.014497 | 648.5756 | -0.01362 | 829.3319 | 13.6321 | 648.5756 | -0.023158 | 832.7046 | 1.1022 | 829.9982 | 0.52814 | 648.5756 | 0 | 956.717 | 0.087555 |  |  | 965.199 | 0.022592 | 1191.162 | 0.37413 | 1336.6938 | 0.16979 |  |  |  |  | 1111.8012 | 0 | 1111.7944 | 0.0027892
| 830.1648 | 0.06749 | 648.8073 | 0.01435 | 648.8073 | 0.0073425 | 829.4986 | 13.6965 | 648.8073 | 0.021773 | 832.8727 | 1.1136 | 830.1648 | 0.53087 | 648.8073 | 0 | 956.8082 | 0.089106 |  |  | 965.485 | 0.024294 | 1191.2316 | 0.37495 | 1336.9127 | 0.16796 |  |  |  |  | 1111.8617 | 0 | 1111.855 | 0.0028082
| 830.3314 | 0.062898 | 649.039 | -0.012723 | 649.039 | -0.0016026 | 829.6654 | 13.5189 | 649.039 | -0.013387 | 833.0407 | 1.1259 | 830.3314 | 0.53502 | 649.039 | 0 | 956.8992 | 0.089693 |  |  | 965.77 | 0.024702 | 1191.301 | 0.37577 | 1337.1317 | 0.16608 |  |  |  |  | 1111.9222 | 0 | 1111.9156 | 0.002817
| 830.4979 | 0.053608 | 649.2707 | 0.011088 | 649.2707 | 0.011193 | 829.8321 | 13.7357 | 649.2707 | 0.0055515 | 833.2088 | 1.1362 | 830.4979 | 0.54158 | 649.2707 | 0 | 956.9904 | 0.08938 |  |  | 966.056 | 0.024497 | 1191.3705 | 0.37659 | 1337.3507 | 0.16418 |  |  |  |  | 1111.9829 | 0 | 1111.9762 | 0.002817
| 830.6645 | 0.067223 | 649.5025 | -0.0066632 | 649.5025 | -0.0096946 | 829.9989 | 13.5794 | 649.5025 | -0.015107 | 833.3769 | 1.1471 | 830.6645 | 0.54475 | 649.5024 | 0 | 957.0815 | 0.089752 |  |  | 966.342 | 0.025176 | 1191.4401 | 0.37742 | 1337.5697 | 0.1623 |  |  |  |  | 1112.0435 | 0 | 1112.0367 | 0.0028082
| 830.8311 | 0.072189 | 649.7342 | 0.015437 | 649.7342 | 0.00014408 | 830.1656 | 13.8296 | 649.7342 | 0.020116 | 833.5449 | 1.1569 | 830.8311 | 0.54497 | 649.7342 | 0 | 957.1727 | 0.090226 |  |  | 966.628 | 0.025658 | 1191.5096 | 0.37824 | 1337.7889 | 0.16047 |  |  |  |  | 1112.104 | 0 | 1112.0973 | 0.0027939
| 830.9977 | 0.05003 | 649.9659 | -0.010181 | 649.9659 | -0.0035144 | 830.3324 | 13.726 | 649.9659 | -0.015561 | 833.713 | 1.1673 | 830.9977 | 0.54475 | 649.9659 | 0 | 957.2639 | 0.090468 |  |  | 966.914 | 0.025411 | 1191.5791 | 0.37907 | 1338.0082 | 0.15873 |  |  |  |  | 1112.1645 | 0 | 1112.158 | 0.0027757
| 831.1642 | 0.056224 | 650.1977 | 0.0086563 | 650.1977 | 0.0067853 | 830.4992 | 13.6647 | 650.1977 | 0.020602 | 833.8811 | 1.1757 | 831.1642 | 0.5453 | 650.1977 | 0 | 957.355 | 0.090816 |  |  | 967.2 | 0.026038 | 1191.6487 | 0.3799 | 1338.2274 | 0.15709 |  |  |  |  | 1112.2252 | 0 | 1112.2185 | 0.0027542
| 831.3308 | 0.04373 | 650.4295 | -0.010016 | 650.4295 | -0.011865 | 830.6659 | 13.8726 | 650.4295 | -0.015852 | 834.0492 | 1.1864 | 831.3308 | 0.54803 | 650.4295 | 0 | 957.4462 | 0.091134 |  |  | 967.487 | 0.026956 | 1191.7183 | 0.38073 | 1338.4468 | 0.15555 |  |  |  |  | 1112.2858 | 0 | 1112.2792 | 0.002732
| 831.4974 | 0.047521 | 650.6613 | 0.016092 | 650.6613 | -1.1002e-05 | 830.8327 | 13.8525 | 650.6613 | 0.036479 | 834.2173 | 1.1974 | 831.4974 | 0.55153 | 650.6613 | 0.0072427 | 957.5374 | 0.091043 |  |  | 967.774 | 0.027034 | 1191.7878 | 0.38156 | 1338.6663 | 0.1541 |  |  |  |  | 1112.3464 | 0 | 1112.3397 | 0.0027105
| 831.664 | 0.056117 | 650.893 | -0.014176 | 650.893 | -0.01536 | 830.9995 | 13.8345 | 650.893 | -0.030611 | 834.3854 | 1.2092 | 831.664 | 0.55634 | 650.8931 | 0.0090425 | 957.6287 | 0.090818 |  |  | 968.06 | 0.027492 | 1191.8573 | 0.38239 | 1338.8857 | 0.15268 |  |  |  |  | 1112.4071 | 0 | 1112.4004 | 0.0026915
| 831.8306 | 0.05302 | 651.1249 | 0.0086158 | 651.1249 | 0.0073506 | 831.1662 | 13.8896 | 651.1249 | 0.0075457 | 834.5535 | 1.2191 | 831.8306 | 0.55896 | 651.1249 | 0 | 957.7199 | 0.091193 |  |  | 968.347 | 0.027726 | 1191.9269 | 0.38323 | 1339.1053 | 0.15127 |  |  |  |  | 1112.4677 | 0 | 1112.4609 | 0.0026756
| 831.9972 | 0.057345 | 651.3567 | -0.012352 | 651.3567 | -0.013385 | 831.333 | 13.8262 | 651.3567 | -0.017758 | 834.7216 | 1.2314 | 831.9972 | 0.56268 | 651.3567 | 0 | 957.8112 | 0.092228 |  |  | 968.635 | 0.027372 | 1191.9965 | 0.38406 | 1339.325 | 0.14982 |  |  |  |  | 1112.5283 | 0 | 1112.5216 | 0.0026637
| 832.1638 | 0.05585 | 651.5885 | 0.0034596 | 651.5885 | 0.0045738 | 831.4998 | 13.9376 | 651.5885 | 0.023863 | 834.8897 | 1.2428 | 832.1638 | 0.5641 | 651.5885 | 0.0090425 | 957.9025 | 0.092874 |  |  | 968.922 | 0.029195 | 1192.0662 | 0.3849 | 1339.5447 | 0.14831 |  |  |  |  | 1112.589 | 0 | 1112.5823 | 0.0026541
| 832.3304 | 0.04421 | 651.8203 | -0.018178 | 651.8203 | -0.0027866 | 831.6666 | 13.9775 | 651.8203 | -0.023372 | 835.0578 | 1.2554 | 832.3304 | 0.56759 | 651.8203 | 0 | 957.9938 | 0.092945 |  |  | 969.209 | 0.028336 | 1192.1357 | 0.38573 | 1339.7645 | 0.14675 |  |  |  |  | 1112.6495 | 0 | 1112.6429 | 0.0026454
| 832.497 | 0.051472 | 652.0522 | 0.0045935 | 652.0522 | 0.0002472 | 831.8334 | 14.0461 | 652.0522 | 0.015848 | 835.2259 | 1.2651 | 832.497 | 0.56814 | 652.0522 | 0 | 958.0852 | 0.093942 |  |  | 969.497 | 0.028085 | 1192.2053 | 0.38656 | 1339.9844 | 0.14518 |  |  |  |  | 1112.7102 | 0 | 1112.7036 | 0.0026343
| 832.6636 | 0.043356 | 652.284 | -0.012593 | 652.284 | 0.0081097 | 832.0002 | 14.0406 | 652.284 | -0.021965 | 835.394 | 1.2768 | 832.6636 | 0.57306 | 652.284 | 0 | 958.1765 | 0.09547 |  |  | 969.785 | 0.029196 | 1192.2749 | 0.3874 | 1340.2043 | 0.14365 |  |  |  |  | 1112.7709 | 0 | 1112.7642 | 0.0026176
| 832.8303 | 0.040259 | 652.5159 | 0.0025199 | 652.5159 | 0.0065308 | 832.167 | 14.0623 | 652.5159 | 0.0077717 | 835.5622 | 1.2881 | 832.8303 | 0.57634 | 652.5159 | 0 | 958.2679 | 0.095963 |  |  | 970.073 | 0.029558 | 1192.3446 | 0.38823 | 1340.4243 | 0.14219 |  |  |  |  | 1112.8315 | 0 | 1112.8248 | 0.0025946
| 832.9969 | 0.05286 | 652.7478 | 0.00057995 | 652.7478 | -0.0049757 | 832.3338 | 14.1674 | 652.7478 | -0.025396 | 835.7303 | 1.3003 | 832.9969 | 0.58257 | 652.7478 | 0 | 958.3593 | 0.095837 |  |  | 970.361 | 0.029488 | 1192.4142 | 0.38907 | 1340.6444 | 0.14082 |  |  |  |  | 1112.8922 | 0 | 1112.8855 | 0.0025652
| 833.1635 | 0.063379 | 652.9797 | 0.018604 | 652.9797 | 0.0062738 | 832.5006 | 14.248 | 652.9797 | 0.018922 | 835.8984 | 1.3102 | 833.1635 | 0.58312 | 652.9796 | 0 | 958.4507 | 0.095963 |  |  | 970.65 | 0.030226 | 1192.4839 | 0.38991 | 1340.8646 | 0.13953 |  |  |  |  | 1112.9529 | 0 | 1112.9462 | 0.002531
| 833.3302 | 0.047894 | 653.2115 | -0.010891 | 653.2115 | -0.0051678 | 832.6674 | 14.2305 | 653.2115 | -0.019035 | 836.0666 | 1.3232 | 833.3302 | 0.58574 | 653.2115 | 0 | 958.5421 | 0.096385 |  |  | 970.938 | 0.031133 | 1192.5535 | 0.39075 | 1341.0848 | 0.13831 |  |  |  |  | 1113.0135 | 0 | 1113.007 | 0.0024968
| 833.4968 | 0.048268 | 653.4435 | 0.022325 | 653.4435 | 0.014282 | 832.8342 | 14.4775 | 653.4435 | 0.0054899 | 836.2347 | 1.3352 | 833.4968 | 0.58355 | 653.4435 | 0 | 958.6335 | 0.096909 |  |  | 971.227 | 0.031321 | 1192.6232 | 0.39158 | 1341.3052 | 0.13712 |  |  |  |  | 1113.0743 | 0 | 1113.0676 | 0.0024659
| 833.6634 | 0.043356 | 653.6754 | -0.0048524 | 653.6754 | -0.0109 | 833.001 | 14.4251 | 653.6754 | -0.034424 | 836.4029 | 1.3492 | 833.6634 | 0.58508 | 653.6754 | 0 | 958.725 | 0.097517 |  |  | 971.516 | 0.031413 | 1192.6929 | 0.39242 | 1341.5255 | 0.13593 |  |  |  |  | 1113.135 | 0 | 1113.1283 | 0.0024428
| 833.8301 | 0.054729 | 653.9073 | 0.019712 | 653.9073 | -0.0035175 | 833.1679 | 14.3868 | 653.9073 | 0.021777 | 836.5711 | 1.3603 | 833.8301 | 0.58322 | 653.9073 | 0 | 958.8165 | 0.09823 |  |  | 971.805 | 0.030828 | 1192.7624 | 0.39326 | 1341.746 | 0.13471 |  |  |  |  | 1113.1957 | 0 | 1113.189 | 0.0024285
| 833.9967 | 0.039138 | 654.1392 | -0.014888 | 654.1392 | -0.0029056 | 833.3347 | 14.2947 | 654.1392 | -0.0090364 | 836.7392 | 1.373 | 833.9967 | 0.58727 | 654.1392 | 0 | 958.908 | 0.0986 |  |  | 972.094 | 0.033044 | 1192.8321 | 0.39409 | 1341.9664 | 0.13346 |  |  |  |  | 1113.2564 | 0 | 1113.2498 | 0.0024261
| 834.1633 | 0.041327 | 654.3712 | 0.015696 | 654.3712 | 0.01097 | 833.5015 | 14.4228 | 654.3712 | 0.014654 | 836.9074 | 1.3843 | 834.1633 | 0.5888 | 654.3712 | 0 | 958.9995 | 0.098694 |  |  | 972.384 | 0.033407 | 1192.9019 | 0.39493 | 1342.187 | 0.13219 |  |  |  |  | 1113.3171 | 0 | 1113.3104 | 0.0024325
| 834.33 | 0.041754 | 654.6032 | -0.012553 | 654.6032 | -0.00072293 | 833.6684 | 14.4705 | 654.6032 | -0.0051558 | 837.0756 | 1.3959 | 834.33 | 0.59372 | 654.6032 | 0 | 959.091 | 0.098475 |  |  | 972.673 | 0.0329 | 1192.9716 | 0.39576 | 1342.4077 | 0.13091 |  |  |  |  | 1113.3778 | 0 | 1113.3712 | 0.002446
| 834.4966 | 0.039832 | 654.8351 | 0.014443 | 654.8351 | 0.0056396 | 833.8352 | 14.5527 | 654.8351 | 0.018695 | 837.2437 | 1.4047 | 834.4966 | 0.59514 | 654.8351 | 0 | 959.1826 | 0.09865 |  |  | 972.963 | 0.033858 | 1193.0413 | 0.3966 | 1342.6284 | 0.12963 |  |  |  |  | 1113.4386 | 0 | 1113.4319 | 0.0024627
| 834.6633 | 0.028245 | 655.0671 | -0.010406 | 655.0671 | 0.0056557 | 834.002 | 14.5399 | 655.0671 | -0.024801 | 837.4119 | 1.4166 | 834.6633 | 0.59951 | 655.0671 | 0 | 959.2741 | 0.099652 |  |  | 973.253 | 0.034019 | 1193.111 | 0.39743 | 1342.8492 | 0.12834 |  |  |  |  | 1113.4993 | 0 | 1113.4927 | 0.002481
| 834.83 | 0.036255 | 655.2991 | 0.016444 | 655.2991 | 0.0078999 | 834.1689 | 14.74 | 655.2991 | 0.021094 | 837.5801 | 1.4287 | 834.83 | 0.60071 | 655.2991 | 0 | 959.3657 | 0.099625 |  |  | 973.543 | 0.035408 | 1193.1807 | 0.39826 | 1343.0702 | 0.12702 |  |  |  |  | 1113.5601 | 0 | 1113.5533 | 0.0024984
| 834.9966 | 0.037643 | 655.5311 | -0.017218 | 655.5311 | -0.012722 | 834.3357 | 14.4861 | 655.5311 | -0.02367 | 837.7483 | 1.442 | 834.9966 | 0.60498 | 655.5311 | 0 | 959.4573 | 0.099459 |  |  | 973.833 | 0.035667 | 1193.2505 | 0.39909 | 1343.2911 | 0.12564 |  |  |  |  | 1113.6209 | 0 | 1113.6141 | 0.0025135
| 835.1633 | 0.045705 | 655.7631 | 0.0092266 | 655.7631 | 0.014508 | 834.5026 | 14.8302 | 655.7631 | 0.038984 | 837.9165 | 1.4543 | 835.1633 | 0.6064 | 655.7631 | 0 | 959.549 | 0.10065 |  |  | 974.124 | 0.035154 | 1193.3202 | 0.39992 | 1343.5122 | 0.12419 |  |  |  |  | 1113.6815 | 0 | 1113.6749 | 0.0025286
| 835.33 | 0.03855 | 655.9951 | -0.013064 | 655.9951 | -0.008238 | 834.6694 | 14.7934 | 655.9951 | -0.010407 | 838.0847 | 1.4681 | 835.33 | 0.61044 | 655.9951 | 0 | 959.6406 | 0.10151 |  |  | 974.414 | 0.036325 | 1193.3899 | 0.40075 | 1343.7333 | 0.12265 |  |  |  |  | 1113.7423 | 0 | 1113.7356 | 0.0025445
| 835.4966 | 0.034172 | 656.2272 | 0.0075705 | 656.2272 | 0.00088958 | 834.8363 | 14.861 | 656.2272 | 0.013013 | 838.2529 | 1.4809 | 835.4966 | 0.60968 | 656.2272 | 0 | 959.7322 | 0.10162 |  |  | 974.705 | 0.035994 | 1193.4597 | 0.40158 | 1343.9545 | 0.12103 |  |  |  |  | 1113.8031 | 0 | 1113.7964 | 0.0025628
| 835.6633 | 0.034279 | 656.4592 | -0.0068235 | 656.4592 | -0.0097265 | 835.0032 | 14.9479 | 656.4592 | -0.022554 | 838.4211 | 1.4946 | 835.6633 | 0.61131 | 656.4592 | 0.0090425 | 959.8239 | 0.10221 |  |  | 974.996 | 0.038019 | 1193.5294 | 0.4024 | 1344.1757 | 0.11937 |  |  |  |  | 1113.8639 | 0 | 1113.8572 | 0.002585
| 835.83 | 0.038283 | 656.6913 | 0.011292 | 656.6913 | 0.0024982 | 835.17 | 14.9283 | 656.6913 | 0.012813 | 838.5893 | 1.5061 | 835.83 | 0.60946 | 656.6913 | 0 | 959.9155 | 0.10336 |  |  | 975.287 | 0.037344 | 1193.5992 | 0.40323 | 1344.397 | 0.11772 |  |  |  |  | 1113.9247 | 0 | 1113.918 | 0.0026096
| 835.9967 | 0.043196 | 656.9233 | -0.0077331 | 656.9233 | -0.0080364 | 835.3369 | 14.8268 | 656.9233 | -0.018646 | 838.7575 | 1.5188 | 835.9967 | 0.61481 | 656.9233 | 0.0054302 | 960.0073 | 0.10375 |  |  | 975.579 | 0.038159 | 1193.6691 | 0.40405 | 1344.6184 | 0.11612 |  |  |  |  | 1113.9855 | 0 | 1113.9788 | 0.0026351
| 836.1634 | 0.042448 | 657.1554 | 0.0095342 | 657.1554 | 0.012436 | 835.5038 | 15.1657 | 657.1554 | 0.014317 | 838.9257 | 1.5321 | 836.1634 | 0.61612 | 657.1554 | 0 | 960.099 | 0.10349 |  |  | 975.87 | 0.038768 | 1193.7388 | 0.40486 | 1344.8398 | 0.11462 |  |  |  |  | 1114.0463 | 0 | 1114.0395 | 0.0026597
| 836.33 | 0.041113 | 657.3875 | -0.014837 | 657.3875 | -0.0034457 | 835.6707 | 14.9645 | 657.3875 | -0.014243 | 839.094 | 1.547 | 836.33 | 0.62159 | 657.3875 | 0.0036213 | 960.1906 | 0.10394 |  |  | 976.162 | 0.038552 | 1193.8086 | 0.40568 | 1345.0614 | 0.11325 |  |  |  |  | 1114.1071 | 0 | 1114.1003 | 0.0026819
| 836.4967 | 0.034172 | 657.6196 | 0.0029998 | 657.6196 | 0.0023542 | 835.8375 | 15.0514 | 657.6196 | 0.0076799 | 839.2622 | 1.5592 | 836.4967 | 0.62115 | 657.6196 | 0 | 960.2824 | 0.10455 |  |  | 976.454 | 0.03961 | 1193.8784 | 0.4065 | 1345.2831 | 0.112 |  |  |  |  | 1114.1679 | 0 | 1114.1611 | 0.0026986
| 836.6634 | 0.034813 | 657.8517 | -0.010326 | 657.8517 | -0.0073165 | 836.0044 | 15.0188 | 657.8517 | -0.018851 | 839.4304 | 1.573 | 836.6634 | 0.62607 | 657.8517 | 0.0018089 | 960.3741 | 0.10445 |  |  | 976.746 | 0.039984 | 1193.9482 | 0.40731 | 1345.5048 | 0.11086 |  |  |  |  | 1114.2286 | 0 | 1114.2221 | 0.0027105
| 836.8301 | 0.0354 | 658.0838 | 0.0037486 | 658.0838 | -0.0011402 | 836.1713 | 15.2778 | 658.0838 | 0.01954 | 839.5987 | 1.5865 | 836.8301 | 0.62826 | 658.0838 | 0 | 960.4659 | 0.10445 |  |  | 977.038 | 0.039716 | 1194.0181 | 0.40812 | 1345.7264 | 0.10982 |  |  |  |  | 1114.2895 | 0 | 1114.2828 | 0.0027161
| 836.9968 | 0.036628 | 658.3159 | -0.011817 | 658.3159 | 0.005167 | 836.3382 | 15.1972 | 658.3159 | -0.021105 | 839.7669 | 1.6001 | 836.9968 | 0.63481 | 658.316 | 0 | 960.5577 | 0.10505 |  |  | 977.33 | 0.041176 | 1194.0879 | 0.40893 | 1345.9484 | 0.10882 |  |  |  |  | 1114.3503 | 0 | 1114.3436 | 0.0027161
| 837.1635 | 0.03775 | 658.5481 | 0.013018 | 658.5481 | 0.0027912 | 836.5051 | 15.4046 | 658.5481 | 0.010334 | 839.9352 | 1.6092 | 837.1635 | 0.63667 | 658.5481 | 0 | 960.6496 | 0.10584 |  |  | 977.623 | 0.042176 | 1194.1577 | 0.40973 | 1346.1702 | 0.10784 |  |  |  |  | 1114.4111 | 0 | 1114.4044 | 0.0027089
| 837.3302 | 0.034706 | 658.7802 | -0.0028158 | 658.7802 | -0.00015184 | 836.672 | 15.2697 | 658.7802 | -0.026519 | 840.1034 | 1.6213 | 837.3302 | 0.64094 | 658.7802 | 0 | 960.7414 | 0.10618 |  |  | 977.916 | 0.042501 | 1194.2275 | 0.41053 | 1346.3922 | 0.10683 |  |  |  |  | 1114.4721 | 0 | 1114.4653 | 0.0026962
| 837.4969 | 0.033692 | 659.0124 | 0.013545 | 659.0124 | 0.016548 | 836.8389 | 15.3295 | 659.0124 | 0.026141 | 840.2717 | 1.6338 | 837.4969 | 0.64159 | 659.0124 | 0 | 960.8333 | 0.10643 |  |  | 978.208 | 0.042683 | 1194.2974 | 0.41133 | 1346.6143 | 0.10577 |  |  |  |  | 1114.5328 | 0 | 1114.5261 | 0.002678
| 837.6637 | 0.033318 | 659.2446 | -0.0071271 | 659.2446 | -0.0081087 | 837.0058 | 15.4623 | 659.2446 | -0.011297 | 840.44 | 1.6489 | 837.6637 | 0.64651 | 659.2446 | 0 | 960.9252 | 0.10753 |  |  | 978.502 | 0.043932 | 1194.3673 | 0.41212 | 1346.8364 | 0.10463 |  |  |  |  | 1114.5938 | 0 | 1114.587 | 0.0026541
| 837.8304 | 0.026644 | 659.4767 | 0.018297 | 659.4767 | 0.011164 | 837.1727 | 15.5262 | 659.4767 | 0.024614 | 840.6082 | 1.6605 | 837.8304 | 0.64782 | 659.4767 | 0 | 961.017 | 0.10839 |  |  | 978.795 | 0.045629 | 1194.4371 | 0.41291 | 1347.0586 | 0.1034 |  |  |  |  | 1114.6545 | 0 | 1114.648 | 0.0026279
| 837.9971 | 0.039031 | 659.7089 | -0.0099986 | 659.7089 | 0.010069 | 837.3397 | 15.5457 | 659.7089 | -0.017981 | 840.7765 | 1.677 | 837.9971 | 0.65208 | 659.7089 | 0 | 961.1089 | 0.10851 |  |  | 979.088 | 0.043965 | 1194.507 | 0.4137 | 1347.2809 | 0.10209 |  |  |  |  | 1114.7154 | 0 | 1114.7087 | 0.0026025
| 838.1638 | 0.027765 | 659.9411 | 0.012036 | 659.9411 | 0.0104 | 837.5066 | 15.6368 | 659.9411 | 0.02493 | 840.9448 | 1.6926 | 838.1638 | 0.65285 | 659.9411 | 0 | 961.2009 | 0.10863 |  |  | 979.382 | 0.047364 | 1194.5769 | 0.41448 | 1347.5032 | 0.10074 |  |  |  |  | 1114.7764 | 0 | 1114.7696 | 0.0025803
| 838.3306 | 0.028726 | 660.1733 | -0.0084739 | 660.1733 | 0.0026279 | 837.6735 | 15.589 | 660.1733 | -0.0054318 | 841.1131 | 1.7115 | 838.3306 | 0.65952 | 660.1733 | 0.0018107 | 961.2928 | 0.10889 |  |  | 979.676 | 0.047341 | 1194.6469 | 0.41526 | 1347.7256 | 0.099376 |  |  |  |  | 1114.8372 | 0 | 1114.8306 | 0.0025652
| 838.4973 | 0.042181 | 660.4056 | 0.010751 | 660.4056 | 0.00029664 | 837.8405 | 15.7573 | 660.4056 | 0.022383 | 841.2814 | 1.7262 | 838.4973 | 0.66214 | 660.4056 | 0 | 961.3848 | 0.10916 |  |  | 979.97 | 0.047932 | 1194.7167 | 0.41604 | 1347.9481 | 0.098047 |  |  |  |  | 1114.8981 | 0 | 1114.8914 | 0.002558
| 838.664 | 0.024882 | 660.6378 | -0.0020147 | 660.6378 | -0.0050726 | 838.0074 | 15.7268 | 660.6378 | -0.013992 | 841.4497 | 1.7442 | 838.664 | 0.6699 | 660.6378 | 0.0072409 | 961.4768 | 0.10963 |  |  | 980.264 | 0.047132 | 1194.7866 | 0.41681 | 1348.1707 | 0.096782 |  |  |  |  | 1114.959 | 0 | 1114.9523 | 0.0025604
| 838.8308 | 0.032837 | 660.87 | 0.013294 | 660.87 | 0.0055428 | 838.1743 | 15.8856 | 660.87 | 0.016366 | 841.618 | 1.7595 | 838.8308 | 0.67077 | 660.87 | 0 | 961.5688 | 0.11038 |  |  | 980.558 | 0.04854 | 1194.8566 | 0.41758 | 1348.3933 | 0.095592 |  |  |  |  | 1115.0199 | 0 | 1115.0132 | 0.0025699
| 838.9975 | 0.02344 | 661.1023 | -0.0087991 | 661.1023 | -0.0078056 | 838.3413 | 15.8181 | 661.1023 | -0.01369 | 841.7863 | 1.7756 | 838.9975 | 0.67766 | 661.1023 | 0 | 961.6608 | 0.11064 |  |  | 980.852 | 0.049004 | 1194.9265 | 0.41834 | 1348.616 | 0.094473 |  |  |  |  | 1115.0808 | 0 | 1115.0741 | 0.0025842
| 839.1642 | 0.031289 | 661.3346 | 0.02129 | 661.3346 | -0.0015473 | 838.5082 | 16.0244 | 661.3346 | 0.02489 | 841.9546 | 1.787 | 839.1642 | 0.67875 | 661.3346 | 0 | 961.7529 | 0.11096 |  |  | 981.147 | 0.049436 | 1194.9963 | 0.4191 | 1348.8389 | 0.093408 |  |  |  |  | 1115.1417 | 0 | 1115.135 | 0.0026017
| 839.331 | 0.025149 | 661.5668 | -0.0031349 | 661.5668 | -0.0097289 | 838.6752 | 15.854 | 661.5668 | -0.020414 | 842.1229 | 1.801 | 839.331 | 0.68619 | 661.5668 | 0 | 961.8449 | 0.1119 |  |  | 981.442 | 0.051705 | 1195.0663 | 0.41986 | 1349.0616 | 0.092374 |  |  |  |  | 1115.2026 | 0 | 1115.1959 | 0.0026184
| 839.4977 | 0.027765 | 661.7991 | 0.015917 | 661.7991 | 0.016726 | 838.8421 | 16.0531 | 661.7991 | 0.00958 | 842.2912 | 1.8158 | 839.4977 | 0.68837 | 661.7991 | 0 | 961.937 | 0.11236 |  |  | 981.737 | 0.051755 | 1195.1362 | 0.42061 | 1349.2845 | 0.091348 |  |  |  |  | 1115.2635 | 0 | 1115.2568 | 0.0026351
| 839.6645 | 0.024508 | 662.0314 | -0.0070521 | 662.0314 | -0.0056443 | 839.0091 | 16.0194 | 662.0314 | -0.014028 | 842.4595 | 1.8307 | 839.6645 | 0.69438 | 662.0314 | 0 | 962.0291 | 0.11309 |  |  | 982.032 | 0.052476 | 1195.2063 | 0.42136 | 1349.5076 | 0.090317 |  |  |  |  | 1115.3245 | 0 | 1115.3179 | 0.0026502
| 839.8312 | 0.036255 | 662.2637 | 0.017635 | 662.2637 | 0.014316 | 839.176 | 16.3426 | 662.2637 | 0.014479 | 842.6279 | 1.8434 | 839.8312 | 0.69449 | 662.2637 | 0 | 962.1212 | 0.1142 |  |  | 982.328 | 0.052676 | 1195.2762 | 0.42209 | 1349.7307 | 0.089269 |  |  |  |  | 1115.3855 | 0 | 1115.3788 | 0.0026645
| 839.998 | 0.027231 | 662.496 | -0.0038981 | 662.496 | -0.0030105 | 839.343 | 16.2166 | 662.496 | -0.015356 | 842.7962 | 1.8587 | 839.998 | 0.69843 | 662.496 | 0 | 962.2133 | 0.1142 |  |  | 982.623 | 0.052867 | 1195.3462 | 0.42283 | 1349.9539 | 0.088197 |  |  |  |  | 1115.4464 | 0 | 1115.4397 | 0.002678
| 840.1648 | 0.021785 | 662.7284 | 0.011049 | 662.7284 | -0.0039998 | 839.51 | 16.3604 | 662.7284 | 0.012688 | 842.9645 | 1.8748 | 840.1648 | 0.69941 | 662.7283 | 0 | 962.3054 | 0.114 |  |  | 982.919 | 0.05425 | 1195.4161 | 0.42356 | 1350.1771 | 0.087093 |  |  |  |  | 1115.5073 | 0 | 1115.5007 | 0.0026891
| 840.3315 | 0.024988 | 662.9607 | -0.0055597 | 662.9607 | 0.00067214 | 839.6769 | 16.2745 | 662.9607 | -0.016887 | 843.1329 | 1.8891 | 840.3315 | 0.70378 | 662.9607 | 0 | 962.3976 | 0.11422 |  |  | 983.215 | 0.055889 | 1195.4862 | 0.42429 | 1350.4004 | 0.085953 |  |  |  |  | 1115.5684 | 0 | 1115.5617 | 0.0026986
| 840.4983 | 0.028085 | 663.193 | 0.0095108 | 663.193 | 0.0058945 | 839.8439 | 16.4058 | 663.193 | -0.0024307 | 843.3012 | 1.9008 | 840.4983 | 0.70367 | 663.193 | 0 | 962.4898 | 0.11464 |  |  | 983.511 | 0.055653 | 1195.5561 | 0.42501 | 1350.6238 | 0.084773 |  |  |  |  | 1115.6293 | 0 | 1115.6226 | 0.0027042
| 840.6651 | 0.028833 | 663.4254 | -0.017583 | 663.4254 | -0.0051616 | 840.0109 | 16.4921 | 663.4254 | -0.01256 | 843.4696 | 1.9145 | 840.6651 | 0.70553 | 663.4254 | 0 | 962.582 | 0.11558 |  |  | 983.807 | 0.055612 | 1195.6262 | 0.42572 | 1350.8472 | 0.083559 |  |  |  |  | 1115.6903 | 0 | 1115.6836 | 0.0027074
| 840.8319 | 0.034653 | 663.6578 | 0.014426 | 663.6578 | 0.014872 | 840.1779 | 16.5539 | 663.6578 | 0.012134 | 843.6379 | 1.9275 | 840.8319 | 0.70586 | 663.6577 | 0 | 962.6742 | 0.11621 |  |  | 984.103 | 0.057851 | 1195.6962 | 0.42644 | 1351.0707 | 0.082328 |  |  |  |  | 1115.7512 | 0 | 1115.7445 | 0.0027074
| 840.9986 | 0.031983 | 663.8901 | -0.0060695 | 663.8901 | -0.0056344 | 840.3448 | 16.4603 | 663.8901 | -0.0040874 | 843.8063 | 1.94 | 840.9986 | 0.71111 | 663.8901 | 0 | 962.7664 | 0.11634 |  |  | 984.4 | 0.057218 | 1195.7662 | 0.42714 | 1351.2943 | 0.081105 |  |  |  |  | 1115.8123 | 0 | 1115.8055 | 0.0027074
| 841.1654 | 0.033638 | 664.1225 | 0.010809 | 664.1225 | -0.0011854 | 840.5118 | 16.6989 | 664.1225 | 0.017438 | 843.9746 | 1.9508 | 841.1654 | 0.7146 | 664.1225 | 0 | 962.8586 | 0.11681 |  |  | 984.697 | 0.058475 | 1195.8363 | 0.42784 | 1351.5179 | 0.07992 |  |  |  |  | 1115.8733 | 0 | 1115.8666 | 0.0027082
| 841.3322 | 0.024134 | 664.3549 | -0.0018995 | 664.3549 | -0.0060545 | 840.6788 | 16.5542 | 664.3549 | -0.029644 | 844.143 | 1.9657 | 841.3322 | 0.72018 | 664.3549 | 0 | 962.9509 | 0.1173 |  |  | 984.994 | 0.059743 | 1195.9062 | 0.42853 | 1351.7417 | 0.078803 |  |  |  |  | 1115.9342 | 0 | 1115.9276 | 0.0027113
| 841.499 | 0.02611 | 664.5873 | 0.014766 | 664.5873 | -0.0038876 | 840.8458 | 16.8706 | 664.5873 | -0.0016709 | 844.3114 | 1.982 | 841.499 | 0.72182 | 664.5873 | 0 | 963.0432 | 0.11787 |  |  | 985.291 | 0.06034 | 1195.9763 | 0.42922 | 1351.9656 | 0.077777 |  |  |  |  | 1115.9952 | 0 | 1115.9885 | 0.0027185
| 841.6658 | 0.02926 | 664.8197 | 0.0007326 | 664.8197 | -0.0037855 | 841.0128 | 16.8255 | 664.8197 | -0.019145 | 844.4797 | 1.9999 | 841.6658 | 0.72531 | 664.8197 | 0 | 963.1354 | 0.11824 |  |  | 985.588 | 0.061029 | 1196.0464 | 0.4299 | 1352.1895 | 0.076852 |  |  |  |  | 1116.0563 | 0 | 1116.0496 | 0.002728
| 841.8326 | 0.025629 | 665.0522 | 0.018671 | 665.0522 | 0.0040101 | 841.1798 | 16.8184 | 665.0522 | 0.015818 | 844.6481 | 2.0145 | 841.8326 | 0.7263 | 665.0522 | 0 | 963.2277 | 0.11816 |  |  | 985.886 | 0.061146 | 1196.1165 | 0.43058 | 1352.4135 | 0.076019 |  |  |  |  | 1116.1173 | 0 | 1116.1106 | 0.0027399
| 841.9994 | 0.027978 | 665.2846 | -0.00042648 | 665.2846 | -0.0097649 | 841.3468 | 16.9559 | 665.2846 | -0.015361 | 844.8165 | 2.0313 | 841.9994 | 0.73012 | 665.2846 | 0 | 963.3201 | 0.11891 |  |  | 986.184 | 0.062269 | 1196.1865 | 0.43125 | 1352.6375 | 0.075254 |  |  |  |  | 1116.1783 | 0 | 1116.1716 | 0.0027511
| 842.1662 | 0.027711 | 665.5171 | 0.015887 | 665.5171 | 0.0072697 | 841.5139 | 17.134 | 665.5171 | 0.0017883 | 844.9849 | 2.048 | 842.1662 | 0.73067 | 665.5171 | 0.0036213 | 963.4124 | 0.12034 |  |  | 986.481 | 0.062483 | 1196.2566 | 0.43191 | 1352.8616 | 0.074517 |  |  |  |  | 1116.2394 | 0 | 1116.2327 | 0.0027614
| 842.333 | 0.028833 | 665.7495 | -0.0083239 | 665.7495 | -0.010001 | 841.6809 | 17.175 | 665.7495 | -0.012251 | 845.1533 | 2.0637 | 842.333 | 0.73668 | 665.7495 | 0 | 963.5048 | 0.12142 |  |  | 986.779 | 0.064348 | 1196.3268 | 0.43257 | 1353.0858 | 0.073764 |  |  |  |  | 1116.3004 | 0 | 1116.2937 | 0.0027701
| 842.4998 | 0.027338 | 665.982 | 0.018832 | 665.982 | 0.011964 | 841.8479 | 17.0245 | 665.982 | 0.021357 | 845.3217 | 2.0742 | 842.4998 | 0.73898 | 665.982 | 0 | 963.5972 | 0.12193 |  |  | 987.078 | 0.065243 | 1196.3969 | 0.43322 | 1353.3101 | 0.072958 |  |  |  |  | 1116.3615 | 0 | 1116.3547 | 0.0027765
| 842.6666 | 0.024401 | 666.2145 | -0.0038242 | 666.2145 | -0.0013937 | 842.0149 | 17.3456 | 666.2145 | -0.017684 | 845.4901 | 2.0897 | 842.6666 | 0.74739 | 666.2145 | 0 | 963.6896 | 0.12215 |  |  | 987.376 | 0.065221 | 1196.4669 | 0.43386 | 1353.5344 | 0.072081 |  |  |  |  | 1116.4225 | 0 | 1116.4158 | 0.0027796
| 842.8334 | 0.030061 | 666.447 | 0.022213 | 666.447 | 0.0014944 | 842.1819 | 17.3166 | 666.447 | 0.013214 | 845.6585 | 2.1058 | 842.8334 | 0.75067 | 666.447 | 0 | 963.782 | 0.12234 |  |  | 987.675 | 0.066204 | 1196.5371 | 0.4345 | 1353.7588 | 0.07114 |  |  |  |  | 1116.4835 | 0 | 1116.4769 | 0.0027796
| 843.0002 | 0.032944 | 666.6795 | -0.0017299 | 666.6795 | -0.00014173 | 842.349 | 17.3461 | 666.6795 | -0.011808 | 845.8269 | 2.124 | 843.0002 | 0.75985 | 666.6795 | 0 | 963.8745 | 0.12252 |  |  | 987.973 | 0.066984 | 1196.6072 | 0.43513 | 1353.9833 | 0.070164 |  |  |  |  | 1116.5447 | 0 | 1116.538 | 0.0027781
| 843.1671 | 0.025469 | 666.912 | 0.015862 | 666.912 | 0.0050651 | 842.516 | 17.5478 | 666.912 | -0.0021045 | 845.9953 | 2.1392 | 843.1671 | 0.76346 | 666.912 | 0 | 963.9669 | 0.12289 |  |  | 988.272 | 0.068118 | 1196.6774 | 0.43576 | 1354.2079 | 0.069194 |  |  |  |  | 1116.6057 | 0 | 1116.599 | 0.0027733
| 843.3339 | 0.019702 | 667.1445 | -0.00026181 | 667.1445 | -0.0063632 | 842.683 | 17.4666 | 667.1445 | -0.0087887 | 846.1638 | 2.1601 | 843.3339 | 0.77035 | 667.1445 | 0 | 964.0594 | 0.12329 |  |  | 988.572 | 0.068978 | 1196.7474 | 0.43638 | 1354.4325 | 0.068268 |  |  |  |  | 1116.6669 | 0 | 1116.6602 | 0.0027669
| 843.5007 | 0.024775 | 667.377 | 0.014766 | 667.377 | 0.0057872 | 842.8501 | 17.4194 | 667.377 | 0.01788 | 846.3322 | 2.179 | 843.5007 | 0.77067 | 667.377 | 0 | 964.1519 | 0.12392 |  |  | 988.871 | 0.069832 | 1196.8176 | 0.43699 | 1354.6572 | 0.067405 |  |  |  |  | 1116.7279 | 0 | 1116.7212 | 0.002759
| 843.6675 | 0.030061 | 667.6096 | -0.0032599 | 667.6096 | -0.0081309 | 843.0171 | 17.5861 | 667.6096 | -0.011433 | 846.5006 | 2.2002 | 843.6675 | 0.77242 | 667.6096 | 0 | 964.2444 | 0.12499 |  |  | 989.17 | 0.070501 | 1196.8878 | 0.4376 | 1354.882 | 0.066598 |  |  |  |  | 1116.7889 | 0 | 1116.7823 | 0.0027511
| 843.8344 | 0.030061 | 667.8421 | 0.015639 | 667.8421 | 0.0083035 | 843.1842 | 17.8003 | 667.8421 | 0.014932 | 846.6691 | 2.2179 | 843.8344 | 0.77144 | 667.8421 | 0 | 964.337 | 0.12622 |  |  | 989.47 | 0.071462 | 1196.9579 | 0.4382 | 1355.1068 | 0.065815 |  |  |  |  | 1116.8501 | 0 | 1116.8434 | 0.0027439
| 844.0012 | 0.023654 | 668.0747 | -0.0041471 | 668.0747 | -0.0011077 | 843.3512 | 17.8005 | 668.0747 | -0.023418 | 846.8375 | 2.2398 | 844.0012 | 0.77592 | 668.0747 | 0 | 964.4295 | 0.12689 |  |  | 989.77 | 0.07152 | 1197.0281 | 0.43879 | 1355.3318 | 0.065009 |  |  |  |  | 1116.9113 | 0 | 1116.9045 | 0.0027375
| 844.168 | 0.03556 | 668.3072 | 0.020793 | 668.3072 | 0.0082931 | 843.5183 | 17.949 | 668.3072 | 0.012587 | 847.0059 | 2.2604 | 844.168 | 0.77909 | 668.3072 | 0 | 964.5221 | 0.12678 |  |  | 990.07 | 0.07365 | 1197.0983 | 0.43937 | 1355.5568 | 0.064141 |  |  |  |  | 1116.9723 | 0 | 1116.9656 | 0.0027328
| 844.3349 | 0.028833 | 668.5398 | 0.0019308 | 668.5398 | -0.0085876 | 843.6853 | 18.0838 | 668.5398 | -0.022744 | 847.1744 | 2.2822 | 844.3349 | 0.78456 | 668.5398 | 0 | 964.6147 | 0.12693 |  |  | 990.37 | 0.075461 | 1197.1685 | 0.43995 | 1355.7819 | 0.063189 |  |  |  |  | 1117.0334 | 0 | 1117.0267 | 0.0027296
| 844.5017 | 0.025469 | 668.7724 | 0.022344 | 668.7724 | 0.005168 | 843.8524 | 18.2265 | 668.7724 | 0.016654 | 847.3428 | 2.2969 | 844.5017 | 0.78652 | 668.7724 | 0.0018107 | 964.7073 | 0.12734 |  |  | 990.671 | 0.07593 | 1197.2387 | 0.44053 | 1356.0071 | 0.062168 |  |  |  |  | 1117.0946 | 0 | 1117.0879 | 0.0027256
| 844.6686 | 0.020343 | 669.005 | -0.0037769 | 669.005 | -0.011411 | 844.0195 | 18.3342 | 669.005 | -0.017559 | 847.5113 | 2.3146 | 844.6686 | 0.79133 | 669.005 | 0 | 964.7999 | 0.12761 |  |  | 990.971 | 0.076815 | 1197.3088 | 0.44109 | 1356.2323 | 0.061123 |  |  |  |  | 1117.1558 | 0 | 1117.149 | 0.0027209
| 844.8355 | 0.030595 | 669.2376 | 0.014607 | 669.2376 | 0.0098752 | 844.1866 | 18.5713 | 669.2376 | 0.022919 | 847.6798 | 2.33 | 844.8355 | 0.79428 | 669.2376 | 0 | 964.8925 | 0.1284 |  |  | 991.272 | 0.077627 | 1197.3791 | 0.44165 | 1356.4576 | 0.060116 |  |  |  |  | 1117.2169 | 0 | 1117.2102 | 0.0027145
| 845.0023 | 0.022052 | 669.4703 | 0.0032069 | 669.4703 | -0.0078899 | 844.3536 | 18.3749 | 669.4703 | -0.027456 | 847.8482 | 2.3438 | 845.0023 | 0.79855 | 669.4703 | 0 | 964.9852 | 0.12914 |  |  | 991.573 | 0.079541 | 1197.4493 | 0.4422 | 1356.683 | 0.05921 |  |  |  |  | 1117.2779 | 0 | 1117.2714 | 0.0027066
| 845.1692 | 0.018688 | 669.7029 | 0.025475 | 669.7029 | 0.00082974 | 844.5207 | 18.6632 | 669.7029 | 0.011907 | 848.0167 | 2.3558 | 845.1692 | 0.80019 | 669.7029 | 0 | 965.0778 | 0.12926 |  |  | 991.874 | 0.079704 | 1197.5195 | 0.44274 | 1356.9084 | 0.058441 |  |  |  |  | 1117.3391 | 0 | 1117.3325 | 0.0026994
| 845.336 | 0.023066 | 669.9355 | -0.00077172 | 669.9355 | -0.00067473 | 844.6878 | 18.6399 | 669.9355 | -0.0077997 | 848.1852 | 2.3749 | 845.336 | 0.80368 | 669.9355 | 0 | 965.1705 | 0.12982 |  |  | 992.175 | 0.079716 | 1197.5898 | 0.44328 | 1357.134 | 0.057815 |  |  |  |  | 1117.4004 | 0 | 1117.3937 | 0.0026939
| 845.5029 | 0.036628 | 670.1682 | 0.021159 | 670.1682 | -0.0027493 | 844.8549 | 18.8713 | 670.1682 | 0.011512 | 848.3537 | 2.391 | 845.5029 | 0.80718 | 670.1682 | 0 | 965.2632 | 0.13083 |  |  | 992.477 | 0.082729 | 1197.66 | 0.44381 | 1357.3596 | 0.057301 |  |  |  |  | 1117.4615 | 0 | 1117.4548 | 0.0026939
| 845.6698 | 0.02344 | 670.4009 | -0.00045791 | 670.4009 | -0.016089 | 845.022 | 18.8298 | 670.4009 | -0.013224 | 848.5222 | 2.4096 | 845.6698 | 0.81308 | 670.4009 | 0 | 965.356 | 0.1316 |  |  | 992.779 | 0.083318 | 1197.7304 | 0.44434 | 1357.5853 | 0.056852 |  |  |  |  | 1117.5227 | 0 | 1117.516 | 0.002701
| 845.8366 | 0.025896 | 670.6335 | 0.018773 | 670.6335 | 0.0042767 | 845.1891 | 18.971 | 670.6335 | 0.0077423 | 848.6907 | 2.4261 | 845.8366 | 0.81702 | 670.6335 | 0 | 965.4487 | 0.13168 |  |  | 993.08 | 0.083724 | 1197.8005 | 0.44485 | 1357.811 | 0.056414 |  |  |  |  | 1117.5839 | 0 | 1117.5772 | 0.0027185
| 846.0035 | 0.025629 | 670.8662 | 0.0044543 | 670.8662 | -0.0080236 | 845.3562 | 19.0709 | 670.8662 | -0.015527 | 848.8591 | 2.4442 | 846.0035 | 0.8227 | 670.8662 | 0 | 965.5415 | 0.13159 |  |  | 993.382 | 0.085081 | 1197.8709 | 0.44537 | 1358.0369 | 0.055951 |  |  |  |  | 1117.645 | 0 | 1117.6383 | 0.0027455
| 846.1704 | 0.028459 | 671.0989 | 0.020559 | 671.0989 | -0.0014082 | 845.5233 | 19.1932 | 671.0989 | 0.0074179 | 849.0276 | 2.4601 | 846.1704 | 0.82565 | 671.0989 | 0 | 965.6343 | 0.13228 |  |  | 993.685 | 0.088004 | 1197.9412 | 0.44587 | 1358.2628 | 0.055444 |  |  |  |  | 1117.7063 | 0 | 1117.6996 | 0.0027804
| 846.3373 | 0.021411 | 671.3316 | 0.00010408 | 671.3316 | 0.0077075 | 845.6904 | 19.3839 | 671.3316 | -0.013221 | 849.1961 | 2.4796 | 846.3373 | 0.83123 | 671.3316 | 0 | 965.7271 | 0.13334 |  |  | 993.987 | 0.087488 | 1198.0113 | 0.44637 | 1358.4888 | 0.054894 |  |  |  |  | 1117.7675 | 0 | 1117.7607 | 0.002821
| 846.5041 | 0.024988 | 671.5643 | 0.01938 | 671.5643 | -0.00062014 | 845.8575 | 19.56 | 671.5643 | 0.014312 | 849.3646 | 2.4969 | 846.5041 | 0.83451 | 671.5643 | 0 | 965.8198 | 0.13388 |  |  | 994.29 | 0.089488 | 1198.0817 | 0.44686 | 1358.7148 | 0.054313 |  |  |  |  | 1117.8286 | 0 | 1117.822 | 0.0028623
| 846.671 | 0.026537 | 671.7971 | 0.0088908 | 671.7971 | -0.0078645 | 846.0246 | 19.676 | 671.7971 | -0.022034 | 849.5332 | 2.5208 | 846.671 | 0.84292 | 671.7971 | 0 | 965.9126 | 0.1339 |  |  | 994.593 | 0.091043 | 1198.152 | 0.44734 | 1358.9409 | 0.053719 |  |  |  |  | 1117.8899 | 0 | 1117.8832 | 0.0029012
| 846.8379 | 0.022532 | 672.0298 | 0.03275 | 672.0298 | 0.0046999 | 846.1917 | 19.9434 | 672.0298 | 0.016424 | 849.7017 | 2.5442 | 846.8379 | 0.84806 | 672.0298 | 0 | 966.0055 | 0.13446 |  |  | 994.896 | 0.091069 | 1198.2223 | 0.44781 | 1359.1672 | 0.053127 |  |  |  |  | 1117.951 | 0 | 1117.9445 | 0.0029322
| 847.0048 | 0.02344 | 672.2625 | 0.0083758 | 672.2625 | -0.0060241 | 846.3588 | 19.9729 | 672.2625 | -0.018861 | 849.8702 | 2.5704 | 847.0048 | 0.85604 | 672.2625 | 0 | 966.0983 | 0.13507 |  |  | 995.199 | 0.09219 | 1198.2926 | 0.44828 | 1359.3934 | 0.052546 |  |  |  |  | 1118.0123 | 0 | 1118.0056 | 0.0029544
| 847.1717 | 0.02376 | 672.4953 | 0.020917 | 672.4953 | -0.015373 | 846.526 | 20.3253 | 672.4953 | 0.01442 | 850.0387 | 2.5917 | 847.1717 | 0.85888 | 672.4953 | 0 | 966.1912 | 0.13489 |  |  | 995.502 | 0.09474 | 1198.3629 | 0.44874 | 1359.6199 | 0.051979 |  |  |  |  | 1118.0736 | 0 | 1118.0669 | 0.0029663
| 847.3386 | 0.021037 | 672.7281 | 0.014809 | 672.7281 | -0.021264 | 846.6931 | 20.3856 | 672.7281 | -0.014182 | 850.2073 | 2.6153 | 847.3386 | 0.86456 | 672.7281 | 0 | 966.2841 | 0.13562 |  |  | 995.806 | 0.093948 | 1198.4334 | 0.4492 | 1359.8463 | 0.051419 |  |  |  |  | 1118.1348 | 0 | 1118.1282 | 0.0029679
| 847.5055 | 0.024134 | 672.9608 | 0.0214 | 672.9608 | 0.0092537 | 846.8602 | 20.5371 | 672.9608 | 0.018272 | 850.3758 | 2.6345 | 847.5055 | 0.86806 | 672.9608 | 0 | 966.3771 | 0.13695 |  |  | 996.109 | 0.095785 | 1198.5037 | 0.44965 | 1360.0728 | 0.050857 |  |  |  |  | 1118.196 | 0 | 1118.1893 | 0.0029616
| 847.6724 | 0.027498 | 673.1936 | 0.0052786 | 673.1936 | -0.011873 | 847.0273 | 20.6563 | 673.1936 | -0.004038 | 850.5443 | 2.6556 | 847.6724 | 0.87309 | 673.1936 | 0 | 966.47 | 0.13729 |  |  | 996.413 | 0.096039 | 1198.574 | 0.45009 | 1360.2993 | 0.050281 |  |  |  |  | 1118.2573 | 0 | 1118.2506 | 0.0029481
| 847.8393 | 0.023173 | 673.4264 | 0.034233 | 673.4264 | 0.0034486 | 847.1945 | 20.9321 | 673.4264 | 0.028993 | 850.7129 | 2.6692 | 847.8393 | 0.87735 | 673.4264 | 0 | 966.563 | 0.13767 |  |  | 996.717 | 0.098976 | 1198.6444 | 0.45052 | 1360.526 | 0.049682 |  |  |  |  | 1118.3186 | 0 | 1118.3119 | 0.0029306
| 848.0062 | 0.021892 | 673.6592 | 0.0098146 | 673.6592 | -0.0054236 | 847.3616 | 21.0528 | 673.6592 | -0.015437 | 850.8814 | 2.6862 | 848.0062 | 0.88183 | 673.6592 | 0 | 966.6559 | 0.13816 |  |  | 997.022 | 0.09995 | 1198.7147 | 0.45095 | 1360.7528 | 0.04906 |  |  |  |  | 1118.3799 | 0 | 1118.3732 | 0.0029115
| 848.1731 | 0.023173 | 673.892 | 0.036259 | 673.892 | 0.0084161 | 847.5288 | 21.3087 | 673.892 | 0.019569 | 851.05 | 2.7047 | 848.1731 | 0.88271 | 673.8921 | 0 | 966.749 | 0.13875 |  |  | 997.326 | 0.10089 | 1198.7852 | 0.45137 | 1360.9796 | 0.048423 |  |  |  |  | 1118.4412 | 0 | 1118.4344 | 0.002894
| 848.3401 | 0.033051 | 674.1249 | 0.015981 | 674.1249 | -0.0066421 | 847.6959 | 21.4232 | 674.1249 | -0.021889 | 851.2185 | 2.7261 | 848.3401 | 0.88522 | 674.1249 | 0 | 966.8419 | 0.13952 |  |  | 997.631 | 0.10204 | 1198.8555 | 0.45179 | 1361.2064 | 0.047788 |  |  |  |  | 1118.5024 | 0 | 1118.4957 | 0.0028782
| 848.507 | 0.026483 | 674.3577 | 0.028558 | 674.3577 | 0.00092409 | 847.8631 | 21.5988 | 674.3577 | 0.0053986 | 851.3871 | 2.7434 | 848.507 | 0.88708 | 674.3577 | 0 | 966.935 | 0.13959 |  |  | 997.935 | 0.10389 | 1198.9259 | 0.4522 | 1361.4335 | 0.047177 |  |  |  |  | 1118.5637 | 0 | 1118.557 | 0.0028647
| 848.6739 | 0.029847 | 674.5906 | 0.020209 | 674.5906 | -0.00033538 | 848.0302 | 21.8349 | 674.5906 | -0.022764 | 851.5557 | 2.764 | 848.6739 | 0.89407 | 674.5906 | 0 | 967.028 | 0.1395 |  |  | 998.24 | 0.10493 | 1198.9963 | 0.4526 | 1361.6605 | 0.046612 |  |  |  |  | 1118.625 | 0 | 1118.6183 | 0.0028527
| 848.8408 | 0.021518 | 674.8234 | 0.033903 | 674.8234 | 0.0067452 | 848.1974 | 22.1494 | 674.8234 | 0.0037447 | 851.7242 | 2.7836 | 848.8408 | 0.89877 | 674.8234 | 0 | 967.1211 | 0.14005 |  |  | 998.546 | 0.10666 | 1199.0668 | 0.45299 | 1361.8876 | 0.046109 |  |  |  |  | 1118.6863 | 0 | 1118.6796 | 0.0028384
| 849.0078 | 0.029634 | 675.0563 | 0.017997 | 675.0563 | -0.010315 | 848.3646 | 22.1254 | 675.0563 | -0.016665 | 851.8928 | 2.8018 | 849.0078 | 0.90741 | 675.0563 | 0 | 967.2142 | 0.14064 |  |  | 998.851 | 0.10742 | 1199.1372 | 0.45338 | 1362.1147 | 0.045673 |  |  |  |  | 1118.7477 | 0 | 1118.741 | 0.0028202
| 849.1747 | 0.018101 | 675.2892 | 0.031904 | 675.2892 | 0.0073425 | 848.5317 | 22.4145 | 675.2892 | 0.0016728 | 852.0614 | 2.8152 | 849.1747 | 0.9132 | 675.2892 | 0 | 967.3073 | 0.14056 |  |  | 999.157 | 0.10884 | 1199.2076 | 0.45377 | 1362.342 | 0.045295 |  |  |  |  | 1118.809 | 0 | 1118.8022 | 0.0027963
| 849.3416 | 0.027711 | 675.522 | 0.014661 | 675.522 | -0.0012511 | 848.6989 | 22.4291 | 675.522 | -0.027135 | 852.23 | 2.8301 | 849.3416 | 0.9214 | 675.5221 | 0.0072427 | 967.4004 | 0.14087 |  |  | 999.462 | 0.1104 | 1199.2781 | 0.45414 | 1362.5695 | 0.044955 |  |  |  |  | 1118.8702 | 0 | 1118.8635 | 0.0027669
| 849.5086 | 0.030435 | 675.7549 | 0.037963 | 675.7549 | -0.0080743 | 848.8661 | 22.7296 | 675.7549 | 0.012711 | 852.3986 | 2.8462 | 849.5086 | 0.92468 | 675.755 | 0 | 967.4935 | 0.14207 |  |  | 999.768 | 0.11098 | 1199.3485 | 0.45451 | 1362.7969 | 0.04462 |  |  |  |  | 1118.9316 | 0 | 1118.9249 | 0.0027336
| 849.6755 | 0.023654 | 675.9879 | 0.01363 | 675.9879 | -0.0075069 | 849.0333 | 22.9628 | 675.9879 | -0.014125 | 852.5672 | 2.8637 | 849.6755 | 0.932 | 675.9879 | 0 | 967.5867 | 0.14306 |  |  | 1000.074 | 0.11281 | 1199.4189 | 0.45488 | 1363.0243 | 0.044258 |  |  |  |  | 1118.9929 | 0 | 1118.9862 | 0.0027002
| 849.8425 | 0.02659 | 676.2208 | 0.03716 | 676.2208 | 0.005041 | 849.2004 | 23.0729 | 676.2208 | 0.018764 | 852.7358 | 2.8783 | 849.8425 | 0.93758 | 676.2208 | 0 | 967.6799 | 0.14354 |  |  | 1000.381 | 0.11331 | 1199.4894 | 0.45523 | 1363.252 | 0.043836 |  |  |  |  | 1119.0543 | 0 | 1119.0476 | 0.0026716
| 850.0094 | 0.018047 | 676.4537 | 0.02224 | 676.4537 | -0.0046431 | 849.3676 | 23.1777 | 676.4537 | -0.0093045 | 852.9044 | 2.8986 | 850.0094 | 0.94479 | 676.4537 | 0 | 967.7731 | 0.14395 |  |  | 1000.687 | 0.1165 | 1199.5598 | 0.45558 | 1363.4796 | 0.04334 |  |  |  |  | 1119.1156 | 0 | 1119.1089 | 0.0026502
| 850.1764 | 0.028352 | 676.6866 | 0.043086 | 676.6866 | 0.0067347 | 849.5348 | 23.5382 | 676.6866 | 0.017445 | 853.073 | 2.9204 | 850.1764 | 0.94818 | 676.6866 | 0 | 967.8663 | 0.14458 |  |  | 1000.994 | 0.11683 | 1199.6304 | 0.45593 | 1363.7073 | 0.04277 |  |  |  |  | 1119.177 | 0 | 1119.1703 | 0.0026382
| 850.3433 | 0.023387 | 676.9196 | 0.015991 | 676.9196 | -0.010537 | 849.702 | 23.5685 | 676.9196 | -0.013298 | 853.2416 | 2.9428 | 850.3433 | 0.95244 | 676.9196 | 0 | 967.9595 | 0.14512 |  |  | 1001.301 | 0.11874 | 1199.7008 | 0.45627 | 1363.9351 | 0.042152 |  |  |  |  | 1119.2384 | 0 | 1119.2317 | 0.0026343
| 850.5103 | 0.030969 | 677.1525 | 0.034244 | 677.1525 | 0.01106 | 849.8692 | 23.8413 | 677.1525 | 0.0091858 | 853.4102 | 2.9618 | 850.5103 | 0.95572 | 677.1526 | 0 | 968.0527 | 0.14555 |  |  | 1001.608 | 0.12029 | 1199.7714 | 0.4566 | 1364.163 | 0.041525 |  |  |  |  | 1119.2997 | 0 | 1119.2931 | 0.002639
| 850.6772 | 0.02328 | 677.3855 | 0.019187 | 677.3855 | -0.0097786 | 850.0364 | 24.0158 | 677.3855 | -0.0081496 | 853.5788 | 2.9841 | 850.6772 | 0.96337 | 677.3855 | 0 | 968.146 | 0.14603 |  |  | 1001.915 | 0.12124 | 1199.8418 | 0.45693 | 1364.3909 | 0.040935 |  |  |  |  | 1119.3611 | 0 | 1119.3544 | 0.0026502
| 850.8442 | 0.030969 | 677.6185 | 0.041357 | 677.6185 | 0.0061013 | 850.2036 | 24.1784 | 677.6185 | 0.014675 | 853.7474 | 3.0063 | 850.8442 | 0.96588 | 677.6185 | 0.0090425 | 968.2393 | 0.14625 |  |  | 1002.223 | 0.12294 | 1199.9124 | 0.45725 | 1364.6189 | 0.040421 |  |  |  |  | 1119.4225 | 0 | 1119.4158 | 0.002666
| 851.0112 | 0.015858 | 677.8515 | 0.0124 | 677.8515 | 0.0049044 | 850.3708 | 24.4118 | 677.8515 | -0.011098 | 853.9161 | 3.0283 | 851.0112 | 0.96938 | 677.8515 | 0 | 968.3326 | 0.14644 |  |  | 1002.53 | 0.12459 | 1199.9829 | 0.45757 | 1364.847 | 0.040002 |  |  |  |  | 1119.4839 | 0 | 1119.4772 | 0.0026867
| 851.1781 | 0.027978 | 678.0845 | 0.043132 | 678.0845 | -0.0020034 | 850.538 | 24.5112 | 678.0845 | 0.0086134 | 854.0847 | 3.048 | 851.1781 | 0.96829 | 678.0845 | 0.0036232 | 968.4259 | 0.14727 |  |  | 1002.838 | 0.12628 | 1200.0533 | 0.45788 | 1365.0752 | 0.039669 |  |  |  |  | 1119.5453 | 0 | 1119.5386 | 0.0027097
| 851.3451 | 0.02627 | 678.3175 | 0.021243 | 678.3175 | -0.00087775 | 850.7052 | 24.6544 | 678.3175 | -0.014121 | 854.2533 | 3.0708 | 851.3451 | 0.97364 | 678.3175 | 0 | 968.5192 | 0.14864 |  |  | 1003.146 | 0.12745 | 1200.1239 | 0.45818 | 1365.3035 | 0.039388 |  |  |  |  | 1119.6067 | 0 | 1119.6 | 0.002736
| 851.5121 | 0.020824 | 678.5505 | 0.048644 | 678.5505 | 0.0052503 | 850.8725 | 24.8315 | 678.5505 | 0.028602 | 854.422 | 3.0916 | 851.5121 | 0.97725 | 678.5505 | 0 | 968.6126 | 0.14947 |  |  | 1003.454 | 0.12911 | 1200.1945 | 0.45848 | 1365.5319 | 0.039108 |  |  |  |  | 1119.6681 | 0 | 1119.6614 | 0.0027638
| 851.6791 | 0.018314 | 678.7835 | 0.024699 | 678.7835 | -0.0049966 | 851.0397 | 24.9257 | 678.7835 | -0.019791 | 854.5906 | 3.1137 | 851.6791 | 0.98436 | 678.7835 | 0.0036213 | 968.7059 | 0.14947 |  |  | 1003.763 | 0.13168 | 1200.265 | 0.45877 | 1365.7603 | 0.03878 |  |  |  |  | 1119.7295 | 0 | 1119.7228 | 0.0027908
| 851.8461 | 0.013028 | 679.0166 | 0.042601 | 679.0166 | -0.0017839 | 851.2069 | 25.0126 | 679.0166 | 0.015535 | 854.7593 | 3.1334 | 851.8461 | 0.98938 | 679.0166 | 0.0036213 | 968.7993 | 0.14949 |  |  | 1004.071 | 0.13414 | 1200.3356 | 0.45906 | 1365.9888 | 0.038364 |  |  |  |  | 1119.7909 | 0 | 1119.7843 | 0.0028146
| 852.013 | 0.02344 | 679.2496 | 0.015728 | 679.2496 | -0.0063736 | 851.3741 | 25.0973 | 679.2496 | -0.0075716 | 854.9279 | 3.1561 | 852.013 | 0.99594 | 679.2496 | 0 | 968.8927 | 0.15002 |  |  | 1004.38 | 0.13583 | 1200.4061 | 0.45934 | 1366.2173 | 0.037843 |  |  |  |  | 1119.8524 | 0 | 1119.8457 | 0.0028321
| 852.18 | 0.023867 | 679.4827 | 0.037762 | 679.4827 | -0.0030096 | 851.5414 | 25.2802 | 679.4827 | 0.0068435 | 855.0966 | 3.1809 | 852.18 | 0.99813 | 679.4827 | 0 | 968.9861 | 0.15064 |  |  | 1004.689 | 0.13682 | 1200.4767 | 0.45962 | 1366.4459 | 0.037221 |  |  |  |  | 1119.9138 | 0 | 1119.9071 | 0.00284
| 852.347 | 0.022159 | 679.7158 | 0.029584 | 679.7158 | -0.003606 | 851.7086 | 25.2575 | 679.7158 | -0.0038961 | 855.2653 | 3.2058 | 852.347 | 0.99911 | 679.7158 | 0 | 969.0795 | 0.15112 |  |  | 1004.998 | 0.1392 | 1200.5474 | 0.45989 | 1366.6747 | 0.036526 |  |  |  |  | 1119.9752 | 0 | 1119.9685 | 0.0028345
| 852.514 | 0.024027 | 679.9488 | 0.046566 | 679.9488 | 0.000409 | 851.8759 | 25.6063 | 679.9488 | 0.024852 | 855.4339 | 3.2213 | 852.514 | 0.9978 | 679.9488 | 0 | 969.173 | 0.15148 |  |  | 1005.308 | 0.14077 | 1200.6179 | 0.46016 | 1366.9034 | 0.035803 |  |  |  |  | 1120.0367 | 0 | 1120.03 | 0.0028162
| 852.681 | 0.020343 | 680.1819 | 0.028098 | 680.1819 | 0.001943 | 852.0431 | 25.4667 | 680.1819 | -0.021293 | 855.6026 | 3.2405 | 852.681 | 1.0017 | 680.1819 | 0 | 969.2665 | 0.15206 |  |  | 1005.617 | 0.14257 | 1200.6885 | 0.46042 | 1367.1323 | 0.035106 |  |  |  |  | 1120.0981 | 0 | 1120.0914 | 0.002786
| 852.848 | 0.027498 | 680.415 | 0.046664 | 680.415 | 0.0030424 | 852.2104 | 25.6595 | 680.415 | 0.017833 | 855.7713 | 3.2595 | 852.848 | 1.0044 | 680.415 | 0 | 969.36 | 0.15289 |  |  | 1005.927 | 0.14439 | 1200.7592 | 0.46067 | 1367.3612 | 0.034492 |  |  |  |  | 1120.1597 | 0 | 1120.1529 | 0.0027463
| 853.015 | 0.021945 | 680.6481 | 0.028025 | 680.6481 | 0.0076896 | 852.3776 | 25.7865 | 680.6481 | -0.026825 | 855.94 | 3.2771 | 853.015 | 1.0123 | 680.6481 | 0 | 969.4535 | 0.15293 |  |  | 1006.237 | 0.14665 | 1200.8297 | 0.46093 | 1367.5903 | 0.034009 |  |  |  |  | 1120.2211 | 0 | 1120.2144 | 0.0027026
| 853.182 | 0.018047 | 680.8813 | 0.063869 | 680.8813 | 0.016806 | 852.5449 | 25.8008 | 680.8813 | 0.025021 | 856.1087 | 3.291 | 853.182 | 1.0162 | 680.8813 | 0 | 969.5471 | 0.15273 |  |  | 1006.547 | 0.14864 | 1200.9004 | 0.46117 | 1367.8193 | 0.03369 |  |  |  |  | 1120.2826 | 0 | 1120.2759 | 0.0026605
| 853.349 | 0.023013 | 681.1144 | 0.022161 | 681.1144 | 0.00065271 | 852.7121 | 25.8919 | 681.1144 | -0.025677 | 856.2773 | 3.311 | 853.349 | 1.0261 | 681.1144 | 0 | 969.6406 | 0.15351 |  |  | 1006.857 | 0.15169 | 1200.9711 | 0.46141 | 1368.0486 | 0.033539 |  |  |  |  | 1120.3441 | 0 | 1120.3374 | 0.0026255
| 853.516 | 0.022425 | 681.3475 | 0.053187 | 681.3475 | 0.0038755 | 852.8794 | 25.9365 | 681.3475 | 0.0081748 | 856.446 | 3.3287 | 853.516 | 1.0342 | 681.3475 | 0 | 969.7341 | 0.15456 |  |  | 1007.168 | 0.15287 | 1201.0416 | 0.46165 | 1368.2778 | 0.033532 |  |  |  |  | 1120.4056 | 0 | 1120.3989 | 0.0026017
| 853.6831 | 0.022052 | 681.5807 | 0.033393 | 681.5807 | -0.0076029 | 853.0467 | 25.7589 | 681.5807 | -0.011786 | 856.6147 | 3.3494 | 853.6831 | 1.0459 | 681.5807 | 0 | 969.8278 | 0.15506 |  |  | 1007.478 | 0.15471 | 1201.1123 | 0.46188 | 1368.5072 | 0.033621 |  |  |  |  | 1120.467 | 0 | 1120.4603 | 0.002593
| 853.8501 | 0.027605 | 681.8138 | 0.050486 | 681.8138 | 0.0063796 | 853.2139 | 26.0852 | 681.8138 | 0.012833 | 856.7834 | 3.3686 | 853.8501 | 1.0498 | 681.8138 | 0 | 969.9213 | 0.15504 |  |  | 1007.789 | 0.15637 | 1201.183 | 0.4621 | 1368.7366 | 0.03374 |  |  |  |  | 1120.5286 | 0 | 1120.5219 | 0.0025977
| 854.0171 | 0.028726 | 682.047 | 0.039599 | 682.047 | 0.0035334 | 853.3812 | 25.7589 | 682.047 | -0.039473 | 856.9521 | 3.3937 | 854.0171 | 1.0553 | 682.047 | 0 | 970.015 | 0.15514 |  |  | 1008.1 | 0.15931 | 1201.2537 | 0.46232 | 1368.9661 | 0.033821 |  |  |  |  | 1120.5901 | 0 | 1120.5834 | 0.0026152
| 854.1841 | 0.025522 | 682.2802 | 0.053588 | 682.2802 | 0.0041386 | 853.5485 | 25.9819 | 682.2802 | 0.017383 | 857.1209 | 3.42 | 854.1841 | 1.0573 | 682.2802 | 0 | 970.1086 | 0.15573 |  |  | 1008.412 | 0.16118 | 1201.3243 | 0.46254 | 1369.1956 | 0.033808 |  |  |  |  | 1120.6516 | 0 | 1120.6449 | 0.002639
| 854.3511 | 0.021037 | 682.5134 | 0.02943 | 682.5134 | -0.0092441 | 853.7158 | 26.0166 | 682.5134 | -0.02541 | 857.2896 | 3.4476 | 854.3511 | 1.0653 | 682.5134 | 0.0072427 | 970.2023 | 0.15617 |  |  | 1008.723 | 0.16369 | 1201.395 | 0.46275 | 1369.4253 | 0.033668 |  |  |  |  | 1120.7131 | 0 | 1120.7064 | 0.0026645
| 854.5182 | 0.026857 | 682.7466 | 0.057669 | 682.7466 | 0.012302 | 853.8831 | 26.0674 | 682.7466 | 0.0059198 | 857.4583 | 3.4692 | 854.5182 | 1.0728 | 682.7466 | 0.0090425 | 970.296 | 0.1564 |  |  | 1009.035 | 0.16622 | 1201.4657 | 0.46296 | 1369.6549 | 0.033395 |  |  |  |  | 1120.7747 | 0 | 1120.7679 | 0.0026859
| 854.6852 | 0.02045 | 682.9798 | 0.037519 | 682.9798 | -0.0099685 | 854.0503 | 25.9216 | 682.9798 | -0.02055 | 857.627 | 3.4918 | 854.6852 | 1.086 | 682.9798 | 0 | 970.3896 | 0.15667 |  |  | 1009.346 | 0.16741 | 1201.5364 | 0.46316 | 1369.8848 | 0.03301 |  |  |  |  | 1120.8362 | 0 | 1120.8295 | 0.0026986
| 854.8523 | 0.03241 | 683.213 | 0.064604 | 683.213 | 0.0094892 | 854.2176 | 26.0711 | 683.213 | 0.016057 | 857.7957 | 3.5157 | 854.8523 | 1.0943 | 683.213 | 0.0090425 | 970.4834 | 0.15738 |  |  | 1009.659 | 0.17002 | 1201.6072 | 0.46335 | 1370.1146 | 0.03255 |  |  |  |  | 1120.8978 | 0 | 1120.8911 | 0.002701
| 855.0193 | 0.019809 | 683.4462 | 0.035326 | 683.4462 | -0.0033553 | 854.3849 | 25.9597 | 683.4462 | -0.018423 | 857.9645 | 3.5384 | 855.0193 | 1.1028 | 683.4462 | 0 | 970.5771 | 0.1586 |  |  | 1009.971 | 0.17126 | 1201.6779 | 0.46354 | 1370.3446 | 0.032061 |  |  |  |  | 1120.9594 | 0 | 1120.9526 | 0.0026907
| 855.1863 | 0.02611 | 683.6795 | 0.063425 | 683.6795 | 0.0020942 | 854.5522 | 25.8348 | 683.6795 | 0.020181 | 858.1332 | 3.5598 | 855.1863 | 1.1054 | 683.6795 | 0 | 970.6708 | 0.15897 |  |  | 1010.283 | 0.17487 | 1201.7485 | 0.46373 | 1370.5746 | 0.031584 |  |  |  |  | 1121.0209 | 0 | 1121.0142 | 0.00267
| 855.3534 | 0.020717 | 683.9127 | 0.039768 | 683.9127 | -0.0080295 | 854.7195 | 25.8095 | 683.9127 | -0.0096064 | 858.302 | 3.5834 | 855.3534 | 1.1105 | 683.9127 | 0 | 970.7646 | 0.15911 |  |  | 1010.596 | 0.17605 | 1201.8193 | 0.46391 | 1370.8047 | 0.031149 |  |  |  |  | 1121.0824 | 0 | 1121.0757 | 0.0026406
| 855.5204 | 0.027017 | 684.146 | 0.064542 | 684.146 | -0.0039584 | 854.8868 | 25.8285 | 684.146 | 0.019452 | 858.4707 | 3.6074 | 855.5204 | 1.1115 | 684.146 | 0 | 970.8584 | 0.16003 |  |  | 1010.909 | 0.17822 | 1201.89 | 0.46409 | 1371.0349 | 0.030776 |  |  |  |  | 1121.144 | 0 | 1121.1373 | 0.0026065
| 855.6875 | 0.018581 | 684.3793 | 0.040037 | 684.3793 | -0.00029138 | 855.0541 | 25.6603 | 684.3793 | -0.0061728 | 858.6395 | 3.6299 | 855.6875 | 1.1134 | 684.3793 | 0 | 970.9522 | 0.161 |  |  | 1011.222 | 0.18172 | 1201.9608 | 0.46427 | 1371.2651 | 0.030466 |  |  |  |  | 1121.2056 | 0 | 1121.1988 | 0.0025683
| 855.8545 | 0.027391 | 684.6125 | 0.053967 | 684.6125 | 0.01357 | 855.2215 | 25.6109 | 684.6125 | 0.02265 | 858.8082 | 3.6483 | 855.8545 | 1.1135 | 684.6125 | 0 | 971.046 | 0.16122 |  |  | 1011.535 | 0.18253 | 1202.0316 | 0.46443 | 1371.4955 | 0.030211 |  |  |  |  | 1121.2672 | 0 | 1121.2605 | 0.0025294
| 856.0216 | 0.019542 | 684.8458 | 0.044112 | 684.8458 | -0.01093 | 855.3888 | 25.4077 | 684.8458 | -0.01783 | 858.977 | 3.6688 | 856.0216 | 1.1189 | 684.8458 | 0 | 971.1399 | 0.16091 |  |  | 1011.848 | 0.18527 | 1202.1023 | 0.46459 | 1371.7258 | 0.02999 |  |  |  |  | 1121.3287 | 0 | 1121.322 | 0.0024921
| 856.1887 | 0.0291 | 685.0791 | 0.059398 | 685.0791 | 0.014025 | 855.5561 | 25.4289 | 685.0791 | 0.032545 | 859.1458 | 3.6899 | 856.1887 | 1.1244 | 685.0791 | 0 | 971.2338 | 0.16123 |  |  | 1012.162 | 0.18682 | 1202.1731 | 0.46475 | 1371.9563 | 0.029774 |  |  |  |  | 1121.3904 | 0 | 1121.3837 | 0.0024571
| 856.3557 | 0.020717 | 685.3124 | 0.050753 | 685.3124 | -0.0001609 | 855.7234 | 25.3222 | 685.3124 | -0.0091862 | 859.3145 | 3.7139 | 856.3557 | 1.1328 | 685.3124 | 0 | 971.3276 | 0.16176 |  |  | 1012.476 | 0.18919 | 1202.2439 | 0.46491 | 1372.1869 | 0.029533 |  |  |  |  | 1121.452 | 0 | 1121.4453 | 0.0024285
| 856.5228 | 0.027391 | 685.5458 | 0.072724 | 685.5458 | 0.012321 | 855.8908 | 25.4007 | 685.5458 | 0.011632 | 859.4833 | 3.7299 | 856.5228 | 1.1365 | 685.5458 | 0 | 971.4215 | 0.16214 |  |  | 1012.789 | 0.19124 | 1202.3147 | 0.46505 | 1372.4176 | 0.029241 |  |  |  |  | 1121.5137 | 0 | 1121.507 | 0.0024055
| 856.6898 | 0.025255 | 685.7791 | 0.044307 | 685.7791 | -0.0085037 | 856.0581 | 25.0827 | 685.7791 | -0.018561 | 859.6521 | 3.7523 | 856.6898 | 1.1426 | 685.7791 | 0 | 971.5154 | 0.1625 |  |  | 1013.104 | 0.19422 | 1202.3855 | 0.4652 | 1372.6483 | 0.028882 |  |  |  |  | 1121.5752 | 0 | 1121.5685 | 0.0023896
| 856.8569 | 0.025362 | 686.0124 | 0.070042 | 686.0124 | -0.0017103 | 856.2254 | 24.83 | 686.0124 | 0.023765 | 859.8208 | 3.7733 | 856.8569 | 1.1467 | 686.0124 | 0 | 971.6093 | 0.16262 |  |  | 1013.418 | 0.19613 | 1202.4563 | 0.46534 | 1372.879 | 0.028458 |  |  |  |  | 1121.6368 | 0 | 1121.6301 | 0.0023816
| 857.024 | 0.025736 | 686.2458 | 0.049273 | 686.2458 | -0.0010507 | 856.3927 | 24.7196 | 686.2458 | -0.022256 | 859.9896 | 3.7925 | 857.024 | 1.155 | 686.2458 | 0 | 971.7032 | 0.16289 |  |  | 1013.733 | 0.19828 | 1202.5271 | 0.46547 | 1373.11 | 0.027981 |  |  |  |  | 1121.6985 | 0 | 1121.6918 | 0.0023793
| 857.1911 | 0.030488 | 686.4791 | 0.083007 | 686.4791 | 0.0074164 | 856.5601 | 24.6239 | 686.4791 | 0.0069137 | 860.1584 | 3.8062 | 857.1911 | 1.1595 | 686.4791 | 0 | 971.7972 | 0.16358 |  |  | 1014.047 | 0.20019 | 1202.598 | 0.4656 | 1373.3409 | 0.027474 |  |  |  |  | 1121.7601 | 0 | 1121.7534 | 0.0023824
| 857.3582 | 0.030061 | 686.7125 | 0.045824 | 686.7125 | -0.018735 | 856.7274 | 24.3205 | 686.7125 | -0.018148 | 860.3272 | 3.8284 | 857.3582 | 1.1668 | 686.7125 | 0 | 971.8912 | 0.16428 |  |  | 1014.362 | 0.20295 | 1202.6688 | 0.46572 | 1373.5719 | 0.026963 |  |  |  |  | 1121.8218 | 0 | 1121.8151 | 0.0023888
| 857.5252 | 0.030808 | 686.9459 | 0.07701 | 686.9459 | 0.017425 | 856.8948 | 24.3036 | 686.9459 | 0.029495 | 860.496 | 3.8515 | 857.5252 | 1.1702 | 686.9459 | 0 | 971.9852 | 0.16464 |  |  | 1014.677 | 0.20609 | 1202.7396 | 0.46584 | 1373.8031 | 0.026468 |  |  |  |  | 1121.8834 | 0 | 1121.8767 | 0.0023967
| 857.6923 | 0.020824 | 687.1793 | 0.051796 | 687.1793 | 0.0070908 | 857.0621 | 24.1849 | 687.1793 | -0.0054774 | 860.6648 | 3.8769 | 857.6923 | 1.1777 | 687.1793 | 0 | 972.0792 | 0.16495 |  |  | 1014.993 | 0.2078 | 1202.8105 | 0.46596 | 1374.0343 | 0.026003 |  |  |  |  | 1121.9451 | 0 | 1121.9383 | 0.0024047
| 857.8594 | 0.024882 | 687.4127 | 0.079942 | 687.4127 | 0.0061366 | 857.2295 | 23.822 | 687.4127 | 0.030591 | 860.8336 | 3.899 | 857.8594 | 1.1813 | 687.4127 | 0.0072409 | 972.1733 | 0.1658 |  |  | 1015.308 | 0.21119 | 1202.8814 | 0.46607 | 1374.2655 | 0.025572 |  |  |  |  | 1122.0068 | 0 | 1122.0001 | 0.0024118
| 858.0265 | 0.021197 | 687.6461 | 0.061466 | 687.6461 | -0.00656 | 857.3969 | 23.5069 | 687.6461 | -0.023217 | 861.0024 | 3.9207 | 858.0265 | 1.1918 | 687.6461 | 0.0072409 | 972.2673 | 0.1667 |  |  | 1015.624 | 0.21294 | 1202.9523 | 0.46617 | 1374.4968 | 0.025178 |  |  |  |  | 1122.0685 | 0 | 1122.0618 | 0.0024174
| 858.1936 | 0.025362 | 687.8795 | 0.082975 | 687.8795 | 0.0029525 | 857.5642 | 23.5393 | 687.8795 | 0.036741 | 861.1713 | 3.9437 | 858.1936 | 1.1992 | 687.8795 | 0 | 972.3614 | 0.16697 |  |  | 1015.94 | 0.21353 | 1203.0231 | 0.46627 | 1374.7283 | 0.024816 |  |  |  |  | 1122.1301 | 0 | 1122.1234 | 0.0024182
| 858.3607 | 0.020824 | 688.1129 | 0.053592 | 688.1129 | -0.012957 | 857.7316 | 23.1386 | 688.1129 | -0.0087656 | 861.3401 | 3.9662 | 858.3607 | 1.2089 | 688.1129 | 0 | 972.4555 | 0.1672 |  |  | 1016.256 | 0.21782 | 1203.094 | 0.46637 | 1374.9597 | 0.024479 |  |  |  |  | 1122.1918 | 0 | 1122.1851 | 0.002415
| 858.5278 | 0.024294 | 688.3464 | 0.092334 | 688.3464 | 0.0046394 | 857.899 | 22.8172 | 688.3464 | 0.028445 | 861.5089 | 3.9799 | 858.5278 | 1.2112 | 688.3464 | 0 | 972.5496 | 0.16766 |  |  | 1016.572 | 0.22053 | 1203.1649 | 0.46646 | 1375.1913 | 0.024161 |  |  |  |  | 1122.2535 | 0 | 1122.2468 | 0.0024055
| 858.6949 | 0.016445 | 688.5798 | 0.066491 | 688.5798 | 0.0011927 | 858.0663 | 22.6226 | 688.5798 | -0.018333 | 861.6777 | 3.9999 | 858.6949 | 1.2177 | 688.5798 | 0 | 972.6437 | 0.16817 |  |  | 1016.889 | 0.22303 | 1203.2358 | 0.46654 | 1375.423 | 0.023853 |  |  |  |  | 1122.3152 | 0 | 1122.3085 | 0.0023888
| 858.862 | 0.011159 | 688.8133 | 0.083728 | 688.8133 | 0.010763 | 858.2337 | 22.2454 | 688.8133 | 0.017996 | 861.8466 | 4.0229 | 858.862 | 1.2235 | 688.8133 | 0 | 972.7379 | 0.16899 |  |  | 1017.206 | 0.22426 | 1203.3068 | 0.46662 | 1375.6548 | 0.023549 |  |  |  |  | 1122.377 | 0 | 1122.3702 | 0.002365
| 859.0291 | 0.015698 | 689.0468 | 0.064096 | 689.0468 | 0.0025189 | 858.4011 | 22.1505 | 689.0468 | -0.032166 | 862.0154 | 4.0451 | 859.0291 | 1.2337 | 689.0467 | 0 | 972.832 | 0.17006 |  |  | 1017.523 | 0.22831 | 1203.3777 | 0.4667 | 1375.8866 | 0.023248 |  |  |  |  | 1122.4386 | 0 | 1122.4319 | 0.0023348
| 859.1962 | 0.025522 | 689.2802 | 0.093039 | 689.2802 | 0.010704 | 858.5685 | 21.8578 | 689.2802 | 0.0077878 | 862.1843 | 4.0603 | 859.1962 | 1.2394 | 689.2802 | 0 | 972.9262 | 0.17062 |  |  | 1017.84 | 0.23111 | 1203.4486 | 0.46676 | 1376.1184 | 0.022956 |  |  |  |  | 1122.5004 | 0 | 1122.4936 | 0.0022998
| 859.3633 | 0.020343 | 689.5137 | 0.074175 | 689.5137 | -0.0020663 | 858.7359 | 21.3173 | 689.5137 | -0.029117 | 862.3531 | 4.0819 | 859.3633 | 1.2465 | 689.5137 | 0 | 973.0204 | 0.17055 |  |  | 1018.157 | 0.23308 | 1203.5195 | 0.46683 | 1376.3503 | 0.022685 |  |  |  |  | 1122.5621 | 0 | 1122.5554 | 0.0022649
| 859.5305 | 0.019542 | 689.7472 | 0.096142 | 689.7472 | 0.0097617 | 858.9033 | 21.3953 | 689.7472 | 0.0040551 | 862.5219 | 4.1023 | 859.5305 | 1.2514 | 689.7472 | 0 | 973.1147 | 0.17065 |  |  | 1018.474 | 0.23738 | 1203.5904 | 0.46689 | 1376.5824 | 0.022452 |  |  |  |  | 1122.6238 | 0 | 1122.6171 | 0.0022323
| 859.6976 | 0.017246 | 689.9807 | 0.07378 | 689.9807 | -0.011276 | 859.0707 | 20.8008 | 689.9807 | -0.012939 | 862.6908 | 4.1217 | 859.6976 | 1.261 | 689.9807 | 0 | 973.2089 | 0.17131 |  |  | 1018.792 | 0.23879 | 1203.6614 | 0.46694 | 1376.8146 | 0.022273 |  |  |  |  | 1122.6855 | 0 | 1122.6788 | 0.0022045
| 859.8647 | 0.033211 | 690.2142 | 0.10578 | 690.2142 | 0.0019294 | 859.2381 | 20.5627 | 690.2142 | 0.0089272 | 862.8597 | 4.1368 | 859.8647 | 1.2667 | 690.2142 | 0 | 973.3032 | 0.17209 |  |  | 1019.11 | 0.24311 | 1203.7324 | 0.46699 | 1377.0468 | 0.02216 |  |  |  |  | 1122.7473 | 0 | 1122.7406 | 0.0021838
| 860.0318 | 0.022425 | 690.4478 | 0.079511 | 690.4478 | -0.013101 | 859.4055 | 20.1539 | 690.4478 | -0.0043827 | 863.0285 | 4.1577 | 860.0318 | 1.2739 | 690.4478 | 0 | 973.3975 | 0.17197 |  |  | 1019.428 | 0.24619 | 1203.8033 | 0.46704 | 1377.2791 | 0.02211 |  |  |  |  | 1122.8091 | 0 | 1122.8024 | 0.0021711
| 860.199 | 0.028726 | 690.6813 | 0.11483 | 690.6813 | 0.00070714 | 859.5729 | 20.0363 | 690.6813 | 0.0089266 | 863.1974 | 4.1807 | 860.199 | 1.276 | 690.6813 | 0 | 973.4918 | 0.1715 |  |  | 1019.746 | 0.2503 | 1203.8743 | 0.46708 | 1377.5114 | 0.022109 |  |  |  |  | 1122.8709 | 0 | 1122.8641 | 0.0021656
| 860.3661 | 0.018421 | 690.9149 | 0.08473 | 690.9149 | 0.012309 | 859.7403 | 19.3677 | 690.9149 | -0.022348 | 863.3663 | 4.2083 | 860.3661 | 1.2861 | 690.9149 | 0 | 973.5861 | 0.17224 |  |  | 1020.065 | 0.25197 | 1203.9453 | 0.46711 | 1377.7439 | 0.022127 |  |  |  |  | 1122.9326 | 0 | 1122.9259 | 0.0021656
| 860.5332 | 0.013242 | 691.1484 | 0.098969 | 691.1484 | -0.0011597 | 859.9077 | 19.2501 | 691.1484 | 0.015377 | 863.5351 | 4.2357 | 860.5332 | 1.2932 | 691.1484 | 0 | 973.6804 | 0.17348 |  |  | 1020.384 | 0.25492 | 1204.0162 | 0.46714 | 1377.9763 | 0.022127 |  |  |  |  | 1122.9944 | 0 | 1122.9877 | 0.0021719
| 860.7004 | 0.021945 | 691.382 | 0.079004 | 691.382 | -0.0046796 | 860.0751 | 18.7615 | 691.382 | -0.010158 | 863.704 | 4.2661 | 860.7004 | 1.3049 | 691.382 | 0 | 973.7747 | 0.17389 |  |  | 1020.703 | 0.26013 | 1204.0873 | 0.46716 | 1378.209 | 0.022072 |  |  |  |  | 1123.0561 | 0 | 1123.0494 | 0.0021815
| 860.8675 | 0.024775 | 691.6156 | 0.11155 | 691.6156 | -0.0021983 | 860.2425 | 18.6324 | 691.6156 | 0.024027 | 863.8729 | 4.2962 | 860.8675 | 1.3111 | 691.6156 | 0 | 973.8691 | 0.17402 |  |  | 1021.022 | 0.26223 | 1204.1583 | 0.46718 | 1378.4416 | 0.021931 |  |  |  |  | 1123.1179 | 0 | 1123.1112 | 0.002195
| 861.0347 | 0.019809 | 691.8491 | 0.086546 | 691.8491 | 0.00060304 | 860.41 | 18.2732 | 691.8491 | -0.007233 | 864.0418 | 4.3287 | 861.0347 | 1.321 | 691.8492 | 0 | 973.9635 | 0.17432 |  |  | 1021.341 | 0.26654 | 1204.2294 | 0.46719 | 1378.6743 | 0.02169 |  |  |  |  | 1123.1798 | 0 | 1123.1731 | 0.0022116
| 861.2018 | 0.032784 | 692.0827 | 0.10822 | 692.0827 | -0.0012781 | 860.5774 | 17.9688 | 692.0827 | 0.018349 | 864.2107 | 4.3479 | 861.2018 | 1.3297 | 692.0827 | 0 | 974.0579 | 0.17461 |  |  | 1021.66 | 0.2698 | 1204.3004 | 0.46719 | 1378.9072 | 0.021356 |  |  |  |  | 1123.2416 | 0 | 1123.2349 | 0.0022315
| 861.369 | 0.030488 | 692.3164 | 0.07685 | 692.3164 | 0.0072715 | 860.7448 | 17.4212 | 692.3164 | -0.027443 | 864.3796 | 4.3691 | 861.369 | 1.3428 | 692.3164 | 0 | 974.1523 | 0.17482 |  |  | 1021.98 | 0.27384 | 1204.3715 | 0.4672 | 1379.1401 | 0.020952 |  |  |  |  | 1123.3033 | 0 | 1123.2966 | 0.002253
| 861.5361 | 0.02029 | 692.55 | 0.10618 | 692.55 | -0.0027198 | 860.9123 | 17.2102 | 692.55 | 0.027912 | 864.5485 | 4.3863 | 861.5361 | 1.3508 | 692.55 | 0 | 974.2468 | 0.17491 |  |  | 1022.3 | 0.27711 | 1204.4425 | 0.46719 | 1379.373 | 0.020517 |  |  |  |  | 1123.3652 | 0 | 1123.3585 | 0.0022776
| 861.7033 | 0.026483 | 692.7836 | 0.092724 | 692.7836 | -0.0026946 | 861.0797 | 16.7848 | 692.7836 | -0.022635 | 864.7174 | 4.4009 | 861.7033 | 1.3603 | 692.7836 | 0.0072409 | 974.3412 | 0.17525 |  |  | 1022.62 | 0.27989 | 1204.5135 | 0.46718 | 1379.6062 | 0.020094 |  |  |  |  | 1123.427 | 0 | 1123.4203 | 0.0023022
| 861.8704 | 0.027498 | 693.0172 | 0.12504 | 693.0172 | 0.0074421 | 861.2471 | 16.5012 | 693.0172 | 0.015523 | 864.8863 | 4.4057 | 861.8704 | 1.3642 | 693.0172 | 0 | 974.4357 | 0.17561 |  |  | 1022.94 | 0.28408 | 1204.5846 | 0.46717 | 1379.8394 | 0.019724 |  |  |  |  | 1123.4889 | 0 | 1123.4822 | 0.0023276
| 862.0376 | 0.018101 | 693.2509 | 0.08971 | 693.2509 | -0.0039329 | 861.4146 | 16.0366 | 693.2509 | -0.010284 | 865.0552 | 4.4202 | 862.0376 | 1.3756 | 693.2509 | 0 | 974.5302 | 0.17575 |  |  | 1023.261 | 0.28789 | 1204.6556 | 0.46715 | 1380.0725 | 0.019434 |  |  |  |  | 1123.5507 | 0 | 1123.5439 | 0.0023523
| 862.2047 | 0.030969 | 693.4845 | 0.12658 | 693.4845 | 0.0099791 | 861.582 | 15.896 | 693.4845 | 0.016821 | 865.2241 | 4.4362 | 862.2047 | 1.3803 | 693.4845 | 0 | 974.6246 | 0.17613 |  |  | 1023.582 | 0.29262 | 1204.7267 | 0.46712 | 1380.3058 | 0.01923 |  |  |  |  | 1123.6126 | 0 | 1123.6058 | 0.0023729
| 862.3719 | 0.025362 | 693.7182 | 0.10253 | 693.7182 | -0.0066853 | 861.7495 | 15.5228 | 693.7182 | -0.014732 | 865.3931 | 4.4556 | 862.3719 | 1.3916 | 693.7182 | 0 | 974.7192 | 0.17717 |  |  | 1023.902 | 0.29583 | 1204.7978 | 0.46709 | 1380.5392 | 0.019102 |  |  |  |  | 1123.6744 | 0 | 1123.6677 | 0.0023912
| 862.5391 | 0.028245 | 693.9519 | 0.12503 | 693.9519 | 0.00044006 | 861.9169 | 15.0817 | 693.9519 | 0.031051 | 865.562 | 4.4727 | 862.5391 | 1.3991 | 693.9519 | 0 | 974.8137 | 0.17821 |  |  | 1024.224 | 0.30034 | 1204.8689 | 0.46705 | 1380.7727 | 0.01902 |  |  |  |  | 1123.7362 | 0 | 1123.7295 | 0.0024039
| 862.7062 | 0.023173 | 694.1856 | 0.10772 | 694.1856 | 0.00086062 | 862.0844 | 14.6854 | 694.1856 | -0.029551 | 865.7309 | 4.4961 | 862.7062 | 1.4118 | 694.1856 | 0.0018107 | 974.9083 | 0.1786 |  |  | 1024.545 | 0.3036 | 1204.9401 | 0.46701 | 1381.0062 | 0.018952 |  |  |  |  | 1123.7981 | 0 | 1123.7914 | 0.0024118
| 862.8734 | 0.024775 | 694.4193 | 0.1317 | 694.4193 | -0.0012562 | 862.2519 | 14.3189 | 694.4193 | 0.026713 | 865.8999 | 4.513 | 862.8734 | 1.4185 | 694.4193 | 0 | 975.0029 | 0.17894 |  |  | 1024.866 | 0.30745 | 1205.0111 | 0.46696 | 1381.2399 | 0.018863 |  |  |  |  | 1123.86 | 0 | 1123.8533 | 0.002415
| 863.0406 | 0.028886 | 694.653 | 0.11206 | 694.653 | -0.01038 | 862.4193 | 13.9003 | 694.653 | -0.024912 | 866.0688 | 4.5315 | 863.0406 | 1.4259 | 694.653 | 0 | 975.0975 | 0.17952 |  |  | 1025.188 | 0.31053 | 1205.0823 | 0.4669 | 1381.4735 | 0.018736 |  |  |  |  | 1123.9219 | 0 | 1123.9152 | 0.0024142
| 863.2078 | 0.019916 | 694.8867 | 0.12901 | 694.8867 | 0.016618 | 862.5868 | 13.6412 | 694.8867 | 0.014619 | 866.2377 | 4.5433 | 863.2078 | 1.4298 | 694.8867 | 0 | 975.1921 | 0.18012 |  |  | 1025.51 | 0.31481 | 1205.1533 | 0.46685 | 1381.7073 | 0.018566 |  |  |  |  | 1123.9838 | 0 | 1123.977 | 0.002411
| 863.375 | 0.022692 | 695.1204 | 0.11247 | 695.1204 | -0.0018447 | 862.7543 | 13.2064 | 695.1204 | -0.013877 | 866.4067 | 4.5564 | 863.375 | 1.4385 | 695.1204 | 0.0018107 | 975.2867 | 0.18053 |  |  | 1025.832 | 0.31823 | 1205.2245 | 0.46678 | 1381.9412 | 0.018363 |  |  |  |  | 1124.0457 | 0 | 1124.0389 | 0.0024055
| 863.5422 | 0.025042 | 695.3541 | 0.14246 | 695.3541 | -0.00028588 | 862.9217 | 12.9899 | 695.3541 | 0.023027 | 866.5756 | 4.5704 | 863.5422 | 1.4402 | 695.3541 | 0 | 975.3814 | 0.18108 |  |  | 1026.154 | 0.32254 | 1205.2957 | 0.46671 | 1382.175 | 0.018143 |  |  |  |  | 1124.1075 | 0 | 1124.1008 | 0.0023999
| 863.7093 | 0.018207 | 695.5879 | 0.11143 | 695.5879 | -0.0023266 | 863.0892 | 12.5277 | 695.5879 | -0.0281 | 866.7446 | 4.5906 | 863.7093 | 1.4459 | 695.5879 | 0 | 975.4761 | 0.18169 |  |  | 1026.477 | 0.32674 | 1205.3668 | 0.46663 | 1382.4091 | 0.017924 |  |  |  |  | 1124.1694 | 0 | 1124.1627 | 0.0023944
| 863.8765 | 0.02675 | 695.8216 | 0.14944 | 695.8216 | 0.0087563 | 863.2567 | 12.403 | 695.8216 | 0.026329 | 866.9136 | 4.6055 | 863.8765 | 1.4453 | 695.8216 | 0.0036195 | 975.5708 | 0.18194 |  |  | 1026.8 | 0.32995 | 1205.438 | 0.46655 | 1382.6432 | 0.017716 |  |  |  |  | 1124.2314 | 0 | 1124.2246 | 0.0023912
| 864.0437 | 0.026377 | 696.0554 | 0.11679 | 696.0554 | -0.0036199 | 863.4242 | 11.9736 | 696.0554 | -0.02015 | 867.0825 | 4.6318 | 864.0437 | 1.4515 | 696.0554 | 0 | 975.6655 | 0.18243 |  |  | 1027.122 | 0.33304 | 1205.5092 | 0.46646 | 1382.8773 | 0.017522 |  |  |  |  | 1124.2933 | 0 | 1124.2866 | 0.0023912
| 864.2109 | 0.024615 | 696.2892 | 0.14348 | 696.2892 | 0.004436 | 863.5917 | 11.8844 | 696.2892 | 0.021284 | 867.2515 | 4.6602 | 864.2109 | 1.4545 | 696.2892 | 0 | 975.7603 | 0.18268 |  |  | 1027.446 | 0.33853 | 1205.5803 | 0.46637 | 1383.1116 | 0.017341 |  |  |  |  | 1124.3552 | 0 | 1124.3485 | 0.0023944
| 864.3781 | 0.022906 | 696.523 | 0.1267 | 696.523 | -0.0019244 | 863.7592 | 11.2297 | 696.523 | -0.017489 | 867.4205 | 4.69 | 864.3781 | 1.4619 | 696.523 | 0 | 975.855 | 0.18263 |  |  | 1027.769 | 0.34167 | 1205.6515 | 0.46627 | 1383.3459 | 0.017168 |  |  |  |  | 1124.4171 | 0 | 1124.4104 | 0.0024015
| 864.5453 | 0.027017 | 696.7567 | 0.1584 | 696.7567 | -0.0077392 | 863.9267 | 11.1509 | 696.7567 | 0.0067962 | 867.5894 | 4.7141 | 864.5453 | 1.4683 | 696.7568 | 0 | 975.9498 | 0.18337 |  |  | 1028.092 | 0.34593 | 1205.7227 | 0.46616 | 1383.5803 | 0.017001 |  |  |  |  | 1124.4791 | 0 | 1124.4724 | 0.0024134
| 864.7125 | 0.021197 | 696.9905 | 0.12805 | 696.9905 | 0.0085 | 864.0942 | 10.6561 | 696.9905 | -0.020639 | 867.7584 | 4.7392 | 864.7125 | 1.482 | 696.9905 | 0 | 976.0446 | 0.18419 |  |  | 1028.416 | 0.34961 | 1205.7939 | 0.46605 | 1383.8148 | 0.016846 |  |  |  |  | 1124.541 | 0 | 1124.5343 | 0.0024277
| 864.8797 | 0.026377 | 697.2244 | 0.15756 | 697.2244 | 0.0086107 | 864.2617 | 10.4163 | 697.2244 | 0.020681 | 867.9274 | 4.759 | 864.8797 | 1.4951 | 697.2244 | 0 | 976.1394 | 0.18397 |  |  | 1028.74 | 0.35532 | 1205.8651 | 0.46593 | 1384.0494 | 0.016713 |  |  |  |  | 1124.603 | 0 | 1124.5963 | 0.0024452
| 865.047 | 0.025255 | 697.4582 | 0.14869 | 697.4582 | -7.2771e-05 | 864.4292 | 10.1187 | 697.4582 | -0.032803 | 868.0964 | 4.7774 | 865.047 | 1.514 | 697.4582 | 0 | 976.2343 | 0.18374 |  |  | 1029.064 | 0.35845 | 1205.9364 | 0.46581 | 1384.2841 | 0.016616 |  |  |  |  | 1124.6649 | 0 | 1124.6582 | 0.0024635
| 865.2142 | 0.016072 | 697.692 | 0.16785 | 697.692 | 0.0034857 | 864.5967 | 9.8012 | 697.692 | 0.037925 | 868.2654 | 4.7958 | 865.2142 | 1.5267 | 697.692 | 0 | 976.3291 | 0.18432 |  |  | 1029.389 | 0.36358 | 1206.0076 | 0.46568 | 1384.5188 | 0.016575 |  |  |  |  | 1124.7269 | 0 | 1124.7202 | 0.002481
| 865.3814 | 0.021785 | 697.9259 | 0.15639 | 697.9259 | -0.003447 | 864.7642 | 9.4984 | 697.9259 | -0.015435 | 868.4344 | 4.8158 | 865.3814 | 1.542 | 697.9259 | 0.0054338 | 976.424 | 0.18513 |  |  | 1029.713 | 0.36799 | 1206.0789 | 0.46555 | 1384.7537 | 0.016605 |  |  |  |  | 1124.7889 | 0 | 1124.7822 | 0.0024953
| 865.5486 | 0.022052 | 698.1597 | 0.17783 | 698.1597 | 0.0040298 | 864.9318 | 9.338 | 698.1597 | 0.034316 | 868.6034 | 4.8339 | 865.5486 | 1.5545 | 698.1597 | 0 | 976.5188 | 0.1861 |  |  | 1030.038 | 0.3725 | 1206.15 | 0.46541 | 1384.9885 | 0.016715 |  |  |  |  | 1124.851 | 0 | 1124.8441 | 0.0025056
| 865.7158 | 0.028459 | 698.3936 | 0.1735 | 698.3936 | 0.012797 | 865.0993 | 8.815 | 698.3936 | 0.029737 | 868.7724 | 4.8457 | 865.7158 | 1.5673 | 698.3936 | 0 | 976.6137 | 0.18698 |  |  | 1030.363 | 0.37693 | 1206.2213 | 0.46527 | 1385.2235 | 0.0169 |  |  |  |  | 1124.9128 | 0 | 1124.9061 | 0.0025111
| 865.8831 | 0.01746 | 698.6274 | 0.15466 | 698.6274 | 0.0054496 | 865.2668 | 8.4573 | 698.6274 | -0.013195 | 868.9414 | 4.8562 | 865.8831 | 1.5786 | 698.6274 | 0 | 976.7086 | 0.1876 |  |  | 1030.688 | 0.38039 | 1206.2926 | 0.46512 | 1385.4585 | 0.017136 |  |  |  |  | 1124.9749 | 0 | 1124.9681 | 0.0025127
| 866.0503 | 0.02376 | 698.8613 | 0.18771 | 698.8613 | 0.0078521 | 865.4343 | 8.3746 | 698.8613 | 0.0097668 | 869.1104 | 4.8661 | 866.0503 | 1.5821 | 698.8613 | 0 | 976.8036 | 0.18775 |  |  | 1031.013 | 0.38536 | 1206.3639 | 0.46496 | 1385.6936 | 0.017379 |  |  |  |  | 1125.0369 | 0 | 1125.0302 | 0.0025103
| 866.2175 | 0.017086 | 699.0952 | 0.16601 | 699.0952 | -0.010314 | 865.6019 | 7.9753 | 699.0952 | -0.018218 | 869.2794 | 4.8779 | 866.2175 | 1.5847 | 699.0952 | 0.0072409 | 976.8986 | 0.18767 |  |  | 1031.339 | 0.39066 | 1206.4352 | 0.4648 | 1385.9288 | 0.017571 |  |  |  |  | 1125.0989 | 0 | 1125.0922 | 0.0025064
| 866.3848 | 0.026163 | 699.3291 | 0.1886 | 699.3291 | -0.0047387 | 865.7694 | 7.6537 | 699.3291 | 0.021832 | 869.4485 | 4.8851 | 866.3848 | 1.5868 | 699.3291 | 0 | 976.9935 | 0.18797 |  |  | 1031.665 | 0.39504 | 1206.5065 | 0.46463 | 1386.1642 | 0.017652 |  |  |  |  | 1125.1609 | 0 | 1125.1542 | 0.002504
| 866.552 | 0.022906 | 699.563 | 0.17265 | 699.563 | 0.0064546 | 865.937 | 7.5673 | 699.563 | -0.017858 | 869.6175 | 4.9011 | 866.552 | 1.5971 | 699.563 | 0 | 977.0885 | 0.18818 |  |  | 1031.991 | 0.40044 | 1206.5778 | 0.46446 | 1386.3995 | 0.017578 |  |  |  |  | 1125.2229 | 0 | 1125.2162 | 0.002504
| 866.7192 | 0.021892 | 699.7969 | 0.19522 | 699.7969 | -0.0034528 | 866.1045 | 7.3511 | 699.7969 | 0.0077882 | 869.7865 | 4.9202 | 866.7192 | 1.6081 | 699.7969 | 0 | 977.1835 | 0.18844 |  |  | 1032.317 | 0.40564 | 1206.649 | 0.46429 | 1386.6349 | 0.017329 |  |  |  |  | 1125.2849 | 0 | 1125.2782 | 0.002508
| 866.8865 | 0.021144 | 700.0309 | 0.18225 | 700.0309 | 0.0052665 | 866.272 | 7.1672 | 700.0309 | -0.019701 | 869.9556 | 4.9391 | 866.8865 | 1.6202 | 700.0309 | 0 | 977.2786 | 0.18905 |  |  | 1032.643 | 0.41068 | 1206.7203 | 0.4641 | 1386.8705 | 0.016922 |  |  |  |  | 1125.3471 | 0 | 1125.3403 | 0.0025167
| 867.0537 | 0.028459 | 700.2648 | 0.21069 | 700.2648 | 0.0015074 | 866.4396 | 6.9149 | 700.2648 | 0.022849 | 870.1246 | 4.9519 | 867.0537 | 1.6215 | 700.2648 | 0 | 977.3736 | 0.18977 |  |  | 1032.97 | 0.41552 | 1206.7916 | 0.46392 | 1387.1061 | 0.016406 |  |  |  |  | 1125.4091 | 0 | 1125.4023 | 0.0025294
| 867.221 | 0.027498 | 700.4988 | 0.1682 | 700.4988 | -0.011232 | 866.6071 | 6.5604 | 700.4988 | -0.014684 | 870.2936 | 4.9707 | 867.221 | 1.624 | 700.4988 | 0 | 977.4686 | 0.19012 |  |  | 1033.297 | 0.421 | 1206.863 | 0.46372 | 1387.3418 | 0.015849 |  |  |  |  | 1125.4711 | 0 | 1125.4644 | 0.0025453
| 867.3882 | 0.027391 | 700.7327 | 0.21161 | 700.7327 | -0.0070917 | 866.7747 | 6.449 | 700.7327 | 0.016957 | 870.4627 | 4.989 | 867.3882 | 1.6253 | 700.7327 | 0 | 977.5637 | 0.18994 |  |  | 1033.624 | 0.42546 | 1206.9343 | 0.46352 | 1387.5775 | 0.015321 |  |  |  |  | 1125.5332 | 0 | 1125.5264 | 0.002562
| 867.5555 | 0.027391 | 700.9667 | 0.191 | 700.9667 | -0.0089069 | 866.9423 | 6.311 | 700.9667 | -0.0004189 | 870.6318 | 5.0081 | 867.5555 | 1.6379 | 700.9667 | 0 | 977.6588 | 0.19049 |  |  | 1033.951 | 0.43114 | 1207.0057 | 0.46332 | 1387.8134 | 0.014881 |  |  |  |  | 1125.5952 | 0 | 1125.5885 | 0.0025779
| 867.7227 | 0.016606 | 701.2007 | 0.21891 | 701.2007 | 0.0077068 | 867.1098 | 6.1031 | 701.2007 | 0.039291 | 870.8008 | 5.0191 | 867.7227 | 1.6455 | 701.2007 | 0 | 977.7539 | 0.19191 |  |  | 1034.278 | 0.43747 | 1207.077 | 0.46311 | 1388.0493 | 0.014567 |  |  |  |  | 1125.6573 | 0 | 1125.6505 | 0.0025914
| 867.89 | 0.018581 | 701.4347 | 0.19103 | 701.4347 | 0.0039996 | 867.2774 | 5.8217 | 701.4347 | -0.0098142 | 870.9699 | 5.0329 | 867.89 | 1.6502 | 701.4347 | 0.0090425 | 977.8491 | 0.19286 |  |  | 1034.606 | 0.44254 | 1207.1484 | 0.46289 | 1388.2853 | 0.014388 |  |  |  |  | 1125.7194 | 0 | 1125.7126 | 0.0026001
| 868.0573 | 0.029954 | 701.6686 | 0.22388 | 701.6686 | 0.008968 | 867.445 | 5.7729 | 701.6686 | 0.012574 | 871.1389 | 5.0493 | 868.0573 | 1.6488 | 701.6686 | 0 | 977.9442 | 0.19271 |  |  | 1034.934 | 0.44813 | 1207.2198 | 0.46267 | 1388.5214 | 0.014331 |  |  |  |  | 1125.7815 | 0 | 1125.7748 | 0.0026017
| 868.2245 | 0.022425 | 701.9027 | 0.2017 | 701.9027 | -0.012564 | 867.6125 | 5.5744 | 701.9027 | -0.014958 | 871.308 | 5.0641 | 868.2245 | 1.658 | 701.9027 | 0 | 978.0394 | 0.19269 |  |  | 1035.262 | 0.45435 | 1207.2911 | 0.46245 | 1388.7576 | 0.014369 |  |  |  |  | 1125.8435 | 0 | 1125.8368 | 0.0025946
| 868.3918 | 0.021197 | 702.1367 | 0.23124 | 702.1367 | -0.024967 | 867.7801 | 5.3321 | 702.1367 | 0.026131 | 871.4771 | 5.0701 | 868.3918 | 1.6729 | 702.1367 | 0 | 978.1346 | 0.19335 |  |  | 1035.59 | 0.46032 | 1207.3626 | 0.46222 | 1388.9938 | 0.014463 |  |  |  |  | 1125.9056 | 0 | 1125.8989 | 0.0025787
| 868.5591 | 0.014577 | 702.3707 | 0.20963 | 702.3707 | -0.011466 | 867.9477 | 5.073 | 702.3707 | -0.0037531 | 871.6462 | 5.0819 | 868.5591 | 1.6967 | 702.3707 | 0 | 978.2298 | 0.19362 |  |  | 1035.919 | 0.46687 | 1207.434 | 0.46199 | 1389.2301 | 0.014579 |  |  |  |  | 1125.9678 | 0 | 1125.9611 | 0.0025556
| 868.7263 | 0.030061 | 702.6047 | 0.24426 | 702.6047 | 0.0035218 | 868.1153 | 4.9596 | 702.6047 | 0.033403 | 871.8152 | 5.0975 | 868.7263 | 1.7122 | 702.6047 | 0 | 978.325 | 0.19361 |  |  | 1036.247 | 0.47317 | 1207.5054 | 0.46175 | 1389.4666 | 0.014684 |  |  |  |  | 1126.0299 | 0 | 1126.0231 | 0.0025286
| 868.8936 | 0.019329 | 702.8388 | 0.22146 | 702.8388 | -0.010512 | 868.2829 | 4.7945 | 702.8388 | -0.0088636 | 871.9843 | 5.1129 | 868.8936 | 1.7285 | 702.8388 | 0 | 978.4203 | 0.19388 |  |  | 1036.576 | 0.47855 | 1207.5768 | 0.4615 | 1389.703 | 0.014754 |  |  |  |  | 1126.0919 | 0 | 1126.0852 | 0.0025024
| 869.0609 | 0.021785 | 703.0728 | 0.24522 | 703.0728 | 0.0060999 | 868.4505 | 4.7248 | 703.0728 | 0.015117 | 872.1534 | 5.1195 | 869.0609 | 1.7371 | 703.0728 | 0 | 978.5156 | 0.19394 |  |  | 1036.905 | 0.48482 | 1207.6482 | 0.46125 | 1389.9396 | 0.014768 |  |  |  |  | 1126.1541 | 0 | 1126.1473 | 0.002481
| 869.2282 | 0.019062 | 703.3069 | 0.22636 | 703.3069 | -0.0014332 | 868.6181 | 4.4355 | 703.3069 | -0.005167 | 872.3225 | 5.1379 | 869.2282 | 1.754 | 703.3069 | 0 | 978.6108 | 0.19407 |  |  | 1037.234 | 0.49098 | 1207.7196 | 0.46099 | 1390.1763 | 0.014717 |  |  |  |  | 1126.2162 | 0 | 1126.2095 | 0.0024674
| 869.3955 | 0.023066 | 703.541 | 0.2595 | 703.541 | -0.0045724 | 868.7857 | 4.4859 | 703.541 | 0.012585 | 872.4916 | 5.1557 | 869.3955 | 1.7639 | 703.541 | 0 | 978.7062 | 0.19488 |  |  | 1037.564 | 0.49775 | 1207.7911 | 0.46073 | 1390.413 | 0.014593 |  |  |  |  | 1126.2783 | 0 | 1126.2716 | 0.0024635
| 869.5627 | 0.019435 | 703.7751 | 0.24521 | 703.7751 | -0.0255 | 868.9533 | 4.2871 | 703.7751 | -0.00764 | 872.6607 | 5.1728 | 869.5627 | 1.7771 | 703.7751 | 0 | 978.8015 | 0.19624 |  |  | 1037.894 | 0.50457 | 1207.8626 | 0.46047 | 1390.6498 | 0.0144 |  |  |  |  | 1126.3406 | 0 | 1126.3337 | 0.0024682
| 869.73 | 0.0291 | 704.0092 | 0.27037 | 704.0092 | 0.020423 | 869.1209 | 4.1562 | 704.0092 | 0.025444 | 872.8298 | 5.1851 | 869.73 | 1.7817 | 704.0091 | 0 | 978.8969 | 0.19704 |  |  | 1038.224 | 0.51048 | 1207.934 | 0.4602 | 1390.8867 | 0.014146 |  |  |  |  | 1126.4027 | 0 | 1126.396 | 0.0024825
| 869.8973 | 0.016339 | 704.2433 | 0.24709 | 704.2433 | -0.007468 | 869.2885 | 3.9929 | 704.2433 | -0.0038319 | 872.9989 | 5.205 | 869.8973 | 1.7992 | 704.2433 | 0 | 978.9922 | 0.19701 |  |  | 1038.554 | 0.51755 | 1208.0055 | 0.45992 | 1391.1237 | 0.013849 |  |  |  |  | 1126.4648 | 0 | 1126.4581 | 0.0025024
| 870.0646 | 0.023387 | 704.4774 | 0.28386 | 704.4774 | 0.00068922 | 869.4561 | 3.827 | 704.4774 | 0.026165 | 873.168 | 5.2271 | 870.0646 | 1.8148 | 704.4774 | 0 | 979.0876 | 0.19761 |  |  | 1038.884 | 0.52373 | 1208.0769 | 0.45964 | 1391.3607 | 0.013533 |  |  |  |  | 1126.527 | 0 | 1126.5203 | 0.002527
| 870.2319 | 0.01746 | 704.7115 | 0.25909 | 704.7115 | -0.013283 | 869.6237 | 3.6491 | 704.7115 | -0.026391 | 873.3372 | 5.2476 | 870.2319 | 1.8331 | 704.7115 | 0 | 979.183 | 0.19809 |  |  | 1039.215 | 0.53041 | 1208.1484 | 0.45936 | 1391.5979 | 0.013224 |  |  |  |  | 1126.5892 | 0 | 1126.5824 | 0.0025548
| 870.3992 | 0.021518 | 704.9456 | 0.28911 | 704.9456 | 0.0061057 | 869.7913 | 3.6788 | 704.9456 | 0.033543 | 873.5063 | 5.2605 | 870.3992 | 1.8368 | 704.9456 | 0 | 979.2784 | 0.19814 |  |  | 1039.546 | 0.53657 | 1208.22 | 0.45907 | 1391.8351 | 0.012948 |  |  |  |  | 1126.6514 | 0 | 1126.6446 | 0.0025826
| 870.5665 | 0.015751 | 705.1798 | 0.26412 | 705.1798 | 0.0066307 | 869.959 | 3.3945 | 705.1798 | -0.019169 | 873.6754 | 5.2761 | 870.5665 | 1.8405 | 705.1798 | 0 | 979.3738 | 0.19851 |  |  | 1039.877 | 0.54372 | 1208.2914 | 0.45877 | 1392.0724 | 0.012722 |  |  |  |  | 1126.7135 | 0 | 1126.7068 | 0.0026104
| 870.7338 | 0.027017 | 705.4139 | 0.2993 | 705.4139 | 0.0064123 | 870.1266 | 3.3099 | 705.4139 | 0.023683 | 873.8445 | 5.2913 | 870.7338 | 1.8414 | 705.4139 | 0 | 979.4693 | 0.19849 |  |  | 1040.208 | 0.55015 | 1208.3629 | 0.45847 | 1392.3097 | 0.012553 |  |  |  |  | 1126.7758 | 0 | 1126.769 | 0.0026351
| 870.9011 | 0.01794 | 705.6481 | 0.28175 | 705.6481 | -0.010197 | 870.2942 | 3.2187 | 705.6481 | 0.0019728 | 874.0137 | 5.3012 | 870.9011 | 1.8489 | 705.6481 | 0 | 979.5648 | 0.19894 |  |  | 1040.539 | 0.5561 | 1208.4344 | 0.45817 | 1392.5472 | 0.012433 |  |  |  |  | 1126.8379 | 0 | 1126.8312 | 0.0026557
| 871.0684 | 0.028619 | 705.8822 | 0.29518 | 705.8822 | 0.0010921 | 870.4619 | 3.2004 | 705.8822 | 0.0074845 | 874.1828 | 5.3053 | 871.0684 | 1.8574 | 705.8822 | 0 | 979.6603 | 0.2003 |  |  | 1040.871 | 0.56349 | 1208.506 | 0.45786 | 1392.7848 | 0.012346 |  |  |  |  | 1126.9001 | 0 | 1126.8934 | 0.0026716
| 871.2358 | 0.024134 | 706.1164 | 0.2859 | 706.1164 | -0.005861 | 870.6295 | 3.0152 | 706.1164 | -0.036907 | 874.3519 | 5.3151 | 871.2358 | 1.8694 | 706.1164 | 0 | 979.7558 | 0.20105 |  |  | 1041.203 | 0.57014 | 1208.5775 | 0.45755 | 1393.0223 | 0.012263 |  |  |  |  | 1126.9624 | 0 | 1126.9557 | 0.0026843
| 871.4031 | 0.024988 | 706.3506 | 0.31665 | 706.3506 | -0.0037878 | 870.7971 | 2.8999 | 706.3506 | -0.0038082 | 874.5211 | 5.3258 | 871.4031 | 1.882 | 706.3506 | 0 | 979.8513 | 0.201 |  |  | 1041.535 | 0.5773 | 1208.649 | 0.45723 | 1393.26 | 0.01216 |  |  |  |  | 1127.0245 | 0 | 1127.0178 | 0.0026939
| 871.5704 | 0.021304 | 706.5848 | 0.29971 | 706.5848 | -0.013664 | 870.9648 | 2.7319 | 706.5848 | -0.0067835 | 874.6902 | 5.3358 | 871.5704 | 1.8957 | 706.5848 | 0 | 979.9469 | 0.20104 |  |  | 1041.867 | 0.58474 | 1208.7206 | 0.45691 | 1393.4978 | 0.012016 |  |  |  |  | 1127.0868 | 0 | 1127.0801 | 0.002701
| 871.7377 | 0.021678 | 706.819 | 0.34255 | 706.819 | 0.014213 | 871.1324 | 2.7533 | 706.819 | 0.020695 | 874.8594 | 5.3356 | 871.7377 | 1.9091 | 706.819 | 0 | 980.0425 | 0.2014 |  |  | 1042.199 | 0.59061 | 1208.7921 | 0.45658 | 1393.7357 | 0.011824 |  |  |  |  | 1127.149 | 0 | 1127.1423 | 0.0027082
| 871.905 | 0.02093 | 707.0532 | 0.30511 | 707.0532 | -0.010321 | 871.3001 | 2.5832 | 707.0532 | -0.027337 | 875.0286 | 5.3416 | 871.905 | 1.9266 | 707.0533 | 0 | 980.1381 | 0.20184 |  |  | 1042.532 | 0.59742 | 1208.8638 | 0.45624 | 1393.9736 | 0.011589 |  |  |  |  | 1127.2113 | 0 | 1127.2046 | 0.0027145
| 872.0724 | 0.028726 | 707.2875 | 0.33106 | 707.2875 | 0.00066281 | 871.4677 | 2.6229 | 707.2875 | 0.0207 | 875.1977 | 5.3527 | 872.0724 | 1.9418 | 707.2875 | 0 | 980.2336 | 0.20225 |  |  | 1042.865 | 0.60483 | 1208.9353 | 0.45591 | 1394.2117 | 0.011328 |  |  |  |  | 1127.2736 | 0 | 1127.2668 | 0.0027193
| 872.2397 | 0.021304 | 707.5217 | 0.32257 | 707.5217 | 0.00010529 | 871.6354 | 2.3438 | 707.5217 | -0.0059613 | 875.3669 | 5.3617 | 872.2397 | 1.9564 | 707.5217 | 0 | 980.3292 | 0.20277 |  |  | 1043.198 | 0.61186 | 1209.0068 | 0.45557 | 1394.4498 | 0.01106 |  |  |  |  | 1127.3358 | 0 | 1127.3291 | 0.0027201
| 872.407 | 0.031983 | 707.756 | 0.35503 | 707.756 | -0.0009966 | 871.803 | 2.3777 | 707.756 | 0.029735 | 875.5361 | 5.3644 | 872.407 | 1.9636 | 707.756 | 0 | 980.4248 | 0.20325 |  |  | 1043.531 | 0.61861 | 1209.0785 | 0.45522 | 1394.688 | 0.010808 |  |  |  |  | 1127.3981 | 0 | 1127.3914 | 0.0027153
| 872.5744 | 0.015324 | 707.9902 | 0.33273 | 707.9902 | -0.020036 | 871.9707 | 2.158 | 707.9902 | -0.0075732 | 875.7052 | 5.3743 | 872.5744 | 1.974 | 707.9902 | 0 | 980.5205 | 0.20376 |  |  | 1043.865 | 0.62508 | 1209.1501 | 0.45487 | 1394.9263 | 0.010585 |  |  |  |  | 1127.4603 | 0 | 1127.4536 | 0.0027058
| 872.7417 | 0.024401 | 708.2245 | 0.37163 | 708.2245 | -0.0071898 | 872.1384 | 2.2118 | 708.2245 | 0.019682 | 875.8744 | 5.3857 | 872.7417 | 1.9858 | 708.2245 | 0 | 980.6161 | 0.20417 |  |  | 1044.199 | 0.63213 | 1209.2217 | 0.45452 | 1395.1646 | 0.010402 |  |  |  |  | 1127.5226 | 0 | 1127.5159 | 0.0026923
| 872.909 | 0.016926 | 708.4588 | 0.35888 | 708.4588 | -0.01626 | 872.3061 | 2.0657 | 708.4588 | 0.0016558 | 876.0436 | 5.3986 | 872.909 | 1.9982 | 708.4588 | 0.0090425 | 980.7119 | 0.20452 |  |  | 1044.533 | 0.63917 | 1209.2933 | 0.45416 | 1395.4031 | 0.010267 |  |  |  |  | 1127.5848 | 0 | 1127.5781 | 0.0026764
| 873.0764 | 0.026377 | 708.693 | 0.38519 | 708.693 | 0.0036153 | 872.4737 | 2.0459 | 708.693 | 0.043772 | 876.2128 | 5.4031 | 873.0764 | 2.0077 | 708.693 | 0 | 980.8076 | 0.20482 |  |  | 1044.867 | 0.64673 | 1209.365 | 0.45379 | 1395.6415 | 0.010183 |  |  |  |  | 1127.6472 | 0 | 1127.6405 | 0.0026621
| 873.2437 | 0.018314 | 708.9273 | 0.36671 | 708.9273 | -0.014461 | 872.6414 | 1.8904 | 708.9273 | -0.0056864 | 876.382 | 5.4141 | 873.2437 | 2.019 | 708.9273 | 0.0090425 | 980.9033 | 0.20492 |  |  | 1045.201 | 0.65224 | 1209.4365 | 0.45342 | 1395.8801 | 0.010155 |  |  |  |  | 1127.7095 | 0 | 1127.7028 | 0.0026525
| 873.4111 | 0.023921 | 709.1616 | 0.39192 | 709.1616 | 0.0058461 | 872.8091 | 1.9128 | 709.1616 | 0.02368 | 876.5512 | 5.4253 | 873.4111 | 2.028 | 709.1617 | 0.0036213 | 980.9991 | 0.20545 |  |  | 1045.536 | 0.6608 | 1209.5082 | 0.45305 | 1396.1188 | 0.01018 |  |  |  |  | 1127.7717 | 0 | 1127.765 | 0.0026494
| 873.5784 | 0.015965 | 709.396 | 0.3601 | 709.396 | -0.006769 | 872.9768 | 1.7772 | 709.396 | -0.019264 | 876.7204 | 5.4331 | 873.5784 | 2.043 | 709.396 | 0 | 981.0948 | 0.20619 |  |  | 1045.87 | 0.66723 | 1209.5798 | 0.45267 | 1396.3575 | 0.01025 |  |  |  |  | 1127.8341 | 0 | 1127.8274 | 0.0026517
| 873.7458 | 0.022906 | 709.6303 | 0.39462 | 709.6303 | 0.016302 | 873.1445 | 1.6149 | 709.6303 | 0.022512 | 876.8896 | 5.4239 | 873.7458 | 2.0532 | 709.6303 | 0 | 981.1907 | 0.20656 |  |  | 1046.205 | 0.67485 | 1209.6515 | 0.45229 | 1396.5964 | 0.010349 |  |  |  |  | 1127.8964 | 0 | 1127.8897 | 0.0026581
| 873.9131 | 0.019542 | 709.8646 | 0.38312 | 709.8646 | -0.0044535 | 873.3121 | 1.6885 | 709.8646 | -0.030236 | 877.0588 | 5.4204 | 873.9131 | 2.0739 | 709.8646 | 0 | 981.2864 | 0.20667 |  |  | 1046.541 | 0.68187 | 1209.7233 | 0.45191 | 1396.8353 | 0.01045 |  |  |  |  | 1127.9587 | 0 | 1127.952 | 0.002666
| 874.0805 | 0.030061 | 710.099 | 0.414 | 710.099 | 0.0044612 | 873.4799 | 1.5565 | 710.099 | 0.0075875 | 877.228 | 5.4194 | 874.0805 | 2.0875 | 710.099 | 0 | 981.3823 | 0.20705 |  |  | 1046.876 | 0.6896 | 1209.7949 | 0.45152 | 1397.0743 | 0.010522 |  |  |  |  | 1128.0211 | 0 | 1128.0143 | 0.0026724
| 874.2479 | 0.018047 | 710.3333 | 0.38331 | 710.3333 | -0.0087302 | 873.6476 | 1.3155 | 710.3333 | -0.018542 | 877.3972 | 5.4137 | 874.2479 | 2.1042 | 710.3333 | 0.0036232 | 981.4781 | 0.20787 |  |  | 1047.212 | 0.69682 | 1209.8666 | 0.45112 | 1397.3135 | 0.010537 |  |  |  |  | 1128.0834 | 0 | 1128.0767 | 0.0026748
| 874.4152 | 0.028085 | 710.5677 | 0.43248 | 710.5677 | -0.0051816 | 873.8152 | 1.4402 | 710.5677 | 0.0076909 | 877.5664 | 5.4012 | 874.4152 | 2.1106 | 710.5677 | 0.0090425 | 981.574 | 0.2084 |  |  | 1047.548 | 0.70481 | 1209.9382 | 0.45072 | 1397.5526 | 0.010479 |  |  |  |  | 1128.1457 | 0 | 1128.139 | 0.0026724
| 874.5826 | 0.016499 | 710.802 | 0.40338 | 710.802 | -0.013731 | 873.9829 | 1.2722 | 710.802 | -0.030965 | 877.7357 | 5.399 | 874.5826 | 2.1233 | 710.8021 | 0 | 981.6699 | 0.20865 |  |  | 1047.884 | 0.71326 | 1210.01 | 0.45031 | 1397.7919 | 0.010346 |  |  |  |  | 1128.2081 | 0 | 1128.2014 | 0.0026637
| 874.75 | 0.028139 | 711.0364 | 0.45095 | 711.0364 | 0.0071915 | 874.1507 | 1.3577 | 711.0364 | 0.019651 | 877.9049 | 5.3974 | 874.75 | 2.1263 | 711.0364 | 0 | 981.7658 | 0.20888 |  |  | 1048.22 | 0.7194 | 1210.0817 | 0.44991 | 1398.0311 | 0.010158 |  |  |  |  | 1128.2705 | 0 | 1128.2637 | 0.0026502
| 874.9173 | 0.020076 | 711.2708 | 0.42443 | 711.2708 | 0.0017025 | 874.3184 | 1.3984 | 711.2708 | 0.0057412 | 878.0741 | 5.3957 | 874.9173 | 2.135 | 711.2708 | 0 | 981.8618 | 0.20867 |  |  | 1048.557 | 0.72847 | 1210.1534 | 0.44949 | 1398.2706 | 0.0099464 |  |  |  |  | 1128.3329 | 0 | 1128.326 | 0.0026319
| 875.0847 | 0.021411 | 711.5052 | 0.46143 | 711.5052 | 0.0012811 | 874.4861 | 1.3958 | 711.5052 | 0.019536 | 878.2434 | 5.3949 | 875.0847 | 2.1365 | 711.5052 | 0.0018107 | 981.9577 | 0.20874 |  |  | 1048.894 | 0.73633 | 1210.2251 | 0.44907 | 1398.5101 | 0.009753 |  |  |  |  | 1128.3953 | 0 | 1128.3884 | 0.0026104
| 875.2521 | 0.022639 | 711.7396 | 0.45045 | 711.7396 | 0.012385 | 874.6538 | 1.3436 | 711.7396 | -0.017462 | 878.4126 | 5.4046 | 875.2521 | 2.1501 | 711.7396 | 0.0036213 | 982.0536 | 0.20958 |  |  | 1049.23 | 0.74473 | 1210.2969 | 0.44865 | 1398.7496 | 0.0096152 |  |  |  |  | 1128.4576 | 0 | 1128.4508 | 0.0025874
| 875.4195 | 0.025789 | 711.9741 | 0.47556 | 711.9741 | -0.0035483 | 874.8215 | 1.2299 | 711.9741 | 0.024654 | 878.5818 | 5.4184 | 875.4195 | 2.1618 | 711.9741 | 0 | 982.1496 | 0.21032 |  |  | 1049.568 | 0.75206 | 1210.3686 | 0.44823 | 1398.9894 | 0.0095596 |  |  |  |  | 1128.52 | 0 | 1128.5132 | 0.0025644
| 875.5869 | 0.016339 | 712.2085 | 0.46484 | 712.2085 | -0.0053866 | 874.9893 | 1.0666 | 712.2085 | -0.0077126 | 878.7511 | 5.437 | 875.5869 | 2.1774 | 712.2085 | 0 | 982.2456 | 0.21068 |  |  | 1049.905 | 0.76135 | 1210.4404 | 0.44779 | 1399.2291 | 0.009596 |  |  |  |  | 1128.5824 | 0 | 1128.5757 | 0.0025421
| 875.7542 | 0.024027 | 712.4429 | 0.47794 | 712.4429 | 0.0035831 | 875.157 | 0.9075 | 712.4429 | 0.033577 | 878.9203 | 5.4412 | 875.7542 | 2.185 | 712.4429 | 0.0090425 | 982.3416 | 0.21103 |  |  | 1050.243 | 0.77062 | 1210.5121 | 0.44736 | 1399.4689 | 0.0097172 |  |  |  |  | 1128.6448 | 0 | 1128.6381 | 0.0025215
| 875.9216 | 0.023547 | 712.6774 | 0.4769 | 712.6774 | 0.0054182 | 875.3247 | 0.74838 | 712.6774 | -0.0076592 | 879.0896 | 5.452 | 875.9216 | 2.1934 | 712.6774 | 0.0090425 | 982.4377 | 0.21186 |  |  | 1050.58 | 0.77918 | 1210.5839 | 0.44692 | 1399.7087 | 0.0099014 |  |  |  |  | 1128.7071 | 0 | 1128.7004 | 0.0025024
| 876.089 | 0.022052 | 712.9118 | 0.50583 | 712.9118 | 0.0022628 | 875.4925 | 1.0666 | 712.9118 | 0.014093 | 879.2589 | 5.4636 | 876.089 | 2.1956 | 712.9118 | 0.0090425 | 982.5338 | 0.21274 |  |  | 1050.919 | 0.7886 | 1210.6556 | 0.44648 | 1399.9487 | 0.010117 |  |  |  |  | 1128.7695 | 0 | 1128.7628 | 0.0024857
| 876.2564 | 0.018421 | 713.1463 | 0.4957 | 713.1463 | -0.0068439 | 875.6602 | 0.67952 | 713.1463 | -0.02253 | 879.4281 | 5.4678 | 876.2564 | 2.2052 | 713.1463 | 0.0090425 | 982.6298 | 0.21298 |  |  | 1051.257 | 0.79732 | 1210.7275 | 0.44603 | 1400.1888 | 0.010327 |  |  |  |  | 1128.832 | 0 | 1128.8253 | 0.0024714
| 876.4238 | 0.031983 | 713.3808 | 0.5297 | 713.3808 | 0.015869 | 875.8279 | 0.70091 | 713.3808 | 0.02572 | 879.5974 | 5.4602 | 876.4238 | 2.215 | 713.3808 | 0 | 982.7259 | 0.21322 |  |  | 1051.595 | 0.80656 | 1210.7993 | 0.44558 | 1400.429 | 0.010493 |  |  |  |  | 1128.8944 | 0 | 1128.8877 | 0.0024579
| 876.5912 | 0.017834 | 713.6153 | 0.51683 | 713.6153 | 0.0036532 | 875.9957 | 0.59657 | 713.6153 | -0.020083 | 879.7667 | 5.4654 | 876.5912 | 2.2304 | 713.6152 | 0 | 982.822 | 0.21379 |  |  | 1051.934 | 0.81508 | 1210.8711 | 0.44512 | 1400.6692 | 0.010582 |  |  |  |  | 1128.9569 | 0 | 1128.9502 | 0.002446
| 876.7586 | 0.025789 | 713.8497 | 0.54693 | 713.8497 | 0.0038417 | 876.1634 | 0.73951 | 713.8497 | 0.017893 | 879.9359 | 5.4681 | 876.7586 | 2.2464 | 713.8497 | 0 | 982.9182 | 0.21405 |  |  | 1052.273 | 0.82531 | 1210.9429 | 0.44465 | 1400.9095 | 0.01057 |  |  |  |  | 1129.0193 | 0 | 1129.0126 | 0.0024365
| 876.926 | 0.019809 | 714.0843 | 0.51676 | 714.0843 | -0.00097269 | 876.3312 | 0.75777 | 714.0843 | -0.012196 | 880.1052 | 5.4654 | 876.926 | 2.2647 | 714.0842 | 0 | 983.0143 | 0.21412 |  |  | 1052.612 | 0.83568 | 1211.0148 | 0.44419 | 1401.15 | 0.010444 |  |  |  |  | 1129.0818 | 0 | 1129.0751 | 0.0024285
| 877.0934 | 0.027978 | 714.3188 | 0.56077 | 714.3188 | 0.002739 | 876.4989 | 0.78908 | 714.3188 | 0.024813 | 880.2745 | 5.453 | 877.0934 | 2.2789 | 714.3188 | 0.0036195 | 983.1105 | 0.21483 |  |  | 1052.951 | 0.84435 | 1211.0865 | 0.44372 | 1401.3905 | 0.01021 |  |  |  |  | 1129.1442 | 0 | 1129.1374 | 0.0024238
| 877.2608 | 0.022639 | 714.5533 | 0.54109 | 714.5533 | -0.011859 | 876.6667 | 0.72699 | 714.5533 | 0.0013139 | 880.4438 | 5.4456 | 877.2608 | 2.2897 | 714.5533 | 0 | 983.2067 | 0.21563 |  |  | 1053.291 | 0.85462 | 1211.1584 | 0.44324 | 1401.631 | 0.0098915 |  |  |  |  | 1129.2067 | 0 | 1129.1999 | 0.0024214
| 877.4282 | 0.034332 | 714.7878 | 0.58455 | 714.7878 | -0.0019178 | 876.8345 | 0.62317 | 714.7878 | 0.0069081 | 880.6131 | 5.4413 | 877.4282 | 2.2954 | 714.7878 | 0 | 983.3028 | 0.21588 |  |  | 1053.631 | 0.86505 | 1211.2302 | 0.44276 | 1401.8717 | 0.0095261 |  |  |  |  | 1129.2692 | 0 | 1129.2624 | 0.0024222
| 877.5956 | 0.017193 | 715.0224 | 0.59354 | 715.0224 | 0.0018372 | 877.0022 | 0.7703 | 715.0224 | -0.0080827 | 880.7824 | 5.4303 | 877.5956 | 2.3062 | 715.0224 | 0 | 983.399 | 0.21628 |  |  | 1053.971 | 0.87536 | 1211.3021 | 0.44228 | 1402.1124 | 0.0091592 |  |  |  |  | 1129.3317 | 0 | 1129.3249 | 0.0024261
| 877.7631 | 0.02093 | 715.2569 | 0.61154 | 715.2569 | -0.0023988 | 877.17 | 0.59918 | 715.2569 | 0.010818 | 880.9517 | 5.4126 | 877.7631 | 2.3177 | 715.2569 | 0 | 983.4952 | 0.21669 |  |  | 1054.311 | 0.88509 | 1211.374 | 0.44179 | 1402.3531 | 0.0088338 |  |  |  |  | 1129.3942 | 0 | 1129.3873 | 0.0024333
| 877.9305 | 0.020183 | 715.4915 | 0.59968 | 715.4915 | -0.015228 | 877.3378 | 0.59918 | 715.4915 | -0.027445 | 881.121 | 5.4096 | 877.9305 | 2.3366 | 715.4915 | 0.0018107 | 983.5915 | 0.21699 |  |  | 1054.651 | 0.89674 | 1211.4458 | 0.44129 | 1402.5941 | 0.0085818 |  |  |  |  | 1129.4567 | 0 | 1129.4498 | 0.0024444
| 878.0979 | 0.021785 | 715.726 | 0.62277 | 715.726 | 0.0096103 | 877.5055 | 0.5684 | 715.726 | 0.025307 | 881.2903 | 5.4126 | 878.0979 | 2.3538 | 715.726 | 0 | 983.6878 | 0.21757 |  |  | 1054.992 | 0.90594 | 1211.5177 | 0.4408 | 1402.8351 | 0.0084171 |  |  |  |  | 1129.5192 | 0 | 1129.5123 | 0.0024595
| 878.2653 | 0.037483 | 715.9606 | 0.60268 | 715.9606 | -0.005491 | 877.6733 | 0.4771 | 715.9606 | -0.018633 | 881.4596 | 5.4122 | 878.2653 | 2.3685 | 715.9606 | 0 | 983.7841 | 0.21814 |  |  | 1055.333 | 0.91665 | 1211.5896 | 0.4403 | 1403.0762 | 0.0083356 |  |  |  |  | 1129.5817 | 0 | 1129.5748 | 0.0024786
| 878.4328 | 0.015751 | 716.1952 | 0.64511 | 716.1952 | 0.016792 | 877.8411 | 0.45258 | 716.1952 | 0.021305 | 881.6289 | 5.4099 | 878.4328 | 2.3776 | 716.1952 | 0 | 983.8804 | 0.21835 |  |  | 1055.674 | 0.92728 | 1211.6615 | 0.43979 | 1403.3173 | 0.0083179 |  |  |  |  | 1129.6442 | 0 | 1129.6373 | 0.0025016
| 878.6002 | 0.015698 | 716.4298 | 0.63632 | 716.4298 | 0.0026951 | 878.0089 | 0.37328 | 716.4298 | -0.021103 | 881.7982 | 5.4178 | 878.6002 | 2.3898 | 716.4298 | 0 | 983.9767 | 0.21789 |  |  | 1056.016 | 0.93829 | 1211.7334 | 0.43928 | 1403.5585 | 0.0083359 |  |  |  |  | 1129.7067 | 0 | 1129.6999 | 0.002527
| 878.7676 | 0.023921 | 716.6644 | 0.6642 | 716.6644 | 0.0078582 | 878.1767 | 0.38476 | 716.6644 | 0.0088555 | 881.9676 | 5.4275 | 878.7676 | 2.405 | 716.6644 | 0 | 984.0731 | 0.21731 |  |  | 1056.357 | 0.94868 | 1211.8053 | 0.43876 | 1403.7998 | 0.0083597 |  |  |  |  | 1129.7692 | 0 | 1129.7624 | 0.0025548
| 878.9351 | 0.02045 | 716.899 | 0.65256 | 716.899 | 0.00052296 | 878.3445 | 0.26789 | 716.899 | -0.01051 | 882.1369 | 5.4318 | 878.9351 | 2.4294 | 716.899 | 0 | 984.1695 | 0.21776 |  |  | 1056.699 | 0.95951 | 1211.8773 | 0.43824 | 1404.0413 | 0.0083629 |  |  |  |  | 1129.8317 | 0 | 1129.8249 | 0.0025834
| 879.1025 | 0.023547 | 717.1337 | 0.67614 | 717.1337 | -0.0056363 | 878.5123 | 0.27989 | 717.1337 | 0.01732 | 882.3062 | 5.4282 | 879.1025 | 2.4455 | 717.1337 | 0 | 984.2659 | 0.21894 |  |  | 1057.041 | 0.97096 | 1211.9492 | 0.43772 | 1404.2827 | 0.0083268 |  |  |  |  | 1129.8943 | 0 | 1129.8874 | 0.0026128
| 879.2699 | 0.016499 | 717.3683 | 0.6758 | 717.3683 | 0.013811 | 878.6801 | 0.28928 | 717.3683 | 0.00076151 | 882.4755 | 5.4304 | 879.2699 | 2.463 | 717.3683 | 0 | 984.3623 | 0.2201 |  |  | 1057.383 | 0.9801 | 1212.0211 | 0.43719 | 1404.5243 | 0.0082434 |  |  |  |  | 1129.9568 | 0 | 1129.9501 | 0.0026422
| 879.4374 | 0.027498 | 717.603 | 0.69818 | 717.603 | 0.010462 | 878.8479 | 0.29294 | 717.603 | 0.021828 | 882.6449 | 5.4329 | 879.4374 | 2.4657 | 717.6029 | 0.0072427 | 984.4587 | 0.22057 |  |  | 1057.725 | 0.99048 | 1212.0931 | 0.43665 | 1404.7659 | 0.0081167 |  |  |  |  | 1130.0193 | 0 | 1130.0126 | 0.0026724
| 879.6048 | 0.013135 | 717.8376 | 0.69905 | 717.8376 | 0.004491 | 879.0157 | 0.14269 | 717.8376 | -0.0036136 | 882.8142 | 5.4322 | 879.6048 | 2.4758 | 717.8376 | 0 | 984.5552 | 0.22029 |  |  | 1058.068 | 1.0027 | 1212.165 | 0.43612 | 1405.0077 | 0.0079623 |  |  |  |  | 1130.0819 | 0 | 1130.0752 | 0.0027026
| 879.7723 | 0.023547 | 718.0723 | 0.72537 | 718.0723 | -0.0019861 | 879.1835 | 0.18651 | 718.0723 | 0.03781 | 882.9836 | 5.4234 | 879.7723 | 2.4787 | 718.0723 | 0 | 984.6517 | 0.22055 |  |  | 1058.411 | 1.0131 | 1212.2371 | 0.43558 | 1405.2494 | 0.0078043 |  |  |  |  | 1130.1444 | 0 | 1130.1377 | 0.0027328
| 879.9397 | 0.02077 | 718.3069 | 0.72516 | 718.3069 | -0.0017062 | 879.3513 | 0.11973 | 718.3069 | -0.025494 | 883.1529 | 5.4164 | 879.9397 | 2.4907 | 718.307 | 0 | 984.7481 | 0.22114 |  |  | 1058.754 | 1.0243 | 1212.309 | 0.43503 | 1405.4913 | 0.0076705 |  |  |  |  | 1130.207 | 0 | 1130.2003 | 0.002759
| 880.1072 | 0.024775 | 718.5416 | 0.75122 | 718.5416 | 0.0040903 | 879.5191 | 0.16773 | 718.5416 | 0.033218 | 883.3223 | 5.4114 | 880.1072 | 2.4988 | 718.5416 | 0 | 984.8447 | 0.22142 |  |  | 1059.097 | 1.035 | 1212.381 | 0.43448 | 1405.7333 | 0.0075849 |  |  |  |  | 1130.2696 | 0 | 1130.2628 | 0.0027796
| 880.2746 | 0.017567 | 718.7763 | 0.74049 | 718.7763 | -0.004118 | 879.687 | 0.074864 | 718.7763 | -0.008176 | 883.4916 | 5.3994 | 880.2746 | 2.5158 | 718.7763 | -0.0018089 | 984.9412 | 0.22172 |  |  | 1059.441 | 1.0464 | 1212.453 | 0.43392 | 1405.9753 | 0.0075616 |  |  |  |  | 1130.3321 | 0 | 1130.3254 | 0.0027908
| 880.4421 | 0.028833 | 719.011 | 0.77323 | 719.011 | -0.0019707 | 879.8548 | 0.095211 | 719.011 | 0.01926 | 883.661 | 5.3755 | 880.4421 | 2.5249 | 719.011 | 0 | 985.0377 | 0.22186 |  |  | 1059.785 | 1.056 | 1212.525 | 0.43337 | 1406.2175 | 0.0076002 |  |  |  |  | 1130.3948 | 0 | 1130.3881 | 0.0027892
| 880.6096 | 0.013615 | 719.2457 | 0.77258 | 719.2457 | -0.011106 | 880.0226 | 0 | 719.2457 | -0.027509 | 883.8304 | 5.3581 | 880.6096 | 2.5375 | 719.2457 | 0.0090425 | 985.1343 | 0.22198 |  |  | 1060.129 | 1.067 | 1212.5971 | 0.4328 | 1406.4597 | 0.0076852 |  |  |  |  | 1130.4574 | 0 | 1130.4507 | 0.0027741
| 880.777 | 0.03508 | 719.4805 | 0.80634 | 719.4805 | 0.0085271 | 880.1904 | 0.092081 | 719.4805 | 0.013848 | 883.9997 | 5.3419 | 880.777 | 2.5437 | 719.4805 | 0.0054302 | 985.2309 | 0.22262 |  |  | 1060.473 | 1.0778 | 1212.6691 | 0.43223 | 1406.702 | 0.00779 |  |  |  |  | 1130.52 | 0 | 1130.5133 | 0.0027463
| 880.9445 | 0.022746 | 719.7152 | 0.79066 | 719.7152 | -0.0070985 | 880.3583 | 0.0091296 | 719.7152 | -0.01473 | 884.1691 | 5.3192 | 880.9445 | 2.561 | 719.7152 | 0 | 985.3275 | 0.22351 |  |  | 1060.818 | 1.0891 | 1212.7411 | 0.43167 | 1406.9445 | 0.0078839 |  |  |  |  | 1130.5826 | 0 | 1130.5759 | 0.0027082
| 881.1119 | 0.024401 | 719.9499 | 0.83256 | 719.9499 | 0.015233 | 880.5261 | 0.00069566 | 719.9499 | 0.017723 | 884.3385 | 5.2939 | 881.1119 | 2.5765 | 719.9499 | 0 | 985.4241 | 0.22408 |  |  | 1061.162 | 1.0992 | 1212.8131 | 0.43109 | 1407.1869 | 0.0079398 |  |  |  |  | 1130.6453 | 0 | 1130.6385 | 0.0026645
| 881.2794 | 0.016072 | 720.1847 | 0.81434 | 720.1847 | 0.00036348 | 880.6939 | 0 | 720.1847 | -0.0082266 | 884.5079 | 5.2769 | 881.2794 | 2.5965 | 720.1847 | 0.0090425 | 985.5208 | 0.22403 |  |  | 1061.507 | 1.1108 | 1212.8851 | 0.43051 | 1407.4294 | 0.007941 |  |  |  |  | 1130.7079 | 0 | 1130.7012 | 0.00262
| 881.4469 | 0.027017 | 720.4194 | 0.8658 | 720.4194 | -0.0027584 | 880.8618 | 0 | 720.4194 | 0.019917 | 884.6773 | 5.2662 | 881.4469 | 2.6103 | 720.4194 | 0 | 985.6174 | 0.22422 |  |  | 1061.852 | 1.1217 | 1212.9571 | 0.42992 | 1407.6721 | 0.0078822 |  |  |  |  | 1130.7705 | 0 | 1130.7638 | 0.0025795
| 881.6144 | 0.024027 | 720.6542 | 0.84835 | 720.6542 | -0.0027201 | 881.0296 | 0 | 720.6542 | -0.014977 | 884.8467 | 5.2542 | 881.6144 | 2.6258 | 720.6542 | 0 | 985.7141 | 0.22527 |  |  | 1062.198 | 1.1319 | 1213.0293 | 0.42934 | 1407.9148 | 0.0077672 |  |  |  |  | 1130.8331 | 0 | 1130.8264 | 0.0025445
| 881.7818 | 0.021678 | 720.889 | 0.87759 | 720.889 | -0.0045506 | 881.1975 | 0 | 720.889 | 0.012878 | 885.016 | 5.2419 | 881.7818 | 2.6334 | 720.889 | 0.0090425 | 985.8108 | 0.22634 |  |  | 1062.543 | 1.1433 | 1213.1013 | 0.42874 | 1408.1577 | 0.007603 |  |  |  |  | 1130.8957 | 0 | 1130.889 | 0.0025167
| 881.9493 | 0.018047 | 721.1238 | 0.87925 | 721.1238 | -0.013467 | 881.3653 | 0 | 721.1238 | 0.0051773 | 885.1854 | 5.2339 | 881.9493 | 2.6442 | 721.1238 | 0 | 985.9075 | 0.22649 |  |  | 1062.889 | 1.1549 | 1213.1735 | 0.42814 | 1408.4005 | 0.007396 |  |  |  |  | 1130.9585 | 0 | 1130.9517 | 0.002496
| 882.1168 | 0.032303 | 721.3586 | 0.89881 | 721.3586 | 0.004979 | 881.5332 | 0 | 721.3586 | 0.027663 | 885.3549 | 5.2285 | 882.1168 | 2.6543 | 721.3586 | 0 | 986.0042 | 0.22636 |  |  | 1063.235 | 1.1652 | 1213.2455 | 0.42754 | 1408.6436 | 0.0071507 |  |  |  |  | 1131.0211 | 0 | 1131.0144 | 0.002481
| 882.2843 | 0.018688 | 721.5934 | 0.9104 | 721.5934 | -0.010397 | 881.7011 | 0 | 721.5934 | -0.012992 | 885.5243 | 5.2158 | 882.2843 | 2.6778 | 721.5934 | 0 | 986.101 | 0.2267 |  |  | 1063.581 | 1.1762 | 1213.3176 | 0.42694 | 1408.8866 | 0.006874 |  |  |  |  | 1131.0837 | 0 | 1131.077 | 0.0024714
| 882.4518 | 0.027711 | 721.8282 | 0.94672 | 721.8282 | 0.0063789 | 881.8689 | 0 | 721.8282 | 0.028371 | 885.6937 | 5.2023 | 882.4518 | 2.7007 | 721.8282 | 0.0054338 | 986.1978 | 0.22713 |  |  | 1063.928 | 1.188 | 1213.3897 | 0.42633 | 1409.1298 | 0.0065786 |  |  |  |  | 1131.1465 | 0 | 1131.1398 | 0.0024667
| 882.6193 | 0.015751 | 722.063 | 0.92741 | 722.063 | 0.0044095 | 882.0368 | 0 | 722.063 | 0.00032592 | 885.8631 | 5.1913 | 882.6193 | 2.7325 | 722.063 | 0 | 986.2944 | 0.2278 |  |  | 1064.274 | 1.1996 | 1213.4618 | 0.42571 | 1409.3729 | 0.0062849 |  |  |  |  | 1131.2091 | 0 | 1131.2024 | 0.0024682
| 882.7868 | 0.02328 | 722.2978 | 0.97988 | 722.2978 | 0.013335 | 882.2047 | 0 | 722.2978 | 0.031264 | 886.0325 | 5.1852 | 882.7868 | 2.757 | 722.2979 | 0 | 986.3913 | 0.22849 |  |  | 1064.621 | 1.2102 | 1213.5339 | 0.4251 | 1409.6163 | 0.0060177 |  |  |  |  | 1131.2719 | 0 | 1131.2651 | 0.0024738
| 882.9543 | 0.028566 | 722.5327 | 0.94703 | 722.5327 | 0.014034 | 882.3725 | 0 | 722.5327 | -0.016077 | 886.2019 | 5.1711 | 882.9543 | 2.7803 | 722.5327 | 0 | 986.4881 | 0.22875 |  |  | 1064.968 | 1.223 | 1213.6061 | 0.42448 | 1409.8597 | 0.0058002 |  |  |  |  | 1131.3346 | 0 | 1131.3278 | 0.0024841
| 883.1218 | 0.024027 | 722.7675 | 0.99896 | 722.7675 | 0.011686 | 882.5404 | 0 | 722.7675 | 0.0068942 | 886.3713 | 5.1508 | 883.1218 | 2.7902 | 722.7675 | 0.0018107 | 986.585 | 0.22872 |  |  | 1065.316 | 1.2349 | 1213.6782 | 0.42385 | 1410.1031 | 0.0056471 |  |  |  |  | 1131.3972 | 0 | 1131.3905 | 0.0024984
| 883.2893 | 0.016339 | 723.0024 | 0.99646 | 723.0024 | -0.0087694 | 882.7083 | 0 | 723.0024 | -0.00087346 | 886.5408 | 5.1343 | 883.2893 | 2.801 | 723.0024 | 0 | 986.6818 | 0.2287 |  |  | 1065.663 | 1.2472 | 1213.7504 | 0.42323 | 1410.3467 | 0.0055623 |  |  |  |  | 1131.46 | 0 | 1131.4533 | 0.0025135
| 883.4568 | 0.029634 | 723.2373 | 1.0291 | 723.2373 | -0.00035669 | 882.8762 | 0 | 723.2373 | 0.023659 | 886.7102 | 5.1217 | 883.4568 | 2.8085 | 723.2373 | 0 | 986.7787 | 0.22878 |  |  | 1066.011 | 1.2591 | 1213.8225 | 0.42259 | 1410.5903 | 0.0055408 |  |  |  |  | 1131.5227 | 0 | 1131.516 | 0.0025286
| 883.6243 | 0.02659 | 723.4722 | 1.0269 | 723.4722 | 0.010445 | 883.044 | 0 | 723.4722 | -0.017381 | 886.8796 | 5.1019 | 883.6243 | 2.8234 | 723.4722 | 0 | 986.8756 | 0.22895 |  |  | 1066.359 | 1.2718 | 1213.8946 | 0.42196 | 1410.8341 | 0.0055734 |  |  |  |  | 1131.5855 | 0 | 1131.5786 | 0.0025421
| 883.7918 | 0.028886 | 723.707 | 1.065 | 723.707 | 0.015452 | 883.2119 | 0 | 723.707 | 0.021275 | 887.0491 | 5.0837 | 883.7918 | 2.8333 | 723.707 | 0 | 986.9725 | 0.22954 |  |  | 1066.708 | 1.2851 | 1213.9668 | 0.42132 | 1411.0779 | 0.0056511 |  |  |  |  | 1131.6482 | 0 | 1131.6414 | 0.0025532
| 883.9593 | 0.021945 | 723.9419 | 1.045 | 723.9419 | -0.0085636 | 883.3798 | 0 | 723.9419 | -0.0047161 | 887.2185 | 5.071 | 883.9593 | 2.8508 | 723.9419 | 0 | 987.0695 | 0.23078 |  |  | 1067.056 | 1.2982 | 1214.0391 | 0.42067 | 1411.3219 | 0.0057666 |  |  |  |  | 1131.7109 | 0 | 1131.7041 | 0.0025604
| 884.1268 | 0.026163 | 724.1769 | 1.094 | 724.1769 | 0.012971 | 883.5477 | 0 | 724.1769 | 0.032307 | 887.388 | 5.0591 | 884.1268 | 2.8616 | 724.1768 | 0 | 987.1664 | 0.2314 |  |  | 1067.405 | 1.3122 | 1214.1112 | 0.42002 | 1411.5658 | 0.0059122 |  |  |  |  | 1131.7737 | 0 | 1131.7668 | 0.0025628
| 884.2943 | 0.020396 | 724.4118 | 1.0851 | 724.4118 | 0.00046952 | 883.7156 | 0 | 724.4118 | -0.016662 | 887.5574 | 5.0422 | 884.2943 | 2.8848 | 724.4118 | 0 | 987.2634 | 0.23098 |  |  | 1067.754 | 1.3257 | 1214.1835 | 0.41937 | 1411.8099 | 0.0060777 |  |  |  |  | 1131.8364 | 0 | 1131.8296 | 0.0025612
| 884.4618 | 0.020717 | 724.6467 | 1.126 | 724.6467 | 0.0090716 | 883.8835 | 0 | 724.6467 | 0.02334 | 887.7269 | 5.0151 | 884.4618 | 2.9008 | 724.6467 | 0 | 987.3604 | 0.23123 |  |  | 1068.103 | 1.3396 | 1214.2556 | 0.41872 | 1412.0541 | 0.0062482 |  |  |  |  | 1131.8992 | 0 | 1131.8925 | 0.0025556
| 884.6294 | 0.02077 | 724.8816 | 1.134 | 724.8816 | 0.0062877 | 884.0514 | 0 | 724.8816 | -0.014402 | 887.8963 | 4.9919 | 884.6294 | 2.9249 | 724.8816 | 0 | 987.4575 | 0.23239 |  |  | 1068.452 | 1.3538 | 1214.3279 | 0.41806 | 1412.2983 | 0.0064062 |  |  |  |  | 1131.9619 | 0 | 1131.9552 | 0.0025453
| 884.7969 | 0.027338 | 725.1166 | 1.1816 | 725.1166 | 0.010216 | 884.2193 | 0 | 725.1166 | 0.019876 | 888.0658 | 4.976 | 884.7969 | 2.9383 | 725.1166 | 0 | 987.5545 | 0.23329 |  |  | 1068.802 | 1.3681 | 1214.4 | 0.4174 | 1412.5426 | 0.0065352 |  |  |  |  | 1132.0247 | 0 | 1132.0179 | 0.0025326
| 884.9644 | 0.035881 | 725.3515 | 1.1677 | 725.3515 | -0.0047268 | 884.3873 | 0 | 725.3515 | -0.023222 | 888.2353 | 4.9542 | 884.9644 | 2.9527 | 725.3515 | 0 | 987.6516 | 0.23369 |  |  | 1069.152 | 1.3825 | 1214.4723 | 0.41673 | 1412.787 | 0.0066248 |  |  |  |  | 1132.0875 | 0 | 1132.0807 | 0.0025167
| 885.1319 | 0.033959 | 725.5865 | 1.2092 | 725.5865 | 0.00053674 | 884.5552 | 0 | 725.5865 | 0.021308 | 888.4047 | 4.9273 | 885.1319 | 2.9563 | 725.5865 | 0 | 987.7487 | 0.23362 |  |  | 1069.502 | 1.3975 | 1214.5446 | 0.41607 | 1413.0315 | 0.0066742 |  |  |  |  | 1132.1503 | 0 | 1132.1436 | 0.0025008
| 885.2994 | 0.0173 | 725.8215 | 1.2012 | 725.8215 | 0.0053505 | 884.7231 | 0 | 725.8215 | -0.0031185 | 888.5742 | 4.9091 | 885.2994 | 2.9676 | 725.8215 | 0 | 987.8458 | 0.2335 |  |  | 1069.852 | 1.4127 | 1214.6168 | 0.41539 | 1413.2761 | 0.0066924 |  |  |  |  | 1132.213 | 0 | 1132.2063 | 0.0024841
| 885.467 | 0.026644 | 726.0564 | 1.2611 | 726.0564 | 0.011038 | 884.891 | 0 | 726.0564 | 0.029249 | 888.7437 | 4.8963 | 885.467 | 2.9736 | 726.0565 | 0 | 987.9429 | 0.23405 |  |  | 1070.203 | 1.4291 | 1214.6891 | 0.41471 | 1413.5208 | 0.0066953 |  |  |  |  | 1132.2759 | 0 | 1132.2692 | 0.0024674
| 885.6345 | 0.019649 | 726.2914 | 1.2476 | 726.2914 | 0.0040198 | 885.0589 | 0 | 726.2914 | -0.014339 | 888.9132 | 4.8714 | 885.6345 | 2.9901 | 726.2914 | 0 | 988.04 | 0.23489 |  |  | 1070.554 | 1.444 | 1214.7613 | 0.41404 | 1413.7655 | 0.0067007 |  |  |  |  | 1132.3386 | 0 | 1132.3319 | 0.0024516
| 885.8021 | 0.026644 | 726.5264 | 1.299 | 726.5264 | 0.010143 | 885.2269 | 0 | 726.5264 | 0.026076 | 889.0827 | 4.8395 | 885.8021 | 3.001 | 726.5264 | 0 | 988.1371 | 0.23531 |  |  | 1070.905 | 1.4594 | 1214.8336 | 0.41336 | 1414.0104 | 0.0067237 |  |  |  |  | 1132.4015 | 0 | 1132.3948 | 0.0024365
| 885.9696 | 0.01164 | 726.7615 | 1.2781 | 726.7615 | -0.0055712 | 885.3948 | 0 | 726.7615 | -0.029613 | 889.2522 | 4.8095 | 885.9696 | 3.0219 | 726.7614 | 0 | 988.2343 | 0.23511 |  |  | 1071.256 | 1.4748 | 1214.9059 | 0.41267 | 1414.2552 | 0.0067732 |  |  |  |  | 1132.4644 | 0 | 1132.4575 | 0.0024206
| 886.1371 | 0.024294 | 726.9965 | 1.3329 | 726.9965 | 0.0054682 | 885.5627 | 0 | 726.9965 | 0.0014728 | 889.4216 | 4.7901 | 886.1371 | 3.0402 | 726.9965 | 0 | 988.3315 | 0.23469 |  |  | 1071.607 | 1.4906 | 1214.9781 | 0.41198 | 1414.5002 | 0.0068516 |  |  |  |  | 1132.5271 | 0 | 1132.5204 | 0.0024063
| 886.3047 | 0.030702 | 727.2315 | 1.3257 | 727.2315 | -0.0078353 | 885.7307 | 0 | 727.2315 | -0.021739 | 889.5911 | 4.7638 | 886.3047 | 3.0609 | 727.2315 | 0 | 988.4287 | 0.23481 |  |  | 1071.959 | 1.5071 | 1215.0505 | 0.41129 | 1414.7454 | 0.0069562 |  |  |  |  | 1132.59 | 0 | 1132.5832 | 0.002392
| 886.4722 | 0.030488 | 727.4665 | 1.3901 | 727.4665 | 0.0086448 | 885.8986 | 0 | 727.4665 | 0.015499 | 889.7607 | 4.7414 | 886.4722 | 3.0789 | 727.4665 | 0.0054302 | 988.5259 | 0.23605 |  |  | 1072.311 | 1.5231 | 1215.1228 | 0.41059 | 1414.9906 | 0.0070809 |  |  |  |  | 1132.6528 | 0 | 1132.6461 | 0.0023809
| 886.6398 | 0.015751 | 727.7016 | 1.3856 | 727.7016 | -0.016091 | 886.0666 | 0 | 727.7016 | -0.012151 | 889.9302 | 4.7295 | 886.6398 | 3.0966 | 727.7016 | 0 | 988.6232 | 0.2374 |  |  | 1072.663 | 1.5395 | 1215.1951 | 0.40989 | 1415.2358 | 0.007216 |  |  |  |  | 1132.7157 | 0 | 1132.709 | 0.0023721
| 886.8073 | 0.026377 | 727.9366 | 1.4314 | 727.9366 | 0.025903 | 886.2345 | 0 | 727.9366 | 0.0139 | 890.0997 | 4.7291 | 886.8073 | 3.1161 | 727.9366 | 0 | 988.7205 | 0.23795 |  |  | 1073.016 | 1.555 | 1215.2675 | 0.40919 | 1415.4812 | 0.0073484 |  |  |  |  | 1132.7786 | 0 | 1132.7717 | 0.0023673
| 886.9749 | 0.018047 | 728.1717 | 1.428 | 728.1717 | 0.013558 | 886.4025 | 0 | 728.1717 | -0.0082646 | 890.2692 | 4.7173 | 886.9749 | 3.1415 | 728.1717 | 0 | 988.8177 | 0.23827 |  |  | 1073.369 | 1.5717 | 1215.3398 | 0.40849 | 1415.7266 | 0.0074612 |  |  |  |  | 1132.8414 | 0 | 1132.8346 | 0.0023658
| 887.1424 | 0.030061 | 728.4068 | 1.4643 | 728.4068 | 0.0059362 | 886.5704 | 0 | 728.4068 | 0.030708 | 890.4387 | 4.7 | 887.1424 | 3.1674 | 728.4068 | 0 | 988.9151 | 0.23828 |  |  | 1073.721 | 1.588 | 1215.4121 | 0.40778 | 1415.972 | 0.0075362 |  |  |  |  | 1132.9043 | 0 | 1132.8976 | 0.0023673
| 887.31 | 0.023013 | 728.6419 | 1.4698 | 728.6419 | -0.0082091 | 886.7384 | 0 | 728.6419 | -0.014992 | 890.6082 | 4.6797 | 887.31 | 3.193 | 728.6419 | 0 | 989.0124 | 0.23865 |  |  | 1074.074 | 1.6038 | 1215.4845 | 0.40707 | 1416.2177 | 0.0075581 |  |  |  |  | 1132.9672 | 0 | 1132.9605 | 0.0023713
| 887.4776 | 0.026483 | 728.877 | 1.5055 | 728.877 | 0.020336 | 886.9063 | 0 | 728.877 | 0.013923 | 890.7777 | 4.6655 | 887.4776 | 3.2073 | 728.877 | 0.0090425 | 989.1097 | 0.2396 |  |  | 1074.428 | 1.6198 | 1215.5569 | 0.40635 | 1416.4634 | 0.0075205 |  |  |  |  | 1133.03 | 0 | 1133.0233 | 0.0023769
| 887.6451 | 0.024988 | 729.1121 | 1.5118 | 729.1121 | -0.0040417 | 887.0743 | 0 | 729.1121 | 0.001335 | 890.9473 | 4.6384 | 887.6451 | 3.2237 | 729.1121 | 0 | 989.2071 | 0.24048 |  |  | 1074.781 | 1.6358 | 1215.6293 | 0.40564 | 1416.7091 | 0.0074283 |  |  |  |  | 1133.0929 | 0 | 1133.0862 | 0.0023832
| 887.8127 | 0.029473 | 729.3472 | 1.5548 | 729.3472 | 0.0075343 | 887.2423 | 0 | 729.3472 | 0.023434 | 891.1168 | 4.6054 | 887.8127 | 3.2336 | 729.3472 | 0 | 989.3044 | 0.24156 |  |  | 1075.135 | 1.6512 | 1215.7015 | 0.40492 | 1416.955 | 0.0072976 |  |  |  |  | 1133.1559 | 0 | 1133.149 | 0.0023912
| 887.9803 | 0.016712 | 729.5823 | 1.5518 | 729.5823 | 0.010597 | 887.4103 | 0 | 729.5823 | -0.0053227 | 891.2863 | 4.579 | 887.9803 | 3.2512 | 729.5823 | 0 | 989.4018 | 0.24175 |  |  | 1075.489 | 1.6667 | 1215.774 | 0.40419 | 1417.2009 | 0.0071505 |  |  |  |  | 1133.2188 | 0 | 1133.212 | 0.0023999
| 888.1478 | 0.031449 | 729.8174 | 1.6117 | 729.8174 | 0.012186 | 887.5782 | 0 | 729.8174 | 0.039257 | 891.4559 | 4.55 | 888.1478 | 3.2591 | 729.8174 | 0 | 989.4992 | 0.24108 |  |  | 1075.843 | 1.6835 | 1215.8464 | 0.40347 | 1417.4469 | 0.0070075 |  |  |  |  | 1133.2816 | 0 | 1133.2749 | 0.0024102
| 888.3154 | 0.02328 | 730.0526 | 1.601 | 730.0526 | -0.0057817 | 887.7462 | 0 | 730.0526 | -0.011623 | 891.6254 | 4.514 | 888.3154 | 3.2781 | 730.0526 | 0 | 989.5967 | 0.24117 |  |  | 1076.198 | 1.697 | 1215.9188 | 0.40274 | 1417.6931 | 0.0068816 |  |  |  |  | 1133.3446 | 0 | 1133.3378 | 0.0024214
| 888.483 | 0.024882 | 730.2877 | 1.6536 | 730.2877 | 0.0049041 | 887.9142 | 0 | 730.2877 | 0.018414 | 891.795 | 4.4756 | 888.483 | 3.2907 | 730.2877 | 0 | 989.6942 | 0.24171 |  |  | 1076.553 | 1.7123 | 1215.9912 | 0.40201 | 1417.9392 | 0.0067753 |  |  |  |  | 1133.4075 | 0 | 1133.4008 | 0.0024325
| 888.6506 | 0.016339 | 730.5229 | 1.6748 | 730.5229 | 0.0015498 | 888.0822 | 0 | 730.5229 | -0.02063 | 891.9645 | 4.4427 | 888.6506 | 3.3181 | 730.5229 | 0 | 989.7916 | 0.24213 |  |  | 1076.908 | 1.7273 | 1216.0636 | 0.40127 | 1418.1855 | 0.0066826 |  |  |  |  | 1133.4705 | 0 | 1133.4637 | 0.0024444
| 888.8181 | 0.023387 | 730.758 | 1.7205 | 730.758 | 0.01145 | 888.2502 | 0 | 730.758 | 0.011534 | 892.1341 | 4.4133 | 888.8181 | 3.3415 | 730.758 | 0 | 989.8891 | 0.24286 |  |  | 1077.263 | 1.742 | 1216.1361 | 0.40054 | 1418.4319 | 0.0065942 |  |  |  |  | 1133.5334 | 0 | 1133.5266 | 0.0024571
| 888.9857 | 0.015858 | 730.9932 | 1.7071 | 730.9932 | -0.0055113 | 888.4181 | 0 | 730.9932 | -0.02234 | 892.3036 | 4.3886 | 888.9857 | 3.3756 | 730.9932 | 0.0090425 | 989.9866 | 0.24385 |  |  | 1077.618 | 1.7563 | 1216.2085 | 0.39979 | 1418.6783 | 0.0065041 |  |  |  |  | 1133.5963 | 0 | 1133.5896 | 0.0024706
| 889.1533 | 0.031609 | 731.2284 | 1.7526 | 731.2284 | 0.020907 | 888.5861 | 0 | 731.2284 | 0.02569 | 892.4732 | 4.357 | 889.1533 | 3.4052 | 731.2284 | 0 | 990.0842 | 0.24396 |  |  | 1077.974 | 1.7699 | 1216.281 | 0.39905 | 1418.9249 | 0.0064143 |  |  |  |  | 1133.6593 | 0 | 1133.6526 | 0.0024849
| 889.3209 | 0.016979 | 731.4636 | 1.7731 | 731.4636 | 0.01453 | 888.7541 | 0 | 731.4636 | -0.02194 | 892.6428 | 4.3303 | 889.3209 | 3.4419 | 731.4636 | 0 | 990.1817 | 0.24363 |  |  | 1078.33 | 1.7847 | 1216.3534 | 0.3983 | 1419.1715 | 0.0063353 |  |  |  |  | 1133.7223 | 0 | 1133.7154 | 0.0025008
| 889.4885 | 0.034813 | 731.6988 | 1.818 | 731.6988 | 0.0087746 | 888.9221 | 0 | 731.6988 | 0.02799 | 892.8123 | 4.3104 | 889.4885 | 3.4696 | 731.6988 | 0 | 990.2793 | 0.24462 |  |  | 1078.686 | 1.7978 | 1216.4259 | 0.39756 | 1419.4182 | 0.006283 |  |  |  |  | 1133.7853 | 0 | 1133.7784 | 0.0025175
| 889.6561 | 0.015858 | 731.934 | 1.8411 | 731.934 | 0.00036268 | 889.0901 | 0 | 731.934 | -0.012381 | 892.9819 | 4.2849 | 889.6561 | 3.4944 | 731.934 | 0 | 990.3769 | 0.24553 |  |  | 1079.042 | 1.8106 | 1216.4984 | 0.3968 | 1419.665 | 0.0062725 |  |  |  |  | 1133.8483 | 0 | 1133.8414 | 0.0025326
| 889.8237 | 0.022532 | 732.1692 | 1.903 | 732.1692 | 0.010298 | 889.2582 | 0 | 732.1692 | 0.031225 | 893.1515 | 4.2537 | 889.8237 | 3.5019 | 732.1692 | 0.0018107 | 990.4745 | 0.24504 |  |  | 1079.399 | 1.8236 | 1216.5708 | 0.39605 | 1419.9119 | 0.0063115 |  |  |  |  | 1133.9111 | 0 | 1133.9044 | 0.0025477
| 889.9913 | 0.019222 | 732.4045 | 1.8703 | 732.4045 | -0.001311 | 889.4262 | 0 | 732.4045 | -0.005014 | 893.3211 | 4.2257 | 889.9913 | 3.5098 | 732.4045 | 0 | 990.5721 | 0.24456 |  |  | 1079.756 | 1.8365 | 1216.6433 | 0.39529 | 1420.1589 | 0.0063972 |  |  |  |  | 1133.9742 | 0 | 1133.9674 | 0.0025604
| 890.1589 | 0.025149 | 732.6397 | 1.9334 | 732.6397 | 0.0099203 | 889.5942 | 0 | 732.6397 | 0.028439 | 893.4906 | 4.202 | 890.1589 | 3.5126 | 732.6397 | 0 | 990.6698 | 0.24559 |  |  | 1080.113 | 1.8493 | 1216.7158 | 0.39453 | 1420.4059 | 0.0065161 |  |  |  |  | 1134.0372 | 0 | 1134.0304 | 0.0025723
| 890.3265 | 0.020076 | 732.8749 | 1.9579 | 732.8749 | 0.00039552 | 889.7622 | 0 | 732.8749 | -0.0099253 | 893.6602 | 4.1727 | 890.3265 | 3.5221 | 732.875 | 0.0072445 | 990.7675 | 0.24709 |  |  | 1080.47 | 1.8619 | 1216.7883 | 0.39377 | 1420.6531 | 0.0066478 |  |  |  |  | 1134.1002 | 0 | 1134.0934 | 0.002585
| 890.4941 | 0.033585 | 733.1102 | 1.9923 | 733.1102 | 0.011234 | 889.9302 | 0 | 733.1102 | 0.015085 | 893.8298 | 4.1379 | 890.4941 | 3.5236 | 733.1102 | 0 | 990.8652 | 0.24718 |  |  | 1080.828 | 1.8737 | 1216.8608 | 0.393 | 1420.9003 | 0.0067705 |  |  |  |  | 1134.1632 | 0 | 1134.1565 | 0.0025985
| 890.6617 | 0.021571 | 733.3455 | 2.0069 | 733.3455 | 0.0034531 | 890.0982 | 0 | 733.3455 | -0.011167 | 893.9994 | 4.1072 | 890.6617 | 3.5326 | 733.3455 | 0 | 990.9629 | 0.24777 |  |  | 1081.186 | 1.8855 | 1216.9334 | 0.39223 | 1421.1476 | 0.0068655 |  |  |  |  | 1134.2262 | 0 | 1134.2195 | 0.0026136
| 890.8293 | 0.019702 | 733.5808 | 2.0757 | 733.5808 | 0.015139 | 890.2663 | 0 | 733.5808 | 0.018335 | 894.169 | 4.0823 | 890.8293 | 3.5381 | 733.5807 | 0 | 991.0606 | 0.24952 |  |  | 1081.544 | 1.8991 | 1217.006 | 0.39146 | 1421.395 | 0.0069202 |  |  |  |  | 1134.2893 | 0 | 1134.2825 | 0.0026287
| 890.9969 | 0.016979 | 733.816 | 2.09 | 733.816 | -0.0058315 | 890.4343 | 0 | 733.816 | -0.017575 | 894.3386 | 4.0506 | 890.9969 | 3.5616 | 733.816 | 0 | 991.1584 | 0.2503 |  |  | 1081.902 | 1.9109 | 1217.0785 | 0.39069 | 1421.6425 | 0.0069299 |  |  |  |  | 1134.3523 | 0 | 1134.3456 | 0.0026406
| 891.1645 | 0.025736 | 734.0513 | 2.1335 | 734.0513 | 0.0086852 | 890.6023 | 0 | 734.0513 | 0.032433 | 894.5082 | 4.0159 | 891.1645 | 3.5822 | 734.0513 | 0 | 991.2561 | 0.24975 |  |  | 1082.26 | 1.9233 | 1217.151 | 0.38991 | 1421.89 | 0.0068978 |  |  |  |  | 1134.4153 | 0 | 1134.4086 | 0.0026478
| 891.3321 | 0.03257 | 734.2866 | 2.1566 | 734.2866 | -1.7103e-05 | 890.7704 | 0 | 734.2866 | -0.0060558 | 894.6778 | 3.9835 | 891.3321 | 3.6194 | 734.2866 | 0.0090425 | 991.3539 | 0.24908 |  |  | 1082.619 | 1.936 | 1217.2236 | 0.38913 | 1422.1377 | 0.0068343 |  |  |  |  | 1134.4784 | 0 | 1134.4716 | 0.0026454
| 891.4998 | 0.023013 | 734.5219 | 2.21 | 734.5219 | 0.028337 | 890.9384 | 0 | 734.5219 | 0.020898 | 894.8475 | 3.9581 | 891.4998 | 3.65 | 734.5219 | 0 | 991.4517 | 0.24955 |  |  | 1082.978 | 1.949 | 1217.2961 | 0.38835 | 1422.3855 | 0.006755 |  |  |  |  | 1134.5414 | 0 | 1134.5347 | 0.0026327
| 891.6674 | 0.02045 | 734.7573 | 2.2164 | 734.7573 | -0.0033354 | 891.1064 | 0 | 734.7573 | -0.0075278 | 895.0171 | 3.9284 | 891.6674 | 3.6923 | 734.7573 | 0 | 991.5496 | 0.25057 |  |  | 1083.337 | 1.9615 | 1217.3688 | 0.38756 | 1422.6333 | 0.0066772 |  |  |  |  | 1134.6045 | 0 | 1134.5978 | 0.0026096
| 891.835 | 0.030862 | 734.9926 | 2.2799 | 734.9926 | 0.010189 | 891.2745 | 0 | 734.9926 | 0.016814 | 895.1867 | 3.8976 | 891.835 | 3.7204 | 734.9926 | 0 | 991.6474 | 0.25158 |  |  | 1083.697 | 1.9749 | 1217.4413 | 0.38677 | 1422.8812 | 0.0066158 |  |  |  |  | 1134.6676 | 0 | 1134.6608 | 0.0025787
| 892.0026 | 0.024615 | 735.2279 | 2.3129 | 735.2279 | 0.010147 | 891.4425 | 0 | 735.2279 | -0.020206 | 895.3563 | 3.8671 | 892.0026 | 3.7522 | 735.2279 | 0 | 991.7453 | 0.25243 |  |  | 1084.057 | 1.9885 | 1217.5139 | 0.38599 | 1423.1291 | 0.0065799 |  |  |  |  | 1134.7306 | 0 | 1134.7239 | 0.0025445
| 892.1703 | 0.024882 | 735.4633 | 2.3611 | 735.4633 | 0.022379 | 891.6106 | 0 | 735.4633 | 0.023455 | 895.5259 | 3.8468 | 892.1703 | 3.7676 | 735.4633 | 0 | 991.8431 | 0.25224 |  |  | 1084.417 | 2.002 | 1217.5865 | 0.38519 | 1423.3773 | 0.0065705 |  |  |  |  | 1134.7937 | 0 | 1134.787 | 0.0025119
| 892.3379 | 0.016819 | 735.6987 | 2.3576 | 735.6987 | 0.0016466 | 891.7786 | 0 | 735.6987 | 0.0044688 | 895.6956 | 3.8185 | 892.3379 | 3.7876 | 735.6987 | 0.0072427 | 991.941 | 0.25174 |  |  | 1084.777 | 2.0155 | 1217.6592 | 0.3844 | 1423.6255 | 0.0065807 |  |  |  |  | 1134.8568 | 0 | 1134.8501 | 0.0024865
| 892.5055 | 0.018474 | 735.934 | 2.4492 | 735.934 | 0.010526 | 891.9467 | 0 | 735.934 | 0.036288 | 895.8652 | 3.7835 | 892.5055 | 3.7992 | 735.934 | 0.0018107 | 992.039 | 0.25213 |  |  | 1085.137 | 2.03 | 1217.7318 | 0.3836 | 1423.8738 | 0.0065974 |  |  |  |  | 1134.9199 | 0 | 1134.9131 | 0.0024698
| 892.6732 | 0.02611 | 736.1694 | 2.4501 | 736.1694 | 0.0027848 | 892.1148 | 0.00026087 | 736.1694 | -0.0056639 | 896.0349 | 3.7528 | 892.6732 | 3.8208 | 736.1694 | 0 | 992.1369 | 0.2527 |  |  | 1085.498 | 2.0431 | 1217.8044 | 0.3828 | 1424.1221 | 0.0066049 |  |  |  |  | 1134.983 | 0 | 1134.9762 | 0.0024659
| 892.8408 | 0.027124 | 736.4048 | 2.5101 | 736.4048 | 0.011908 | 892.2828 | 0 | 736.4048 | 0.017099 | 896.2045 | 3.7281 | 892.8408 | 3.8373 | 736.4048 | 0 | 992.2349 | 0.25281 |  |  | 1085.859 | 2.0563 | 1217.8771 | 0.38199 | 1424.3705 | 0.0065886 |  |  |  |  | 1135.0461 | 0 | 1135.0393 | 0.0024722
| 893.0084 | 0.019222 | 736.6402 | 2.5302 | 736.6402 | 0.0041648 | 892.4509 | 0.00026087 | 736.6402 | -0.0072159 | 896.3742 | 3.6953 | 893.0084 | 3.8589 | 736.6402 | 0 | 992.3328 | 0.25352 |  |  | 1086.22 | 2.072 | 1217.9497 | 0.38118 | 1424.619 | 0.0065392 |  |  |  |  | 1135.1092 | 0 | 1135.1024 | 0.0024865
| 893.1761 | 0.0291 | 736.8756 | 2.558 | 736.8756 | 0.0084555 | 892.619 | 0 | 736.8756 | 0.035658 | 896.5438 | 3.6603 | 893.1761 | 3.8744 | 736.8756 | 0 | 992.4308 | 0.25498 |  |  | 1086.581 | 2.086 | 1218.0223 | 0.38037 | 1424.8677 | 0.0064554 |  |  |  |  | 1135.1724 | 0 | 1135.1656 | 0.0025072
| 893.3437 | 0.016606 | 737.111 | 2.5979 | 737.111 | 0.0060502 | 892.7871 | 0 | 737.111 | 0.0032691 | 896.7135 | 3.6283 | 893.3437 | 3.8998 | 737.111 | 0.005432 | 992.5288 | 0.25553 |  |  | 1086.943 | 2.1013 | 1218.095 | 0.37956 | 1425.1163 | 0.0063446 |  |  |  |  | 1135.2355 | 0 | 1135.2288 | 0.0025286
| 893.5114 | 0.025789 | 737.3464 | 2.6515 | 737.3464 | 0.030893 | 892.9551 | 0 | 737.3464 | 0.02568 | 896.8831 | 3.6012 | 893.5114 | 3.9242 | 737.3464 | 0.0036195 | 992.6268 | 0.25556 |  |  | 1087.305 | 2.1158 | 1218.1677 | 0.37874 | 1425.3651 | 0.0062214 |  |  |  |  | 1135.2986 | 0 | 1135.2919 | 0.0025485
| 893.679 | 0.02029 | 737.5818 | 2.6937 | 737.5818 | 0.0049324 | 893.1232 | 0 | 737.5818 | 0.004614 | 897.0528 | 3.5706 | 893.679 | 3.9575 | 737.5819 | 0 | 992.7249 | 0.25589 |  |  | 1087.667 | 2.1304 | 1218.2404 | 0.37793 | 1425.614 | 0.0061029 |  |  |  |  | 1135.3618 | 0 | 1135.355 | 0.002562
| 893.8467 | 0.03209 | 737.8173 | 2.7416 | 737.8173 | 0.024399 | 893.2913 | 0 | 737.8173 | 0.034145 | 897.2224 | 3.5344 | 893.8467 | 3.9822 | 737.8173 | 0 | 992.823 | 0.25633 |  |  | 1088.029 | 2.1469 | 1218.313 | 0.37711 | 1425.8629 | 0.0060042 |  |  |  |  | 1135.4249 | 0 | 1135.4182 | 0.0025699
| 894.0143 | 0.021197 | 738.0527 | 2.7701 | 738.0527 | 0.014439 | 893.4594 | 0.00026087 | 738.0527 | 0.0014631 | 897.3921 | 3.5023 | 894.0143 | 4.0067 | 738.0527 | 0.0072445 | 992.9211 | 0.2571 |  |  | 1088.392 | 2.1599 | 1218.3857 | 0.37629 | 1426.1119 | 0.0059335 |  |  |  |  | 1135.488 | 0 | 1135.4813 | 0.0025699
| 894.182 | 0.030862 | 738.2882 | 2.8433 | 738.2882 | 0.02422 | 893.6275 | 0 | 738.2882 | 0.028432 | 897.5618 | 3.4764 | 894.182 | 4.0219 | 738.2882 | 0 | 993.0192 | 0.25744 |  |  | 1088.755 | 2.1768 | 1218.4585 | 0.37546 | 1426.3611 | 0.0058908 |  |  |  |  | 1135.5513 | 0 | 1135.5444 | 0.0025652
| 894.3496 | 0.023547 | 738.5237 | 2.8644 | 738.5237 | 0.01095 | 893.7956 | 0 | 738.5237 | 0.003815 | 897.7315 | 3.4458 | 894.3496 | 4.0488 | 738.5237 | 0 | 993.1173 | 0.2576 |  |  | 1089.118 | 2.1899 | 1218.5311 | 0.37463 | 1426.6104 | 0.0058684 |  |  |  |  | 1135.6144 | 0 | 1135.6077 | 0.0025556
| 894.5173 | 0.025789 | 738.7591 | 2.9185 | 738.7591 | 0.025836 | 893.9637 | 0 | 738.7591 | 0.021752 | 897.9012 | 3.4117 | 894.5173 | 4.0756 | 738.7591 | 0 | 993.2155 | 0.25811 |  |  | 1089.481 | 2.2053 | 1218.6039 | 0.3738 | 1426.8596 | 0.0058551 |  |  |  |  | 1135.6776 | 0 | 1135.6709 | 0.0025453
| 894.685 | 0.024241 | 738.9946 | 2.9334 | 738.9946 | -0.0064054 | 894.1318 | 0 | 738.9946 | 0.0046166 | 898.0708 | 3.3827 | 894.685 | 4.1056 | 738.9946 | 0 | 993.3137 | 0.25849 |  |  | 1089.844 | 2.2201 | 1218.6766 | 0.37296 | 1427.109 | 0.0058398 |  |  |  |  | 1135.7408 | 0 | 1135.734 | 0.0025366
| 894.8526 | 0.030328 | 739.2301 | 3.0073 | 739.2301 | 0.038355 | 894.2999 | 0 | 739.2301 | 0.03216 | 898.2405 | 3.3548 | 894.8526 | 4.1142 | 739.2301 | 0.0018089 | 993.4119 | 0.25886 |  |  | 1090.208 | 2.2343 | 1218.7494 | 0.37212 | 1427.3585 | 0.0058154 |  |  |  |  | 1135.804 | 0 | 1135.7972 | 0.002531
| 895.0203 | 0.02627 | 739.4656 | 3.0345 | 739.4656 | 0.016405 | 894.468 | 0.00078262 | 739.4656 | 0.00078564 | 898.4102 | 3.3252 | 895.0203 | 4.124 | 739.4656 | 0 | 993.5101 | 0.25914 |  |  | 1090.572 | 2.2472 | 1218.8221 | 0.37128 | 1427.608 | 0.0057812 |  |  |  |  | 1135.8672 | 0 | 1135.8605 | 0.0025294
| 895.188 | 0.028085 | 739.7011 | 3.1097 | 739.7011 | 0.026794 | 894.6361 | 0 | 739.7011 | 0.056038 | 898.5799 | 3.2917 | 895.188 | 4.1219 | 739.7011 | 0 | 993.6083 | 0.25953 |  |  | 1090.937 | 2.2614 | 1218.8949 | 0.37044 | 1427.8577 | 0.0057426 |  |  |  |  | 1135.9304 | 0 | 1135.9236 | 0.0025342
| 895.3556 | 0.015858 | 739.9367 | 3.1337 | 739.9367 | 0.027543 | 894.8042 | 0 | 739.9367 | -0.0049702 | 898.7496 | 3.2624 | 895.3556 | 4.1333 | 739.9367 | 0.0072409 | 993.7065 | 0.26003 |  |  | 1091.301 | 2.2749 | 1218.9677 | 0.3696 | 1428.1074 | 0.0057097 |  |  |  |  | 1135.9936 | 0 | 1135.9868 | 0.0025437
| 895.5233 | 0.024615 | 740.1722 | 3.1802 | 740.1722 | 0.033688 | 894.9723 | 0 | 740.1722 | 0.051366 | 898.9193 | 3.2367 | 895.5233 | 4.1428 | 740.1722 | 0.0036213 | 993.8048 | 0.26019 |  |  | 1091.666 | 2.2873 | 1219.0404 | 0.36875 | 1428.3573 | 0.0056943 |  |  |  |  | 1136.0569 | 0 | 1136.0501 | 0.0025572
| 895.691 | 0.018207 | 740.4077 | 3.2144 | 740.4077 | 0.028599 | 895.1404 | 0 | 740.4077 | -0.0055463 | 899.089 | 3.2074 | 895.691 | 4.1708 | 740.4077 | 0 | 993.9031 | 0.26036 |  |  | 1092.031 | 2.2998 | 1219.1133 | 0.3679 | 1428.6072 | 0.0057073 |  |  |  |  | 1136.1201 | 0 | 1136.1133 | 0.0025731
| 895.8587 | 0.025736 | 740.6433 | 3.3009 | 740.6433 | 0.026195 | 895.3085 | 0 | 740.6433 | 0.041573 | 899.2587 | 3.1744 | 895.8587 | 4.1972 | 740.6433 | 0 | 994.0014 | 0.26038 |  |  | 1092.396 | 2.3117 | 1219.186 | 0.36704 | 1428.8572 | 0.0057564 |  |  |  |  | 1136.1834 | 0 | 1136.1765 | 0.002589
| 896.0263 | 0.018955 | 740.8788 | 3.3109 | 740.8788 | 0.033008 | 895.4767 | 0 | 740.8788 | 0.0035051 | 899.4284 | 3.144 | 896.0263 | 4.2293 | 740.8788 | 0 | 994.0998 | 0.26066 |  |  | 1092.762 | 2.3232 | 1219.2588 | 0.36619 | 1429.1073 | 0.0058449 |  |  |  |  | 1136.2466 | 0 | 1136.2397 | 0.0026033
| 896.194 | 0.040633 | 741.1144 | 3.396 | 741.1144 | 0.027799 | 895.6448 | 0 | 741.1144 | 0.03931 | 899.5982 | 3.1161 | 896.194 | 4.2497 | 741.1144 | 0 | 994.1981 | 0.26168 |  |  | 1093.127 | 2.3339 | 1219.3317 | 0.36533 | 1429.3574 | 0.0059714 |  |  |  |  | 1136.3098 | 0 | 1136.303 | 0.0026136
| 896.3617 | 0.021785 | 741.35 | 3.4119 | 741.35 | 0.037722 | 895.8129 | 0 | 741.35 | -0.0013662 | 899.7679 | 3.0831 | 896.3617 | 4.2788 | 741.35 | 0.005432 | 994.2965 | 0.26266 |  |  | 1093.493 | 2.3433 | 1219.4044 | 0.36447 | 1429.6077 | 0.0061287 |  |  |  |  | 1136.373 | 0 | 1136.3663 | 0.0026184
| 896.5294 | 0.027765 | 741.5856 | 3.4824 | 741.5856 | 0.046185 | 895.9811 | 0 | 741.5856 | 0.030809 | 899.9376 | 3.049 | 896.5294 | 4.3062 | 741.5856 | 0 | 994.3949 | 0.26296 |  |  | 1093.859 | 2.3531 | 1219.4773 | 0.3636 | 1429.858 | 0.0063033 |  |  |  |  | 1136.4363 | 0 | 1136.4296 | 0.0026176
| 896.6971 | 0.027017 | 741.8212 | 3.5191 | 741.8212 | 0.025294 | 896.1492 | 0 | 741.8212 | -0.0061391 | 900.1073 | 3.0182 | 896.6971 | 4.344 | 741.8212 | 0.0036195 | 994.4933 | 0.26254 |  |  | 1094.226 | 2.3612 | 1219.5502 | 0.36274 | 1430.1085 | 0.0064749 |  |  |  |  | 1136.4996 | 0 | 1136.4928 | 0.0026104
| 896.8648 | 0.026644 | 742.0568 | 3.6004 | 742.0568 | 0.041814 | 896.3174 | 0.00017392 | 742.0568 | 0.037976 | 900.2771 | 2.9948 | 896.8648 | 4.3767 | 742.0568 | 0 | 994.5917 | 0.26251 |  |  | 1094.593 | 2.3686 | 1219.6229 | 0.36187 | 1430.359 | 0.0066184 |  |  |  |  | 1136.5629 | 0 | 1136.5561 | 0.0025993
| 897.0325 | 0.025469 | 742.2924 | 3.641 | 742.2924 | 0.032772 | 896.4855 | 0.00026087 | 742.2924 | 0.012786 | 900.4468 | 2.9674 | 897.0325 | 4.4088 | 742.2924 | 0 | 994.6902 | 0.2634 |  |  | 1094.96 | 2.3766 | 1219.6958 | 0.361 | 1430.6096 | 0.006709 |  |  |  |  | 1136.6262 | 0 | 1136.6194 | 0.002585
| 897.2002 | 0.029473 | 742.528 | 3.7054 | 742.528 | 0.056459 | 896.6536 | 0.00017392 | 742.528 | 0.054324 | 900.6165 | 2.9375 | 897.2002 | 4.4283 | 742.528 | 0 | 994.7886 | 0.26404 |  |  | 1095.327 | 2.3821 | 1219.7687 | 0.36012 | 1430.8604 | 0.0067285 |  |  |  |  | 1136.6895 | 0 | 1136.6827 | 0.0025691
| 897.3679 | 0.015591 | 742.7636 | 3.7517 | 742.7636 | 0.031852 | 896.8218 | 0 | 742.7636 | 0.0051817 | 900.7863 | 2.9127 | 897.3679 | 4.4491 | 742.7636 | 0 | 994.8871 | 0.26388 |  |  | 1095.694 | 2.3884 | 1219.8416 | 0.35925 | 1431.1112 | 0.0066727 |  |  |  |  | 1136.7528 | 0 | 1136.746 | 0.0025532
| 897.5356 | 0.024294 | 742.9993 | 3.8203 | 742.9993 | 0.063952 | 896.99 | 0.00017392 | 742.9993 | 0.041886 | 900.956 | 2.8912 | 897.5356 | 4.4609 | 742.9993 | 0 | 994.9856 | 0.26362 |  |  | 1096.062 | 2.3922 | 1219.9144 | 0.35837 | 1431.3621 | 0.0065536 |  |  |  |  | 1136.816 | 0 | 1136.8093 | 0.0025381
| 897.7033 | 0.02077 | 743.2349 | 3.854 | 743.2349 | 0.037999 | 897.1581 | 0 | 743.2349 | 0.0060259 | 901.1258 | 2.8622 | 897.7033 | 4.4882 | 743.2349 | 0 | 995.0842 | 0.26382 |  |  | 1096.43 | 2.3964 | 1219.9873 | 0.35748 | 1431.613 | 0.0063968 |  |  |  |  | 1136.8794 | 0 | 1136.8726 | 0.0025238
| 897.871 | 0.028512 | 743.4706 | 3.9364 | 743.4706 | 0.053647 | 897.3263 | 0.00017392 | 743.4706 | 0.050291 | 901.2956 | 2.8318 | 897.871 | 4.5068 | 743.4706 | 0 | 995.1827 | 0.26471 |  |  | 1096.798 | 2.4004 | 1220.0603 | 0.3566 | 1431.864 | 0.0062331 |  |  |  |  | 1136.9427 | 0 | 1136.9359 | 0.0025111
| 898.0387 | 0.022159 | 743.7062 | 3.9576 | 743.7062 | 0.057376 | 897.4944 | 0 | 743.7062 | 0.02121 | 901.4653 | 2.8008 | 898.0387 | 4.5363 | 743.7062 | 0.0090425 | 995.2812 | 0.26578 |  |  | 1097.167 | 2.4016 | 1220.1332 | 0.35572 | 1432.1152 | 0.0060895 |  |  |  |  | 1137.006 | 0 | 1136.9993 | 0.0025016
| 898.2064 | 0.029847 | 743.9419 | 4.0526 | 743.9419 | 0.045873 | 897.6626 | 0.00017392 | 743.9419 | 0.050391 | 901.6351 | 2.7736 | 898.2064 | 4.5585 | 743.9419 | 0 | 995.3798 | 0.26644 |  |  | 1097.536 | 2.403 | 1220.2061 | 0.35483 | 1432.3665 | 0.0059819 |  |  |  |  | 1137.0693 | 0 | 1137.0626 | 0.0024945
| 898.3741 | 0.016926 | 744.1776 | 4.0945 | 744.1776 | 0.051811 | 897.8308 | 0.00026087 | 744.1776 | 0.0060467 | 901.8048 | 2.7415 | 898.3741 | 4.6004 | 744.1776 | 0 | 995.4783 | 0.26661 |  |  | 1097.904 | 2.4047 | 1220.2791 | 0.35394 | 1432.6178 | 0.0059142 |  |  |  |  | 1137.1327 | 0 | 1137.126 | 0.0024913
| 898.5418 | 0.02974 | 744.4133 | 4.1565 | 744.4133 | 0.074049 | 897.9989 | 0 | 744.4133 | 0.05151 | 901.9746 | 2.7068 | 898.5418 | 4.6362 | 744.4133 | 0 | 995.577 | 0.26609 |  |  | 1098.274 | 2.4026 | 1220.3519 | 0.35304 | 1432.8691 | 0.0058809 |  |  |  |  | 1137.196 | 0 | 1137.1893 | 0.0024921
| 898.7096 | 0.019329 | 744.649 | 4.2064 | 744.649 | 0.048912 | 898.1671 | 0 | 744.649 | 0.0067593 | 902.1444 | 2.6738 | 898.7096 | 4.6798 | 744.649 | 0 | 995.6756 | 0.26557 |  |  | 1098.643 | 2.4031 | 1220.4249 | 0.35215 | 1433.1206 | 0.0058738 |  |  |  |  | 1137.2594 | 0 | 1137.2527 | 0.002496
| 898.8773 | 0.033959 | 744.8847 | 4.2856 | 744.8847 | 0.061906 | 898.3353 | 0 | 744.8847 | 0.062116 | 902.3142 | 2.6483 | 898.8773 | 4.709 | 744.8847 | 0 | 995.7743 | 0.26615 |  |  | 1099.013 | 2.4015 | 1220.4978 | 0.35125 | 1433.3722 | 0.0058855 |  |  |  |  | 1137.3228 | 0 | 1137.316 | 0.0025032
| 899.045 | 0.022372 | 745.1204 | 4.3259 | 745.1204 | 0.066515 | 898.5035 | 0.00026087 | 745.1204 | -0.0050129 | 902.4839 | 2.6162 | 899.045 | 4.7426 | 745.1204 | 0 | 995.873 | 0.2672 |  |  | 1099.383 | 2.3997 | 1220.5708 | 0.35036 | 1433.6239 | 0.0059117 |  |  |  |  | 1137.3861 | 0 | 1137.3794 | 0.0025119
| 899.2127 | 0.026537 | 745.3561 | 4.38 | 745.3561 | 0.0772 | 898.6717 | 0 | 745.3561 | 0.038465 | 902.6537 | 2.5794 | 899.2127 | 4.7633 | 745.3561 | 0 | 995.9717 | 0.2676 |  |  | 1099.753 | 2.398 | 1220.6438 | 0.34945 | 1433.8756 | 0.00595 |  |  |  |  | 1137.4496 | 0 | 1137.4427 | 0.0025215
| 899.3804 | 0.018314 | 745.5919 | 4.4438 | 745.5919 | 0.069815 | 898.8398 | 0.00026087 | 745.5919 | 0.030115 | 902.8235 | 2.5448 | 899.3804 | 4.7893 | 745.5919 | 0 | 996.0704 | 0.26804 |  |  | 1100.123 | 2.3953 | 1220.7168 | 0.34855 | 1434.1276 | 0.0059983 |  |  |  |  | 1137.5129 | 0 | 1137.5061 | 0.0025326
| 899.5482 | 0.033158 | 745.8276 | 4.517 | 745.8276 | 0.09368 | 899.008 | 0 | 745.8276 | 0.046818 | 902.9933 | 2.5153 | 899.5482 | 4.8102 | 745.8276 | 0 | 996.1691 | 0.2684 |  |  | 1100.494 | 2.3912 | 1220.7898 | 0.34764 | 1434.3794 | 0.0060532 |  |  |  |  | 1137.5763 | 0 | 1137.5696 | 0.0025437
| 899.7159 | 0.019916 | 746.0634 | 4.5696 | 746.0634 | 0.088618 | 899.1762 | 0 | 746.0634 | 0.02023 | 903.1631 | 2.4812 | 899.7159 | 4.8375 | 746.0634 | 0 | 996.2679 | 0.26819 |  |  | 1100.865 | 2.387 | 1220.8628 | 0.34673 | 1434.6315 | 0.0061106 |  |  |  |  | 1137.6397 | 0 | 1137.6329 | 0.0025548
| 899.8836 | 0.016339 | 746.2992 | 4.6593 | 746.2992 | 0.095432 | 899.3444 | 0 | 746.2992 | 0.05865 | 903.3329 | 2.4468 | 899.8836 | 4.8526 | 746.2992 | 0 | 996.3666 | 0.26848 |  |  | 1101.236 | 2.3831 | 1220.9358 | 0.34582 | 1434.8835 | 0.0061656 |  |  |  |  | 1137.7031 | 0 | 1137.6963 | 0.0025667
| 900.0514 | 0.025362 | 746.5349 | 4.7005 | 746.5349 | 0.10187 | 899.5126 | 0 | 746.5349 | 0.024779 | 903.5027 | 2.4168 | 900.0514 | 4.8775 | 746.5349 | 0 | 996.4655 | 0.2691 |  |  | 1101.608 | 2.3782 | 1221.0088 | 0.34491 | 1435.1357 | 0.0062126 |  |  |  |  | 1137.7665 | 0 | 1137.7598 | 0.0025779
| 900.2191 | 0.021518 | 746.7707 | 4.7766 | 746.7707 | 0.096848 | 899.6808 | 0.00069566 | 746.7707 | 0.044381 | 903.6725 | 2.3897 | 900.2191 | 4.8996 | 746.7707 | 0 | 996.5643 | 0.26921 |  |  | 1101.979 | 2.3739 | 1221.0818 | 0.344 | 1435.3881 | 0.0062454 |  |  |  |  | 1137.83 | 0 | 1137.8231 | 0.0025882
| 900.3868 | 0.028993 | 747.0065 | 4.8252 | 747.0065 | 0.089479 | 899.8491 | 0.00078262 | 747.0065 | 0.026797 | 903.8423 | 2.3546 | 900.3868 | 4.933 | 747.0065 | 0 | 996.6631 | 0.26941 |  |  | 1102.351 | 2.3684 | 1221.1548 | 0.34308 | 1435.6405 | 0.0062579 |  |  |  |  | 1137.8934 | 0 | 1137.8866 | 0.0025961
| 900.5546 | 0.031556 | 747.2423 | 4.9159 | 747.2423 | 0.10769 | 900.0173 | 0 | 747.2423 | 0.071717 | 904.0121 | 2.3208 | 900.5546 | 4.9647 | 747.2423 | 0 | 996.762 | 0.27019 |  |  | 1102.723 | 2.3635 | 1221.2279 | 0.34217 | 1435.8929 | 0.0062445 |  |  |  |  | 1137.9568 | 0 | 1137.9501 | 0.0026017
| 900.7223 | 0.019222 | 747.4781 | 4.9675 | 747.4781 | 0.09266 | 900.1855 | 0.00026087 | 747.4781 | 0.031659 | 904.1819 | 2.2902 | 900.7223 | 5.0083 | 747.4781 | 0 | 996.8608 | 0.27082 |  |  | 1103.096 | 2.3574 | 1221.3009 | 0.34125 | 1436.1455 | 0.0062031 |  |  |  |  | 1138.0203 | 0 | 1138.0134 | 0.0026057
| 900.8901 | 0.034813 | 747.7139 | 5.0725 | 747.7139 | 0.11067 | 900.3537 | 0 | 747.7139 | 0.058971 | 904.3517 | 2.265 | 900.8901 | 5.044 | 747.7139 | 0 | 996.9598 | 0.27093 |  |  | 1103.469 | 2.3511 | 1221.3739 | 0.34033 | 1436.3982 | 0.0061366 |  |  |  |  | 1138.0837 | 0 | 1138.0769 | 0.0026065
| 901.0578 | 0.016819 | 747.9498 | 5.124 | 747.9498 | 0.10436 | 900.5219 | 0.00078262 | 747.9498 | 0.023657 | 904.5216 | 2.2375 | 901.0578 | 5.0751 | 747.9497 | 0 | 997.0587 | 0.27127 |  |  | 1103.842 | 2.3449 | 1221.447 | 0.33941 | 1436.6509 | 0.0060534 |  |  |  |  | 1138.1472 | 0 | 1138.1404 | 0.0026073
| 901.2256 | 0.022425 | 748.1856 | 5.1931 | 748.1856 | 0.11123 | 900.6901 | 0 | 748.1856 | 0.064783 | 904.6914 | 2.2133 | 901.2256 | 5.0858 | 748.1856 | 0 | 997.1576 | 0.27214 |  |  | 1104.215 | 2.3366 | 1221.5201 | 0.33848 | 1436.9037 | 0.005967 |  |  |  |  | 1138.2106 | 0 | 1138.2039 | 0.0026065
| 901.3933 | 0.017086 | 748.4214 | 5.2616 | 748.4214 | 0.12643 | 900.8583 | 0 | 748.4214 | 0.021136 | 904.8612 | 2.1893 | 901.3933 | 5.1079 | 748.4214 | 0 | 997.2566 | 0.27231 |  |  | 1104.588 | 2.3305 | 1221.5931 | 0.33756 | 1437.1566 | 0.0058923 |  |  |  |  | 1138.274 | 0 | 1138.2673 | 0.0026057
| 901.5611 | 0.028886 | 748.6573 | 5.3761 | 748.6573 | 0.12714 | 901.0266 | 0.00017392 | 748.6573 | 0.067982 | 905.0311 | 2.1688 | 901.5611 | 5.1205 | 748.6573 | 0 | 997.3555 | 0.27201 |  |  | 1104.962 | 2.323 | 1221.6663 | 0.33663 | 1437.4097 | 0.0058419 |  |  |  |  | 1138.3375 | 0 | 1138.3308 | 0.0026057
| 901.7288 | 0.019168 | 748.8931 | 5.4121 | 748.8931 | 0.12476 | 901.1948 | 0 | 748.8931 | 0.025158 | 905.2009 | 2.1434 | 901.7288 | 5.1455 | 748.8931 | 0 | 997.4545 | 0.27199 |  |  | 1105.336 | 2.3134 | 1221.7394 | 0.3357 | 1437.6627 | 0.0058222 |  |  |  |  | 1138.401 | 0 | 1138.3943 | 0.0026049
| 901.8966 | 0.018421 | 749.129 | 5.5204 | 749.129 | 0.13327 | 901.3631 | 0 | 749.129 | 0.065774 | 905.3707 | 2.1164 | 901.8966 | 5.1547 | 749.129 | 0 | 997.5535 | 0.27192 |  |  | 1105.71 | 2.3055 | 1221.8125 | 0.33478 | 1437.9159 | 0.0058318 |  |  |  |  | 1138.4646 | 0 | 1138.4578 | 0.0026057
| 902.0644 | 0.022799 | 749.3649 | 5.562 | 749.3649 | 0.1494 | 901.5313 | 0.00026087 | 749.3649 | 0.03345 | 905.5406 | 2.0905 | 902.0644 | 5.1722 | 749.3649 | 0 | 997.6526 | 0.2725 |  |  | 1106.085 | 2.2951 | 1221.8856 | 0.33384 | 1438.1692 | 0.0058629 |  |  |  |  | 1138.5281 | 0 | 1138.5212 | 0.0026073
| 902.2321 | 0.029634 | 749.6008 | 5.6592 | 749.6008 | 0.1605 | 901.6995 | 0 | 749.6008 | 0.058628 | 905.7104 | 2.0672 | 902.2321 | 5.1831 | 749.6008 | 0 | 997.7516 | 0.27318 |  |  | 1106.459 | 2.2841 | 1221.9587 | 0.33291 | 1438.4225 | 0.0059039 |  |  |  |  | 1138.5916 | 0 | 1138.5847 | 0.0026096
| 902.3999 | 0.022639 | 749.8367 | 5.7276 | 749.8367 | 0.1386 | 901.8678 | 0.00026087 | 749.8367 | 0.042495 | 905.8803 | 2.041 | 902.3999 | 5.2073 | 749.8367 | 0 | 997.8507 | 0.27338 |  |  | 1106.834 | 2.2747 | 1222.0319 | 0.33198 | 1438.676 | 0.0059442 |  |  |  |  | 1138.655 | 0 | 1138.6483 | 0.0026144
| 902.5676 | 0.020824 | 750.0726 | 5.8283 | 750.0726 | 0.151 | 902.036 | 0 | 750.0726 | 0.072767 | 906.0501 | 2.0154 | 902.5676 | 5.2308 | 750.0726 | 0 | 997.9498 | 0.27386 |  |  | 1107.209 | 2.263 | 1222.105 | 0.33104 | 1438.9296 | 0.0059761 |  |  |  |  | 1138.7186 | 0 | 1138.7118 | 0.0026208
| 902.7354 | 0.018795 | 750.3085 | 5.8884 | 750.3085 | 0.14068 | 902.2043 | 0.00078262 | 750.3085 | 0.037124 | 906.22 | 1.9897 | 902.7354 | 5.2608 | 750.3085 | 0 | 998.049 | 0.27456 |  |  | 1107.585 | 2.2508 | 1222.1781 | 0.3301 | 1439.1831 | 0.0059964 |  |  |  |  | 1138.7821 | 0 | 1138.7754 | 0.0026279
| 902.9032 | 0.02675 | 750.5444 | 5.9888 | 750.5444 | 0.16698 | 902.3725 | 0 | 750.5444 | 0.072593 | 906.3898 | 1.9687 | 902.9032 | 5.2843 | 750.5444 | 0 | 998.1481 | 0.2751 |  |  | 1107.961 | 2.2368 | 1222.2513 | 0.32917 | 1439.4369 | 0.0060045 |  |  |  |  | 1138.8456 | 0 | 1138.8389 | 0.0026351
| 903.071 | 0.028993 | 750.7804 | 6.0736 | 750.7804 | 0.1644 | 902.5408 | 0 | 750.7804 | 0.047571 | 906.5597 | 1.9422 | 903.071 | 5.3123 | 750.7804 | 0 | 998.2472 | 0.27487 |  |  | 1108.337 | 2.2232 | 1222.3245 | 0.32823 | 1439.6907 | 0.0060014 |  |  |  |  | 1138.9092 | 0 | 1138.9025 | 0.002643
| 903.2387 | 0.027978 | 751.0163 | 6.1759 | 751.0163 | 0.18641 | 902.709 | 0 | 751.0163 | 0.076212 | 906.7296 | 1.9146 | 903.2387 | 5.3323 | 751.0163 | 0 | 998.3464 | 0.2743 |  |  | 1108.713 | 2.2086 | 1222.3977 | 0.32729 | 1439.9446 | 0.0059879 |  |  |  |  | 1138.9728 | 0 | 1138.9659 | 0.0026502
| 903.4065 | 0.022372 | 751.2523 | 6.2346 | 751.2523 | 0.17363 | 902.8773 | 0.00026087 | 751.2523 | 0.039255 | 906.8995 | 1.8898 | 903.4065 | 5.3539 | 751.2523 | 0 | 998.4455 | 0.2745 |  |  | 1109.089 | 2.1906 | 1222.4708 | 0.32636 | 1440.1985 | 0.0059656 |  |  |  |  | 1139.0363 | 0 | 1139.0295 | 0.0026549
| 903.5743 | 0.021518 | 751.4882 | 6.3393 | 751.4882 | 0.20508 | 903.0456 | 0 | 751.4882 | 0.066411 | 907.0693 | 1.8711 | 903.5743 | 5.3706 | 751.4882 | 0 | 998.5447 | 0.27522 |  |  | 1109.466 | 2.1761 | 1222.5441 | 0.32541 | 1440.4526 | 0.0059377 |  |  |  |  | 1139.0999 | 0 | 1139.093 | 0.0026565
| 903.7421 | 0.023921 | 751.7242 | 6.3872 | 751.7242 | 0.19274 | 903.2138 | 0.00078262 | 751.7242 | 0.034126 | 907.2392 | 1.8475 | 903.7421 | 5.4009 | 751.7242 | 0 | 998.6439 | 0.27533 |  |  | 1109.843 | 2.1583 | 1222.6173 | 0.32447 | 1440.7068 | 0.0059096 |  |  |  |  | 1139.1635 | 0 | 1139.1566 | 0.0026549
| 903.9099 | 0.029634 | 751.9602 | 6.5007 | 751.9602 | 0.19139 | 903.3821 | 0.00017392 | 751.9602 | 0.069657 | 907.4091 | 1.8252 | 903.9099 | 5.4306 | 751.9602 | 0 | 998.7432 | 0.27507 |  |  | 1110.22 | 2.1392 | 1222.6904 | 0.32353 | 1440.9611 | 0.005889 |  |  |  |  | 1139.227 | 0 | 1139.2202 | 0.0026486
| 904.0777 | 0.02974 | 752.1961 | 6.5645 | 752.1961 | 0.20027 | 903.5504 | 0.00026087 | 752.1961 | 0.059131 | 907.579 | 1.8015 | 904.0777 | 5.4789 | 752.1961 | 0 | 998.8425 | 0.27501 |  |  | 1110.598 | 2.1188 | 1222.7637 | 0.32259 | 1441.2153 | 0.0058842 |  |  |  |  | 1139.2905 | 0 | 1139.2838 | 0.0026367
| 904.2455 | 0.022265 | 752.4321 | 6.7021 | 752.4321 | 0.21702 | 903.7187 | 0 | 752.4321 | 0.068438 | 907.7489 | 1.7781 | 904.2455 | 5.5175 | 752.4321 | 0 | 998.9418 | 0.27481 |  |  | 1110.976 | 2.0947 | 1222.8369 | 0.32164 | 1441.4698 | 0.0059012 |  |  |  |  | 1139.3541 | 0 | 1139.3474 | 0.0026184
| 904.4132 | 0.019809 | 752.6681 | 6.7724 | 752.6681 | 0.21298 | 903.8869 | 0 | 752.6681 | 0.036837 | 907.9188 | 1.7527 | 904.4132 | 5.5687 | 752.6681 | 0 | 999.0411 | 0.27466 |  |  | 1111.354 | 2.0759 | 1222.9102 | 0.3207 | 1441.7244 | 0.0059406 |  |  |  |  | 1139.4177 | 0 | 1139.411 | 0.0025953
| 904.581 | 0.025255 | 752.9042 | 6.8665 | 752.9042 | 0.23097 | 904.0552 | 0 | 752.9042 | 0.093615 | 908.0887 | 1.7253 | 904.581 | 5.6022 | 752.9042 | 0.0090425 | 999.1404 | 0.27552 |  |  | 1111.732 | 2.0538 | 1222.9834 | 0.31975 | 1441.979 | 0.0059959 |  |  |  |  | 1139.4813 | 0 | 1139.4746 | 0.0025667
| 904.7488 | 0.016072 | 753.1402 | 6.972 | 753.1402 | 0.20606 | 904.2235 | 0.00026087 | 753.1402 | 0.037572 | 908.2586 | 1.6982 | 904.7488 | 5.6405 | 753.1402 | 0 | 999.2397 | 0.27658 |  |  | 1112.111 | 2.0272 | 1223.0566 | 0.31881 | 1442.2336 | 0.006054 |  |  |  |  | 1139.5449 | 0 | 1139.5382 | 0.0025342
| 904.9166 | 0.029207 | 753.3762 | 7.0895 | 753.3762 | 0.25133 | 904.3918 | 0.00017392 | 753.3762 | 0.065796 | 908.4284 | 1.6754 | 904.9166 | 5.6544 | 753.3762 | 0.0072427 | 999.3391 | 0.27658 |  |  | 1112.49 | 2.004 | 1223.13 | 0.31786 | 1442.4884 | 0.0060982 |  |  |  |  | 1139.6086 | 0 | 1139.6018 | 0.0024992
| 905.0844 | 0.024401 | 753.6122 | 7.1813 | 753.6122 | 0.23322 | 904.5601 | 0 | 753.6122 | 0.03966 | 908.5984 | 1.6495 | 905.0844 | 5.6662 | 753.6123 | 0 | 999.4385 | 0.27677 |  |  | 1112.869 | 1.9775 | 1223.2033 | 0.31692 | 1442.7433 | 0.0061131 |  |  |  |  | 1139.6722 | 0 | 1139.6654 | 0.0024619
| 905.2522 | 0.027711 | 753.8483 | 7.2827 | 753.8483 | 0.24549 | 904.7284 | 0.00017392 | 753.8483 | 0.10412 | 908.7683 | 1.6219 | 905.2522 | 5.6716 | 753.8483 | 0 | 999.5379 | 0.27729 |  |  | 1113.248 | 1.9514 | 1223.2765 | 0.31597 | 1442.9983 | 0.0060895 |  |  |  |  | 1139.7358 | 0 | 1139.7291 | 0.0024253
| 905.42 | 0.018421 | 754.0844 | 7.3728 | 754.0844 | 0.25691 | 904.8967 | 0.00026087 | 754.0844 | 0.034822 | 908.9382 | 1.5953 | 905.42 | 5.6943 | 754.0843 | 0 | 999.6373 | 0.27719 |  |  | 1113.627 | 1.9214 | 1223.3499 | 0.31502 | 1443.2534 | 0.0060269 |  |  |  |  | 1139.7996 | 0 | 1139.7927 | 0.0023912
| 905.5878 | 0.027498 | 754.3204 | 7.4759 | 754.3204 | 0.27366 | 905.065 | 0 | 754.3204 | 0.081248 | 909.1081 | 1.5715 | 905.5878 | 5.7168 | 754.3204 | 0 | 999.7368 | 0.27702 |  |  | 1114.007 | 1.8966 | 1223.4231 | 0.31407 | 1443.5085 | 0.0059329 |  |  |  |  | 1139.8632 | 0 | 1139.8563 | 0.0023602
| 905.7556 | 0.022052 | 754.5565 | 7.5806 | 754.5565 | 0.25602 | 905.2333 | 0 | 754.5565 | 0.05833 | 909.278 | 1.5466 | 905.7556 | 5.7475 | 754.5565 | 0 | 999.8362 | 0.27744 |  |  | 1114.387 | 1.8682 | 1223.4965 | 0.31313 | 1443.7638 | 0.0058193 |  |  |  |  | 1139.9268 | 0 | 1139.92 | 0.0023348
| 905.9235 | 0.034065 | 754.7926 | 7.6779 | 754.7926 | 0.28392 | 905.4016 | 0.00069566 | 754.7926 | 0.07755 | 909.4479 | 1.5226 | 905.9235 | 5.7753 | 754.7926 | 0 | 999.9357 | 0.27793 |  |  | 1114.768 | 1.8379 | 1223.5697 | 0.31218 | 1444.0192 | 0.0056975 |  |  |  |  | 1139.9905 | 0 | 1139.9836 | 0.0023141
| 906.0913 | 0.02675 | 755.0287 | 7.7543 | 755.0287 | 0.28962 | 905.5699 | 0.00026087 | 755.0287 | 0.065426 | 909.6179 | 1.5002 | 906.0913 | 5.8189 | 755.0287 | 0 | 1000.0353 | 0.27827 |  |  | 1115.148 | 1.8088 | 1223.6431 | 0.31123 | 1444.2745 | 0.005576 |  |  |  |  | 1140.0541 | 0 | 1140.0474 | 0.0022998
| 906.2591 | 0.028459 | 755.2648 | 7.9004 | 755.2648 | 0.31475 | 905.7382 | 0 | 755.2648 | 0.087239 | 909.7878 | 1.4829 | 906.2591 | 5.8537 | 755.2648 | 0 | 1000.1348 | 0.27888 |  |  | 1115.529 | 1.778 | 1223.7164 | 0.31028 | 1444.53 | 0.0054596 |  |  |  |  | 1140.1178 | 0 | 1140.1111 | 0.0022903
| 906.4269 | 0.02894 | 755.5009 | 8.0114 | 755.5009 | 0.27619 | 905.9066 | 0 | 755.5009 | 0.046294 | 909.9577 | 1.4644 | 906.4269 | 5.893 | 755.5009 | 0 | 1000.2343 | 0.27897 |  |  | 1115.91 | 1.7471 | 1223.7898 | 0.30933 | 1444.7856 | 0.0053526 |  |  |  |  | 1140.1815 | 0 | 1140.1747 | 0.0022863
| 906.5947 | 0.024668 | 755.737 | 8.1564 | 755.737 | 0.31467 | 906.0749 | 0 | 755.737 | 0.10245 | 910.1277 | 1.4463 | 906.5947 | 5.9058 | 755.737 | 0 | 1000.3339 | 0.27872 |  |  | 1116.292 | 1.7114 | 1223.8632 | 0.30838 | 1445.0414 | 0.0052607 |  |  |  |  | 1140.2452 | 0 | 1140.2384 | 0.0022863
| 906.7625 | 0.016926 | 755.9731 | 8.2831 | 755.9731 | 0.31387 | 906.2432 | 0.00078262 | 755.9731 | 0.052566 | 910.2976 | 1.4287 | 906.7625 | 5.9184 | 755.9731 | 0 | 1000.4335 | 0.27898 |  |  | 1116.673 | 1.6844 | 1223.9365 | 0.30744 | 1445.2971 | 0.0051923 |  |  |  |  | 1140.3088 | 0 | 1140.3021 | 0.0022911
| 906.9304 | 0.022692 | 756.2093 | 8.366 | 756.2093 | 0.31712 | 906.4115 | 0.00017392 | 756.2093 | 0.096197 | 910.4676 | 1.4109 | 906.9304 | 5.9147 | 756.2092 | 0 | 1000.5331 | 0.27918 |  |  | 1117.055 | 1.6521 | 1224.0099 | 0.30649 | 1445.553 | 0.0051567 |  |  |  |  | 1140.3726 | 0 | 1140.3658 | 0.0023014
| 907.0982 | 0.023654 | 756.4454 | 8.4795 | 756.4454 | 0.3376 | 906.5799 | 0.00026087 | 756.4454 | 0.033894 | 910.6375 | 1.3887 | 907.0982 | 5.9313 | 756.4454 | 0.0036195 | 1000.6328 | 0.27906 |  |  | 1117.438 | 1.622 | 1224.0832 | 0.30554 | 1445.809 | 0.0051609 |  |  |  |  | 1140.4363 | 0 | 1140.4296 | 0.0023181
| 907.266 | 0.030862 | 756.6816 | 8.6056 | 756.6816 | 0.34238 | 906.7482 | 0 | 756.6816 | 0.10222 | 910.8075 | 1.3698 | 907.266 | 5.9488 | 756.6816 | 0 | 1000.7324 | 0.27896 |  |  | 1117.82 | 1.5907 | 1224.1566 | 0.30459 | 1446.0651 | 0.0052061 |  |  |  |  | 1140.5 | 0 | 1140.4933 | 0.0023419
| 907.4338 | 0.026964 | 756.9177 | 8.7181 | 756.9177 | 0.3472 | 906.9165 | 0.00078262 | 756.9177 | 0.064881 | 910.9774 | 1.3472 | 907.4338 | 5.979 | 756.9177 | 0 | 1000.832 | 0.27956 |  |  | 1118.203 | 1.5587 | 1224.23 | 0.30365 | 1446.3212 | 0.0052861 |  |  |  |  | 1140.5637 | 0 | 1140.557 | 0.0023737
| 907.6017 | 0.030488 | 757.1539 | 8.8302 | 757.1539 | 0.35283 | 907.0849 | 0 | 757.1539 | 0.10039 | 911.1474 | 1.3241 | 907.6017 | 6.0007 | 757.1539 | 0 | 1000.9317 | 0.28018 |  |  | 1118.586 | 1.527 | 1224.3035 | 0.3027 | 1446.5774 | 0.0053885 |  |  |  |  | 1140.6274 | 0 | 1140.6207 | 0.0024118
| 907.7695 | 0.013348 | 757.3901 | 8.9125 | 757.3901 | 0.36819 | 907.2532 | 0.00078262 | 757.3901 | 0.055739 | 911.3173 | 1.3026 | 907.7695 | 6.0422 | 757.3901 | 0 | 1001.0314 | 0.28016 |  |  | 1118.969 | 1.4912 | 1224.3768 | 0.30175 | 1446.8337 | 0.0054964 |  |  |  |  | 1140.6912 | 0 | 1140.6844 | 0.0024555
| 907.9373 | 0.02627 | 757.6263 | 9.0929 | 757.6263 | 0.38154 | 907.4216 | 0 | 757.6263 | 0.11148 | 911.4873 | 1.2811 | 907.9373 | 6.0951 | 757.6263 | 0 | 1001.1312 | 0.28066 |  |  | 1119.353 | 1.4679 | 1224.4503 | 0.3008 | 1447.0902 | 0.0055926 |  |  |  |  | 1140.755 | 0 | 1140.7482 | 0.0025
| 908.1052 | 0.021678 | 757.8624 | 9.2018 | 757.8624 | 0.38369 | 907.5899 | 0.00078262 | 757.8624 | 0.087763 | 911.6573 | 1.2599 | 908.1052 | 6.1588 | 757.8624 | 0 | 1001.2309 | 0.2807 |  |  | 1119.736 | 1.4207 | 1224.5237 | 0.29986 | 1447.3467 | 0.0056621 |  |  |  |  | 1140.8187 | 0 | 1140.8119 | 0.0025429
| 908.273 | 0.030808 | 758.0987 | 9.3156 | 758.0987 | 0.39236 | 907.7583 | 0 | 758.0987 | 0.11107 | 911.8273 | 1.2393 | 908.273 | 6.2026 | 758.0987 | 0 | 1001.3307 | 0.27984 |  |  | 1120.12 | 1.3758 | 1224.5972 | 0.29891 | 1447.6033 | 0.0056954 |  |  |  |  | 1140.8825 | 0 | 1140.8757 | 0.0025795
| 908.4409 | 0.028566 | 758.3349 | 9.4764 | 758.3349 | 0.41087 | 907.9266 | 0.00026087 | 758.3349 | 0.071796 | 911.9972 | 1.2182 | 908.4409 | 6.2492 | 758.3349 | 0 | 1001.4305 | 0.27903 |  |  | 1120.505 | 1.3795 | 1224.6707 | 0.29796 | 1447.86 | 0.0056904 |  |  |  |  | 1140.9463 | 0 | 1140.9395 | 0.0026065
| 908.6087 | 0.0291 | 758.5711 | 9.6332 | 758.5711 | 0.41133 | 908.095 | 0 | 758.5711 | 0.10412 | 912.1672 | 1.1942 | 908.6087 | 6.3015 | 758.5711 | 0.0090425 | 1001.5302 | 0.27846 |  |  | 1120.889 | 1.3525 | 1224.744 | 0.29701 | 1448.1168 | 0.0056536 |  |  |  |  | 1141.01 | 0 | 1141.0033 | 0.0026224
| 908.7766 | 0.025843 | 758.8073 | 9.8006 | 758.8073 | 0.43283 | 908.2633 | 0.00078262 | 758.8073 | 0.11307 | 912.3372 | 1.1759 | 908.7766 | 6.3548 | 758.8073 | 0 | 1001.63 | 0.27899 |  |  | 1121.274 | 1.3258 | 1224.8175 | 0.29607 | 1448.3737 | 0.0055989 |  |  |  |  | 1141.0738 | 0 | 1141.067 | 0.0026271
| 908.9444 | 0.022532 | 759.0436 | 9.9189 | 759.0436 | 0.42156 | 908.4317 | 0 | 759.0436 | 0.090294 | 912.5072 | 1.1541 | 908.9444 | 6.3996 | 759.0436 | 0 | 1001.7299 | 0.27954 |  |  | 1121.659 | 1.2809 | 1224.891 | 0.29512 | 1448.6306 | 0.0055442 |  |  |  |  | 1141.1376 | 0 | 1141.1309 | 0.0026208
| 909.1122 | 0.027017 | 759.2798 | 10.0072 | 759.2798 | 0.45248 | 908.6001 | 0.00078262 | 759.2798 | 0.13285 | 912.6772 | 1.1354 | 909.1122 | 6.4347 | 759.2798 | 0 | 1001.8297 | 0.27919 |  |  | 1122.044 | 1.2694 | 1224.9645 | 0.29418 | 1448.8877 | 0.0055064 |  |  |  |  | 1141.2014 | 0 | 1141.1946 | 0.0026065
| 909.2801 | 0.026857 | 759.5161 | 10.1201 | 759.5161 | 0.46025 | 908.7684 | 0 | 759.5161 | 0.079329 | 912.8472 | 1.1169 | 909.2801 | 6.4802 | 759.5161 | 0 | 1001.9296 | 0.27936 |  |  | 1122.43 | 1.2418 | 1225.038 | 0.29324 | 1449.1449 | 0.005495 |  |  |  |  | 1141.2651 | 0 | 1141.2584 | 0.0025866
| 909.4479 | 0.02894 | 759.7523 | 10.249 | 759.7523 | 0.47681 | 908.9368 | 0.0013044 | 759.7523 | 0.11642 | 913.0172 | 1.1021 | 909.4479 | 6.4942 | 759.7523 | 0.0090425 | 1002.0295 | 0.27974 |  |  | 1122.816 | 1.2177 | 1225.1115 | 0.2923 | 1449.4021 | 0.0055089 |  |  |  |  | 1141.329 | 0 | 1141.3223 | 0.0025644
| 909.6158 | 0.022425 | 759.9886 | 10.4063 | 759.9886 | 0.47761 | 909.1052 | 0 | 759.9886 | 0.084173 | 913.1871 | 1.0833 | 909.6158 | 6.5037 | 759.9886 | 0 | 1002.1295 | 0.27982 |  |  | 1123.202 | 1.1926 | 1225.1851 | 0.29135 | 1449.6594 | 0.0055364 |  |  |  |  | 1141.3928 | 0 | 1141.386 | 0.0025397
| 909.7837 | 0.027978 | 760.2249 | 10.547 | 760.2249 | 0.50393 | 909.2736 | 0.00078262 | 760.2249 | 0.12272 | 913.3572 | 1.0668 | 909.7837 | 6.49 | 760.2249 | 0 | 1002.2294 | 0.28029 |  |  | 1123.589 | 1.1608 | 1225.2585 | 0.29041 | 1449.9169 | 0.0055599 |  |  |  |  | 1141.4567 | 0 | 1141.4498 | 0.0025175
| 909.9515 | 0.03193 | 760.4612 | 10.7235 | 760.4612 | 0.49186 | 909.442 | 0 | 760.4612 | 0.089801 | 913.5272 | 1.0485 | 909.9515 | 6.5031 | 760.4612 | 0 | 1002.3293 | 0.2808 |  |  | 1123.975 | 1.1444 | 1225.332 | 0.28947 | 1450.1743 | 0.0055629 |  |  |  |  | 1141.5205 | 0 | 1141.5137 | 0.0024968
| 910.1194 | 0.023173 | 760.6975 | 10.8768 | 760.6975 | 0.50095 | 909.6103 | 0.0018258 | 760.6975 | 0.14652 | 913.6972 | 1.0348 | 910.1194 | 6.5164 | 760.6975 | 0 | 1002.4293 | 0.28094 |  |  | 1124.362 | 1.1206 | 1225.4056 | 0.28853 | 1450.432 | 0.0055354 |  |  |  |  | 1141.5844 | 0 | 1141.5775 | 0.0024794
| 910.2872 | 0.020824 | 760.9338 | 11.0192 | 760.9338 | 0.50504 | 909.7787 | 0 | 760.9338 | 0.097836 | 913.8672 | 1.0163 | 910.2872 | 6.5591 | 760.9338 | 0 | 1002.5294 | 0.28145 |  |  | 1124.749 | 1.0963 | 1225.4791 | 0.28759 | 1450.6897 | 0.0054775 |  |  |  |  | 1141.6482 | 0 | 1141.6414 | 0.0024659
| 910.4551 | 0.030221 | 761.1701 | 11.1216 | 761.1701 | 0.56236 | 909.9471 | 0.0013044 | 761.1701 | 0.1303 | 914.0372 | 0.99941 | 910.4551 | 6.6047 | 761.1701 | 0.0072427 | 1002.6293 | 0.28238 |  |  | 1125.137 | 1.0223 | 1225.5527 | 0.28665 | 1450.9475 | 0.0053966 |  |  |  |  | 1141.712 | 0 | 1141.7052 | 0.0024579
| 910.623 | 0.027017 | 761.4064 | 11.2558 | 761.4064 | 0.53763 | 910.1155 | 0 | 761.4064 | 0.10857 | 914.2072 | 0.98241 | 910.623 | 6.6625 | 761.4064 | 0.0018107 | 1002.7294 | 0.28293 |  |  | 1125.524 | 1.0448 | 1225.6263 | 0.28571 | 1451.2053 | 0.0053032 |  |  |  |  | 1141.7759 | 0 | 1141.769 | 0.0024563
| 910.7908 | 0.014256 | 761.6428 | 11.3713 | 761.6428 | 0.55851 | 910.2839 | 0.0018258 | 761.6428 | 0.12599 | 914.3773 | 0.96863 | 910.7908 | 6.6959 | 761.6428 | 0 | 1002.8295 | 0.28291 |  |  | 1125.912 | 1.0242 | 1225.6998 | 0.28477 | 1451.4633 | 0.005206 |  |  |  |  | 1141.8397 | 0 | 1141.833 | 0.0024603
| 910.9587 | 0.023654 | 761.8791 | 11.4858 | 761.8791 | 0.5563 | 910.4523 | 0 | 761.8791 | 0.10283 | 914.5473 | 0.95102 | 910.9587 | 6.7221 | 761.8791 | 0 | 1002.9296 | 0.2825 |  |  | 1126.301 | 1.0046 | 1225.7734 | 0.28384 | 1451.7214 | 0.0051093 |  |  |  |  | 1141.9037 | 0 | 1141.8969 | 0.0024698
| 911.1266 | 0.030915 | 762.1155 | 11.6201 | 762.1155 | 0.57619 | 910.6207 | 0.00078262 | 762.1155 | 0.1372 | 914.7173 | 0.93702 | 911.1266 | 6.7351 | 762.1155 | 0 | 1003.0297 | 0.28214 |  |  | 1126.689 | 0.98207 | 1225.8471 | 0.2829 | 1451.9795 | 0.005015 |  |  |  |  | 1141.9675 | 0 | 1141.9607 | 0.0024833
| 911.2945 | 0.018101 | 762.3518 | 11.8378 | 762.3518 | 0.58133 | 910.7891 | 0 | 762.3518 | 0.10906 | 914.8873 | 0.92226 | 911.2945 | 6.7696 | 762.3518 | 0 | 1003.1298 | 0.28244 |  |  | 1127.078 | 0.95945 | 1225.9207 | 0.28196 | 1452.2378 | 0.0049249 |  |  |  |  | 1142.0314 | 0 | 1142.0247 | 0.0025
| 911.4624 | 0.020183 | 762.5882 | 12.0373 | 762.5882 | 0.60073 | 910.9575 | 0.0013044 | 762.5882 | 0.14638 | 915.0574 | 0.91072 | 911.4624 | 6.8081 | 762.5882 | 0 | 1003.2299 | 0.28288 |  |  | 1127.467 | 0.93856 | 1225.9943 | 0.28103 | 1452.4961 | 0.0048451 |  |  |  |  | 1142.0953 | 0 | 1142.0885 | 0.0025175
| 911.6302 | 0.016979 | 762.8246 | 12.2059 | 762.8246 | 0.59008 | 911.1259 | 0 | 762.8246 | 0.11891 | 915.2274 | 0.89683 | 911.6302 | 6.8551 | 762.8246 | 0 | 1003.3301 | 0.28254 |  |  | 1127.857 | 0.91855 | 1226.0679 | 0.2801 | 1452.7545 | 0.004786 |  |  |  |  | 1142.1592 | 0 | 1142.1525 | 0.0025334
| 911.7981 | 0.024508 | 763.061 | 12.3571 | 763.061 | 0.60678 | 911.2944 | 0.0018258 | 763.061 | 0.15855 | 915.3975 | 0.88365 | 911.7981 | 6.8871 | 763.061 | 0 | 1003.4303 | 0.28173 |  |  | 1128.246 | 0.88439 | 1226.1415 | 0.27916 | 1453.0131 | 0.0047603 |  |  |  |  | 1142.2231 | 0 | 1142.2163 | 0.0025485
| 911.966 | 0.023013 | 763.2974 | 12.5108 | 763.2974 | 0.62078 | 911.4628 | 0 | 763.2974 | 0.10268 | 915.5675 | 0.86851 | 911.966 | 6.9236 | 763.2974 | 0 | 1003.5305 | 0.28169 |  |  | 1128.636 | 0.87731 | 1226.2151 | 0.27823 | 1453.2717 | 0.0047788 |  |  |  |  | 1142.287 | 0 | 1142.2803 | 0.0025644
| 912.1339 | 0.035881 | 763.5338 | 12.6803 | 763.5338 | 0.66762 | 911.6312 | 0.0018258 | 763.5338 | 0.1671 | 915.7376 | 0.85631 | 912.1339 | 6.9445 | 763.5338 | 0 | 1003.6307 | 0.28232 |  |  | 1129.026 | 0.85519 | 1226.2888 | 0.2773 | 1453.5304 | 0.0048457 |  |  |  |  | 1142.351 | 0 | 1142.3441 | 0.0025803
| 912.3018 | 0.026003 | 763.7702 | 12.826 | 763.7702 | 0.66797 | 911.7996 | 0 | 763.7702 | 0.13318 | 915.9076 | 0.8387 | 912.3018 | 6.9775 | 763.7702 | 0 | 1003.731 | 0.28231 |  |  | 1129.417 | 0.8348 | 1226.3624 | 0.27637 | 1453.7892 | 0.0049553 |  |  |  |  | 1142.4149 | 0 | 1142.4081 | 0.0026001
| 912.4697 | 0.035026 | 764.0066 | 12.9752 | 764.0066 | 0.6838 | 911.968 | 0.0018258 | 764.0066 | 0.16483 | 916.0777 | 0.82099 | 912.4697 | 6.9996 | 764.0066 | 0 | 1003.8312 | 0.28213 |  |  | 1129.807 | 0.81914 | 1226.4362 | 0.27544 | 1454.0481 | 0.0050928 |  |  |  |  | 1142.4789 | 0 | 1142.4721 | 0.0026224
| 912.6376 | 0.025629 | 764.243 | 13.1473 | 764.243 | 0.6832 | 912.1365 | 0 | 764.243 | 0.13703 | 916.2477 | 0.80393 | 912.6376 | 7.0419 | 764.243 | 0 | 1003.9315 | 0.28199 |  |  | 1130.198 | 0.79999 | 1226.5098 | 0.27451 | 1454.3071 | 0.0052366 |  |  |  |  | 1142.5427 | 0 | 1142.536 | 0.0026478
| 912.8054 | 0.031716 | 764.4795 | 13.3179 | 764.4795 | 0.71462 | 912.3049 | 0.0018258 | 764.4795 | 0.15618 | 916.4178 | 0.79135 | 912.8054 | 7.0679 | 764.4795 | 0 | 1004.0318 | 0.28182 |  |  | 1130.589 | 0.78119 | 1226.5835 | 0.27359 | 1454.5662 | 0.0053641 |  |  |  |  | 1142.6067 | 0 | 1142.6 | 0.0026716
| 912.9733 | 0.025042 | 764.7159 | 13.438 | 764.7159 | 0.70216 | 912.4733 | 0 | 764.7159 | 0.14039 | 916.5879 | 0.77325 | 912.9733 | 7.1025 | 764.7159 | 0 | 1004.1321 | 0.28206 |  |  | 1130.981 | 0.76218 | 1226.6571 | 0.27266 | 1454.8253 | 0.0054567 |  |  |  |  | 1142.6707 | 0 | 1142.6639 | 0.0026907
| 913.1412 | 0.027391 | 764.9524 | 13.6506 | 764.9524 | 0.72777 | 912.6418 | 0.0013044 | 764.9524 | 0.17815 | 916.7579 | 0.75947 | 913.1412 | 7.1233 | 764.9524 | 0 | 1004.2325 | 0.28248 |  |  | 1131.373 | 0.7452 | 1226.7308 | 0.27174 | 1455.0846 | 0.005504 |  |  |  |  | 1142.7346 | 0 | 1142.7279 | 0.0027002
| 913.3091 | 0.031823 | 765.1888 | 13.8707 | 765.1888 | 0.73927 | 912.8102 | 0 | 765.1888 | 0.14121 | 916.928 | 0.744 | 913.3091 | 7.1613 | 765.1889 | 0 | 1004.3328 | 0.28276 |  |  | 1131.765 | 0.72652 | 1226.8046 | 0.27081 | 1455.344 | 0.0055053 |  |  |  |  | 1142.7986 | 0 | 1142.7919 | 0.002697
| 913.477 | 0.022639 | 765.4253 | 14.0123 | 765.4253 | 0.74825 | 912.9787 | 0.0018258 | 765.4253 | 0.18852 | 917.0981 | 0.72994 | 913.477 | 7.192 | 765.4253 | 0 | 1004.4332 | 0.28263 |  |  | 1132.157 | 0.70807 | 1226.8783 | 0.26989 | 1455.6034 | 0.0054687 |  |  |  |  | 1142.8627 | 0 | 1142.8558 | 0.0026796
| 913.6449 | 0.022799 | 765.6618 | 14.1661 | 765.6618 | 0.77046 | 913.1471 | 0 | 765.6618 | 0.13471 | 917.2682 | 0.71305 | 913.6449 | 7.2301 | 765.6618 | 0 | 1004.5336 | 0.28256 |  |  | 1132.55 | 0.69219 | 1226.952 | 0.26897 | 1455.8629 | 0.0054071 |  |  |  |  | 1142.9266 | 0 | 1142.9198 | 0.0026478
| 913.8129 | 0.021197 | 765.8983 | 14.3747 | 765.8983 | 0.77499 | 913.3156 | 0.0018258 | 765.8983 | 0.18014 | 917.4383 | 0.69713 | 913.8129 | 7.2516 | 765.8983 | 0 | 1004.634 | 0.28316 |  |  | 1132.943 | 0.67485 | 1227.0258 | 0.26805 | 1456.1226 | 0.0053347 |  |  |  |  | 1142.9906 | 0 | 1142.9838 | 0.0026049
| 913.9808 | 0.017193 | 766.1348 | 14.5363 | 766.1348 | 0.81003 | 913.484 | 0 | 766.1348 | 0.14544 | 917.6083 | 0.68128 | 913.9808 | 7.2805 | 766.1348 | 0 | 1004.7344 | 0.28378 |  |  | 1133.336 | 0.65537 | 1227.0995 | 0.26713 | 1456.3823 | 0.0052627 |  |  |  |  | 1143.0546 | 0 | 1143.0478 | 0.0025556
| 914.1487 | 0.022159 | 766.3713 | 14.7025 | 766.3713 | 0.81504 | 913.6525 | 0.0013044 | 766.3713 | 0.18329 | 917.7784 | 0.67056 | 914.1487 | 7.3023 | 766.3713 | 0 | 1004.8349 | 0.28331 |  |  | 1133.729 | 0.64086 | 1227.1732 | 0.26621 | 1456.6421 | 0.0051976 |  |  |  |  | 1143.1186 | 0 | 1143.1118 | 0.0025056
| 914.3166 | 0.024134 | 766.6078 | 14.9149 | 766.6078 | 0.81617 | 913.8209 | 0 | 766.6078 | 0.15253 | 917.9485 | 0.65629 | 914.3166 | 7.34 | 766.6078 | 0 | 1004.9354 | 0.28286 |  |  | 1134.123 | 0.62549 | 1227.2469 | 0.2653 | 1456.902 | 0.0051415 |  |  |  |  | 1143.1826 | 0 | 1143.1759 | 0.0024603
| 914.4845 | 0.023547 | 766.8443 | 15.0036 | 766.8443 | 0.84272 | 913.9894 | 0.0013044 | 766.8443 | 0.18801 | 918.1186 | 0.64387 | 914.4845 | 7.3608 | 766.8443 | 0 | 1005.0359 | 0.2836 |  |  | 1134.517 | 0.60288 | 1227.3208 | 0.26438 | 1457.162 | 0.0050935 |  |  |  |  | 1143.2467 | 0 | 1143.2399 | 0.0024214
| 914.6524 | 0.024294 | 767.0809 | 15.2185 | 767.0809 | 0.84905 | 914.1579 | 0 | 767.0809 | 0.14793 | 918.2887 | 0.63141 | 914.6524 | 7.394 | 767.0809 | 0 | 1005.1364 | 0.28408 |  |  | 1134.911 | 0.59222 | 1227.3945 | 0.26346 | 1457.4221 | 0.0050518 |  |  |  |  | 1143.3107 | 0 | 1143.304 | 0.002392
| 914.8203 | 0.018688 | 767.3174 | 15.3952 | 767.3174 | 0.89425 | 914.3263 | 0.0013044 | 767.3174 | 0.18639 | 918.4588 | 0.61932 | 914.8203 | 7.4085 | 767.3174 | 0.0036213 | 1005.2369 | 0.28359 |  |  | 1135.306 | 0.57952 | 1227.4684 | 0.26255 | 1457.6824 | 0.005016 |  |  |  |  | 1143.3748 | 0 | 1143.3679 | 0.0023721
| 914.9882 | 0.02328 | 767.554 | 15.5675 | 767.554 | 0.8803 | 914.4948 | 0 | 767.554 | 0.16593 | 918.6289 | 0.60401 | 914.9882 | 7.4429 | 767.554 | 0 | 1005.3375 | 0.28336 |  |  | 1135.7 | 0.56288 | 1227.5421 | 0.26164 | 1457.9426 | 0.0049872 |  |  |  |  | 1143.4388 | 0 | 1143.432 | 0.0023594
| 915.1562 | 0.028245 | 767.7905 | 15.7492 | 767.7905 | 0.91748 | 914.6633 | 0.0013044 | 767.7905 | 0.18771 | 918.799 | 0.59198 | 915.1562 | 7.4618 | 767.7905 | 0 | 1005.4381 | 0.28396 |  |  | 1136.095 | 0.55008 | 1227.616 | 0.26073 | 1458.203 | 0.004967 |  |  |  |  | 1143.5028 | 0 | 1143.4961 | 0.0023531
| 915.3241 | 0.023066 | 768.0271 | 15.9036 | 768.0271 | 0.92377 | 914.8318 | 0 | 768.0271 | 0.18429 | 918.9692 | 0.57765 | 915.3241 | 7.5005 | 768.0271 | 0 | 1005.5387 | 0.28446 |  |  | 1136.491 | 0.53457 | 1227.6897 | 0.25982 | 1458.4635 | 0.0049565 |  |  |  |  | 1143.5669 | 0 | 1143.5601 | 0.0023499
| 915.492 | 0.051098 | 768.2637 | 16.0788 | 768.2637 | 0.96498 | 915.0002 | 0.00026087 | 768.2637 | 0.22497 | 919.1393 | 0.56634 | 915.492 | 7.5244 | 768.2637 | 0 | 1005.6393 | 0.28395 |  |  | 1136.886 | 0.52108 | 1227.7635 | 0.25891 | 1458.724 | 0.0049551 |  |  |  |  | 1143.631 | 0 | 1143.6242 | 0.0023475
| 915.6599 | 0.02093 | 768.5003 | 16.1966 | 768.5003 | 0.93662 | 915.1687 | 0 | 768.5003 | 0.1832 | 919.3094 | 0.5513 | 915.6599 | 7.5641 | 768.5003 | 0 | 1005.74 | 0.28303 |  |  | 1137.282 | 0.50746 | 1227.8374 | 0.258 | 1458.9846 | 0.0049604 |  |  |  |  | 1143.6951 | 0 | 1143.6882 | 0.0023459
| 915.8279 | 0.025149 | 768.7369 | 16.4007 | 768.7369 | 0.98684 | 915.3372 | 0.0018258 | 768.7369 | 0.24395 | 919.4795 | 0.53938 | 915.8279 | 7.5867 | 768.7369 | 0 | 1005.8406 | 0.2833 |  |  | 1137.678 | 0.49418 | 1227.9113 | 0.2571 | 1459.2454 | 0.0049697 |  |  |  |  | 1143.7592 | 0 | 1143.7523 | 0.0023443
| 915.9958 | 0.02376 | 768.9735 | 16.4962 | 768.9735 | 0.9611 | 915.5057 | 0 | 768.9735 | 0.18547 | 919.6497 | 0.52472 | 915.9958 | 7.6136 | 768.9735 | 0 | 1005.9413 | 0.28411 |  |  | 1138.075 | 0.48006 | 1227.9851 | 0.25619 | 1459.5062 | 0.0049806 |  |  |  |  | 1143.8232 | 0 | 1143.8164 | 0.0023443
| 916.1637 | 0.030808 | 769.2101 | 16.6596 | 769.2101 | 1.0093 | 915.6742 | 0.0013044 | 769.2101 | 0.2342 | 919.8198 | 0.51242 | 916.1637 | 7.6313 | 769.2101 | 0 | 1006.0421 | 0.28421 |  |  | 1138.472 | 0.46791 | 1228.059 | 0.25529 | 1459.7672 | 0.0049919 |  |  |  |  | 1143.8873 | 0 | 1143.8805 | 0.0023459
| 916.3317 | 0.023387 | 769.4467 | 16.8385 | 769.4467 | 1.0076 | 915.8427 | 0 | 769.4467 | 0.20798 | 919.9899 | 0.49782 | 916.3317 | 7.667 | 769.4467 | 0 | 1006.1428 | 0.28412 |  |  | 1138.869 | 0.45615 | 1228.1328 | 0.25439 | 1460.0282 | 0.0050035 |  |  |  |  | 1143.9514 | 0 | 1143.9446 | 0.0023523
| 916.4996 | 0.02675 | 769.6833 | 17.0041 | 769.6833 | 1.0418 | 916.0112 | 0.00026087 | 769.6833 | 0.23917 | 920.1601 | 0.48497 | 916.4996 | 7.6934 | 769.6833 | 0 | 1006.2435 | 0.2842 |  |  | 1139.266 | 0.44311 | 1228.2067 | 0.25348 | 1460.2893 | 0.005016 |  |  |  |  | 1144.0155 | 0 | 1144.0088 | 0.0023634
| 916.6676 | 0.02376 | 769.9199 | 17.1541 | 769.9199 | 1.0454 | 916.1797 | 0 | 769.9199 | 0.20043 | 920.3302 | 0.46971 | 916.6676 | 7.726 | 769.9199 | 0 | 1006.3443 | 0.28476 |  |  | 1139.663 | 0.42891 | 1228.2806 | 0.25258 | 1460.5505 | 0.0050309 |  |  |  |  | 1144.0797 | 0 | 1144.0729 | 0.0023816
| 916.8355 | 0.027872 | 770.1566 | 17.3437 | 770.1566 | 1.077 | 916.3482 | 0.0013044 | 770.1566 | 0.25655 | 920.5004 | 0.45927 | 916.8355 | 7.7373 | 770.1566 | 0 | 1006.4451 | 0.2853 |  |  | 1140.061 | 0.41995 | 1228.3545 | 0.25169 | 1460.8119 | 0.0050514 |  |  |  |  | 1144.1438 | 0 | 1144.137 | 0.0024047
| 917.0034 | 0.022532 | 770.3932 | 17.523 | 770.3932 | 1.0813 | 916.5167 | 0 | 770.3932 | 0.20414 | 920.6705 | 0.4474 | 917.0034 | 7.7636 | 770.3932 | 0 | 1006.5459 | 0.28507 |  |  | 1140.459 | 0.40842 | 1228.4283 | 0.25079 | 1461.0732 | 0.0050825 |  |  |  |  | 1144.2079 | 0 | 1144.2012 | 0.0024309
| 917.1714 | 0.031823 | 770.6299 | 17.6772 | 770.6299 | 1.0967 | 916.6852 | 0.0018258 | 770.6299 | 0.2516 | 920.8406 | 0.4363 | 917.1714 | 7.772 | 770.6299 | 0 | 1006.6467 | 0.28487 |  |  | 1140.858 | 0.39738 | 1228.5023 | 0.24989 | 1461.3347 | 0.0051302 |  |  |  |  | 1144.2721 | 0 | 1144.2653 | 0.0024595
| 917.3393 | 0.023173 | 770.8666 | 17.8745 | 770.8666 | 1.1306 | 916.8537 | 0 | 770.8666 | 0.23814 | 921.0108 | 0.42635 | 917.3393 | 7.7974 | 770.8666 | 0 | 1006.7476 | 0.28524 |  |  | 1141.256 | 0.38295 | 1228.5762 | 0.249 | 1461.5963 | 0.0051982 |  |  |  |  | 1144.3362 | 0 | 1144.3295 | 0.0024873
| 917.5073 | 0.018421 | 771.1033 | 18.0535 | 771.1033 | 1.1448 | 917.0222 | 0.0013044 | 771.1033 | 0.25288 | 921.181 | 0.41804 | 917.5073 | 7.8182 | 771.1033 | 0 | 1006.8484 | 0.28534 |  |  | 1141.655 | 0.37625 | 1228.6501 | 0.24811 | 1461.858 | 0.005285 |  |  |  |  | 1144.4004 | 0 | 1144.3936 | 0.0025111
| 917.6752 | 0.029847 | 771.3399 | 18.2385 | 771.3399 | 1.192 | 917.1907 | 0 | 771.3399 | 0.22836 | 921.3511 | 0.40617 | 917.6752 | 7.8669 | 771.34 | 0 | 1006.9493 | 0.28501 |  |  | 1142.054 | 0.36686 | 1228.7241 | 0.24722 | 1462.1198 | 0.0053814 |  |  |  |  | 1144.4645 | 0 | 1144.4578 | 0.0025302
| 917.8432 | 0.024775 | 771.5766 | 18.3318 | 771.5766 | 1.192 | 917.3593 | 0.0018258 | 771.5766 | 0.28364 | 921.5213 | 0.39491 | 917.8432 | 7.9141 | 771.5766 | 0.0072445 | 1007.0502 | 0.28533 |  |  | 1142.454 | 0.35632 | 1228.7981 | 0.24632 | 1462.3817 | 0.0054719 |  |  |  |  | 1144.5287 | 0 | 1144.5219 | 0.0025421
| 918.0111 | 0.022425 | 771.8133 | 18.3784 | 771.8133 | 1.1681 | 917.5278 | 0 | 771.8133 | 0.24892 | 921.6915 | 0.38343 | 918.0111 | 7.9685 | 771.8134 | 0 | 1007.1512 | 0.28611 |  |  | 1142.854 | 0.34702 | 1228.8719 | 0.24543 | 1462.6437 | 0.0055393 |  |  |  |  | 1144.5929 | 0 | 1144.5861 | 0.0025469
| 918.1791 | 0.036415 | 772.0501 | 18.5154 | 772.0501 | 1.2453 | 917.6963 | 0.0013044 | 772.0501 | 0.28503 | 921.8616 | 0.37342 | 918.1791 | 7.9964 | 772.0501 | 0 | 1007.2521 | 0.28622 |  |  | 1143.254 | 0.33784 | 1228.9459 | 0.24455 | 1462.9056 | 0.0055712 |  |  |  |  | 1144.6571 | 0 | 1144.6503 | 0.0025421
| 918.347 | 0.024401 | 772.2868 | 18.6863 | 772.2868 | 1.25 | 917.8648 | 0 | 772.2868 | 0.24336 | 922.0318 | 0.36112 | 918.347 | 8.018 | 772.2868 | 0 | 1007.3531 | 0.28606 |  |  | 1143.654 | 0.32934 | 1229.0199 | 0.24366 | 1463.1678 | 0.0055653 |  |  |  |  | 1144.7212 | 0 | 1144.7145 | 0.0025294
| 918.515 | 0.021678 | 772.5235 | 18.8617 | 772.5235 | 1.3069 | 918.0334 | 0.0018258 | 772.5235 | 0.28818 | 922.202 | 0.35122 | 918.515 | 8.0204 | 772.5235 | 0 | 1007.4541 | 0.2863 |  |  | 1144.055 | 0.31312 | 1229.0939 | 0.24278 | 1463.4301 | 0.0055311 |  |  |  |  | 1144.7854 | 0 | 1144.7787 | 0.0025088
| 918.683 | 0.02328 | 772.7602 | 18.9966 | 772.7602 | 1.3023 | 918.2019 | 0 | 772.7602 | 0.25367 | 922.3722 | 0.33903 | 918.683 | 8.0362 | 772.7603 | 0 | 1007.5551 | 0.28671 |  |  | 1144.456 | 0.31145 | 1229.168 | 0.24189 | 1463.6924 | 0.005487 |  |  |  |  | 1144.8496 | 0 | 1144.8429 | 0.0024817
| 918.8509 | 0.0291 | 772.997 | 19.1702 | 772.997 | 1.3125 | 918.3705 | 0.0013044 | 772.997 | 0.31953 | 922.5423 | 0.33033 | 918.8509 | 8.0361 | 772.997 | 0 | 1007.6561 | 0.2868 |  |  | 1144.857 | 0.30428 | 1229.2419 | 0.24101 | 1463.9548 | 0.0054533 |  |  |  |  | 1144.9138 | 0 | 1144.9071 | 0.0024516
| 919.0189 | 0.029207 | 773.2338 | 19.3449 | 773.2338 | 1.371 | 918.539 | 0 | 773.2338 | 0.25064 | 922.7125 | 0.31901 | 919.0189 | 8.0525 | 773.2337 | 0 | 1007.7571 | 0.2862 |  |  | 1145.258 | 0.29692 | 1229.3159 | 0.24013 | 1464.2174 | 0.005445 |  |  |  |  | 1144.978 | 0 | 1144.9713 | 0.0024214
| 919.1869 | 0.026483 | 773.4705 | 19.4291 | 773.4705 | 1.3603 | 918.7075 | 0.0018258 | 773.4705 | 0.29878 | 922.8827 | 0.30955 | 919.1869 | 8.0459 | 773.4705 | 0 | 1007.8582 | 0.2857 |  |  | 1145.66 | 0.28575 | 1229.3899 | 0.23925 | 1464.48 | 0.0054672 |  |  |  |  | 1145.0424 | 0 | 1145.0355 | 0.0023952
| 919.3548 | 0.023387 | 773.7073 | 19.5916 | 773.7073 | 1.3848 | 918.8761 | 0 | 773.7073 | 0.28153 | 923.0529 | 0.29845 | 919.3548 | 8.0516 | 773.7073 | 0 | 1007.9592 | 0.28608 |  |  | 1146.062 | 0.28122 | 1229.464 | 0.23837 | 1464.7427 | 0.0055138 |  |  |  |  | 1145.1066 | 0 | 1145.0997 | 0.0023753
| 919.5228 | 0.032036 | 773.9441 | 19.716 | 773.9441 | 1.399 | 919.0446 | 0.0018258 | 773.9441 | 0.32048 | 923.2231 | 0.29145 | 919.5228 | 8.0368 | 773.9441 | 0 | 1008.0604 | 0.28689 |  |  | 1146.464 | 0.27356 | 1229.538 | 0.23749 | 1465.0055 | 0.0055709 |  |  |  |  | 1145.1708 | 0 | 1145.1639 | 0.0023634
| 919.6908 | 0.020663 | 774.1809 | 19.8826 | 774.1809 | 1.3952 | 919.2132 | 0 | 774.1809 | 0.30114 | 923.3933 | 0.28139 | 919.6908 | 8.051 | 774.1809 | 0 | 1008.1615 | 0.28713 |  |  | 1146.867 | 0.26747 | 1229.6121 | 0.23662 | 1465.2684 | 0.0056224 |  |  |  |  | 1145.235 | 0 | 1145.2283 | 0.0023602
| 919.8587 | 0.028726 | 774.4177 | 19.9743 | 774.4177 | 1.4584 | 919.3818 | 0.0013044 | 774.4177 | 0.32545 | 923.5635 | 0.27363 | 919.8587 | 8.0643 | 774.4176 | 0 | 1008.2626 | 0.28685 |  |  | 1147.27 | 0.25955 | 1229.6862 | 0.23574 | 1465.5314 | 0.0056554 |  |  |  |  | 1145.2993 | 0 | 1145.2925 | 0.0023634
| 920.0267 | 0.031716 | 774.6545 | 20.1435 | 774.6545 | 1.4858 | 919.5503 | 0 | 774.6545 | 0.30797 | 923.7337 | 0.26482 | 920.0267 | 8.0962 | 774.6545 | 0.0090425 | 1008.3638 | 0.28723 |  |  | 1147.673 | 0.25228 | 1229.7601 | 0.23487 | 1465.7946 | 0.0056642 |  |  |  |  | 1145.3635 | 0 | 1145.3568 | 0.0023729
| 920.1947 | 0.025629 | 774.8913 | 20.2758 | 774.8913 | 1.4966 | 919.7189 | 0.0013044 | 774.8913 | 0.371 | 923.9039 | 0.25875 | 920.1947 | 8.1019 | 774.8913 | 0 | 1008.465 | 0.28791 |  |  | 1148.076 | 0.24602 | 1229.8342 | 0.234 | 1466.0577 | 0.0056508 |  |  |  |  | 1145.4279 | 0 | 1145.421 | 0.0023872
| 920.3627 | 0.02376 | 775.1281 | 20.3955 | 775.1281 | 1.5131 | 919.8874 | 0 | 775.1281 | 0.31784 | 924.0741 | 0.24989 | 920.3627 | 8.1069 | 775.1281 | 0 | 1008.5662 | 0.28789 |  |  | 1148.48 | 0.23962 | 1229.9083 | 0.23313 | 1466.321 | 0.0056229 |  |  |  |  | 1145.4921 | 0 | 1145.4853 | 0.0024063
| 920.5307 | 0.028085 | 775.3649 | 20.5379 | 775.3649 | 1.5371 | 920.056 | 0.0013044 | 775.3649 | 0.3844 | 924.2443 | 0.24328 | 920.5307 | 8.1014 | 775.3649 | 0 | 1008.6674 | 0.28737 |  |  | 1148.884 | 0.2341 | 1229.9824 | 0.23227 | 1466.5844 | 0.0055904 |  |  |  |  | 1145.5564 | 0 | 1145.5496 | 0.0024277
| 920.6987 | 0.032464 | 775.6018 | 20.7181 | 775.6018 | 1.5526 | 920.2246 | 0 | 775.6018 | 0.34187 | 924.4146 | 0.23376 | 920.6987 | 8.1043 | 775.6018 | 0.0072409 | 1008.7687 | 0.28772 |  |  | 1149.288 | 0.22823 | 1230.0565 | 0.2314 | 1466.8479 | 0.0055614 |  |  |  |  | 1145.6207 | 0 | 1145.6139 | 0.0024524
| 920.8666 | 0.021411 | 775.8386 | 20.853 | 775.8386 | 1.5929 | 920.3931 | 0.0023475 | 775.8386 | 0.37618 | 924.5848 | 0.22791 | 920.8666 | 8.0968 | 775.8386 | 0 | 1008.87 | 0.28883 |  |  | 1149.693 | 0.22282 | 1230.1306 | 0.23053 | 1467.1115 | 0.0055398 |  |  |  |  | 1145.6849 | 0 | 1145.6782 | 0.0024778
| 921.0346 | 0.025736 | 776.0755 | 20.9266 | 776.0755 | 1.6652 | 920.5617 | 0 | 776.0755 | 0.33822 | 924.755 | 0.21922 | 921.0346 | 8.1036 | 776.0755 | 0 | 1008.9713 | 0.28913 |  |  | 1150.098 | 0.21789 | 1230.2047 | 0.22967 | 1467.3751 | 0.0055246 |  |  |  |  | 1145.7493 | 0 | 1145.7424 | 0.0025024
| 921.2026 | 0.024615 | 776.3123 | 21.1254 | 776.3123 | 1.6482 | 920.7303 | 0.0018258 | 776.3123 | 0.39346 | 924.9252 | 0.21178 | 921.2026 | 8.1193 | 776.3123 | 0 | 1009.0726 | 0.28856 |  |  | 1150.503 | 0.21164 | 1230.2789 | 0.2288 | 1467.6388 | 0.0055109 |  |  |  |  | 1145.8136 | 0 | 1145.8068 | 0.0025246
| 921.3706 | 0.024775 | 776.5492 | 21.1907 | 776.5492 | 1.6813 | 920.8989 | 0 | 776.5492 | 0.34864 | 925.0955 | 0.20352 | 921.3706 | 8.1635 | 776.5492 | 0 | 1009.1739 | 0.2884 |  |  | 1150.908 | 0.20709 | 1230.353 | 0.22794 | 1467.9027 | 0.0054917 |  |  |  |  | 1145.8779 | 0 | 1145.8711 | 0.0025405
| 921.5386 | 0.01794 | 776.7861 | 21.2587 | 776.7861 | 1.7047 | 921.0675 | 0.00078262 | 776.7861 | 0.40392 | 925.2657 | 0.1968 | 921.5386 | 8.1984 | 776.7861 | 0 | 1009.2753 | 0.28891 |  |  | 1151.314 | 0.20189 | 1230.4271 | 0.22708 | 1468.1666 | 0.0054608 |  |  |  |  | 1145.9423 | 0 | 1145.9354 | 0.0025485
| 921.7066 | 0.021197 | 777.023 | 21.4373 | 777.023 | 1.7319 | 921.2361 | 0 | 777.023 | 0.36757 | 925.4359 | 0.18745 | 921.7066 | 8.2328 | 777.023 | 0.0090425 | 1009.3766 | 0.28893 |  |  | 1151.72 | 0.19819 | 1230.5013 | 0.22622 | 1468.4307 | 0.005415 |  |  |  |  | 1146.0066 | 0 | 1145.9998 | 0.0025469
| 921.8746 | 0.0291 | 777.2599 | 21.5524 | 777.2599 | 1.7966 | 921.4046 | 0.0028693 | 777.2599 | 0.43031 | 925.6062 | 0.18034 | 921.8746 | 8.2446 | 777.2599 | 0 | 1009.478 | 0.2889 |  |  | 1152.126 | 0.19286 | 1230.5754 | 0.22537 | 1468.6948 | 0.0053561 |  |  |  |  | 1146.0709 | 0 | 1146.0641 | 0.0025358
| 922.0426 | 0.028993 | 777.4968 | 21.6652 | 777.4968 | 1.7597 | 921.5733 | 0 | 777.4968 | 0.36473 | 925.7764 | 0.17279 | 922.0426 | 8.2685 | 777.4968 | 0 | 1009.5795 | 0.2893 |  |  | 1152.533 | 0.18715 | 1230.6497 | 0.22451 | 1468.959 | 0.0052914 |  |  |  |  | 1146.1353 | 0 | 1146.1284 | 0.0025151
| 922.2106 | 0.035507 | 777.7337 | 21.7301 | 777.7337 | 1.8329 | 921.7418 | 0.00078262 | 777.7337 | 0.43071 | 925.9467 | 0.16525 | 922.2106 | 8.2895 | 777.7337 | 0.0036195 | 1009.6809 | 0.28951 |  |  | 1152.94 | 0.18443 | 1230.7239 | 0.22366 | 1469.2234 | 0.0052318 |  |  |  |  | 1146.1996 | 0 | 1146.1929 | 0.0024873
| 922.3786 | 0.023921 | 777.9706 | 21.913 | 777.9706 | 1.8292 | 921.9104 | 0 | 777.9706 | 0.39335 | 926.1169 | 0.15896 | 922.3786 | 8.3308 | 777.9706 | 0 | 1009.7823 | 0.28989 |  |  | 1153.347 | 0.17888 | 1230.798 | 0.22281 | 1469.4878 | 0.005188 |  |  |  |  | 1146.264 | 0 | 1146.2572 | 0.0024539
| 922.5466 | 0.028352 | 778.2076 | 21.9471 | 778.2076 | 1.9292 | 922.0791 | 0.00026087 | 778.2076 | 0.46374 | 926.2872 | 0.153 | 922.5466 | 8.3701 | 778.2076 | 0 | 1009.8839 | 0.29015 |  |  | 1153.754 | 0.17281 | 1230.8722 | 0.22195 | 1469.7523 | 0.0051672 |  |  |  |  | 1146.3284 | 0 | 1146.3215 | 0.0024174
| 922.7146 | 0.024775 | 778.4445 | 21.9686 | 778.4445 | 1.9123 | 922.2477 | 0 | 778.4445 | 0.40931 | 926.4574 | 0.14687 | 922.7146 | 8.4237 | 778.4445 | 0 | 1009.9854 | 0.29 |  |  | 1154.162 | 0.16944 | 1230.9464 | 0.2211 | 1470.0168 | 0.0051693 |  |  |  |  | 1146.3927 | 0 | 1146.386 | 0.0023816
| 922.8826 | 0.030969 | 778.6815 | 22.0316 | 778.6815 | 1.9643 | 922.4163 | 0.0023475 | 778.6815 | 0.46047 | 926.6277 | 0.14206 | 922.8826 | 8.462 | 778.6815 | 0 | 1010.0869 | 0.28969 |  |  | 1154.57 | 0.16576 | 1231.0206 | 0.22026 | 1470.2816 | 0.0051871 |  |  |  |  | 1146.4571 | 0 | 1146.4503 | 0.0023467
| 923.0506 | 0.024775 | 778.9184 | 22.046 | 778.9184 | 1.9467 | 922.5849 | 0 | 778.9184 | 0.41275 | 926.798 | 0.13703 | 923.0506 | 8.4964 | 778.9184 | 0.0090425 | 1010.1884 | 0.28923 |  |  | 1154.978 | 0.16075 | 1231.0948 | 0.21941 | 1470.5464 | 0.0052087 |  |  |  |  | 1146.5215 | 0 | 1146.5148 | 0.0023149
| 923.2186 | 0.023654 | 779.1554 | 22.1241 | 779.1554 | 1.9647 | 922.7535 | 0.0013044 | 779.1554 | 0.48141 | 926.9682 | 0.13156 | 923.2186 | 8.5158 | 779.1554 | 0 | 1010.29 | 0.28941 |  |  | 1155.387 | 0.15777 | 1231.1691 | 0.21856 | 1470.8113 | 0.0052218 |  |  |  |  | 1146.5859 | 0 | 1146.5791 | 0.0022863
| 923.3867 | 0.018795 | 779.3923 | 22.1788 | 779.3923 | 2.0101 | 922.9221 | 0 | 779.3923 | 0.42805 | 927.1385 | 0.12642 | 923.3867 | 8.5398 | 779.3923 | 0.0090425 | 1010.3915 | 0.29011 |  |  | 1155.796 | 0.15395 | 1231.2433 | 0.21772 | 1471.0763 | 0.0052177 |  |  |  |  | 1146.6504 | 0 | 1146.6436 | 0.0022617
| 923.5547 | 0.036361 | 779.6293 | 22.2584 | 779.6293 | 2.0772 | 923.0907 | 0.0013044 | 779.6293 | 0.45596 | 927.3088 | 0.12188 | 923.5547 | 8.5499 | 779.6293 | 0 | 1010.4932 | 0.29042 |  |  | 1156.205 | 0.14944 | 1231.3176 | 0.21688 | 1471.3414 | 0.0051938 |  |  |  |  | 1146.7147 | 0 | 1146.7079 | 0.002241
| 923.7227 | 0.021518 | 779.8663 | 22.2957 | 779.8663 | 2.1342 | 923.2593 | 0 | 779.8663 | 0.42984 | 927.4791 | 0.11614 | 923.7227 | 8.5654 | 779.8663 | 0.0090425 | 1010.5948 | 0.29074 |  |  | 1156.614 | 0.14538 | 1231.3918 | 0.21604 | 1471.6066 | 0.0051534 |  |  |  |  | 1146.7792 | 0 | 1146.7723 | 0.0022236
| 923.8907 | 0.02627 | 780.1033 | 22.3954 | 780.1033 | 2.1232 | 923.428 | 0.0013044 | 780.1033 | 0.51615 | 927.6493 | 0.11078 | 923.8907 | 8.5675 | 780.1033 | 0 | 1010.6964 | 0.29111 |  |  | 1157.024 | 0.14205 | 1231.4661 | 0.2152 | 1471.8718 | 0.0051044 |  |  |  |  | 1146.8436 | 0 | 1146.8368 | 0.0022116
| 924.0587 | 0.018047 | 780.3403 | 22.4288 | 780.3403 | 2.1533 | 923.5966 | 0 | 780.3403 | 0.45189 | 927.8196 | 0.10575 | 924.0587 | 8.5858 | 780.3403 | 0.0072445 | 1010.7981 | 0.29131 |  |  | 1157.434 | 0.13857 | 1231.5404 | 0.21436 | 1472.1372 | 0.005056 |  |  |  |  | 1146.9081 | 0 | 1146.9012 | 0.0022069
| 924.2267 | 0.023654 | 780.5773 | 22.3931 | 780.5773 | 2.1845 | 923.7652 | 0.0018258 | 780.5773 | 0.52576 | 927.9899 | 0.10187 | 924.2267 | 8.5937 | 780.5773 | 0 | 1010.8998 | 0.29195 |  |  | 1157.844 | 0.13494 | 1231.6147 | 0.21352 | 1472.4027 | 0.0050168 |  |  |  |  | 1146.9725 | 0 | 1146.9657 | 0.0022093
| 924.3948 | 0.019222 | 780.8144 | 22.3854 | 780.8144 | 2.1952 | 923.9339 | 0 | 780.8144 | 0.4801 | 928.1602 | 0.096786 | 924.3948 | 8.6192 | 780.8144 | 0.0072409 | 1011.0013 | 0.2925 |  |  | 1158.255 | 0.13145 | 1231.689 | 0.21268 | 1472.6682 | 0.0049933 |  |  |  |  | 1147.037 | 0 | 1147.0302 | 0.0022212
| 924.5628 | 0.031716 | 781.0514 | 22.3252 | 781.0514 | 2.2783 | 924.1025 | 0.0013044 | 781.0514 | 0.533 | 928.3305 | 0.093068 | 924.5628 | 8.6421 | 781.0514 | 0.0036232 | 1011.1031 | 0.29255 |  |  | 1158.666 | 0.12843 | 1231.7633 | 0.21185 | 1472.934 | 0.00499 |  |  |  |  | 1147.1014 | 0 | 1147.0946 | 0.002241
| 924.7308 | 0.022319 | 781.2884 | 22.3226 | 781.2884 | 2.2937 | 924.2711 | 0 | 781.2884 | 0.49256 | 928.5008 | 0.090115 | 924.7308 | 8.6832 | 781.2884 | 0 | 1011.2048 | 0.29275 |  |  | 1159.077 | 0.1256 | 1231.8376 | 0.21102 | 1473.1997 | 0.0050096 |  |  |  |  | 1147.1659 | 0 | 1147.1591 | 0.002268
| 924.8989 | 0.0291 | 781.5255 | 22.2821 | 781.5255 | 2.3441 | 924.4398 | 0.0013044 | 781.5255 | 0.53952 | 928.6711 | 0.086342 | 924.8989 | 8.7284 | 781.5255 | 0 | 1011.3066 | 0.29271 |  |  | 1159.489 | 0.12249 | 1231.912 | 0.21019 | 1473.4656 | 0.005053 |  |  |  |  | 1147.2304 | 0 | 1147.2235 | 0.0023006
| 925.0669 | 0.023654 | 781.7625 | 22.2396 | 781.7625 | 2.3783 | 924.6084 | 0 | 781.7625 | 0.52281 | 928.8414 | 0.082678 | 925.0669 | 8.7833 | 781.7626 | 0.0036195 | 1011.4084 | 0.29281 |  |  | 1159.9 | 0.11947 | 1231.9862 | 0.20936 | 1473.7314 | 0.005119 |  |  |  |  | 1147.2948 | 0 | 1147.288 | 0.0023348
| 925.2349 | 0.020557 | 781.9996 | 22.2027 | 781.9996 | 2.4073 | 924.7771 | 0.0023475 | 781.9996 | 0.56827 | 929.0117 | 0.079288 | 925.2349 | 8.8331 | 781.9996 | 0 | 1011.5102 | 0.29329 |  |  | 1160.313 | 0.11778 | 1232.0605 | 0.20853 | 1473.9976 | 0.0052031 |  |  |  |  | 1147.3592 | 0 | 1147.3525 | 0.0023673
| 925.403 | 0.027872 | 782.2367 | 22.1707 | 782.2367 | 2.4115 | 924.9457 | 0 | 782.2367 | 0.54626 | 929.182 | 0.076335 | 925.403 | 8.887 | 782.2367 | 0.0090425 | 1011.612 | 0.29333 |  |  | 1160.725 | 0.11481 | 1232.135 | 0.2077 | 1474.2637 | 0.0052969 |  |  |  |  | 1147.4238 | 0 | 1147.417 | 0.0023959
| 925.571 | 0.029954 | 782.4738 | 22.089 | 782.4738 | 2.4733 | 925.1144 | 0.0018258 | 782.4738 | 0.59553 | 929.3523 | 0.072672 | 925.571 | 8.9108 | 782.4738 | 0 | 1011.7139 | 0.29353 |  |  | 1161.138 | 0.1108 | 1232.2094 | 0.20688 | 1474.5299 | 0.0053888 |  |  |  |  | 1147.4883 | 0 | 1147.4814 | 0.0024182
| 925.739 | 0.022425 | 782.7109 | 22.0066 | 782.7109 | 2.5334 | 925.283 | 0 | 782.7109 | 0.55622 | 929.5226 | 0.070375 | 925.739 | 8.9302 | 782.7109 | 0 | 1011.8157 | 0.29418 |  |  | 1161.55 | 0.10801 | 1232.2837 | 0.20605 | 1474.7963 | 0.0054663 |  |  |  |  | 1147.5529 | 0 | 1147.546 | 0.0024309
| 925.9071 | 0.024668 | 782.948 | 21.8718 | 782.948 | 2.4996 | 925.4517 | 0.0023475 | 782.948 | 0.60526 | 929.6929 | 0.067204 | 925.9071 | 8.9133 | 782.948 | 0 | 1011.9176 | 0.29449 |  |  | 1161.964 | 0.10583 | 1232.358 | 0.20523 | 1475.0626 | 0.0055199 |  |  |  |  | 1147.6173 | 0 | 1147.6105 | 0.0024341
| 926.0751 | 0.02611 | 783.1851 | 21.7786 | 783.1851 | 2.5671 | 925.6204 | 0 | 783.1851 | 0.57072 | 929.8633 | 0.064743 | 926.0751 | 8.9059 | 783.1851 | 0.0090425 | 1012.0195 | 0.29395 |  |  | 1162.377 | 0.1039 | 1232.4325 | 0.20441 | 1475.3292 | 0.0055452 |  |  |  |  | 1147.6819 | 0 | 1147.6751 | 0.0024261
| 926.2432 | 0.024508 | 783.4222 | 21.671 | 783.4222 | 2.6559 | 925.789 | 0.0018258 | 783.4222 | 0.64348 | 930.0336 | 0.061735 | 926.2432 | 8.8785 | 783.4222 | 0 | 1012.1215 | 0.29357 |  |  | 1162.791 | 0.10222 | 1232.5068 | 0.20359 | 1475.5958 | 0.0055447 |  |  |  |  | 1147.7463 | 0 | 1147.7396 | 0.0024087
| 926.4112 | 0.024508 | 783.6593 | 21.5431 | 783.6593 | 2.6693 | 925.9577 | 0 | 783.6593 | 0.60119 | 930.2039 | 0.06004 | 926.4112 | 8.8747 | 783.6593 | 0 | 1012.2234 | 0.29432 |  |  | 1163.205 | 0.098652 | 1232.5813 | 0.20278 | 1475.8625 | 0.0055256 |  |  |  |  | 1147.8109 | 0 | 1147.8041 | 0.0023824
| 926.5792 | 0.034012 | 783.8964 | 21.4423 | 783.8964 | 2.75 | 926.1264 | 0.0018258 | 783.8964 | 0.65711 | 930.3742 | 0.05665 | 926.5792 | 8.8714 | 783.8964 | 0.0018107 | 1012.3254 | 0.29478 |  |  | 1163.62 | 0.097367 | 1232.6556 | 0.20196 | 1476.1294 | 0.005497 |  |  |  |  | 1147.8755 | 0 | 1147.8686 | 0.0023523
| 926.7473 | 0.027391 | 784.1336 | 21.2678 | 784.1336 | 2.7144 | 926.295 | 0 | 784.1336 | 0.58599 | 930.5446 | 0.054572 | 926.7473 | 8.8849 | 784.1336 | 0 | 1012.4274 | 0.29464 |  |  | 1164.035 | 0.094464 | 1232.7301 | 0.20115 | 1476.3962 | 0.0054675 |  |  |  |  | 1147.9401 | 0 | 1147.9332 | 0.0023213
| 926.9153 | 0.022052 | 784.3707 | 21.0915 | 784.3707 | 2.7912 | 926.4637 | 0.0013044 | 784.3707 | 0.66336 | 930.7149 | 0.051893 | 926.9153 | 8.893 | 784.3707 | 0 | 1012.5294 | 0.29509 |  |  | 1164.449 | 0.09322 | 1232.8046 | 0.20033 | 1476.6633 | 0.0054432 |  |  |  |  | 1148.0045 | 0 | 1147.9978 | 0.0022959
| 927.0834 | 0.027765 | 784.6079 | 20.8822 | 784.6079 | 2.8204 | 926.6324 | 0 | 784.6079 | 0.63931 | 930.8853 | 0.04976 | 927.0834 | 8.9098 | 784.6079 | 0.0036213 | 1012.6314 | 0.29595 |  |  | 1164.865 | 0.090913 | 1232.8789 | 0.19952 | 1476.9304 | 0.0054287 |  |  |  |  | 1148.0691 | 0 | 1148.0624 | 0.00228
| 927.2514 | 0.025255 | 784.845 | 20.6281 | 784.845 | 2.8738 | 926.8011 | 0.0013044 | 784.845 | 0.70615 | 931.0556 | 0.046753 | 927.2514 | 8.9193 | 784.8451 | 0.0054302 | 1012.7335 | 0.29596 |  |  | 1165.28 | 0.088916 | 1232.9534 | 0.19871 | 1477.1976 | 0.0054271 |  |  |  |  | 1148.1337 | 0 | 1148.127 | 0.002276
| 927.4195 | 0.024988 | 785.0822 | 20.414 | 785.0822 | 2.8743 | 926.9698 | 0 | 785.0822 | 0.66064 | 931.2259 | 0.045276 | 927.4195 | 8.9504 | 785.0822 | 0.0018125 | 1012.8355 | 0.29561 |  |  | 1165.696 | 0.085909 | 1233.0278 | 0.1979 | 1477.4648 | 0.0054413 |  |  |  |  | 1148.1982 | 0 | 1148.1915 | 0.0022855
| 927.5876 | 0.028619 | 785.3194 | 20.1865 | 785.3194 | 2.9405 | 927.1385 | 0.0018258 | 785.3194 | 0.70462 | 931.3963 | 0.043144 | 927.5876 | 8.9843 | 785.3194 | 0 | 1012.9376 | 0.29612 |  |  | 1166.112 | 0.08349 | 1233.1023 | 0.1971 | 1477.7323 | 0.0054734 |  |  |  |  | 1148.2629 | 0 | 1148.2561 | 0.0023046
| 927.7556 | 0.027978 | 785.5566 | 19.8799 | 785.5566 | 2.9564 | 927.3071 | 0 | 785.5566 | 0.66644 | 931.5666 | 0.041667 | 927.7556 | 9.0345 | 785.5566 | 0 | 1013.0397 | 0.29677 |  |  | 1166.529 | 0.082354 | 1233.1768 | 0.1963 | 1477.9998 | 0.0055234 |  |  |  |  | 1148.3275 | 0 | 1148.3207 | 0.0023284
| 927.9237 | 0.025522 | 785.7938 | 19.6424 | 785.7938 | 3.036 | 927.4758 | 0.0013044 | 785.7938 | 0.73127 | 931.737 | 0.040082 | 927.9237 | 9.0698 | 785.7938 | 0 | 1013.1418 | 0.29714 |  |  | 1166.946 | 0.080105 | 1233.2513 | 0.19549 | 1478.2673 | 0.005588 |  |  |  |  | 1148.3921 | 0 | 1148.3853 | 0.0023523
| 928.0917 | 0.025629 | 786.031 | 19.3978 | 786.031 | 3.0722 | 927.6445 | 0 | 786.031 | 0.70989 | 931.9073 | 0.038824 | 928.0917 | 9.117 | 786.031 | 0 | 1013.244 | 0.29701 |  |  | 1167.363 | 0.077699 | 1233.3258 | 0.19469 | 1478.535 | 0.0056599 |  |  |  |  | 1148.4567 | 0 | 1148.4498 | 0.0023697
| 928.2598 | 0.02675 | 786.2682 | 19.1446 | 786.2682 | 3.122 | 927.8132 | 0.0013044 | 786.2682 | 0.79369 | 932.0777 | 0.036473 | 928.2598 | 9.1394 | 786.2682 | 0 | 1013.3462 | 0.29694 |  |  | 1167.78 | 0.076379 | 1233.4003 | 0.19389 | 1478.8029 | 0.0057287 |  |  |  |  | 1148.5214 | 0 | 1148.5145 | 0.0023785
| 928.4279 | 0.022319 | 786.5054 | 18.8271 | 786.5054 | 3.1371 | 927.9819 | 0 | 786.5054 | 0.72558 | 932.2481 | 0.035598 | 928.4279 | 9.1669 | 786.5054 | 0 | 1013.4484 | 0.29771 |  |  | 1168.198 | 0.073747 | 1233.4749 | 0.1931 | 1479.0707 | 0.0057822 |  |  |  |  | 1148.5859 | 0 | 1148.5791 | 0.0023777
| 928.5959 | 0.022159 | 786.7427 | 18.5307 | 786.7427 | 3.1954 | 928.1506 | 0.00078262 | 786.7427 | 0.77301 | 932.4184 | 0.033793 | 928.5959 | 9.1653 | 786.7427 | 0 | 1013.5506 | 0.29806 |  |  | 1168.616 | 0.071793 | 1233.5493 | 0.1923 | 1479.3386 | 0.0058093 |  |  |  |  | 1148.6505 | 0 | 1148.6438 | 0.0023697
| 928.764 | 0.021785 | 786.9799 | 18.2428 | 786.9799 | 3.1917 | 928.3193 | 0 | 786.9799 | 0.77184 | 932.5888 | 0.032426 | 928.764 | 9.1927 | 786.9799 | 0 | 1013.6528 | 0.2981 |  |  | 1169.034 | 0.071237 | 1233.6239 | 0.1915 | 1479.6068 | 0.0058032 |  |  |  |  | 1148.7152 | 0 | 1148.7084 | 0.0023586
| 928.9321 | 0.021785 | 787.2172 | 17.8777 | 787.2172 | 3.2746 | 928.4881 | 0.0023475 | 787.2172 | 0.80192 | 932.7592 | 0.030895 | 928.9321 | 9.2093 | 787.2172 | 0 | 1013.7551 | 0.29862 |  |  | 1169.453 | 0.068616 | 1233.6984 | 0.19071 | 1479.8749 | 0.0057634 |  |  |  |  | 1148.7799 | 0 | 1148.7731 | 0.0023483
| 929.1001 | 0.033158 | 787.4544 | 17.5074 | 787.4544 | 3.2775 | 928.6568 | 0 | 787.4544 | 0.74874 | 932.9296 | 0.030458 | 929.1001 | 9.249 | 787.4544 | 0 | 1013.8574 | 0.29889 |  |  | 1169.872 | 0.066449 | 1233.773 | 0.18992 | 1480.1432 | 0.0056965 |  |  |  |  | 1148.8445 | 0 | 1148.8376 | 0.0023419
| 929.2682 | 0.031182 | 787.6917 | 17.2063 | 787.6917 | 3.3507 | 928.8255 | 0.0013044 | 787.6917 | 0.83283 | 933.0999 | 0.028106 | 929.2682 | 9.2661 | 787.6917 | 0.0018107 | 1013.9597 | 0.29929 |  |  | 1170.291 | 0.064505 | 1233.8475 | 0.18913 | 1480.4116 | 0.0056138 |  |  |  |  | 1148.9092 | 0 | 1148.9023 | 0.0023403
| 929.4363 | 0.028085 | 787.9289 | 16.8556 | 787.9289 | 3.3787 | 928.9942 | 0 | 787.9289 | 0.75252 | 933.2703 | 0.027942 | 929.4363 | 9.2808 | 787.9289 | 0 | 1014.062 | 0.30015 |  |  | 1170.711 | 0.063474 | 1233.9221 | 0.18834 | 1480.6801 | 0.0055281 |  |  |  |  | 1148.9739 | 0 | 1148.967 | 0.0023427
| 929.6044 | 0.021037 | 788.1662 | 16.5691 | 788.1662 | 3.475 | 929.1629 | 0.0018258 | 788.1662 | 0.84873 | 933.4407 | 0.026794 | 929.6044 | 9.273 | 788.1662 | 0 | 1014.1642 | 0.30048 |  |  | 1171.13 | 0.060558 | 1233.9966 | 0.18756 | 1480.9486 | 0.005449 |  |  |  |  | 1149.0386 | 0 | 1149.0317 | 0.0023467
| 929.7725 | 0.037002 | 788.4035 | 16.1937 | 788.4035 | 3.514 | 929.3317 | 0 | 788.4035 | 0.80287 | 933.6111 | 0.0257 | 929.7725 | 9.2853 | 788.4035 | 0 | 1014.2666 | 0.3001 |  |  | 1171.55 | 0.058352 | 1234.0712 | 0.18678 | 1481.2173 | 0.0053808 |  |  |  |  | 1149.1031 | 0 | 1149.0964 | 0.0023507
| 929.9405 | 0.033798 | 788.6408 | 15.8157 | 788.6408 | 3.5371 | 929.5004 | 0.0018258 | 788.6408 | 0.8663 | 933.7815 | 0.024279 | 929.9405 | 9.3077 | 788.6408 | 0 | 1014.369 | 0.29968 |  |  | 1171.971 | 0.05732 | 1234.1459 | 0.18599 | 1481.486 | 0.0053225 |  |  |  |  | 1149.1679 | 0 | 1149.1611 | 0.0023531
| 930.1086 | 0.025042 | 788.8781 | 15.4925 | 788.8781 | 3.5919 | 929.6691 | 0 | 788.8781 | 0.85235 | 933.9519 | 0.023677 | 930.1086 | 9.3543 | 788.8781 | 0 | 1014.4714 | 0.29943 |  |  | 1172.392 | 0.056149 | 1234.2205 | 0.18521 | 1481.7549 | 0.0052706 |  |  |  |  | 1149.2325 | 0 | 1149.2258 | 0.0023538
| 930.2767 | 0.028192 | 789.1154 | 15.1401 | 789.1154 | 3.6809 | 929.8379 | 0.0018258 | 789.1154 | 0.89958 | 934.1223 | 0.021763 | 930.2767 | 9.3874 | 789.1154 | 0 | 1014.5738 | 0.30011 |  |  | 1172.813 | 0.053576 | 1234.295 | 0.18443 | 1482.0238 | 0.0052235 |  |  |  |  | 1149.2972 | 0 | 1149.2905 | 0.0023546
| 930.4448 | 0.036308 | 789.3528 | 14.7637 | 789.3528 | 3.6785 | 930.0066 | 0 | 789.3528 | 0.87591 | 934.2927 | 0.020998 | 930.4448 | 9.4276 | 789.3528 | 0 | 1014.6763 | 0.30153 |  |  | 1173.234 | 0.052271 | 1234.3696 | 0.18366 | 1482.2928 | 0.005184 |  |  |  |  | 1149.3621 | 0 | 1149.3552 | 0.0023578
| 930.6129 | 0.0291 | 789.5901 | 14.4061 | 789.5901 | 3.7296 | 930.1753 | 0.00078262 | 789.5901 | 0.951 | 934.4631 | 0.019849 | 930.6129 | 9.4556 | 789.5901 | 0.0090425 | 1014.7787 | 0.30194 |  |  | 1173.656 | 0.05057 | 1234.4443 | 0.18288 | 1482.562 | 0.0051595 |  |  |  |  | 1149.4268 | 0 | 1149.4199 | 0.0023658
| 930.781 | 0.022159 | 789.8274 | 14.0502 | 789.8274 | 3.7862 | 930.3441 | 0 | 789.8274 | 0.91499 | 934.6335 | 0.019193 | 930.781 | 9.5036 | 789.8274 | 0 | 1014.8812 | 0.30194 |  |  | 1174.077 | 0.048681 | 1234.5189 | 0.18211 | 1482.8313 | 0.0051588 |  |  |  |  | 1149.4915 | 0 | 1149.4846 | 0.0023809
| 930.9491 | 0.027498 | 790.0648 | 13.6983 | 790.0648 | 3.8334 | 930.5128 | 0.0018258 | 790.0648 | 0.94681 | 934.8039 | 0.018318 | 930.9491 | 9.5386 | 790.0648 | 0 | 1014.9837 | 0.30243 |  |  | 1174.5 | 0.04814 | 1234.5935 | 0.18134 | 1483.1006 | 0.0051882 |  |  |  |  | 1149.5561 | 0 | 1149.5493 | 0.0024023
| 931.1172 | 0.025362 | 790.3021 | 13.2987 | 790.3021 | 3.8784 | 930.6816 | 0 | 790.3021 | 0.94009 | 934.9743 | 0.018592 | 931.1172 | 9.5772 | 790.3021 | 0.0090425 | 1015.0862 | 0.30284 |  |  | 1174.922 | 0.045724 | 1234.6682 | 0.18057 | 1483.37 | 0.0052474 |  |  |  |  | 1149.621 | 0 | 1149.6141 | 0.0024301
| 931.2853 | 0.027765 | 790.5395 | 13.0232 | 790.5395 | 4.0022 | 930.8503 | 0.0018258 | 790.5395 | 1.0164 | 935.1447 | 0.017334 | 931.2853 | 9.601 | 790.5395 | 0 | 1015.1888 | 0.30293 |  |  | 1175.345 | 0.043223 | 1234.7429 | 0.1798 | 1483.6395 | 0.0053296 |  |  |  |  | 1149.6857 | 0 | 1149.6788 | 0.0024627
| 931.4534 | 0.023387 | 790.7769 | 12.651 | 790.7769 | 3.9547 | 931.0191 | 0 | 790.7769 | 0.95867 | 935.3152 | 0.017334 | 931.4534 | 9.6382 | 790.7769 | 0 | 1015.2913 | 0.30285 |  |  | 1175.768 | 0.042473 | 1234.8175 | 0.17904 | 1483.9092 | 0.0054223 |  |  |  |  | 1149.7505 | 0 | 1149.7436 | 0.0024968
| 931.6214 | 0.021785 | 791.0142 | 12.2826 | 791.0142 | 4.0493 | 931.1878 | 0.0013044 | 791.0142 | 1.0297 | 935.4856 | 0.016295 | 931.6214 | 9.6699 | 791.0142 | 0 | 1015.3939 | 0.30295 |  |  | 1176.192 | 0.040611 | 1234.8922 | 0.17827 | 1484.179 | 0.0055117 |  |  |  |  | 1149.8152 | 0 | 1149.8084 | 0.0025302
| 931.7895 | 0.032357 | 791.2516 | 11.9608 | 791.2516 | 4.0777 | 931.3566 | 0 | 791.2516 | 0.96365 | 935.656 | 0.01624 | 931.7895 | 9.7094 | 791.2516 | 0.0018089 | 1015.4965 | 0.3033 |  |  | 1176.615 | 0.039656 | 1234.9669 | 0.17751 | 1484.4487 | 0.0055856 |  |  |  |  | 1149.88 | 0 | 1149.8732 | 0.0025604
| 931.9576 | 0.034759 | 791.489 | 11.5804 | 791.489 | 4.1808 | 931.5253 | 0.00078262 | 791.489 | 1.0628 | 935.8264 | 0.014928 | 931.9576 | 9.7219 | 791.489 | 0.0018089 | 1015.5992 | 0.30325 |  |  | 1177.039 | 0.036861 | 1235.0416 | 0.17675 | 1484.7188 | 0.0056357 |  |  |  |  | 1149.9447 | 0 | 1149.938 | 0.0025874
| 932.1258 | 0.023547 | 791.7264 | 11.2504 | 791.7264 | 4.2498 | 931.6941 | 0 | 791.7264 | 1.0229 | 935.9969 | 0.015201 | 932.1258 | 9.7385 | 791.7264 | 0 | 1015.7018 | 0.30299 |  |  | 1177.464 | 0.036285 | 1235.1163 | 0.17599 | 1484.9888 | 0.0056578 |  |  |  |  | 1150.0095 | 0 | 1150.0027 | 0.0026096
| 932.2939 | 0.02312 | 791.9638 | 10.9251 | 791.9638 | 4.2396 | 931.8629 | 0.0018258 | 791.9638 | 1.0862 | 936.1673 | 0.014108 | 932.2939 | 9.7317 | 791.9638 | 0.0090425 | 1015.8045 | 0.30354 |  |  | 1177.888 | 0.03445 | 1235.191 | 0.17524 | 1485.2588 | 0.0056516 |  |  |  |  | 1150.0743 | 0 | 1150.0675 | 0.0026271
| 932.462 | 0.027124 | 792.2013 | 10.6068 | 792.2013 | 4.2681 | 932.0316 | 0 | 792.2013 | 1.0629 | 936.3377 | 0.014655 | 932.462 | 9.7402 | 792.2012 | 0 | 1015.9072 | 0.30446 |  |  | 1178.313 | 0.032354 | 1235.2658 | 0.17448 | 1485.5291 | 0.0056195 |  |  |  |  | 1150.1392 | 0 | 1150.1323 | 0.0026414
| 932.6301 | 0.032677 | 792.4387 | 10.2283 | 792.4387 | 4.418 | 932.2004 | 0.0028693 | 792.4387 | 1.1096 | 936.5082 | 0.013397 | 932.6301 | 9.7297 | 792.4387 | 0 | 1016.0099 | 0.30532 |  |  | 1178.739 | 0.03097 | 1235.3406 | 0.17373 | 1485.7994 | 0.0055654 |  |  |  |  | 1150.204 | 0 | 1150.1971 | 0.0026517
| 932.7982 | 0.020824 | 792.6761 | 9.9071 | 792.6761 | 4.4066 | 932.3692 | 0 | 792.6761 | 1.0909 | 936.6786 | 0.013452 | 932.7982 | 9.737 | 792.6761 | 0.0072445 | 1016.1126 | 0.30624 |  |  | 1179.164 | 0.029216 | 1235.4153 | 0.17298 | 1486.0698 | 0.0054944 |  |  |  |  | 1150.2688 | 0 | 1150.262 | 0.0026589
| 932.9663 | 0.026857 | 792.9136 | 9.6429 | 792.9136 | 4.4293 | 932.538 | 0.0018258 | 792.9136 | 1.1609 | 936.8491 | 0.011866 | 932.9663 | 9.7308 | 792.9136 | 0.0090425 | 1016.2154 | 0.30655 |  |  | 1179.59 | 0.027729 | 1235.49 | 0.17223 | 1486.3403 | 0.005412 |  |  |  |  | 1150.3336 | 0 | 1150.3268 | 0.0026629
| 933.1344 | 0.028245 | 793.151 | 9.2479 | 793.151 | 4.5381 | 932.7067 | 0 | 793.151 | 1.1355 | 937.0195 | 0.011921 | 933.1344 | 9.7489 | 793.151 | 0 | 1016.3182 | 0.30626 |  |  | 1180.016 | 0.026367 | 1235.5648 | 0.17148 | 1486.611 | 0.0053238 |  |  |  |  | 1150.3984 | 0 | 1150.3916 | 0.0026621
| 933.3025 | 0.023921 | 793.3885 | 9.0004 | 793.3885 | 4.6267 | 932.8755 | 0.0013044 | 793.3885 | 1.1884 | 937.19 | 0.010772 | 933.3025 | 9.7516 | 793.3885 | 0.0090425 | 1016.421 | 0.30612 |  |  | 1180.443 | 0.026201 | 1235.6395 | 0.17074 | 1486.8817 | 0.0052359 |  |  |  |  | 1150.4633 | 0 | 1150.4564 | 0.0026589
| 933.4706 | 0.025789 | 793.6259 | 8.6963 | 793.6259 | 4.6531 | 933.0443 | 0 | 793.6259 | 1.1674 | 937.3604 | 0.011264 | 933.4706 | 9.7698 | 793.6259 | 0.0036232 | 1016.5237 | 0.30652 |  |  | 1180.87 | 0.024059 | 1235.7144 | 0.17 | 1487.1525 | 0.0051547 |  |  |  |  | 1150.5281 | 0 | 1150.5212 | 0.0026517
| 933.6388 | 0.023013 | 793.8634 | 8.3497 | 793.8634 | 4.6599 | 933.2131 | 0.0013044 | 793.8634 | 1.1931 | 937.5309 | 0.009952 | 933.6388 | 9.7734 | 793.8634 | 0.0090425 | 1016.6266 | 0.30716 |  |  | 1181.297 | 0.023331 | 1235.7892 | 0.16925 | 1487.4233 | 0.0050881 |  |  |  |  | 1150.5929 | 0 | 1150.5861 | 0.0026422
| 933.8069 | 0.024294 | 794.1009 | 8.0854 | 794.1009 | 4.7585 | 933.3819 | 0 | 794.1009 | 1.1841 | 937.7013 | 0.010554 | 933.8069 | 9.7903 | 794.1009 | 0.0036232 | 1016.7295 | 0.30761 |  |  | 1181.724 | 0.021322 | 1235.8639 | 0.16852 | 1487.6945 | 0.0050446 |  |  |  |  | 1150.6578 | 0 | 1150.651 | 0.0026319
| 933.975 | 0.045278 | 794.3384 | 7.8282 | 794.3384 | 4.8379 | 933.5507 | 0.0018258 | 794.3384 | 1.247 | 937.8718 | 0.0098427 | 933.975 | 9.803 | 794.3384 | 0.0018125 | 1016.8323 | 0.30782 |  |  | 1182.152 | 0.021037 | 1235.9387 | 0.16778 | 1487.9656 | 0.0050326 |  |  |  |  | 1150.7227 | 0 | 1150.7158 | 0.0026208
| 934.1431 | 0.030808 | 794.5759 | 7.5304 | 794.5759 | 4.8523 | 933.7195 | 0 | 794.5759 | 1.2235 | 938.0423 | 0.010225 | 934.1431 | 9.8237 | 794.5759 | 0 | 1016.9352 | 0.30776 |  |  | 1182.58 | 0.019756 | 1236.0135 | 0.16704 | 1488.2367 | 0.0050583 |  |  |  |  | 1150.7875 | 0 | 1150.7808 | 0.0026104
| 934.3112 | 0.036895 | 794.8134 | 7.2789 | 794.8134 | 4.9635 | 933.8883 | 0.0018258 | 794.8134 | 1.3132 | 938.2127 | 0.0091865 | 934.3112 | 9.8302 | 794.8134 | 0 | 1017.0381 | 0.30777 |  |  | 1183.008 | 0.019225 | 1236.0884 | 0.16631 | 1488.5081 | 0.0051238 |  |  |  |  | 1150.8524 | 0 | 1150.8456 | 0.0026001
| 934.4794 | 0.031716 | 795.0509 | 6.9965 | 795.0509 | 5.0201 | 934.0571 | 0 | 795.0509 | 1.2435 | 938.3832 | 0.010061 | 934.4794 | 9.8437 | 795.0509 | 0 | 1017.1411 | 0.30849 |  |  | 1183.437 | 0.018695 | 1236.1632 | 0.16558 | 1488.7794 | 0.0052258 |  |  |  |  | 1150.9174 | 0 | 1150.9105 | 0.0025882
| 934.6475 | 0.024988 | 795.2884 | 6.7825 | 795.2884 | 5.0918 | 934.2259 | 0.00078262 | 795.2884 | 1.2977 | 938.5537 | 0.0089678 | 934.6475 | 9.8519 | 795.2885 | 0.0090425 | 1017.2441 | 0.30902 |  |  | 1183.866 | 0.017735 | 1236.238 | 0.16485 | 1489.0509 | 0.0053552 |  |  |  |  | 1150.9822 | 0 | 1150.9753 | 0.0025755
| 934.8156 | 0.026537 | 795.526 | 6.5308 | 795.526 | 5.11 | 934.3947 | 0 | 795.526 | 1.3149 | 938.7242 | 0.0093505 | 934.8156 | 9.8825 | 795.526 | 0.0090425 | 1017.347 | 0.30918 |  |  | 1184.295 | 0.017449 | 1236.313 | 0.16412 | 1489.3225 | 0.0054976 |  |  |  |  | 1151.0471 | 0 | 1151.0403 | 0.0025596
| 934.9838 | 0.022639 | 795.7635 | 6.3111 | 795.7635 | 5.1765 | 934.5635 | 0.0018258 | 795.7635 | 1.3637 | 938.8947 | 0.0080382 | 934.9838 | 9.902 | 795.7635 | 0.0072427 | 1017.45 | 0.30999 |  |  | 1184.725 | 0.017938 | 1236.3878 | 0.1634 | 1489.5942 | 0.0056352 |  |  |  |  | 1151.1121 | 0 | 1151.1052 | 0.0025397
| 935.1519 | 0.030114 | 796.0011 | 6.082 | 796.0011 | 5.3448 | 934.7323 | 0 | 796.0011 | 1.3372 | 939.0651 | 0.0085303 | 935.1519 | 9.923 | 796.0011 | 0 | 1017.553 | 0.31064 |  |  | 1185.155 | 0.016381 | 1236.4626 | 0.16267 | 1489.8661 | 0.0057491 |  |  |  |  | 1151.1769 | 0 | 1151.17 | 0.0025175
| 935.32 | 0.024882 | 796.2386 | 5.8799 | 796.2386 | 5.3539 | 934.9011 | 0.0018258 | 796.2386 | 1.4229 | 939.2356 | 0.0071633 | 935.32 | 9.9185 | 796.2386 | 0 | 1017.656 | 0.31137 |  |  | 1185.585 | 0.015553 | 1236.5376 | 0.16196 | 1490.1379 | 0.0058228 |  |  |  |  | 1151.2418 | 0 | 1151.235 | 0.0024929
| 935.4882 | 0.028459 | 796.4762 | 5.6199 | 796.4762 | 5.418 | 935.0699 | 0 | 796.4762 | 1.3878 | 939.4061 | 0.0081475 | 935.4882 | 9.9124 | 796.4762 | 0 | 1017.7591 | 0.31218 |  |  | 1186.015 | 0.015512 | 1236.6124 | 0.16123 | 1490.41 | 0.0058453 |  |  |  |  | 1151.3068 | 0 | 1151.2999 | 0.0024674
| 935.6563 | 0.030702 | 796.7138 | 5.4755 | 796.7138 | 5.4947 | 935.2388 | 0.0018258 | 796.7138 | 1.4252 | 939.5766 | 0.007382 | 935.6563 | 9.9003 | 796.7138 | 0 | 1017.8622 | 0.31235 |  |  | 1186.446 | 0.015284 | 1236.6874 | 0.16052 | 1490.6821 | 0.0058145 |  |  |  |  | 1151.3717 | 0 | 1151.3649 | 0.0024412
| 935.8244 | 0.023654 | 796.9514 | 5.2702 | 796.9514 | 5.5141 | 935.4076 | 0 | 796.9514 | 1.4104 | 939.7471 | 0.0078194 | 935.8244 | 9.9135 | 796.9514 | 0.0054338 | 1017.9653 | 0.31275 |  |  | 1186.877 | 0.015381 | 1236.7623 | 0.1598 | 1490.9542 | 0.0057381 |  |  |  |  | 1151.4367 | 0 | 1151.4298 | 0.002419
| 935.9926 | 0.022265 | 797.1889 | 5.0702 | 797.1889 | 5.5803 | 935.5764 | 0.0018258 | 797.1889 | 1.4813 | 939.9176 | 0.0071633 | 935.9926 | 9.9224 | 797.1889 | 0.0090425 | 1018.0684 | 0.31325 |  |  | 1187.309 | 0.014988 | 1236.8372 | 0.15909 | 1491.2266 | 0.0056328 |  |  |  |  | 1151.5016 | 0 | 1151.4948 | 0.0024015
| 936.1607 | 0.020343 | 797.4265 | 4.8377 | 797.4265 | 5.6493 | 935.7453 | 0 | 797.4265 | 1.4507 | 940.0881 | 0.0078741 | 936.1607 | 9.9445 | 797.4265 | 0.005432 | 1018.1716 | 0.31326 |  |  | 1187.74 | 0.0153 | 1236.9121 | 0.15838 | 1491.499 | 0.0055202 |  |  |  |  | 1151.5665 | 0 | 1151.5598 | 0.0023928
| 936.3289 | 0.032303 | 797.6641 | 4.7149 | 797.6641 | 5.7758 | 935.9141 | 0.0013044 | 797.6641 | 1.5301 | 940.2586 | 0.0067258 | 936.3289 | 9.9533 | 797.6641 | 0.0072409 | 1018.2748 | 0.31332 |  |  | 1188.172 | 0.015751 | 1236.9871 | 0.15767 | 1491.7715 | 0.0054216 |  |  |  |  | 1151.6316 | 0 | 1151.6248 | 0.0023944
| 936.497 | 0.015217 | 797.9018 | 4.5565 | 797.9018 | 5.8368 | 936.0829 | 0 | 797.9018 | 1.4816 | 940.4291 | 0.0067805 | 936.497 | 9.9815 | 797.9018 | 0.0090425 | 1018.3779 | 0.31353 |  |  | 1188.605 | 0.015876 | 1237.062 | 0.15696 | 1492.0441 | 0.0053531 |  |  |  |  | 1151.6965 | 0 | 1151.6897 | 0.0024087
| 936.6652 | 0.024882 | 798.1394 | 4.3877 | 798.1394 | 5.8859 | 936.2518 | 0.0013044 | 798.1394 | 1.5701 | 940.5996 | 0.0065071 | 936.6652 | 10.0158 | 798.1394 | 0.0090425 | 1018.4811 | 0.31334 |  |  | 1189.038 | 0.015164 | 1237.137 | 0.15626 | 1492.3168 | 0.0053224 |  |  |  |  | 1151.7615 | 0 | 1151.7546 | 0.0024333
| 936.8333 | 0.025042 | 798.377 | 4.2203 | 798.377 | 5.9726 | 936.4206 | 0 | 798.377 | 1.5348 | 940.7702 | 0.0066165 | 936.8333 | 10.0689 | 798.377 | 0.0054338 | 1018.5844 | 0.31349 |  |  | 1189.471 | 0.015126 | 1237.2119 | 0.15556 | 1492.5896 | 0.0053288 |  |  |  |  | 1151.8265 | 0 | 1151.8197 | 0.0024659
| 937.0015 | 0.018314 | 798.6147 | 4.0887 | 798.6147 | 6.1045 | 936.5894 | 0.0013044 | 798.6147 | 1.6226 | 940.9407 | 0.0050089 | 937.0015 | 10.1045 | 798.6146 | 0.0072427 | 1018.6876 | 0.31469 |  |  | 1189.904 | 0.014768 | 1237.2869 | 0.15486 | 1492.8624 | 0.0053647 |  |  |  |  | 1151.8915 | 0 | 1151.8846 | 0.0025016
| 937.1696 | 0.022906 | 798.8523 | 3.9335 | 798.8523 | 6.0749 | 936.7583 | 0 | 798.8523 | 1.5883 | 941.1112 | 0.0052688 | 937.1696 | 10.1225 | 798.8523 | 0 | 1018.7909 | 0.31587 |  |  | 1190.338 | 0.015333 | 1237.3619 | 0.15416 | 1493.1355 | 0.0054194 |  |  |  |  | 1151.9565 | 0 | 1151.9497 | 0.0025342
| 937.3378 | 0.030488 | 799.09 | 3.8382 | 799.09 | 6.2464 | 936.9271 | 0.0018258 | 799.09 | 1.668 | 941.2817 | 0.0044165 | 937.3378 | 10.1075 | 799.09 | 0 | 1018.8942 | 0.31631 |  |  | 1190.772 | 0.015462 | 1237.4369 | 0.15346 | 1493.4086 | 0.0054806 |  |  |  |  | 1152.0215 | 0 | 1152.0147 | 0.0025596
| 937.5059 | 0.021197 | 799.3276 | 3.642 | 799.3276 | 6.2732 | 937.096 | 0 | 799.3276 | 1.6548 | 941.4523 | 0.0049112 | 937.5059 | 10.0986 | 799.3276 | 0 | 1018.9976 | 0.31683 |  |  | 1191.206 | 0.01494 | 1237.5118 | 0.15277 | 1493.6818 | 0.0055369 |  |  |  |  | 1152.0865 | 0 | 1152.0797 | 0.0025731
| 937.6741 | 0.028619 | 799.5653 | 3.5534 | 799.5653 | 6.3767 | 937.2648 | 0.0018258 | 799.5653 | 1.708 | 941.6228 | 0.0039964 | 937.6741 | 10.0905 | 799.5653 | 0.0090425 | 1019.1009 | 0.31758 |  |  | 1191.641 | 0.016056 | 1237.5869 | 0.15208 | 1493.9551 | 0.005577 |  |  |  |  | 1152.1516 | 0 | 1152.1448 | 0.0025747
| 937.8422 | 0.020717 | 799.803 | 3.3827 | 799.803 | 6.3984 | 937.4337 | 0 | 799.803 | 1.6775 | 941.7933 | 0.0053639 | 937.8422 | 10.1049 | 799.803 | 0 | 1019.2042 | 0.31822 |  |  | 1192.076 | 0.016022 | 1237.6619 | 0.15139 | 1494.2285 | 0.0055912 |  |  |  |  | 1152.2166 | 0 | 1152.2097 | 0.0025628
| 938.0104 | 0.022746 | 800.0406 | 3.3205 | 800.0406 | 6.5162 | 937.6026 | 0.00078262 | 800.0406 | 1.7732 | 941.9638 | 0.0042275 | 938.0104 | 10.1107 | 800.0407 | 0.0072427 | 1019.3076 | 0.31871 |  |  | 1192.511 | 0.016081 | 1237.7369 | 0.1507 | 1494.502 | 0.0055724 |  |  |  |  | 1152.2816 | 0 | 1152.2748 | 0.0025389
| 938.1786 | 0.025896 | 800.2783 | 3.1649 | 800.2783 | 6.6239 | 937.7714 | 0 | 800.2783 | 1.713 | 942.1344 | 0.0045873 | 938.1786 | 10.1288 | 800.2783 | 0.0090425 | 1019.411 | 0.31893 |  |  | 1192.947 | 0.01585 | 1237.812 | 0.15002 | 1494.7755 | 0.0055184 |  |  |  |  | 1152.3467 | 0 | 1152.3398 | 0.0025064
| 938.3467 | 0.024027 | 800.516 | 3.0991 | 800.516 | 6.5953 | 937.9403 | 0.0018258 | 800.516 | 1.8311 | 942.3049 | 0.0033621 | 938.3467 | 10.1379 | 800.516 | 0 | 1019.5145 | 0.31916 |  |  | 1193.382 | 0.017203 | 1237.887 | 0.14933 | 1495.0493 | 0.0054335 |  |  |  |  | 1152.4117 | 0 | 1152.4049 | 0.0024667
| 938.5149 | 0.026163 | 800.7538 | 2.9685 | 800.7538 | 6.6611 | 938.1092 | 0 | 800.7538 | 1.7943 | 942.4755 | 0.0046038 | 938.5149 | 10.1696 | 800.7538 | 0 | 1019.6179 | 0.31973 |  |  | 1193.819 | 0.016831 | 1237.962 | 0.14865 | 1495.3231 | 0.0053277 |  |  |  |  | 1152.4768 | 0 | 1152.47 | 0.0024245
| 938.683 | 0.030488 | 800.9915 | 2.8782 | 800.9915 | 6.8445 | 938.278 | 0.0018258 | 800.9915 | 1.8589 | 942.646 | 0.0032513 | 938.683 | 10.1852 | 800.9915 | 0.0072427 | 1019.7214 | 0.32066 |  |  | 1194.255 | 0.017813 | 1238.0371 | 0.14797 | 1495.5969 | 0.0052142 |  |  |  |  | 1152.5419 | 0 | 1152.535 | 0.0023832
| 938.8512 | 0.023173 | 801.2292 | 2.7553 | 801.2292 | 6.9272 | 938.4469 | 0 | 801.2292 | 1.8454 | 942.8166 | 0.0046739 | 938.8512 | 10.2109 | 801.2292 | 0.0036232 | 1019.8248 | 0.32142 |  |  | 1194.692 | 0.017532 | 1238.1122 | 0.1473 | 1495.871 | 0.0051045 |  |  |  |  | 1152.6069 | 0 | 1152.6001 | 0.0023459
| 939.0194 | 0.034759 | 801.4669 | 2.6919 | 801.4669 | 6.9356 | 938.6158 | 0.0023475 | 801.4669 | 1.921 | 942.9871 | 0.0038249 | 939.0194 | 10.2189 | 801.4669 | 0.0072427 | 1019.9283 | 0.32199 |  |  | 1195.129 | 0.018106 | 1238.1873 | 0.14662 | 1496.145 | 0.0050062 |  |  |  |  | 1152.672 | 0 | 1152.6652 | 0.0023165
| 939.1876 | 0.021304 | 801.7047 | 2.5402 | 801.7047 | 7.0697 | 938.7847 | 0 | 801.7047 | 1.8683 | 943.1577 | 0.0045961 | 939.1876 | 10.2324 | 801.7047 | 0 | 1020.0319 | 0.32266 |  |  | 1195.567 | 0.016635 | 1238.2623 | 0.14595 | 1496.4193 | 0.0049209 |  |  |  |  | 1152.7372 | 0 | 1152.7304 | 0.0022966
| 939.3557 | 0.027231 | 801.9424 | 2.5056 | 801.9424 | 7.1414 | 938.9535 | 0.0018258 | 801.9424 | 1.9541 | 943.3282 | 0.0031558 | 939.3557 | 10.2326 | 801.9424 | 0 | 1020.1354 | 0.32296 |  |  | 1196.005 | 0.017179 | 1238.3375 | 0.14528 | 1496.6936 | 0.0048465 |  |  |  |  | 1152.8022 | 0 | 1152.7954 | 0.0022871
| 939.5239 | 0.020717 | 802.1802 | 2.3915 | 802.1802 | 7.1672 | 939.1224 | 0 | 802.1802 | 1.9726 | 943.4988 | 0.0038666 | 939.5239 | 10.24 | 802.1802 | 0 | 1020.239 | 0.3232 |  |  | 1196.443 | 0.01673 | 1238.4126 | 0.14461 | 1496.968 | 0.0047801 |  |  |  |  | 1152.8673 | 0 | 1152.8605 | 0.0022871
| 939.6921 | 0.028993 | 802.418 | 2.316 | 802.418 | 7.2463 | 939.2913 | 0.0018258 | 802.418 | 2.0095 | 943.6694 | 0.0024977 | 939.6921 | 10.2463 | 802.418 | 0.0090425 | 1020.3426 | 0.32381 |  |  | 1196.881 | 0.017091 | 1238.4877 | 0.14395 | 1497.2424 | 0.0047204 |  |  |  |  | 1152.9325 | 0 | 1152.9257 | 0.0022959
| 939.8602 | 0.03209 | 802.6557 | 2.2336 | 802.6557 | 7.252 | 939.4602 | 0 | 802.6557 | 1.9943 | 943.8399 | 0.0034048 | 939.8602 | 10.2614 | 802.6557 | 0 | 1020.4462 | 0.32459 |  |  | 1197.32 | 0.016355 | 1238.5629 | 0.14329 | 1497.5171 | 0.0046683 |  |  |  |  | 1152.9976 | 0 | 1152.9907 | 0.0023078
| 940.0284 | 0.02974 | 802.8935 | 2.1862 | 802.8935 | 7.4076 | 939.6291 | 0.0013044 | 802.8935 | 2.0548 | 944.0105 | 0.0024198 | 940.0284 | 10.2695 | 802.8935 | 0.0036195 | 1020.5497 | 0.32539 |  |  | 1197.759 | 0.016639 | 1238.6379 | 0.14263 | 1497.7917 | 0.0046269 |  |  |  |  | 1153.0627 | 0 | 1153.0559 | 0.0023205
| 940.1966 | 0.026163 | 803.1313 | 2.0768 | 803.1313 | 7.512 | 939.798 | 0 | 803.1313 | 2.0623 | 944.1811 | 0.0033522 | 940.1966 | 10.2927 | 803.1313 | 0 | 1020.6534 | 0.32574 |  |  | 1198.198 | 0.016342 | 1238.7131 | 0.14197 | 1498.0665 | 0.0046001 |  |  |  |  | 1153.1278 | 0 | 1153.121 | 0.0023292
| 940.3648 | 0.024988 | 803.3691 | 2.0474 | 803.3691 | 7.599 | 939.9669 | 0.0018258 | 803.3691 | 2.1347 | 944.3516 | 0.0024779 | 940.3648 | 10.3093 | 803.3691 | 0 | 1020.7571 | 0.3262 |  |  | 1198.638 | 0.015283 | 1238.7883 | 0.14131 | 1498.3414 | 0.0045919 |  |  |  |  | 1153.193 | 0 | 1153.1862 | 0.00233
| 940.533 | 0.034065 | 803.6069 | 1.9331 | 803.6069 | 7.6711 | 940.1358 | 0 | 803.6069 | 2.1247 | 944.5222 | 0.0034739 | 940.533 | 10.3354 | 803.6069 | 0 | 1020.8608 | 0.32697 |  |  | 1199.078 | 0.016558 | 1238.8634 | 0.14066 | 1498.6165 | 0.0046055 |  |  |  |  | 1153.2582 | 0 | 1153.2513 | 0.0023213
| 940.7012 | 0.019168 | 803.8447 | 1.9141 | 803.8447 | 7.6624 | 940.3047 | 0.0013044 | 803.8447 | 2.2066 | 944.6928 | 0.0021719 | 940.7012 | 10.3491 | 803.8447 | 0 | 1020.9645 | 0.32758 |  |  | 1199.519 | 0.016109 | 1238.9386 | 0.14 | 1498.8916 | 0.0046431 |  |  |  |  | 1153.3234 | 0 | 1153.3165 | 0.0023006
| 940.8693 | 0.030061 | 804.0825 | 1.7931 | 804.0825 | 7.69 | 940.4736 | 0 | 804.0825 | 2.1711 | 944.8634 | 0.002977 | 940.8693 | 10.3659 | 804.0825 | 0.0090425 | 1021.0682 | 0.32829 |  |  | 1199.959 | 0.015739 | 1239.0138 | 0.13936 | 1499.1667 | 0.0047038 |  |  |  |  | 1153.3884 | 0 | 1153.3816 | 0.0022704
| 941.0375 | 0.037856 | 804.3204 | 1.7738 | 804.3204 | 7.8037 | 940.6425 | 0.0023475 | 804.3204 | 2.2538 | 945.034 | 0.0022575 | 941.0375 | 10.3753 | 804.3204 | 0.0090425 | 1021.1719 | 0.32878 |  |  | 1200.4 | 0.015915 | 1239.089 | 0.13871 | 1499.4421 | 0.004783 |  |  |  |  | 1153.4536 | 0 | 1153.4468 | 0.0022331
| 941.2057 | 0.034653 | 804.5582 | 1.6637 | 804.5582 | 7.8776 | 940.8114 | 0 | 804.5582 | 2.2751 | 945.2046 | 0.0038008 | 941.2057 | 10.3805 | 804.5582 | 0 | 1021.2758 | 0.32894 |  |  | 1200.842 | 0.01539 | 1239.1642 | 0.13807 | 1499.7175 | 0.0048707 |  |  |  |  | 1153.5188 | 0 | 1153.512 | 0.002191
| 941.3739 | 0.03193 | 804.7961 | 1.6448 | 804.7961 | 7.8795 | 940.9803 | 0.0013044 | 804.7961 | 2.3186 | 945.3752 | 0.0029748 | 941.3739 | 10.3789 | 804.7961 | 0.0090425 | 1021.3796 | 0.32923 |  |  | 1201.283 | 0.013971 | 1239.2394 | 0.13742 | 1499.993 | 0.0049523 |  |  |  |  | 1153.584 | 0 | 1153.5772 | 0.0021489
| 941.5421 | 0.026483 | 805.0339 | 1.5498 | 805.0339 | 8.0378 | 941.1492 | 0 | 805.0339 | 2.3116 | 945.5458 | 0.0039291 | 941.5421 | 10.3828 | 805.0339 | 0.0090425 | 1021.4834 | 0.32967 |  |  | 1201.725 | 0.015504 | 1239.3146 | 0.13679 | 1500.2687 | 0.005012 |  |  |  |  | 1153.6492 | 0 | 1153.6423 | 0.00211
| 941.7103 | 0.026003 | 805.2718 | 1.565 | 805.2718 | 8.0473 | 941.3181 | 0.0013044 | 805.2718 | 2.4158 | 945.7164 | 0.0033906 | 941.7103 | 10.3842 | 805.2718 | 0.0090425 | 1021.5872 | 0.32999 |  |  | 1202.168 | 0.014501 | 1239.3899 | 0.13615 | 1500.5443 | 0.0050371 |  |  |  |  | 1153.7145 | 0 | 1153.7076 | 0.0020766
| 941.8785 | 0.031075 | 805.5096 | 1.4536 | 805.5096 | 8.0116 | 941.4871 | 0 | 805.5096 | 2.4004 | 945.887 | 0.0035397 | 941.8785 | 10.4004 | 805.5096 | 0 | 1021.6911 | 0.33056 |  |  | 1202.61 | 0.013733 | 1239.4651 | 0.13551 | 1500.8202 | 0.0050227 |  |  |  |  | 1153.7797 | 0 | 1153.7728 | 0.0020512
| 942.0467 | 0.024134 | 805.7475 | 1.445 | 805.7475 | 8.1422 | 941.656 | 0.0023475 | 805.7475 | 2.468 | 946.0576 | 0.0017616 | 942.0467 | 10.4171 | 805.7475 | -0.0036195 | 1021.795 | 0.33148 |  |  | 1203.053 | 0.013304 | 1239.5403 | 0.13488 | 1501.0961 | 0.0049743 |  |  |  |  | 1153.8448 | 0 | 1153.838 | 0.0020337
| 942.2149 | 0.019168 | 805.9854 | 1.3783 | 805.9854 | 8.2398 | 941.8249 | 0 | 805.9854 | 2.4422 | 946.2282 | 0.002581 | 942.2149 | 10.4527 | 805.9854 | 0.0072409 | 1021.8989 | 0.33182 |  |  | 1203.497 | 0.013376 | 1239.6156 | 0.13425 | 1501.3721 | 0.0049076 |  |  |  |  | 1153.91 | 0 | 1153.9032 | 0.002025
| 942.3831 | 0.02894 | 806.2233 | 1.3626 | 806.2233 | 8.2086 | 941.9939 | 0.0018258 | 806.2233 | 2.5289 | 946.3988 | 0.0016234 | 942.3831 | 10.4812 | 806.2233 | 0.0090425 | 1022.0028 | 0.33211 |  |  | 1203.94 | 0.013297 | 1239.6908 | 0.13363 | 1501.6482 | 0.0048442 |  |  |  |  | 1153.9753 | 0 | 1153.9685 | 0.002025
| 942.5513 | 0.031823 | 806.4612 | 1.2812 | 806.4612 | 8.3065 | 942.1628 | 0 | 806.4612 | 2.4816 | 946.5694 | 0.001664 | 942.5513 | 10.5201 | 806.4612 | 0 | 1022.1068 | 0.33312 |  |  | 1204.384 | 0.014268 | 1239.7661 | 0.133 | 1501.9244 | 0.0048053 |  |  |  |  | 1154.0405 | 0 | 1154.0337 | 0.0020313
| 942.7195 | 0.025522 | 806.6991 | 1.2675 | 806.6991 | 8.3731 | 942.3317 | 0.0013044 | 806.6991 | 2.5893 | 946.74 | 0.00080952 | 942.7195 | 10.5482 | 806.6991 | 0.0036213 | 1022.2107 | 0.334 |  |  | 1204.828 | 0.013419 | 1239.8414 | 0.13238 | 1502.2008 | 0.0048058 |  |  |  |  | 1154.1058 | 0 | 1154.099 | 0.0020448
| 942.8877 | 0.026377 | 806.937 | 1.2073 | 806.937 | 8.3979 | 942.5007 | 0 | 806.937 | 2.5967 | 946.9106 | 0.0018253 | 942.8877 | 10.5833 | 806.937 | 0.0072445 | 1022.3147 | 0.33492 |  |  | 1205.273 | 0.01256 | 1239.9168 | 0.13176 | 1502.4772 | 0.00485 |  |  |  |  | 1154.171 | 0 | 1154.1642 | 0.0020639
| 943.0559 | 0.033638 | 807.1749 | 1.211 | 807.1749 | 8.5178 | 942.6696 | 0.0013044 | 807.1749 | 2.7084 | 947.0813 | 0.0007557 | 943.0559 | 10.6131 | 807.1749 | 0.0036232 | 1022.4187 | 0.33612 |  |  | 1205.718 | 0.012126 | 1239.9921 | 0.13114 | 1502.7538 | 0.0049304 |  |  |  |  | 1154.2363 | 0 | 1154.2295 | 0.0020869
| 943.2241 | 0.020717 | 807.4129 | 1.1052 | 807.4129 | 8.4835 | 942.8385 | 0 | 807.4129 | 2.6958 | 947.2519 | 0.0020479 | 943.2241 | 10.6437 | 807.4129 | 0 | 1022.5228 | 0.33668 |  |  | 1206.163 | 0.012631 | 1240.0673 | 0.13053 | 1503.0304 | 0.0050311 |  |  |  |  | 1154.3016 | 0 | 1154.2948 | 0.0021147
| 943.3923 | 0.035133 | 807.6508 | 1.1014 | 807.6508 | 8.6347 | 943.0075 | 0.0018258 | 807.6508 | 2.7397 | 947.4225 | 0.0016624 | 943.3923 | 10.6616 | 807.6508 | 0 | 1022.6268 | 0.33658 |  |  | 1206.609 | 0.011863 | 1240.1426 | 0.12992 | 1503.3071 | 0.0051332 |  |  |  |  | 1154.3668 | 0 | 1154.36 | 0.0021465
| 943.5605 | 0.037803 | 807.8888 | 1.044 | 807.8888 | 8.5555 | 943.1764 | 0 | 807.8888 | 2.7209 | 947.5931 | 0.0026134 | 943.5605 | 10.6789 | 807.8888 | 0 | 1022.7309 | 0.33663 |  |  | 1207.055 | 0.011909 | 1240.218 | 0.12931 | 1503.5839 | 0.0052205 |  |  |  |  | 1154.4321 | 0 | 1154.4253 | 0.0021823
| 943.7287 | 0.02077 | 808.1267 | 1.0319 | 808.1267 | 8.5799 | 943.3454 | 0.0013044 | 808.1267 | 2.8441 | 947.7638 | 0.0015647 | 943.7287 | 10.6849 | 808.1267 | 0.0090425 | 1022.835 | 0.33743 |  |  | 1207.501 | 0.012019 | 1240.2933 | 0.1287 | 1503.8608 | 0.0052834 |  |  |  |  | 1154.4974 | 0 | 1154.4906 | 0.0022228
| 943.8969 | 0.023547 | 808.3647 | 0.96423 | 808.3647 | 8.6783 | 943.5143 | 0 | 808.3647 | 2.7767 | 947.9344 | 0.0022822 | 943.8969 | 10.6924 | 808.3647 | 0.0054338 | 1022.9391 | 0.33888 |  |  | 1207.948 | 0.010769 | 1240.3686 | 0.1281 | 1504.1379 | 0.0053197 |  |  |  |  | 1154.5627 | 0 | 1154.5559 | 0.002268
| 944.0652 | 0.029847 | 808.6027 | 0.96739 | 808.6027 | 8.6833 | 943.6833 | 0.0018258 | 808.6027 | 2.8699 | 948.1051 | 0.00089569 | 944.0652 | 10.6902 | 808.6027 | 0.0036232 | 1023.0433 | 0.33971 |  |  | 1208.395 | 0.011671 | 1240.444 | 0.1275 | 1504.415 | 0.005333 |  |  |  |  | 1154.6281 | 0 | 1154.6212 | 0.0023197
| 944.2334 | 0.031235 | 808.8406 | 0.90339 | 808.8406 | 8.7505 | 943.8523 | 0 | 808.8406 | 2.8916 | 948.2757 | 0.0019218 | 944.2334 | 10.6938 | 808.8406 | 0 | 1023.1474 | 0.34004 |  |  | 1208.842 | 0.0101 | 1240.5194 | 0.1269 | 1504.6923 | 0.00533 |  |  |  |  | 1154.6934 | 0 | 1154.6865 | 0.0023769
| 944.4016 | 0.015751 | 809.0786 | 0.90884 | 809.0786 | 8.7165 | 944.0212 | 0.0028693 | 809.0786 | 3.0319 | 948.4463 | 0.0014973 | 944.4016 | 10.6919 | 809.0786 | 0.0018107 | 1023.2516 | 0.34063 |  |  | 1209.29 | 0.010219 | 1240.5947 | 0.1263 | 1504.9696 | 0.0053182 |  |  |  |  | 1154.7587 | 0 | 1154.7518 | 0.0024396
| 944.5698 | 0.025789 | 809.3166 | 0.83184 | 809.3166 | 8.7898 | 944.1902 | 0 | 809.3166 | 2.9411 | 948.617 | 0.0023726 | 944.5698 | 10.6992 | 809.3166 | 0.0054302 | 1023.3558 | 0.34101 |  |  | 1209.738 | 0.010221 | 1240.6702 | 0.12571 | 1505.2471 | 0.0053048 |  |  |  |  | 1154.824 | 0 | 1154.8171 | 0.0025064
| 944.738 | 0.033798 | 809.5546 | 0.87015 | 809.5546 | 8.8142 | 944.3591 | 0.0023475 | 809.5546 | 3.0874 | 948.7876 | 0.0015332 | 944.738 | 10.7149 | 809.5546 | 0 | 1023.46 | 0.34164 |  |  | 1210.186 | 0.010467 | 1240.7455 | 0.12512 | 1505.5247 | 0.0052963 |  |  |  |  | 1154.8894 | 0 | 1154.8826 | 0.0025755
| 944.9062 | 0.022052 | 809.7926 | 0.80464 | 809.7926 | 8.8334 | 944.5281 | 0 | 809.7926 | 3.0218 | 948.9583 | 0.0018084 | 944.9062 | 10.7509 | 809.7926 | 0 | 1023.5643 | 0.34278 |  |  | 1210.634 | 0.010362 | 1240.8209 | 0.12453 | 1505.8022 | 0.0052976 |  |  |  |  | 1154.9547 | 0 | 1154.9479 | 0.0026438
| 945.0745 | 0.028245 | 810.0307 | 0.79972 | 810.0307 | 8.8241 | 944.6971 | 0.0013044 | 810.0307 | 3.1507 | 949.1289 | 0.00053272 | 945.0745 | 10.7829 | 810.0307 | 0 | 1023.6685 | 0.34401 |  |  | 1211.083 | 0.010016 | 1240.8964 | 0.12394 | 1506.08 | 0.0053117 |  |  |  |  | 1155.02 | 0 | 1155.0132 | 0.0027066
| 945.2427 | 0.03257 | 810.2687 | 0.74796 | 810.2687 | 8.8388 | 944.8661 | 0 | 810.2687 | 3.1247 | 949.2996 | 0.0013708 | 945.2427 | 10.8196 | 810.2687 | 0 | 1023.7728 | 0.34482 |  |  | 1211.532 | 0.010381 | 1240.9718 | 0.12336 | 1506.3579 | 0.0053384 |  |  |  |  | 1155.0855 | 0 | 1155.0786 | 0.0027622
| 945.4109 | 0.024882 | 810.5067 | 0.7593 | 810.5067 | 8.8033 | 945.035 | 0.0013044 | 810.5067 | 3.2517 | 949.4703 | 0.00052504 | 945.4109 | 10.8424 | 810.5067 | 0 | 1023.877 | 0.34513 |  |  | 1211.982 | 0.0093536 | 1241.0472 | 0.12278 | 1506.6359 | 0.0053746 |  |  |  |  | 1155.1508 | 0 | 1155.1439 | 0.0028059
| 945.5791 | 0.032357 | 810.7448 | 0.70574 | 810.7448 | 8.874 | 945.204 | 0 | 810.7448 | 3.2359 | 949.6409 | 0.0010541 | 945.5791 | 10.8671 | 810.7448 | 0.0036213 | 1023.9814 | 0.3458 |  |  | 1212.432 | 0.0098208 | 1241.1227 | 0.12221 | 1506.9138 | 0.0054155 |  |  |  |  | 1155.2162 | 0 | 1155.2094 | 0.0028361
| 945.7474 | 0.026964 | 810.9828 | 0.72364 | 810.9828 | 8.8575 | 945.373 | 0.0018258 | 810.9828 | 3.3389 | 949.8116 | 0.00075028 | 945.7474 | 10.8713 | 810.9828 | 0.0072445 | 1024.0857 | 0.34676 |  |  | 1212.882 | 0.0094607 | 1241.1981 | 0.12163 | 1507.192 | 0.0054562 |  |  |  |  | 1155.2815 | 0 | 1155.2747 | 0.0028504
| 945.9156 | 0.020343 | 811.2209 | 0.65999 | 811.2209 | 8.9339 | 945.542 | 0 | 811.2209 | 3.3063 | 949.9823 | 0.0016827 | 945.9156 | 10.8763 | 811.2209 | 0 | 1024.1901 | 0.34768 |  |  | 1213.333 | 0.009602 | 1241.2736 | 0.12106 | 1507.4703 | 0.0054934 |  |  |  |  | 1155.3469 | 0 | 1155.3401 | 0.0028472
| 946.0838 | 0.027978 | 811.4589 | 0.64918 | 811.4589 | 8.8631 | 945.711 | 0.0023475 | 811.4589 | 3.4395 | 950.1529 | 0.00033127 | 946.0838 | 10.8633 | 811.4589 | 0.0018107 | 1024.2944 | 0.34828 |  |  | 1213.784 | 0.008665 | 1241.349 | 0.12049 | 1507.7487 | 0.0055246 |  |  |  |  | 1155.4124 | 0 | 1155.4055 | 0.0028281
| 946.2521 | 0.022265 | 811.697 | 0.60433 | 811.697 | 8.9152 | 945.88 | 0 | 811.697 | 3.4189 | 950.3236 | 0.00098722 | 946.2521 | 10.8548 | 811.697 | 0.0036232 | 1024.3989 | 0.34867 |  |  | 1214.235 | 0.009611 | 1241.4244 | 0.11992 | 1508.0271 | 0.0055463 |  |  |  |  | 1155.4777 | 0 | 1155.4708 | 0.0027932
| 946.4203 | 0.02627 | 811.9351 | 0.61809 | 811.9351 | 8.8958 | 946.049 | 0.0013044 | 811.9351 | 3.5271 | 950.4943 | 0.00041966 | 946.4203 | 10.8314 | 811.9351 | 0 | 1024.5033 | 0.34966 |  |  | 1214.687 | 0.0082459 | 1241.5 | 0.11936 | 1508.3057 | 0.0055529 |  |  |  |  | 1155.5431 | 0 | 1155.5363 | 0.0027463
| 946.5885 | 0.02627 | 812.1732 | 0.56726 | 812.1732 | 8.9165 | 946.2179 | 0 | 812.1732 | 3.5392 | 950.665 | 0.0019213 | 946.5885 | 10.8185 | 812.1732 | 0 | 1024.6078 | 0.35063 |  |  | 1215.139 | 0.0083803 | 1241.5754 | 0.1188 | 1508.5844 | 0.0055364 |  |  |  |  | 1155.6085 | 0 | 1155.6017 | 0.0026915
| 946.7568 | 0.025149 | 812.4113 | 0.59542 | 812.4113 | 8.9161 | 946.3869 | 0.0018258 | 812.4113 | 3.6249 | 950.8357 | 0.00084745 | 946.7568 | 10.8019 | 812.4113 | 0 | 1024.7123 | 0.35094 |  |  | 1215.591 | 0.0085807 | 1241.651 | 0.11824 | 1508.8632 | 0.0054892 |  |  |  |  | 1155.674 | 0 | 1155.6671 | 0.0026319
| 946.925 | 0.025149 | 812.6494 | 0.52915 | 812.6494 | 8.8441 | 946.556 | 0 | 812.6494 | 3.6423 | 951.0063 | 0.0016416 | 946.925 | 10.8 | 812.6494 | 0 | 1024.8168 | 0.35101 |  |  | 1216.044 | 0.007721 | 1241.7264 | 0.11768 | 1509.1421 | 0.0054084 |  |  |  |  | 1155.7394 | 0 | 1155.7325 | 0.0025723
| 947.0932 | 0.024615 | 812.8875 | 0.55929 | 812.8875 | 8.8499 | 946.725 | 0.0018258 | 812.8875 | 3.7414 | 951.177 | 0.0010877 | 947.0932 | 10.7888 | 812.8875 | 0.0018125 | 1024.9213 | 0.35176 |  |  | 1216.496 | 0.0083937 | 1241.802 | 0.11713 | 1509.421 | 0.0052986 |  |  |  |  | 1155.8048 | 0 | 1155.798 | 0.0025143
| 947.2615 | 0.025255 | 813.1256 | 0.49737 | 813.1256 | 8.8966 | 946.894 | 0 | 813.1256 | 3.704 | 951.3477 | 0.0018242 | 947.2615 | 10.7843 | 813.1256 | 0 | 1025.0259 | 0.35291 |  |  | 1216.95 | 0.0080026 | 1241.8776 | 0.11658 | 1509.7001 | 0.0051724 |  |  |  |  | 1155.8702 | 0 | 1155.8634 | 0.0024603
| 947.4297 | 0.029313 | 813.3638 | 0.52133 | 813.3638 | 8.8859 | 947.063 | 0.0018258 | 813.3638 | 3.8263 | 951.5184 | 0.00042012 | 947.4297 | 10.7701 | 813.3638 | 0 | 1025.1304 | 0.35355 |  |  | 1217.403 | 0.0071348 | 1241.953 | 0.11604 | 1509.9794 | 0.0050482 |  |  |  |  | 1155.9358 | 0 | 1155.929 | 0.0024102
| 947.598 | 0.030969 | 813.6019 | 0.47314 | 813.6019 | 8.84 | 947.232 | 0 | 813.6019 | 3.8219 | 951.6891 | 0.001177 | 947.598 | 10.7702 | 813.6019 | 0.0072445 | 1025.235 | 0.35397 |  |  | 1217.857 | 0.0088881 | 1242.0286 | 0.11549 | 1510.2587 | 0.0049446 |  |  |  |  | 1156.0012 | 0 | 1155.9944 | 0.002365
| 947.7662 | 0.03556 | 813.84 | 0.48649 | 813.84 | 8.7635 | 947.401 | 0.0018258 | 813.84 | 3.9663 | 951.8598 | 0.00070202 | 947.7662 | 10.7697 | 813.84 | 0.0090425 | 1025.3396 | 0.35422 |  |  | 1218.312 | 0.0083279 | 1242.1041 | 0.11495 | 1510.538 | 0.0048754 |  |  |  |  | 1156.0666 | 0 | 1156.0598 | 0.0023229
| 947.9345 | 0.031609 | 814.0782 | 0.42839 | 814.0782 | 8.835 | 947.57 | 0 | 814.0782 | 3.9146 | 952.0305 | 0.001426 | 947.9345 | 10.7833 | 814.0782 | 0.0054338 | 1025.4442 | 0.35481 |  |  | 1218.766 | 0.0088363 | 1242.1797 | 0.11441 | 1510.8175 | 0.0048455 |  |  |  |  | 1156.1322 | 0 | 1156.1254 | 0.0022855
| 948.1027 | 0.039832 | 814.3164 | 0.45537 | 814.3164 | 8.6898 | 947.739 | 0.0018258 | 814.3164 | 3.9947 | 952.2012 | 0.00034662 | 948.1027 | 10.793 | 814.3164 | 0 | 1025.5488 | 0.35623 |  |  | 1219.221 | 0.0080902 | 1242.2554 | 0.11387 | 1511.0972 | 0.0048502 |  |  |  |  | 1156.1976 | 0 | 1156.1908 | 0.0022514
| 948.271 | 0.032197 | 814.5545 | 0.41588 | 814.5545 | 8.7217 | 947.9081 | 0 | 814.5545 | 4.0536 | 952.3719 | 0.0011912 | 948.271 | 10.8091 | 814.5545 | 0.0054338 | 1025.6536 | 0.35717 |  |  | 1219.677 | 0.0080367 | 1242.3309 | 0.11334 | 1511.3768 | 0.0048775 |  |  |  |  | 1156.2632 | 0 | 1156.2564 | 0.0022212
| 948.4392 | 0.025149 | 814.7927 | 0.4442 | 814.7927 | 8.6693 | 948.0771 | 0.0013044 | 814.7927 | 4.1585 | 952.5426 | 0.00033565 | 948.4392 | 10.8163 | 814.7927 | 0.0090425 | 1025.7583 | 0.35733 |  |  | 1220.132 | 0.0077833 | 1242.4065 | 0.11281 | 1511.6566 | 0.0049124 |  |  |  |  | 1156.3286 | 0 | 1156.3218 | 0.0021966
| 948.6075 | 0.024882 | 815.0309 | 0.36901 | 815.0309 | 8.6466 | 948.2461 | 0 | 815.0309 | 4.1229 | 952.7134 | 0.00064279 | 948.6075 | 10.8255 | 815.0309 | 0 | 1025.8629 | 0.35839 |  |  | 1220.588 | 0.0067007 | 1242.4821 | 0.11228 | 1511.9365 | 0.0049419 |  |  |  |  | 1156.3942 | 0 | 1156.3873 | 0.0021767
| 948.7757 | 0.033905 | 815.2691 | 0.41519 | 815.2691 | 8.5671 | 948.4151 | 0.0018258 | 815.2691 | 4.2569 | 952.8841 | 0.00043547 | 948.7757 | 10.8188 | 815.2691 | 0 | 1025.9677 | 0.36036 |  |  | 1221.045 | 0.0068549 | 1242.5577 | 0.11176 | 1512.2166 | 0.0049586 |  |  |  |  | 1156.4596 | 0 | 1156.4528 | 0.0021624
| 948.944 | 0.025362 | 815.5073 | 0.38222 | 815.5073 | 8.5174 | 948.5842 | 0 | 815.5073 | 4.2992 | 953.0548 | 0.00035759 | 948.944 | 10.8238 | 815.5073 | 0.0090425 | 1026.0725 | 0.36182 |  |  | 1221.501 | 0.0069833 | 1242.6333 | 0.11124 | 1512.4967 | 0.0049627 |  |  |  |  | 1156.5251 | 0 | 1156.5183 | 0.0021521
| 949.1122 | 0.02659 | 815.7455 | 0.40185 | 815.7455 | 8.5126 | 948.7532 | 0.0018258 | 815.7455 | 4.3821 | 953.2255 | 0.00039598 | 949.1122 | 10.8245 | 815.7455 | 0.0090425 | 1026.1772 | 0.3626 |  |  | 1221.958 | 0.0065863 | 1242.709 | 0.11071 | 1512.777 | 0.0049601 |  |  |  |  | 1156.5907 | 0 | 1156.5839 | 0.0021449
| 949.2805 | 0.034546 | 815.9837 | 0.34367 | 815.9837 | 8.4686 | 948.9222 | 0 | 815.9837 | 4.3962 | 953.3962 | 0.00096747 | 949.2805 | 10.8349 | 815.9837 | 0.0072445 | 1026.282 | 0.36312 |  |  | 1222.416 | 0.0062582 | 1242.7847 | 0.1102 | 1513.0573 | 0.0049589 |  |  |  |  | 1156.6562 | 0 | 1156.6494 | 0.0021394
| 949.4487 | 0.028459 | 816.2219 | 0.36432 | 816.2219 | 8.3904 | 949.0913 | 0.0018258 | 816.2219 | 4.4918 | 953.567 | 0.00032139 | 949.4487 | 10.8337 | 816.2219 | 0.0090425 | 1026.3868 | 0.36352 |  |  | 1222.873 | 0.0063261 | 1242.8602 | 0.10968 | 1513.3376 | 0.0049654 |  |  |  |  | 1156.7218 | 0 | 1156.715 | 0.0021346
| 949.617 | 0.027124 | 816.4601 | 0.32524 | 816.4601 | 8.3004 | 949.2603 | 0 | 816.4601 | 4.5211 | 953.7377 | 0.0015291 | 949.617 | 10.8445 | 816.4601 | 0.0072427 | 1026.4917 | 0.36395 |  |  | 1223.331 | 0.0071781 | 1242.9359 | 0.10917 | 1513.6183 | 0.0049806 |  |  |  |  | 1156.7874 | 0 | 1156.7805 | 0.0021282
| 949.7853 | 0.024882 | 816.6984 | 0.32793 | 816.6984 | 8.2661 | 949.4294 | 0.0018258 | 816.6984 | 4.5879 | 953.9084 | 0.0004629 | 949.7853 | 10.859 | 816.6984 | 0.005432 | 1026.5966 | 0.36456 |  |  | 1223.79 | 0.0062574 | 1243.0116 | 0.10866 | 1513.8989 | 0.0050008 |  |  |  |  | 1156.8529 | 0 | 1156.8461 | 0.0021203
| 949.9535 | 0.018314 | 816.9366 | 0.2997 | 816.9366 | 8.1878 | 949.5984 | 0 | 816.9366 | 4.6316 | 954.0792 | 0.0015697 | 949.9535 | 10.8877 | 816.9366 | 0.0072427 | 1026.7014 | 0.36545 |  |  | 1224.248 | 0.0063913 | 1243.0873 | 0.10815 | 1514.1796 | 0.0050203 |  |  |  |  | 1156.9185 | 0 | 1156.9116 | 0.0021115
| 950.1218 | 0.027978 | 817.1749 | 0.31735 | 817.1749 | 8.0832 | 949.7675 | 0.0013044 | 817.1749 | 4.7076 | 954.2499 | 4.607e-05 | 950.1218 | 10.9079 | 817.1749 | 0.0090425 | 1026.8064 | 0.36609 |  |  | 1224.707 | 0.0063348 | 1243.163 | 0.10765 | 1514.4604 | 0.0050351 |  |  |  |  | 1156.984 | 0 | 1156.9772 | 0.002102
| 950.2901 | 0.020663 | 817.4131 | 0.26885 | 817.4131 | 7.9753 | 949.9365 | 0 | 817.4131 | 4.7405 | 954.4207 | 0.00090714 | 950.2901 | 10.93 | 817.4131 | 0 | 1026.9113 | 0.36606 |  |  | 1225.167 | 0.0061258 | 1243.2387 | 0.10715 | 1514.7415 | 0.0050462 |  |  |  |  | 1157.0496 | 0 | 1157.0427 | 0.0020925
| 950.4583 | 0.027498 | 817.6514 | 0.30753 | 817.6514 | 7.9274 | 950.1056 | 0.00078262 | 817.6514 | 4.9127 | 954.5914 | 0.00072506 | 950.4583 | 10.9292 | 817.6514 | 0 | 1027.0162 | 0.36641 |  |  | 1225.627 | 0.0052004 | 1243.3143 | 0.10665 | 1515.0225 | 0.0050591 |  |  |  |  | 1157.1152 | 0 | 1157.1084 | 0.0020853
| 950.6266 | 0.030061 | 817.8897 | 0.27433 | 817.8897 | 7.8348 | 950.2746 | 0 | 817.8897 | 4.8831 | 954.7621 | 0.00077991 | 950.6266 | 10.9279 | 817.8897 | 0 | 1027.1211 | 0.3679 |  |  | 1226.087 | 0.0060468 | 1243.39 | 0.10616 | 1515.3036 | 0.005081 |  |  |  |  | 1157.1808 | 0 | 1157.174 | 0.0020814
| 950.7949 | 0.028192 | 818.128 | 0.29338 | 818.128 | 7.7289 | 950.4437 | 0.0018258 | 818.128 | 4.962 | 954.9329 | 0.00051006 | 950.7949 | 10.9105 | 818.128 | 0.0090425 | 1027.2261 | 0.36941 |  |  | 1226.547 | 0.0060688 | 1243.4658 | 0.10566 | 1515.585 | 0.0051163 |  |  |  |  | 1157.2465 | 0 | 1157.2395 | 0.0020814
| 950.9631 | 0.029207 | 818.3663 | 0.24664 | 818.3663 | 7.7329 | 950.6128 | 0 | 818.3663 | 4.9983 | 955.1036 | 0.0009236 | 950.9631 | 10.8967 | 818.3663 | 0.0090425 | 1027.3312 | 0.37033 |  |  | 1227.008 | 0.0054049 | 1243.5415 | 0.10517 | 1515.8663 | 0.0051651 |  |  |  |  | 1157.312 | 0 | 1157.3052 | 0.0020861
| 951.1314 | 0.024241 | 818.6046 | 0.26984 | 818.6046 | 7.6532 | 950.7818 | 0.0018258 | 818.6046 | 5.1214 | 955.2744 | 0.00099929 | 951.1314 | 10.8671 | 818.6046 | 0.0090425 | 1027.4362 | 0.37123 |  |  | 1227.469 | 0.0068953 | 1243.6173 | 0.10468 | 1516.1478 | 0.0052229 |  |  |  |  | 1157.3777 | 0 | 1157.3707 | 0.0020941
| 951.2997 | 0.031716 | 818.8429 | 0.23011 | 818.8429 | 7.5022 | 950.9509 | 0 | 818.8429 | 5.1272 | 955.4452 | 0.00021609 | 951.2997 | 10.8409 | 818.8429 | 0.0090425 | 1027.5413 | 0.37206 |  |  | 1227.931 | 0.0056851 | 1243.693 | 0.1042 | 1516.4293 | 0.005284 |  |  |  |  | 1157.4432 | 0 | 1157.4364 | 0.0021052
| 951.4679 | 0.029313 | 819.0812 | 0.24776 | 819.0812 | 7.3936 | 951.12 | 0.0018258 | 819.0812 | 5.2469 | 955.6159 | 0.001936 | 951.4679 | 10.8135 | 819.0812 | 0.0090425 | 1027.6462 | 0.37291 |  |  | 1228.392 | 0.0052189 | 1243.7688 | 0.10371 | 1516.7111 | 0.0053448 |  |  |  |  | 1157.5089 | 0 | 1157.5021 | 0.0021163
| 951.6362 | 0.033585 | 819.3195 | 0.2598 | 819.3195 | 7.1855 | 951.289 | 0.00069566 | 819.3195 | 5.389 | 955.7867 | 0.00082049 | 951.6362 | 10.7963 | 819.3195 | 0 | 1027.7513 | 0.37359 |  |  | 1228.855 | 0.0050566 | 1243.8446 | 0.10323 | 1516.9928 | 0.0054054 |  |  |  |  | 1157.5746 | 0 | 1157.5676 | 0.0021258
| 951.8045 | 0.023387 | 819.5578 | 0.197 | 819.5578 | 7.1154 | 951.4581 | 0 | 819.5578 | 5.3997 | 955.9574 | 0.0016596 | 951.8045 | 10.7845 | 819.5578 | 0.0090425 | 1027.8566 | 0.37398 |  |  | 1229.317 | 0.0055483 | 1243.9203 | 0.10276 | 1517.2748 | 0.0054685 |  |  |  |  | 1157.6401 | 0 | 1157.6333 | 0.0021314
| 951.9728 | 0.030595 | 819.7962 | 0.24487 | 819.7962 | 6.8871 | 951.6272 | 0.00069566 | 819.7962 | 5.5324 | 956.1282 | 0.00011627 | 951.9728 | 10.7726 | 819.7962 | 0.005432 | 1027.9617 | 0.37494 |  |  | 1229.78 | 0.0050903 | 1243.9961 | 0.10228 | 1517.5568 | 0.0055369 |  |  |  |  | 1157.7058 | 0 | 1157.699 | 0.0021322
| 952.1411 | 0.021197 | 820.0345 | 0.19838 | 820.0345 | 6.8098 | 951.7963 | 0.00026087 | 820.0345 | 5.554 | 956.299 | 0.00050999 | 952.1411 | 10.7624 | 820.0345 | 0.0090425 | 1028.0668 | 0.37585 |  |  | 1230.243 | 0.0056221 | 1244.0719 | 0.10181 | 1517.8389 | 0.0056113 |  |  |  |  | 1157.7715 | 0 | 1157.7647 | 0.0021274
| 952.3093 | 0.023654 | 820.2729 | 0.22592 | 820.2729 | 6.667 | 951.9653 | 0.00017392 | 820.2729 | 5.6316 | 956.4698 | 0.00098181 | 952.3093 | 10.7393 | 820.2729 | 0.0072427 | 1028.172 | 0.37617 |  |  | 1230.707 | 0.0052841 | 1244.1477 | 0.10134 | 1518.1211 | 0.0056885 |  |  |  |  | 1157.8372 | 0 | 1157.8303 | 0.0021171
| 952.4776 | 0.025522 | 820.5112 | 0.18847 | 820.5112 | 6.5493 | 952.1344 | 0.00026087 | 820.5112 | 5.6848 | 956.6405 | 0.0003981 | 952.4776 | 10.7176 | 820.5112 | 0.0090425 | 1028.2772 | 0.37662 |  |  | 1231.171 | 0.0047227 | 1244.2235 | 0.10087 | 1518.4033 | 0.0057627 |  |  |  |  | 1157.9028 | 0 | 1157.896 | 0.0021044
| 952.6459 | 0.031182 | 820.7496 | 0.21152 | 820.7496 | 6.4143 | 952.3035 | 0.00069566 | 820.7496 | 5.813 | 956.8113 | 0.0013131 | 952.6459 | 10.686 | 820.7496 | 0 | 1028.3824 | 0.37742 |  |  | 1231.635 | 0.0043528 | 1244.2993 | 0.1004 | 1518.6858 | 0.0058264 |  |  |  |  | 1157.9685 | 0 | 1157.9617 | 0.0020885
| 952.8142 | 0.029207 | 820.988 | 0.16835 | 820.988 | 6.3397 | 952.4726 | 0.00078262 | 820.988 | 5.8801 | 956.9821 | 0.00025331 | 952.8142 | 10.6646 | 820.988 | 0.0090425 | 1028.4877 | 0.37887 |  |  | 1232.1 | 0.0051535 | 1244.3752 | 0.099938 | 1518.9683 | 0.0058718 |  |  |  |  | 1158.0342 | 0 | 1158.0273 | 0.002071
| 952.9825 | 0.033425 | 821.2264 | 0.20015 | 821.2264 | 6.1313 | 952.6417 | 0.00017392 | 821.2264 | 5.9566 | 957.1529 | 0.00017221 | 952.9825 | 10.6395 | 821.2264 | 0.0090425 | 1028.5931 | 0.37999 |  |  | 1232.565 | 0.005379 | 1244.451 | 0.099477 | 1519.251 | 0.0058913 |  |  |  |  | 1158.1 | 0 | 1158.093 | 0.0020528
| 953.1508 | 0.019809 | 821.4647 | 0.15512 | 821.4647 | 6.0488 | 952.8108 | 0.00078262 | 821.4647 | 5.9516 | 957.3237 | 0.00067241 | 953.1508 | 10.625 | 821.4647 | 0 | 1028.6982 | 0.38024 |  |  | 1233.03 | 0.0048483 | 1244.5269 | 0.099016 | 1519.5337 | 0.0058789 |  |  |  |  | 1158.1656 | 0 | 1158.1588 | 0.0020345
| 953.3191 | 0.025896 | 821.7031 | 0.18619 | 821.7031 | 5.8506 | 952.9799 | 0 | 821.7031 | 6.1015 | 957.4945 | 0.00046509 | 953.3191 | 10.6118 | 821.7032 | 0.0054338 | 1028.8036 | 0.38082 |  |  | 1233.496 | 0.0049589 | 1244.6028 | 0.098561 | 1519.8165 | 0.0058314 |  |  |  |  | 1158.2313 | 0 | 1158.2245 | 0.0020154
| 953.4873 | 0.013402 | 821.9416 | 0.14135 | 821.9416 | 5.6881 | 953.149 | 0.00026087 | 821.9416 | 6.146 | 957.6653 | 0.00055941 | 953.4873 | 10.6113 | 821.9416 | 0.0090425 | 1028.9089 | 0.38183 |  |  | 1233.962 | 0.0050754 | 1244.6786 | 0.098105 | 1520.0995 | 0.0057505 |  |  |  |  | 1158.2971 | 0 | 1158.2902 | 0.0019964
| 953.6557 | 0.026857 | 822.18 | 0.18375 | 822.18 | 5.5442 | 953.3181 | 0.0012174 | 822.18 | 6.2615 | 957.836 | 0.00038832 | 953.6557 | 10.5981 | 822.18 | 0.0036213 | 1029.0143 | 0.38291 |  |  | 1234.428 | 0.0047743 | 1244.7545 | 0.097654 | 1520.3824 | 0.005644 |  |  |  |  | 1158.3628 | 0 | 1158.356 | 0.0019781
| 953.8239 | 0.02974 | 822.4184 | 0.14771 | 822.4184 | 5.4954 | 953.4872 | 0.00078262 | 822.4184 | 6.3028 | 958.0068 | 0.00098062 | 953.8239 | 10.5867 | 822.4184 | 0.0090425 | 1029.1196 | 0.38371 |  |  | 1234.895 | 0.0044557 | 1244.8304 | 0.097203 | 1520.6656 | 0.0055258 |  |  |  |  | 1158.4286 | 0 | 1158.4216 | 0.0019614
| 953.9922 | 0.027765 | 822.6568 | 0.17405 | 822.6568 | 5.3167 | 953.6563 | 0 | 822.6568 | 6.379 | 958.1776 | 0.00010309 | 953.9922 | 10.5636 | 822.6568 | 0.0072445 | 1029.2251 | 0.3839 |  |  | 1235.362 | 0.0042873 | 1244.9062 | 0.096753 | 1520.949 | 0.005412 |  |  |  |  | 1158.4943 | 0 | 1158.4874 | 0.0019471
| 954.1605 | 0.027391 | 822.8953 | 0.13883 | 822.8953 | 5.2035 | 953.8254 | 0.00026087 | 822.8953 | 6.4957 | 958.3484 | 0.00068336 | 954.1605 | 10.5491 | 822.8953 | 0.0072445 | 1029.3304 | 0.38451 |  |  | 1235.829 | 0.0047452 | 1244.9822 | 0.096307 | 1521.2323 | 0.0053164 |  |  |  |  | 1158.5601 | 0 | 1158.5532 | 0.0019368
| 954.3288 | 0.02675 | 823.1337 | 0.17399 | 823.1337 | 5.0704 | 953.9945 | 0.00017392 | 823.1337 | 6.602 | 958.5193 | 0.00016234 | 954.3288 | 10.5209 | 823.1337 | 0.0090425 | 1029.4359 | 0.38585 |  |  | 1236.297 | 0.0033086 | 1245.0581 | 0.095867 | 1521.5157 | 0.0052469 |  |  |  |  | 1158.6258 | 0 | 1158.6189 | 0.0019328
| 954.4971 | 0.023547 | 823.3722 | 0.13486 | 823.3722 | 4.9318 | 954.1637 | 0.00078262 | 823.3722 | 6.5791 | 958.6901 | 0.00068008 | 954.4971 | 10.4943 | 823.3722 | 0 | 1029.5414 | 0.38688 |  |  | 1236.765 | 0.0044807 | 1245.134 | 0.095421 | 1521.7993 | 0.0052038 |  |  |  |  | 1158.6915 | 0 | 1158.6847 | 0.0019344
| 954.6654 | 0.038764 | 823.6106 | 0.16092 | 823.6106 | 4.8524 | 954.3328 | 0 | 823.6106 | 6.7715 | 958.8609 | 0.0011627 | 954.6654 | 10.4621 | 823.6106 | 0.0090425 | 1029.6469 | 0.38755 |  |  | 1237.234 | 0.0043842 | 1245.21 | 0.094981 | 1522.083 | 0.0051823 |  |  |  |  | 1158.7573 | 0 | 1158.7505 | 0.0019431
| 954.8337 | 0.019435 | 823.8491 | 0.11683 | 823.8491 | 4.6703 | 954.5019 | 0.00026087 | 823.8491 | 6.841 | 959.0317 | 0.00045631 | 954.8337 | 10.4386 | 823.8491 | 0.0090425 | 1029.7524 | 0.38817 |  |  | 1237.703 | 0.0045329 | 1245.2859 | 0.094545 | 1522.3668 | 0.0051761 |  |  |  |  | 1158.8231 | 0 | 1158.8163 | 0.0019582
| 955.002 | 0.031342 | 824.0876 | 0.16345 | 824.0876 | 4.467 | 954.671 | 0.00017392 | 824.0876 | 6.9683 | 959.2025 | 0.0011353 | 955.002 | 10.4109 | 824.0876 | 0 | 1029.8579 | 0.38875 |  |  | 1238.172 | 0.003988 | 1245.3619 | 0.09411 | 1522.6508 | 0.0051799 |  |  |  |  | 1158.8889 | 0 | 1158.8821 | 0.0019797
| 955.1703 | 0.024027 | 824.326 | 0.11976 | 824.326 | 4.3561 | 954.8401 | 0.00078262 | 824.326 | 6.9633 | 959.3733 | 0.00043218 | 955.1703 | 10.3843 | 824.326 | 0.0090425 | 1029.9635 | 0.38993 |  |  | 1238.642 | 0.0036482 | 1245.4379 | 0.093675 | 1522.9347 | 0.00519 |  |  |  |  | 1158.9547 | 0 | 1158.9479 | 0.0020059
| 955.3386 | 0.031075 | 824.5645 | 0.14307 | 824.5645 | 4.2097 | 955.0093 | 0 | 824.5645 | 7.0832 | 959.5441 | 0.00041134 | 955.3386 | 10.3449 | 824.5645 | 0.0018107 | 1030.0691 | 0.39173 |  |  | 1239.112 | 0.004748 | 1245.5138 | 0.093244 | 1523.2189 | 0.0052026 |  |  |  |  | 1159.0205 | 0 | 1159.0137 | 0.0020345
| 955.5069 | 0.023387 | 824.803 | 0.1047 | 824.803 | 4.1435 | 955.1784 | 0.00026087 | 824.803 | 7.1276 | 959.715 | 0.0014249 | 955.5069 | 10.3121 | 824.803 | 0.0090425 | 1030.1747 | 0.39313 |  |  | 1239.582 | 0.0046024 | 1245.5898 | 0.092814 | 1523.5031 | 0.0052118 |  |  |  |  | 1159.0863 | 0 | 1159.0795 | 0.0020639
| 955.6753 | 0.025416 | 825.0415 | 0.13935 | 825.0415 | 3.9567 | 955.3475 | 0.00017392 | 825.0415 | 7.3138 | 959.8858 | 0.00065047 | 955.6753 | 10.2786 | 825.0415 | 0.0090425 | 1030.2803 | 0.3935 |  |  | 1240.052 | 0.0042484 | 1245.6658 | 0.092389 | 1523.7874 | 0.0052094 |  |  |  |  | 1159.1521 | 0 | 1159.1453 | 0.0020925
| 955.8436 | 0.019222 | 825.2801 | 0.098855 | 825.2801 | 3.834 | 955.5167 | 0.00078262 | 825.2801 | 7.2996 | 960.0566 | 0.0010574 | 955.8436 | 10.2587 | 825.28 | 0.0090425 | 1030.3859 | 0.39382 |  |  | 1240.524 | 0.0041686 | 1245.7418 | 0.091964 | 1524.0718 | 0.005187 |  |  |  |  | 1159.218 | 0 | 1159.2111 | 0.0021211
| 956.0119 | 0.033585 | 825.5186 | 0.12626 | 825.5186 | 3.716 | 955.6858 | 0 | 825.5186 | 7.5156 | 960.2274 | 0.00068667 | 956.0119 | 10.2448 | 825.5186 | 0.0090425 | 1030.4915 | 0.39503 |  |  | 1240.995 | 0.0044352 | 1245.8179 | 0.091539 | 1524.3563 | 0.0051397 |  |  |  |  | 1159.2838 | 0 | 1159.277 | 0.0021481
| 956.1802 | 0.023921 | 825.7571 | 0.08509 | 825.7571 | 3.626 | 955.855 | 0.00026087 | 825.7571 | 7.5437 | 960.3983 | 0.0003554 | 956.1802 | 10.2403 | 825.7571 | 0.0090425 | 1030.5972 | 0.39561 |  |  | 1241.467 | 0.0041014 | 1245.8938 | 0.091114 | 1524.641 | 0.0050695 |  |  |  |  | 1159.3496 | 0 | 1159.3428 | 0.0021743
| 956.3485 | 0.029847 | 825.9956 | 0.13203 | 825.9956 | 3.5209 | 956.0241 | 0.00017392 | 825.9956 | 7.7244 | 960.5691 | 0.00071711 | 956.3485 | 10.2383 | 825.9956 | 0 | 1030.7029 | 0.39574 |  |  | 1241.939 | 0.0039016 | 1245.9698 | 0.090694 | 1524.9257 | 0.0049853 |  |  |  |  | 1159.4155 | 0 | 1159.4087 | 0.0022013
| 956.5168 | 0.025522 | 826.2342 | 0.079772 | 826.2342 | 3.4297 | 956.1933 | 0 | 826.2342 | 7.7143 | 960.74 | 4.8527e-05 | 956.5168 | 10.2323 | 826.2342 | 0.0054338 | 1030.8086 | 0.3976 |  |  | 1242.411 | 0.0044512 | 1246.0459 | 0.090279 | 1525.2106 | 0.0049012 |  |  |  |  | 1159.4813 | 0 | 1159.4745 | 0.0022291
| 956.6851 | 0.028139 | 826.4727 | 0.11861 | 826.4727 | 3.3027 | 956.3624 | 0 | 826.4727 | 7.9142 | 960.9108 | 0.00044289 | 956.6851 | 10.2029 | 826.4727 | 0.0090425 | 1030.9143 | 0.3995 |  |  | 1242.884 | 0.0040028 | 1246.1219 | 0.089859 | 1525.4955 | 0.0048313 |  |  |  |  | 1159.5472 | 0 | 1159.5404 | 0.0022553
| 956.8534 | 0.025362 | 826.7113 | 0.080462 | 826.7113 | 3.2367 | 956.5316 | 0.00078262 | 826.7113 | 7.9362 | 961.0816 | 0.0012529 | 956.8534 | 10.1599 | 826.7113 | 0 | 1031.0201 | 0.39977 |  |  | 1243.357 | 0.0029817 | 1246.198 | 0.089444 | 1525.7806 | 0.0047862 |  |  |  |  | 1159.613 | 0 | 1159.6062 | 0.0022792
| 957.0217 | 0.022425 | 826.9499 | 0.1273 | 826.9499 | 3.0275 | 956.7007 | 0.00069566 | 826.9499 | 8.0733 | 961.2525 | 0.00028546 | 957.0217 | 10.1008 | 826.9499 | 0.0018107 | 1031.1259 | 0.39984 |  |  | 1243.831 | 0.003803 | 1246.274 | 0.089034 | 1526.0658 | 0.0047697 |  |  |  |  | 1159.679 | 0 | 1159.6721 | 0.0022982
| 957.1901 | 0.039138 | 827.1884 | 0.0851 | 827.1884 | 2.9723 | 956.8699 | 0 | 827.1884 | 8.1403 | 961.4234 | 0.0010969 | 957.1901 | 10.0481 | 827.1884 | 0.0090425 | 1031.2317 | 0.40051 |  |  | 1244.304 | 0.0031872 | 1246.3502 | 0.088619 | 1526.3511 | 0.004779 |  |  |  |  | 1159.7449 | 0 | 1159.738 | 0.0023102
| 957.3584 | 0.027978 | 827.427 | 0.11013 | 827.427 | 2.898 | 957.039 | 0.00069566 | 827.427 | 8.2859 | 961.5942 | 0.00029507 | 957.3584 | 9.9935 | 827.427 | 0.0054338 | 1031.3375 | 0.40159 |  |  | 1244.779 | 0.0033397 | 1246.4263 | 0.08821 | 1526.6365 | 0.0048069 |  |  |  |  | 1159.8108 | 0 | 1159.804 | 0.0023157
| 957.5267 | 0.02077 | 827.6656 | 0.067808 | 827.6656 | 2.7801 | 957.2082 | 0.00026087 | 827.6656 | 8.3442 | 961.7651 | 0.00075028 | 957.5267 | 9.9475 | 827.6656 | 0.0090425 | 1031.4434 | 0.40226 |  |  | 1245.253 | 0.0030971 | 1246.5023 | 0.0878 | 1526.9219 | 0.0048446 |  |  |  |  | 1159.8767 | 0 | 1159.8698 | 0.0023141
| 957.695 | 0.028726 | 827.9042 | 0.10412 | 827.9042 | 2.6936 | 957.3773 | 0.00017392 | 827.9042 | 8.4948 | 961.9359 | 0.00079526 | 957.695 | 9.8989 | 827.9042 | 0 | 1031.5493 | 0.40252 |  |  | 1245.728 | 0.003715 | 1246.5785 | 0.087395 | 1527.2075 | 0.0048844 |  |  |  |  | 1159.9425 | 0 | 1159.9357 | 0.0023094
| 957.8634 | 0.025522 | 828.1428 | 0.073687 | 828.1428 | 2.5969 | 957.5465 | 0 | 828.1428 | 8.535 | 962.1068 | 0.00016454 | 957.8634 | 9.8569 | 828.1428 | 0.0090425 | 1031.6552 | 0.40341 |  |  | 1246.204 | 0.003371 | 1246.6545 | 0.086991 | 1527.4932 | 0.0049215 |  |  |  |  | 1160.0084 | 0 | 1160.0016 | 0.0023038
| 958.0317 | 0.030862 | 828.3814 | 0.10829 | 828.3814 | 2.5172 | 957.7157 | 0 | 828.3814 | 8.6688 | 962.2776 | 0.0023309 | 958.0317 | 9.8023 | 828.3814 | 0.0090425 | 1031.7611 | 0.40477 |  |  | 1246.679 | 0.0030385 | 1246.7307 | 0.086586 | 1527.7791 | 0.0049536 |  |  |  |  | 1160.0745 | 0 | 1160.0675 | 0.0023014
| 958.2 | 0.023173 | 828.62 | 0.060581 | 828.62 | 2.4139 | 957.8849 | 0 | 828.62 | 8.7306 | 962.4485 | 0.0012001 | 958.2 | 9.7588 | 828.62 | 0.0090425 | 1031.8671 | 0.40603 |  |  | 1247.155 | 0.0035651 | 1246.8068 | 0.086182 | 1528.0649 | 0.0049801 |  |  |  |  | 1160.1404 | 0 | 1160.1334 | 0.002303
| 958.3683 | 0.027338 | 828.8587 | 0.090242 | 828.8587 | 2.3387 | 958.054 | 0 | 828.8587 | 8.8742 | 962.6194 | 0.0025361 | 958.3683 | 9.7101 | 828.8587 | 0.0072427 | 1031.973 | 0.40687 |  |  | 1247.632 | 0.003521 | 1246.8829 | 0.085782 | 1528.351 | 0.0050003 |  |  |  |  | 1160.2063 | 0 | 1160.1995 | 0.0023102
| 958.5367 | 0.028833 | 829.0973 | 0.073655 | 829.0973 | 2.2525 | 958.2232 | 0.00026087 | 829.0973 | 8.9967 | 962.7902 | 0.0017091 | 958.5367 | 9.6678 | 829.0973 | 0.0090425 | 1032.079 | 0.40738 |  |  | 1248.109 | 0.0031726 | 1246.9591 | 0.085383 | 1528.6371 | 0.0050124 |  |  |  |  | 1160.2722 | 0 | 1160.2654 | 0.0023221
| 958.705 | 0.033425 | 829.3359 | 0.075634 | 829.3359 | 2.1495 | 958.3924 | 0 | 829.3359 | 9.0687 | 962.9611 | 0.0023146 | 958.705 | 9.6181 | 829.3359 | 0.0090425 | 1032.1851 | 0.40837 |  |  | 1248.586 | 0.003056 | 1247.0353 | 0.084988 | 1528.9233 | 0.0050137 |  |  |  |  | 1160.3381 | 0 | 1160.3313 | 0.0023372
| 958.8733 | 0.019916 | 829.5746 | 0.04895 | 829.5746 | 2.0389 | 958.5616 | 0.00078262 | 829.5746 | 9.1662 | 963.132 | 0.00036426 | 958.8733 | 9.5801 | 829.5746 | 0.0090425 | 1032.291 | 0.41 |  |  | 1249.063 | 0.003222 | 1247.1115 | 0.084589 | 1529.2097 | 0.0050009 |  |  |  |  | 1160.4042 | 0 | 1160.3973 | 0.0023546
| 959.0417 | 0.02958 | 829.8132 | 0.10117 | 829.8132 | 1.9809 | 958.7307 | 0.00017392 | 829.8132 | 9.3433 | 963.3029 | 0.00076894 | 959.0417 | 9.5402 | 829.8132 | 0.0090425 | 1032.3971 | 0.41131 |  |  | 1249.541 | 0.0020762 | 1247.1876 | 0.084194 | 1529.4961 | 0.0049718 |  |  |  |  | 1160.4701 | 0 | 1160.4633 | 0.0023713
| 959.21 | 0.018688 | 830.0519 | 0.047943 | 830.0519 | 1.9357 | 958.8999 | 0.00078262 | 830.0519 | 9.4037 | 963.4737 | 0.00029617 | 959.21 | 9.5118 | 830.0519 | 0.0090425 | 1032.5032 | 0.4119 |  |  | 1250.019 | 0.0027418 | 1247.2638 | 0.0838 | 1529.7827 | 0.0049263 |  |  |  |  | 1160.5361 | 0 | 1160.5292 | 0.002388
| 959.3783 | 0.028459 | 830.2906 | 0.10107 | 830.2906 | 1.911 | 959.0691 | 0.00069566 | 830.2906 | 9.5429 | 963.6446 | 0.0011419 | 959.3783 | 9.469 | 830.2906 | 0 | 1032.6093 | 0.41286 |  |  | 1250.498 | 0.0036196 | 1247.34 | 0.083411 | 1530.0693 | 0.0048672 |  |  |  |  | 1160.602 | 0 | 1160.5952 | 0.0024031
| 959.5466 | 0.02675 | 830.5293 | 0.054414 | 830.5293 | 1.7839 | 959.2383 | 0.00026087 | 830.5293 | 9.6757 | 963.8155 | 0.00031262 | 959.5466 | 9.4317 | 830.5293 | 0.0090425 | 1032.7155 | 0.41435 |  |  | 1250.977 | 0.0030099 | 1247.4163 | 0.083022 | 1530.3562 | 0.0048009 |  |  |  |  | 1160.6681 | 0 | 1160.6613 | 0.0024174
| 959.715 | 0.038123 | 830.7679 | 0.082016 | 830.7679 | 1.7836 | 959.4075 | 0.00017392 | 830.7679 | 9.7775 | 963.9864 | 0.0010585 | 959.715 | 9.3803 | 830.768 | 0.0090425 | 1032.8215 | 0.4151 |  |  | 1251.456 | 0.0027054 | 1247.4924 | 0.082632 | 1530.6431 | 0.0047365 |  |  |  |  | 1160.734 | 0 | 1160.7272 | 0.0024301
| 959.8833 | 0.033158 | 831.0066 | 0.065216 | 831.0066 | 1.7075 | 959.5767 | 0.00026087 | 831.0066 | 9.9137 | 964.1573 | 0.0005671 | 959.8833 | 9.3501 | 831.0066 | 0.0090425 | 1032.9277 | 0.41542 |  |  | 1251.936 | 0.0028673 | 1247.5686 | 0.082243 | 1530.9301 | 0.0046839 |  |  |  |  | 1160.8001 | 0 | 1160.7932 | 0.0024428
| 960.0517 | 0.036895 | 831.2453 | 0.091148 | 831.2453 | 1.6421 | 959.7459 | 0.00017392 | 831.2453 | 10.1037 | 964.3282 | 8.9329e-05 | 960.0517 | 9.3162 | 831.2453 | 0.0090425 | 1033.0339 | 0.41656 |  |  | 1252.416 | 0.002603 | 1247.6449 | 0.081854 | 1531.2172 | 0.0046512 |  |  |  |  | 1160.8661 | 0 | 1160.8592 | 0.0024563
| 960.22 | 0.031182 | 831.4841 | 0.046102 | 831.4841 | 1.5899 | 959.9151 | 0.00026087 | 831.4841 | 10.0625 | 964.4991 | 0.0016217 | 960.22 | 9.2862 | 831.4841 | 0.0090425 | 1033.1401 | 0.41813 |  |  | 1252.897 | 0.003079 | 1247.7211 | 0.08147 | 1531.5044 | 0.0046425 |  |  |  |  | 1160.9321 | 0 | 1160.9253 | 0.0024698
| 960.3883 | 0.031716 | 831.7228 | 0.069006 | 831.7228 | 1.5328 | 960.0843 | 0.00017392 | 831.7228 | 10.2326 | 964.67 | 0.00029555 | 960.3883 | 9.2244 | 831.7228 | 0.0090425 | 1033.2463 | 0.4195 |  |  | 1253.377 | 0.0025685 | 1247.7974 | 0.081086 | 1531.7916 | 0.0046559 |  |  |  |  | 1160.9982 | 0 | 1160.9913 | 0.0024825
| 960.5567 | 0.032837 | 831.9615 | 0.030805 | 831.9615 | 1.4519 | 960.2535 | 0 | 831.9615 | 10.2935 | 964.8409 | 0.00083633 | 960.5567 | 9.1594 | 831.9615 | 0.0090425 | 1033.3525 | 0.42102 |  |  | 1253.859 | 0.0025716 | 1247.8737 | 0.080707 | 1532.0791 | 0.0046843 |  |  |  |  | 1161.0642 | 0 | 1161.0574 | 0.0024929
| 960.725 | 0.029634 | 832.2002 | 0.075392 | 832.2002 | 1.4403 | 960.4227 | 0.00069566 | 832.2002 | 10.4662 | 965.0118 | 0.00051287 | 960.725 | 9.0912 | 832.2002 | 0.0090425 | 1033.4589 | 0.42237 |  |  | 1254.34 | 0.0026102 | 1247.9499 | 0.080322 | 1532.3666 | 0.0047174 |  |  |  |  | 1161.1302 | 0 | 1161.1234 | 0.0024984
| 960.8934 | 0.02974 | 832.439 | 0.042448 | 832.439 | 1.3785 | 960.5919 | 0.00078262 | 832.439 | 10.5424 | 965.1827 | 0.00066473 | 960.8934 | 9.039 | 832.439 | 0.0090425 | 1033.5652 | 0.42266 |  |  | 1254.822 | 0.0030559 | 1248.0261 | 0.079943 | 1532.6543 | 0.0047447 |  |  |  |  | 1161.1963 | 0 | 1161.1895 | 0.002496
| 961.0617 | 0.04122 | 832.6777 | 0.079937 | 832.6777 | 1.3454 | 960.7612 | 0 | 832.6777 | 10.7043 | 965.3536 | 0.0018483 | 961.0617 | 8.9828 | 832.6777 | 0.0090425 | 1033.6714 | 0.4231 |  |  | 1255.304 | 0.0018647 | 1248.1024 | 0.079564 | 1532.942 | 0.0047583 |  |  |  |  | 1161.2623 | 0 | 1161.2555 | 0.0024833
| 961.2301 | 0.020023 | 832.9165 | 0.033971 | 832.9165 | 1.2765 | 960.9304 | 0.00026087 | 832.9165 | 10.7833 | 965.5245 | 0.0001415 | 961.2301 | 8.9293 | 832.9165 | 0.0090425 | 1033.7777 | 0.42421 |  |  | 1255.787 | 0.0029747 | 1248.1787 | 0.079185 | 1533.2299 | 0.0047547 |  |  |  |  | 1161.3284 | 0 | 1161.3215 | 0.0024587
| 961.3984 | 0.034172 | 833.1552 | 0.065807 | 833.1552 | 1.25 | 961.0996 | 0.00017392 | 833.1552 | 10.9715 | 965.6954 | 0.0013262 | 961.3984 | 8.8665 | 833.1552 | 0.012659 | 1033.884 | 0.42509 |  |  | 1256.27 | 0.002086 | 1248.2551 | 0.078812 | 1533.5178 | 0.0047345 |  |  |  |  | 1161.3945 | 0 | 1161.3876 | 0.0024238
| 961.5668 | 0.022746 | 833.394 | 0.042973 | 833.394 | 1.1719 | 961.2688 | 0.00026087 | 833.394 | 11.0899 | 965.8664 | 0.00077222 | 961.5668 | 8.8033 | 833.394 | 0.0090425 | 1033.9904 | 0.42589 |  |  | 1256.753 | 0.0028342 | 1248.3314 | 0.078433 | 1533.8059 | 0.0047024 |  |  |  |  | 1161.4606 | 0 | 1161.4537 | 0.0023801
| 961.7351 | 0.032784 | 833.6328 | 0.07129 | 833.6328 | 1.1656 | 961.438 | 0.00017392 | 833.6328 | 11.2376 | 966.0373 | 0.0011759 | 961.7351 | 8.723 | 833.6328 | 0.0090425 | 1034.0968 | 0.42675 |  |  | 1257.237 | 0.0031204 | 1248.4077 | 0.078059 | 1534.0941 | 0.0046655 |  |  |  |  | 1161.5266 | 0 | 1161.5198 | 0.0023332
| 961.9035 | 0.031823 | 833.8716 | 0.024269 | 833.8716 | 1.1225 | 961.6073 | 0.00026087 | 833.8716 | 11.2967 | 966.2082 | 0.00015686 | 961.9035 | 8.6446 | 833.8716 | 0.0090425 | 1034.2032 | 0.42816 |  |  | 1257.721 | 0.0029221 | 1248.484 | 0.07769 | 1534.3823 | 0.0046322 |  |  |  |  | 1161.5928 | 0 | 1161.5859 | 0.0022879
| 962.0718 | 0.03209 | 834.1103 | 0.05928 | 834.1103 | 1.0836 | 961.7765 | 0 | 834.1103 | 11.4428 | 966.3791 | 0.001336 | 962.0718 | 8.5653 | 834.1104 | 0.018085 | 1034.3097 | 0.42938 |  |  | 1258.206 | 0.0017912 | 1248.5604 | 0.077316 | 1534.6708 | 0.0046113 |  |  |  |  | 1161.6588 | 0 | 1161.652 | 0.0022506
| 962.2402 | 0.014096 | 834.3491 | 0.012447 | 834.3491 | 1.0059 | 961.9457 | 0 | 834.3491 | 11.4992 | 966.5501 | 0.0001426 | 962.2402 | 8.4999 | 834.3492 | 0.014468 | 1034.4161 | 0.42981 |  |  | 1258.691 | 0.0020886 | 1248.6367 | 0.076947 | 1534.9592 | 0.0046107 |  |  |  |  | 1161.725 | 0 | 1161.7181 | 0.0022251
| 962.4085 | 0.033692 | 834.588 | 0.065636 | 834.588 | 1.0116 | 962.115 | 0 | 834.588 | 11.6962 | 966.721 | 0.0010695 | 962.4085 | 8.4267 | 834.588 | 0.0090425 | 1034.5227 | 0.4311 |  |  | 1259.176 | 0.0023571 | 1248.7131 | 0.076579 | 1535.2479 | 0.0046356 |  |  |  |  | 1161.7911 | 0 | 1161.7842 | 0.0022148
| 962.5769 | 0.022532 | 834.8268 | 0.032087 | 834.8268 | 0.93667 | 962.2842 | 0.00078262 | 834.8268 | 11.7565 | 966.8919 | 0.00020293 | 962.5769 | 8.3524 | 834.8268 | 0.016276 | 1034.6291 | 0.43325 |  |  | 1259.662 | 0.0021247 | 1248.7895 | 0.07621 | 1535.5366 | 0.0046876 |  |  |  |  | 1161.8572 | 0 | 1161.8503 | 0.0022188
| 962.7453 | 0.028085 | 835.0656 | 0.05957 | 835.0656 | 0.94078 | 962.4534 | 0 | 835.0656 | 11.9139 | 967.0628 | 0.0014391 | 962.7453 | 8.2523 | 835.0656 | 0.0090425 | 1034.7357 | 0.43478 |  |  | 1260.148 | 0.0017134 | 1248.8658 | 0.075841 | 1535.8254 | 0.0047639 |  |  |  |  | 1161.9233 | 0 | 1161.9165 | 0.0022371
| 962.9136 | 0.025522 | 835.3044 | 0.043608 | 835.3044 | 0.91883 | 962.6227 | 0 | 835.3044 | 12.0599 | 967.2338 | 0.00029068 | 962.9136 | 8.1534 | 835.3044 | 0.0090425 | 1034.8423 | 0.43576 |  |  | 1260.634 | 0.0017681 | 1248.9423 | 0.075477 | 1536.1144 | 0.0048575 |  |  |  |  | 1161.9895 | 0 | 1161.9827 | 0.0022665
| 963.082 | 0.031342 | 835.5433 | 0.054714 | 835.5433 | 0.87747 | 962.7919 | 0 | 835.5433 | 12.2096 | 967.4047 | 0.0014446 | 963.082 | 8.0481 | 835.5433 | 0.0090425 | 1034.9489 | 0.43677 |  |  | 1261.121 | 0.0026021 | 1249.0187 | 0.075114 | 1536.4034 | 0.0049585 |  |  |  |  | 1162.0557 | 0 | 1162.0488 | 0.002303
| 963.2503 | 0.024241 | 835.7821 | 0.030141 | 835.7821 | 0.83785 | 962.9611 | 0.00026087 | 835.7821 | 12.2966 | 967.5757 | 0.00037624 | 963.2503 | 7.9663 | 835.7821 | 0.0090425 | 1035.0554 | 0.43746 |  |  | 1261.608 | 0.0025444 | 1249.0951 | 0.07475 | 1536.6926 | 0.0050557 |  |  |  |  | 1162.1218 | 0 | 1162.1149 | 0.0023427
| 963.4187 | 0.028459 | 836.021 | 0.060164 | 836.021 | 0.8358 | 963.1304 | 0 | 836.021 | 12.4381 | 967.7466 | 0.001483 | 963.4187 | 7.8869 | 836.0209 | 0.0090425 | 1035.1621 | 0.43788 |  |  | 1262.096 | 0.0021255 | 1249.1715 | 0.074386 | 1536.9818 | 0.0051393 |  |  |  |  | 1162.188 | 0 | 1162.1811 | 0.0023816
| 963.587 | 0.03839 | 836.2598 | 0.012306 | 836.2598 | 0.77242 | 963.2997 | 0.00026087 | 836.2598 | 12.5501 | 967.9176 | 9.9819e-05 | 963.587 | 7.8282 | 836.2598 | 0.0090425 | 1035.2687 | 0.43873 |  |  | 1262.583 | 0.0018439 | 1249.2479 | 0.074028 | 1537.2712 | 0.0052024 |  |  |  |  | 1162.2541 | 0 | 1162.2473 | 0.0024174
| 963.7554 | 0.026644 | 836.4987 | 0.045471 | 836.4987 | 0.7602 | 963.4689 | 0.00017392 | 836.4987 | 12.6655 | 968.0885 | 0.0015675 | 963.7554 | 7.7578 | 836.4987 | 0.012659 | 1035.3754 | 0.44013 |  |  | 1263.072 | 0.0022815 | 1249.3243 | 0.073669 | 1537.5607 | 0.0052429 |  |  |  |  | 1162.3203 | 0 | 1162.3135 | 0.0024484
| 963.9238 | 0.024241 | 836.7375 | 0.019256 | 836.7375 | 0.71969 | 963.6382 | 0.00078262 | 836.7375 | 12.7648 | 968.2595 | 0.00051555 | 963.9238 | 7.6868 | 836.7376 | 0.018085 | 1035.4821 | 0.44098 |  |  | 1263.56 | 0.0020296 | 1249.4009 | 0.073311 | 1537.8503 | 0.0052631 |  |  |  |  | 1162.3865 | 0 | 1162.3796 | 0.0024722
| 964.0921 | 0.034813 | 836.9764 | 0.067279 | 836.9764 | 0.72489 | 963.8074 | 0 | 836.9764 | 12.949 | 968.4304 | 0.0018933 | 964.0921 | 7.5981 | 836.9764 | 0.018085 | 1035.5887 | 0.44071 |  |  | 1264.049 | 0.0024624 | 1249.4773 | 0.072952 | 1538.14 | 0.005269 |  |  |  |  | 1162.4526 | 0 | 1162.4458 | 0.0024905
| 964.2605 | 0.028352 | 837.2153 | 0.019245 | 837.2153 | 0.67837 | 963.9767 | 0.00026087 | 837.2153 | 13.1166 | 968.6014 | 0.00026874 | 964.2605 | 7.5211 | 837.2153 | 0.016276 | 1035.6954 | 0.44118 |  |  | 1264.539 | 0.0021385 | 1249.5537 | 0.072594 | 1538.4298 | 0.005267 |  |  |  |  | 1162.5189 | 0 | 1162.5121 | 0.0025032
| 964.4289 | 0.032464 | 837.4542 | 0.054327 | 837.4542 | 0.66004 | 964.1459 | 0 | 837.4542 | 13.1889 | 968.7723 | 0.0010629 | 964.4289 | 7.4371 | 837.4542 | 0.014468 | 1035.8022 | 0.44284 |  |  | 1265.029 | 0.0021584 | 1249.6302 | 0.072241 | 1538.7197 | 0.0052614 |  |  |  |  | 1162.5851 | 0 | 1162.5783 | 0.0025095
| 964.5973 | 0.028993 | 837.6931 | 0.010573 | 837.6931 | 0.6416 | 964.3152 | 0.00078262 | 837.6931 | 13.3402 | 968.9433 | 0.00037624 | 964.5973 | 7.3586 | 837.6931 | 0.016276 | 1035.9092 | 0.44419 |  |  | 1265.519 | 0.0021636 | 1249.7067 | 0.071887 | 1539.0098 | 0.0052516 |  |  |  |  | 1162.6514 | 0 | 1162.6444 | 0.0025103
| 964.7656 | 0.037055 | 837.932 | 0.049594 | 837.932 | 0.63134 | 964.4845 | 0 | 837.932 | 13.4576 | 969.1142 | 0.00095431 | 964.7656 | 7.2666 | 837.932 | 0.018085 | 1036.0159 | 0.44503 |  |  | 1266.009 | 0.0018458 | 1249.7832 | 0.071534 | 1539.2999 | 0.0052335 |  |  |  |  | 1162.7175 | 0 | 1162.7107 | 0.0025048
| 964.934 | 0.02328 | 838.1709 | 0.013548 | 838.1709 | 0.57901 | 964.6537 | 0.00026087 | 838.1709 | 13.6421 | 969.2852 | 0.00024242 | 964.934 | 7.1885 | 838.1709 | 0.012659 | 1036.1227 | 0.44593 |  |  | 1266.5 | 0.0020322 | 1249.8597 | 0.071185 | 1539.5901 | 0.0052014 |  |  |  |  | 1162.7838 | 0 | 1162.7769 | 0.0024937
| 965.1024 | 0.022799 | 838.4099 | 0.055639 | 838.4099 | 0.59106 | 964.823 | 0.00017392 | 838.4099 | 13.7457 | 969.4562 | 0.00067131 | 965.1024 | 7.109 | 838.4099 | 0.014468 | 1036.2295 | 0.44724 |  |  | 1266.992 | 0.0022148 | 1249.9363 | 0.070837 | 1539.8805 | 0.0051528 |  |  |  |  | 1162.85 | 0 | 1162.8431 | 0.002477
| 965.2707 | 0.030969 | 838.6488 | 0.013537 | 838.6488 | 0.55904 | 964.9923 | 0.00026087 | 838.6488 | 13.7956 | 969.6272 | 2.0841e-05 | 965.2707 | 7.0481 | 838.6488 | 0.014468 | 1036.3363 | 0.44866 |  |  | 1267.483 | 0.0019626 | 1250.0127 | 0.070489 | 1540.171 | 0.0050915 |  |  |  |  | 1162.9163 | 0 | 1162.9094 | 0.0024547
| 965.4391 | 0.048909 | 838.8877 | 0.041172 | 838.8877 | 0.53089 | 965.1616 | 0.00017392 | 838.8877 | 14.0262 | 969.7981 | 0.0009576 | 965.4391 | 6.9806 | 838.8877 | 0.018085 | 1036.4432 | 0.44964 |  |  | 1267.975 | 0.0022597 | 1250.0892 | 0.070141 | 1540.4615 | 0.0050273 |  |  |  |  | 1162.9825 | 0 | 1162.9757 | 0.0024301
| 965.6075 | 0.018421 | 839.1267 | 0.025514 | 839.1267 | 0.55011 | 965.3308 | 0.00026087 | 839.1267 | 14.1297 | 969.9691 | 0.00069215 | 965.6075 | 6.914 | 839.1267 | 0.018085 | 1036.5502 | 0.45012 |  |  | 1268.468 | 0.0017865 | 1250.1658 | 0.069792 | 1540.7522 | 0.0049743 |  |  |  |  | 1163.0488 | 0 | 1163.0419 | 0.0024039
| 965.7759 | 0.032357 | 839.3656 | 0.044475 | 839.3656 | 0.53078 | 965.5001 | 0 | 839.3656 | 14.3193 | 970.1401 | 0.00050787 | 965.7759 | 6.8318 | 839.3656 | 0.018085 | 1036.6571 | 0.45092 |  |  | 1268.961 | 0.0022293 | 1250.2424 | 0.069449 | 1541.043 | 0.0049455 |  |  |  |  | 1163.1151 | 0 | 1163.1082 | 0.0023793
| 965.9443 | 0.030969 | 839.6046 | 0.015187 | 839.6046 | 0.50429 | 965.6694 | 0.00026087 | 839.6046 | 14.3893 | 970.3111 | 0.00052981 | 965.9443 | 6.7436 | 839.6046 | 0.018085 | 1036.764 | 0.45251 |  |  | 1269.454 | 0.0015595 | 1250.319 | 0.069106 | 1541.334 | 0.0049497 |  |  |  |  | 1163.1814 | 0 | 1163.1744 | 0.0023578
| 966.1126 | 0.027872 | 839.8436 | 0.034866 | 839.8436 | 0.49529 | 965.8387 | 0 | 839.8436 | 14.5043 | 970.482 | 0.00032688 | 966.1126 | 6.6313 | 839.8436 | 0.018085 | 1036.871 | 0.45387 |  |  | 1269.948 | 0.0016021 | 1250.3955 | 0.068763 | 1541.625 | 0.0049891 |  |  |  |  | 1163.2477 | 0 | 1163.2407 | 0.0023403
| 966.281 | 0.021945 | 840.0825 | -0.0062408 | 840.0825 | 0.43139 | 966.008 | 0.00026087 | 840.0825 | 14.6778 | 970.653 | 0.0006022 | 966.281 | 6.5154 | 840.0825 | 0.018085 | 1036.9781 | 0.45465 |  |  | 1270.442 | 0.0020226 | 1250.4721 | 0.068425 | 1541.916 | 0.0050603 |  |  |  |  | 1163.314 | 0 | 1163.307 | 0.0023284
| 966.4494 | 0.030808 | 840.3215 | 0.04827 | 840.3215 | 0.469 | 966.1773 | 0.00017392 | 840.3215 | 14.8191 | 970.824 | 0.001132 | 966.4494 | 6.3908 | 840.3215 | 0.018085 | 1037.085 | 0.45541 |  |  | 1270.936 | 0.0021077 | 1250.5487 | 0.068082 | 1542.2073 | 0.0051565 |  |  |  |  | 1163.3802 | 0 | 1163.3733 | 0.0023237
| 966.6178 | 0.027498 | 840.5605 | 0.010628 | 840.5605 | 0.42922 | 966.3466 | 0.00078262 | 840.5605 | 14.8643 | 970.995 | 0.00033127 | 966.6178 | 6.2909 | 840.5605 | 0.018085 | 1037.1919 | 0.45633 |  |  | 1271.431 | 0.0021159 | 1250.6252 | 0.067744 | 1542.4987 | 0.00527 |  |  |  |  | 1163.4465 | 0 | 1163.4397 | 0.0023245
| 966.7862 | 0.032677 | 840.7995 | 0.051469 | 840.7995 | 0.4139 | 966.5159 | 0 | 840.7995 | 15.1428 | 971.166 | 0.0011309 | 966.7862 | 6.1928 | 840.7995 | 0.018085 | 1037.299 | 0.45728 |  |  | 1271.926 | 0.0017796 | 1250.7019 | 0.067411 | 1542.7902 | 0.0053932 |  |  |  |  | 1163.5128 | 0 | 1163.506 | 0.0023308
| 966.9546 | 0.023013 | 841.0385 | 0.0063752 | 841.0385 | 0.40402 | 966.6852 | 0 | 841.0385 | 15.1969 | 971.337 | 0.00090605 | 966.9546 | 6.1107 | 841.0385 | 0.018085 | 1037.4061 | 0.45849 |  |  | 1272.421 | 0.0016394 | 1250.7786 | 0.067073 | 1543.0817 | 0.0055187 |  |  |  |  | 1163.5792 | 0 | 1163.5723 | 0.0023403
| 967.1229 | 0.027017 | 841.2775 | 0.04818 | 841.2775 | 0.4019 | 966.8545 | 0 | 841.2775 | 15.4072 | 971.508 | 0.0018955 | 967.1229 | 6.017 | 841.2775 | 0.027127 | 1037.5132 | 0.45948 |  |  | 1272.917 | 0.001376 | 1250.8551 | 0.06674 | 1543.3733 | 0.005639 |  |  |  |  | 1163.6455 | 0 | 1163.6387 | 0.0023515
| 967.2913 | 0.025843 | 841.5166 | 0.00079707 | 841.5166 | 0.38208 | 967.0238 | 0.00078262 | 841.5166 | 15.4233 | 971.679 | 0.00017441 | 967.2913 | 5.9301 | 841.5166 | 0.021702 | 1037.6204 | 0.45998 |  |  | 1273.414 | 0.0019207 | 1250.9318 | 0.066407 | 1543.6652 | 0.0057464 |  |  |  |  | 1163.7118 | 0 | 1163.705 | 0.0023634
| 967.4597 | 0.023173 | 841.7556 | 0.054558 | 841.7556 | 0.39126 | 967.1931 | 0.00069566 | 841.7556 | 15.5621 | 971.85 | 0.0014874 | 967.4597 | 5.8325 | 841.7556 | 0.027127 | 1037.7274 | 0.46146 |  |  | 1273.91 | 0.0016466 | 1251.0084 | 0.066074 | 1543.957 | 0.0058339 |  |  |  |  | 1163.7782 | 0 | 1163.7714 | 0.0023721
| 967.6281 | 0.033425 | 841.9946 | -0.0031876 | 841.9946 | 0.37223 | 967.3624 | 0.00078262 | 841.9946 | 15.7703 | 972.021 | 0.00051774 | 967.6281 | 5.7421 | 841.9946 | 0.027127 | 1037.8346 | 0.46384 |  |  | 1274.407 | 0.0021637 | 1251.0851 | 0.065746 | 1544.249 | 0.005896 |  |  |  |  | 1163.8445 | 0 | 1163.8376 | 0.0023785
| 967.7965 | 0.029367 | 842.2337 | 0.064819 | 842.2337 | 0.35658 | 967.5317 | 0.00017392 | 842.2337 | 15.9683 | 972.192 | 0.0013273 | 967.7965 | 5.6404 | 842.2337 | 0.027127 | 1037.9419 | 0.46547 |  |  | 1274.905 | 0.0013313 | 1251.1617 | 0.065419 | 1544.5411 | 0.0059295 |  |  |  |  | 1163.9109 | 0 | 1163.9041 | 0.0023801
| 967.9649 | 0.030969 | 842.4727 | 0.0095965 | 842.4727 | 0.35927 | 967.701 | 0 | 842.4727 | 16.014 | 972.363 | 0.00042779 | 967.9649 | 5.5463 | 842.4727 | 0.021702 | 1038.0491 | 0.46659 |  |  | 1275.403 | 0.0022265 | 1251.2384 | 0.065091 | 1544.8334 | 0.0059327 |  |  |  |  | 1163.9773 | 0 | 1163.9703 | 0.0023777
| 968.1333 | 0.025255 | 842.7118 | 0.049515 | 842.7118 | 0.34843 | 967.8703 | 0 | 842.7118 | 16.1543 | 972.534 | 0.0015631 | 968.1333 | 5.4453 | 842.7118 | 0.027127 | 1038.1562 | 0.4677 |  |  | 1275.901 | 0.0018092 | 1251.3151 | 0.064768 | 1545.1257 | 0.0059048 |  |  |  |  | 1164.0436 | 0 | 1164.0367 | 0.0023713
| 968.3017 | 0.020076 | 842.9508 | 0.0061378 | 842.9508 | 0.32339 | 968.0396 | 0.00078262 | 842.9508 | 16.3387 | 972.7051 | 0.00065376 | 968.3017 | 5.3547 | 842.9508 | 0.027127 | 1038.2635 | 0.46854 |  |  | 1276.4 | 0.0011689 | 1251.3917 | 0.06444 | 1545.4182 | 0.0058455 |  |  |  |  | 1164.11 | 0 | 1164.1031 | 0.0023626
| 968.4701 | 0.043623 | 843.1899 | 0.035585 | 843.1899 | 0.32115 | 968.209 | 0.00017392 | 843.1899 | 16.4267 | 972.8761 | 0.0016706 | 968.4701 | 5.2604 | 843.1899 | 0.027127 | 1038.3709 | 0.46942 |  |  | 1276.899 | 0.0024685 | 1251.4685 | 0.064118 | 1545.7107 | 0.0057557 |  |  |  |  | 1164.1764 | 0 | 1164.1696 | 0.0023507
| 968.6385 | 0.029954 | 843.429 | 0.0049997 | 843.429 | 0.31546 | 968.3783 | 0.00026087 | 843.429 | 16.5783 | 973.0471 | 0.00043328 | 968.6385 | 5.176 | 843.429 | 0.025319 | 1038.4781 | 0.47038 |  |  | 1277.398 | 0.0019874 | 1251.5452 | 0.0638 | 1546.0034 | 0.0056385 |  |  |  |  | 1164.2428 | 0 | 1164.236 | 0.0023364
| 968.8069 | 0.038283 | 843.6681 | 0.044806 | 843.6681 | 0.30322 | 968.5476 | 0 | 843.6681 | 16.7865 | 973.2181 | 0.00098941 | 968.8069 | 5.0916 | 843.6681 | 0.027127 | 1038.5854 | 0.47184 |  |  | 1277.898 | 0.0021104 | 1251.6219 | 0.063477 | 1546.2961 | 0.0055005 |  |  |  |  | 1164.3092 | 0 | 1164.3024 | 0.0023197
| 968.9752 | 0.02974 | 843.9072 | -0.0072668 | 843.9072 | 0.28328 | 968.7169 | 0.00026087 | 843.9072 | 16.9625 | 973.3891 | 0.00081281 | 968.9752 | 5.0137 | 843.9072 | 0.027127 | 1038.693 | 0.47356 |  |  | 1278.398 | 0.00096393 | 1251.6986 | 0.06316 | 1546.5891 | 0.0053524 |  |  |  |  | 1164.3756 | 0 | 1164.3688 | 0.002299
| 969.1436 | 0.03556 | 844.1463 | 0.025876 | 844.1463 | 0.28072 | 968.8863 | 0 | 844.1463 | 17.0827 | 973.5602 | 0.00032249 | 969.1436 | 4.9289 | 844.1463 | 0.032553 | 1038.8002 | 0.47489 |  |  | 1278.899 | 0.0013241 | 1251.7754 | 0.062842 | 1546.8821 | 0.0052073 |  |  |  |  | 1164.442 | 0 | 1164.4352 | 0.0022768
| 969.312 | 0.031182 | 844.3854 | -0.0055815 | 844.3854 | 0.27787 | 969.0556 | 0.00078262 | 844.3854 | 17.2432 | 973.7312 | 0.00066582 | 969.312 | 4.8421 | 844.3854 | 0.027127 | 1038.9076 | 0.47587 |  |  | 1279.4 | 0.0018363 | 1251.8522 | 0.06253 | 1547.1752 | 0.0050784 |  |  |  |  | 1164.5085 | 0 | 1164.5016 | 0.002253
| 969.4805 | 0.034279 | 844.6245 | 0.026095 | 844.6245 | 0.28348 | 969.2249 | 0.00069566 | 844.6245 | 17.4805 | 973.9022 | 0.0010497 | 969.4805 | 4.749 | 844.6245 | 0.027127 | 1039.015 | 0.4765 |  |  | 1279.901 | 0.0015534 | 1251.929 | 0.062218 | 1547.4684 | 0.0049771 |  |  |  |  | 1164.5749 | 0 | 1164.568 | 0.0022291
| 969.6489 | 0.011533 | 844.8636 | 0.004588 | 844.8636 | 0.26026 | 969.3943 | 0.00026087 | 844.8636 | 17.6086 | 974.0733 | 0.00074261 | 969.6489 | 4.6709 | 844.8636 | 0.028936 | 1039.1224 | 0.47751 |  |  | 1280.403 | 0.0014105 | 1252.0056 | 0.061905 | 1547.7617 | 0.0049105 |  |  |  |  | 1164.6414 | 0 | 1164.6345 | 0.0022077
| 969.8172 | 0.032837 | 845.1027 | 0.030648 | 845.1027 | 0.25172 | 969.5636 | 0.00017392 | 845.1027 | 17.7426 | 974.2443 | 0.001483 | 969.8172 | 4.5935 | 845.1027 | 0.027127 | 1039.2299 | 0.47853 |  |  | 1280.905 | 0.001687 | 1252.0824 | 0.061593 | 1548.0552 | 0.0048808 |  |  |  |  | 1164.7078 | 0 | 1164.7009 | 0.0021902
| 969.9856 | 0.024882 | 845.3419 | 0.0034506 | 845.3419 | 0.25411 | 969.7329 | 0.00026087 | 845.3419 | 17.8739 | 974.4153 | 0.00077771 | 969.9856 | 4.5229 | 845.3419 | 0.030744 | 1039.3374 | 0.47852 |  |  | 1281.408 | 0.0018873 | 1252.1592 | 0.061285 | 1548.3488 | 0.0048854 |  |  |  |  | 1164.7743 | 0 | 1164.7675 | 0.0021783
| 970.1541 | 0.03209 | 845.581 | 0.0096931 | 845.581 | 0.25024 | 969.9023 | 0.00017392 | 845.581 | 18.0194 | 974.5864 | 0.0021807 | 970.1541 | 4.4389 | 845.581 | 0.03617 | 1039.4451 | 0.47876 |  |  | 1281.911 | 0.0014439 | 1252.236 | 0.060978 | 1548.6425 | 0.0049168 |  |  |  |  | 1164.8407 | 0 | 1164.8339 | 0.0021727
| 970.3225 | 0.028352 | 845.8202 | 0.0018209 | 845.8202 | 0.23151 | 970.0716 | 0.00026087 | 845.8202 | 18.2844 | 974.7574 | 0.0010048 | 970.3225 | 4.3549 | 845.8202 | 0.032553 | 1039.5525 | 0.48041 |  |  | 1282.414 | 0.0013834 | 1252.3129 | 0.060671 | 1548.9363 | 0.004964 |  |  |  |  | 1164.9072 | 0 | 1164.9004 | 0.0021743
| 970.4909 | 0.030595 | 846.0593 | 0.032995 | 846.0593 | 0.22403 | 970.241 | 0.00017392 | 846.0593 | 18.3569 | 974.9285 | 0.002807 | 970.4909 | 4.2647 | 846.0593 | 0.034361 | 1039.66 | 0.48306 |  |  | 1282.918 | 0.0016306 | 1252.3897 | 0.060369 | 1549.2301 | 0.0050129 |  |  |  |  | 1164.9738 | 0 | 1164.9668 | 0.0021823
| 970.6593 | 0.029207 | 846.2985 | 0.00012354 | 846.2985 | 0.21953 | 970.4103 | 0.00078262 | 846.2985 | 18.5064 | 975.0995 | 0.0013722 | 970.6593 | 4.1862 | 846.2985 | 0.03617 | 1039.7676 | 0.48524 |  |  | 1283.422 | 0.0011965 | 1252.4664 | 0.060066 | 1549.5242 | 0.0050477 |  |  |  |  | 1165.0402 | 0 | 1165.0333 | 0.0021958
| 970.8277 | 0.027338 | 846.5377 | 0.042019 | 846.5377 | 0.2056 | 970.5797 | 0.00017392 | 846.5377 | 18.7169 | 975.2706 | 0.0024483 | 970.8277 | 4.105 | 846.5377 | 0.03617 | 1039.8751 | 0.48607 |  |  | 1283.926 | 0.0015417 | 1252.5433 | 0.059764 | 1549.8182 | 0.0050535 |  |  |  |  | 1165.1067 | 0 | 1165.0999 | 0.0022124
| 970.9961 | 0.041113 | 846.7769 | -0.00030904 | 846.7769 | 0.20215 | 970.7491 | 0.00078262 | 846.7769 | 18.8975 | 975.4416 | 0.0013327 | 970.9961 | 4.0336 | 846.7768 | 0.032553 | 1039.9828 | 0.48654 |  |  | 1284.431 | 0.0015323 | 1252.6201 | 0.059467 | 1550.1124 | 0.0050198 |  |  |  |  | 1165.1732 | 0 | 1165.1664 | 0.0022299
| 971.1645 | 0.042502 | 847.016 | 0.034945 | 847.016 | 0.19768 | 970.9184 | 0 | 847.016 | 19.074 | 975.6127 | 0.0013842 | 971.1645 | 3.9547 | 847.016 | 0.034361 | 1040.0905 | 0.48736 |  |  | 1284.937 | 0.0012788 | 1252.697 | 0.059165 | 1550.4069 | 0.0049438 |  |  |  |  | 1165.2397 | 0 | 1165.2328 | 0.002245
| 971.3329 | 0.018047 | 847.2552 | 0.011626 | 847.2552 | 0.17786 | 971.0878 | 0.00078262 | 847.2552 | 19.1855 | 975.7837 | 7.9056e-05 | 971.3329 | 3.8889 | 847.2552 | 0.03617 | 1040.1981 | 0.48848 |  |  | 1285.442 | 0.0019172 | 1252.7738 | 0.058873 | 1550.7013 | 0.0048339 |  |  |  |  | 1165.3063 | 0 | 1165.2993 | 0.0022561
| 971.5013 | 0.038497 | 847.4944 | 0.030358 | 847.4944 | 0.19797 | 971.2571 | 0 | 847.4944 | 19.4066 | 975.9548 | 0.0012427 | 971.5013 | 3.8239 | 847.4944 | 0.03617 | 1040.3058 | 0.48985 |  |  | 1285.948 | 0.0018111 | 1252.8507 | 0.058576 | 1550.9959 | 0.0047089 |  |  |  |  | 1165.3728 | 0 | 1165.3658 | 0.0022609
| 971.6698 | 0.030702 | 847.7336 | -0.0040248 | 847.7336 | 0.18711 | 971.4265 | 0.0013044 | 847.7336 | 19.5371 | 976.1259 | 0.00057157 | 971.6698 | 3.7681 | 847.7337 | 0.03617 | 1040.4133 | 0.49122 |  |  | 1286.455 | 0.0015184 | 1252.9276 | 0.058284 | 1551.2905 | 0.0045951 |  |  |  |  | 1165.4393 | 0 | 1165.4324 | 0.0022585
| 971.8382 | 0.028993 | 847.9729 | 0.028491 | 847.9729 | 0.176 | 971.5959 | 0.00017392 | 847.9729 | 19.7783 | 976.2969 | 7.3493e-05 | 971.8382 | 3.7071 | 847.9729 | 0.043494 | 1040.5211 | 0.49274 |  |  | 1286.962 | 0.0019041 | 1253.0045 | 0.057992 | 1551.5853 | 0.0045181 |  |  |  |  | 1165.5059 | 0 | 1165.499 | 0.0022506
| 972.0066 | 0.02312 | 848.2121 | 0.0054892 | 848.2121 | 0.1904 | 971.7652 | 0.00026087 | 848.2121 | 19.8561 | 976.468 | 0.00028849 | 972.0066 | 3.6505 | 848.2121 | 0.043494 | 1040.6288 | 0.49441 |  |  | 1287.469 | 0.0014493 | 1253.0814 | 0.057705 | 1551.8801 | 0.0044958 |  |  |  |  | 1165.5724 | 0 | 1165.5656 | 0.0022387
| 972.175 | 0.037269 | 848.4513 | 0.023562 | 848.4513 | 0.18152 | 971.9346 | 0 | 848.4513 | 20.0627 | 976.6391 | 0.0009927 | 972.175 | 3.5847 | 848.4513 | 0.039877 | 1040.7366 | 0.49561 |  |  | 1287.977 | 0.0020356 | 1253.1583 | 0.057413 | 1552.1752 | 0.0045319 |  |  |  |  | 1165.6389 | 0 | 1165.6321 | 0.0022251
| 972.3434 | 0.023547 | 848.6906 | 0.0037119 | 848.6906 | 0.1831 | 972.104 | 0.00026087 | 848.6906 | 20.2259 | 976.8101 | 0.00027532 | 972.3434 | 3.5272 | 848.6906 | 0.047111 | 1040.8444 | 0.49677 |  |  | 1288.485 | 0.0013142 | 1253.2352 | 0.057127 | 1552.4703 | 0.0046152 |  |  |  |  | 1165.7056 | 0 | 1165.6986 | 0.0022124
| 972.5118 | 0.033051 | 848.9298 | 0.029969 | 848.9298 | 0.14518 | 972.2734 | 0.00017392 | 848.9298 | 20.4326 | 976.9812 | 0.0015466 | 972.5118 | 3.4647 | 848.9298 | 0.045303 | 1040.9523 | 0.49804 |  |  | 1288.994 | 0.0015027 | 1253.3121 | 0.056845 | 1552.7655 | 0.0047236 |  |  |  |  | 1165.7721 | 0 | 1165.7653 | 0.0022029
| 972.6803 | 0.027017 | 849.1691 | -0.015236 | 849.1691 | 0.1333 | 972.4427 | 0.00078262 | 849.1691 | 20.6931 | 977.1523 | 0.00075248 | 972.6803 | 3.412 | 849.1691 | 0.045303 | 1041.0601 | 0.49923 |  |  | 1289.502 | 0.0010938 | 1253.389 | 0.056563 | 1553.0609 | 0.0048321 |  |  |  |  | 1165.8386 | 0 | 1165.8318 | 0.0021973
| 972.8487 | 0.029473 | 849.4083 | 0.046429 | 849.4083 | 0.16648 | 972.6121 | 0 | 849.4083 | 20.8925 | 977.3234 | 0.0021872 | 972.8487 | 3.3494 | 849.4083 | 0.056154 | 1041.168 | 0.5008 |  |  | 1290.012 | 0.0018111 | 1253.4661 | 0.056282 | 1553.3563 | 0.0049205 |  |  |  |  | 1165.9053 | 0 | 1165.8984 | 0.0021958
| 973.0171 | 0.025042 | 849.6476 | -0.0088905 | 849.6476 | 0.16485 | 972.7815 | 0.00078262 | 849.6476 | 21.0744 | 977.4945 | 0.0016552 | 973.0171 | 3.2928 | 849.6476 | 0.04892 | 1041.2758 | 0.50201 |  |  | 1290.521 | 0.0012225 | 1253.543 | 0.056 | 1553.652 | 0.004979 |  |  |  |  | 1165.9718 | 0 | 1165.965 | 0.0021958
| 973.1855 | 0.032784 | 849.8869 | 0.033149 | 849.8869 | 0.14853 | 972.9509 | 0 | 849.8869 | 21.1809 | 977.6655 | 0.0029671 | 973.1855 | 3.2333 | 849.8869 | 0.054345 | 1041.3837 | 0.50283 |  |  | 1291.032 | 0.0014038 | 1253.62 | 0.055723 | 1553.9476 | 0.0050091 |  |  |  |  | 1166.0385 | 0 | 1166.0316 | 0.0021981
| 973.3539 | 0.024775 | 850.1261 | 0.0075989 | 850.1261 | 0.12366 | 973.1203 | 0.00078262 | 850.1261 | 21.4562 | 977.8366 | 0.00084352 | 973.3539 | 3.1834 | 850.1261 | 0.047111 | 1041.4917 | 0.50401 |  |  | 1291.542 | 0.0012765 | 1253.6969 | 0.055447 | 1554.2434 | 0.0050202 |  |  |  |  | 1166.1051 | 0 | 1166.0981 | 0.0022005
| 973.5224 | 0.024294 | 850.3654 | 0.039912 | 850.3654 | 0.12085 | 973.2897 | 0.00017392 | 850.3654 | 21.622 | 978.0077 | 0.0025262 | 973.5224 | 3.1288 | 850.3654 | 0.054345 | 1041.5996 | 0.50474 |  |  | 1292.053 | 0.0016268 | 1253.7739 | 0.05517 | 1554.5393 | 0.0050244 |  |  |  |  | 1166.1716 | 0 | 1166.1648 | 0.0022037
| 973.6908 | 0.022372 | 850.6047 | -0.0030251 | 850.6047 | 0.13364 | 973.4591 | 0.00078262 | 850.6047 | 21.8728 | 978.1788 | 0.0017562 | 973.6908 | 3.0791 | 850.6047 | 0.04892 | 1041.7075 | 0.5052 |  |  | 1292.564 | 0.0016625 | 1253.851 | 0.054899 | 1554.8353 | 0.005031 |  |  |  |  | 1166.2383 | 0 | 1166.2314 | 0.0022061
| 973.8592 | 0.033051 | 850.844 | 0.036713 | 850.844 | 0.12171 | 973.6285 | 0 | 850.844 | 22.0064 | 978.3499 | 0.0022421 | 973.8592 | 3.0227 | 850.844 | 0.054345 | 1041.8156 | 0.50629 |  |  | 1293.076 | 0.00083595 | 1253.928 | 0.054627 | 1555.1315 | 0.0050437 |  |  |  |  | 1166.3049 | 0 | 1166.2981 | 0.0022093
| 974.0276 | 0.028566 | 851.0833 | -0.022945 | 851.0833 | 0.10962 | 973.7979 | 0.00078262 | 851.0833 | 22.1707 | 978.521 | 0.00084572 | 974.0276 | 2.9707 | 851.0833 | 0.063388 | 1041.9236 | 0.50774 |  |  | 1293.588 | 0.0013674 | 1254.0049 | 0.054356 | 1555.4277 | 0.0050596 |  |  |  |  | 1166.3716 | 0 | 1166.3647 | 0.0022132
| 974.1961 | 0.033585 | 851.3227 | 0.016271 | 851.3227 | 0.10584 | 973.9673 | 0.00017392 | 851.3227 | 22.4953 | 978.6921 | 0.0022914 | 974.1961 | 2.911 | 851.3226 | 0.061579 | 1042.0316 | 0.50919 |  |  | 1294.101 | 0.0016463 | 1254.0819 | 0.054089 | 1555.7241 | 0.005072 |  |  |  |  | 1166.4382 | 0 | 1166.4314 | 0.002218
| 974.3645 | 0.027978 | 851.562 | -0.0025804 | 851.562 | 0.12835 | 974.1367 | 0 | 851.562 | 22.6686 | 978.8632 | 0.00059014 | 974.3645 | 2.8544 | 851.562 | 0.061579 | 1042.1396 | 0.51054 |  |  | 1294.614 | 0.0011703 | 1254.1589 | 0.053823 | 1556.0206 | 0.0050739 |  |  |  |  | 1166.5049 | 0 | 1166.498 | 0.0022228
| 974.5329 | 0.040633 | 851.8013 | 0.027651 | 851.8013 | 0.14246 | 974.3061 | 0 | 851.8013 | 22.8033 | 979.0343 | 0.0016563 | 974.5329 | 2.7893 | 851.8013 | 0.059771 | 1042.2478 | 0.51204 |  |  | 1295.127 | 0.0014405 | 1254.2361 | 0.053557 | 1556.3171 | 0.0050608 |  |  |  |  | 1166.5715 | 0 | 1166.5647 | 0.0022267
| 974.7014 | 0.033051 | 852.0406 | -0.011372 | 852.0406 | 0.11086 | 974.4755 | 0.00078262 | 852.0406 | 23.0709 | 979.2054 | 0.00018647 | 974.7014 | 2.7295 | 852.0407 | 0.063388 | 1042.3558 | 0.51332 |  |  | 1295.641 | 0.0013768 | 1254.3131 | 0.053296 | 1556.6139 | 0.0050333 |  |  |  |  | 1166.6382 | 0 | 1166.6314 | 0.0022275
| 974.8698 | 0.033051 | 852.28 | 0.033171 | 852.28 | 0.127 | 974.6449 | 0.00017392 | 852.28 | 23.2861 | 979.3765 | 0.0016838 | 974.8698 | 2.6726 | 852.28 | 0.063388 | 1042.464 | 0.51464 |  |  | 1296.155 | 0.001549 | 1254.3901 | 0.053034 | 1556.9106 | 0.0049965 |  |  |  |  | 1166.705 | 0 | 1166.698 | 0.0022244
| 975.0382 | 0.035133 | 852.5193 | -0.015003 | 852.5193 | 0.083112 | 974.8143 | 0.00078262 | 852.5193 | 23.4858 | 979.5476 | 0.00024351 | 975.0382 | 2.6259 | 852.5194 | 0.063388 | 1042.5721 | 0.51635 |  |  | 1296.67 | 0.0020054 | 1254.4672 | 0.052773 | 1557.2076 | 0.0049586 |  |  |  |  | 1166.7716 | 0 | 1166.7648 | 0.0022148
| 975.2066 | 0.034439 | 852.7587 | 0.038544 | 852.7587 | 0.1022 | 974.9837 | 0.00017392 | 852.7587 | 23.6469 | 979.7187 | 0.0017781 | 975.2066 | 2.5811 | 852.7587 | 0.067005 | 1042.6803 | 0.51765 |  |  | 1297.185 | 0.0011769 | 1254.5443 | 0.052512 | 1557.5046 | 0.0049287 |  |  |  |  | 1166.8383 | 0 | 1166.8314 | 0.0021989
| 975.3751 | 0.02611 | 852.9981 | -0.010549 | 852.9981 | 0.12629 | 975.1531 | 0.00078262 | 852.9981 | 23.8437 | 979.8898 | 0.00021609 | 975.3751 | 2.5397 | 852.9981 | 0.07243 | 1042.7886 | 0.51885 |  |  | 1297.7 | 0.0014332 | 1254.6213 | 0.052256 | 1557.8018 | 0.0049142 |  |  |  |  | 1166.905 | 0 | 1166.8981 | 0.0021775
| 975.5435 | 0.0409 | 853.2374 | 0.037118 | 853.2374 | 0.11902 | 975.3225 | 0.00069566 | 853.2374 | 24.0601 | 980.061 | 0.0018911 | 975.5435 | 2.4943 | 853.2374 | 0.07243 | 1042.8967 | 0.52025 |  |  | 1298.216 | 0.001366 | 1254.6985 | 0.052 | 1558.0991 | 0.0049199 |  |  |  |  | 1166.9717 | 0 | 1166.9648 | 0.0021529
| 975.712 | 0.023013 | 853.4768 | -0.0068951 | 853.4768 | 0.098076 | 975.492 | 0 | 853.4768 | 24.3137 | 980.2321 | 0.00068008 | 975.712 | 2.4519 | 853.4768 | 0.076047 | 1043.005 | 0.52158 |  |  | 1298.732 | 0.0014037 | 1254.7756 | 0.051749 | 1558.3965 | 0.0049464 |  |  |  |  | 1167.0385 | 0 | 1167.0315 | 0.0021298
| 975.8804 | 0.033959 | 853.7162 | 0.031101 | 853.7162 | 0.098547 | 975.6614 | 0.00017392 | 853.7162 | 24.4909 | 980.4032 | 0.0023924 | 975.8804 | 2.4078 | 853.7162 | 0.07243 | 1043.1133 | 0.52224 |  |  | 1299.249 | 0.0011038 | 1254.8527 | 0.051498 | 1558.694 | 0.00499 |  |  |  |  | 1167.1051 | 0 | 1167.0983 | 0.0021115
| 976.0488 | 0.027872 | 853.9556 | -0.011283 | 853.9556 | 0.07641 | 975.8308 | 0.00026087 | 853.9556 | 24.6421 | 980.5743 | 0.0008885 | 976.0488 | 2.3649 | 853.9556 | 0.074239 | 1043.2216 | 0.52265 |  |  | 1299.766 | 0.0011741 | 1254.9298 | 0.051247 | 1558.9916 | 0.0050425 |  |  |  |  | 1167.1719 | 0 | 1167.165 | 0.0021012
| 976.2173 | 0.026483 | 854.195 | 0.031802 | 854.195 | 0.089099 | 976.0002 | 0 | 854.195 | 24.9574 | 980.7454 | 0.002139 | 976.2173 | 2.3153 | 854.195 | 0.083281 | 1043.3298 | 0.52358 |  |  | 1300.283 | 0.0011193 | 1255.007 | 0.050996 | 1559.2893 | 0.0050917 |  |  |  |  | 1167.2387 | 0 | 1167.2318 | 0.0021012
| 976.3857 | 0.025843 | 854.4344 | 0.0065371 | 854.4344 | 0.07851 | 976.1697 | 0 | 854.4344 | 25.2108 | 980.9166 | 0.00063402 | 976.3857 | 2.2647 | 854.4344 | 0.074239 | 1043.4382 | 0.52527 |  |  | 1300.801 | 0.001841 | 1255.0841 | 0.05075 | 1559.5872 | 0.0051237 |  |  |  |  | 1167.3054 | 0 | 1167.2985 | 0.0021108
| 976.5542 | 0.029847 | 854.6738 | 0.02063 | 854.6738 | 0.094906 | 976.3391 | 0.00069566 | 854.6738 | 25.3701 | 981.0877 | 0.0019207 | 976.5542 | 2.2117 | 854.6738 | 0.083281 | 1043.5465 | 0.52794 |  |  | 1301.32 | 0.0015797 | 1255.1613 | 0.050504 | 1559.8851 | 0.0051258 |  |  |  |  | 1167.3722 | 0 | 1167.3652 | 0.0021282
| 976.7226 | 0.022639 | 854.9133 | -0.025538 | 854.9133 | 0.083344 | 976.5085 | 0.00026087 | 854.9133 | 25.5725 | 981.2588 | 0.00082378 | 976.7226 | 2.1677 | 854.9133 | 0.090515 | 1043.6549 | 0.52975 |  |  | 1301.838 | 0.0014453 | 1255.2384 | 0.050259 | 1560.1831 | 0.0050909 |  |  |  |  | 1167.439 | 0 | 1167.432 | 0.0021489
| 976.891 | 0.036041 | 855.1527 | 0.043925 | 855.1527 | 0.093855 | 976.678 | 0 | 855.1527 | 25.8362 | 981.43 | 0.0023496 | 976.891 | 2.1214 | 855.1527 | 0.088707 | 1043.7633 | 0.53033 |  |  | 1302.357 | 0.0017123 | 1255.3156 | 0.050013 | 1560.4813 | 0.0050204 |  |  |  |  | 1167.5057 | 0 | 1167.4988 | 0.0021695
| 977.0595 | 0.0291 | 855.3921 | -0.018532 | 855.3921 | 0.07508 | 976.8474 | 0 | 855.3921 | 26.0199 | 981.6011 | 0.0018841 | 977.0595 | 2.081 | 855.3921 | 0.08509 | 1043.8718 | 0.53116 |  |  | 1302.877 | 0.0016277 | 1255.3928 | 0.049772 | 1560.7797 | 0.004925 |  |  |  |  | 1167.5725 | 0 | 1167.5656 | 0.0021862
| 977.2279 | 0.028245 | 855.6316 | 0.033265 | 855.6316 | 0.091114 | 977.0168 | 0 | 855.6316 | 26.2841 | 981.7722 | 0.0040198 | 977.2279 | 2.0347 | 855.6316 | 0.094132 | 1043.9801 | 0.53198 |  |  | 1303.397 | 0.00093973 | 1255.47 | 0.049531 | 1561.078 | 0.0048218 |  |  |  |  | 1167.6393 | 0 | 1167.6323 | 0.0021973
| 977.3964 | 0.028192 | 855.871 | -0.010894 | 855.871 | 0.078263 | 977.1863 | 0.00078262 | 855.871 | 26.4881 | 981.9434 | 0.0028777 | 977.3964 | 1.9958 | 855.871 | 0.097749 | 1044.0886 | 0.53286 |  |  | 1303.917 | 0.0009694 | 1255.5472 | 0.049296 | 1561.3766 | 0.0047294 |  |  |  |  | 1167.7061 | 0 | 1167.6991 | 0.0022029
| 977.5648 | 0.034172 | 856.1105 | 0.02698 | 856.1105 | 0.074095 | 977.3557 | 0 | 856.1105 | 26.7251 | 982.1145 | 0.0035698 | 977.5648 | 1.9559 | 856.1105 | 0.099558 | 1044.197 | 0.53376 |  |  | 1304.438 | 0.0013603 | 1255.6244 | 0.049055 | 1561.6752 | 0.0046627 |  |  |  |  | 1167.7728 | 0 | 1167.766 | 0.0022013
| 977.7333 | 0.026483 | 856.35 | -0.0093616 | 856.35 | 0.066529 | 977.5252 | 0.00026087 | 856.35 | 26.9352 | 982.2857 | 0.0014023 | 977.7333 | 1.9193 | 856.35 | 0.099558 | 1044.3055 | 0.53494 |  |  | 1304.959 | 0.0010677 | 1255.7017 | 0.048819 | 1561.9739 | 0.0046286 |  |  |  |  | 1167.8396 | 0 | 1167.8328 | 0.0021966
| 977.9017 | 0.031075 | 856.5894 | 0.021059 | 856.5894 | 0.04651 | 977.6946 | 0.00069566 | 856.5894 | 27.3001 | 982.4568 | 0.0024349 | 977.9017 | 1.8838 | 856.5894 | 0.099558 | 1044.4141 | 0.53693 |  |  | 1305.481 | 0.0017246 | 1255.7788 | 0.048584 | 1562.2728 | 0.0046258 |  |  |  |  | 1167.9065 | 0 | 1167.8995 | 0.0021886
| 978.0702 | 0.032784 | 856.8289 | -0.01091 | 856.8289 | 0.053265 | 977.8641 | 0.00026087 | 856.8289 | 27.4803 | 982.628 | 1.6723e-05 | 978.0702 | 1.8548 | 856.8289 | 0.099558 | 1044.5227 | 0.53855 |  |  | 1306.003 | 0.0011318 | 1255.8561 | 0.048353 | 1562.5718 | 0.0046468 |  |  |  |  | 1167.9733 | 0 | 1167.9664 | 0.0021807
| 978.2386 | 0.036308 | 857.0684 | 0.009329 | 857.0684 | 0.049282 | 978.0335 | 0.00017392 | 857.0684 | 27.8418 | 982.7991 | 0.001415 | 978.2386 | 1.8279 | 857.0684 | 0.10317 | 1044.6312 | 0.53944 |  |  | 1306.525 | 0.0013543 | 1255.9334 | 0.048123 | 1562.8709 | 0.0046823 |  |  |  |  | 1168.0402 | 0 | 1168.0332 | 0.0021743
| 978.4071 | 0.018688 | 857.3079 | -0.0077253 | 857.3079 | 0.054403 | 978.203 | 0.00078262 | 857.3079 | 28.0868 | 982.9703 | 0.00069435 | 978.4071 | 1.8054 | 857.3079 | 0.10317 | 1044.7399 | 0.54048 |  |  | 1307.048 | 0.0015271 | 1256.0106 | 0.047892 | 1563.17 | 0.004724 |  |  |  |  | 1168.1069 | 0 | 1168.1001 | 0.0021719
| 978.5755 | 0.031235 | 857.5474 | 0.01654 | 857.5474 | 0.077609 | 978.3725 | 0 | 857.5474 | 28.2892 | 983.1414 | 0.0031086 | 978.5755 | 1.7756 | 857.5474 | 0.11403 | 1044.8485 | 0.54191 |  |  | 1307.572 | 0.00094513 | 1256.0879 | 0.047662 | 1563.4694 | 0.0047663 |  |  |  |  | 1168.1738 | 0 | 1168.1669 | 0.0021735
| 978.744 | 0.026216 | 857.7869 | -0.010519 | 857.7869 | 0.0603 | 978.5419 | 0.00026087 | 857.7869 | 28.3844 | 983.3126 | 0.0018768 | 978.744 | 1.7469 | 857.7869 | 0.11592 | 1044.9572 | 0.54323 |  |  | 1308.095 | 0.00079714 | 1256.1652 | 0.047431 | 1563.7688 | 0.0048057 |  |  |  |  | 1168.2407 | 0 | 1168.2338 | 0.0021807
| 978.9124 | 0.027978 | 858.0264 | 0.034139 | 858.0264 | 0.084395 | 978.7114 | 0 | 858.0264 | 28.5496 | 983.4837 | 0.0034333 | 978.9124 | 1.7122 | 858.0264 | 0.11954 | 1045.0658 | 0.54441 |  |  | 1308.62 | 0.0011929 | 1256.2424 | 0.047206 | 1564.0684 | 0.004839 |  |  |  |  | 1168.3075 | 0 | 1168.3007 | 0.0021918
| 979.0809 | 0.024134 | 858.2659 | -0.018823 | 858.2659 | 0.047101 | 978.8809 | 0.00026087 | 858.2659 | 28.8963 | 983.6549 | 0.0018307 | 979.0809 | 1.6813 | 858.2659 | 0.12135 | 1045.1746 | 0.54542 |  |  | 1309.144 | 0.0019636 | 1256.3197 | 0.046981 | 1564.368 | 0.0048618 |  |  |  |  | 1168.3744 | 0 | 1168.3675 | 0.0022053
| 979.2493 | 0.031075 | 858.5055 | 0.023599 | 858.5055 | 0.071819 | 979.0503 | 0 | 858.5055 | 29.0217 | 983.8261 | 0.0036143 | 979.2493 | 1.6459 | 858.5055 | 0.12316 | 1045.2832 | 0.54645 |  |  | 1309.669 | 0.00090842 | 1256.3971 | 0.046755 | 1564.6678 | 0.0048684 |  |  |  |  | 1168.4413 | 0 | 1168.4344 | 0.0022196
| 979.4178 | 0.026857 | 858.745 | 0.015509 | 858.745 | 0.048725 | 979.2198 | 0.00078262 | 858.745 | 29.185 | 983.9972 | 0.0017978 | 979.4178 | 1.6124 | 858.745 | 0.12678 | 1045.392 | 0.54755 |  |  | 1310.194 | 0.0017267 | 1256.4744 | 0.046535 | 1564.9677 | 0.0048543 |  |  |  |  | 1168.5082 | 0 | 1168.5013 | 0.0022331
| 979.5862 | 0.041487 | 858.9846 | 0.017619 | 858.9846 | 0.059023 | 979.3893 | 0 | 858.9846 | 29.3645 | 984.1684 | 0.0028871 | 979.5862 | 1.575 | 858.9846 | 0.12858 | 1045.5007 | 0.54837 |  |  | 1310.72 | 0.00091505 | 1256.5516 | 0.046315 | 1565.2677 | 0.0048189 |  |  |  |  | 1168.5751 | 0 | 1168.5682 | 0.0022434
| 979.7547 | 0.029313 | 859.2241 | -0.024973 | 859.2241 | 0.060512 | 979.5587 | 0 | 859.2241 | 29.711 | 984.3396 | 0.0015379 | 979.7547 | 1.5448 | 859.2241 | 0.12858 | 1045.6095 | 0.54936 |  |  | 1311.246 | 0.0011365 | 1256.629 | 0.046095 | 1565.5679 | 0.0047673 |  |  |  |  | 1168.642 | 0 | 1168.6351 | 0.0022506
| 979.9232 | 0.030435 | 859.4637 | 0.031157 | 859.4637 | 0.056416 | 979.7282 | 0 | 859.4637 | 29.7897 | 984.5108 | 0.0019273 | 979.9232 | 1.5104 | 859.4637 | 0.13582 | 1045.7183 | 0.55038 |  |  | 1311.773 | 0.0012965 | 1256.7064 | 0.045874 | 1565.868 | 0.0047114 |  |  |  |  | 1168.7089 | 0 | 1168.702 | 0.0022553
| 980.0916 | 0.027391 | 859.7032 | 0.0030101 | 859.7032 | 0.060749 | 979.8977 | 0.00026087 | 859.7032 | 30.1382 | 984.6819 | 0.00011408 | 980.0916 | 1.4849 | 859.7032 | 0.13763 | 1045.8271 | 0.55098 |  |  | 1312.3 | 0.0012726 | 1256.7837 | 0.045654 | 1566.1685 | 0.0046668 |  |  |  |  | 1168.7758 | 0 | 1168.7689 | 0.0022585
| 980.2601 | 0.024294 | 859.9428 | 0.025114 | 859.9428 | 0.066798 | 980.0672 | 0 | 859.9428 | 30.3063 | 984.8531 | 0.0018077 | 980.2601 | 1.4542 | 859.9428 | 0.13944 | 1045.936 | 0.55229 |  |  | 1312.828 | 0.00082735 | 1256.8611 | 0.045439 | 1566.4689 | 0.0046492 |  |  |  |  | 1168.8428 | 0 | 1168.8358 | 0.0022633
| 980.4285 | 0.029207 | 860.1824 | -0.01515 | 860.1824 | 0.050638 | 980.2367 | 0.00078262 | 860.1824 | 30.5114 | 985.0243 | 0.00015357 | 980.4285 | 1.429 | 860.1824 | 0.14486 | 1046.0449 | 0.55468 |  |  | 1313.356 | 0.00088446 | 1256.9385 | 0.045224 | 1566.7695 | 0.00467 |  |  |  |  | 1168.9097 | 0 | 1168.9027 | 0.0022704
| 980.597 | 0.033051 | 860.422 | 0.015618 | 860.422 | 0.075941 | 980.4062 | 0 | 860.422 | 30.6918 | 985.1955 | 0.0016772 | 980.597 | 1.3974 | 860.422 | 0.14667 | 1046.1538 | 0.55675 |  |  | 1313.884 | 0.00076518 | 1257.0159 | 0.045009 | 1567.0702 | 0.0047334 |  |  |  |  | 1168.9766 | 0 | 1168.9697 | 0.0022831
| 980.7655 | 0.024882 | 860.6616 | -0.013732 | 860.6616 | 0.031683 | 980.5756 | 0.00026087 | 860.6616 | 30.9263 | 985.3667 | 0.0013119 | 980.7655 | 1.3727 | 860.6616 | 0.15029 | 1046.2627 | 0.558 |  |  | 1314.413 | 0.0010084 | 1257.0933 | 0.044794 | 1567.371 | 0.0048346 |  |  |  |  | 1169.0436 | 0 | 1169.0366 | 0.0023022
| 980.9339 | 0.034706 | 860.9012 | 0.03658 | 860.9012 | 0.083414 | 980.7451 | 0.00017392 | 860.9012 | 31.0932 | 985.5378 | 0.0035693 | 980.9339 | 1.3446 | 860.9012 | 0.1539 | 1046.3716 | 0.55876 |  |  | 1314.942 | 0.0010417 | 1257.1707 | 0.044584 | 1567.672 | 0.0049614 |  |  |  |  | 1169.1105 | 0 | 1169.1036 | 0.0023276
| 981.1024 | 0.02077 | 861.1408 | -0.042146 | 861.1408 | 0.060247 | 980.9146 | 0.00026087 | 861.1408 | 31.2899 | 985.709 | 0.0017167 | 981.1024 | 1.3198 | 861.1408 | 0.15571 | 1046.4806 | 0.55967 |  |  | 1315.471 | 0.0012982 | 1257.248 | 0.044369 | 1567.973 | 0.0050965 |  |  |  |  | 1169.1775 | 0 | 1169.1705 | 0.0023594
| 981.2709 | 0.033959 | 861.3804 | 0.033603 | 861.3804 | 0.068394 | 981.0841 | 0.00069566 | 861.3804 | 31.3705 | 985.8802 | 0.0035375 | 981.2709 | 1.2895 | 861.3804 | 0.16475 | 1046.5896 | 0.56073 |  |  | 1316.002 | 0.00068706 | 1257.3254 | 0.044159 | 1568.2742 | 0.0052208 |  |  |  |  | 1169.2444 | 0 | 1169.2376 | 0.0023959
| 981.4393 | 0.020824 | 861.62 | -0.02043 | 861.62 | 0.025379 | 981.2536 | 0.00078262 | 861.62 | 31.4986 | 986.0514 | 0.0014381 | 981.4393 | 1.2632 | 861.62 | 0.17018 | 1046.6986 | 0.56185 |  |  | 1316.532 | 0.001371 | 1257.4029 | 0.043949 | 1568.5754 | 0.0053163 |  |  |  |  | 1169.3114 | 0 | 1169.3046 | 0.0024349
| 981.6078 | 0.033425 | 861.8596 | 0.015234 | 861.8596 | 0.059802 | 981.4231 | 0.00017392 | 861.8596 | 31.6974 | 986.2226 | 0.0024384 | 981.6078 | 1.2371 | 861.8596 | 0.1738 | 1046.8076 | 0.56308 |  |  | 1317.063 | 0.00087702 | 1257.4804 | 0.043744 | 1568.8768 | 0.0053691 |  |  |  |  | 1169.3784 | 0 | 1169.3715 | 0.002473
| 981.7763 | 0.025843 | 862.0993 | -0.023268 | 862.0993 | 0.040557 | 981.5926 | 0.0013044 | 862.0993 | 31.8926 | 986.3938 | 0.00020183 | 981.7763 | 1.2145 | 862.0993 | 0.17561 | 1046.9167 | 0.56422 |  |  | 1317.594 | 0.0013672 | 1257.5577 | 0.043534 | 1569.1783 | 0.005371 |  |  |  |  | 1169.4454 | 0 | 1169.4385 | 0.0025072
| 981.9447 | 0.031342 | 862.3389 | 0.037533 | 862.3389 | 0.072549 | 981.7621 | 0.00017392 | 862.3389 | 31.9591 | 986.565 | 0.001619 | 981.9447 | 1.1887 | 862.3389 | 0.17922 | 1047.0258 | 0.56533 |  |  | 1318.126 | 0.00066315 | 1257.6353 | 0.043329 | 1569.48 | 0.0053205 |  |  |  |  | 1169.5124 | 0 | 1169.5055 | 0.0025342
| 982.1132 | 0.02627 | 862.5786 | -0.019865 | 862.5786 | 0.0071715 | 981.9316 | 0.00026087 | 862.5786 | 32.1222 | 986.7362 | 7.6784e-06 | 982.1132 | 1.1658 | 862.5786 | 0.18646 | 1047.1349 | 0.56621 |  |  | 1318.658 | 0.00080802 | 1257.7128 | 0.043119 | 1569.7817 | 0.0052227 |  |  |  |  | 1169.5793 | 0 | 1169.5725 | 0.0025509
| 982.2817 | 0.031235 | 862.8182 | 0.02635 | 862.8182 | 0.065436 | 982.1011 | 0 | 862.8182 | 32.244 | 986.9074 | 0.0010059 | 982.2817 | 1.1392 | 862.8182 | 0.18835 | 1047.2439 | 0.56712 |  |  | 1319.191 | 0.001133 | 1257.7902 | 0.042914 | 1570.0835 | 0.0050887 |  |  |  |  | 1169.6464 | 0 | 1169.6395 | 0.0025556
| 982.4501 | 0.032036 | 863.0579 | -0.024414 | 863.0579 | 0.024121 | 982.2707 | 0.00026087 | 863.0579 | 32.4326 | 987.0786 | 0.00062305 | 982.4501 | 1.1199 | 863.0579 | 0.19378 | 1047.353 | 0.56824 |  |  | 1319.724 | 0.0011461 | 1257.8677 | 0.042714 | 1570.3855 | 0.0049337 |  |  |  |  | 1169.7135 | 0 | 1169.7065 | 0.0025493
| 982.6186 | 0.029954 | 863.2976 | 0.0098085 | 863.2976 | 0.064897 | 982.4402 | 0.00017392 | 863.2976 | 32.5406 | 987.2498 | 0.0020962 | 982.6186 | 1.0974 | 863.2976 | 0.19378 | 1047.4622 | 0.56947 |  |  | 1320.257 | 0.001116 | 1257.9452 | 0.042509 | 1570.6876 | 0.0047742 |  |  |  |  | 1169.7805 | 0 | 1169.7736 | 0.002531
| 982.7871 | 0.028566 | 863.5372 | -0.024192 | 863.5372 | 0.014276 | 982.6097 | 0.00026087 | 863.5372 | 32.6226 | 987.4211 | 0.00066692 | 982.7871 | 1.0804 | 863.5372 | 0.19378 | 1047.5714 | 0.57057 |  |  | 1320.791 | 0.0014065 | 1258.0227 | 0.042305 | 1570.9899 | 0.0046256 |  |  |  |  | 1169.8475 | 0 | 1169.8406 | 0.0025024
| 982.9556 | 0.036148 | 863.7769 | 0.03987 | 863.7769 | 0.045484 | 982.7792 | 0.00017392 | 863.7769 | 32.8255 | 987.5923 | 0.0020622 | 982.9556 | 1.0589 | 863.7769 | 0.20282 | 1047.6808 | 0.57201 |  |  | 1321.326 | 0.0019119 | 1258.1002 | 0.042105 | 1571.2921 | 0.0044997 |  |  |  |  | 1169.9145 | 0 | 1169.9077 | 0.0024674
| 983.124 | 0.030114 | 864.0166 | -0.03192 | 864.0166 | 0.034266 | 982.9487 | 0.00026087 | 864.0166 | 33.0292 | 987.7635 | 0.0014337 | 983.124 | 1.0403 | 864.0166 | 0.21187 | 1047.7899 | 0.57351 |  |  | 1321.86 | 0.0013959 | 1258.1777 | 0.041905 | 1571.5946 | 0.0044034 |  |  |  |  | 1169.9816 | 0 | 1169.9747 | 0.0024269
| 983.2925 | 0.029473 | 864.2563 | 0.020562 | 864.2563 | 0.041775 | 983.1182 | 0.00069566 | 864.2563 | 33.0361 | 987.9347 | 0.0023913 | 983.2925 | 1.017 | 864.2563 | 0.21187 | 1047.8992 | 0.57438 |  |  | 1322.396 | 0.0012655 | 1258.2552 | 0.041705 | 1571.8971 | 0.0043387 |  |  |  |  | 1170.0487 | 0 | 1170.0418 | 0.002384
| 983.461 | 0.028085 | 864.496 | -0.01976 | 864.496 | 0.024345 | 983.2878 | 0.00026087 | 864.496 | 33.1867 | 988.1059 | 0.001155 | 983.461 | 0.99671 | 864.496 | 0.21548 | 1048.0084 | 0.57605 |  |  | 1322.931 | 0.00092917 | 1258.3328 | 0.041506 | 1572.1998 | 0.0043036 |  |  |  |  | 1170.1157 | 0 | 1170.1089 | 0.0023403
| 983.6295 | 0.025255 | 864.7357 | 0.0077158 | 864.7357 | 0.040483 | 983.4573 | 0.00017392 | 864.7357 | 33.1331 | 988.2771 | 0.0026041 | 983.6295 | 0.9731 | 864.7357 | 0.2191 | 1048.1177 | 0.57798 |  |  | 1323.467 | 0.001216 | 1258.4104 | 0.041306 | 1572.5026 | 0.004295 |  |  |  |  | 1170.1829 | 0 | 1170.1759 | 0.0022998
| 983.7979 | 0.031716 | 864.9754 | -0.017528 | 864.9754 | -0.00045623 | 983.6268 | 0.00026087 | 864.9754 | 33.103 | 988.4484 | 0.00090166 | 983.7979 | 0.95495 | 864.9754 | 0.22272 | 1048.2271 | 0.57916 |  |  | 1324.004 | 0.001051 | 1258.4879 | 0.041111 | 1572.8055 | 0.0043104 |  |  |  |  | 1170.2499 | 0 | 1170.243 | 0.0022625
| 983.9664 | 0.024401 | 865.2152 | 0.0088348 | 865.2152 | 0.030677 | 983.7964 | 0.00017392 | 865.2152 | 32.9809 | 988.6196 | 0.002694 | 983.9664 | 0.9343 | 865.2152 | 0.22814 | 1048.3364 | 0.58028 |  |  | 1324.541 | 0.0011481 | 1258.5656 | 0.040912 | 1573.1085 | 0.0043498 |  |  |  |  | 1170.317 | 0 | 1170.3101 | 0.0022307
| 984.1349 | 0.02312 | 865.4549 | -0.019829 | 865.4549 | 0.018587 | 983.9659 | 0.00078262 | 865.4549 | 32.9976 | 988.7908 | 0.00080623 | 984.1349 | 0.91801 | 865.4549 | 0.23718 | 1048.4458 | 0.58057 |  |  | 1325.078 | 0.0014885 | 1258.6431 | 0.040717 | 1573.4116 | 0.0044152 |  |  |  |  | 1170.3842 | 0 | 1170.3772 | 0.0022045
| 984.3034 | 0.033051 | 865.6946 | 0.037639 | 865.6946 | 0.049206 | 984.1354 | 0.00017392 | 865.6946 | 33.0991 | 988.962 | 0.0022201 | 984.3034 | 0.89735 | 865.6946 | 0.24623 | 1048.5552 | 0.58062 |  |  | 1325.616 | 0.00092071 | 1258.7207 | 0.040522 | 1573.715 | 0.0045089 |  |  |  |  | 1170.4512 | 0 | 1170.4443 | 0.002183
| 984.4719 | 0.034279 | 865.9344 | -0.0254 | 865.9344 | 0.025508 | 984.305 | 0.00078262 | 865.9344 | 32.9986 | 989.1333 | 0.00069435 | 984.4719 | 0.88041 | 865.9344 | 0.24442 | 1048.6646 | 0.58154 |  |  | 1326.154 | 0.00086583 | 1258.7983 | 0.040328 | 1574.0183 | 0.0046292 |  |  |  |  | 1170.5183 | 0 | 1170.5115 | 0.0021656
| 984.6403 | 0.030969 | 866.1741 | 0.016689 | 866.1741 | 0.047159 | 984.4745 | 0.00017392 | 866.1741 | 32.9739 | 989.3045 | 0.0029814 | 984.6403 | 0.85953 | 866.1741 | 0.24623 | 1048.774 | 0.58292 |  |  | 1326.693 | 0.0011036 | 1258.8758 | 0.040133 | 1574.3218 | 0.0047683 |  |  |  |  | 1170.5855 | 0 | 1170.5786 | 0.0021505
| 984.8088 | 0.032944 | 866.4139 | -0.014941 | 866.4139 | 0.019792 | 984.644 | 0.00078262 | 866.4139 | 32.9292 | 989.4757 | 0.00097296 | 984.8088 | 0.84456 | 866.4139 | 0.26069 | 1048.8837 | 0.58487 |  |  | 1327.232 | 0.0012063 | 1258.9535 | 0.039938 | 1574.6254 | 0.00491 |  |  |  |  | 1170.6526 | 0 | 1170.6457 | 0.002137
| 984.9773 | 0.030702 | 866.6537 | 0.012334 | 866.6537 | 0.037807 | 984.8136 | 0.00017392 | 866.6537 | 33.0778 | 989.647 | 0.0022223 | 984.9773 | 0.82565 | 866.6537 | 0.25708 | 1048.993 | 0.58672 |  |  | 1327.772 | 0.00089708 | 1259.0311 | 0.039749 | 1574.9291 | 0.0050325 |  |  |  |  | 1170.7197 | 0 | 1170.7129 | 0.0021258
| 985.1458 | 0.025896 | 866.8934 | -0.02883 | 866.8934 | 0.011189 | 984.9831 | 0.00026087 | 866.8934 | 33.0657 | 989.8182 | 1.7551e-05 | 985.1458 | 0.81101 | 866.8934 | 0.26621 | 1049.1025 | 0.58747 |  |  | 1328.312 | 0.00082056 | 1259.1088 | 0.039554 | 1575.2329 | 0.0051131 |  |  |  |  | 1170.7869 | 0 | 1170.78 | 0.0021179
| 985.3143 | 0.03209 | 867.1332 | 0.031282 | 867.1332 | 0.034849 | 985.1527 | 0.00017392 | 867.1332 | 32.9689 | 989.9895 | 0.0015598 | 985.3143 | 0.79122 | 867.1332 | 0.26621 | 1049.212 | 0.58797 |  |  | 1328.852 | 0.00078565 | 1259.1864 | 0.039365 | 1575.5369 | 0.0051349 |  |  |  |  | 1170.854 | 0 | 1170.8472 | 0.0021131
| 985.4828 | 0.027124 | 867.373 | -0.017934 | 867.373 | 0.036955 | 985.3222 | 0.00078262 | 867.373 | 32.8346 | 990.1607 | 0.00096199 | 985.4828 | 0.77625 | 867.373 | 0.27344 | 1049.3217 | 0.58895 |  |  | 1329.393 | 0.0012323 | 1259.2642 | 0.039175 | 1575.8409 | 0.0050929 |  |  |  |  | 1170.9211 | 0 | 1170.9143 | 0.0021139
| 985.6512 | 0.018474 | 867.6128 | 0.01863 | 867.6128 | 0.039684 | 985.4918 | 0.00017392 | 867.6128 | 32.6818 | 990.332 | 0.00067899 | 985.6512 | 0.75843 | 867.6128 | 0.28249 | 1049.4312 | 0.59016 |  |  | 1329.934 | 0.00084098 | 1259.3418 | 0.038986 | 1576.1451 | 0.0049962 |  |  |  |  | 1170.9884 | 0 | 1170.9814 | 0.0021187
| 985.8197 | 0.02093 | 867.8526 | -0.033759 | 867.8526 | 0.013871 | 985.6613 | 0.00026087 | 867.8526 | 32.6527 | 990.5032 | 0.0011441 | 985.8197 | 0.74455 | 867.8526 | 0.28791 | 1049.5408 | 0.59088 |  |  | 1330.476 | 0.0011542 | 1259.4194 | 0.038796 | 1576.4495 | 0.0048662 |  |  |  |  | 1171.0555 | 0 | 1171.0487 | 0.0021274
| 985.9882 | 0.040846 | 868.0924 | 0.022146 | 868.0924 | 0.027782 | 985.8309 | 0.00017392 | 868.0924 | 32.2283 | 990.6745 | 0.0008161 | 985.9882 | 0.72663 | 868.0924 | 0.28972 | 1049.6504 | 0.59102 |  |  | 1331.018 | 0.00078163 | 1259.4972 | 0.038607 | 1576.7539 | 0.0047298 |  |  |  |  | 1171.1227 | 0 | 1171.1158 | 0.0021362
| 986.1567 | 0.043196 | 868.3322 | -0.040941 | 868.3322 | 0.012232 | 986.0005 | 0.00078262 | 868.3322 | 32.3019 | 990.8457 | 0.001268 | 986.1567 | 0.71318 | 868.3322 | 0.29515 | 1049.76 | 0.59142 |  |  | 1331.561 | 0.0011711 | 1259.5748 | 0.038417 | 1577.0585 | 0.004611 |  |  |  |  | 1171.1899 | 0 | 1171.183 | 0.0021441
| 986.3252 | 0.04074 | 868.572 | 0.044366 | 868.572 | 0.057163 | 986.17 | 0 | 868.572 | 31.99 | 991.017 | 0.0013986 | 986.3252 | 0.69755 | 868.572 | 0.29515 | 1049.8698 | 0.59245 |  |  | 1332.104 | 0.00095859 | 1259.6526 | 0.038233 | 1577.3632 | 0.0045248 |  |  |  |  | 1171.2571 | 0 | 1171.2502 | 0.0021489
| 986.4937 | 0.032677 | 868.8119 | -0.020672 | 868.8119 | 0.037927 | 986.3396 | 0.00026087 | 868.8119 | 31.9352 | 991.1882 | 0.00033346 | 986.4937 | 0.68378 | 868.8119 | 0.30419 | 1049.9794 | 0.59344 |  |  | 1332.648 | 0.00089085 | 1259.7302 | 0.038043 | 1577.668 | 0.0044741 |  |  |  |  | 1171.3243 | 0 | 1171.3174 | 0.0021513
| 986.6622 | 0.026377 | 869.0517 | 0.035396 | 869.0517 | 0.045095 | 986.5092 | 0.00017392 | 869.0517 | 31.834 | 991.3595 | 0.0019229 | 986.6622 | 0.66782 | 869.0517 | 0.31142 | 1050.0891 | 0.59482 |  |  | 1333.192 | 0.0012842 | 1259.808 | 0.037859 | 1577.9728 | 0.0044521 |  |  |  |  | 1171.3916 | 0 | 1171.3846 | 0.0021529
| 986.8306 | 0.027017 | 869.2916 | -0.018871 | 869.2916 | 0.01346 | 986.6787 | 0.00078262 | 869.2916 | 31.4884 | 991.5308 | 0.00028081 | 986.8306 | 0.65493 | 869.2916 | 0.31866 | 1050.1989 | 0.59713 |  |  | 1333.736 | 0.0018357 | 1259.8857 | 0.03767 | 1578.2778 | 0.0044474 |  |  |  |  | 1171.4587 | 0 | 1171.4519 | 0.002156
| 986.9991 | 0.036148 | 869.5314 | 0.035268 | 869.5314 | 0.042417 | 986.8483 | 0 | 869.5314 | 31.3272 | 991.702 | 0.0019371 | 986.9991 | 0.64126 | 869.5314 | 0.32227 | 1050.3087 | 0.59889 |  |  | 1334.281 | 0.0010669 | 1259.9635 | 0.037485 | 1578.583 | 0.0044496 |  |  |  |  | 1171.526 | 0 | 1171.5192 | 0.002164
| 987.1676 | 0.038871 | 869.7713 | -0.041511 | 869.7713 | 0.01716 | 987.0179 | 0.00078262 | 869.7713 | 31.1827 | 991.8733 | 0.00026765 | 987.1676 | 0.62771 | 869.7713 | 0.32951 | 1050.4185 | 0.60041 |  |  | 1334.826 | 0.001063 | 1260.0413 | 0.037301 | 1578.8882 | 0.0044534 |  |  |  |  | 1171.5933 | 0 | 1171.5863 | 0.0021807
| 987.3361 | 0.036682 | 870.0111 | 0.029917 | 870.0111 | 0.015566 | 987.1875 | 0 | 870.0111 | 30.9204 | 992.0446 | 0.0015039 | 987.3361 | 0.61317 | 870.0111 | 0.33313 | 1050.5282 | 0.60215 |  |  | 1335.372 | 0.001498 | 1260.119 | 0.037116 | 1579.1936 | 0.0044592 |  |  |  |  | 1171.6605 | 0 | 1171.6536 | 0.0022069
| 987.5046 | 0.029207 | 870.251 | -0.027484 | 870.251 | 0.040343 | 987.357 | 0.00078262 | 870.251 | 30.6673 | 992.2158 | 0.00033236 | 987.5046 | 0.60279 | 870.251 | 0.33855 | 1050.6381 | 0.60336 |  |  | 1335.918 | 0.0015936 | 1260.1968 | 0.036937 | 1579.4991 | 0.0044716 |  |  |  |  | 1171.7278 | 0 | 1171.7208 | 0.0022402
| 987.6731 | 0.026483 | 870.4909 | 0.020471 | 870.4909 | 0.018848 | 987.5266 | 0.00069566 | 870.4909 | 30.3968 | 992.3871 | 0.0018483 | 987.6731 | 0.5912 | 870.4909 | 0.33674 | 1050.7478 | 0.60431 |  |  | 1336.465 | 0.0013127 | 1260.2745 | 0.036753 | 1579.8047 | 0.0044963 |  |  |  |  | 1171.795 | 0 | 1171.7881 | 0.00228
| 987.8416 | 0.029367 | 870.7308 | -0.010913 | 870.7308 | -0.0047806 | 987.6962 | 0.0013044 | 870.7308 | 30.0972 | 992.5584 | 0.00022596 | 987.8416 | 0.5818 | 870.7307 | 0.34226 | 1050.8577 | 0.6054 |  |  | 1337.012 | 0.00092306 | 1260.3524 | 0.036568 | 1580.1105 | 0.0045385 |  |  |  |  | 1171.8623 | 0 | 1171.8554 | 0.0023189
| 988.0101 | 0.034172 | 870.9706 | 0.023941 | 870.9706 | 0.059789 | 987.8658 | 0 | 870.9706 | 29.8356 | 992.7296 | 0.0011715 | 988.0101 | 0.57011 | 870.9706 | 0.35311 | 1050.9677 | 0.60638 |  |  | 1337.56 | 0.001735 | 1260.4302 | 0.036389 | 1580.4163 | 0.0046011 |  |  |  |  | 1171.9296 | 0 | 1171.9227 | 0.0023531
| 988.1786 | 0.020076 | 871.2105 | -0.038146 | 871.2105 | 0.015251 | 988.0354 | 0.00078262 | 871.2105 | 29.4946 | 992.9009 | 0.00016673 | 988.1786 | 0.56005 | 871.2105 | 0.35673 | 1051.0775 | 0.60752 |  |  | 1338.108 | 0.001553 | 1260.5079 | 0.036205 | 1580.7222 | 0.0046846 |  |  |  |  | 1171.9968 | 0 | 1171.99 | 0.0023785
| 988.3471 | 0.036308 | 871.4504 | 0.027766 | 871.4504 | 0.0028003 | 988.2049 | 0 | 871.4504 | 29.1819 | 993.0722 | 0.0015982 | 988.3471 | 0.54869 | 871.4504 | 0.35853 | 1051.1875 | 0.60897 |  |  | 1338.656 | 0.00072315 | 1260.5858 | 0.036026 | 1581.0283 | 0.0047876 |  |  |  |  | 1172.0642 | 0 | 1172.0573 | 0.002392
| 988.5156 | 0.024294 | 871.6904 | -0.022514 | 871.6904 | 0.001833 | 988.3745 | 0.00026087 | 871.6904 | 28.9663 | 993.2435 | 0.00078319 | 988.5156 | 0.53841 | 871.6903 | 0.37119 | 1051.2975 | 0.60944 |  |  | 1339.205 | 0.0011511 | 1260.6637 | 0.035846 | 1581.3345 | 0.0049068 |  |  |  |  | 1172.1315 | 0 | 1172.1245 | 0.0023944
| 988.6841 | 0.034653 | 871.9303 | 0.00058685 | 871.9303 | 0.026153 | 988.5441 | 0.00017392 | 871.9303 | 28.5126 | 993.4148 | 0.0017441 | 988.6841 | 0.52573 | 871.9303 | 0.373 | 1051.4075 | 0.61034 |  |  | 1339.754 | 0.0008828 | 1260.7415 | 0.035667 | 1581.6409 | 0.0050369 |  |  |  |  | 1172.1987 | 0 | 1172.1919 | 0.002388
| 988.8526 | 0.031823 | 872.1702 | -0.024696 | 872.1702 | -0.015045 | 988.7137 | 0.00078262 | 872.1702 | 28.2184 | 993.5861 | 0.00090495 | 988.8526 | 0.51185 | 872.1702 | 0.37662 | 1051.5175 | 0.61236 |  |  | 1340.304 | 0.00078127 | 1260.8193 | 0.035488 | 1581.9473 | 0.0051695 |  |  |  |  | 1172.2661 | 0 | 1172.2592 | 0.0023769
| 989.0211 | 0.031075 | 872.4101 | 0.0082207 | 872.4101 | 0.039586 | 988.8833 | 0.00069566 | 872.4101 | 27.8342 | 993.7574 | 0.0018779 | 989.0211 | 0.49611 | 872.4101 | 0.38385 | 1051.6277 | 0.61324 |  |  | 1340.854 | 0.00095958 | 1260.8972 | 0.035308 | 1582.2538 | 0.0052936 |  |  |  |  | 1172.3334 | 0 | 1172.3265 | 0.002365
| 989.1896 | 0.025629 | 872.6501 | -0.024021 | 872.6501 | 0.012016 | 989.0529 | 0.00078262 | 872.6501 | 27.419 | 993.9286 | 9.3237e-05 | 989.1896 | 0.48059 | 872.6501 | 0.3929 | 1051.7375 | 0.61354 |  |  | 1341.405 | 0.00079739 | 1260.9751 | 0.035134 | 1582.5605 | 0.005395 |  |  |  |  | 1172.4008 | 0 | 1172.3938 | 0.0023531
| 989.3581 | 0.028726 | 872.89 | 0.01728 | 872.89 | 0.030169 | 989.2225 | 0 | 872.89 | 26.9813 | 994.0999 | 0.0023364 | 989.3581 | 0.46496 | 872.89 | 0.40013 | 1051.8477 | 0.61428 |  |  | 1341.956 | 0.0010591 | 1261.053 | 0.034955 | 1582.8673 | 0.0054588 |  |  |  |  | 1172.4681 | 0 | 1172.4612 | 0.0023427
| 989.5266 | 0.022746 | 873.13 | -0.03328 | 873.13 | -0.023075 | 989.3921 | 0.00078262 | 873.13 | 26.7316 | 994.2712 | 0.00066582 | 989.5266 | 0.45021 | 873.13 | 0.41098 | 1051.9578 | 0.61552 |  |  | 1342.508 | 0.00074385 | 1261.1309 | 0.034781 | 1583.1742 | 0.0054714 |  |  |  |  | 1172.5354 | 0 | 1172.5286 | 0.0023324
| 989.6951 | 0.031235 | 873.3699 | 0.0069405 | 873.3699 | 0.024002 | 989.5617 | 0.00017392 | 873.3699 | 26.2547 | 994.4425 | 4.7167e-05 | 989.6951 | 0.43272 | 873.3699 | 0.41279 | 1052.0679 | 0.61697 |  |  | 1343.06 | 0.0014542 | 1261.2087 | 0.034602 | 1583.4812 | 0.0054245 |  |  |  |  | 1172.6028 | 0 | 1172.5958 | 0.0023181
| 989.8636 | 0.030435 | 873.6099 | -0.033461 | 873.6099 | -0.015281 | 989.7313 | 0 | 873.6099 | 25.9002 | 994.6138 | 0.00090166 | 989.8636 | 0.4231 | 873.6099 | 0.42373 | 1052.1781 | 0.61769 |  |  | 1343.613 | 0.0009856 | 1261.2866 | 0.034428 | 1583.7883 | 0.0053186 |  |  |  |  | 1172.6702 | 0 | 1172.6632 | 0.002299
| 990.0321 | 0.028245 | 873.8499 | 0.035797 | 873.8499 | 0.027565 | 989.9009 | 0 | 873.8499 | 25.5749 | 994.7851 | 0.00091921 | 990.0321 | 0.40692 | 873.8499 | 0.43096 | 1052.2882 | 0.61821 |  |  | 1344.166 | 0.00085508 | 1261.3646 | 0.034253 | 1584.0957 | 0.0051648 |  |  |  |  | 1172.7376 | 0 | 1172.7306 | 0.002272
| 990.2006 | 0.028993 | 874.0898 | -0.019566 | 874.0898 | -0.00051433 | 990.0706 | 0.00026087 | 874.0898 | 25.1158 | 994.9564 | 0.00079526 | 990.2006 | 0.40408 | 874.0898 | 0.44001 | 1052.3984 | 0.61907 |  |  | 1344.719 | 0.0011871 | 1261.4425 | 0.034079 | 1584.4031 | 0.004984 |  |  |  |  | 1172.8049 | 0 | 1172.798 | 0.0022379
| 990.3691 | 0.038017 | 874.3298 | 0.049502 | 874.3298 | 0.022928 | 990.2402 | 0.00017392 | 874.3298 | 24.8089 | 995.1277 | 0.002117 | 990.3691 | 0.38692 | 874.3298 | 0.43096 | 1052.5087 | 0.62 |  |  | 1345.273 | 0.0011833 | 1261.5204 | 0.033905 | 1584.7106 | 0.0048029 |  |  |  |  | 1172.8723 | 0 | 1172.8654 | 0.0021981
| 990.5376 | 0.024134 | 874.5698 | -0.014717 | 874.5698 | 0.021506 | 990.4098 | 0.00078262 | 874.5698 | 24.4319 | 995.299 | 0.0012307 | 990.5376 | 0.38485 | 874.5698 | 0.44905 | 1052.6189 | 0.62081 |  |  | 1345.827 | 0.0010815 | 1261.5984 | 0.033736 | 1585.0182 | 0.0046473 |  |  |  |  | 1172.9397 | 0 | 1172.9327 | 0.0021568
| 990.7061 | 0.0291 | 874.8098 | 0.021805 | 874.8098 | -0.017062 | 990.5794 | 0 | 874.8098 | 23.9242 | 995.4704 | 0.0028586 | 990.7061 | 0.36965 | 874.8098 | 0.44724 | 1052.7292 | 0.62164 |  |  | 1346.382 | 0.0009802 | 1261.6764 | 0.033562 | 1585.3259 | 0.0045364 |  |  |  |  | 1173.0071 | 0 | 1173.0001 | 0.0021187
| 990.8746 | 0.028566 | 875.0498 | -0.043497 | 875.0498 | 0.021819 | 990.749 | 0.00026087 | 875.0498 | 23.4787 | 995.6417 | 0.002003 | 990.8746 | 0.36845 | 875.0498 | 0.46352 | 1052.8395 | 0.62306 |  |  | 1346.937 | 0.0014638 | 1261.7543 | 0.033388 | 1585.6338 | 0.0044774 |  |  |  |  | 1173.0745 | 0 | 1173.0676 | 0.0020877
| 991.0431 | 0.031716 | 875.2898 | 0.026489 | 875.2898 | 0.0060538 | 990.9186 | 0.00017392 | 875.2898 | 23.0585 | 995.813 | 0.003792 | 991.0431 | 0.35829 | 875.2898 | 0.46171 | 1052.9498 | 0.62477 |  |  | 1347.493 | 0.0011509 | 1261.8323 | 0.033219 | 1585.9418 | 0.0044656 |  |  |  |  | 1173.142 | 0 | 1173.135 | 0.0020671
| 991.2117 | 0.03209 | 875.5299 | -0.025374 | 875.5299 | -0.04035 | 991.0883 | 0.00026087 | 875.5299 | 22.6056 | 995.9843 | 0.0017726 | 991.2117 | 0.35916 | 875.5299 | 0.46713 | 1053.0602 | 0.62597 |  |  | 1348.049 | 0.00096146 | 1261.9103 | 0.03305 | 1586.2499 | 0.0044875 |  |  |  |  | 1173.2094 | 0 | 1173.2024 | 0.0020607
| 991.3802 | 0.030808 | 875.7699 | 0.017793 | 875.7699 | 0.044773 | 991.2579 | 0.00017392 | 875.7699 | 22.0781 | 996.1556 | 0.0034158 | 991.3802 | 0.3561 | 875.7699 | 0.48522 | 1053.1705 | 0.6268 |  |  | 1348.606 | 0.00087858 | 1261.9883 | 0.032881 | 1586.5581 | 0.0045265 |  |  |  |  | 1173.2767 | 0 | 1173.2699 | 0.0020671
| 991.5487 | 0.03839 | 876.0099 | -0.011385 | 876.0099 | 0.0028838 | 991.4275 | 0.00078262 | 876.0099 | 21.6398 | 996.3269 | 0.0010508 | 991.5487 | 0.36167 | 876.0099 | 0.48341 | 1053.2809 | 0.62732 |  |  | 1349.163 | 0.00080848 | 1262.0663 | 0.032712 | 1586.8665 | 0.0045691 |  |  |  |  | 1173.3442 | 0 | 1173.3373 | 0.0020869
| 991.7172 | 0.032303 | 876.25 | 0.025268 | 876.25 | -0.00015904 | 991.5972 | 0.00017392 | 876.25 | 21.2885 | 996.4983 | 0.0024626 | 991.7172 | 0.36506 | 876.25 | 0.49616 | 1053.3914 | 0.62748 |  |  | 1349.72 | 0.0010004 | 1262.1443 | 0.032543 | 1587.1749 | 0.0046079 |  |  |  |  | 1173.4116 | 0 | 1173.4048 | 0.0021147
| 991.8857 | 0.031182 | 876.49 | -0.040545 | 876.49 | -0.010064 | 991.7668 | 0.00026087 | 876.49 | 20.8915 | 996.6696 | 0.00069105 | 991.8857 | 0.37402 | 876.49 | 0.5052 | 1053.5017 | 0.62781 |  |  | 1350.279 | 0.0015951 | 1262.2223 | 0.032374 | 1587.4835 | 0.0046421 |  |  |  |  | 1173.4791 | 0 | 1173.4722 | 0.0021473
| 992.0542 | 0.033051 | 876.7301 | 0.0028731 | 876.7301 | 0.010877 | 991.9364 | 0.00017392 | 876.7301 | 20.3848 | 996.8409 | 0.0021938 | 992.0542 | 0.3808 | 876.7301 | 0.50701 | 1053.6122 | 0.62911 |  |  | 1350.837 | 0.0014738 | 1262.3004 | 0.032205 | 1587.7922 | 0.0046743 |  |  |  |  | 1173.5466 | 0 | 1173.5397 | 0.0021799
| 992.2227 | 0.0291 | 876.9701 | -0.015417 | 876.9701 | 0.0035638 | 992.1061 | 0.00078262 | 876.9701 | 20.0508 | 997.0122 | 0.00059452 | 992.2227 | 0.38178 | 876.9701 | 0.51063 | 1053.7227 | 0.63126 |  |  | 1351.396 | 0.00097073 | 1262.3784 | 0.032041 | 1588.1011 | 0.0047062 |  |  |  |  | 1173.614 | 0 | 1173.6072 | 0.0022085
| 992.3912 | 0.03791 | 877.2102 | 0.035274 | 877.2102 | 0.031447 | 992.2757 | 0 | 877.2102 | 19.713 | 997.1836 | 0.0027061 | 992.3912 | 0.38495 | 877.2102 | 0.5251 | 1053.8331 | 0.63221 |  |  | 1351.955 | 0.0013643 | 1262.4564 | 0.031872 | 1588.41 | 0.0047366 |  |  |  |  | 1173.6815 | 0 | 1173.6747 | 0.0022307
| 992.5598 | 0.03193 | 877.4503 | -0.041407 | 877.4503 | -0.012659 | 992.4453 | 0.00078262 | 877.4503 | 19.3161 | 997.3549 | 8.1171e-05 | 992.5598 | 0.37206 | 877.4502 | 0.52691 | 1053.9437 | 0.63151 |  |  | 1352.515 | 0.0013361 | 1262.5346 | 0.031708 | 1588.719 | 0.00476 |  |  |  |  | 1173.749 | 0 | 1173.7421 | 0.002245
| 992.7283 | 0.030702 | 877.6903 | 0.0235 | 877.6903 | 0.051643 | 992.615 | 0.00017392 | 877.6903 | 18.7642 | 997.5262 | 0.0014304 | 992.7283 | 0.37107 | 877.6903 | 0.53957 | 1054.0542 | 0.63163 |  |  | 1353.076 | 0.0011917 | 1262.6126 | 0.031544 | 1589.0282 | 0.0047696 |  |  |  |  | 1173.8165 | 0 | 1173.8096 | 0.0022522
| 992.8968 | 0.028726 | 877.9304 | -0.033921 | 877.9304 | -0.023 | 992.7846 | 0.0013044 | 877.9304 | 18.3855 | 997.6976 | 0.00036026 | 992.8968 | 0.34233 | 877.9304 | 0.5468 | 1054.1647 | 0.63337 |  |  | 1353.636 | 0.0012015 | 1262.6907 | 0.031375 | 1589.3375 | 0.0047593 |  |  |  |  | 1173.884 | 0 | 1173.8771 | 0.002253
| 993.0653 | 0.0291 | 878.1705 | 0.054051 | 878.1705 | 0.020174 | 992.9543 | 0.00017392 | 878.1705 | 18.0182 | 997.8689 | 0.0027603 | 993.0653 | 0.33643 | 878.1705 | 0.5468 | 1054.2753 | 0.63449 |  |  | 1354.198 | 0.0012103 | 1262.7688 | 0.031211 | 1589.647 | 0.0047272 |  |  |  |  | 1173.9515 | 0 | 1173.9446 | 0.0022498
| 993.2338 | 0.027124 | 878.4106 | -0.026811 | 878.4106 | -0.0082749 | 993.1239 | 0 | 878.4106 | 17.5544 | 998.0403 | 0.0015175 | 993.2338 | 0.31358 | 878.4106 | 0.55403 | 1054.386 | 0.6347 |  |  | 1354.759 | 0.0012389 | 1262.8469 | 0.031052 | 1589.9565 | 0.004676 |  |  |  |  | 1174.019 | 0 | 1174.0121 | 0.0022418
| 993.4023 | 0.03839 | 878.6507 | 0.013721 | 878.6507 | 0.021704 | 993.2936 | 0.00017392 | 878.6507 | 17.1225 | 998.2116 | 0.0038989 | 993.4023 | 0.30921 | 878.6507 | 0.56497 | 1054.4966 | 0.63554 |  |  | 1355.322 | 0.0010163 | 1262.9251 | 0.030889 | 1590.2662 | 0.0046128 |  |  |  |  | 1174.0865 | 0 | 1174.0797 | 0.0022315
| 993.5708 | 0.034546 | 878.8908 | -0.01256 | 878.8908 | 0.0035239 | 993.4633 | 0.00026087 | 878.8908 | 16.647 | 998.3829 | 0.0042762 | 993.5708 | 0.29828 | 878.8908 | 0.56497 | 1054.6072 | 0.63675 |  |  | 1355.884 | 0.0014644 | 1263.0032 | 0.030725 | 1590.5759 | 0.0045471 |  |  |  |  | 1174.1541 | 0 | 1174.1472 | 0.002218
| 993.7394 | 0.025416 | 879.131 | 0.020977 | 879.131 | 0.019557 | 993.6329 | 0.00017392 | 879.131 | 16.3045 | 998.5543 | 0.0041408 | 993.7394 | 0.29085 | 879.131 | 0.57402 | 1054.7179 | 0.6375 |  |  | 1356.447 | 0.00080822 | 1263.0813 | 0.030566 | 1590.8859 | 0.0044879 |  |  |  |  | 1174.2217 | 0 | 1174.2147 | 0.0022021
| 993.9079 | 0.022265 | 879.3711 | -0.034285 | 879.3711 | -0.033536 | 993.8026 | 0.00026087 | 879.3711 | 15.8704 | 998.7256 | 0.0040026 | 993.9079 | 0.29686 | 879.3711 | 0.57583 | 1054.8286 | 0.63764 |  |  | 1357.011 | 0.00086369 | 1263.1594 | 0.030402 | 1591.1959 | 0.0044408 |  |  |  |  | 1174.2892 | 0 | 1174.2823 | 0.0021838
| 994.0764 | 0.034546 | 879.6112 | 0.016808 | 879.6112 | 0.04811 | 993.9722 | 0.00017392 | 879.6112 | 15.4892 | 998.897 | 0.0032469 | 994.0764 | 0.29041 | 879.6112 | 0.58848 | 1054.9393 | 0.63821 |  |  | 1357.575 | 0.001219 | 1263.2376 | 0.030243 | 1591.5061 | 0.0044062 |  |  |  |  | 1174.3568 | 0 | 1174.3499 | 0.0021648
| 994.2449 | 0.028833 | 879.8514 | -0.042862 | 879.8514 | 0.0094191 | 994.1419 | 0.00026087 | 879.8514 | 15.1695 | 999.0683 | 0.0037043 | 994.2449 | 0.30396 | 879.8514 | 0.59934 | 1055.0503 | 0.63892 |  |  | 1358.139 | 0.0014911 | 1263.3157 | 0.030084 | 1591.8163 | 0.0043788 |  |  |  |  | 1174.4243 | 0 | 1174.4174 | 0.0021465
| 994.4134 | 0.042715 | 880.0915 | 0.0021132 | 880.0915 | 0.036418 | 994.3116 | 0 | 880.0915 | 14.6943 | 999.2397 | 0.002185 | 994.4134 | 0.2938 | 880.0915 | 0.60657 | 1055.1609 | 0.63881 |  |  | 1358.704 | 0.0019398 | 1263.3939 | 0.029926 | 1592.1267 | 0.0043494 |  |  |  |  | 1174.4919 | 0 | 1174.485 | 0.0021322
| 994.582 | 0.02894 | 880.3317 | -0.04434 | 880.3317 | 0.0029088 | 994.4812 | 0.00026087 | 880.3317 | 14.3414 | 999.411 | 0.0040717 | 994.582 | 0.28713 | 880.3317 | 0.612 | 1055.2717 | 0.63859 |  |  | 1359.27 | 0.0010764 | 1263.4721 | 0.029767 | 1592.4373 | 0.004308 |  |  |  |  | 1174.5594 | 0 | 1174.5526 | 0.0021243
| 994.7505 | 0.033211 | 880.5718 | -0.032854 | 880.5718 | 0.0038253 | 994.6509 | 0 | 880.5718 | 13.5981 | 999.5824 | 0.0021642 | 994.7505 | 0.2832 | 880.5718 | 0.61923 | 1055.3826 | 0.63858 |  |  | 1359.836 | 0.00090887 | 1263.5503 | 0.029608 | 1592.7479 | 0.0042481 |  |  |  |  | 1174.6271 | 0 | 1174.6201 | 0.0021227
| 994.919 | 0.034279 | 880.812 | 0.021225 | 880.812 | 0.02072 | 994.8206 | 0.0013044 | 880.812 | 13.2592 | 999.7537 | 0.0040388 | 994.919 | 0.2691 | 880.812 | 0.62827 | 1055.4934 | 0.63937 |  |  | 1360.402 | 0.00078764 | 1263.6284 | 0.029449 | 1593.0586 | 0.0041698 |  |  |  |  | 1174.6947 | 0 | 1174.6877 | 0.0021306
| 995.0875 | 0.041113 | 881.0522 | -0.011333 | 881.0522 | 0.020183 | 994.9902 | 0 | 881.0522 | 12.9513 | 999.9251 | 0.0014358 | 995.0875 | 0.27708 | 881.0522 | 0.63731 | 1055.6042 | 0.64098 |  |  | 1360.969 | 0.0010087 | 1263.7067 | 0.029291 | 1593.3695 | 0.0040808 |  |  |  |  | 1174.7623 | 0 | 1174.7554 | 0.0021449
| 995.256 | 0.030488 | 881.2923 | 0.024689 | 881.2923 | 0.0042321 | 995.1599 | 0.0013044 | 881.2923 | 12.5771 | 1000.0965 | 0.0035617 | 995.256 | 0.24407 | 881.2923 | 0.65006 | 1055.7152 | 0.64206 |  |  | 1361.537 | 0.0010647 | 1263.7849 | 0.029137 | 1593.6805 | 0.0039946 |  |  |  |  | 1174.8298 | 0 | 1174.823 | 0.0021664
| 995.4246 | 0.028886 | 881.5325 | -0.031812 | 881.5325 | 0.00091696 | 995.3296 | 0 | 881.5325 | 12.2991 | 1000.2678 | 0.0015708 | 995.4246 | 0.2445 | 881.5325 | 0.65549 | 1055.826 | 0.64211 |  |  | 1362.104 | 0.00087644 | 1263.863 | 0.028978 | 1593.9916 | 0.0039274 |  |  |  |  | 1174.8975 | 0 | 1174.8906 | 0.0021918
| 995.5931 | 0.034759 | 881.7727 | 0.034395 | 881.7727 | -0.011057 | 995.4993 | 0.0013044 | 881.7727 | 12.0141 | 1000.4392 | 0.0028542 | 995.5931 | 0.21292 | 881.7727 | 0.65368 | 1055.937 | 0.64185 |  |  | 1362.673 | 0.001192 | 1263.9413 | 0.028825 | 1594.3029 | 0.0038925 |  |  |  |  | 1174.9651 | 0 | 1174.9582 | 0.002218
| 995.7616 | 0.027978 | 882.0129 | -0.031541 | 882.0129 | -0.024389 | 995.6689 | 0 | 882.0129 | 11.6168 | 1000.6106 | 0.00096747 | 995.7616 | 0.21554 | 882.0129 | 0.67177 | 1056.048 | 0.64245 |  |  | 1363.241 | 0.001174 | 1264.0195 | 0.028671 | 1594.6143 | 0.0038975 |  |  |  |  | 1175.0327 | 0 | 1175.0259 | 0.0022434
| 995.9302 | 0.032784 | 882.2531 | 0.026677 | 882.2531 | 0.049145 | 995.8386 | 0.0018258 | 882.2531 | 11.2503 | 1000.7819 | 0.0042187 | 995.9302 | 0.1927 | 882.2531 | 0.68262 | 1056.1589 | 0.6435 |  |  | 1363.811 | 0.0010445 | 1264.0979 | 0.028517 | 1594.9257 | 0.0039425 |  |  |  |  | 1175.1005 | 0 | 1175.0935 | 0.0022649
| 996.0987 | 0.027605 | 882.4933 | -0.023161 | 882.4933 | -0.043478 | 996.0083 | 0 | 882.4933 | 10.9373 | 1000.9533 | 0.00051335 | 996.0987 | 0.19204 | 882.4933 | 0.68623 | 1056.27 | 0.6434 |  |  | 1364.38 | 0.001033 | 1264.1762 | 0.028358 | 1595.2373 | 0.0040205 |  |  |  |  | 1175.1681 | 0 | 1175.1611 | 0.0022784
| 996.2672 | 0.021892 | 882.7336 | 0.041382 | 882.7336 | -0.0097516 | 996.178 | 0.00078262 | 882.7336 | 10.5435 | 1001.1247 | 0.0017397 | 996.2672 | 0.17105 | 882.7336 | 0.69166 | 1056.381 | 0.64353 |  |  | 1364.951 | 0.0013776 | 1264.2544 | 0.02821 | 1595.5491 | 0.0041203 |  |  |  |  | 1175.2357 | 0 | 1175.2288 | 0.0022816
| 996.4357 | 0.033585 | 882.9738 | -0.043599 | 882.9738 | -0.0029944 | 996.3477 | 0 | 882.9738 | 10.2372 | 1001.2961 | 0.0010673 | 996.4357 | 0.17182 | 882.9738 | 0.7007 | 1056.4921 | 0.64527 |  |  | 1365.521 | 0.0014223 | 1264.3326 | 0.028056 | 1595.8608 | 0.0042295 |  |  |  |  | 1175.3033 | 0 | 1175.2965 | 0.002272
| 996.6043 | 0.025469 | 883.214 | 0.038888 | 883.214 | 0.0095829 | 996.5174 | 0.0018258 | 883.214 | 10.0018 | 1001.4674 | 0.0016114 | 996.6043 | 0.15991 | 883.214 | 0.70432 | 1056.6031 | 0.64668 |  |  | 1366.093 | 0.00092693 | 1264.411 | 0.027903 | 1596.1729 | 0.0043374 |  |  |  |  | 1175.3711 | 0 | 1175.3641 | 0.0022482
| 996.7728 | 0.037162 | 883.4543 | -0.058731 | 883.4543 | 0.0020869 | 996.6871 | 0 | 883.4543 | 9.6848 | 1001.6388 | 0.0012549 | 996.7728 | 0.16242 | 883.4543 | 0.71517 | 1056.7142 | 0.64726 |  |  | 1366.664 | 0.0012968 | 1264.4893 | 0.027749 | 1596.485 | 0.004437 |  |  |  |  | 1175.4387 | 0 | 1175.4319 | 0.0022109
| 996.9413 | 0.034653 | 883.6945 | 0.025518 | 883.6945 | 0.020925 | 996.8568 | 0.0013044 | 883.6945 | 9.4595 | 1001.8102 | 0.0025865 | 996.9413 | 0.15236 | 883.6945 | 0.71888 | 1056.8254 | 0.64729 |  |  | 1367.236 | 0.00072156 | 1264.5676 | 0.0276 | 1596.7971 | 0.0045252 |  |  |  |  | 1175.5065 | 0 | 1175.4995 | 0.002164
| 997.1099 | 0.028993 | 883.9348 | -0.047817 | 883.9348 | 0.00055017 | 997.0265 | 0 | 883.9348 | 9.1301 | 1001.9816 | 0.00091921 | 997.1099 | 0.15553 | 883.9348 | 0.73154 | 1056.9365 | 0.64665 |  |  | 1367.809 | 0.00072992 | 1264.6459 | 0.027447 | 1597.1095 | 0.0046021 |  |  |  |  | 1175.5741 | 0 | 1175.5673 | 0.0021108
| 997.2784 | 0.032464 | 884.175 | 0.014279 | 884.175 | 0.030121 | 997.1962 | 0.0018258 | 884.175 | 8.9794 | 1002.153 | 0.0036286 | 997.2784 | 0.14952 | 884.175 | 0.74239 | 1057.0477 | 0.64649 |  |  | 1368.382 | 0.0014173 | 1264.7242 | 0.027298 | 1597.422 | 0.0046706 |  |  |  |  | 1175.6418 | 0 | 1175.6349 | 0.0020567
| 997.4469 | 0.030702 | 884.4153 | -0.04706 | 884.4153 | -0.020954 | 997.3659 | 0 | 884.4153 | 8.6588 | 1002.3244 | 0.001143 | 997.4469 | 0.15805 | 884.4153 | 0.75866 | 1057.1589 | 0.64728 |  |  | 1368.955 | 0.0010775 | 1264.8026 | 0.027145 | 1597.7346 | 0.004734 |  |  |  |  | 1175.7096 | 0 | 1175.7026 | 0.0020091
| 997.6154 | 0.029687 | 884.6556 | 0.039018 | 884.6556 | 0.021216 | 997.5356 | 0.0013044 | 884.6556 | 8.4105 | 1002.4958 | 0.0032271 | 997.6154 | 0.15455 | 884.6556 | 0.76228 | 1057.2701 | 0.64853 |  |  | 1369.53 | 0.00098121 | 1264.881 | 0.026996 | 1598.0472 | 0.0047953 |  |  |  |  | 1175.7772 | 0 | 1175.7704 | 0.0019701
| 997.784 | 0.028352 | 884.8958 | -0.044832 | 884.8958 | -0.0058273 | 997.7053 | 0 | 884.8958 | 8.085 | 1002.6671 | 0.00066692 | 997.784 | 0.16646 | 884.8958 | 0.7659 | 1057.3816 | 0.64954 |  |  | 1370.104 | 0.00062958 | 1264.9594 | 0.026848 | 1598.3601 | 0.0048562 |  |  |  |  | 1175.845 | 0 | 1175.8381 | 0.0019447
| 997.9525 | 0.031663 | 885.1361 | 0.064436 | 885.1361 | -0.016564 | 997.875 | 0.0018258 | 885.1361 | 8.0154 | 1002.8385 | 0.00093127 | 997.9525 | 0.16308 | 885.1361 | 0.77132 | 1057.4927 | 0.65003 |  |  | 1370.679 | 0.001254 | 1265.0377 | 0.026699 | 1598.6731 | 0.0049162 |  |  |  |  | 1175.9127 | 0 | 1175.9059 | 0.0019328
| 998.121 | 0.02627 | 885.3764 | -0.038108 | 885.3764 | -0.0077241 | 998.0447 | 0 | 885.3764 | 7.5921 | 1003.0099 | 0.00087534 | 998.121 | 0.17444 | 885.3764 | 0.78398 | 1057.604 | 0.65005 |  |  | 1371.255 | 0.0006357 | 1265.1161 | 0.026551 | 1598.9861 | 0.0049722 |  |  |  |  | 1175.9805 | 0 | 1175.9735 | 0.0019344
| 998.2896 | 0.034653 | 885.6167 | 0.045658 | 885.6167 | 0.020192 | 998.2144 | 0.0023475 | 885.6167 | 7.5053 | 1003.1813 | 0.0013185 | 998.2896 | 0.17007 | 885.6167 | 0.79492 | 1057.7152 | 0.64947 |  |  | 1371.831 | 0.0015619 | 1265.1945 | 0.026402 | 1599.2993 | 0.0050179 |  |  |  |  | 1176.0482 | 0 | 1176.0414 | 0.0019471
| 998.4581 | 0.033211 | 885.857 | -0.020948 | 885.857 | -0.0088227 | 998.3841 | 0 | 885.857 | 7.2961 | 1003.3527 | 0.0015072 | 998.4581 | 0.17838 | 885.857 | 0.80578 | 1057.8265 | 0.64891 |  |  | 1372.407 | 0.001615 | 1265.2728 | 0.026253 | 1599.6127 | 0.0050445 |  |  |  |  | 1176.116 | 0 | 1176.1091 | 0.0019678
| 998.6266 | 0.042181 | 886.0973 | 0.015331 | 886.0973 | 0.0033478 | 998.5539 | 0.0018258 | 886.0973 | 7.0508 | 1003.5241 | 0.0012582 | 998.6266 | 0.17565 | 886.0973 | 0.81663 | 1057.9379 | 0.64873 |  |  | 1372.984 | 0.00098266 | 1265.3513 | 0.026105 | 1599.926 | 0.0050417 |  |  |  |  | 1176.1837 | 0 | 1176.1769 | 0.001994
| 998.7952 | 0.028085 | 886.3377 | -0.039867 | 886.3377 | -0.036698 | 998.7236 | 0 | 886.3377 | 6.7228 | 1003.6955 | 4.3876e-05 | 998.7952 | 0.18024 | 886.3377 | 0.83652 | 1058.0493 | 0.64859 |  |  | 1373.561 | 0.00086934 | 1265.4297 | 0.025962 | [6 empty] | 1176.2516 | 0 | 1176.2446 | 0.0020226
| 998.9637 | 0.024775 | 886.578 | 0.009213 | 886.578 | -0.0044503 | 998.8933 | 0.00078262 | 886.578 | 6.7393 | 1003.8669 | 0.0030066 | 998.9637 | 0.1798 | 886.578 | 0.84556 | 1058.1608 | 0.64863 |  |  | 1374.139 | 0.0010069 | 1265.5082 | 0.025813 | [6 empty] | 1176.3193 | 0 | 1176.3124 | 0.0020536
| 999.1322 | 0.03193 | 886.8183 | -0.054594 | 886.8183 | -0.022727 | 999.063 | 0 | 886.8183 | 6.3845 | 1004.0384 | 0.0014019 | 999.1322 | 0.17914 | 886.8183 | 0.84737 | 1058.2721 | 0.6486 |  |  | 1374.718 | 0.00076588 | 1265.5865 | 0.02567 | [6 empty] | 1176.3871 | 0 | 1176.3802 | 0.0020861
| 999.3008 | 0.030061 | 887.0587 | 0.025352 | 887.0587 | 0.010706 | 999.2327 | 0.0018258 | 887.0587 | 6.2449 | 1004.2098 | 0.0041847 | 999.3008 | 0.18067 | 887.0587 | 0.85099 | 1058.3835 | 0.64791 |  |  | 1375.297 | 0.00094143 | 1265.665 | 0.025521 | [6 empty] | 1176.455 | 0 | 1176.448 | 0.0021203
| 999.4693 | 0.021785 | 887.299 | -0.055185 | 887.299 | -0.040162 | 999.4025 | 0 | 887.299 | 5.9744 | 1004.3812 | 0.0019481 | 999.4693 | 0.17608 | 887.299 | 0.86736 | 1058.4951 | 0.64759 |  |  | 1375.876 | 0.0011399 | 1265.7435 | 0.025378 | [6 empty] | 1176.5227 | 0 | 1176.5158 | 0.0021568
| 999.6379 | 0.030328 | 887.5394 | 0.018813 | 887.5394 | 0.040197 | 999.5722 | 0.0018258 | 887.5394 | 5.8845 | 1004.5526 | 0.0038172 | 999.6379 | 0.17892 | 887.5394 | 0.87821 | 1058.6066 | 0.64834 |  |  | 1376.456 | 0.0016697 | 1265.822 | 0.025229 | [6 empty] | 1176.5906 | 0 | 1176.5836 | 0.002195
| 999.8064 | 0.028459 | 887.7797 | -0.044649 | 887.7797 | -0.03397 | 999.7419 | 0 | 887.7797 | 5.644 | 1004.724 | 0.0010826 | 999.8064 | 0.17073 | 887.7797 | 0.88363 | 1058.7181 | 0.64818 |  |  | 1377.036 | 0.0009816 | 1265.9004 | 0.025086 | [6 empty] | 1176.6583 | 0 | 1176.6515 | 0.0022331
| 999.9749 | 0.024294 | 888.0201 | 0.027198 | 888.0201 | 0.027763 | 999.9117 | 0.0018258 | 888.0201 | 5.4949 | 1004.8954 | 0.0024187 | 999.9749 | 0.17619 | 888.0201 | 0.89448 | 1058.8297 | 0.64659 |  |  | 1377.617 | 0.0012901 | 1265.9789 | 0.024942 | [6 empty] | 1176.7262 | 0 | 1176.7192 | 0.002272
| 1000.1435 | 0.030114 | 888.2605 | -0.043383 | 888.2605 | 0.0099962 | 1000.0814 | 0 | 888.2605 | 5.3865 | 1005.0668 | 0.00087474 | 1000.1435 | 0.16799 | 888.2604 | 0.90352 | 1058.9413 | 0.64588 |  |  | 1378.198 | 0.0013241 | 1266.0575 | 0.024799 | [6 empty] | 1176.7941 | 0 | 1176.7871 | 0.0023086
| 1000.312 | 0.036255 | 888.5008 | 0.0086126 | 888.5008 | 0.052197 | 1000.2511 | 0.0023475 | 888.5008 | 5.201 | 1005.2382 | 0.0023687 | 1000.312 | 0.17499 | 888.5008 | 0.91076 | 1059.0529 | 0.64586 |  |  | 1378.78 | 0.0013158 | 1266.136 | 0.024656 | [6 empty] | 1176.8619 | 0 | 1176.855 | 0.0023419
| 1000.4806 | 0.037643 | 888.7412 | -0.040145 | 888.7412 | -0.018352 | 1000.4209 | 0 | 888.7412 | 4.9846 | 1005.4097 | 0.00030216 | 1000.4806 | 0.16482 | 888.7412 | 0.92884 | 1059.1644 | 0.64506 |  |  | 1379.363 | 0.0011956 | 1266.2145 | 0.024512 | [6 empty] | 1176.9297 | 0 | 1176.9228 | 0.0023729
| 1000.6491 | 0.034279 | 888.9816 | 0.034885 | 888.9816 | 0.014038 | 1000.5906 | 0.0013044 | 888.9816 | 4.9191 | 1005.5811 | 0.0024389 | 1000.6491 | 0.17138 | 888.9816 | 0.93789 | 1059.2761 | 0.64462 |  |  | 1379.945 | 0.0014378 | 1266.293 | 0.024369 | [6 empty] | 1176.9976 | 0 | 1176.9907 | 0.0023999
| 1000.8176 | 0.030221 | 889.222 | -0.068076 | 889.222 | -0.010847 | 1000.7604 | 0 | 889.222 | 4.7115 | 1005.7525 | 0.00024183 | 1000.8176 | 0.16002 | 889.222 | 0.9415 | 1059.3878 | 0.64491 |  |  | 1380.529 | 0.00096935 | 1266.3716 | 0.024225 | [6 empty] | 1177.0654 | 0 | 1177.0586 | 0.002423
| 1000.9862 | 0.029687 | 889.4624 | -0.0019816 | 889.4624 | 0.0052688 | 1000.9301 | 0.0013044 | 889.4624 | 4.6457 | 1005.9239 | 0.0011616 | 1000.9862 | 0.16646 | 889.4624 | 0.95064 | 1059.4995 | 0.64501 |  |  | 1381.112 | 0.0012434 | 1266.4501 | 0.024082 | [6 empty] | 1177.1333 | 0 | 1177.1265 | 0.002442
| 1001.1547 | 0.038764 | 889.7028 | -0.033484 | 889.7028 | 0.010769 | 1001.0998 | 0 | 889.7028 | 4.4221 | 1006.0954 | 0.00035211 | 1001.1547 | 0.15619 | 889.7028 | 0.97415 | 1059.6112 | 0.64407 |  |  | 1381.697 | 0.0014938 | 1266.5287 | 0.023944 | [6 empty] | 1177.2012 | 0 | 1177.1943 | 0.0024563
| 1001.3233 | 0.033318 | 889.9432 | -0.0015343 | 889.9432 | 0.0054977 | 1001.2696 | 0.0013044 | 889.9432 | 4.3489 | 1006.2668 | 0.0024757 | 1001.3233 | 0.16373 | 889.9432 | 0.985 | 1059.7229 | 0.64307 |  |  | 1382.281 | 0.0015484 | 1266.6072 | 0.0238 | [6 empty] | 1177.2692 | 0 | 1177.2622 | 0.0024635
| 1001.4918 | 0.026964 | 890.1837 | -0.027785 | 890.1837 | 0.0020524 | 1001.4393 | 0 | 890.1837 | 4.1885 | 1006.4382 | 0.00041134 | 1001.4918 | 0.15488 | 890.1837 | 0.99223 | 1059.8347 | 0.64304 |  |  | 1382.867 | 0.0018114 | 1266.6858 | 0.023662 | [6 empty] | 1177.337 | 0 | 1177.3301 | 0.0024635
| 1001.6603 | 0.03209 | 890.4241 | 0.022007 | 890.4241 | 0.0036197 | 1001.6091 | 0.0023475 | 890.4241 | 4.1928 | 1006.6097 | 0.0031865 | 1001.6603 | 0.16176 | 890.4241 | 1.0067 | 1059.9465 | 0.64257 |  |  | 1383.453 | 0.0013069 | 1266.7644 | 0.023519 | [6 empty] | 1177.4049 | 0 | 1177.398 | 0.0024555
| 1001.8289 | 0.02974 | 890.6645 | -0.034296 | 890.6645 | 0.0078035 | 1001.7789 | 0 | 890.6645 | 3.9246 | 1006.7811 | 0.002569 | 1001.8289 | 0.15346 | 890.6645 | 1.0194 | 1060.0584 | 0.64186 |  |  | 1384.039 | 0.0011686 | 1266.843 | 0.02338 | [6 empty] | 1177.4729 | 0 | 1177.4659 | 0.0024388
| 1001.9974 | 0.032784 | 890.905 | 0.019904 | 890.905 | 0.027216 | 1001.9486 | 0.0018258 | 890.905 | 3.9167 | 1006.9525 | 0.0043569 | 1001.9974 | 0.16067 | 890.905 | 1.0375 | 1060.1702 | 0.64093 |  |  | 1384.626 | 0.00093708 | 1266.9216 | 0.023237 | [6 empty] | 1177.5408 | 0 | 1177.5338 | 0.0024166
| 1002.166 | 0.031609 | 891.1454 | -0.052152 | 891.1454 | 0.043181 | 1002.1184 | 0 | 891.1454 | 3.7315 | 1007.124 | 0.0017923 | 1002.166 | 0.15335 | 891.1454 | 1.052 | 1060.282 | 0.63979 |  |  | 1385.213 | 0.001157 | 1267.0002 | 0.023099 | [6 empty] | 1177.6086 | 0 | 1177.6018 | 0.0023904
| 1002.3345 | 0.032303 | 891.3859 | 0.030612 | 891.3859 | -0.0052937 | 1002.2881 | 0.00078262 | 891.3859 | 3.6441 | 1007.2954 | 0.0038359 | 1002.3345 | 0.16045 | 891.3859 | 1.0574 | 1060.3939 | 0.63907 |  |  | 1385.801 | 0.0010892 | 1267.0789 | 0.02296 | [6 empty] | 1177.6766 | 0 | 1177.6697 | 0.0023642
| 1002.5031 | 0.028726 | 891.6263 | -0.037865 | 891.6263 | -0.045114 | 1002.4579 | 0 | 891.6263 | 3.4875 | 1007.4669 | 0.0011243 | 1002.5031 | 0.15357 | 891.6263 | 1.0629 | 1060.5057 | 0.63834 |  |  | 1386.389 | 0.0016519 | 1267.1575 | 0.022822 | [6 empty] | 1177.7446 | 0 | 1177.7377 | 0.0023411
| 1002.6716 | 0.038764 | 891.8668 | 0.037517 | 891.8668 | 0.049547 | 1002.6277 | 0.0013044 | 891.8668 | 3.5215 | 1007.6383 | 0.002377 | 1002.6716 | 0.16078 | 891.8668 | 1.0719 | 1060.6177 | 0.63801 |  |  | 1386.978 | 0.0013954 | 1267.2361 | 0.022684 | [6 empty] | 1177.8125 | 0 | 1177.8057 | 0.0023229
| 1002.8402 | 0.025149 | 892.1073 | -0.028289 | 892.1073 | -0.040031 | 1002.7974 | 0 | 892.1073 | 3.354 | 1007.8098 | 0.00077442 | 1002.8402 | 0.15466 | 892.1073 | 1.0846 | 1060.7296 | 0.63811 |  |  | 1387.567 | 0.0011681 | 1267.3148 | 0.022545 | [6 empty] | 1177.8805 | 0 | 1177.8735 | 0.0023102
| 1003.0087 | 0.029687 | 892.3478 | 0.012965 | 892.3478 | 0.036904 | 1002.9672 | 0.0013044 | 892.3478 | 3.3151 | 1007.9812 | 0.0019218 | 1003.0087 | 0.16187 | 892.3478 | 1.0937 | 1060.8417 | 0.63817 |  |  | 1388.157 | 0.0011291 | 1267.3934 | 0.022407 | [6 empty] | 1177.9485 | 0 | 1177.9415 | 0.002303
| 1003.1773 | 0.033585 | 892.5883 | -0.045893 | 892.5883 | 0.026315 | 1003.137 | 0 | 892.5883 | 3.1376 | 1008.1527 | 0.0005309 | 1003.1773 | 0.15553 | 892.5883 | 1.1027 | 1060.9536 | 0.63723 |  |  | 1388.747 | 0.000414 | 1267.4722 | 0.022269 | [6 empty] | 1178.0165 | 0 | 1178.0095 | 0.0022982
| 1003.3458 | 0.02974 | 892.8288 | 0.014165 | 892.8288 | 0.0090839 | 1003.3067 | 0.0013044 | 892.8288 | 3.1317 | 1008.3241 | 0.0016903 | 1003.3458 | 0.1622 | 892.8288 | 1.1172 | 1061.0657 | 0.63552 |  |  | 1389.338 | 0.00092376 | 1267.5508 | 0.022136 | [6 empty] | 1178.0845 | 0 | 1178.0775 | 0.0022943
| 1003.5144 | 0.025522 | 893.0693 | -0.043373 | 893.0693 | -0.013867 | 1003.4765 | 0 | 893.0693 | 2.8502 | 1008.4956 | 0.0015938 | 1003.5144 | 0.15608 | 893.0693 | 1.128 | 1061.1776 | 0.63429 |  |  | 1389.929 | 0.0014471 | 1267.6295 | 0.021997 | [6 empty] | 1178.1525 | 0 | 1178.1455 | 0.0022871
| 1003.6829 | 0.036361 | 893.3098 | 0.036045 | 893.3098 | 0.039018 | 1003.6463 | 0.0018258 | 893.3098 | 2.8927 | 1008.667 | 0.00042779 | 1003.6829 | 0.16286 | 893.3098 | 1.1425 | 1061.2897 | 0.63299 |  |  | 1390.521 | 0.0010229 | 1267.7082 | 0.021859 | [6 empty] | 1178.2205 | 0 | 1178.2135 | 0.0022768
| 1003.8515 | 0.039992 | 893.5503 | -0.012115 | 893.5503 | -0.040418 | 1003.8161 | 0 | 893.5503 | 2.7759 | 1008.8385 | 0.0009214 | 1003.8515 | 0.15739 | 893.5503 | 1.1534 | 1061.4017 | 0.63109 |  |  | 1391.113 | 0.00082372 | 1267.7869 | 0.021726 | [6 empty] | 1178.2885 | 0 | 1178.2815 | 0.0022617
| 1004.02 | 0.027391 | 893.7908 | 0.027002 | 893.7908 | 0.00090201 | 1003.9859 | 0.0018258 | 893.7908 | 2.7433 | 1009.01 | 0.0023167 | 1004.02 | 0.16395 | 893.7908 | 1.1624 | 1061.5139 | 0.62962 |  |  | 1391.706 | 0.0014245 | 1267.8656 | 0.021593 | [6 empty] | 1178.3564 | 0 | 1178.3496 | 0.0022426
| 1004.1886 | 0.030969 | 894.0313 | -0.015594 | 894.0313 | -0.0089662 | 1004.1557 | 0 | 894.0313 | 2.5932 | 1009.1814 | 0.00091153 | 1004.1886 | 0.1587 | 894.0313 | 1.1752 | 1061.6261 | 0.62877 |  |  | 1392.299 | 0.00088417 | 1267.9443 | 0.021454 | [6 empty] | 1178.4246 | 0 | 1178.4176 | 0.002222
| 1004.3571 | 0.037002 | 894.2719 | 0.031836 | 894.2719 | 0.030329 | 1004.3254 | 0.0018258 | 894.2719 | 2.6189 | 1009.3529 | 0.0024 | 1004.3571 | 0.16472 | 894.2719 | 1.1951 | 1061.7382 | 0.62739 |  |  | 1392.893 | 0.0013559 | 1268.0231 | 0.021321 | [6 empty] | 1178.4925 | 0 | 1178.4856 | 0.0022021
| 1004.5257 | 0.032944 | 894.5124 | -0.044607 | 894.5124 | 0.0046821 | 1004.4952 | 0 | 894.5124 | 2.4103 | 1009.5244 | 0.00064937 | 1004.5257 | 0.15947 | 894.5124 | 1.2023 | 1061.8503 | 0.62597 |  |  | 1393.487 | 0.0014558 | 1268.1019 | 0.021188 | [6 empty] | 1178.5605 | 0 | 1178.5537 | 0.0021846
| 1004.6942 | 0.040259 | 894.753 | 0.0017071 | 894.753 | 0.056374 | 1004.665 | 0.0013044 | 894.753 | 2.435 | 1009.6958 | 0.0029551 | 1004.6942 | 0.16504 | 894.753 | 1.2113 | 1061.9626 | 0.62492 |  |  | 1394.082 | 0.00067898 | 1268.1807 | 0.021055 | [6 empty] | 1178.6287 | 0 | 1178.6217 | 0.0021719
| 1004.8628 | 0.036682 | 894.9935 | -0.016373 | 894.9935 | 0.0060952 | 1004.8348 | 0 | 894.9935 | 2.2748 | 1009.8673 | 0.00031372 | 1004.8628 | 0.16012 | 894.9935 | 1.2222 | 1062.0748 | 0.6237 |  |  | 1394.677 | 0.00074224 | 1268.2594 | 0.020927 | [6 empty] | 1178.6967 | 0 | 1178.6898 | 0.0021624
| 1005.0313 | 0.044958 | 895.2341 | 0.040118 | 895.2341 | 0.038806 | 1005.0046 | 0.0013044 | 895.2341 | 2.3171 | 1010.0388 | 0.0031942 | 1005.0313 | 0.16548 | 895.2341 | 1.2403 | 1062.1871 | 0.62258 |  |  | 1395.273 | 0.0013682 | 1268.3383 | 0.020794 | [6 empty] | 1178.7648 | 0 | 1178.7578 | 0.0021552
| 1005.1999 | 0.032357 | 895.4746 | -0.072459 | 895.4746 | -0.020404 | 1005.1744 | 0.00017392 | 895.4746 | 2.1443 | 1010.2102 | 0.00070861 | 1005.1999 | 0.16122 | 895.4746 | 1.2512 | 1062.2994 | 0.62194 |  |  | 1395.869 | 0.0012482 | 1268.417 | 0.020661 | [6 empty] | 1178.8329 | 0 | 1178.8259 | 0.0021465
| 1005.3684 | 0.03492 | 895.7152 | 0.067568 | 895.7152 | 0.049496 | 1005.3442 | 0.0013044 | 895.7152 | 2.2047 | 1010.3817 | 0.0027609 | 1005.3684 | 0.16592 | 895.7152 | 1.2657 | 1062.4117 | 0.62131 |  |  | 1396.466 | 0.0010203 | 1268.4959 | 0.020533 | [6 empty] | 1178.9009 | 0 | 1178.894 | 0.0021346
| 1005.537 | 0.022319 | 895.9558 | -0.071975 | 895.9558 | 0.050928 | 1005.514 | 0 | 895.9558 | 2.0079 | 1010.5532 | 0.00093754 | 1005.537 | 0.16144 | 895.9558 | 1.2693 | 1062.524 | 0.61966 |  |  | 1397.063 | 0.00079449 | 1268.5746 | 0.020399 | [6 empty] | 1178.969 | 0 | 1178.962 | 0.0021179
| 1005.7055 | 0.042181 | 896.1964 | 0.046427 | 896.1964 | 0.042255 | 1005.6838 | 0.00026087 | 896.1964 | 2.0705 | 1010.7246 | 0.0028648 | 1005.7055 | 0.16537 | 896.1964 | 1.282 | 1062.6364 | 0.6175 |  |  | 1397.661 | 0.0012751 | 1268.6534 | 0.020271 | [6 empty] | 1179.0371 | 0 | 1179.0302 | 0.0020965
| 1005.8741 | 0.032944 | 896.437 | -0.062537 | 896.437 | -0.020252 | 1005.8536 | 0 | 896.437 | 1.8883 | 1010.8961 | 0.00087831 | 1005.8741 | 0.16176 | 896.437 | 1.3018 | 1062.7488 | 0.61647 |  |  | 1398.26 | 0.0011629 | 1268.7323 | 0.020143 | [6 empty] | 1179.1052 | 0 | 1179.0983 | 0.0020726
| 1006.0426 | 0.031289 | 896.6776 | 0.037513 | 896.6776 | 0.047114 | 1006.0234 | 0.00078262 | 896.6776 | 1.9219 | 1011.0676 | 0.0030151 | 1006.0426 | 0.16559 | 896.6776 | 1.3182 | 1062.8612 | 0.61539 |  |  | 1398.859 | 0.0013949 | 1268.8112 | 0.020015 | [6 empty] | 1179.1733 | 0 | 1179.1664 | 0.0020496
| 1006.2112 | 0.03556 | 896.9182 | -0.050076 | 896.9182 | -0.013775 | 1006.1932 | 0 | 896.9182 | 1.7347 | 1011.2391 | 0.0010823 | 1006.2112 | 0.16198 | 896.9182 | 1.3254 | 1062.9736 | 0.61297 |  |  | 1399.458 | 0.0010268 | 1268.89 | 0.019887 | [6 empty] | 1179.2415 | 0 | 1179.2345 | 0.0020329
| 1006.3798 | 0.033905 | 897.1588 | 0.032641 | 897.1588 | 0.016643 | 1006.363 | 0.0018258 | 897.1588 | 1.8771 | 1011.4106 | 0.0020732 | 1006.3798 | 0.16493 | 897.1588 | 1.3453 | 1063.0861 | 0.61134 |  |  | 1400.058 | 0.0011034 | 1268.9689 | 0.019759 | [6 empty] | 1179.3096 | 0 | 1179.3026 | 0.0020258
| 1006.5483 | 0.03257 | 897.3994 | -0.085043 | 897.3994 | 0.0014588 | 1006.5328 | 0 | 897.3994 | 1.7211 | 1011.5821 | 5.5942e-05 | 1006.5483 | 0.16165 | 897.3994 | 1.3544 | 1063.1985 | 0.61062 |  |  | 1400.658 | 0.0012862 | 1269.0477 | 0.019631 | [6 empty] | 1179.3777 | 0 | 1179.3707 | 0.0020297
| 1006.7169 | 0.032303 | 897.64 | 0.056022 | 897.64 | 0.012122 | 1006.7026 | 0.0013044 | 897.64 | 1.8063 | 1011.7536 | 0.002501 | 1006.7169 | 0.1634 | 897.64 | 1.3689 | 1063.311 | 0.60921 |  |  | 1401.259 | 0.00082473 | 1269.1266 | 0.019508 | [6 empty] | 1179.4458 | 0 | 1179.439 | 0.0020456
| 1006.8854 | 0.028512 | 897.8806 | -0.037404 | 897.8806 | -0.018201 | 1006.8725 | 0 | 897.8806 | 1.623 | 1011.9251 | 7.459e-05 | 1006.8854 | 0.16078 | 897.8806 | 1.3833 | 1063.4236 | 0.60808 |  |  | 1401.861 | 0.0011664 | 1269.2054 | 0.01938 | [6 empty] | 1179.514 | 0 | 1179.5071 | 0.0020694
| 1007.054 | 0.039992 | 898.1213 | 0.030311 | 898.1213 | -0.0016199 | 1007.0423 | 0.0013044 | 898.1213 | 1.6767 | 1012.0965 | 0.0018143 | 1007.054 | 0.16318 | 898.1213 | 1.4015 | 1063.5361 | 0.60702 |  |  | 1402.463 | 0.00099151 | 1269.2844 | 0.019257 | [6 empty] | 1179.5821 | 0 | 1179.5752 | 0.002098
| 1007.2225 | 0.023921 | 898.3619 | 0.0059693 | 898.3619 | 0.014611 | 1007.2121 | 0 | 898.3619 | 1.5766 | 1012.268 | 0.00087863 | 1007.2225 | 0.16155 | 898.3619 | 1.4232 | 1063.6487 | 0.60514 |  |  | 1403.065 | 0.00078748 | 1269.3633 | 0.019134 | [6 empty] | 1179.6503 | 0 | 1179.6434 | 0.0021266
| 1007.3911 | 0.028993 | 898.6026 | 0.018158 | 898.6026 | 0.030732 | 1007.3819 | 0.0013044 | 898.6026 | 1.6244 | 1012.4395 | 0.0015828 | 1007.3911 | 0.16308 | 898.6026 | 1.4359 | 1063.7612 | 0.60347 |  |  | 1403.668 | 0.0011795 | 1269.4423 | 0.019011 | [6 empty] | 1179.7185 | 0 | 1179.7115 | 0.0021521
| 1007.5597 | 0.022639 | 898.8432 | -0.10107 | 898.8432 | -0.012374 | 1007.5517 | 0 | 898.8432 | 1.4733 | 1012.611 | 0.00051994 | 1007.5597 | 0.16012 | 898.8432 | 1.4503 | 1063.8739 | 0.6017 |  |  | 1404.272 | 0.0012132 | 1269.5211 | 0.018889 | [6 empty] | 1179.7867 | 0 | 1179.7798 | 0.0021743
| 1007.7282 | 0.048268 | 899.0839 | 0.028624 | 899.0839 | -0.018751 | 1007.7216 | 0.0013044 | 899.0839 | 1.4996 | 1012.7825 | 0.0032052 | 1007.7282 | 0.16078 | 899.0839 | 1.4612 | 1063.9867 | 0.59989 |  |  | 1404.876 | 0.00096216 | 1269.6001 | 0.018766 | [6 empty] | 1179.8549 | 0 | 1179.8479 | 0.0021934
| 1007.8968 | 0.027338 | 899.3246 | -0.063754 | 899.3246 | 0.019899 | 1007.8914 | 0 | 899.3246 | 1.2965 | 1012.954 | 0.0016245 | 1007.8968 | 0.15881 | 899.3246 | 1.4703 | 1064.0994 | 0.59827 |  |  | 1405.48 | 0.0019476 | 1269.6791 | 0.018648 | [6 empty] | 1179.9231 | 0 | 1179.9161 | 0.0022109
| 1008.0653 | 0.034546 | 899.5652 | 0.02903 | 899.5652 | 0.028849 | 1008.0612 | 0.0013044 | 899.5652 | 1.4697 | 1013.1255 | 0.0052575 | 1008.0653 | 0.15914 | 899.5652 | 1.4938 | 1064.2119 | 0.59637 |  |  | 1406.085 | 0.0014617 | 1269.7579 | 0.018525 | [6 empty] | 1179.9913 | 0 | 1179.9844 | 0.0022307
| 1008.2339 | 0.028886 | 899.8059 | -0.031866 | 899.8059 | 0.0035987 | 1008.2311 | 0 | 899.8059 | 1.2832 | 1013.297 | 0.0017978 | 1008.2339 | 0.15783 | 899.8059 | 1.5029 | 1064.3246 | 0.5938 |  |  | 1406.691 | 0.0013053 | 1269.8369 | 0.018407 | [6 empty] | 1180.0594 | 0 | 1180.0526 | 0.002253
| 1008.4025 | 0.032036 | 900.0466 | 0.050683 | 900.0466 | 0.006998 | 1008.4009 | 0.0018258 | 900.0466 | 1.3052 | 1013.4685 | 0.0033247 | 1008.4025 | 0.15827 | 900.0466 | 1.5155 | 1064.4374 | 0.59043 |  |  | 1407.297 | 0.0014874 | 1269.9159 | 0.018289 | [6 empty] | 1180.1277 | 0 | 1180.1209 | 0.0022776
| 1008.571 | 0.031983 | 900.2873 | -0.072096 | 900.2873 | -0.031391 | 1008.5707 | 0 | 900.2873 | 1.2236 | 1013.64 | 0.00078868 | 1008.571 | 0.15717 | 900.2873 | 1.5246 | 1064.55 | 0.58814 |  |  | 1407.904 | 0.0011261 | 1269.9949 | 0.018172 | [6 empty] | 1180.1959 | 0 | 1180.189 | 0.0023022
| 1008.7396 | 0.04074 | 900.528 | 0.019463 | 900.528 | 0.030772 | 1008.7406 | 0.0018258 | 900.528 | 1.33 | 1013.8116 | 0.0020348 | 1008.7396 | 0.15717 | 900.528 | 1.55 | 1064.6628 | 0.58755 |  |  | 1408.511 | 0.0015253 | 1270.074 | 0.018054 | [6 empty] | 1180.2642 | 0 | 1180.2572 | 0.0023237
| 1008.9081 | 0.038657 | 900.7687 | -0.074137 | 900.7687 | -0.061007 | 1008.9104 | 0 | 900.7687 | 1.1103 | 1013.9831 | 0.00039598 | 1008.9081 | 0.15586 | 900.7687 | 1.5699 | 1064.7756 | 0.58706 |  |  | 1409.119 | 0.0017801 | 1270.1529 | 0.017941 | [6 empty] | 1180.3324 | 0 | 1180.3256 | 0.0023388
| 1009.0767 | 0.030808 | 901.0094 | 0.025377 | 901.0094 | 0.039818 | 1009.0802 | 0.0013044 | 901.0094 | 1.2061 | 1014.1546 | 0.0011345 | 1009.0767 | 0.15542 | 901.0094 | 1.5789 | 1064.8884 | 0.58575 |  |  | 1409.727 | 0.00065618 | 1270.2319 | 0.017823 | [6 empty] | 1180.4008 | 0 | 1180.3938 | 0.0023435
| 1009.2453 | 0.032464 | 901.2501 | -0.048623 | 901.2501 | 0.016217 | 1009.2501 | 0 | 901.2501 | 1.1234 | 1014.3261 | 0.0012984 | 1009.2453 | 0.15433 | 901.2501 | 1.5898 | 1065.0012 | 0.5831 |  |  | 1410.336 | 0.0012823 | 1270.311 | 0.017711 | [6 empty] | 1180.469 | 0 | 1180.462 | 0.0023388
| 1009.4138 | 0.040633 | 901.4909 | 0.031587 | 901.4909 | -0.021446 | 1009.4199 | 0.0018258 | 901.4909 | 1.1885 | 1014.4976 | 0.0010984 | 1009.4138 | 0.15335 | 901.4909 | 1.6133 | 1065.1141 | 0.58021 |  |  | 1410.945 | 0.0010505 | 1270.39 | 0.017598 | [6 empty] | 1180.5372 | 0 | 1180.5303 | 0.0023221
| 1009.5824 | 0.037643 | 901.7316 | -0.045482 | 901.7316 | -0.012302 | 1009.5898 | 0 | 901.7316 | 1.0056 | 1014.6691 | 0.00054263 | 1009.5824 | 0.15269 | 901.7316 | 1.6224 | 1065.2271 | 0.57867 |  |  | 1411.555 | 0.0012921 | 1270.4691 | 0.017485 | [6 empty] | 1180.6055 | 0 | 1180.5986 | 0.0022974
| 1009.7509 | 0.034546 | 901.9723 | 0.010848 | 901.9723 | -0.021253 | 1009.7596 | 0.0013044 | 901.9723 | 1.1094 | 1014.8406 | 0.00099963 | 1009.7509 | 0.15072 | 901.9723 | 1.6387 | 1065.34 | 0.57793 |  |  | 1412.165 | 0.00096506 | 1270.5481 | 0.017373 | [6 empty] | 1180.6738 | 0 | 1180.6669 | 0.0022665
| 1009.9195 | 0.035667 | 902.2131 | -0.046014 | 902.2131 | 0.00060923 | 1009.9295 | 0 | 902.2131 | 0.95896 | 1015.0122 | 0.00021061 | 1009.9195 | 0.1504 | 902.2131 | 1.6495 | 1065.4529 | 0.5769 |  |  | 1412.776 | 0.0011696 | 1270.6272 | 0.01726 | [6 empty] | 1180.7421 | 0 | 1180.7351 | 0.0022307
| 1010.0881 | 0.037002 | 902.4538 | 0.028771 | 902.4538 | 0.0090018 | 1010.0993 | 0.0013044 | 902.4538 | 1.0368 | 1015.1837 | 0.0024724 | 1010.0881 | 0.1481 | 902.4538 | 1.6839 | 1065.5659 | 0.57481 |  |  | 1413.387 | 0.0010858 | 1270.7063 | 0.017152 | [6 empty] | 1180.8104 | 0 | 1180.8035 | 0.0021942
| 1010.2566 | 0.035454 | 902.6946 | -0.0057684 | 902.6946 | -0.037421 | 1010.2692 | 0 | 902.6946 | 0.87418 | 1015.3552 | 0.00024022 | 1010.2566 | 0.14952 | 902.6946 | 1.6893 | 1065.679 | 0.57201 |  |  | 1413.999 | 0.0010643 | 1270.7854 | 0.01704 | [6 empty] | 1180.8787 | 0 | 1180.8718 | 0.0021584
| 1010.4252 | 0.02659 | 902.9354 | 0.035174 | 902.9354 | 0.013717 | 1010.439 | 0.0018258 | 902.9354 | 1.0124 | 1015.5267 | 0.0016377 | 1010.4252 | 0.14777 | 902.9353 | 1.6948 | 1065.792 | 0.56939 |  |  | 1414.612 | 0.0014356 | 1270.8645 | 0.016932 | [6 empty] | 1180.947 | 0 | 1180.9401 | 0.0021235
| 1010.5938 | 0.045331 | 903.1761 | -0.061472 | 903.1761 | 0.014238 | 1010.6089 | 0 | 903.1761 | 0.88749 | 1015.6983 | 0.00021719 | 1010.5938 | 0.14843 | 903.1761 | 1.7165 | 1065.905 | 0.56635 |  |  | 1415.225 | 0.0014388 | 1270.9436 | 0.016825 | [6 empty] | 1181.0154 | 0 | 1181.0084 | 0.0020917
| 1010.7623 | 0.025042 | 903.4169 | 0.039149 | 903.4169 | 0.02856 | 1010.7788 | 0.0013044 | 903.4169 | 0.92829 | 1015.8698 | 0.0023441 | 1010.7623 | 0.14515 | 903.4169 | 1.7292 | 1066.0181 | 0.56373 |  |  | 1415.838 | 0.00091992 | 1271.0227 | 0.016717 | [6 empty] | 1181.0837 | 0 | 1181.0768 | 0.0020631
| 1010.9309 | 0.033425 | 903.6577 | -0.068185 | 903.6577 | 0.014955 | 1010.9486 | 0 | 903.6577 | 0.80725 | 1016.0413 | 0.00082488 | 1010.9309 | 0.14439 | 903.6577 | 1.7437 | 1066.1311 | 0.56239 |  |  | 1416.452 | 0.0017919 | 1271.1018 | 0.016609 | [6 empty] | 1181.152 | 0 | 1181.1451 | 0.0020377
| 1011.0995 | 0.02611 | 903.8985 | 0.04913 | 903.8985 | 0.060265 | 1011.1185 | 0.0013044 | 903.8985 | 0.90126 | 1016.2129 | 0.0026293 | 1011.0995 | 0.14242 | 903.8985 | 1.7709 | 1066.2443 | 0.56049 |  |  | 1417.067 | 0.0012023 | 1271.1809 | 0.016507 | [6 empty] | 1181.2203 | 0 | 1181.2134 | 0.0020178
| 1011.268 | 0.054729 | 904.1393 | -0.042181 | 904.1393 | -0.018603 | 1011.2884 | 0 | 904.1393 | 0.81501 | 1016.3844 | 0.00025339 | 1011.268 | 0.14231 | 904.1393 | 1.7799 | 1066.3574 | 0.558 |  |  | 1417.682 | 0.0012617 | 1271.2601 | 0.016405 | [6 empty] | 1181.2887 | 0 | 1181.2817 | 0.0020051
| 1011.4366 | 0.034065 | 904.3801 | 0.029325 | 904.3801 | 0.0098445 | 1011.4582 | 0.00078262 | 904.3801 | 0.86655 | 1016.5559 | 0.0023737 | 1011.4366 | 0.141 | 904.3801 | 1.7926 | 1066.4706 | 0.55603 |  |  | 1418.298 | 0.0010531 | 1271.3392 | 0.016297 | [6 empty] | 1181.3571 | 0 | 1181.3502 | 0.0019995
| 1011.6052 | 0.026483 | 904.6209 | -0.034605 | 904.6209 | -0.019091 | 1011.6281 | 0 | 904.6209 | 0.70125 | 1016.7275 | 0.00043657 | 1011.6052 | 0.14132 | 904.6209 | 1.807 | 1066.5837 | 0.55455 |  |  | 1418.914 | 0.00084334 | 1271.4185 | 0.016195 | [6 empty] | 1181.4254 | 0 | 1181.4186 | 0.0020035
| 1011.7737 | 0.031663 | 904.8617 | 0.014628 | 904.8617 | -0.0031183 | 1011.798 | 0.00078262 | 904.8617 | 0.84976 | 1016.899 | 0.0043931 | 1011.7737 | 0.14001 | 904.8617 | 1.8378 | 1066.697 | 0.55279 |  |  | 1419.531 | 0.0016677 | 1271.4976 | 0.016092 | [6 empty] | 1181.4939 | 0 | 1181.4869 | 0.0020162
| 1011.9423 | 0.03193 | 905.1025 | -0.075405 | 905.1025 | -0.018935 | 1011.9678 | 0 | 905.1025 | 0.67414 | 1017.0706 | 0.0025032 | 1011.9423 | 0.14078 | 905.1025 | 1.8451 | 1066.8102 | 0.55061 |  |  | 1420.148 | 0.0012258 | 1271.5768 | 0.015995 | [6 empty] | 1181.5623 | 0 | 1181.5553 | 0.0020369
| 1012.1109 | 0.032464 | 905.3433 | 0.049283 | 905.3433 | 0.036248 | 1012.1377 | 0.0013044 | 905.3433 | 0.74437 | 1017.2421 | 0.0050985 | 1012.1109 | 0.13947 | 905.3433 | 1.8722 | 1066.9235 | 0.54888 |  |  | 1420.766 | 0.001338 | 1271.656 | 0.015892 | [6 empty] | 1181.6306 | 0 | 1181.6237 | 0.0020623
| 1012.2794 | 0.039245 | 905.5842 | -0.041026 | 905.5842 | -0.072016 | 1012.3076 | 0 | 905.5842 | 0.72991 | 1017.4136 | 0.0017496 | 1012.2794 | 0.13881 | 905.5842 | 1.8795 | 1067.0367 | 0.5468 |  |  | 1421.384 | 0.0011467 | 1271.7352 | 0.015795 | [6 empty] | 1181.6991 | 0 | 1181.6921 | 0.0020901
| 1012.448 | 0.037109 | 905.825 | 0.028276 | 905.825 | -0.043455 | 1012.4775 | 0.0013044 | 905.825 | 0.72684 | 1017.5852 | 0.0035178 | 1012.448 | 0.13509 | 905.825 | 1.8885 | 1067.1501 | 0.54433 |  |  | 1422.003 | 0.0012867 | 1271.8145 | 0.015698 | [6 empty] | 1181.7675 | 0 | 1181.7605 | 0.0021179
| 1012.6166 | 0.031235 | 906.0658 | -0.053486 | 906.0658 | -0.00615 | 1012.6473 | 0 | 906.0658 | 0.63016 | 1017.7567 | 3.0669e-05 | 1012.6166 | 0.13389 | 906.0658 | 1.903 | 1067.2634 | 0.54176 |  |  | 1422.622 | 0.00088678 | 1271.8937 | 0.0156 | [6 empty] | 1181.8359 | 0 | 1181.829 | 0.0021409
| 1012.7852 | 0.039618 | 906.3067 | 0.048279 | 906.3067 | -0.003291 | 1012.8172 | 0.0023475 | 906.3067 | 0.69398 | 1017.9283 | 0.00051774 | 1012.7852 | 0.1316 | 906.3067 | 1.923 | 1067.3768 | 0.53879 |  |  | 1423.242 | 0.00078952 | 1271.9729 | 0.015503 | [6 empty] | 1181.9043 | 0 | 1181.8973 | 0.0021584
| 1012.9537 | 0.033211 | 906.5476 | -0.056974 | 906.5476 | -0.055625 | 1012.9871 | 0 | 906.5476 | 0.58134 | 1018.0998 | 0.0017858 | 1012.9537 | 0.13269 | 906.5476 | 1.9555 | 1067.4904 | 0.53615 |  |  | 1423.862 | 0.00068381 | 1272.0521 | 0.015406 | [6 empty] | 1181.9728 | 0 | 1181.9658 | 0.0021687
| 1013.1223 | 0.032036 | 906.7884 | 0.050203 | 906.7884 | 0.028943 | 1013.157 | 0.0018258 | 906.7884 | 0.61388 | 1018.2714 | 0.0010552 | 1013.1223 | 0.13061 | 906.7884 | 1.9718 | 1067.6036 | 0.53396 |  |  | 1424.484 | 0.0012188 | 1272.1314 | 0.015309 | [6 empty] | 1182.0411 | 0 | 1182.0343 | 0.0021727
| 1013.2908 | 0.030702 | 907.0293 | -0.034294 | 907.0293 | -0.049393 | 1013.3269 | 0 | 907.0293 | 0.52633 | 1018.4429 | 0.00058136 | 1013.2908 | 0.13072 | 907.0293 | 1.9917 | 1067.717 | 0.53242 |  |  | 1425.105 | 0.0010851 | 1272.2106 | 0.015216 | [6 empty] | 1182.1096 | 0 | 1182.1027 | 0.0021711
| 1013.4594 | 0.031716 | 907.2702 | 0.045344 | 907.2702 | 0.026945 | 1013.4968 | 0.0013044 | 907.2702 | 0.66337 | 1018.6145 | 0.0041661 | 1013.4594 | 0.12788 | 907.2702 | 2.0008 | 1067.8304 | 0.53094 |  |  | 1425.727 | 0.0013689 | 1272.2899 | 0.015124 | [6 empty] | 1182.1781 | 0 | 1182.1711 | 0.0021656
| 1013.628 | 0.031556 | 907.511 | -0.03103 | 907.511 | -0.039338 | 1013.6667 | 0 | 907.511 | 0.51084 | 1018.7861 | 0.0035329 | 1013.628 | 0.12897 | 907.511 | 2.0099 | 1067.944 | 0.52898 |  |  | 1426.35 | 0.0010206 | 1272.3691 | 0.015027 | [6 empty] | 1182.2466 | 0 | 1182.2396 | 0.0021584
| 1013.7966 | 0.036895 | 907.7519 | 0.0030047 | 907.7519 | 0.00021747 | 1013.8366 | 0.00078262 | 907.7519 | 0.68654 | 1018.9576 | 0.0057416 | 1013.7966 | 0.12635 | 907.7519 | 2.0334 | 1068.0575 | 0.52684 |  |  | 1426.973 | 0.00099144 | 1272.4485 | 0.014935 | [6 empty] | 1182.3151 | 0 | 1182.3081 | 0.0021505
| 1013.9651 | 0.040846 | 907.9928 | -0.0404 | 907.9928 | 0.021499 | 1014.0065 | 0 | 907.9928 | 0.49745 | 1019.1292 | 0.0031314 | 1013.9651 | 0.12799 | 907.9928 | 2.0406 | 1068.171 | 0.52415 |  |  | 1427.597 | 0.00090655 | 1272.5278 | 0.014848 | [6 empty] | 1182.3835 | 0 | 1182.3766 | 0.0021449
| 1014.1337 | 0.027872 | 908.2337 | -0.0055309 | 908.2337 | 0.034954 | 1014.1764 | 0.0018258 | 908.2337 | 0.641 | 1019.3007 | 0.003851 | 1014.1337 | 0.12416 | 908.2337 | 2.0733 | 1068.2845 | 0.52121 |  |  | 1428.221 | 0.0012366 | 1272.6071 | 0.014755 | [6 empty] | 1182.452 | 0 | 1182.4451 | 0.0021417
| 1014.3023 | 0.033425 | 908.4746 | -0.061173 | 908.4746 | -0.017036 | 1014.3463 | 0 | 908.4746 | 0.49285 | 1019.4723 | 0.0026192 | 1014.3023 | 0.12559 | 908.4746 | 2.0968 | 1068.3982 | 0.51841 |  |  | 1428.846 | 0.00081587 | 1272.6864 | 0.014663 | [6 empty] | 1182.5205 | 0 | 1182.5135 | 0.0021441
| 1014.4709 | 0.03257 | 908.7156 | 0.019742 | 908.7156 | 0.034913 | 1014.5162 | 0.0018258 | 908.7156 | 0.56606 | 1019.6439 | 0.0036308 | 1014.4709 | 0.12121 | 908.7156 | 2.1076 | 1068.5116 | 0.5155 |  |  | 1429.471 | 0.0011614 | 1272.7658 | 0.014576 | [6 empty] | 1182.589 | 0 | 1182.582 | 0.0021521
| 1014.6394 | 0.030114 | 908.9565 | -0.051268 | 908.9565 | -0.04182 | 1014.6861 | 0 | 908.9565 | 0.45454 | 1019.8154 | 0.0017726 | 1014.6394 | 0.1211 | 908.9565 | 2.1293 | 1068.6252 | 0.51294 |  |  | 1430.097 | 0.0010066 | 1272.8451 | 0.014489 | [6 empty] | 1182.6576 | 0 | 1182.6506 | 0.0021656
| 1014.808 | 0.037643 | 909.1974 | 0.042866 | 909.1974 | 0.041303 | 1014.856 | 0.0018258 | 909.1974 | 0.57808 | 1019.987 | 0.0038151 | 1014.808 | 0.12023 | 909.1974 | 2.1457 | 1068.7389 | 0.51159 |  |  | 1430.724 | 0.0010187 | 1272.9244 | 0.014402 | [6 empty] | 1182.7261 | 0 | 1182.7191 | 0.0021846
| 1014.9766 | 0.031075 | 909.4383 | -0.094378 | 909.4383 | -0.043399 | 1015.0259 | 0 | 909.4383 | 0.43242 | 1020.1586 | 0.0021127 | 1014.9766 | 0.12187 | 909.4383 | 2.1728 | 1068.8525 | 0.51017 |  |  | 1431.351 | 0.00090628 | 1273.0038 | 0.014315 | [6 empty] | 1182.7946 | 0 | 1182.7877 | 0.0022069
| 1015.1451 | 0.03193 | 909.6793 | 0.052753 | 909.6793 | 0.019635 | 1015.1958 | 0.0018258 | 909.6793 | 0.55524 | 1020.3301 | 0.0032995 | 1015.1451 | 0.12242 | 909.6793 | 2.1909 | 1068.9663 | 0.5073 |  |  | 1431.978 | 0.00076559 | 1273.0832 | 0.014228 | [6 empty] | 1182.8632 | 0 | 1182.8562 | 0.0022299
| 1015.3137 | 0.034332 | 909.9202 | -0.088379 | 909.9202 | -0.064205 | 1015.3657 | 0 | 909.9202 | 0.39887 | 1020.5017 | 0.0018121 | 1015.3137 | 0.12253 | 909.9202 | 2.2036 | 1069.08 | 0.50447 |  |  | 1432.606 | 0.0011352 | 1273.1626 | 0.014141 | [6 empty] | 1182.9316 | 0 | 1182.9248 | 0.0022514
| 1015.4823 | 0.035667 | 910.1612 | 0.033614 | 910.1612 | 0.013261 | 1015.5356 | 0.0013044 | 910.1612 | 0.51398 | 1020.6733 | 0.0045467 | 1015.4823 | 0.11925 | 910.1612 | 2.229 | 1069.1937 | 0.50224 |  |  | 1433.235 | 0.0011198 | 1273.2419 | 0.014059 | [6 empty] | 1183.0002 | 0 | 1182.9933 | 0.002268
| 1015.6509 | 0.030435 | 910.4021 | -0.040599 | 910.4021 | 0.025276 | 1015.7055 | 0 | 910.4021 | 0.36276 | 1020.8449 | 0.0030132 | 1015.6509 | 0.11946 | 910.4021 | 2.2416 | 1069.3075 | 0.49994 |  |  | 1433.864 | 0.00073312 | 1273.3214 | 0.013972 | [6 empty] | 1183.0689 | 0 | 1183.0619 | 0.0022776
| 1015.8194 | 0.028993 | 910.6431 | 0.082863 | 910.6431 | 0.051257 | 1015.8755 | 0.0018258 | 910.6431 | 0.50798 | 1021.0164 | 0.0055228 | 1015.8194 | 0.11553 | 910.6431 | 2.2724 | 1069.4213 | 0.49769 |  |  | 1434.494 | 0.0015444 | 1273.4008 | 0.01389 | [6 empty] | 1183.1373 | 0 | 1183.1305 | 0.0022792
| 1015.988 | 0.030061 | 910.8841 | -0.016524 | 910.8841 | -0.066828 | 1016.0454 | 0 | 910.8841 | 0.42981 | 1021.188 | 0.0014029 | 1015.988 | 0.11837 | 910.8841 | 2.2978 | 1069.5352 | 0.49498 |  |  | 1435.124 | 0.0012767 | 1273.4802 | 0.013808 | [6 empty] | 1183.2059 | 0 | 1183.199 | 0.0022728
| 1016.1566 | 0.033318 | 911.125 | 0.035405 | 911.125 | 0.040581 | 1016.2153 | 0.0018258 | 911.125 | 0.50269 | 1021.3596 | 0.0040136 | 1016.1566 | 0.11389 | 911.125 | 2.3249 | 1069.6489 | 0.49213 |  |  | 1435.755 | 0.00078038 | 1273.5597 | 0.013726 | [6 empty] | 1183.2745 | 0 | 1183.2676 | 0.0022601
| 1016.3252 | 0.024241 | 911.366 | -0.096845 | 911.366 | -0.031977 | 1016.3852 | 0 | 911.366 | 0.32477 | 1021.5312 | 0.00086217 | 1016.3252 | 0.1152 | 911.366 | 2.3358 | 1069.7628 | 0.48977 |  |  | 1436.387 | 0.00074956 | 1273.639 | 0.013644 | [6 empty] | 1183.3431 | 0 | 1183.3362 | 0.0022442
| 1016.4937 | 0.040953 | 911.607 | 0.015717 | 911.607 | 0.016941 | 1016.5551 | 0.0018258 | 911.607 | 0.48277 | 1021.7028 | 0.0035288 | 1016.4937 | 0.11039 | 911.607 | 2.3737 | 1069.8767 | 0.48787 |  |  | 1437.019 | 0.0011672 | 1273.7185 | 0.013562 | [6 empty] | 1183.4117 | 0 | 1183.4048 | 0.0022275
| 1016.6623 | 0.027124 | 911.848 | -0.011037 | 911.848 | 0.0015294 | 1016.7251 | 0 | 911.848 | 0.41479 | 1021.8744 | 0.00029507 | 1016.6623 | 0.11313 | 911.848 | 2.3811 | 1069.9906 | 0.48612 |  |  | 1437.651 | 0.0015043 | 1273.798 | 0.01348 | [6 empty] | 1183.4804 | 0 | 1183.4734 | 0.0022132
| 1016.8309 | 0.02376 | 912.089 | -0.013829 | 912.089 | 0.0086786 | 1016.895 | 0.0023475 | 912.089 | 0.46733 | 1022.0459 | 0.0046202 | 1016.8309 | 0.11138 | 912.089 | 2.4064 | 1070.1046 | 0.48344 |  |  | 1438.284 | 0.0011359 | 1273.8774 | 0.013403 | [6 empty] | 1183.549 | 0 | 1183.542 | 0.0022037
| 1016.9995 | 0.037002 | 912.33 | -0.06166 | 912.33 | 0.0021396 | 1017.0649 | 0 | 912.33 | 0.295 | 1022.2175 | 0.0037975 | 1016.9995 | 0.11542 | 912.33 | 2.4353 | 1070.2185 | 0.48043 |  |  | 1438.918 | 0.0011574 | 1273.9569 | 0.013321 | [6 empty] | 1183.6175 | 0 | 1183.6107 | 0.0022013
| 1017.168 | 0.030702 | 912.571 | 0.035677 | 912.571 | 0.042853 | 1017.2349 | 0.0023475 | 912.571 | 0.4917 | 1022.3891 | 0.0070539 | 1017.168 | 0.1116 | 912.571 | 2.4643 | 1070.3325 | 0.4783 |  |  | 1439.552 | 0.0018263 | 1274.0365 | 0.013245 | [6 empty] | 1183.6863 | 0 | 1183.6793 | 0.0022045
| 1017.3366 | 0.040152 | 912.812 | -0.070884 | 912.812 | -0.025501 | 1017.4048 | 0 | 912.812 | 0.24652 | 1022.5607 | 0.0051445 | 1017.3366 | 0.11236 | 912.812 | 2.4897 | 1070.4465 | 0.47609 |  |  | 1440.187 | 0.0011744 | 1274.116 | 0.013168 | [6 empty] | 1183.7549 | 0 | 1183.7479 | 0.0022109
| 1017.5052 | 0.029954 | 913.0531 | 0.025121 | 913.0531 | -0.011439 | 1017.5747 | 0.00078262 | 913.0531 | 0.37507 | 1022.7323 | 0.0076007 | 1017.5052 | 0.10897 | 913.053 | 2.5059 | 1070.5605 | 0.47338 |  |  | 1440.822 | 0.00074302 | 1274.1954 | 0.013086 | [6 empty] | 1183.8235 | 0 | 1183.8166 | 0.0022172
| 1017.6738 | 0.035667 | 913.2941 | -0.072083 | 913.2941 | -0.043088 | 1017.7446 | 0 | 913.2941 | 0.25778 | 1022.9039 | 0.0036516 | 1017.6738 | 0.11192 | 913.2941 | 2.5295 | 1070.6747 | 0.47094 |  |  | 1441.458 | 0.0011828 | 1274.275 | 0.013009 | [6 empty] | 1183.8922 | 0 | 1183.8853 | 0.0022204
| 1017.8423 | 0.036735 | 913.5351 | 0.038777 | 913.5351 | -0.029114 | 1017.9146 | 0.0013044 | 913.5351 | 0.40061 | 1023.0755 | 0.0041847 | 1017.8423 | 0.10777 | 913.5351 | 2.5675 | 1070.7887 | 0.46868 |  |  | 1442.095 | 0.0011181 | 1274.3545 | 0.012932 | [6 empty] | 1183.9608 | 0 | 1183.9539 | 0.0022148
| 1018.0109 | 0.025149 | 913.7762 | -0.0564 | 913.7762 | -0.048002 | 1018.0845 | 0 | 913.7762 | 0.27976 | 1023.2471 | 0.0009225 | 1018.0109 | 0.10843 | 913.7762 | 2.591 | 1070.9028 | 0.46651 |  |  | 1442.732 | 0.0010017 | 1274.4341 | 0.01286 | [6 empty] | 1184.0295 | 0 | 1184.0226 | 0.0022005
| 1018.1795 | 0.039138 | 914.0172 | 0.076292 | 914.0172 | 0.01136 | 1018.2545 | 0.0018258 | 914.0172 | 0.43736 | 1023.4187 | 0.0023956 | 1018.1795 | 0.10416 | 914.0172 | 2.611 | 1071.017 | 0.46441 |  |  | 1443.369 | 0.00074966 | 1274.5137 | 0.012784 | [6 empty] | 1184.0983 | 0 | 1184.0913 | 0.0021759
| 1018.3481 | 0.030221 | 914.2583 | -0.058252 | 914.2583 | -0.014482 | 1018.4244 | 0 | 914.2583 | 0.2196 | 1023.5903 | 2.4132e-05 | 1018.3481 | 0.10624 | 914.2583 | 2.6363 | 1071.1311 | 0.46216 |  |  | 1444.008 | 0.00072157 | 1274.5931 | 0.012707 | [6 empty] | 1184.1669 | 0 | 1184.1599 | 0.0021433
| 1018.5166 | 0.032784 | 914.4993 | 0.036433 | 914.4993 | 0.079266 | 1018.5944 | 0.0013044 | 914.4993 | 0.43511 | 1023.7619 | 0.0022991 | 1018.5166 | 0.10209 | 914.4993 | 2.6798 | 1071.2454 | 0.46004 |  |  | 1444.646 | 0.0010957 | 1274.6727 | 0.012635 | [6 empty] | 1184.2356 | 0 | 1184.2286 | 0.0021068
| 1018.6852 | 0.025042 | 914.7404 | -0.061719 | 914.7404 | 0.0070546 | 1018.7643 | 0 | 914.7404 | 0.21613 | 1023.9335 | 0.0025931 | 1018.6852 | 0.10591 | 914.7404 | 2.7033 | 1071.3595 | 0.4574 |  |  | 1445.286 | 0.00071845 | 1274.7523 | 0.012558 | [6 empty] | 1184.3043 | 0 | 1184.2974 | 0.002071
| 1018.8538 | 0.036361 | 914.9815 | 0.049849 | 914.9815 | 0.020933 | 1018.9343 | 0.0013044 | 914.9815 | 0.34136 | 1024.1051 | 0.00066473 | 1018.8538 | 0.10285 | 914.9815 | 2.7287 | 1071.4738 | 0.4544 |  |  | 1445.925 | 0.00068541 | 1274.8319 | 0.012487 | [6 empty] | 1184.373 | 0 | 1184.3661 | 0.0020385
| 1019.0224 | 0.027017 | 915.2225 | -0.07625 | 915.2225 | 0.0018161 | 1019.1042 | 0 | 915.2225 | 0.23715 | 1024.2767 | 0.0023276 | 1019.0224 | 0.10613 | 915.2225 | 2.7595 | 1071.588 | 0.45202 |  |  | 1446.566 | 0.0008023 | 1274.9115 | 0.012415 | [6 empty] | 1184.4418 | 0 | 1184.4348 | 0.0020138
| 1019.191 | 0.034172 | 915.4636 | 0.026843 | 915.4636 | 0.031604 | 1019.2742 | 0.0013044 | 915.4636 | 0.38205 | 1024.4483 | 0.00087534 | 1019.191 | 0.10209 | 915.4636 | 2.783 | 1071.7023 | 0.44928 |  |  | 1447.207 | 0.0012285 | 1274.9912 | 0.012338 | [6 empty] | 1184.5105 | 0 | 1184.5035 | 0.0019979
| 1019.3595 | 0.031449 | 915.7047 | -0.06724 | 915.7047 | 0.025105 | 1019.4441 | 0 | 915.7047 | 0.23616 | 1024.62 | 0.0007533 | 1019.3595 | 0.10449 | 915.7047 | 2.8101 | 1071.8166 | 0.44612 |  |  | 1447.848 | 0.00089418 | 1275.0708 | 0.012266 | [6 empty] | 1184.5792 | 0 | 1184.5723 | 0.0019908
| 1019.5281 | 0.029313 | 915.9458 | 0.019386 | 915.9458 | 0.045467 | 1019.6141 | 0.0013044 | 915.9458 | 0.36948 | 1024.7916 | 0.0042607 | 1019.5281 | 0.099135 | 915.9458 | 2.8265 | 1071.9309 | 0.44367 |  |  | 1448.49 | 0.0013095 | 1275.1504 | 0.012195 | [6 empty] | 1184.648 | 0 | 1184.641 | 0.0019932
| 1019.6967 | 0.024668 | 916.1869 | -0.078425 | 916.1869 | 0.030352 | 1019.784 | 0 | 916.1869 | 0.20406 | 1024.9632 | 0.00057396 | 1019.6967 | 0.10154 | 916.1869 | 2.8609 | 1072.0452 | 0.44203 |  |  | 1449.133 | 0.0010885 | 1275.2301 | 0.012123 | [6 empty] | 1184.7167 | 0 | 1184.7098 | 0.0020011
| 1019.8653 | 0.025255 | 916.428 | 0.021745 | 916.428 | 0.0025957 | 1019.954 | 0.0018258 | 916.428 | 0.27809 | 1025.1348 | 0.0036387 | 1019.8653 | 0.09837 | 916.428 | 2.897 | 1072.1595 | 0.44049 |  |  | 1449.776 | 0.0014586 | 1275.3097 | 0.012051 | [6 empty] | 1184.7855 | 0 | 1184.7786 | 0.0020138
| 1020.0338 | 0.029473 | 916.6692 | -0.036146 | 916.6692 | -0.040132 | 1020.124 | 0 | 916.6692 | 0.21687 | 1025.3064 | 0.0011663 | 1020.0338 | 0.10132 | 916.6691 | 2.9224 | 1072.274 | 0.43891 |  |  | 1450.421 | 0.0012059 | 1275.3894 | 0.011979 | [6 empty] | 1184.8543 | 0 | 1184.8473 | 0.0020289
| 1020.2024 | 0.031823 | 916.9103 | 0.043183 | 916.9103 | 0.025141 | 1020.2939 | 0.0028693 | 916.9103 | 0.33521 | 1025.478 | 0.0033269 | 1020.2024 | 0.095528 | 916.9103 | 2.9586 | 1072.3884 | 0.43707 |  |  | 1451.065 | 0.0007257 | 1275.469 | 0.011913 | [6 empty] | 1184.9231 | 0 | 1184.9161 | 0.0020464
| 1020.371 | 0.031449 | 917.1514 | -0.045386 | 917.1514 | 0.0045016 | 1020.4639 | 0 | 917.1514 | 0.1458 | 1025.6497 | 0.0010037 | 1020.371 | 0.094544 | 917.1514 | 2.9894 | 1072.5029 | 0.4346 |  |  | 1451.71 | 0.0007676 | 1275.5487 | 0.011841 | [6 empty] | 1184.9918 | 0 | 1184.9849 | 0.0020663
| 1020.5396 | 0.040846 | 917.3925 | 0.038924 | 917.3925 | 0.052998 | 1020.6339 | 0.00078262 | 917.3925 | 0.32565 | 1025.8213 | 0.0039895 | 1020.5396 | 0.092031 | 917.3925 | 3.022 | 1072.6173 | 0.43206 |  |  | 1452.355 | 0.0012225 | 1275.6284 | 0.011769 | [6 empty] | 1185.0607 | 0 | 1185.0537 | 0.0020893
| 1020.7082 | 0.036308 | 917.6337 | -0.089353 | 917.6337 | -0.028545 | 1020.8038 | 0 | 917.6337 | 0.25412 | 1025.9929 | 0.0021785 | 1020.7082 | 0.094654 | 917.6337 | 3.0419 | 1072.7318 | 0.42966 |  |  | 1453.002 | 0.0011327 | 1275.7081 | 0.011703 | [6 empty] | 1185.1294 | 0 | 1185.1224 | 0.0021171
| 1020.8767 | 0.04405 | 917.8748 | 0.012864 | 917.8748 | -0.045736 | 1020.9738 | 0.0023475 | 917.8748 | 0.24641 | 1026.1645 | 0.0053409 | 1020.8767 | 0.094654 | 917.8748 | 3.0601 | 1072.8463 | 0.42707 |  |  | 1453.648 | 0.00092399 | 1275.7878 | 0.011631 | [6 empty] | 1185.1982 | 0 | 1185.1913 | 0.0021497
| 1021.0453 | 0.035293 | 918.116 | -0.071383 | 918.116 | -0.034117 | 1021.1438 | 0 | 918.116 | 0.14791 | 1026.3362 | 0.0017112 | 1021.0453 | 0.097168 | 918.116 | 3.0872 | 1072.9609 | 0.42476 |  |  | 1454.296 | 0.0012711 | 1275.8675 | 0.01156 | [6 empty] | 1185.2671 | 0 | 1185.2601 | 0.0021886
| 1021.2139 | 0.027765 | 918.3571 | 0.07037 | 918.3571 | 0.031398 | 1021.3138 | 0.0013044 | 918.3571 | 0.31752 | 1026.5078 | 0.0021927 | 1021.2139 | 0.094326 | 918.3571 | 3.1143 | 1073.0754 | 0.42306 |  |  | 1454.943 | 0.00082299 | 1275.9473 | 0.011493 | [6 empty] | 1185.3359 | 0 | 1185.329 | 0.0022315
| 1021.3825 | 0.027017 | 918.5983 | -0.082927 | 918.5983 | -0.041153 | 1021.4837 | 0 | 918.5983 | 0.13834 | 1026.6794 | 0.00053178 | 1021.3825 | 0.096184 | 918.5983 | 3.1452 | 1073.1901 | 0.42097 |  |  | 1455.592 | 0.00079568 | 1276.027 | 0.011426 | [6 empty] | 1185.4047 | 0 | 1185.3978 | 0.0022768
| 1021.5511 | 0.025149 | 918.8395 | 0.03718 | 918.8395 | 0.004687 | 1021.6537 | 0.0018258 | 918.8395 | 0.2659 | 1026.851 | 0.0040759 | 1021.5511 | 0.09214 | 918.8395 | 3.1795 | 1073.3047 | 0.41844 |  |  | 1456.241 | 0.0011444 | 1276.1068 | 0.011355 | [6 empty] | 1185.4735 | 0 | 1185.4666 | 0.0023205
| 1021.7196 | 0.042608 | 919.0806 | -0.065394 | 919.0806 | -0.043655 | 1021.8237 | 0 | 919.0806 | 0.1629 | 1027.0227 | 0.0010835 | 1021.7196 | 0.095528 | 919.0806 | 3.2085 | 1073.4193 | 0.41641 |  |  | 1456.89 | 0.0010467 | 1276.1865 | 0.011288 | [6 empty] | 1185.5424 | 0 | 1185.5354 | 0.0023578
| 1021.8882 | 0.033638 | 919.3218 | 0.037582 | 919.3218 | -0.0041656 | 1021.9937 | 0.0013044 | 919.3218 | 0.30441 | 1027.1943 | 0.0048591 | 1021.8882 | 0.091593 | 919.3218 | 3.2302 | 1073.5341 | 0.41494 |  |  | 1457.541 | 0.0015119 | 1276.2664 | 0.011221 | [6 empty] | 1185.6113 | 0 | 1185.6044 | 0.0023856
| 1022.0568 | 0.0291 | 919.563 | -0.019703 | 919.563 | 0.040383 | 1022.1637 | 0 | 919.563 | 0.14885 | 1027.3659 | 0.0039234 | 1022.0568 | 0.093779 | 919.563 | 3.2574 | 1073.6487 | 0.413 |  |  | 1458.191 | 0.0011757 | 1276.3461 | 0.01115 | [6 empty] | 1185.6802 | 0 | 1185.6732 | 0.0023999
| 1022.2254 | 0.03556 | 919.8042 | 0.05331 | 919.8042 | 0.02062 | 1022.3337 | 0.0013044 | 919.8042 | 0.30292 | 1027.5376 | 0.0057416 | 1022.2254 | 0.0905 | 919.8042 | 3.2882 | 1073.7634 | 0.41047 |  |  | 1458.843 | 0.00080413 | 1276.4259 | 0.011083 | [6 empty] | 1185.749 | 0 | 1185.7421 | 0.0023983
| 1022.394 | 0.035026 | 920.0454 | -0.066751 | 920.0454 | 0.00036 | 1022.5036 | 0 | 920.0454 | 0.15216 | 1027.7092 | 0.0023814 | 1022.394 | 0.092796 | 920.0454 | 3.3171 | 1073.8782 | 0.40832 |  |  | 1459.495 | 0.0006946 | 1276.5057 | 0.011017 | [6 empty] | 1185.8179 | 0 | 1185.8109 | 0.0023816
| 1022.5625 | 0.040099 | 920.2866 | 0.0096694 | 920.2866 | 0.050908 | 1022.6736 | 0.0018258 | 920.2866 | 0.25541 | 1027.8809 | 0.0066711 | 1022.5625 | 0.089517 | 920.2866 | 3.3516 | 1073.9929 | 0.40611 |  |  | 1460.147 | 0.0013492 | 1276.5855 | 0.01095 | [6 empty] | 1185.8868 | 0 | 1185.8799 | 0.0023523
| 1022.7311 | 0.029367 | 920.5278 | -0.05009 | 920.5278 | 0.006275 | 1022.8436 | 0 | 920.5278 | 0.12313 | 1028.0525 | 0.0037492 | 1022.7311 | 0.091593 | 920.5278 | 3.3715 | 1074.1078 | 0.40344 |  |  | 1460.8 | 0.00085127 | 1276.6653 | 0.010883 | [6 empty] | 1185.9557 | 0 | 1185.9487 | 0.0023149
| 1022.8997 | 0.031716 | 920.769 | 0.032201 | 920.769 | 0.045393 | 1023.0136 | 0.0018258 | 920.769 | 0.2829 | 1028.2241 | 0.0076554 | 1022.8997 | 0.088861 | 920.769 | 3.395 | 1074.2225 | 0.40127 |  |  | 1461.454 | 0.00094903 | 1276.7451 | 0.010812 | [6 empty] | 1186.0245 | 0 | 1186.0176 | 0.0022744
| 1023.0683 | 0.03193 | 921.0103 | -0.066382 | 921.0103 | 0.010097 | 1023.1836 | 0 | 921.0103 | 0.13189 | 1028.3958 | 0.0032918 | 1023.0683 | 0.089954 | 921.0103 | 3.4221 | 1074.3374 | 0.39936 |  |  | 1462.108 | 0.00061909 | 1276.8249 | 0.010745 | [6 empty] | 1186.0935 | 0 | 1186.0865 | 0.0022371
| 1023.2369 | 0.032303 | 921.2515 | 0.0474 | 921.2515 | 0.038781 | 1023.3536 | 0.0018258 | 921.2515 | 0.20697 | 1028.5674 | 0.0051237 | 1023.2369 | 0.084707 | 921.2515 | 3.4493 | 1074.4523 | 0.39684 |  |  | 1462.763 | 0.0011378 | 1276.9048 | 0.010679 | [6 empty] | 1186.1625 | 0 | 1186.1555 | 0.0022077
| 1023.4054 | 0.028245 | 921.4927 | -0.023115 | 921.4927 | 0.011627 | 1023.5236 | 0 | 921.4927 | 0.099499 | 1028.7391 | 2.7423e-05 | 1023.4054 | 0.087112 | 921.4927 | 3.4946 | 1074.5671 | 0.39457 |  |  | 1463.418 | 0.0013768 | 1276.9847 | 0.010612 | [6 empty] | 1186.2313 | 0 | 1186.2244 | 0.0021894
| 1023.574 | 0.035934 | 921.734 | 0.049785 | 921.734 | 0.068742 | 1023.6936 | 0.0018258 | 921.734 | 0.18883 | 1028.9107 | 0.0038776 | 1023.574 | 0.085254 | 921.734 | 3.5381 | 1074.6821 | 0.3927 |  |  | 1464.074 | 0.00081464 | 1277.0646 | 0.010545 | [6 empty] | 1186.3003 | 0 | 1186.2933 | 0.0021846
| 1023.7426 | 0.031556 | 921.9752 | -0.042858 | 921.9752 | -0.043164 | 1023.8636 | 0 | 921.9752 | 0.073841 | 1029.0824 | 0.00068887 | 1023.7426 | 0.089626 | 921.9752 | 3.5652 | 1074.7971 | 0.39022 |  |  | 1464.731 | 0.001509 | 1277.1444 | 0.010479 | [6 empty] | 1186.3693 | 0 | 1186.3623 | 0.002191
| 1023.9112 | 0.036255 | 922.2165 | 0.042533 | 922.2165 | 0.0069732 | 1024.0336 | 0.0018258 | 922.2165 | 0.18479 | 1029.254 | 0.0045401 | 1023.9112 | 0.08744 | 922.2165 | 3.5942 | 1074.912 | 0.38823 |  |  | 1465.388 | 0.0012547 | 1277.2244 | 0.010412 | [6 empty] | 1186.4382 | 0 | 1186.4313 | 0.0022053
| 1024.0798 | 0.028833 | 922.4577 | -0.05013 | 922.4577 | -0.032178 | 1024.2036 | 0 | 922.4577 | 0.086438 | 1029.4257 | 0.0026096 | 1024.0798 | 0.090282 | 922.4577 | 3.634 | 1075.027 | 0.387 |  |  | 1466.046 | 0.00081679 | 1277.3042 | 0.010346 | [6 empty] | 1186.5072 | 0 | 1186.5002 | 0.0022228
| 1024.2484 | 0.031289 | 922.699 | 0.066822 | 922.699 | 0.014416 | 1024.3736 | 0.0018258 | 922.699 | 0.19972 | 1029.5973 | 0.006343 | 1024.2484 | 0.088533 | 922.699 | 3.6648 | 1075.1421 | 0.38505 |  |  | 1466.704 | 0.00064862 | 1277.3842 | 0.010279 | [6 empty] | 1186.5762 | 0 | 1186.5692 | 0.0022379
| 1024.4169 | 0.05003 | 922.9403 | -0.039481 | 922.9403 | -0.040308 | 1024.5437 | 0 | 922.9403 | 0.052694 | 1029.769 | 0.00093458 | 1024.4169 | 0.090938 | 922.9403 | 3.7046 | 1075.2571 | 0.3827 |  |  | 1467.363 | 0.0011312 | 1277.4641 | 0.010213 | [6 empty] | 1186.6451 | 0 | 1186.6382 | 0.002245
| 1024.5855 | 0.036255 | 923.1816 | 0.011252 | 923.1816 | 0.053286 | 1024.7137 | 0.0018258 | 923.1816 | 0.23713 | 1029.9407 | 0.0023518 | 1024.5855 | 0.087549 | 923.1816 | 3.73 | 1075.3722 | 0.38053 |  |  | 1468.023 | 0.00092295 | 1277.5441 | 0.010146 | [6 empty] | 1186.7141 | 0 | 1186.7071 | 0.002241
| 1024.7541 | 0.037803 | 923.4228 | -0.066126 | 923.4228 | -0.018584 | 1024.8837 | 0 | 923.4228 | 0.095869 | 1030.1123 | 0.0011035 | 1024.7541 | 0.088642 | 923.4229 | 3.7553 | 1075.4872 | 0.37858 |  |  | 1468.683 | 0.0007495 | 1277.6239 | 0.010079 | [6 empty] | 1186.7831 | 0 | 1186.7761 | 0.0022236
| 1024.9227 | 0.033051 | 923.6641 | 0.023733 | 923.6641 | 0.013043 | 1025.0537 | 0.00078262 | 923.6641 | 0.21962 | 1030.284 | 0.003973 | 1024.9227 | 0.086347 | 923.6641 | 3.7951 | 1075.6022 | 0.377 |  |  | 1469.344 | 0.0011484 | 1277.7039 | 0.010013 | [6 empty] | 1186.852 | 0 | 1186.8451 | 0.0021934
| 1025.0913 | 0.03209 | 923.9054 | -0.043403 | 923.9054 | -0.0086478 | 1025.2237 | 0 | 923.9054 | 0.078245 | 1030.4556 | 0.00056162 | 1025.0913 | 0.089079 | 923.9054 | 3.8242 | 1075.7174 | 0.3753 |  |  | 1470.005 | 0.0012675 | 1277.7838 | 0.0099462 | [6 empty] | 1186.9211 | 0 | 1186.9142 | 0.0021529
| 1025.2598 | 0.035774 | 924.1467 | 0.023485 | 924.1467 | 0.020605 | 1025.3937 | 0.0023475 | 924.1467 | 0.19218 | 1030.6273 | 0.0052959 | 1025.2598 | 0.086238 | 924.1467 | 3.8603 | 1075.8325 | 0.37309 |  |  | 1470.667 | 0.0015367 | 1277.8639 | 0.0098796 | [6 empty] | 1186.9901 | 0 | 1186.9832 | 0.0021068
| 1025.4284 | 0.025149 | 924.388 | -0.081486 | 924.388 | 0.0093179 | 1025.5637 | 0 | 924.388 | 0.04579 | 1030.799 | 0.004935 | 1025.4284 | 0.087003 | 924.388 | 3.9002 | 1075.9478 | 0.37059 |  |  | 1471.329 | 0.0010281 | 1277.9439 | 0.009813 | [6 empty] | 1187.0592 | 0 | 1187.0522 | 0.0020583
| 1025.597 | 0.040473 | 924.6294 | 0.035447 | 924.6294 | -0.0065623 | 1025.7338 | 0.0013044 | 924.6294 | 0.18617 | 1030.9706 | 0.007382 | 1025.597 | 0.084707 | 924.6294 | 3.9328 | 1076.0631 | 0.36809 |  |  | 1471.993 | 0.00067277 | 1278.0238 | 0.0097465 | [6 empty] | 1187.1282 | 0 | 1187.1212 | 0.0020122
| 1025.7656 | 0.044691 | 924.8707 | -0.086801 | 924.8707 | -0.019398 | 1025.9038 | 0 | 924.8707 | 0.055867 | 1031.1423 | 0.0038622 | 1025.7656 | 0.087659 | 924.8707 | 3.96 | 1076.1783 | 0.36629 |  |  | 1472.656 | 0.001099 | 1278.1038 | 0.0096799 | [6 empty] | 1187.1973 | 0 | 1187.1903 | 0.0019701
| 1025.9342 | 0.030595 | 925.112 | 0.0029221 | 925.112 | 0.039647 | 1026.0738 | 0.0013044 | 925.112 | 0.19882 | 1031.314 | 0.0091318 | 1025.9342 | 0.083942 | 925.112 | 3.9871 | 1076.2935 | 0.36503 |  |  | 1473.321 | 0.0015335 | 1278.1838 | 0.0096133 | [6 empty] | 1187.2662 | 0 | 1187.2593 | 0.0019336
| 1026.1028 | 0.042341 | 925.3533 | -0.085198 | 925.3533 | -0.062527 | 1026.2438 | 0 | 925.3533 | 0.039351 | 1031.4856 | 0.0068352 | 1026.1028 | 0.086675 | 925.3533 | 4.0106 | 1076.4087 | 0.36316 |  |  | 1473.986 | 0.0008728 | 1278.2638 | 0.0095467 | [6 empty] | 1187.3353 | 0 | 1187.3284 | 0.0019026
| 1026.2713 | 0.03791 | 925.5947 | 0.04567 | 925.5947 | 0.024366 | 1026.4139 | 0.00026087 | 925.5947 | 0.23237 | 1031.6573 | 0.0077101 | 1026.2713 | 0.082084 | 925.5947 | 4.0378 | 1076.524 | 0.36103 |  |  | 1474.651 | 0.00092313 | 1278.3439 | 0.0094801 | [6 empty] | 1187.4044 | 0 | 1187.3975 | 0.0018772
| 1026.4399 | 0.052646 | 925.836 | -0.045328 | 925.836 | -0.023072 | 1026.5839 | 0 | 925.836 | 0.0066024 | 1031.829 | 0.0043635 | 1026.4399 | 0.085473 | 925.836 | 4.083 | 1076.6394 | 0.35912 |  |  | 1475.317 | 0.0013008 | 1278.424 | 0.0094135 | [6 empty] | 1187.4735 | 0 | 1187.4666 | 0.0018565
| 1026.6085 | 0.032677 | 926.0774 | 0.069606 | 926.0774 | 0.046731 | 1026.7539 | 0.0013044 | 926.0774 | 0.23987 | 1032.0006 | 0.0071633 | 1026.6085 | 0.083614 | 926.0774 | 4.1121 | 1076.7548 | 0.357 |  |  | 1475.984 | 0.0013162 | 1278.5039 | 0.009347 | [6 empty] | 1187.5426 | 0 | 1187.5356 | 0.0018399
| 1026.7771 | 0.024615 | 926.3187 | -0.065059 | 926.3187 | 0.044377 | 1026.924 | 0 | 926.3187 | 0.067894 | 1032.1723 | 0.0015061 | 1026.7771 | 0.087112 | 926.3187 | 4.1519 | 1076.8701 | 0.35481 |  |  | 1476.651 | 0.001173 | 1278.584 | 0.0092753 | [6 empty] | 1187.6117 | 0 | 1187.6047 | 0.0018264
| 1026.9457 | 0.030702 | 926.5601 | 0.023418 | 926.5601 | 0.063083 | 1027.094 | 0.0013044 | 926.5601 | 0.13429 | 1032.344 | 0.0027873 | 1026.9457 | 0.083614 | 926.5601 | 4.1954 | 1076.9855 | 0.3528 |  |  | 1477.319 | 0.00078305 | 1278.6641 | 0.0092087 | [6 empty] | 1187.6808 | 0 | 1187.6738 | 0.0018152
| 1027.1143 | 0.031075 | 926.8014 | -0.021259 | 926.8014 | -0.021197 | 1027.264 | 0 | 926.8014 | 0.053015 | 1032.5157 | 0.00016454 | 1027.1143 | 0.084161 | 926.8015 | 4.2243 | 1077.101 | 0.35109 |  |  | 1477.988 | 0.00090172 | 1278.7441 | 0.0091421 | [6 empty] | 1187.7499 | 0 | 1187.7429 | 0.0018081
| 1027.2828 | 0.035293 | 927.0428 | 0.087689 | 927.0428 | 0.03042 | 1027.4341 | 0.0013044 | 927.0428 | 0.19675 | 1032.6874 | 0.0042099 | 1027.2828 | 0.080991 | 927.0428 | 4.2569 | 1077.2164 | 0.34949 |  |  | 1478.657 | 0.0007098 | 1278.8242 | 0.0090755 | [6 empty] | 1187.819 | 0 | 1187.812 | 0.0018033
| 1027.4514 | 0.034706 | 927.2842 | -0.048489 | 927.2842 | 0.010823 | 1027.6041 | 0 | 927.2842 | 0.098887 | 1032.859 | 0.0032458 | 1027.4514 | 0.085473 | 927.2842 | 4.2841 | 1077.3319 | 0.3474 |  |  | 1479.327 | 0.0009996 | 1278.9044 | 0.0090089 | [6 empty] | 1187.8881 | 0 | 1187.8811 | 0.0018033
| 1027.62 | 0.037643 | 927.5256 | -0.0045603 | 927.5256 | 0.0027616 | 1027.7742 | 0.0013044 | 927.5256 | 0.13323 | 1033.0307 | 0.0076007 | 1027.62 | 0.082303 | 927.5256 | 4.304 | 1077.4474 | 0.34504 |  |  | 1479.997 | 0.0012532 | 1278.9845 | 0.0089424 | [6 empty] | 1187.9573 | 0 | 1187.9503 | 0.0018081
| 1027.7886 | 0.042448 | 927.767 | -0.050434 | 927.767 | -0.00089088 | 1027.9442 | 0 | 927.767 | 0.081879 | 1033.2024 | 0.0036253 | 1027.7886 | 0.084817 | 927.767 | 4.3366 | 1077.563 | 0.34251 |  |  | 1480.668 | 0.00094854 | 1279.0646 | 0.0088758 | [6 empty] | 1188.0264 | 0 | 1188.0194 | 0.00182
| 1027.9572 | 0.042822 | 928.0084 | 0.00095026 | 928.0084 | 0.05146 | 1028.1143 | 0.0013044 | 928.0084 | 0.12947 | 1033.3741 | 0.0056322 | 1027.9572 | 0.080554 | 928.0084 | 4.3728 | 1077.6785 | 0.3399 |  |  | 1481.34 | 0.0010258 | 1279.1448 | 0.0088092 | [6 empty] | 1188.0956 | 0 | 1188.0886 | 0.0018375
| 1028.1257 | 0.03193 | 928.2498 | -0.010739 | 928.2498 | -0.010943 | 1028.2843 | 0 | 928.2498 | 0.044299 | 1033.5458 | 0.00086766 | 1028.1257 | 0.084598 | 928.2498 | 4.4126 | 1077.7941 | 0.33788 |  |  | 1482.012 | 0.00090394 | 1279.2249 | 0.0087426 | [6 empty] | 1188.1647 | 0 | 1188.1577 | 0.0018621
| 1028.2943 | 0.029473 | 928.4912 | 0.055177 | 928.4912 | 0.038737 | 1028.4544 | 0.0013044 | 928.4912 | 0.22299 | 1033.7175 | 0.0015236 | 1028.2943 | 0.080445 | 928.4912 | 4.4398 | 1077.9097 | 0.33671 |  |  | 1482.685 | 0.0010505 | 1279.305 | 0.0086709 | [6 empty] | 1188.2339 | 0 | 1188.2269 | 0.0018907
| 1028.4629 | 0.037162 | 928.7326 | -0.090676 | 928.7326 | 0.0061044 | 1028.6244 | 0 | 928.7326 | -0.00018992 | 1033.8892 | 0.0018834 | 1028.4629 | 0.083287 | 928.7326 | 4.4815 | 1078.0254 | 0.33572 |  |  | 1483.358 | 0.0013668 | 1279.3853 | 0.0086043 | [6 empty] | 1188.303 | 0 | 1188.296 | 0.0019233
| 1028.6315 | 0.031182 | 928.974 | 0.026462 | 928.974 | -0.0062541 | 1028.7945 | 0.0018258 | 928.974 | 0.15631 | 1034.0609 | 0.0031207 | 1028.6315 | 0.079242 | 928.974 | 4.5158 | 1078.141 | 0.3341 |  |  | 1484.032 | 0.0016082 | 1279.4653 | 0.0085378 | [6 empty] | 1188.3722 | 0 | 1188.3652 | 0.0019566
| 1028.8001 | 0.050778 | 929.2154 | -0.019184 | 929.2154 | -0.02805 | 1028.9645 | 0 | 929.2154 | 0.047404 | 1034.2325 | 0.00028629 | 1028.8001 | 0.082521 | 929.2155 | 4.5339 | 1078.2567 | 0.3322 |  |  | 1484.707 | 0.00093886 | 1279.5455 | 0.0084712 | [6 empty] | 1188.4414 | 0 | 1188.4344 | 0.0019892
| 1028.9687 | 0.040206 | 929.4569 | 0.055243 | 929.4569 | -0.036079 | 1029.1346 | 0.0023475 | 929.4569 | 0.15841 | 1034.4042 | 0.0034235 | 1028.9687 | 0.078259 | 929.4569 | 4.5629 | 1078.3724 | 0.33042 |  |  | 1485.382 | 0.0013701 | 1279.6257 | 0.0084046 | [6 empty] | 1188.5106 | 0 | 1188.5037 | 0.0020202
| 1029.1372 | 0.033211 | 929.6983 | -0.037205 | 929.6983 | 0.035433 | 1029.3046 | 0 | 929.6983 | 0.0071393 | 1034.5759 | 0.0012757 | 1029.1372 | 0.080882 | 929.6983 | 4.5955 | 1078.4882 | 0.32845 |  |  | 1486.058 | 0.0010372 | 1279.7059 | 0.008338 | [6 empty] | 1188.5798 | 0 | 1188.5729 | 0.002048
| 1029.3058 | 0.040633 | 929.9398 | 0.04524 | 929.9398 | 0.0056509 | 1029.4747 | 0.0018258 | 929.9398 | 0.19078 | 1034.7476 | 0.0057416 | 1029.3058 | 0.07804 | 929.9398 | 4.6299 | 1078.6039 | 0.32644 |  |  | 1486.734 | 0.0010251 | 1279.7861 | 0.0082714 | [6 empty] | 1188.649 | 0 | 1188.6421 | 0.0020726
| 1029.4744 | 0.037055 | 930.1812 | -0.056277 | 930.1812 | -0.0070721 | 1029.6448 | 0 | 930.1812 | -0.0060932 | 1034.9193 | 0.0031401 | 1029.4744 | 0.081756 | 930.1812 | 4.6697 | 1078.7197 | 0.32438 |  |  | 1487.411 | 0.00096039 | 1279.8663 | 0.0082048 | [6 empty] | 1188.7183 | 0 | 1188.7113 | 0.0020949
| 1029.643 | 0.031449 | 930.4227 | 0.0094367 | 930.4227 | -0.045432 | 1029.8148 | 0.0023475 | 930.4227 | 0.21051 | 1035.091 | 0.0089678 | 1029.643 | 0.07968 | 930.4227 | 4.6968 | 1078.8354 | 0.32211 |  |  | 1488.089 | 0.0011561 | 1279.9467 | 0.0081383 | [6 empty] | 1188.7875 | 0 | 1188.7805 | 0.0021139
| 1029.8116 | 0.0354 | 930.6641 | -0.09577 | 930.6641 | 0.024093 | 1029.9849 | 0 | 930.6641 | 0.012116 | 1035.2627 | 0.0044893 | 1029.8116 | 0.082412 | 930.6641 | 4.7331 | 1078.9513 | 0.31975 |  |  | 1488.767 | 0.0012641 | 1280.0269 | 0.0080717 | [6 empty] | 1188.8567 | 0 | 1188.8497 | 0.0021306
| 1029.9802 | 0.039245 | 930.9056 | 0.05615 | 930.9056 | 0.031549 | 1030.155 | 0.00078262 | 930.9056 | 0.1961 | 1035.4344 | 0.0066711 | 1029.9802 | 0.079133 | 930.9056 | 4.7729 | 1079.0671 | 0.31769 |  |  | 1489.446 | 0.00082744 | 1280.1071 | 0.0080051 | [6 empty] | 1188.9259 | 0 | 1188.9189 | 0.0021425
| 1030.1488 | 0.03775 | 931.1471 | -0.063201 | 931.1471 | -0.014011 | 1030.325 | 0 | 931.1471 | 0.0081417 | 1035.6061 | 0.002879 | 1030.1488 | 0.080445 | 931.1471 | 4.7875 | 1079.1832 | 0.31643 |  |  | 1490.126 | 0.00077859 | 1280.1874 | 0.0079385 | [6 empty] | 1188.9952 | 0 | 1188.9882 | 0.0021489
| 1030.3173 | 0.043836 | 931.3885 | 0.068883 | 931.3885 | 0.084586 | 1030.4951 | 0.00078262 | 931.3885 | 0.16101 | 1035.7778 | 0.0053682 | 1030.3173 | 0.077712 | 931.3886 | 4.8073 | 1079.2988 | 0.31508 |  |  | 1490.806 | 0.0011959 | 1280.2677 | 0.0078719 | [6 empty] | 1189.0645 | 0 | 1189.0575 | 0.0021473
| 1030.4859 | 0.030862 | 931.63 | -0.065103 | 931.63 | -0.015412 | 1030.6652 | 0 | 931.63 | 0.057564 | 1035.9495 | 0.00053971 | 1030.4859 | 0.080445 | 931.63 | 4.8381 | 1079.4148 | 0.31286 |  |  | 1491.487 | 0.00092198 | 1280.3479 | 0.0078054 | [6 empty] | 1189.1337 | 0 | 1189.1267 | 0.0021378
| 1030.6545 | 0.033798 | 931.8715 | 0.066049 | 931.8715 | 0.040351 | 1030.8353 | 0.0013044 | 931.8715 | 0.13538 | 1036.1212 | 0.0048933 | 1030.6545 | 0.077603 | 931.8715 | 4.8816 | 1079.5308 | 0.31088 |  |  | 1492.168 | 0.0015582 | 1280.4282 | 0.0077388 | [6 empty] | 1189.203 | 0 | 1189.196 | 0.0021219
| 1030.8231 | 0.039992 | 932.113 | -0.072883 | 932.113 | -0.011265 | 1031.0053 | 0 | 932.113 | -0.010275 | 1036.293 | 7.706e-06 | 1030.8231 | 0.080773 | 932.113 | 4.9105 | 1079.6467 | 0.30938 |  |  | 1492.85 | 0.00073 | 1280.5085 | 0.0076722 | [6 empty] | 1189.2722 | 0 | 1189.2653 | 0.0020996
| 1030.9917 | 0.031716 | 932.3545 | 0.065815 | 932.3545 | 0.018691 | 1031.1754 | 0.0013044 | 932.3545 | 0.18264 | 1036.4647 | 0.0024242 | 1030.9917 | 0.078696 | 932.3545 | 4.9305 | 1079.7627 | 0.30766 |  |  | 1493.533 | 0.0011648 | 1280.5889 | 0.0076056 | [6 empty] | 1189.3416 | 0 | 1189.3346 | 0.002075
| 1031.1602 | 0.030061 | 932.596 | -0.064445 | 932.596 | -0.00051778 | 1031.3455 | 0 | 932.596 | -0.022093 | 1036.6364 | 0.0012582 | 1031.1602 | 0.082959 | 932.596 | 4.9631 | 1079.8788 | 0.30565 |  |  | 1494.216 | 0.00087133 | 1280.6692 | 0.007539 | [6 empty] | 1189.4109 | 0 | 1189.4039 | 0.0020496
| 1031.3288 | 0.033531 | 932.8375 | 0.020722 | 932.8375 | 0.057075 | 1031.5156 | 0.0018258 | 932.8375 | 0.18568 | 1036.8081 | 0.0039533 | 1031.3288 | 0.07968 | 932.8375 | 4.992 | 1079.9949 | 0.30337 |  |  | 1494.9 | 0.0014591 | 1280.7495 | 0.0074776 | [6 empty] | 1189.4802 | 0 | 1189.4733 | 0.0020258
| 1031.4974 | 0.032197 | 933.0791 | -0.031787 | 933.0791 | 0.018992 | 1031.6856 | 0 | 933.0791 | -0.017678 | 1036.9798 | 0.001053 | 1031.4974 | 0.08427 | 933.0791 | 5.0264 | 1080.1108 | 0.3015 |  |  | 1495.585 | 0.0012875 | 1280.8298 | 0.007411 | [6 empty] | 1189.5494 | 0 | 1189.5425 | 0.0020051
| 1031.666 | 0.037109 | 933.3206 | 0.021425 | 933.3206 | 0.030049 | 1031.8557 | 0.0023475 | 933.3206 | 0.13602 | 1037.1515 | 0.0031723 | 1031.666 | 0.081428 | 933.3206 | 5.0481 | 1080.2272 | 0.29985 |  |  | 1496.27 | 0.00054661 | 1280.9102 | 0.0073444 | [6 empty] | 1189.6188 | 0 | 1189.6118 | 0.0019876
| 1031.8346 | 0.028139 | 933.5621 | -0.086537 | 933.5621 | -0.093416 | 1032.0258 | 0 | 933.5621 | -0.0031673 | 1037.3232 | 0.0036944 | 1031.8346 | 0.084489 | 933.5621 | 5.0844 | 1080.3431 | 0.29817 |  |  | 1496.956 | 0.001162 | 1280.9906 | 0.007283 | [6 empty] | 1189.6881 | 0 | 1189.6811 | 0.0019717
| 1032.0032 | 0.043943 | 933.8037 | 0.060436 | 933.8037 | -0.014315 | 1032.1959 | 0.0023475 | 933.8037 | 0.1333 | 1037.495 | 1.0969e-06 | 1032.0032 | 0.079133 | 933.8036 | 5.117 | 1080.4594 | 0.29692 |  |  | 1497.642 | 0.00073529 | 1281.0709 | 0.0072164 | [6 empty] | 1189.7575 | 0 | 1189.7505 | 0.0019574
| 1032.1717 | 0.026483 | 934.0452 | -0.040951 | 934.0452 | -0.078455 | 1032.366 | 0 | 934.0452 | 0.03511 | 1037.6667 | 0.0039829 | 1032.1717 | 0.082194 | 934.0452 | 5.1459 | 1080.5754 | 0.29553 |  |  | 1498.329 | 0.00095259 | 1281.1512 | 0.0071549 | [6 empty] | 1189.8268 | 0 | 1189.8198 | 0.0019447
| 1032.3403 | 0.037856 | 934.2867 | 0.025541 | 934.2867 | -0.053469 | 1032.5361 | 0.0023475 | 934.2867 | 0.13007 | 1037.8384 | 0.00096747 | 1032.3403 | 0.079898 | 934.2867 | 5.1749 | 1080.6916 | 0.29391 |  |  | 1499.017 | 0.0013594 | 1281.2317 | 0.0070883 | [6 empty] | 1189.8962 | 0 | 1189.8893 | 0.001932
| 1032.5089 | 0.029954 | 934.5283 | -0.051478 | 934.5283 | -0.047526 | 1032.7062 | 0 | 934.5283 | -0.008993 | 1038.0101 | 0.0010344 | 1032.5089 | 0.082959 | 934.5283 | 5.1858 | 1080.8079 | 0.29226 |  |  | 1499.705 | 0.0013514 | 1281.3121 | 0.0070269 | [6 empty] | 1189.9656 | 0 | 1189.9586 | 0.0019201
| 1032.6775 | 0.036415 | 934.7699 | 0.047306 | 934.7699 | 0.043308 | 1032.8763 | 0.0018258 | 934.7699 | 0.13677 | 1038.1818 | 0.0059603 | 1032.6775 | 0.078696 | 934.7699 | 5.2111 | 1080.9242 | 0.29015 |  |  | 1500.394 | 0.00081942 | 1281.3925 | 0.0069654 | [6 empty] | 1190.0349 | 0 | 1190.0279 | 0.0019098
| 1032.8461 | 0.029367 | 935.0114 | -0.062327 | 935.0114 | -0.06033 | 1033.0464 | 0 | 935.0114 | -0.08361 | 1038.3536 | 0.0039357 | 1032.8461 | 0.082084 | 935.0114 | 5.2492 | 1081.0404 | 0.28789 |  |  | 1501.084 | 0.0012799 | 1281.4729 | 0.006904 | [6 empty] | 1190.1044 | 0 | 1190.0973 | 0.0019002
| 1033.0147 | 0.031449 | 935.253 | 0.10408 | 935.253 | 0.075217 | 1033.2165 | 0.0013044 | 935.253 | 0.17056 | 1038.5253 | 0.0079288 | 1033.0147 | 0.078259 | 935.253 | 5.2799 | 1081.1567 | 0.28614 |  |  | 1501.774 | 0.0012925 | 1281.5533 | 0.0068425 | [6 empty] | 1190.1737 | 0 | 1190.1668 | 0.0018939
| 1033.1832 | 0.042341 | 935.4946 | -0.0266 | 935.4946 | -0.025227 | 1033.3866 | 0 | 935.4946 | -0.031825 | 1038.697 | 0.0039379 | 1033.1832 | 0.07968 | 935.4946 | 5.3107 | 1081.2731 | 0.28475 |  |  | 1502.465 | 0.0011428 | 1281.6338 | 0.006781 | [6 empty] | 1190.2432 | 0 | 1190.2361 | 0.0018907
| 1033.3518 | 0.032837 | 935.7362 | 0.025142 | 935.7362 | 0.03634 | 1033.5567 | 0.0018258 | 935.7362 | 0.060542 | 1038.8688 | 0.0084756 | 1033.3518 | 0.075089 | 935.7362 | 5.3361 | 1081.3894 | 0.28327 |  |  | 1503.156 | 0.0012061 | 1281.7142 | 0.0067196 | [6 empty] | 1190.3125 | 0 | 1190.3055 | 0.0018931
| 1033.5204 | 0.031235 | 935.9777 | -0.055842 | 935.9777 | -0.028587 | 1033.7268 | 0 | 935.9777 | 0.024892 | 1039.0405 | 0.0035529 | 1033.5204 | 0.079242 | 935.9777 | 5.4067 | 1081.5059 | 0.28163 |  |  | 1503.849 | 0.0011551 | 1281.7947 | 0.0066581 | [6 empty] | 1190.382 | 0 | 1190.375 | 0.001901
| 1033.689 | 0.03839 | 936.2193 | 0.046207 | 936.2193 | 0.043612 | 1033.8969 | 0.0018258 | 936.2193 | 0.16388 | 1039.2122 | 0.0061243 | 1033.689 | 0.078477 | 936.2193 | 5.4338 | 1081.6222 | 0.27968 |  |  | 1504.541 | 0.00088083 | 1281.8752 | 0.0065967 | [6 empty] | 1190.4513 | 0 | 1190.4443 | 0.0019161
| 1033.8576 | 0.051899 | 936.4609 | -0.034253 | 936.4609 | 0.0095722 | 1034.067 | 0 | 936.4609 | -0.022326 | 1039.3839 | 0.0026008 | 1033.8576 | 0.081866 | 936.4609 | 5.4501 | 1081.7386 | 0.27744 |  |  | 1505.235 | 0.0012341 | 1281.9557 | 0.0065352 | [6 empty] | 1190.5207 | 0 | 1190.5138 | 0.0019368
| 1034.0262 | 0.028726 | 936.7025 | 0.036573 | 936.7025 | 0.066179 | 1034.2371 | 0.0023475 | 936.7025 | 0.099074 | 1039.5557 | 0.0071086 | 1034.0262 | 0.077712 | 936.7025 | 5.4701 | 1081.8551 | 0.27544 |  |  | 1505.929 | 0.00062785 | 1282.0361 | 0.0064789 | [6 empty] | 1190.5902 | 0 | 1190.5832 | 0.0019622
| 1034.1947 | 0.025522 | 936.9442 | -0.075255 | 936.9442 | -0.003759 | 1034.4072 | 0 | 936.9442 | 0.0061974 | 1039.7274 | 0.0006746 | 1034.1947 | 0.081428 | 936.9442 | 5.5044 | 1081.9716 | 0.27381 |  |  | 1506.623 | 0.00091134 | 1282.1167 | 0.0064174 | [6 empty] | 1190.6597 | 0 | 1190.6527 | 0.00199
| 1034.3633 | 0.041487 | 937.1858 | 0.054688 | 937.1858 | -0.018474 | 1034.5773 | 0.0013044 | 937.1858 | 0.20451 | 1039.8991 | 0.0056322 | 1034.3633 | 0.078805 | 937.1858 | 5.5207 | 1082.0881 | 0.27238 |  |  | 1507.319 | 0.0012416 | 1282.1973 | 0.0063611 | [6 empty] | 1190.7291 | 0 | 1190.7222 | 0.002017
| 1034.5319 | 0.036415 | 937.4274 | -0.11249 | 937.4274 | -0.0035872 | 1034.7474 | 0 | 937.4274 | -0.068883 | 1040.0709 | 0.0021105 | 1034.5319 | 0.082194 | 937.4274 | 5.5624 | 1082.2046 | 0.27117 |  |  | 1508.015 | 0.00075532 | 1282.2777 | 0.0063047 | [6 empty] | 1190.7986 | 0 | 1190.7916 | 0.0020416
| 1034.7005 | 0.033211 | 937.669 | 0.0057235 | 937.669 | 9.0417e-06 | 1034.9175 | 0.0013044 | 937.669 | 0.1423 | 1040.2426 | 0.0057962 | 1034.7005 | 0.077822 | 937.669 | 5.5949 | 1082.3212 | 0.27003 |  |  | 1508.711 | 0.00060407 | 1282.3583 | 0.0062484 | [6 empty] | 1190.868 | 0 | 1190.8611 | 0.0020615
| 1034.8691 | 0.03855 | 937.9107 | -0.084728 | 937.9107 | -0.042481 | 1035.0876 | 0 | 937.9107 | -0.10202 | 1040.4144 | 0.0023221 | 1034.8691 | 0.080663 | 937.9107 | 5.6113 | 1082.4377 | 0.26901 |  |  | 1509.409 | 0.0013714 | 1282.4388 | 0.006192 | [6 empty] | 1190.9375 | 0 | 1190.9305 | 0.002075
| 1035.0376 | 0.030061 | 938.1523 | 0.042371 | 938.1523 | -0.037169 | 1035.2578 | 0.0018258 | 938.1523 | 0.20064 | 1040.5861 | 0.0074914 | 1035.0376 | 0.078587 | 938.1523 | 5.6601 | 1082.5546 | 0.26777 |  |  | 1510.107 | 0.0011719 | 1282.5194 | 0.0061357 | [6 empty] | 1191.007 | 0 | 1191 | 0.002083
| 1035.2062 | 0.028352 | 938.3939 | -0.061916 | 938.3939 | -0.053883 | 1035.4279 | 0 | 938.3939 | -0.010665 | 1040.7578 | 0.0026358 | 1035.2062 | 0.081428 | 938.394 | 5.6837 | 1082.671 | 0.26543 |  |  | 1510.805 | 0.0012451 | 1282.6 | 0.0060794 | [6 empty] | 1191.0765 | 0 | 1191.0696 | 0.0020861
| 1035.3748 | 0.040953 | 938.6356 | 0.027796 | 938.6356 | 0.019996 | 1035.598 | 0.0018258 | 938.6356 | 0.15537 | 1040.9296 | 0.0076554 | 1035.3748 | 0.077494 | 938.6356 | 5.7181 | 1082.7877 | 0.26308 |  |  | 1511.504 | 0.0010885 | 1282.6805 | 0.006023 | [6 empty] | 1191.146 | 0 | 1191.139 | 0.0020853
| 1035.5434 | 0.024134 | 938.8773 | -0.079585 | 938.8773 | -0.045766 | 1035.7681 | 0 | 938.8773 | 0.016932 | 1041.1013 | 0.0024307 | 1035.5434 | 0.080773 | 938.8773 | 5.7688 | 1082.9045 | 0.26144 |  |  | 1512.204 | 0.0018918 | 1282.7611 | 0.0059667 | [6 empty] | 1191.2156 | 0 | 1191.2085 | 0.002083
| 1035.712 | 0.036148 | 939.1189 | 0.072332 | 939.1189 | 0.074742 | 1035.9383 | 0.0018258 | 939.1189 | 0.15982 | 1041.2731 | 0.00292 | 1035.712 | 0.077384 | 939.1189 | 5.8014 | 1083.021 | 0.25966 |  |  | 1512.905 | 0.0009702 | 1282.8417 | 0.0059155 | [6 empty] | 1191.285 | 0 | 1191.2781 | 0.002079
| 1035.8806 | 0.030862 | 939.3606 | -0.10462 | 939.3606 | -0.060299 | 1036.1084 | 0 | 939.3606 | 0.0059474 | 1041.4448 | 0.00083036 | 1035.8806 | 0.081538 | 939.3606 | 5.8195 | 1083.1377 | 0.25813 |  |  | 1513.606 | 0.0013511 | 1282.9222 | 0.0058591 | [6 empty] | 1191.3546 | 0 | 1191.3477 | 0.0020766
| 1036.0491 | 0.036521 | 939.6023 | 0.062888 | 939.6023 | 0.013046 | 1036.2785 | 0.00078262 | 939.6023 | 0.066166 | 1041.6166 | 0.0041584 | 1036.0491 | 0.07804 | 939.6023 | 5.8612 | 1083.2544 | 0.25672 |  |  | 1514.307 | 0.00076374 | 1283.0029 | 0.0058079 | [6 empty] | 1191.4241 | 0 | 1191.4171 | 0.0020766
| 1036.2177 | 0.033585 | 939.8439 | -0.098857 | 939.8439 | -0.026192 | 1036.4487 | 0 | 939.8439 | -0.039683 | 1041.7883 | 0.0019317 | 1036.2177 | 0.080117 | 939.8439 | 5.8756 | 1083.3712 | 0.25519 |  |  | 1515.01 | 0.00059305 | 1283.0835 | 0.0057567 | [6 empty] | 1191.4936 | 0 | 1191.4867 | 0.0020798
| 1036.3863 | 0.028619 | 940.0856 | 0.037886 | 940.0856 | 0.0014965 | 1036.6188 | 0.00078262 | 940.0856 | 0.16003 | 1041.9601 | 0.0044688 | 1036.3863 | 0.07487 | 940.0856 | 5.8991 | 1083.488 | 0.25371 |  |  | 1515.713 | 0.0011634 | 1283.1642 | 0.0057055 | [6 empty] | 1191.5632 | 0 | 1191.5563 | 0.0020853
| 1036.5549 | 0.030595 | 940.3273 | -0.043557 | 940.3273 | 0.0059144 | 1036.7889 | 0 | 940.3273 | 0.015066 | 1042.1318 | 0.0024308 | 1036.5549 | 0.076401 | 940.3273 | 5.9264 | 1083.6049 | 0.25207 |  |  | 1516.417 | 0.00096516 | 1283.2449 | 0.0056543 | [6 empty] | 1191.6328 | 0 | 1191.6257 | 0.0020933
| 1036.7235 | 0.034279 | 940.569 | 0.047216 | 940.569 | 0.042518 | 1036.959 | 0.0023475 | 940.569 | 0.17936 | 1042.3036 | 0.003803 | 1036.7235 | 0.07334 | 940.569 | 5.9734 | 1083.7217 | 0.25061 |  |  | 1517.121 | 0.0011956 | 1283.3254 | 0.0056031 | [6 empty] | 1191.7024 | 0 | 1191.6953 | 0.0020996
| 1036.892 | 0.037002 | 940.8107 | -0.10777 | 940.8107 | -0.06459 | 1037.1292 | 0 | 940.8107 | -0.10921 | 1042.4753 | 0.0028311 | 1036.892 | 0.077166 | 940.8107 | 6.0078 | 1083.8386 | 0.24932 |  |  | 1517.826 | 0.00085382 | 1283.4061 | 0.0055518 | [6 empty] | 1191.7719 | 0 | 1191.7649 | 0.0021044
| 1037.0606 | 0.030808 | 941.0524 | 0.048089 | 941.0524 | -0.038652 | 1037.2993 | 0.0013044 | 941.0524 | 0.24054 | 1042.6471 | 0.0042187 | 1037.0606 | 0.074652 | 941.0524 | 6.0223 | 1083.9556 | 0.24794 |  |  | 1518.532 | 0.0009175 | 1283.4868 | 0.0055006 | [6 empty] | 1191.8416 | 0 | 1191.8345 | 0.0021052
| 1037.2292 | 0.042502 | 941.2941 | -0.13012 | 941.2941 | -0.070358 | 1037.4695 | 0 | 941.2941 | -0.025804 | 1042.8189 | 0.003294 | 1037.2292 | 0.077822 | 941.2941 | 6.0494 | 1084.0725 | 0.24657 |  |  | 1519.238 | 0.0019666 | 1283.5675 | 0.0054545 | [6 empty] | 1191.9111 | 0 | 1191.9041 | 0.0021044
| 1037.3978 | 0.034012 | 941.5359 | 0.084882 | 941.5359 | 0.072057 | 1037.6396 | 0.0023475 | 941.5359 | 0.16181 | 1042.9906 | 0.0040684 | 1037.3978 | 0.075089 | 941.5359 | 6.0622 | 1084.1895 | 0.2451 |  |  | 1519.945 | 0.00064041 | 1283.6482 | 0.0054033 | [6 empty] | 1191.9807 | 0 | 1191.9738 | 0.0021028
| 1037.5664 | 0.02958 | 941.7776 | -0.11259 | 941.7776 | -0.00050559 | 1037.8097 | 0 | 941.7776 | -0.074108 | 1043.1624 | 0.0081475 | 1037.5664 | 0.07804 | 941.7776 | 6.0766 | 1084.3064 | 0.24318 |  |  | 1520.653 | 0.00085938 | 1283.7289 | 0.0053572 | [6 empty] | 1192.0503 | 0 | 1192.0433 | 0.0021036
| 1037.7349 | 0.051739 | 942.0193 | 0.061791 | 942.0193 | 0.082358 | 1037.9799 | 0.0013044 | 942.0193 | 0.13663 | 1043.3341 | 0.0066165 | 1037.7349 | 0.078368 | 942.0193 | 6.12 | 1084.4235 | 0.24126 |  |  | 1521.361 | 0.0017097 | 1283.8096 | 0.0053111 | [6 empty] | 1192.1199 | 0 | 1192.1129 | 0.00211
| 1037.9035 | 0.045598 | 942.2611 | 0.025485 | 942.2611 | 0.052343 | 1038.15 | 0 | 942.2611 | 0.17494 | 1043.5059 | 0.0077101 | 1037.9035 | 0.079789 | 942.2611 | 6.1255 | 1084.5404 | 0.23978 |  |  | 1522.07 | 0.0016924 | 1283.8904 | 0.005265 | [6 empty] | 1192.1896 | 0 | 1192.1826 | 0.0021227
| 1038.0721 | 0.035187 | 942.5028 | -0.13982 | 942.5028 | -0.054386 | 1038.3202 | 0.00026087 | 942.5028 | -0.10863 | 1043.6777 | 0.0010399 | 1038.0721 | 0.079352 | 942.5028 | 6.1635 | 1084.6575 | 0.23844 |  |  | 1522.78 | 0.0010444 | 1283.9711 | 0.0052189 | [6 empty] | 1192.2592 | 0 | 1192.2522 | 0.0021409
| 1038.2407 | 0.040846 | 942.7445 | 0.050494 | 942.7445 | 0.022999 | 1038.4903 | 0 | 942.7445 | 0.2241 | 1043.8494 | 0.0034586 | 1038.2407 | 0.077166 | 942.7446 | 6.1726 | 1084.7748 | 0.23699 |  |  | 1523.49 | 0.0010113 | 1284.0519 | 0.0051728 | [6 empty] | 1192.3289 | 0 | 1192.3218 | 0.0021616
| 1038.4093 | 0.025362 | 942.9863 | -0.074376 | 942.9863 | 0.0075737 | 1038.6605 | 0.00026087 | 942.9863 | 0.00055928 | 1044.0212 | 0.0010695 | 1038.4093 | 0.078149 | 942.9863 | 6.1907 | 1084.8917 | 0.23582 |  |  | 1524.201 | 0.0011535 | 1284.1326 | 0.0051267 | [6 empty] | 1192.3984 | 0 | 1192.3915 | 0.0021807
| 1038.5778 | 0.046293 | 943.2281 | 0.072177 | 943.2281 | 0.029529 | 1038.8306 | 0.00017392 | 943.2281 | 0.044965 | 1044.193 | 0.0022684 | 1038.5778 | 0.075198 | 943.2281 | 6.2468 | 1085.0089 | 0.23451 |  |  | 1524.913 | 0.0013039 | 1284.2134 | 0.0050807 | [6 empty] | 1192.4681 | 0 | 1192.4612 | 0.0021934
| 1038.7464 | 0.037376 | 943.4698 | -0.086709 | 943.4698 | -0.067417 | 1039.0008 | 0.00026087 | 943.4698 | -0.042193 | 1044.3647 | 0.00048264 | 1038.7464 | 0.078259 | 943.4698 | 6.2921 | 1085.126 | 0.23238 |  |  | 1525.625 | 0.00043185 | 1284.2942 | 0.0050397 | [6 empty] | 1192.5378 | 0 | 1192.5308 | 0.002195
| 1038.915 | 0.055263 | 943.7116 | 0.050172 | 943.7116 | -0.0096921 | 1039.1709 | 0.00017392 | 943.7116 | 0.15064 | 1044.5365 | 0.0055775 | 1038.915 | 0.076729 | 943.7116 | 6.3283 | 1085.2432 | 0.23042 |  |  | 1526.338 | 0.00065238 | 1284.3749 | 0.0049936 | [6 empty] | 1192.6074 | 0 | 1192.6005 | 0.0021846
| 1039.0836 | 0.030328 | 943.9534 | -0.13447 | 943.9534 | -0.051084 | 1039.3411 | 0 | 943.9534 | -0.091805 | 1044.7083 | 0.0019755 | 1039.0836 | 0.080226 | 943.9534 | 6.3428 | 1085.3605 | 0.22894 |  |  | 1527.052 | 0.0010647 | 1284.4557 | 0.0049526 | [6 empty] | 1192.6771 | 0 | 1192.6702 | 0.00216
| 1039.2522 | 0.036788 | 944.1952 | 0.09967 | 944.1952 | 0.025668 | 1039.5113 | 0.00069566 | 944.1952 | 0.19494 | 1044.88 | 0.0047101 | 1039.2522 | 0.076838 | 944.1952 | 6.3682 | 1085.4777 | 0.22789 |  |  | 1527.766 | 0.00080908 | 1284.5365 | 0.0049116 | [6 empty] | 1192.7468 | 0 | 1192.7399 | 0.0021251
| 1039.4207 | 0.031342 | 944.4369 | -0.067371 | 944.4369 | -0.040521 | 1039.6814 | 0.00078262 | 944.4369 | 0.028332 | 1045.0518 | 0.000747 | 1039.4207 | 0.080117 | 944.4369 | 6.4134 | 1085.5951 | 0.22694 |  |  | 1528.481 | 0.001674 | 1284.6173 | 0.0048707 | [6 empty] | 1192.8165 | 0 | 1192.8096 | 0.0020822
| 1039.5893 | 0.040366 | 944.6787 | 0.059588 | 944.6787 | 0.01011 | 1039.8516 | 0.00017392 | 944.6787 | 0.17361 | 1045.2236 | 0.0034575 | 1039.5893 | 0.077166 | 944.6787 | 6.4406 | 1085.7122 | 0.22523 |  |  | 1529.197 | 0.00090415 | 1284.6982 | 0.0048246 | [6 empty] | 1192.8862 | 0 | 1192.8793 | 0.0020377
| 1039.7579 | 0.046827 | 944.9205 | -0.079127 | 944.9205 | -0.0093062 | 1040.0218 | 0.00026087 | 944.9205 | -0.10854 | 1045.3954 | 0.0021829 | 1039.7579 | 0.080554 | 944.9205 | 6.4876 | 1085.8295 | 0.22341 |  |  | 1529.913 | 0.00084303 | 1284.7791 | 0.0047836 | [6 empty] | 1192.9559 | 0 | 1192.949 | 0.0019972
| 1039.9265 | 0.036628 | 945.1623 | 0.092141 | 945.1623 | 0.12234 | 1040.1919 | 0 | 945.1623 | 0.16058 | 1045.5671 | 0.0073273 | 1039.9265 | 0.077166 | 945.1623 | 6.5275 | 1085.9469 | 0.22177 |  |  | 1530.63 | 0.0011848 | 1284.8599 | 0.0047477 | [6 empty] | 1193.0256 | 0 | 1193.0187 | 0.0019646
| 1040.095 | 0.022265 | 945.4041 | -0.11476 | 945.4041 | -0.074843 | 1040.3621 | 0.00078262 | 945.4041 | 0.013448 | 1045.7389 | 0.0030044 | 1040.095 | 0.081538 | 945.4041 | 6.5582 | 1086.0642 | 0.22044 |  |  | 1531.348 | 0.0011674 | 1284.9408 | 0.0047068 | [6 empty] | 1193.0955 | 0 | 1193.0884 | 0.0019431
| 1040.2636 | 0.036682 | 945.646 | 0.050758 | 945.646 | 0.06086 | 1040.5322 | 0.00017392 | 945.646 | 0.11603 | 1045.9107 | 0.0086944 | 1040.2636 | 0.079898 | 945.646 | 6.5655 | 1086.1816 | 0.21928 |  |  | 1532.066 | 0.001245 | 1285.0216 | 0.0046658 | [6 empty] | 1193.1652 | 0 | 1193.1582 | 0.0019368
| 1040.4322 | 0.027872 | 945.8878 | -0.050566 | 945.8878 | -0.086072 | 1040.7024 | 0.00078262 | 945.8878 | -0.13984 | 1046.0825 | 0.0041518 | 1040.4322 | 0.082631 | 945.8878 | 6.6035 | 1086.2991 | 0.21775 |  |  | 1532.785 | 0.0011439 | 1285.1025 | 0.0046248 | [6 empty] | 1193.2349 | 0 | 1193.2279 | 0.0019431
| 1040.6008 | 0.039779 | 946.1296 | 0.083113 | 946.1296 | 0.012173 | 1040.8726 | 0 | 946.1296 | 0.16495 | 1046.2542 | 0.0070539 | 1040.6008 | 0.078696 | 946.1296 | 6.6488 | 1086.4165 | 0.21613 |  |  | 1533.505 | 0.00086349 | 1285.1834 | 0.004589 | [6 empty] | 1193.3047 | 0 | 1193.2976 | 0.0019614
| 1040.7694 | 0.033158 | 946.3714 | -0.045409 | 946.3714 | -0.029762 | 1041.0428 | 0 | 946.3714 | -0.061097 | 1046.426 | 0.0028706 | 1040.7694 | 0.080226 | 946.3714 | 6.685 | 1086.5339 | 0.21436 |  |  | 1534.225 | 0.0010202 | 1285.2643 | 0.004548 | [6 empty] | 1193.3744 | 0 | 1193.3674 | 0.0019884
| 1040.9379 | 0.031182 | 946.6133 | 0.082429 | 946.6133 | -0.028112 | 1041.2129 | 0 | 946.6133 | 0.18173 | 1046.5978 | 0.0079288 | 1040.9379 | 0.077384 | 946.6133 | 6.7013 | 1086.6515 | 0.21268 |  |  | 1534.947 | 0.00081928 | 1285.3452 | 0.0045122 | [6 empty] | 1193.4442 | 0 | 1193.4373 | 0.002021
| 1041.1065 | 0.032036 | 946.8551 | -0.069259 | 946.8551 | -0.073314 | 1041.3831 | 0 | 946.8551 | -0.051178 | 1046.7696 | 0.0019613 | 1041.1065 | 0.07957 | 946.8551 | 6.7412 | 1086.7688 | 0.2115 |  |  | 1535.668 | 0.00081303 | 1285.4262 | 0.0044763 | [6 empty] | 1193.5139 | 0 | 1193.507 | 0.0020567
| 1041.2751 | 0.04138 | 947.097 | 0.03145 | 947.097 | 0.012647 | 1041.5533 | 0.00017392 | 947.097 | 0.14828 | 1046.9414 | 0.0081475 | 1041.2751 | 0.077384 | 947.097 | 6.7828 | 1086.8864 | 0.21038 |  |  | 1536.391 | 0.001284 | 1285.5071 | 0.0044353 | [6 empty] | 1193.5837 | 0 | 1193.5768 | 0.0020933
| 1041.4437 | 0.040633 | 947.3388 | -0.037213 | 947.3388 | 0.037868 | 1041.7235 | 0 | 947.3388 | 0.021939 | 1047.1132 | 0.0038348 | 1041.4437 | 0.080335 | 947.3388 | 6.8498 | 1087.0039 | 0.20895 |  |  | 1537.114 | 0.0013502 | 1285.588 | 0.0043995 | [6 empty] | 1193.6536 | 0 | 1193.6466 | 0.0021298
| 1041.6122 | 0.039031 | 947.5807 | 0.04494 | 947.5807 | -0.015285 | 1041.8937 | 0 | 947.5807 | 0.14938 | 1047.285 | 0.006015 | 1041.6122 | 0.078805 | 947.5807 | 6.8769 | 1087.1216 | 0.20752 |  |  | 1537.838 | 0.00073592 | 1285.6689 | 0.0043636 | [6 empty] | 1193.7234 | 0 | 1193.7163 | 0.002164
| 1041.7808 | 0.039351 | 947.8226 | -0.10099 | 947.8226 | -0.036732 | 1042.0638 | 0 | 947.8226 | -0.060785 | 1047.4567 | 0.00060988 | 1041.7808 | 0.080882 | 947.8226 | 6.9077 | 1087.2391 | 0.20648 |  |  | 1538.562 | 0.00081872 | 1285.7499 | 0.0043278 | [6 empty] | 1193.7932 | 0 | 1193.7861 | 0.0021958
| 1041.9494 | 0.045598 | 948.0644 | 0.016599 | 948.0644 | 0.018104 | 1042.234 | 0 | 948.0644 | 0.14378 | 1047.6285 | 0.0040355 | 1041.9494 | 0.078587 | 948.0644 | 6.9132 | 1087.3568 | 0.20532 |  |  | 1539.287 | 0.00051546 | 1285.8308 | 0.0042919 | [6 empty] | 1193.863 | 0 | 1193.856 | 0.0022244
| 1042.118 | 0.035667 | 948.3063 | -0.13277 | 948.3063 | -0.066461 | 1042.4042 | 0.0013044 | 948.3063 | -0.043789 | 1047.8003 | 0.0029935 | 1042.118 | 0.080445 | 948.3063 | 6.9529 | 1087.4745 | 0.20374 |  |  | 1540.013 | 0.0006678 | 1285.9119 | 0.0042561 | [6 empty] | 1193.9329 | 0 | 1193.9258 | 0.0022482
| 1042.2866 | 0.039779 | 948.5482 | 0.089104 | 948.5482 | -0.099548 | 1042.5744 | 0 | 948.5482 | 0.04003 | 1047.9721 | 0.0011419 | 1042.2866 | 0.077166 | 948.5482 | 6.9132 | 1087.5922 | 0.20202 |  |  | 1540.739 | 0.00091496 | 1285.9928 | 0.0042253 | [6 empty] | 1194.0027 | 0 | 1193.9956 | 0.0022673
| 1042.4551 | 0.041861 | 948.7901 | -0.016796 | 948.7901 | -0.022225 | 1042.7446 | 0 | 948.7901 | -0.065056 | 1048.1439 | 0.0013108 | 1042.4551 | 0.079898 | 948.7901 | 6.9403 | 1087.7098 | 0.20052 |  |  | 1541.467 | 0.0010135 | 1286.0738 | 0.0041895 | [6 empty] | 1194.0725 | 0 | 1194.0656 | 0.0022816
| 1042.6237 | 0.039138 | 949.032 | 0.078211 | 949.032 | 0.090162 | 1042.9148 | 0 | 949.032 | 0.2417 | 1048.3157 | 0.0038096 | 1042.6237 | 0.077712 | 949.032 | 6.9584 | 1087.8276 | 0.19926 |  |  | 1542.194 | 0.00083766 | 1286.1549 | 0.0041536 | [6 empty] | 1194.1423 | 0 | 1194.1354 | 0.0022911
| 1042.7923 | 0.032837 | 949.2739 | -0.09832 | 949.2739 | -0.03125 | 1043.085 | 0.00026087 | 949.2739 | -0.13353 | 1048.4875 | 0.00099051 | 1042.7923 | 0.079898 | 949.2739 | 7.0163 | 1087.9454 | 0.1975 |  |  | 1542.923 | 0.0010308 | 1286.2358 | 0.0041229 | [6 empty] | 1194.2122 | 0 | 1194.2052 | 0.0022959
| 1042.9608 | 0.04074 | 949.5158 | 0.015042 | 949.5158 | 0.063708 | 1043.2552 | 0 | 949.5158 | 0.088027 | 1048.6593 | 0.0047354 | 1042.9608 | 0.075526 | 949.5158 | 7.038 | 1088.0632 | 0.19549 |  |  | 1543.652 | 0.0011306 | 1286.3169 | 0.0040871 | [6 empty] | 1194.2821 | 0 | 1194.2751 | 0.0022974
| 1043.1294 | 0.027338 | 949.7577 | -0.18203 | 949.7577 | -0.042865 | 1043.4254 | 0.00026087 | 949.7577 | -0.11692 | 1048.8311 | 0.00032249 | 1043.1294 | 0.076838 | 949.7577 | 7.1105 | 1088.181 | 0.19451 |  |  | 1544.382 | 0.00067933 | 1286.398 | 0.0040563 | [6 empty] | 1194.3519 | 0 | 1194.345 | 0.0022966
| 1043.298 | 0.053127 | 949.9996 | 0.094444 | 949.9996 | 0.023236 | 1043.5956 | 0 | 949.9996 | 0.064984 | 1049.0029 | 0.0040191 | 1043.298 | 0.075198 | 949.9996 | 7.1159 | 1088.2988 | 0.19391 |  |  | 1545.113 | 0.00085843 | 1286.479 | 0.0040205 | [6 empty] | 1194.4219 | 0 | 1194.4148 | 0.0022935
| 1043.4666 | 0.038123 | 950.2415 | -0.12012 | 950.2415 | 0.047406 | 1043.7658 | 0 | 950.2415 | 0.019899 | 1049.1747 | 0.00051994 | 1043.4666 | 0.077822 | 950.2415 | 7.1576 | 1088.4167 | 0.19237 |  |  | 1545.844 | 0.0012402 | 1286.5601 | 0.0039897 | [6 empty] | 1194.4917 | 0 | 1194.4847 | 0.0022887
| 1043.6351 | 0.029473 | 950.4834 | 0.042361 | 950.4834 | 0.04004 | 1043.936 | 0 | 950.4834 | 0.19251 | 1049.3465 | 0.0074367 | 1043.6351 | 0.075963 | 950.4834 | 7.2011 | 1088.5347 | 0.19094 |  |  | 1546.576 | 0.0011985 | 1286.6411 | 0.003959 | [6 empty] | 1194.5617 | 0 | 1194.5547 | 0.0022816
| 1043.8037 | 0.027498 | 950.7254 | -0.020334 | 950.7254 | -0.023249 | 1044.1062 | 0.00026087 | 950.7254 | -0.0057095 | 1049.5183 | 0.0018691 | 1043.8037 | 0.079352 | 950.7254 | 7.2499 | 1088.6526 | 0.1902 |  |  | 1547.309 | 0.001141 | 1286.7223 | 0.0039232 | [6 empty] | 1194.6316 | 0 | 1194.6245 | 0.0022712
| 1043.9723 | 0.039031 | 950.9673 | 0.063832 | 950.9673 | -0.000277 | 1044.2764 | 0 | 950.9673 | 0.21115 | 1049.6901 | 0.0079835 | 1043.9723 | 0.078149 | 950.9673 | 7.2589 | 1088.7705 | 0.18934 |  |  | 1548.042 | 0.00075922 | 1286.8033 | 0.0038924 | [6 empty] | 1194.7014 | 0 | 1194.6945 | 0.0022585
| 1044.1409 | 0.027498 | 951.2093 | -0.078456 | 951.2093 | -0.092593 | 1044.4466 | 0.00026087 | 951.2093 | -0.13722 | 1049.8619 | 0.0027138 | 1044.1409 | 0.080991 | 951.2093 | 7.288 | 1088.8887 | 0.1882 |  |  | 1548.776 | 0.00085886 | 1286.8844 | 0.0038617 | [6 empty] | 1194.7714 | 0 | 1194.7644 | 0.0022402
| 1044.3094 | 0.044691 | 951.4512 | 0.063077 | 951.4512 | 0.041923 | 1044.6168 | 0 | 951.4512 | 0.19831 | 1050.0337 | 0.0057962 | 1044.3094 | 0.077166 | 951.4512 | 7.2988 | 1089.0065 | 0.18696 |  |  | 1549.511 | 0.0011295 | 1286.9656 | 0.003831 | [6 empty] | 1194.8413 | 0 | 1194.8344 | 0.002218
| 1044.478 | 0.037643 | 951.6932 | -0.043742 | 951.6932 | -0.037495 | 1044.787 | 0 | 951.6932 | -0.11328 | 1050.2055 | 0.00037405 | 1044.478 | 0.079898 | 951.6932 | 7.3332 | 1089.1245 | 0.18548 |  |  | 1550.247 | 0.00094724 | 1287.0466 | 0.0038002 | [6 empty] | 1194.9113 | 0 | 1194.9043 | 0.002191
| 1044.6466 | 0.034813 | 951.9351 | 0.078198 | 951.9351 | 0.029458 | 1044.9572 | 0 | 951.9351 | 0.20342 | 1050.3773 | 0.007546 | 1044.6466 | 0.07651 | 951.9351 | 7.3821 | 1089.2426 | 0.18384 |  |  | 1550.983 | 0.00073379 | 1287.1278 | 0.0037695 | [6 empty] | 1194.9812 | 0 | 1194.9742 | 0.00216
| 1044.8151 | 0.035667 | 952.1771 | -0.198 | 952.1771 | 0.018163 | 1045.1274 | 0 | 952.1771 | -0.044353 | 1050.5491 | 0.0024264 | 1044.8151 | 0.079024 | 952.1771 | 7.4201 | 1089.3607 | 0.18234 |  |  | 1551.72 | 0.00066384 | 1287.209 | 0.0037388 | [6 empty] | 1195.0512 | 0 | 1195.0442 | 0.0021266
| 1044.9837 | 0.032197 | 952.4191 | 0.041438 | 952.4191 | 0.11052 | 1045.2976 | 0 | 952.4191 | 0.16613 | 1050.7209 | 0.0056869 | 1044.9837 | 0.076182 | 952.4191 | 7.4527 | 1089.4788 | 0.18105 |  |  | 1552.457 | 0.0010681 | 1287.2902 | 0.0037081 | [6 empty] | 1195.1211 | 0 | 1195.1141 | 0.0020925
| 1045.1523 | 0.031182 | 952.661 | -0.14055 | 952.661 | -0.03057 | 1045.4678 | 0 | 952.661 | -0.080064 | 1050.8928 | 0.0025218 | 1045.1523 | 0.079024 | 952.661 | 7.5071 | 1089.5969 | 0.17965 |  |  | 1553.196 | 0.00065287 | 1287.3712 | 0.0036824 | [6 empty] | 1195.1912 | 0 | 1195.1841 | 0.0020615
| 1045.3209 | 0.048802 | 952.903 | 0.021126 | 952.903 | -0.0026927 | 1045.6381 | 0 | 952.903 | 0.1814 | 1051.0646 | 0.0080929 | 1045.3209 | 0.076182 | 952.903 | 7.5324 | 1089.7151 | 0.17813 |  |  | 1553.935 | 0.00099225 | 1287.4524 | 0.0036517 | [6 empty] | 1195.2611 | 0 | 1195.2541 | 0.0020361
| 1045.4894 | 0.037536 | 953.145 | -0.050057 | 953.145 | -0.0072778 | 1045.8083 | 0 | 953.145 | -0.02059 | 1051.2364 | 0.0029628 | 1045.4894 | 0.078149 | 953.145 | 7.5759 | 1089.8333 | 0.17686 |  |  | 1554.674 | 0.0010747 | 1287.5337 | 0.003621 | [6 empty] | 1195.3311 | 0 | 1195.3241 | 0.0020186
| 1045.658 | 0.04074 | 953.387 | 0.02684 | 953.387 | 0.04686 | 1045.9785 | 0 | 953.387 | 0.2974 | 1051.4082 | 0.0028728 | 1045.658 | 0.076073 | 953.387 | 7.5849 | 1089.9514 | 0.17572 |  |  | 1555.415 | 0.0013741 | 1287.6149 | 0.0035954 | [6 empty] | 1195.4011 | 0 | 1195.3942 | 0.0020107
| 1045.8266 | 0.026216 | 953.629 | -0.10145 | 953.629 | -0.065604 | 1046.1487 | 0 | 953.629 | -0.16014 | 1051.58 | 0.00091811 | 1045.8266 | 0.079789 | 953.629 | 7.6175 | 1090.0697 | 0.17434 |  |  | 1556.156 | 0.00064835 | 1287.696 | 0.0035647 | [6 empty] | 1195.4711 | 0 | 1195.4641 | 0.0020122
| 1045.9951 | 0.053714 | 953.871 | 0.083615 | 953.871 | -0.035222 | 1046.3189 | 0 | 953.871 | 0.090182 | 1051.7518 | 0.0054681 | 1045.9951 | 0.077822 | 953.871 | 7.6428 | 1090.1879 | 0.17283 |  |  | 1556.898 | 0.0010529 | 1287.7772 | 0.0035339 | [6 empty] | 1195.5411 | 0 | 1195.5342 | 0.0020218
| 1046.1637 | 0.036735 | 954.113 | -0.085446 | 954.113 | -0.085542 | 1046.4892 | 0 | 954.113 | -0.1087 | 1051.9237 | 0.00017112 | 1046.1637 | 0.080773 | 954.113 | 7.6754 | 1090.3062 | 0.17154 |  |  | 1557.64 | 0.00093429 | 1287.8585 | 0.0035083 | [6 empty] | 1195.6112 | 0 | 1195.6041 | 0.0020369
| 1046.3323 | 0.047307 | 954.355 | -0.0069124 | 954.355 | 0.058716 | 1046.6594 | 0 | 954.355 | 0.1997 | 1052.0955 | 0.0083116 | 1046.3323 | 0.077822 | 954.355 | 7.7189 | 1090.4244 | 0.17076 |  |  | 1558.383 | 0.0011219 | 1287.9397 | 0.0034776 | [6 empty] | 1195.6811 | 0 | 1195.6742 | 0.0020536
| 1046.5008 | 0.03775 | 954.597 | -0.033001 | 954.597 | -0.057072 | 1046.8296 | 0 | 954.597 | -0.043627 | 1052.2673 | 0.0017156 | 1046.5008 | 0.07957 | 954.597 | 7.7714 | 1090.5427 | 0.16985 |  |  | 1559.127 | 0.00074049 | 1288.021 | 0.003452 | [6 empty] | 1195.7512 | 0 | 1195.7443 | 0.0020694
| 1046.6694 | 0.049443 | 954.8391 | 0.072645 | 954.8391 | -0.0081492 | 1046.9998 | 0 | 954.8391 | 0.17622 | 1052.4391 | 0.0062337 | 1046.6694 | 0.076729 | 954.8391 | 7.7913 | 1090.6611 | 0.16834 |  |  | 1559.872 | 0.0014605 | 1288.1022 | 0.0034264 | [6 empty] | 1195.8213 | 0 | 1195.8143 | 0.0020806
| 1046.838 | 0.03209 | 955.0811 | -0.10129 | 955.0811 | -0.1195 | 1047.1701 | 0 | 955.0811 | -0.054426 | 1052.6109 | 0.0020139 | 1046.838 | 0.079789 | 955.0811 | 7.8438 | 1090.7795 | 0.16699 |  |  | 1560.617 | 0.0011044 | 1288.1835 | 0.0033956 | [6 empty] | 1195.8914 | 0 | 1195.8844 | 0.0020885
| 1047.0066 | 0.036895 | 955.3231 | 0.047892 | 955.3231 | 0.061056 | 1047.3403 | 0 | 955.3231 | 0.14149 | 1052.7828 | 0.0063977 | 1047.0066 | 0.078696 | 955.3231 | 7.8765 | 1090.8981 | 0.16597 |  |  | 1561.364 | 0.001333 | 1288.2648 | 0.00337 | [6 empty] | 1195.9614 | 0 | 1195.9545 | 0.0020917
| 1047.1751 | 0.03193 | 955.5652 | -0.10551 | 955.5652 | -0.015252 | 1047.5105 | 0.00026087 | 955.5652 | -0.040136 | 1052.9546 | 0.0015302 | 1047.1751 | 0.081538 | 955.5652 | 7.9181 | 1091.0164 | 0.16479 |  |  | 1562.11 | 0.00064045 | 1288.3461 | 0.0033444 | [6 empty] | 1196.0315 | 0 | 1196.0245 | 0.0020933
| 1047.3437 | 0.044477 | 955.8072 | 0.041254 | 955.8072 | 0.02468 | 1047.6808 | 0 | 955.8072 | 0.13065 | 1053.1264 | 0.0051017 | 1047.3437 | 0.077822 | 955.8072 | 7.9452 | 1091.1348 | 0.16322 |  |  | 1562.858 | 0.0014003 | 1288.4274 | 0.0033188 | [6 empty] | 1196.1016 | 0 | 1196.0946 | 0.0020933
| 1047.5123 | 0.040953 | 956.0493 | -0.060564 | 956.0493 | 0.0026012 | 1047.851 | 0 | 956.0493 | -0.082427 | 1053.2982 | 0.00070641 | 1047.5123 | 0.078805 | 956.0493 | 7.9869 | 1091.2533 | 0.16215 |  |  | 1563.606 | 0.001271 | 1288.5087 | 0.0032932 | [6 empty] | 1196.1716 | 0 | 1196.1647 | 0.0020925
| 1047.6808 | 0.041594 | 956.2913 | 0.057667 | 956.2913 | -0.0053146 | 1048.0212 | 0 | 956.2913 | 0.1659 | 1053.4701 | 0.0024812 | 1047.6808 | 0.076182 | 956.2913 | 8.014 | 1091.3718 | 0.16158 |  |  | 1564.355 | 0.00085507 | 1288.59 | 0.0032676 | [6 empty] | 1196.2417 | 0 | 1196.2347 | 0.0020917
| 1047.8494 | 0.037002 | 956.5334 | -0.093708 | 956.5334 | -0.017267 | 1048.1915 | 0 | 956.5334 | -0.16378 | 1053.6419 | 0.00077661 | 1047.8494 | 0.078477 | 956.5334 | 8.0593 | 1091.4904 | 0.16047 |  |  | 1565.104 | 0.00093234 | 1288.6713 | 0.003242 | [6 empty] | 1196.3119 | 0 | 1196.3048 | 0.0020893
| 1048.018 | 0.050991 | 956.7755 | 0.08337 | 956.7755 | 0.025835 | 1048.3617 | 0 | 956.7755 | 0.18964 | 1053.8137 | 0.0066711 | 1048.018 | 0.075745 | 956.7755 | 8.0828 | 1091.6089 | 0.15893 |  |  | 1565.855 | 0.00072858 | 1288.7527 | 0.0032164 | [6 empty] | 1196.382 | 0 | 1196.375 | 0.0020861
| 1048.1865 | 0.038283 | 957.0175 | -0.071342 | 957.0175 | -0.014388 | 1048.532 | 0 | 957.0175 | -0.17661 | 1053.9856 | 0.0030242 | 1048.1865 | 0.077166 | 957.0175 | 8.1227 | 1091.7275 | 0.15758 |  |  | 1566.606 | 0.0010861 | 1288.834 | 0.0031908 | [6 empty] | 1196.4522 | 0 | 1196.4451 | 0.0020798
| 1048.3551 | 0.045331 | 957.2596 | 0.088697 | 957.2596 | 0.020792 | 1048.7022 | 0 | 957.2596 | 0.042013 | 1054.1574 | 0.0083116 | 1048.3551 | 0.075308 | 957.2596 | 8.1552 | 1091.8461 | 0.15663 |  |  | 1567.358 | 0.0010434 | 1288.9154 | 0.0031652 | [6 empty] | 1196.5222 | 0 | 1196.5153 | 0.0020726
| 1048.5237 | 0.036895 | 957.5017 | -0.038103 | 957.5017 | -0.012911 | 1048.8725 | 0 | 957.5017 | 0.0098695 | 1054.3292 | 0.0047946 | 1048.5237 | 0.078915 | 957.5017 | 8.1843 | 1091.9647 | 0.15524 |  |  | 1568.11 | 0.00099231 | 1288.9967 | 0.0031396 | [6 empty] | 1196.5924 | 0 | 1196.5853 | 0.0020655
| 1048.6922 | 0.039725 | 957.7438 | 0.027409 | 957.7438 | 0.019934 | 1049.0427 | 0.00017392 | 957.7438 | 0.13032 | 1054.5011 | 0.0076007 | 1048.6922 | 0.077275 | 957.7438 | 8.1951 | 1092.0834 | 0.15398 |  |  | 1568.864 | 0.001174 | 1289.0781 | 0.0031139 | [6 empty] | 1196.6625 | 0 | 1196.6555 | 0.0020591
| 1048.8608 | 0.036255 | 957.9859 | -0.070839 | 957.9859 | -0.071569 | 1049.2129 | 0 | 957.9859 | -0.078175 | 1054.6729 | 6.4718e-05 | 1048.8608 | 0.07957 | 957.9859 | 8.2313 | 1092.2021 | 0.15351 |  |  | 1569.618 | 0.0010474 | 1289.1596 | 0.0030883 | [6 empty] | 1196.7327 | 0 | 1196.7257 | 0.0020544
| 1049.0294 | 0.037536 | 958.228 | 0.063953 | 958.228 | 0.076977 | 1049.3832 | 0 | 958.228 | 0.15083 | 1054.8447 | 0.0079835 | 1049.0294 | 0.076291 | 958.228 | 8.2385 | 1092.3208 | 0.15273 |  |  | 1570.372 | 0.0010943 | 1289.241 | 0.0030679 | [6 empty] | 1196.8029 | 0 | 1196.7959 | 0.0020528
| 1049.1979 | 0.041113 | 958.4701 | -0.036301 | 958.4701 | -0.055304 | 1049.5534 | 0 | 958.4701 | -0.051302 | 1055.0166 | 0.0054668 | 1049.1979 | 0.078805 | 958.4701 | 8.2403 | 1092.4396 | 0.15112 |  |  | 1571.128 | 0.00086249 | 1289.3223 | 0.0030422 | [6 empty] | 1196.873 | 0 | 1196.866 | 0.0020536
| 1049.3665 | 0.041861 | 958.7122 | 0.045852 | 958.7122 | 0.038607 | 1049.7237 | 0 | 958.7122 | 0.24394 | 1055.1884 | 0.010335 | 1049.3665 | 0.076619 | 958.7122 | 8.2531 | 1092.5584 | 0.14988 |  |  | 1571.884 | 0.00059041 | 1289.4037 | 0.0030218 | [6 empty] | 1196.9432 | 0 | 1196.9362 | 0.0020575
| 1049.535 | 0.034065 | 958.9543 | -0.10215 | 958.9543 | -0.070016 | 1049.8939 | 0 | 958.9543 | -0.090186 | 1055.3602 | 0.0077648 | 1049.535 | 0.080008 | 958.9543 | 8.2802 | 1092.6771 | 0.14923 |  |  | 1572.641 | 0.00071138 | 1289.4852 | 0.0029962 | [6 empty] | 1197.0134 | 0 | 1197.0064 | 0.0020631
| 1049.7036 | 0.046079 | 959.1964 | 0.029114 | 959.1964 | 0.0036188 | 1050.0642 | 0 | 959.1964 | 0.12924 | 1055.5321 | 0.013342 | 1049.7036 | 0.076291 | 959.1964 | 8.2856 | 1092.796 | 0.14838 |  |  | 1573.398 | 0.0005132 | 1289.5666 | 0.0029705 | [6 empty] | 1197.0836 | 0 | 1197.0765 | 0.0020687
| 1049.8722 | 0.042448 | 959.4386 | -0.094646 | 959.4386 | -0.071898 | 1050.2345 | 0 | 959.4386 | -0.025102 | 1055.7039 | 0.0034529 | 1049.8722 | 0.077494 | 959.4386 | 8.32 | 1092.9148 | 0.14707 |  |  | 1574.157 | 0.00069701 | 1289.6481 | 0.0029501 | [6 empty] | 1197.1538 | 0 | 1197.1469 | 0.0020742
| 1050.0407 | 0.044798 | 959.6807 | 0.058734 | 959.6807 | 0.071859 | 1050.4047 | 0 | 959.6807 | 0.12143 | 1055.8758 | 0.0044787 | 1050.0407 | 0.075526 | 959.6807 | 8.3219 | 1093.0337 | 0.1456 |  |  | 1574.916 | 0.0010711 | 1289.7295 | 0.0029296 | [6 empty] | 1197.224 | 0 | 1197.217 | 0.0020782
| 1050.2093 | 0.027338 | 959.9228 | -0.067472 | 959.9228 | -0.029263 | 1050.575 | 0 | 959.9228 | -0.036498 | 1056.0476 | 0.0021752 | 1050.2093 | 0.079133 | 959.9228 | 8.349 | 1093.1526 | 0.14462 |  |  | 1575.676 | 0.0010097 | 1289.811 | 0.002904 | [6 empty] | 1197.2942 | 0 | 1197.2872 | 0.0020798
| 1050.3779 | 0.052273 | 960.165 | 0.072209 | 960.165 | -0.061928 | 1050.7452 | 0 | 960.165 | 0.11563 | 1056.2195 | 0.0029957 | 1050.3779 | 0.077056 | 960.165 | 8.3888 | 1093.2715 | 0.1436 |  |  | 1576.436 | 0.0011529 | 1289.8925 | 0.0028835 | [6 empty] | 1197.3645 | 0 | 1197.3574 | 0.0020782
| 1050.5464 | 0.030435 | 960.4071 | -0.13195 | 960.4071 | 0.028243 | 1050.9155 | 0.00026087 | 960.4071 | -0.13663 | 1056.3913 | 0.0049909 | 1050.5464 | 0.078149 | 960.4071 | 8.3997 | 1093.3905 | 0.14217 |  |  | 1577.198 | 0.00057598 | 1289.974 | 0.002863 | [6 empty] | 1197.4347 | 0 | 1197.4277 | 0.0020726
| 1050.715 | 0.049176 | 960.6493 | 0.056354 | 960.6493 | 0.1385 | 1051.0858 | 0 | 960.6493 | 0.12065 | 1056.5631 | 0.0014095 | 1050.715 | 0.075854 | 960.6493 | 8.4196 | 1093.5095 | 0.14108 |  |  | 1577.959 | 0.00072712 | 1290.0555 | 0.0028374 | [6 empty] | 1197.5049 | 0 | 1197.4979 | 0.0020615
| 1050.8835 | 0.04373 | 960.8914 | -0.10687 | 960.8914 | 0.0093925 | 1051.256 | 0 | 960.8914 | -0.11297 | 1056.735 | 0.0015357 | 1050.8835 | 0.079789 | 960.8914 | 8.4486 | 1093.6285 | 0.14051 |  |  | 1578.722 | 0.00093641 | 1290.137 | 0.0028169 | [6 empty] | 1197.5752 | 0 | 1197.5682 | 0.0020456
| 1051.0521 | 0.04955 | 961.1336 | 0.056391 | 961.1336 | 0.026786 | 1051.4263 | 0 | 961.1336 | 0.11258 | 1056.9068 | 0.0091865 | 1051.0521 | 0.078259 | 961.1336 | 8.4667 | 1093.7476 | 0.13916 |  |  | 1579.486 | 0.00084037 | 1290.2185 | 0.0027964 | [6 empty] | 1197.6455 | 0 | 1197.6384 | 0.0020242
| 1051.2207 | 0.031449 | 961.3758 | -0.1651 | 961.3758 | -0.045357 | 1051.5966 | 0 | 961.3758 | -0.14645 | 1057.0787 | 0.00080733 | 1051.2207 | 0.082303 | 961.3758 | 8.4975 | 1093.8666 | 0.13757 |  |  | 1580.25 | 0.001051 | 1290.3001 | 0.0027759 | [6 empty] | 1197.7157 | 0 | 1197.7087 | 0.0019979
| 1051.3892 | 0.049069 | 961.618 | 0.074463 | 961.618 | 0.080609 | 1051.7668 | 0 | 961.618 | 0.13467 | 1057.2505 | 0.0092412 | 1051.3892 | 0.080991 | 961.618 | 8.5029 | 1093.9856 | 0.13673 |  |  | 1581.015 | 0.00049074 | 1290.3816 | 0.0027554 | [6 empty] | 1197.786 | 0 | 1197.7791 | 0.0019693
| 1051.5578 | 0.030061 | 961.8601 | -0.045634 | 961.8601 | -0.0074291 | 1051.9371 | 0.00078262 | 961.8601 | -0.012653 | 1057.4224 | 0.0060696 | 1051.5578 | 0.083724 | 961.8601 | 8.5228 | 1094.1047 | 0.1355 |  |  | 1581.781 | 0.0009026 | 1290.4631 | 0.0027349 | [6 empty] | 1197.8563 | 0 | 1197.8492 | 0.0019384
| 1051.7263 | 0.04955 | 962.1023 | 0.052067 | 962.1023 | 0.023651 | 1052.1074 | 0 | 962.1023 | 0.16765 | 1057.5942 | 0.0086944 | 1051.7263 | 0.078915 | 962.1023 | 8.5699 | 1094.2238 | 0.13428 |  |  | 1582.547 | 0.00075161 | 1290.5448 | 0.0027145 | [6 empty] | 1197.9266 | 0 | 1197.9196 | 0.001909
| 1051.8949 | 0.033158 | 962.3445 | -0.12358 | 962.3445 | -0.012719 | 1052.2777 | 0 | 962.3445 | -0.067495 | 1057.7661 | 0.00099819 | 1051.8949 | 0.080008 | 962.3445 | 8.5898 | 1094.3429 | 0.1335 |  |  | 1583.314 | 0.0012904 | 1290.6263 | 0.002694 | [6 empty] | 1197.9969 | 0 | 1197.9899 | 0.0018828
| 1052.0635 | 0.037269 | 962.5867 | 0.084327 | 962.5867 | 0.060644 | 1052.4479 | 0 | 962.5867 | 0.1163 | 1057.9379 | 0.013069 | 1052.0635 | 0.076291 | 962.5867 | 8.6151 | 1094.4622 | 0.13261 |  |  | 1584.082 | 0.00087176 | 1290.7079 | 0.0026735 | [6 empty] | 1198.0673 | 0 | 1198.0602 | 0.0018605
| 1052.232 | 0.051258 | 962.8289 | -0.094921 | 962.8289 | -0.020855 | 1052.6182 | 0.00026087 | 962.8289 | -0.072841 | 1058.1098 | 0.0069992 | 1052.232 | 0.080773 | 962.8289 | 8.6442 | 1094.5813 | 0.13144 |  |  | 1584.851 | 0.00086528 | 1290.7895 | 0.002653 | [6 empty] | 1198.1376 | 0 | 1198.1305 | 0.0018438
| 1052.4006 | 0.038657 | 963.0711 | 0.033109 | 963.0711 | -0.011129 | 1052.7885 | 0 | 963.0711 | 0.18658 | 1058.2816 | 0.0088037 | 1052.4006 | 0.07804 | 963.0711 | 8.646 | 1094.7006 | 0.12991 |  |  | 1585.62 | 0.00098815 | 1290.8711 | 0.0026325 | [6 empty] | 1198.2079 | 0 | 1198.2009 | 0.0018335
| 1052.5691 | 0.033905 | 963.3133 | -0.10827 | 963.3133 | -0.017114 | 1052.9588 | 0 | 963.3133 | -0.15669 | 1058.4535 | 0.0039741 | 1052.5691 | 0.081756 | 963.3133 | 8.6677 | 1094.8198 | 0.12877 |  |  | 1586.39 | 0.00074666 | 1290.9528 | 0.0026172 | [6 empty] | 1198.2782 | 0 | 1198.2712 | 0.0018295
| 1052.7377 | 0.039885 | 963.5556 | 0.039156 | 963.5556 | -0.021343 | 1053.1291 | 0 | 963.5556 | 0.12647 | 1058.6254 | 0.0083663 | 1052.7377 | 0.07957 | 963.5556 | 8.6894 | 1094.9391 | 0.12782 |  |  | 1587.161 | 0.0012162 | 1291.0343 | 0.0025967 | [6 empty] | 1198.3485 | 0 | 1198.3416 | 0.0018335
| 1052.9062 | 0.057185 | 963.7978 | -0.066064 | 963.7978 | -0.024034 | 1053.2994 | 0 | 963.7978 | -0.093745 | 1058.7972 | 0.00079416 | 1052.9062 | 0.081975 | 963.7978 | 8.7184 | 1095.0585 | 0.12636 |  |  | 1587.933 | 0.00068137 | 1291.116 | 0.0025762 | [6 empty] | 1198.4189 | 0 | 1198.4119 | 0.0018462
| 1053.0748 | 0.046827 | 964.04 | 0.045963 | 964.04 | 0.011926 | 1053.4696 | 0.00017392 | 964.04 | 0.16867 | 1058.9691 | 0.0065071 | 1053.0748 | 0.079024 | 964.04 | 8.7564 | 1095.1777 | 0.12549 |  |  | 1588.706 | 0.0006368 | 1291.1976 | 0.0025608 | [6 empty] | 1198.4893 | 0 | 1198.4823 | 0.0018669
| 1053.2434 | 0.050991 | 964.2822 | -0.059955 | 964.2822 | -0.032298 | 1053.6399 | 0 | 964.2822 | -0.055381 | 1059.1409 | 0.0009587 | 1053.2434 | 0.08121 | 964.2822 | 8.7818 | 1095.2971 | 0.12506 |  |  | 1589.479 | 0.0010669 | 1291.2793 | 0.0025403 | [6 empty] | 1198.5597 | 0 | 1198.5526 | 0.0018947
| 1053.4119 | 0.038017 | 964.5245 | 0.056358 | 964.5245 | -0.012206 | 1053.8102 | 0 | 964.5245 | 0.10546 | 1059.3128 | 0.0082569 | 1053.4119 | 0.078805 | 964.5245 | 8.7963 | 1095.4165 | 0.12393 |  |  | 1590.253 | 0.00099613 | 1291.361 | 0.0025198 | [6 empty] | 1198.63 | 0 | 1198.623 | 0.001928
| 1053.5805 | 0.030808 | 964.7667 | -0.063547 | 964.7667 | -0.014546 | 1053.9805 | 0.00078262 | 964.7667 | 0.05873 | 1059.4847 | 0.0045083 | 1053.5805 | 0.081866 | 964.7667 | 8.8433 | 1095.536 | 0.12248 |  |  | 1591.027 | 0.00070144 | 1291.4426 | 0.0025045 | [6 empty] | 1198.7004 | 0 | 1198.6934 | 0.0019654
| 1053.749 | 0.034279 | 965.009 | 0.022775 | 965.009 | 0.013513 | 1054.1508 | 0 | 965.009 | 0.030022 | 1059.6565 | 0.0089131 | 1053.749 | 0.080335 | 965.009 | 8.8777 | 1095.6554 | 0.12131 |  |  | 1591.803 | 0.00092288 | 1291.5243 | 0.002484 | [6 empty] | 1198.7707 | 0 | 1198.7638 | 0.0020019
| 1053.9176 | 0.04656 | 965.2512 | -0.080865 | 965.2512 | -0.039271 | 1054.3211 | 0 | 965.2512 | -0.14953 | 1059.8284 | 0.0015872 | 1053.9176 | 0.083177 | 965.2512 | 8.8832 | 1095.7749 | 0.12017 |  |  | 1592.579 | 0.00063995 | 1291.6061 | 0.0024686 | [6 empty] | 1198.8412 | 0 | 1198.8342 | 0.0020353
| 1054.0861 | 0.041701 | 965.4935 | 0.056471 | 965.4935 | 0.044533 | 1054.4914 | 0 | 965.4935 | 0.12374 | 1060.0003 | 0.011046 | 1054.0861 | 0.080335 | 965.4935 | 8.894 | 1095.8944 | 0.11909 |  |  | 1593.356 | 0.00096615 | 1291.6877 | 0.0024481 | [6 empty] | 1198.9116 | 0 | 1198.9047 | 0.0020631
| 1054.2547 | 0.044103 | 965.7358 | -0.13899 | 965.7358 | -0.090915 | 1054.6617 | 0 | 965.7358 | -0.067049 | 1060.1721 | 0.0027467 | 1054.2547 | 0.082521 | 965.7358 | 8.9103 | 1096.0139 | 0.11828 |  |  | 1594.134 | 0.00079909 | 1291.7695 | 0.0024328 | [6 empty] | 1198.9821 | 0 | 1198.9751 | 0.0020814
| 1054.4232 | 0.034653 | 965.978 | 0.055353 | 965.978 | 0.02912 | 1054.832 | 0 | 965.978 | 0.10323 | 1060.344 | 0.011428 | 1054.4232 | 0.080335 | 965.978 | 8.9266 | 1096.1334 | 0.11753 |  |  | 1594.912 | 0.00074147 | 1291.8512 | 0.0024123 | [6 empty] | 1199.0525 | 0 | 1199.0454 | 0.0020901
| 1054.5918 | 0.03775 | 966.2203 | -0.15893 | 966.2203 | -0.10175 | 1055.0023 | 0 | 966.2203 | -0.12423 | 1060.5159 | 0.0082022 | 1054.5918 | 0.082084 | 966.2203 | 8.9393 | 1096.2531 | 0.11661 |  |  | 1595.691 | 0.00082934 | 1291.933 | 0.0023969 | [6 empty] | 1199.1229 | 0 | 1199.1158 | 0.0020893
| 1054.7603 | 0.046293 | 966.4626 | 0.084328 | 966.4626 | 0.082232 | 1055.1726 | 0 | 966.4626 | 0.087592 | 1060.6877 | 0.013397 | 1054.7603 | 0.076729 | 966.4626 | 8.9357 | 1096.3727 | 0.11568 |  |  | 1596.471 | 0.00052539 | 1292.0147 | 0.0023816 | [6 empty] | 1199.1934 | 0 | 1199.1864 | 0.0020806
| 1054.9289 | 0.032837 | 966.7049 | -0.14515 | 966.7049 | -0.040312 | 1055.3429 | 0 | 966.7049 | -0.064702 | 1060.8596 | 0.0031909 | 1054.9289 | 0.07968 | 966.7049 | 8.9484 | 1096.4923 | 0.11454 |  |  | 1597.252 | 0.00048111 | 1292.0964 | 0.0023611 | [6 empty] | 1199.2638 | 0 | 1199.2568 | 0.0020655
| 1055.0974 | 0.050404 | 966.9472 | 0.082113 | 966.9472 | 0.0066263 | 1055.5132 | 0 | 966.9472 | 0.19868 | 1061.0315 | 0.0084756 | 1055.0974 | 0.075963 | 966.9472 | 8.9574 | 1096.6119 | 0.11317 |  |  | 1598.034 | 0.0013002 | 1292.1782 | 0.0023457 | [6 empty] | 1199.3342 | 0 | 1199.3273 | 0.002048
| 1055.266 | 0.036041 | 967.1895 | -0.074324 | 967.1895 | -0.00024753 | 1055.6835 | 0 | 967.1895 | -0.059527 | 1061.2033 | 0.0030297 | 1055.266 | 0.079789 | 967.1895 | 8.9719 | 1096.7316 | 0.11231 |  |  | 1598.816 | 0.00081782 | 1292.26 | 0.0023303 | [6 empty] | 1199.4048 | 0 | 1199.3977 | 0.0020297
| 1055.4345 | 0.038177 | 967.4318 | 0.079386 | 967.4318 | 0.074374 | 1055.8538 | 0 | 967.4318 | 0.15609 | 1061.3752 | 0.0068899 | 1055.4345 | 0.075963 | 967.4318 | 8.9863 | 1096.8513 | 0.11131 |  |  | 1599.599 | 0.00075247 | 1292.3418 | 0.002315 | [6 empty] | 1199.4752 | 0 | 1199.4683 | 0.0020138
| 1055.6031 | 0.054996 | 967.6741 | -0.074243 | 967.6741 | -0.011572 | 1056.0241 | 0 | 967.6741 | -0.10324 | 1061.5471 | 0.0031799 | 1055.6031 | 0.080117 | 967.6741 | 8.9954 | 1096.9711 | 0.10996 |  |  | 1600.383 | 0.00074187 | 1292.4236 | 0.0022945 | [6 empty] | 1199.5457 | 0 | 1199.5387 | 0.0020027
| 1055.7716 | 0.053714 | 967.9164 | 0.013314 | 967.9164 | 0.00087102 | 1056.1944 | 0 | 967.9164 | 0.13104 | 1061.719 | 0.010061 | 1055.7716 | 0.077931 | 967.9164 | 8.999 | 1097.0908 | 0.10885 |  |  | 1601.167 | 0.00066972 | 1292.5055 | 0.0022791 | [6 empty] | 1199.6162 | 0 | 1199.6092 | 0.0019987
| 1055.9402 | 0.029847 | 968.1587 | -0.17699 | 968.1587 | -0.019421 | 1056.3647 | 0.00026087 | 968.1587 | -0.17709 | 1061.8908 | 0.0054001 | 1055.9402 | 0.081647 | 968.1587 | 9.0117 | 1097.2106 | 0.10768 |  |  | 1601.953 | 0.00078941 | 1292.5873 | 0.0022638 | [6 empty] | 1199.6867 | 0 | 1199.6797 | 0.0020019
| 1056.1087 | 0.050671 | 968.401 | 0.042807 | 968.401 | 0.01191 | 1056.535 | 0 | 968.401 | 0.01574 | 1062.0627 | 0.0068352 | 1056.1087 | 0.078915 | 968.401 | 9.0208 | 1097.3304 | 0.1066 |  |  | 1602.739 | 0.0010318 | 1292.6691 | 0.0022484 | [6 empty] | 1199.7572 | 0 | 1199.7502 | 0.002013
| 1056.2773 | 0.032303 | 968.6434 | -0.091621 | 968.6434 | -0.005587 | 1056.7053 | 0 | 968.6434 | -0.13473 | 1062.2346 | 0.0028059 | 1056.2773 | 0.081866 | 968.6434 | 9.0099 | 1097.4503 | 0.10535 |  |  | 1603.526 | 0.0011035 | 1292.751 | 0.002233 | [6 empty] | 1199.8278 | 0 | 1199.8207 | 0.0020297
| 1056.4458 | 0.040846 | 968.8857 | 0.11888 | 968.8857 | -0.053556 | 1056.8756 | 0 | 968.8857 | 0.15825 | 1062.4065 | 0.0064524 | 1056.4458 | 0.078368 | 968.8857 | 8.9954 | 1097.5701 | 0.10442 |  |  | 1604.313 | 0.00081745 | 1292.8328 | 0.0022177 | [6 empty] | 1199.8983 | 0 | 1199.8912 | 0.0020512
| 1056.6144 | 0.050244 | 969.128 | -0.15884 | 969.128 | -0.0083143 | 1057.046 | 0 | 969.128 | -0.092696 | 1062.5784 | 0.0031372 | 1056.6144 | 0.081428 | 969.128 | 8.999 | 1097.6902 | 0.10403 |  |  | 1605.102 | 0.0010421 | 1292.9147 | 0.0022023 | [6 empty] | 1199.9688 | 0 | 1199.9618 | 0.0020734
| 1056.7829 | 0.039725 | 969.3704 | 0.090811 | 969.3704 | 0.033552 | 1057.2163 | 0 | 969.3704 | 0.04509 | 1062.7502 | 0.0095146 | 1056.7829 | 0.07957 | 969.3704 | 9.0226 | 1097.8099 | 0.10343 |  |  | 1605.891 | 0.00090313 | 1292.9966 | 0.0021869 | [6 empty] | 1200.0393 | 0 | 1200.0323 | 0.0020957
| 1056.9515 | 0.033638 | 969.6127 | -0.12986 | 969.6127 | 0.016113 | 1057.3866 | 0 | 969.6127 | 0.023915 | 1062.9221 | 0.0073273 | 1056.9515 | 0.083396 | 969.6127 | 9.0244 | 1097.9301 | 0.10269 |  |  | 1606.681 | 0.0011114 | 1293.0784 | 0.0021664 | [6 empty] | 1200.1099 | 0 | 1200.1029 | 0.0021139
| 1057.12 | 0.048268 | 969.8551 | 0.099707 | 969.8551 | 0.029584 | 1057.5569 | 0 | 969.8551 | 0.07824 | 1063.094 | 0.013944 | 1057.12 | 0.081756 | 969.8551 | 9.0062 | 1098.0497 | 0.10158 |  |  | 1607.472 | 0.00099634 | 1293.1603 | 0.0021511 | [6 empty] | 1200.1804 | 0 | 1200.1735 | 0.0021274
| 1057.2886 | 0.045812 | 970.0974 | -0.12761 | 970.0974 | -0.0038819 | 1057.7272 | 0 | 970.0974 | -0.046429 | 1063.2659 | 0.010335 | 1057.2886 | 0.083614 | 970.0974 | 9.0135 | 1098.1697 | 0.10027 |  |  | 1608.263 | 0.0012591 | 1293.2422 | 0.0021357 | [6 empty] | 1200.251 | 0 | 1200.244 | 0.0021346
| 1057.4571 | 0.035881 | 970.3398 | 0.053607 | 970.3398 | 0.080235 | 1057.8976 | 0 | 970.3398 | 0.14722 | 1063.4378 | 0.013506 | 1057.4571 | 0.080663 | 970.3398 | 9.0425 | 1098.2899 | 0.099073 |  |  | 1609.056 | 0.00076687 | 1293.3241 | 0.0021204 | [6 empty] | 1200.3217 | 0 | 1200.3146 | 0.0021338
| 1057.6256 | 0.050617 | 970.5822 | -0.127 | 970.5822 | -0.037368 | 1058.0679 | 0 | 970.5822 | -0.10858 | 1063.6096 | 0.0080382 | 1057.6256 | 0.082849 | 970.5822 | 9.0389 | 1098.4098 | 0.098031 |  |  | 1609.849 | 0.0010456 | 1293.4061 | 0.002105 | [6 empty] | 1200.3922 | 0 | 1200.3851 | 0.0021251
| 1057.7942 | 0.044691 | 970.8246 | 0.016477 | 970.8246 | -0.031813 | 1058.2382 | 0 | 970.8246 | 0.15066 | 1063.7815 | 0.01121 | 1057.7942 | 0.080663 | 970.8246 | 9.0298 | 1098.5299 | 0.097182 |  |  | 1610.643 | 0.00050916 | 1293.488 | 0.0020896 | [6 empty] | 1200.4628 | 0 | 1200.4558 | 0.00211
| 1057.9627 | 0.03791 | 971.0669 | -0.15807 | 971.0669 | -0.0064505 | 1058.4085 | 0 | 971.0669 | -0.070265 | 1063.9534 | 0.0054609 | 1057.9627 | 0.082631 | 971.0669 | 9.0026 | 1098.6501 | 0.096154 |  |  | 1611.437 | 0.00083767 | 1293.57 | 0.0020743 | [6 empty] | 1200.5334 | 0 | 1200.5264 | 0.0020885
| 1058.1313 | 0.040366 | 971.3093 | 0.04928 | 971.3093 | -0.03198 | 1058.5789 | 0 | 971.3093 | 0.11887 | 1064.1253 | 0.0079288 | 1058.1313 | 0.079461 | 971.3093 | 9.0008 | 1098.7701 | 0.095252 |  |  | 1612.233 | 0.00084331 | 1293.652 | 0.0020589 | [6 empty] | 1200.604 | 0 | 1200.5971 | 0.0020631
| 1058.2998 | 0.036415 | 971.5517 | -0.070926 | 971.5517 | -0.045972 | 1058.7492 | 0.00026087 | 971.5517 | -0.16934 | 1064.2972 | 0.0045779 | 1058.2998 | 0.081756 | 971.5517 | 9.0135 | 1098.8903 | 0.094708 |  |  | 1613.029 | 0.00075211 | 1293.7339 | 0.0020435 | [6 empty] | 1200.6747 | 0 | 1200.6676 | 0.0020337
| 1058.4684 | 0.042982 | 971.7941 | 0.072505 | 971.7941 | 0.078054 | 1058.9195 | 0 | 971.7941 | 0.10266 | 1064.4691 | 0.0085303 | 1058.4684 | 0.079024 | 971.7941 | 9.0026 | 1099.0104 | 0.093717 |  |  | 1613.826 | 0.00062456 | 1293.8159 | 0.0020333 | [6 empty] | 1200.7452 | 0 | 1200.7383 | 0.0020035
| 1058.6369 | 0.036415 | 972.0365 | -0.10637 | 972.0365 | -0.015177 | 1059.0899 | 0 | 972.0365 | -0.04516 | 1064.641 | 0.0055228 | 1058.6369 | 0.081428 | 972.0365 | 8.999 | 1099.1306 | 0.092121 |  |  | 1614.624 | 0.00081188 | 1293.8978 | 0.0020179 | [6 empty] | 1200.8159 | 0 | 1200.8088 | 0.0019725
| 1058.8055 | 0.037269 | 972.2789 | 0.076059 | 972.2789 | 0.010871 | 1059.2602 | 0 | 972.2789 | 0.19285 | 1064.8129 | 0.010225 | 1058.8055 | 0.078477 | 972.2789 | 8.9972 | 1099.2509 | 0.091083 |  |  | 1615.423 | 0.0011754 | 1293.9799 | 0.0020026 | [6 empty] | 1200.8865 | 0 | 1200.8795 | 0.0019415
| 1058.974 | 0.030702 | 972.5213 | -0.12946 | 972.5213 | 0.0088332 | 1059.4305 | 0 | 972.5213 | -0.11258 | 1064.9847 | 0.0080929 | 1058.974 | 0.081647 | 972.5213 | 8.9863 | 1099.3711 | 0.090779 |  |  | 1616.222 | 0.00085575 | 1294.0619 | 0.0019872 | [6 empty] | 1200.9571 | 0 | 1200.9502 | 0.0019122
| 1059.1425 | 0.040526 | 972.7637 | 0.083975 | 972.7637 | 0.084991 | 1059.6009 | 0 | 972.7637 | 0.11007 | 1065.1566 | 0.012303 | 1059.1425 | 0.079242 | 972.7637 | 8.9809 | 1099.4915 | 0.09006 |  |  | 1617.022 | 0.00065017 | 1294.1439 | 0.0019718 | [6 empty] | 1201.0278 | 0 | 1201.0209 | 0.0018851
| 1059.3111 | 0.021892 | 973.0062 | -0.17546 | 973.0062 | -0.10883 | 1059.7712 | 0.00026087 | 973.0062 | -0.024068 | 1065.3285 | 0.0062337 | 1059.3111 | 0.082849 | 973.0062 | 8.9538 | 1099.6117 | 0.088692 |  |  | 1617.823 | 0.0010807 | 1294.226 | 0.0019565 | [6 empty] | 1201.0985 | 0 | 1201.0916 | 0.0018637
| 1059.4796 | 0.041861 | 973.2486 | 0.029716 | 973.2486 | -0.060186 | 1059.9416 | 0 | 973.2486 | 0.15234 | 1065.5004 | 0.0088584 | 1059.4796 | 0.08121 | 973.2486 | 8.9211 | 1099.7321 | 0.087689 |  |  | 1618.625 | 0.00059938 | 1294.308 | 0.0019411 | [6 empty] | 1201.1692 | 0 | 1201.1622 | 0.001851
| 1059.6481 | 0.03193 | 973.491 | -0.067028 | 973.491 | -0.022505 | 1060.1119 | 0 | 973.491 | -0.092349 | 1065.6723 | 0.0017781 | 1059.6481 | 0.083833 | 973.491 | 8.9229 | 1099.8524 | 0.086969 |  |  | 1619.428 | 0.00074927 | 1294.39 | 0.0019257 | [6 empty] | 1201.2399 | 0 | 1201.2329 | 0.0018486
| 1059.8167 | 0.033425 | 973.7335 | 0.11164 | 973.7335 | 0.164 | 1060.2822 | 0 | 973.7335 | 0.094023 | 1065.8442 | 0.0071633 | 1059.8167 | 0.080445 | 973.7335 | 8.894 | 1099.9728 | 0.086035 |  |  | 1620.231 | 0.00083732 | 1294.4721 | 0.0019155 | [6 empty] | 1201.3105 | 0 | 1201.3036 | 0.0018597
| 1059.9852 | 0.035026 | 973.9759 | -0.059155 | 973.9759 | -0.0060609 | 1060.4526 | 0 | 973.9759 | -0.16985 | 1066.0161 | 0.00055284 | 1059.9852 | 0.081647 | 973.9759 | 8.8523 | 1100.0933 | 0.085484 |  |  | 1621.035 | 0.00048854 | 1294.5542 | 0.0019001 | [6 empty] | 1201.3812 | 0 | 1201.3743 | 0.0018828
| 1060.1538 | 0.039138 | 974.2183 | 0.066345 | 974.2183 | 0.062562 | 1060.6229 | 0 | 974.2183 | 0.12786 | 1066.188 | 0.0077101 | 1060.1538 | 0.078259 | 974.2183 | 8.8324 | 1100.2136 | 0.084804 |  |  | 1621.84 | 0.0010645 | 1294.6362 | 0.0018848 | [6 empty] | 1201.452 | 0 | 1201.445 | 0.0019161
| 1060.3223 | 0.031823 | 974.4608 | -0.07562 | 974.4608 | -0.04394 | 1060.7933 | 0 | 974.4608 | -0.10378 | 1066.3599 | 0.00075468 | 1060.3223 | 0.080882 | 974.4608 | 8.8198 | 1100.3341 | 0.083508 |  |  | 1622.646 | 0.00092171 | 1294.7184 | 0.0018694 | [6 empty] | 1201.5227 | 0 | 1201.5158 | 0.0019566
| 1060.4908 | 0.04704 | 974.7033 | 0.094464 | 974.7033 | 0.0076676 | 1060.9636 | 0 | 974.7033 | 0.26995 | 1066.5318 | 0.0055228 | 1060.4908 | 0.078587 | 974.7033 | 8.7908 | 1100.4546 | 0.082593 |  |  | 1623.453 | 0.0010295 | 1294.8004 | 0.001854 | [6 empty] | 1201.5934 | 0 | 1201.5864 | 0.0019987
| 1060.6594 | 0.057078 | 974.9457 | -0.12882 | 974.9457 | -0.079082 | 1061.134 | 0.00026087 | 974.9457 | -0.18209 | 1066.7037 | 2.8415e-05 | 1060.6594 | 0.082959 | 974.9457 | 8.7528 | 1100.5752 | 0.082174 |  |  | 1624.26 | 0.00098845 | 1294.8826 | 0.0018387 | [6 empty] | 1201.6642 | 0 | 1201.6571 | 0.0020377
| 1060.8279 | 0.053608 | 975.1882 | 0.0097838 | 975.1882 | -0.00093795 | 1061.3043 | 0.00017392 | 975.1882 | 0.11024 | 1066.8756 | 0.0077648 | 1060.8279 | 0.081319 | 975.1882 | 8.7419 | 1100.6957 | 0.081321 |  |  | 1625.068 | 0.00075522 | 1294.9647 | 0.0018284 | [6 empty] | 1201.7349 | 0 | 1201.7279 | 0.0020687
| 1060.9964 | 0.042982 | 975.4307 | -0.10345 | 975.4307 | -0.044067 | 1061.4747 | 0.00026087 | 975.4307 | -0.14487 | 1067.0475 | 0.00041014 | 1060.9964 | 0.086128 | 975.4307 | 8.7094 | 1100.8163 | 0.079994 |  |  | 1625.877 | 0.00090187 | 1295.0469 | 0.0018131 | [6 empty] | 1201.8057 | 0 | 1201.7987 | 0.0020885
| 1061.165 | 0.045065 | 975.6731 | 0.088715 | 975.6731 | 0.0039786 | 1061.645 | 0 | 975.6731 | 0.086829 | 1067.2194 | 0.0095693 | 1061.165 | 0.083505 | 975.6731 | 8.6532 | 1100.9369 | 0.079074 |  |  | 1626.687 | 0.0012231 | 1295.129 | 0.0017977 | [6 empty] | 1201.8765 | 0 | 1201.8694 | 0.0020957
| 1061.3335 | 0.057826 | 975.9156 | -0.084567 | 975.9156 | -0.03595 | 1061.8154 | 0 | 975.9156 | -0.053876 | 1067.3913 | 0.0055775 | 1061.3335 | 0.0858 | 975.9156 | 8.6025 | 1101.0575 | 0.078641 |  |  | 1627.497 | 0.00091651 | 1295.2112 | 0.0017823 | [6 empty] | 1201.9471 | 0 | 1201.9402 | 0.0020901
| 1061.502 | 0.057559 | 976.1581 | 0.083317 | 976.1581 | 0.027303 | 1061.9857 | 0 | 976.1581 | 0.19949 | 1067.5632 | 0.011319 | 1061.502 | 0.082194 | 976.1581 | 8.5826 | 1101.1782 | 0.077939 |  |  | 1628.309 | 0.00089844 | 1295.2933 | 0.0017721 | [6 empty] | 1202.0179 | 0 | 1202.011 | 0.0020734
| 1061.6706 | 0.047788 | 976.4006 | -0.068112 | 976.4006 | 0.013283 | 1062.1561 | 0 | 976.4006 | -0.022036 | 1067.7351 | 0.0037383 | 1061.6706 | 0.084707 | 976.4006 | 8.55 | 1101.2988 | 0.077213 |  |  | 1629.121 | 0.00074533 | 1295.3755 | 0.0017567 | [6 empty] | 1202.0887 | 0 | 1202.0818 | 0.0020496
| 1061.8391 | 0.057826 | 976.6431 | 0.097765 | 976.6431 | 0.05718 | 1062.3265 | 0 | 976.6431 | 0.15728 | 1067.907 | 0.013233 | 1061.8391 | 0.082631 | 976.6431 | 8.5029 | 1101.4196 | 0.076764 |  |  | 1629.934 | 0.00078956 | 1295.4576 | 0.0017414 | [6 empty] | 1202.1596 | 0 | 1202.1526 | 0.0020226
| 1062.0076 | 0.039832 | 976.8856 | -0.062662 | 976.8856 | 0.024507 | 1062.4968 | 0 | 976.8856 | -0.17867 | 1068.0789 | 0.0065618 | 1062.0076 | 0.087112 | 976.8856 | 8.4794 | 1101.5403 | 0.076037 |  |  | 1630.748 | 0.0010215 | 1295.5399 | 0.0017311 | [6 empty] | 1202.2304 | 0 | 1202.2234 | 0.0019972
| 1062.1762 | 0.050297 | 977.1281 | 0.027799 | 977.1281 | 0.072046 | 1062.6672 | 0 | 977.1281 | 0.18335 | 1068.2508 | 0.013725 | 1062.1762 | 0.087112 | 977.1281 | 8.4612 | 1101.661 | 0.075371 |  |  | 1631.563 | 0.00090418 | 1295.6221 | 0.0017157 | [6 empty] | 1202.3012 | 0 | 1202.2942 | 0.0019765
| 1062.3447 | 0.057292 | 977.3706 | -0.086739 | 977.3706 | 0.020983 | 1062.8375 | 0 | 977.3706 | -0.12281 | 1068.4227 | 0.0023167 | 1062.3447 | 0.091921 | 977.3706 | 8.4359 | 1101.7819 | 0.074759 |  |  | 1632.378 | 0.00067406 | 1295.7043 | 0.0017004 | [6 empty] | 1202.3719 | 0 | 1202.365 | 0.0019646
| 1062.5132 | 0.058199 | 977.6131 | -0.0030941 | 977.6131 | 0.043127 | 1063.0079 | 0.00017392 | 977.6131 | 0.036063 | 1068.5946 | 0.010827 | 1062.5132 | 0.088642 | 977.6132 | 8.3997 | 1101.9025 | 0.073872 |  |  | 1633.194 | 0.00053552 | 1295.7865 | 0.0016901 | [6 empty] | 1202.4429 | 0 | 1202.4358 | 0.0019622
| 1062.6817 | 0.051151 | 977.8557 | -0.11091 | 977.8557 | -0.0050661 | 1063.1783 | 0 | 977.8557 | -0.2161 | 1068.7666 | 0.0019843 | 1062.6817 | 0.090391 | 977.8557 | 8.3091 | 1102.0233 | 0.073186 |  |  | 1634.012 | 0.00066765 | 1295.8688 | 0.0016748 | [6 empty] | 1202.5137 | 0 | 1202.5066 | 0.0019686
| 1062.8503 | 0.047467 | 978.0982 | 0.033469 | 978.0982 | 0.08109 | 1063.3486 | 0 | 978.0982 | 0.14501 | 1068.9385 | 0.0051127 | 1062.8503 | 0.087221 | 978.0982 | 8.2748 | 1102.1444 | 0.072464 |  |  | 1634.829 | 0.00079739 | 1295.951 | 0.0016645 | [6 empty] | 1202.5845 | 0 | 1202.5775 | 0.0019836
| 1063.0188 | 0.04122 | 978.3407 | -0.11158 | 978.3407 | -0.04718 | 1063.519 | 0 | 978.3407 | -0.10868 | 1069.1104 | 0.0047858 | 1063.0188 | 0.090391 | 978.3407 | 8.2313 | 1102.2651 | 0.071471 |  |  | 1635.648 | 0.0011839 | 1296.0333 | 0.0016492 | [6 empty] | 1202.6554 | 0 | 1202.6483 | 0.0020027
| 1063.1873 | 0.054889 | 978.5833 | 0.025279 | 978.5833 | 0.049073 | 1063.6894 | 0 | 978.5833 | 0.11022 | 1069.2823 | 0.0036406 | 1063.1873 | 0.087221 | 978.5833 | 8.1788 | 1102.386 | 0.070656 |  |  | 1636.468 | 0.0011474 | 1296.1156 | 0.0016338 | [6 empty] | 1202.7262 | 0 | 1202.7192 | 0.002025
| 1063.3559 | 0.041861 | 978.8258 | -0.069173 | 978.8258 | -0.027425 | 1063.8598 | 0 | 978.8258 | -0.17945 | 1069.4542 | 0.0058509 | 1063.3559 | 0.089079 | 978.8258 | 8.1444 | 1102.507 | 0.070042 |  |  | 1637.288 | 0.00098864 | 1296.1979 | 0.0016228 | [6 empty] | 1202.7971 | 0 | 1202.79 | 0.0020472
| 1063.5244 | 0.058306 | 979.0684 | 0.025889 | 979.0684 | 0.063063 | 1064.0301 | 0.00017392 | 979.0684 | 0.083543 | 1069.6261 | 3.6198e-05 | 1063.5244 | 0.086019 | 979.0684 | 8.1154 | 1102.6279 | 0.069317 |  |  | 1638.109 | 0.0010193 | 1296.2802 | 0.0016099 | [6 empty] | 1202.8679 | 0 | 1202.861 | 0.0020679
| 1063.6929 | 0.042341 | 979.3109 | -0.17391 | 979.3109 | 0.0095773 | 1064.2005 | 0 | 979.3109 | -0.23407 | 1069.798 | 0.0040059 | 1063.6929 | 0.087659 | 979.3109 | 8.0683 | 1102.7489 | 0.068491 |  |  | 1638.931 | 0.00075391 | 1296.3624 | 0.0015971 | [6 empty] | 1202.9388 | 0 | 1202.9319 | 0.0020869
| 1063.8614 | 0.050137 | 979.5535 | 0.05334 | 979.5535 | 0.058638 | 1064.3709 | 0 | 979.5535 | 0.18162 | 1069.9699 | 0.0051346 | 1063.8614 | 0.084489 | 979.5535 | 8.043 | 1102.87 | 0.067712 |  |  | 1639.754 | 0.00057118 | 1296.4447 | 0.0015844 | [6 empty] | 1203.0098 | 0 | 1203.0027 | 0.0021052
| 1064.03 | 0.054355 | 979.796 | -0.084209 | 979.796 | 0.059807 | 1064.5412 | 0 | 979.796 | -0.12893 | 1070.1419 | 0.00026874 | 1064.03 | 0.087221 | 979.796 | 7.9597 | 1102.9912 | 0.06714 |  |  | 1640.578 | 0.00060594 | 1296.5271 | 0.0015718 | [6 empty] | 1203.0807 | 0 | 1203.0736 | 0.0021251
| 1064.1985 | 0.069092 | 980.0386 | 0.070996 | 980.0386 | 0.10985 | 1064.7116 | 0 | 980.0386 | 0.13807 | 1070.3138 | 0.0094052 | 1064.1985 | 0.086566 | 980.0386 | 7.9036 | 1103.1121 | 0.066502 |  |  | 1641.402 | 0.00072571 | 1296.6094 | 0.0015592 | [6 empty] | 1203.1516 | 0 | 1203.1445 | 0.0021473
| 1064.367 | 0.058039 | 980.2812 | -0.091268 | 980.2812 | 0.0049079 | 1064.882 | 0 | 980.2812 | -0.10404 | 1070.4857 | 0.0043591 | 1064.367 | 0.090828 | 980.2812 | 7.851 | 1103.2333 | 0.065519 |  |  | 1642.228 | 0.0010325 | 1296.6918 | 0.0015468 | [6 empty] | 1203.2225 | 0 | 1203.2154 | 0.0021727
| 1064.5355 | 0.064393 | 980.5238 | 0.10899 | 980.5238 | 0.087741 | 1065.0524 | 0.00017392 | 980.5238 | 0.17145 | 1070.6576 | 0.010061 | 1064.5355 | 0.092686 | 980.5238 | 7.7768 | 1103.3544 | 0.064745 |  |  | 1643.054 | 0.0013198 | 1296.774 | 0.0015345 | [6 empty] | 1203.2935 | 0 | 1203.2864 | 0.0022013
| 1064.7041 | 0.061189 | 980.7664 | -0.12202 | 980.7664 | -0.023027 | 1065.2228 | 0 | 980.7664 | -0.16831 | 1070.8295 | 0.00086217 | 1064.7041 | 0.09673 | 980.7663 | 7.7026 | 1103.4755 | 0.064126 |  |  | 1643.881 | 0.00077042 | 1296.8564 | 0.0015224 | [6 empty] | 1203.3644 | 0 | 1203.3573 | 0.0022323
| 1064.8726 | 0.048909 | 981.0089 | 0.053497 | 981.0089 | 0.061374 | 1065.3932 | 0 | 981.0089 | 0.06878 | 1071.0014 | 0.0082569 | 1064.8726 | 0.099026 | 981.0089 | 7.6555 | 1103.5967 | 0.0636 |  |  | 1644.709 | 0.00039231 | 1296.9388 | 0.0015103 | [6 empty] | 1203.4353 | 0 | 1203.4282 | 0.0022609
| 1065.0411 | 0.06733 | 981.2515 | -0.056896 | 981.2515 | 0.022987 | 1065.5635 | 0 | 981.2515 | -0.098551 | 1071.1734 | 0.0009565 | 1065.0411 | 0.10383 | 981.2515 | 7.6048 | 1103.7179 | 0.063551 |  |  | 1645.537 | 0.0010622 | 1297.0212 | 0.0014984 | [6 empty] | 1203.5062 | 0 | 1203.4993 | 0.0022839
| 1065.2096 | 0.054889 | 981.4941 | 0.12713 | 981.4941 | -0.0029365 | 1065.7339 | 0 | 981.4941 | 0.24138 | 1071.3453 | 0.0053891 | 1065.2096 | 0.10832 | 981.4941 | 7.5288 | 1103.8391 | 0.063236 |  |  | 1646.367 | 0.00063946 | 1297.1036 | 0.0014866 | [6 empty] | 1203.5772 | 0 | 1203.5702 | 0.0022982
| 1065.3781 | 0.0708 | 981.7367 | -0.13543 | 981.7367 | 0.044449 | 1065.9043 | 0 | 981.7367 | -0.20288 | 1071.5172 | 0.00036088 | 1065.3781 | 0.11411 | 981.7367 | 7.46 | 1103.9604 | 0.062326 |  |  | 1647.197 | 0.0010921 | 1297.186 | 0.0014748 | [6 empty] | 1203.6482 | 0 | 1203.6411 | 0.0023006
| 1065.5466 | 0.068718 | 981.9793 | 0.053417 | 981.9793 | 0.069305 | 1066.0747 | 0.00017392 | 981.9793 | 0.14931 | 1071.6891 | 0.01028 | 1065.5466 | 0.11476 | 981.9793 | 7.4129 | 1104.0817 | 0.061255 |  |  | 1648.028 | 0.0011619 | 1297.2684 | 0.0014633 | [6 empty] | 1203.7191 | 0 | 1203.7122 | 0.0022895
| 1065.7152 | 0.07897 | 982.222 | -0.17104 | 982.222 | -0.013806 | 1066.2451 | 0.00078262 | 982.222 | -0.14709 | 1071.861 | 0.0051632 | 1065.7152 | 0.1163 | 982.222 | 7.3477 | 1104.203 | 0.060157 |  |  | 1648.86 | 0.00093148 | 1297.351 | 0.0014518 | [6 empty] | 1203.7902 | 0 | 1203.7831 | 0.0022657
| 1065.8837 | 0.051792 | 982.4646 | 0.10284 | 982.4646 | 0.032498 | 1066.4155 | 0 | 982.4646 | 0.19974 | 1072.033 | 0.012686 | 1065.8837 | 0.11433 | 982.4646 | 7.2753 | 1104.3243 | 0.059593 |  |  | 1649.693 | 0.0008986 | 1297.4334 | 0.0014405 | [6 empty] | 1203.8611 | 0 | 1203.8541 | 0.0022331
| 1066.0522 | 0.058306 | 982.7072 | -0.1144 | 982.7072 | -0.088723 | 1066.5859 | 0 | 982.7072 | -0.16708 | 1072.2049 | 0.0077101 | 1066.0522 | 0.11859 | 982.7072 | 7.1956 | 1104.4457 | 0.059312 |  |  | 1650.527 | 0.00094139 | 1297.5158 | 0.0014293 | [6 empty] | 1203.9321 | 0 | 1203.9251 | 0.0021934
| 1066.2207 | 0.070373 | 982.9498 | 0.03524 | 982.9498 | 0.054014 | 1066.7563 | 0 | 982.9498 | 0.19668 | 1072.3768 | 0.01367 | 1066.2207 | 0.12263 | 982.9498 | 7.163 | 1104.5671 | 0.058673 |  |  | 1651.361 | 0.00099834 | 1297.5983 | 0.0014182 | [6 empty] | 1204.0032 | 0 | 1203.9961 | 0.0021513
| 1066.3892 | 0.075179 | 983.1925 | -0.15694 | 983.1925 | -0.054114 | 1066.9267 | 0 | 983.1925 | -0.14585 | 1072.5487 | 0.0040004 | 1066.3892 | 0.12854 | 983.1925 | 7.0526 | 1104.6887 | 0.057784 |  |  | 1652.197 | 0.00090461 | 1297.6807 | 0.0014072 | [6 empty] | 1204.0742 | 0 | 1204.0671 | 0.0021108
| 1066.5577 | 0.072723 | 983.4351 | 0.17715 | 983.4351 | 0.035684 | 1067.0971 | 0 | 983.4351 | 0.21552 | 1072.7207 | 0.012795 | 1066.5577 | 0.12744 | 983.4351 | 6.9657 | 1104.8102 | 0.056839 |  |  | 1653.033 | 0.00068242 | 1297.7632 | 0.0013964 | [6 empty] | 1204.1451 | 0 | 1204.1382 | 0.002075
| 1066.7263 | 0.065087 | 983.6778 | -0.12382 | 983.6778 | -0.0030721 | 1067.2675 | 0.00026087 | 983.6778 | -0.048021 | 1072.8926 | 0.0055775 | 1066.7263 | 0.12919 | 983.6777 | 6.9132 | 1104.9315 | 0.05651 |  |  | 1653.87 | 0.0013176 | 1297.8457 | 0.0013857 | [6 empty] | 1204.2162 | 0 | 1204.2092 | 0.002044
| 1066.8948 | 0.081586 | 983.9204 | 0.034276 | 983.9204 | 0.035762 | 1067.4379 | 0 | 983.9204 | 0.19557 | 1073.0645 | 0.013725 | 1066.8948 | 0.13335 | 983.9204 | 6.8317 | 1105.053 | 0.05638 |  |  | 1654.708 | 0.00085519 | 1297.9282 | 0.0013751 | [6 empty] | 1204.2872 | 0 | 1204.2803 | 0.0020194
| 1067.0633 | 0.083935 | 984.1631 | -0.13346 | 984.1631 | -0.018757 | 1067.6083 | 0 | 984.1631 | -0.10732 | 1073.2365 | 0.0047869 | 1067.0633 | 0.1422 | 984.1631 | 6.7176 | 1105.1746 | 0.055682 |  |  | 1655.547 | 0.0011817 | 1298.0107 | 0.0013647 | [6 empty] | 1204.3583 | 0 | 1204.3513 | 0.0019987
| 1067.2318 | 0.081105 | 984.4057 | 0.0066583 | 984.4057 | 0.039056 | 1067.7787 | 0 | 984.4057 | 0.13076 | 1073.4084 | 0.010499 | 1067.2318 | 0.14777 | 984.4057 | 6.6343 | 1105.296 | 0.054928 |  |  | 1656.386 | 0.0013901 | 1298.0933 | 0.0013544 | [6 empty] | 1204.4294 | 0 | 1204.4224 | 0.0019797
| 1067.4003 | 0.083935 | 984.6484 | -0.08301 | 984.6484 | -0.014253 | 1067.9491 | 0 | 984.6484 | -0.080207 | 1073.5803 | 9.1044e-05 | 1067.4003 | 0.15204 | 984.6484 | 6.5727 | 1105.4176 | 0.05463 |  |  | 1657.227 | 0.0012137 | 1298.1758 | 0.0013442 | [6 empty] | 1204.5005 | 0 | 1204.4934 | 0.0019614
| 1067.5688 | 0.078489 | 984.891 | 0.02029 | 984.891 | 0.087344 | 1068.1195 | 0 | 984.891 | 0.015584 | 1073.7523 | 0.0066165 | 1067.5688 | 0.1563 | 984.891 | 6.5166 | 1105.5393 | 0.054289 |  |  | 1658.068 | 0.00090623 | 1298.2583 | 0.0013342 | [6 empty] | 1204.5715 | 0 | 1204.5645 | 0.0019408
| 1067.7373 | 0.085163 | 985.1337 | -0.12347 | 985.1337 | -0.022573 | 1068.2899 | 0.00026087 | 985.1337 | -0.16725 | 1073.9242 | 0.00075906 | 1067.7373 | 0.1587 | 985.1337 | 6.417 | 1105.6609 | 0.053241 |  |  | 1658.911 | 0.0007771 | 1298.3408 | 0.0013242 | [6 empty] | 1204.6426 | 0 | 1204.6356 | 0.0019169
| 1067.9059 | 0.077742 | 985.3764 | 0.034218 | 985.3764 | 0.061265 | 1068.4603 | 0 | 985.3764 | 0.28174 | 1074.0961 | 0.0084209 | 1067.9059 | 0.16231 | 985.3764 | 6.3355 | 1105.7825 | 0.052328 |  |  | 1659.754 | 0.00099613 | 1298.4235 | 0.0013145 | [6 empty] | 1204.7137 | 0 | 1204.7067 | 0.0018899
| 1068.0744 | 0.085324 | 985.6191 | -0.033027 | 985.6191 | -0.090863 | 1068.6307 | 0 | 985.6191 | -0.11153 | 1074.268 | 0.003452 | 1068.0744 | 0.161 | 985.6191 | 6.2595 | 1105.9042 | 0.051959 |  |  | 1660.597 | 0.00092996 | 1298.506 | 0.0013048 | [6 empty] | 1204.7848 | 0 | 1204.7778 | 0.0018597
| 1068.2429 | 0.075286 | 985.8618 | 0.044313 | 985.8618 | 0.049792 | 1068.8011 | 0 | 985.8618 | 0.1352 | 1074.44 | 0.0089131 | 1068.2429 | 0.1645 | 985.8618 | 6.1925 | 1106.0259 | 0.051546 |  |  | 1661.442 | 0.00060316 | 1298.5886 | 0.0012953 | [6 empty] | 1204.856 | 0 | 1204.8489 | 0.0018271
| 1068.4114 | 0.085057 | 986.1045 | -0.11161 | 986.1045 | 0.021456 | 1068.9715 | 0.00026087 | 986.1045 | -0.1596 | 1074.6119 | 0.0019788 | 1068.4114 | 0.16144 | 986.1045 | 6.0766 | 1106.1476 | 0.050949 |  |  | 1662.288 | 0.0014515 | 1298.6711 | 0.0012859 | [6 empty] | 1204.927 | 0 | 1204.92 | 0.0017954
| 1068.5799 | 0.074271 | 986.3472 | 0.016181 | 986.3472 | 0.073523 | 1069.1419 | 0 | 986.3472 | 0.15425 | 1074.7839 | 0.0060696 | 1068.5799 | 0.16537 | 986.3472 | 6.006 | 1106.2694 | 0.05076 |  |  | 1663.134 | 0.00098321 | 1298.7538 | 0.0012766 | [6 empty] | 1204.9982 | 0 | 1204.9912 | 0.0017652
| 1068.7484 | 0.084896 | 986.5899 | -0.11665 | 986.5899 | -0.22469 | 1069.3123 | 0 | 986.5899 | -0.2593 | 1074.9558 | 0.00093676 | 1068.7484 | 0.16133 | 986.5899 | 5.9282 | 1106.3914 | 0.050644 |  |  | 1663.982 | 0.0006868 | 1298.8364 | 0.0012675 | [6 empty] | 1205.0693 | 0 | 1205.0623 | 0.0017398
| 1068.9169 | 0.07347 | 986.8326 | 0.078378 | 986.8326 | -0.019148 | 1069.4827 | 0 | 986.8326 | 0.19905 | 1075.1277 | 0.008585 | 1068.9169 | 0.16581 | 986.8326 | 5.8413 | 1106.5132 | 0.049799 |  |  | 1664.83 | 0.0014822 | 1298.9191 | 0.0012585 | [6 empty] | 1205.1405 | 0 | 1205.1334 | 0.0017215
| 1069.0854 | 0.085057 | 987.0753 | -0.22345 | 987.0753 | -0.039517 | 1069.6532 | 0 | 987.0753 | -0.17665 | 1075.2997 | 0.00103 | 1069.0854 | 0.16078 | 987.0753 | 5.7815 | 1106.6349 | 0.048989 |  |  | 1665.679 | 0.00086838 | 1299.0017 | 0.0012497 | [6 empty] | 1205.2117 | 0 | 1205.2046 | 0.0017128
| 1069.2539 | 0.073577 | 987.318 | 0.047197 | 987.318 | 0.036824 | 1069.8236 | 0 | 987.318 | 0.24093 | 1075.4716 | 0.0079835 | 1069.2539 | 0.16537 | 987.318 | 5.6982 | 1106.7567 | 0.048437 |  |  | 1666.529 | 0.0011162 | 1299.0844 | 0.0012409 | [6 empty] | 1205.2828 | 0 | 1205.2758 | 0.0017151
| 1069.4224 | 0.081586 | 987.5607 | -0.12988 | 987.5607 | 0.043286 | 1069.994 | 0.00026087 | 987.5607 | -0.14581 | 1075.6435 | 0.0026172 | 1069.4224 | 0.15859 | 987.5607 | 5.6222 | 1106.8787 | 0.047651 |  |  | 1667.38 | 0.0015376 | 1299.167 | 0.0012323 | [6 empty] | 1205.354 | 0 | 1205.3469 | 0.0017326
| 1069.5909 | 0.075072 | 987.8035 | 0.11706 | 987.8035 | 0.0053408 | 1070.1644 | 0 | 987.8035 | 0.17106 | 1075.8155 | 0.0059603 | 1069.5909 | 0.16362 | 987.8035 | 5.5515 | 1107.0006 | 0.046798 |  |  | 1668.231 | 0.00099258 | 1299.2496 | 0.0012239 | [6 empty] | 1205.4252 | 0 | 1205.4181 | 0.0017644
| 1069.7594 | 0.082814 | 988.0462 | -0.070889 | 988.0462 | 0.0042312 | 1070.3348 | 0 | 988.0462 | -0.11676 | 1075.9874 | 0.002581 | 1069.7594 | 0.15641 | 988.0462 | 5.4411 | 1107.1226 | 0.04648 |  |  | 1669.084 | 0.00096332 | 1299.3324 | 0.0012156 | [6 empty] | 1205.4963 | 0 | 1205.4893 | 0.0018097
| 1069.9279 | 0.07331 | 988.2889 | 0.064033 | 988.2889 | 0.067391 | 1070.5053 | 0 | 988.2889 | 0.0858 | 1076.1593 | 0.007218 | 1069.9279 | 0.16275 | 988.2889 | 5.3687 | 1107.2445 | 0.046324 |  |  | 1669.937 | 0.0012206 | 1299.415 | 0.0012073 | [6 empty] | 1205.5675 | 0 | 1205.5605 | 0.0018645
| 1070.0964 | 0.081319 | 988.5317 | -0.085497 | 988.5317 | -0.083578 | 1070.6757 | 0 | 988.5317 | -0.19831 | 1076.3313 | 0.00032798 | 1070.0964 | 0.1551 | 988.5317 | 5.2745 | 1107.3666 | 0.046116 |  |  | 1670.792 | 0.00084205 | 1299.4977 | 0.0011993 | [6 empty] | 1205.6387 | 0 | 1205.6317 | 0.0019241
| 1070.2649 | 0.072349 | 988.7744 | -0.0138 | 988.7744 | -0.0048079 | 1070.8461 | 0.00017392 | 988.7744 | 0.19988 | 1076.5032 | 0.0091318 | 1070.2649 | 0.16176 | 988.7744 | 5.1966 | 1107.4885 | 0.046062 |  |  | 1671.647 | 0.0013387 | 1299.5804 | 0.0011913 | [6 empty] | 1205.71 | 0 | 1205.7029 | 0.0019813
| 1070.4334 | 0.083829 | 989.0172 | -0.12581 | 989.0172 | 0.0033742 | 1071.0166 | 0 | 989.0172 | -0.064659 | 1076.6752 | 0.0058509 | 1070.4334 | 0.15422 | 989.0172 | 5.1242 | 1107.6106 | 0.046009 |  |  | 1672.503 | 0.00074677 | 1299.6632 | 0.0011835 | [6 empty] | 1205.7811 | 0 | 1205.7742 | 0.0020305
| 1070.6019 | 0.081105 | 989.2599 | 0.12882 | 989.2599 | 0.066271 | 1071.187 | 0 | 989.2599 | 0.15178 | 1076.8471 | 0.010554 | 1070.6019 | 0.16155 | 989.2599 | 5.0736 | 1107.7328 | 0.04581 |  |  | 1673.36 | 0.00088792 | 1299.7459 | 0.0011758 | [6 empty] | 1205.8524 | 0 | 1205.8453 | 0.0020671
| 1070.7704 | 0.085324 | 989.5027 | -0.2162 | 989.5027 | -0.049082 | 1071.3574 | 0 | 989.5027 | -0.28831 | 1077.0191 | 0.0022662 | 1070.7704 | 0.15444 | 989.5027 | 4.9703 | 1107.8549 | 0.045054 |  |  | 1674.218 | 0.00077401 | 1299.8286 | 0.0011683 | [6 empty] | 1205.9236 | 0 | 1205.9166 | 0.0020885
| 1070.9389 | 0.071815 | 989.7455 | 0.086489 | 989.7455 | 0.092779 | 1071.5278 | 0 | 989.7455 | 0.27464 | 1077.191 | 0.0083663 | 1070.9389 | 0.16187 | 989.7455 | 4.8816 | 1107.9771 | 0.044354 |  |  | 1675.076 | 0.00077425 | 1299.9114 | 0.0011609 | [6 empty] | 1205.9949 | 0 | 1205.9878 | 0.0020949
| 1071.1074 | 0.082547 | 989.9882 | -0.1716 | 989.9882 | -0.092024 | 1071.6983 | 0 | 989.9882 | -0.093312 | 1077.3629 | 0.0017562 | 1071.1074 | 0.15597 | 989.9882 | 4.811 | 1108.0994 | 0.043917 |  |  | 1675.936 | 0.00047837 | 1299.9941 | 0.0011536 | [6 empty] | 1206.0662 | 0 | 1206.0591 | 0.0020893
| 1071.2759 | 0.071441 | 990.231 | 0.12554 | 990.231 | 0.11576 | 1071.8687 | 0 | 990.231 | 0.12091 | 1077.5349 | 0.0066165 | 1071.2759 | 0.16373 | 990.231 | 4.7168 | 1108.2214 | 0.043104 |  |  | 1676.796 | 0.001077 | 1300.0769 | 0.0011465 | [6 empty] | 1206.1374 | 0 | 1206.1304 | 0.0020742
| 1071.4444 | 0.083562 | 990.4738 | -0.18246 | 990.4738 | -0.065307 | 1072.0391 | 0 | 990.4738 | -0.12665 | 1077.7068 | 0.0048056 | 1071.4444 | 0.15892 | 990.4738 | 4.6408 | 1108.3436 | 0.042311 |  |  | 1677.657 | 0.00076737 | 1300.1597 | 0.0011395 | [6 empty] | 1206.2086 | 0 | 1206.2017 | 0.0020551
| 1071.6129 | 0.078863 | 990.7166 | 0.10174 | 990.7166 | 0.044647 | 1072.2096 | 0.00017392 | 990.7166 | 0.11629 | 1077.8788 | 0.012358 | 1071.6129 | 0.16559 | 990.7166 | 4.5665 | 1108.4658 | 0.042196 |  |  | 1678.52 | 0.00066824 | 1300.2425 | 0.0011327 | [6 empty] | 1206.2799 | 0 | 1206.273 | 0.0020353
| 1071.7814 | 0.085163 | 990.9594 | -0.17155 | 990.9594 | -0.046959 | 1072.38 | 0 | 990.9594 | -0.062038 | 1078.0507 | 0.009788 | 1071.7814 | 0.16133 | 990.9594 | 4.4796 | 1108.5881 | 0.042012 |  |  | 1679.383 | 0.0011165 | 1300.3253 | 0.0011259 | [6 empty] | 1206.3512 | 0 | 1206.3442 | 0.0020194
| 1071.9499 | 0.075659 | 991.2022 | 0.067109 | 991.2022 | 0.04335 | 1072.5504 | 0 | 991.2022 | 0.18337 | 1078.2227 | 0.013725 | 1071.9499 | 0.16581 | 991.2022 | 4.4072 | 1108.7104 | 0.041076 |  |  | 1680.247 | 0.0011123 | 1300.4082 | 0.0011194 | [6 empty] | 1206.4225 | 0 | 1206.4155 | 0.0020083
| 1072.1184 | 0.084523 | 991.445 | -0.11633 | 991.445 | -0.0085601 | 1072.7209 | 0 | 991.445 | -0.07965 | 1078.3946 | 0.0074914 | 1072.1184 | 0.16176 | 991.445 | 4.3131 | 1108.8328 | 0.040268 |  |  | 1681.112 | 0.00099655 | 1300.491 | 0.0011129 | [6 empty] | 1206.4939 | 0 | 1206.4868 | 0.0020043
| 1072.2869 | 0.078489 | 991.6878 | 0.14816 | 991.6878 | 0.11202 | 1072.8913 | 0.00017392 | 991.6878 | 0.12344 | 1078.5666 | 0.012577 | 1072.2869 | 0.16428 | 991.6878 | 4.2443 | 1108.9552 | 0.040184 |  |  | 1681.977 | 0.0013672 | 1300.5738 | 0.0011066 | [6 empty] | 1206.5652 | 0 | 1206.5581 | 0.0020083
| 1072.4554 | 0.08495 | 991.9306 | -0.067751 | 991.9306 | -0.16503 | 1073.0618 | 0.00026087 | 991.9306 | -0.178 | 1078.7385 | 0.0054681 | 1072.4554 | 0.16067 | 991.9306 | 4.1791 | 1109.0775 | 0.040319 |  |  | 1682.844 | 0.0015863 | 1300.6566 | 0.0011004 | [6 empty] | 1206.6365 | 0 | 1206.6294 | 0.0020178
| 1072.6238 | 0.081372 | 992.1734 | 0.062806 | 992.1734 | 0.2147 | 1073.2322 | 0 | 992.1734 | 0.15825 | 1078.9105 | 0.006015 | 1072.6238 | 0.16176 | 992.1734 | 4.0886 | 1109.2 | 0.040057 |  |  | 1683.711 | 0.0010266 | 1300.7395 | 0.0010944 | [6 empty] | 1206.7078 | 0 | 1206.7008 | 0.0020329
| 1072.7923 | 0.084416 | 992.4162 | -0.029147 | 992.4162 | 0.026266 | 1073.4027 | 0.00026087 | 992.4162 | -0.052515 | 1079.0824 | 1.8647e-05 | 1072.7923 | 0.15892 | 992.4162 | 3.9998 | 1109.3224 | 0.039466 |  |  | 1684.58 | 0.001118 | 1300.8224 | 0.0010886 | [6 empty] | 1206.7792 | 0 | 1206.7721 | 0.0020512
| 1072.9608 | 0.072936 | 992.659 | 0.034991 | 992.659 | 0.051998 | 1073.5731 | 0 | 992.659 | 0.10391 | 1079.2544 | 0.0064524 | 1072.9608 | 0.16242 | 992.659 | 3.9582 | 1109.4451 | 0.038906 |  |  | 1685.449 | 0.0012954 | 1300.9053 | 0.0010829 | [6 empty] | 1206.8505 | 0 | 1206.8435 | 0.0020694
| 1073.1293 | 0.082334 | 992.9019 | -0.09889 | 992.9019 | -0.13175 | 1073.7435 | 0 | 992.9019 | -0.13837 | 1079.4263 | 0.00022706 | 1073.1293 | 0.16111 | 992.9019 | 3.8495 | 1109.5674 | 0.038321 |  |  | 1686.319 | 0.0016126 | 1300.9882 | 0.0010773 | [6 empty] | 1206.9219 | 0 | 1206.9148 | 0.0020845
| 1073.2978 | 0.074271 | 993.1447 | 0.052145 | 993.1447 | 0.034214 | 1073.914 | 0.00017392 | 993.1447 | 0.069959 | 1079.5983 | 0.0076554 | 1073.2978 | 0.16493 | 993.1447 | 3.7916 | 1109.6898 | 0.037597 |  |  | 1687.191 | 0.00097115 | 1301.071 | 0.0010719 | [6 empty] | 1206.9932 | 0 | 1206.9862 | 0.0020941
| 1073.4663 | 0.081479 | 993.3875 | -0.18468 | 993.3875 | 0.0059774 | 1074.0845 | 0 | 993.3875 | -0.17296 | 1079.7702 | 0.0046794 | 1073.4663 | 0.16122 | 993.3875 | 3.7064 | 1109.8124 | 0.037009 |  |  | 1688.063 | 0.00127 | 1301.1539 | 0.0010667 | [6 empty] | 1207.0646 | 0 | 1207.0575 | 0.0020965
| 1073.6348 | 0.073844 | 993.6304 | 0.056076 | 993.6304 | 0.091331 | 1074.2549 | 0 | 993.6304 | 0.36152 | 1079.9422 | 0.010116 | 1073.6348 | 0.16548 | 993.6304 | 3.6449 | 1109.9349 | 0.036726 |  |  | 1688.936 | 0.0015033 | 1301.2369 | 0.0010616 | [6 empty] | 1207.136 | 0 | 1207.1289 | 0.0020901
| 1073.8033 | 0.083348 | 993.8732 | -0.032505 | 993.8732 | 0.015473 | 1074.4253 | 0.00026087 | 993.8732 | -0.38317 | 1080.1142 | 0.0016651 | 1073.8033 | 0.16034 | 993.8732 | 3.558 | 1110.0575 | 0.036504 |  |  | 1689.81 | 0.0022163 | 1301.3198 | 0.0010567 | [6 empty] | 1207.2074 | 0 | 1207.2003 | 0.002075
| 1073.9717 | 0.073951 | 994.1161 | 0.080135 | 994.1161 | -0.035873 | 1074.5958 | 0 | 994.1161 | 0.061174 | 1080.2861 | 0.0077648 | 1073.9717 | 0.16504 | 994.1161 | 3.5218 | 1110.1802 | 0.03585 |  |  | 1690.684 | 0.0018763 | 1301.4028 | 0.001052 | [6 empty] | 1207.2788 | 0 | 1207.2717 | 0.0020528
| 1074.1402 | 0.082067 | 994.3589 | -0.14098 | 994.3589 | -0.059304 | 1074.7663 | 0 | 994.3589 | -0.15207 | 1080.4581 | 5.4846e-05 | 1074.1402 | 0.15925 | 994.359 | 3.4204 | 1110.3029 | 0.0354 |  |  | 1691.56 | 0.0014366 | 1301.4857 | 0.0010474 | [6 empty] | 1207.3502 | 0 | 1207.3431 | 0.0020258
| 1074.3087 | 0.073203 | 994.6018 | 0.090725 | 994.6018 | 0.056751 | 1074.9367 | 0 | 994.6018 | 0.34134 | 1080.63 | 0.0067805 | 1074.3087 | 0.16472 | 994.6018 | 3.3371 | 1110.4255 | 0.035789 |  |  | 1692.437 | 0.0019686 | 1301.5687 | 0.001043 | [6 empty] | 1207.4216 | 0 | 1207.4145 | 0.0019979
| 1074.4772 | 0.083455 | 994.8447 | -0.060549 | 994.8447 | -0.038215 | 1075.1072 | 0.00026087 | 994.8447 | -0.23836 | 1080.802 | 0.00091482 | 1074.4772 | 0.15892 | 994.8447 | 3.2792 | 1110.5482 | 0.035819 |  |  | 1693.314 | 0.0025702 | 1301.6517 | 0.0010387 | [6 empty] | 1207.493 | 0 | 1207.486 | 0.0019733
| 1074.6457 | 0.075766 | 995.0876 | 0.16843 | 995.0876 | -0.056544 | 1075.2776 | 0 | 995.0876 | 0.32624 | 1080.9739 | 0.010007 | 1074.6457 | 0.16493 | 995.0875 | 3.2122 | 1110.671 | 0.035409 |  |  | 1694.192 | 0.0018733 | 1301.7346 | 0.0010346 | [6 empty] | 1207.5645 | 0 | 1207.5574 | 0.0019535
| 1074.8142 | 0.084896 | 995.3304 | -0.18535 | 995.3304 | -0.039195 | 1075.4481 | 0.00078262 | 995.3304 | -0.22831 | 1081.1459 | 0.0050886 | 1074.8142 | 0.16002 | 995.3304 | 3.1452 | 1110.7937 | 0.035063 |  |  | 1695.072 | 0.0022376 | 1301.8176 | 0.0010308 | [6 empty] | 1207.6359 | 0 | 1207.6288 | 0.0019423
| 1074.9826 | 0.081105 | 995.5733 | 0.078413 | 995.5733 | 0.0048357 | 1075.6185 | 0 | 995.5733 | 0.2432 | 1081.3178 | 0.012413 | 1074.9826 | 0.1657 | 995.5733 | 3.0836 | 1110.9165 | 0.034406 |  |  | 1695.952 | 0.0026135 | 1301.9006 | 0.0010271 | [6 empty] | 1207.7073 | 0 | 1207.7003 | 0.0019408
| 1075.1511 | 0.084576 | 995.8162 | -0.089221 | 995.8162 | -0.072655 | 1075.789 | 0.00026087 | 995.8162 | -0.01049 | 1081.4898 | 0.0055775 | 1075.1511 | 0.16122 | 995.8162 | 3.0111 | 1111.0396 | 0.033755 |  |  | 1696.833 | 0.0015609 | 1301.9836 | 0.0010235 | [6 empty] | 1207.7788 | 0 | 1207.7717 | 0.0019471
| 1075.3196 | 0.080251 | 996.0591 | 0.16467 | 996.0591 | -0.017426 | 1075.9595 | 0 | 996.0591 | 0.32105 | 1081.6618 | 0.0096786 | 1075.3196 | 0.1645 | 996.0591 | 2.975 | 1111.1622 | 0.033545 |  |  | 1697.715 | 0.0025981 | 1302.0668 | 0.0010202 | [6 empty] | 1207.8502 | 0 | 1207.8433 | 0.0019606
| 1075.4881 | 0.08543 | 996.302 | -0.23504 | 996.302 | -0.050664 | 1076.1299 | 0 | 996.302 | -0.30699 | 1081.8337 | 0.0034246 | 1075.4881 | 0.16067 | 996.302 | 2.8663 | 1111.2852 | 0.033622 |  |  | 1698.598 | 0.0028723 | 1302.1498 | 0.0010171 | [6 empty] | 1207.9217 | 0 | 1207.9147 | 0.0019789
| 1075.6566 | 0.077528 | 996.5449 | 0.10855 | 996.5449 | 0.031467 | 1076.3004 | 0 | 996.5449 | 0.16042 | 1082.0057 | 0.0082569 | 1075.6566 | 0.16308 | 996.5449 | 2.8247 | 1111.408 | 0.033243 |  |  | 1699.482 | 0.0031831 | 1302.2328 | 0.0010142 | [6 empty] | 1207.9932 | 0 | 1207.9862 | 0.0019987
| 1075.825 | 0.08527 | 996.7878 | -0.13512 | 996.7878 | 0.013954 | 1076.4709 | 0 | 996.7878 | -0.086241 | 1082.1777 | 0.0032041 | 1075.825 | 0.16056 | 996.7878 | 2.7703 | 1111.5311 | 0.032791 |  |  |  |  | 1302.3159 | 0.0010114 | [6 empty] | 1208.0647 | 0 | 1208.0576 | 0.002017
| 1075.9935 | 0.079397 | 997.0307 | 0.048514 | 997.0307 | 0.067763 | 1076.6413 | 0 | 997.0307 | 0.18069 | 1082.3496 | 0.0066165 | 1075.9935 | 0.16308 | 997.0307 | 2.7142 | 1111.6539 | 0.032478 |  |  |  |  | 1302.3989 | 0.0010089 | [6 empty] | 1208.1362 | 0 | 1208.1291 | 0.0020321
| 1076.162 | 0.084576 | 997.2736 | -0.18377 | 997.2736 | -0.10532 | 1076.8118 | 0 | 997.2736 | -0.22393 | 1082.5216 | 0.0023935 | 1076.162 | 0.16056 | 997.2736 | 2.6526 | 1111.7769 | 0.031864 |  |  |  |  | 1302.4821 | 0.0010066 | [6 empty] | 1208.2078 | 0 | 1208.2007 | 0.002044
| 1076.3305 | 0.0763 | 997.5165 | 0.20152 | 997.5165 | 0.086233 | 1076.9823 | 0 | 997.5165 | 0.18429 | 1082.6935 | 0.0059056 | 1076.3305 | 0.16428 | 997.5166 | 2.5784 | 1111.8999 | 0.03161 |  |  |  |  | 1302.5652 | 0.0010045 | [6 empty] | 1208.2792 | 0 | 1208.2722 | 0.0020504
| 1076.4989 | 0.084149 | 997.7595 | -0.25725 | 997.7595 | 0.038812 | 1077.1527 | 0 | 997.7595 | -0.21457 | 1082.8655 | 0.00057259 | 1076.4989 | 0.16144 | 997.7595 | 2.5277 | 1112.0229 | 0.031548 |  |  |  |  | 1302.6482 | 0.0010025 | [6 empty] | 1208.3507 | 0 | 1208.3438 | 0.002052
| 1076.6674 | 0.075552 | 998.0024 | 0.13209 | 998.0024 | -0.088656 | 1077.3232 | 0 | 998.0024 | 0.13088 | 1083.0375 | 0.00016344 | 1076.6674 | 0.16559 | 998.0024 | 2.4969 | 1112.146 | 0.031338 |  |  |  |  | 1302.7313 | 0.0010008 | [6 empty] | 1208.4222 | 0 | 1208.4153 | 0.0020488
| 1076.8359 | 0.085324 | 998.2453 | -0.22768 | 998.2453 | -0.054292 | 1077.4937 | 0.00026087 | 998.2453 | -0.19136 | 1083.2094 | 0.0035189 | 1076.8359 | 0.16078 | 998.2453 | 2.4571 | 1112.2692 | 0.031277 |  |  |  |  | 1302.8145 | 0.00099933 | [6 empty] | 1208.4938 | 0 | 1208.4868 | 0.0020408
| 1077.0043 | 0.078649 | 998.4883 | 0.098459 | 998.4883 | 0.077529 | 1077.6642 | 0 | 998.4883 | 0.43005 | 1083.3814 | 0.0025865 | 1077.0043 | 0.16526 | 998.4883 | 2.3032 | 1112.3922 | 0.031053 |  |  |  |  | 1302.8976 | 0.00099806 | [6 empty] | 1208.5654 | 0 | 1208.5584 | 0.0020281
| 1077.1728 | 0.085057 | 998.7312 | -0.16584 | 998.7312 | -0.0033504 | 1077.8347 | 0.00026087 | 998.7312 | -0.067679 | 1083.5534 | 8.2268e-05 | 1077.1728 | 0.16002 | 998.7312 | 2.2742 | 1112.5154 | 0.03065 |  |  |  |  | 1302.9807 | 0.000997 | [6 empty] | 1208.637 | 0 | 1208.6299 | 0.0020107
| 1077.3413 | 0.079664 | 998.9742 | 0.037632 | 998.9742 | 0.029015 | 1078.0051 | 0 | 998.9742 | 0.10462 | 1083.7253 | 0.0076554 | 1077.3413 | 0.16537 | 998.9742 | 2.2163 | 1112.6385 | 0.030345 |  |  |  |  | 1303.064 | 0.00099618 | [6 empty] | 1208.7085 | 0 | 1208.7014 | 0.00199
| 1077.5098 | 0.084309 | 999.2171 | -0.2856 | 999.2171 | 0.12379 | 1078.1756 | 0.00026087 | 999.2171 | -0.11381 | 1083.8973 | 0.0029639 | 1077.5098 | 0.16089 | 999.2171 | 2.1511 | 1112.7618 | 0.029849 |  |  |  |  | 1303.1471 | 0.00099555 | [6 empty] | 1208.78 | 0 | 1208.7731 | 0.001967
| 1077.6782 | 0.076193 | 999.4601 | 0.082789 | 999.4601 | 0.11511 | 1078.3461 | 0 | 999.4601 | 0.2887 | 1084.0693 | 0.0088584 | 1077.6782 | 0.16614 | 999.4601 | 2.1058 | 1112.885 | 0.029066 |  |  |  |  | 1303.2302 | 0.00099515 | [6 empty] | 1208.8517 | 0 | 1208.8446 | 0.0019431
| 1077.8467 | 0.08479 | 999.703 | -0.22678 | 999.703 | -0.011195 | 1078.5166 | 0.00026087 | 999.703 | -0.27655 | 1084.2412 | 0.0016267 | 1077.8467 | 0.16165 | 999.703 | 2.0534 | 1113.0083 | 0.028503 |  |  |  |  | 1303.3135 | 0.000995 | [6 empty] | 1208.9232 | 0 | 1208.9163 | 0.0019225
| 1078.0152 | 0.074431 | 999.946 | 0.029868 | 999.946 | 0.024094 | 1078.687 | 0 | 999.946 | 0.20271 | 1084.4132 | 0.00489 | 1078.0152 | 0.16504 | 999.946 | 1.9936 | 1113.1316 | 0.028144 |  |  |  |  | 1303.3966 | 0.00099504 | [6 empty] | 1208.9949 | 0 | 1208.9878 | 0.0019058
| 1078.1836 | 0.083668 | 1000.189 | -0.20458 | 1000.189 | -0.0048035 | 1078.8575 | 0.00026087 | 1000.189 | -0.29494 | 1084.5852 | 0.001653 | 1078.1836 | 0.16122 | 1000.189 | 1.9664 | 1113.2549 | 0.027787 |  |  |  |  | 1303.4799 | 0.00099533 | [6 empty] | 1209.0665 | 0 | 1209.0594 | 0.0018963
| 1078.3521 | 0.075286 | 1000.432 | 0.080456 | 1000.432 | 0.046615 | 1079.028 | 0 | 1000.432 | 0 | 1084.7571 | 0.0047123 | 1078.3521 | 0.16417 | 1000.432 | 1.9067 | 1113.3782 | 0.027519 |  |  |  |  | 1303.5631 | 0.00099584 | [6 empty] | 1209.1381 | 0 | 1209.1311 | 0.0018955
| 1078.5205 | 0.083295 | 1000.6749 | -0.21148 | 1000.6749 | -0.020925 | 1079.1985 | 0 | 1000.6749 | 0 | 1084.9291 | 0.0011057 | 1078.5205 | 0.16089 | 1000.6749 | 1.9157 | 1113.5016 | 0.027087 |  |  |  |  | 1303.6462 | 0.00099656 | [6 empty] | 1209.2097 | 0 | 1209.2026 | 0.0019058
| 1078.689 | 0.079877 | 1000.9179 | 0.098952 | 1000.9179 | 0.068499 | 1079.369 | 0.00017392 | 1000.9179 | 0 | 1085.1011 | 0.0082569 | 1078.689 | 0.1645 | 1000.9179 | 1.8791 | 1113.6249 | 0.026893 |  |  |  |  | 1303.7295 | 0.00099752 | [6 empty] | 1209.2814 | 0 | 1209.2743 | 0.0019257
| 1078.8575 | 0.083935 | 1001.1609 | -0.25824 | 1001.1609 | 0.12727 | 1079.5395 | 0.00026087 | 1001.1609 | 0 | 1085.2731 | 0.00506 | 1078.8575 | 0.16111 | 1001.1609 | 1.8328 | 1113.7483 | 0.026759 |  |  |  |  | 1303.8127 | 0.0009987 | [6 empty] | 1209.353 | 0 | 1209.3459 | 0.0019543
| 1079.0259 | 0.082867 | 1001.4039 | 0.27085 | 1001.4039 | -0.019864 | 1079.71 | 0 | 1001.4039 | 0 | 1085.445 | 0.010718 | 1079.0259 | 0.16537 | 1001.4039 | 1.8009 | 1113.8717 | 0.026164 |  |  |  |  | 1303.896 | 0.0010001 | [6 empty] | 1209.4247 | 0 | 1209.4176 | 0.00199
| 1079.1944 | 0.084202 | 1001.6469 | -0.25453 | 1001.6469 | -0.071289 | 1079.8805 | 0.00026087 | 1001.6469 | 0 | 1085.617 | 0.0095146 | 1079.1944 | 0.16089 | 1001.6469 | 1.7517 | 1113.9952 | 0.026436 |  |  |  |  | 1303.9794 | 0.0010017 | [6 empty] | 1209.4963 | 0 | 1209.4893 | 0.0020281
| 1079.3629 | 0.076033 | 1001.8899 | 0.16281 | 1001.8899 | 0.044729 | 1080.051 | 0 | 1001.8899 | 0 | 1085.789 | 0.017225 | 1079.3629 | 0.16559 | 1001.8899 | 1.7154 | 1114.1189 | 0.026807 |  |  |  |  | 1304.0626 | 0.0010036 | [6 empty] | 1209.568 | 0 | 1209.5609 | 0.0020663
| 1079.5313 | 0.083722 | 1002.1329 | -0.19133 | 1002.1329 | -0.090632 | 1080.2214 | 0 | 1002.1329 | 0 | 1085.9609 | 0.011975 | 1079.5313 | 0.16144 | 1002.1329 | 1.7077 | 1114.2424 | 0.026118 |  |  |  |  | 1304.1459 | 0.0010057 | [6 empty] | 1209.6397 | 0 | 1209.6326 | 0.0020996
| 1079.6998 | 0.077421 | 1002.3759 | 0.069666 | 1002.3759 | 0.1341 | 1080.3919 | 0 | 1002.3759 | 0 | 1086.1329 | 0.018318 | 1079.6998 | 0.16592 | 1002.3759 | 1.6695 | 1114.3658 | 0.025824 |  |  |  |  | 1304.2293 | 0.001008 | [6 empty] | 1209.7113 | 0 | 1209.7043 | 0.0021251
| 1079.8682 | 0.084896 | 1002.619 | -0.19348 | 1002.619 | -0.17677 | 1080.5624 | 0 | 1002.619 | 0 | 1086.3049 | 0.019029 | 1079.8682 | 0.16165 | 1002.619 | 1.6329 | 1114.4894 | 0.025856 |  |  |  |  | 1304.3125 | 0.0010085 | [6 empty] | 1209.7831 | 0 | 1209.776 | 0.0021417
| 1080.0367 | 0.076674 | 1002.862 | 0.12014 | 1002.862 | 0.11063 | 1080.7329 | 0 | 1002.862 | 0 | 1086.4769 | 0.015311 | 1080.0367 | 0.16461 | 1002.862 | 1.5933 | 1114.613 | 0.025658 |  |  |  |  | 1304.3959 | 0.0010087 | [6 empty] | 1209.8547 | 0 | 1209.8477 | 0.0021481
| 1080.2051 | 0.084149 | 1003.105 | -0.32408 | 1003.105 | 0.089106 | 1080.9034 | 0 | 1003.105 | 0 | 1086.6489 | 0.012303 | 1080.2051 | 0.16089 | 1003.105 | 1.5539 | 1114.7367 | 0.0252 |  |  |  |  | 1304.4793 | 0.001009 | [6 empty] | 1209.9265 | 0 | 1209.9194 | 0.0021457
| 1080.3736 | 0.078543 | 1003.3481 | 0.090302 | 1003.3481 | 0.1102 | 1081.0739 | 0.00017392 | 1003.3481 | 0 | 1086.8208 | 0.0098427 | 1080.3736 | 0.16417 | 1003.348 | 1.5152 | 1114.8604 | 0.024495 |  |  |  |  | 1304.5625 | 0.0010095 | [6 empty] | 1209.9982 | 0 | 1209.9911 | 0.002137
| 1080.5421 | 0.084202 | 1003.5911 | -0.26842 | 1003.5911 | -0.10935 | 1081.2444 | 0 | 1003.5911 | 0 | 1086.9928 | 0.0081475 | 1080.5421 | 0.16089 | 1003.5911 | 1.4764 | 1114.984 | 0.024048 |  |  |  |  | 1304.6459 | 0.0010102 | [6 empty] | 1210.07 | 0 | 1210.0629 | 0.0021227
| 1080.7105 | 0.078382 | 1003.8341 | -0.017659 | 1003.8341 | 0.21712 | 1081.4149 | 0 | 1003.8341 | 0 | 1087.1648 | 0.00032359 | 1080.7105 | 0.16493 | 1003.8341 | 1.4387 | 1115.1078 | 0.023658 |  |  |  |  | 1304.7293 | 0.0010112 | [6 empty] | 1210.1416 | 0 | 1210.1346 | 0.0021068
| 1080.879 | 0.08495 | 1004.0772 | -0.052382 | 1004.0772 | -0.10455 | 1081.5854 | 0 | 1004.0772 | 0 | 1087.3368 | 0.0051039 | 1080.879 | 0.16548 | 1004.0772 | 1.4014 | 1115.2317 | 0.023508 |  |  |  |  | 1304.8126 | 0.0010123 | [6 empty] | 1210.2134 | 0 | 1210.2063 | 0.0020909
| 1081.0474 | 0.086819 | 1004.3202 | -0.15336 | 1004.3202 | -0.14285 | 1081.7559 | 0 | 1004.3202 | 0 | 1087.5087 | 0.00028739 | 1081.0474 | 0.16504 | 1004.3202 | 1.3649 | 1115.3555 | 0.023575 |  |  |  |  | 1304.896 | 0.0010136 | [6 empty] | 1210.2852 | 0 | 1210.2781 | 0.002075
| 1081.2159 | 0.077368 | 1004.5633 | 0.097792 | 1004.5633 | 0.06071 | 1081.9264 | 0.0013044 | 1004.5633 | 0 | 1087.6807 | 0.0058509 | 1081.2159 | 0.16515 | 1004.5633 | 1.3289 | 1115.4791 | 0.023296 |  |  |  |  | 1304.9795 | 0.0010151 | [6 empty] | 1210.3569 | 0 | 1210.3499 | 0.0020599
| 1081.3843 | 0.087032 | 1004.8063 | -0.18184 | 1004.8063 | 0.095735 | 1082.097 | 0 | 1004.8063 | 0 | 1087.8527 | 0.00093237 | 1081.3843 | 0.16144 | 1004.8063 | 1.2943 | 1115.6029 | 0.022979 |  |  |  |  | 1305.0629 | 0.0010167 | [6 empty] | 1210.4287 | 0 | 1210.4216 | 0.0020464
| 1081.5528 | 0.074912 | 1005.0494 | 0.15435 | 1005.0494 | 0.0046302 | 1082.2675 | 0.00078262 | 1005.0494 | 0 | 1088.0247 | 0.006343 | 1081.5528 | 0.16614 | 1005.0494 | 1.2606 | 1115.7268 | 0.022812 |  |  |  |  | 1305.1462 | 0.0010186 | [6 empty] | 1210.5005 | 0 | 1210.4934 | 0.0020353
| 1081.7212 | 0.086925 | 1005.2925 | -0.20201 | 1005.2925 | -0.16996 | 1082.438 | 0 | 1005.2925 | 0 | 1088.1967 | 0.00041463 | 1081.7212 | 0.16155 | 1005.2925 | 1.2276 | 1115.8507 | 0.022593 |  |  |  |  | 1305.2297 | 0.0010206 | [6 empty] | 1210.5723 | 0 | 1210.5652 | 0.0020273
| 1081.8897 | 0.077261 | 1005.5356 | 0.16919 | 1005.5356 | 0.090246 | 1082.6085 | 0.0013044 | 1005.5356 | 0 | 1088.3686 | 0.0066711 | 1081.8897 | 0.16548 | 1005.5356 | 1.1954 | 1115.9746 | 0.022423 |  |  |  |  | 1305.3131 | 0.0010227 | [6 empty] | 1210.644 | 0 | 1210.637 | 0.0020218
| 1082.0581 | 0.086285 | 1005.7786 | -0.21025 | 1005.7786 | -0.11113 | 1082.779 | 0 | 1005.7786 | 0 | 1088.5406 | 0.0020216 | 1082.0581 | 0.16078 | 1005.7786 | 1.164 | 1116.0985 | 0.022301 |  |  |  |  | 1305.3966 | 0.001025 | [6 empty] | 1210.7158 | 0 | 1210.7089 | 0.002021
| 1082.2265 | 0.073897 | 1006.0217 | 0.23203 | 1006.0217 | 0.13715 | 1082.9495 | 0.00026087 | 1006.0217 | 0 | 1088.7126 | 0.0074914 | 1082.2265 | 0.16548 | 1006.0217 | 1.1335 | 1116.2225 | 0.021945 |  |  |  |  | 1305.4801 | 0.0010274 | [6 empty] | 1210.7877 | 0 | 1210.7806 | 0.0020242
| 1082.395 | 0.084683 | 1006.2648 | -0.19762 | 1006.2648 | 0.00057564 | 1083.12 | 0 | 1006.2648 | 0 | 1088.8846 | 0.0027587 | 1082.395 | 0.16056 | 1006.2648 | 1.1035 | 1116.3466 | 0.021851 |  |  |  |  | 1305.5636 | 0.00103 | [6 empty] | 1210.8595 | 0 | 1210.8524 | 0.0020297
| 1082.5634 | 0.075499 | 1006.5079 | 0.1276 | 1006.5079 | 0.039918 | 1083.2905 | 0.00078262 | 1006.5079 | 0 | 1089.0566 | 0.010991 | 1082.5634 | 0.16559 | 1006.5079 | 1.0747 | 1116.4706 | 0.021856 |  |  |  |  | 1305.6471 | 0.0010326 | [6 empty] | 1210.9313 | 0 | 1210.9243 | 0.0020385
| 1082.7319 | 0.085484 | 1006.751 | -0.12924 | 1006.751 | 0.10658 | 1083.461 | 0 | 1006.751 | 0 | 1089.2285 | 0.00506 | 1082.7319 | 0.16067 | 1006.751 | 1.0465 | 1116.5946 | 0.021118 |  |  |  |  | 1305.7306 | 0.0010354 | [6 empty] | 1211.0032 | 0 | 1210.9961 | 0.0020472
| 1082.9003 | 0.072456 | 1006.9941 | 0.078106 | 1006.9941 | 0.10573 | 1083.6316 | 0.0013044 | 1006.9941 | 0 | 1089.4005 | 0.010499 | 1082.9003 | 0.16548 | 1006.9941 | 1.0193 | 1116.7189 | 0.020454 |  |  |  |  | 1305.8141 | 0.0010383 | [6 empty] | 1211.0749 | 0 | 1211.068 | 0.0020551
| 1083.0687 | 0.08511 | 1007.2372 | -0.28745 | 1007.2372 | -0.14794 | 1083.8021 | 0 | 1007.2372 | 0 | 1089.5725 | 0.0039511 | 1083.0687 | 0.16133 | 1007.2372 | 0.99296 | 1116.8428 | 0.020241 |  |  |  |  | 1305.8976 | 0.0010413 | [6 empty] | 1211.1469 | 0 | 1211.1398 | 0.0020615
| 1083.2372 | 0.076247 | 1007.4803 | 0.085114 | 1007.4803 | -0.068228 | 1083.9726 | 0.00026087 | 1007.4803 | 0 | 1089.7445 | 0.0095146 | 1083.2372 | 0.1657 | 1007.4803 | 0.96755 | 1116.9669 | 0.0201 |  |  |  |  | 1305.9811 | 0.0010444 | [6 empty] | 1211.2188 | 0 | 1211.2117 | 0.0020663
| 1083.4056 | 0.086712 | 1007.7234 | -0.25073 | 1007.7234 | 0.075329 | 1084.1431 | 0 | 1007.7234 | 0 | 1089.9165 | 0.0043935 | 1083.4056 | 0.16176 | 1007.7234 | 0.94286 | 1117.0911 | 0.020329 |  |  |  |  | 1306.0646 | 0.0010476 | [6 empty] | 1211.2906 | 0 | 1211.2836 | 0.0020687
| 1083.5741 | 0.073524 | 1007.9666 | 0.073529 | 1007.9666 | 0.20928 | 1084.3136 | 0.00078262 | 1007.9666 | 0 | 1090.0885 | 0.0089678 | 1083.5741 | 0.1657 | 1007.9666 | 0.91881 | 1117.2153 | 0.020367 |  |  |  |  | 1306.1482 | 0.0010508 | [6 empty] | 1211.3624 | 0 | 1211.3555 | 0.0020702
| 1083.7425 | 0.086712 | 1008.2097 | -0.24049 | 1008.2097 | 0.0023695 | 1084.4841 | 0 | 1008.2097 | 0 | 1090.2604 | 0.002735 | 1083.7425 | 0.16155 | 1008.2097 | 0.89548 | 1117.3395 | 0.01983 |  |  |  |  | 1306.2317 | 0.0010541 | [6 empty] | 1211.4343 | 0 | 1211.4274 | 0.0020718
| 1083.9109 | 0.07379 | 1008.4528 | 0.12099 | 1008.4528 | -0.064607 | 1084.6547 | 0.00026087 | 1008.4528 | 0 | 1090.4324 | 0.0077101 | 1083.9109 | 0.16526 | 1008.4528 | 0.87269 | 1117.4637 | 0.019532 |  |  |  |  | 1306.3153 | 0.0010575 | [6 empty] | 1211.5062 | 0 | 1211.4993 | 0.0020734
| 1084.0794 | 0.087833 | 1008.6959 | -0.23017 | 1008.6959 | -0.071004 | 1084.8252 | 0 | 1008.6959 | 0 | 1090.6044 | 0.0031453 | 1084.0794 | 0.16078 | 1008.696 | 0.85045 | 1117.5879 | 0.019237 |  |  |  |  | 1306.3989 | 0.0010609 | [6 empty] | 1211.5781 | 0 | 1211.5712 | 0.002075
| 1084.2478 | 0.072936 | 1008.9391 | 0.060871 | 1008.9391 | -0.056497 | 1084.9957 | 0.0018258 | 1008.9391 | 0 | 1090.7764 | 0.0090224 | 1084.2478 | 0.16526 | 1008.9391 | 0.82892 | 1117.7123 | 0.019064 |  |  |  |  | 1306.4825 | 0.0010643 | [6 empty] | 1211.6501 | 0 | 1211.6431 | 0.0020758
| 1084.4162 | 0.085804 | 1009.1822 | -0.32316 | 1009.1822 | 0.066357 | 1085.1662 | 0 | 1009.1822 | 0 | 1090.9484 | 0.0054231 | 1084.4162 | 0.16122 | 1009.1822 | 0.80804 | 1117.8365 | 0.019344 |  |  |  |  | 1306.566 | 0.0010678 | [6 empty] | 1211.7221 | 0 | 1211.715 | 0.0020758
| 1084.5847 | 0.080838 | 1009.4254 | 0.026528 | 1009.4254 | 0.14377 | 1085.3368 | 0.00078262 | 1009.4254 | 0 | 1091.1204 | 0.010663 | 1084.5847 | 0.16581 | 1009.4254 | 0.78769 | 1117.9609 | 0.019419 |  |  |  |  | 1306.6497 | 0.0010712 | [6 empty] | 1211.7939 | 0 | 1211.7869 | 0.0020742
| 1084.7531 | 0.087406 | 1009.6685 | -0.30746 | 1009.6685 | -0.06472 | 1085.5073 | 0 | 1009.6685 | 0 | 1091.2924 | 0.0068899 | 1084.7531 | 0.16144 | 1009.6685 | 0.76789 | 1118.0853 | 0.01898 |  |  |  |  | 1306.7333 | 0.0010747 | [6 empty] | 1211.8658 | 0 | 1211.8589 | 0.002071
| 1084.9215 | 0.071815 | 1009.9117 | 0.0048602 | 1009.9117 | -0.020209 | 1085.6778 | 0.0013044 | 1009.9117 | 0 | 1091.4643 | 0.011702 | 1084.9215 | 0.16559 | 1009.9117 | 0.74863 | 1118.2097 | 0.018153 |  |  |  |  | 1306.817 | 0.0010782 | [6 empty] | 1211.9379 | 0 | 1211.9308 | 0.0020663
| 1085.09 | 0.085057 | 1010.1548 | -0.29846 | 1010.1548 | -0.046427 | 1085.8484 | 0 | 1010.1548 | 0 | 1091.6363 | 0.0024604 | 1085.09 | 0.161 | 1010.1549 | 0.72982 | 1118.3344 | 0.01788 |  |  |  |  | 1306.9006 | 0.0010816 | [6 empty] | 1212.0098 | 0 | 1212.0028 | 0.0020599
| 1085.2584 | 0.07331 | 1010.398 | 0.14477 | 1010.398 | -0.057701 | 1086.0189 | 0.00026087 | 1010.398 | 0 | 1091.8083 | 0.0074914 | 1085.2584 | 0.16515 | 1010.398 | 0.71146 | 1118.4586 | 0.018186 |  |  |  |  | 1306.9842 | 0.001085 | [6 empty] | 1212.0818 | 0 | 1212.0747 | 0.0020528
| 1085.4268 | 0.086338 | 1010.6412 | -0.25229 | 1010.6412 | 0.044319 | 1086.1894 | 0 | 1010.6412 | 0 | 1091.9803 | 0.0021094 | 1085.4268 | 0.16056 | 1010.6412 | 0.69338 | 1118.5831 | 0.0183 |  |  |  |  | 1307.068 | 0.0010884 | [6 empty] | 1212.1538 | 0 | 1212.1467 | 0.0020448
| 1085.5952 | 0.07961 | 1010.8844 | 0.089692 | 1010.8844 | 0.15363 | 1086.36 | 0.00078262 | 1010.8844 | 0 | 1092.1523 | 0.0086397 | 1085.5952 | 0.16526 | 1010.8844 | 0.67574 | 1118.7076 | 0.017866 |  |  |  |  | 1307.1516 | 0.0010917 | [6 empty] | 1212.2257 | 0 | 1212.2186 | 0.0020345
| 1085.7637 | 0.082974 | 1011.1275 | -0.15099 | 1011.1275 | 0.11768 | 1086.5305 | 0 | 1011.1275 | 0 | 1092.3243 | 0.0029891 | 1085.7637 | 0.16045 | 1011.1275 | 0.65829 | 1118.8324 | 0.017245 |  |  |  |  | 1307.2353 | 0.001095 | [6 empty] | 1212.2977 | 0 | 1212.2906 | 0.0020218
| 1085.9321 | 0.078863 | 1011.3707 | 0.094396 | 1011.3707 | 0.13839 | 1086.701 | 0.0013044 | 1011.3707 | 0 | 1092.4963 | 0.010608 | 1085.9321 | 0.16526 | 1011.3707 | 0.64129 | 1118.9568 | 0.017251 |  |  |  |  | 1307.319 | 0.0010983 | [6 empty] | 1212.3698 | 0 | 1212.3627 | 0.0020051
| 1086.1005 | 0.086285 | 1011.6139 | -0.35894 | 1011.6139 | -0.19428 | 1086.8716 | 0 | 1011.6139 | 0 | 1092.6683 | 0.0031328 | 1086.1005 | 0.16078 | 1011.6139 | 0.62484 | 1119.0814 | 0.017589 |  |  |  |  | 1307.4027 | 0.0011014 | [6 empty] | 1212.4418 | 0 | 1212.4347 | 0.0019844
| 1086.2689 | 0.077101 | 1011.8571 | 0.13489 | 1011.8571 | 0.060693 | 1087.0421 | 0.0018258 | 1011.8571 | 0 | 1092.8403 | 0.010007 | 1086.2689 | 0.16581 | 1011.8571 | 0.60883 | 1119.2061 | 0.017457 |  |  |  |  | 1307.4865 | 0.0011045 | [6 empty] | 1212.5138 | 0 | 1212.5067 | 0.0019598
| 1086.4374 | 0.087459 | 1012.1003 | -0.19816 | 1012.1003 | -0.16769 | 1087.2127 | 0 | 1012.1003 | 0 | 1093.0123 | 0.0035551 | 1086.4374 | 0.16176 | 1012.1003 | 0.59346 | 1119.3307 | 0.017092 |  |  |  |  | 1307.5702 | 0.0011075 | [6 empty] | 1212.5858 | 0 | 1212.5787 | 0.0019312
| 1086.6058 | 0.074271 | 1012.3435 | 0.13056 | 1012.3435 | 0.1172 | 1087.3832 | 0.0013044 | 1012.3435 | 0 | 1093.1843 | 0.011264 | 1086.6058 | 0.16559 | 1012.3435 | 0.57863 | 1119.4554 | 0.017106 |  |  |  |  | 1307.6539 | 0.0011104 | [6 empty] | 1212.6578 | 0 | 1212.6508 | 0.0019002
| 1086.7742 | 0.086658 | 1012.5867 | -0.3377 | 1012.5867 | -0.36023 | 1087.5537 | 0 | 1012.5867 | 0 | 1093.3562 | 0.006343 | 1086.7742 | 0.16165 | 1012.5867 | 0.56425 | 1119.5801 | 0.017071 |  |  |  |  | 1307.7377 | 0.0011132 | [6 empty] | 1212.7299 | 0 | 1212.7228 | 0.0018685
| 1086.9426 | 0.074912 | 1012.8299 | 0.16789 | 1012.8299 | 0.16406 | 1087.7243 | 0.00026087 | 1012.8299 | 0 | 1093.5282 | 0.010116 | 1086.9426 | 0.16515 | 1012.8299 | 0.55042 | 1119.7048 | 0.016836 |  |  |  |  | 1307.8214 | 0.0011159 | [6 empty] | 1212.8019 | 0 | 1212.7949 | 0.0018367
| 1087.111 | 0.086178 | 1013.0731 | -0.21363 | 1013.0731 | -0.012387 | 1087.8948 | 0 | 1013.0731 | 0 | 1093.7002 | 0.0030308 | 1087.111 | 0.16144 | 1013.0731 | 0.53685 | 1119.8296 | 0.016562 |  |  |  |  | 1307.9053 | 0.0011184 | [6 empty] | 1212.874 | 0 | 1212.8669 | 0.0018097
| 1087.2794 | 0.077742 | 1013.3164 | 0.0056301 | 1013.3164 | 0.06188 | 1088.0654 | 0.00078262 | 1013.3164 | 0 | 1093.8722 | 0.0062884 | 1087.2794 | 0.16548 | 1013.3164 | 0.52374 | 1119.9545 | 0.015983 |  |  |  |  | 1307.989 | 0.0011209 | [6 empty] | 1212.946 | 0 | 1212.939 | 0.0017882
| 1087.4479 | 0.087032 | 1013.5596 | -0.46015 | 1013.5596 | -0.087243 | 1088.2359 | 0 | 1013.5596 | 0 | 1094.0442 | 0.001245 | 1087.4479 | 0.16067 | 1013.5596 | 0.5109 | 1120.0792 | 0.015993 |  |  |  |  | 1308.0728 | 0.0011232 | [6 empty] | 1213.0182 | 0 | 1213.0111 | 0.0017755
| 1087.6163 | 0.076994 | 1013.8028 | 0.22431 | 1013.8028 | -0.037017 | 1088.4065 | 0.0018258 | 1013.8028 | 0 | 1094.2162 | 0.0061243 | 1087.6163 | 0.16472 | 1013.8028 | 0.49842 | 1120.2041 | 0.015933 |  |  |  |  | 1308.1566 | 0.0011254 | [6 empty] | 1213.0902 | 0 | 1213.0831 | 0.0017739
| 1087.7847 | 0.086925 | 1014.046 | -0.26258 | 1014.046 | -0.041628 | 1088.577 | 0 | 1014.046 | 0 | 1094.3882 | 0.002739 | 1087.7847 | 0.15859 | 1014.046 | 0.48621 | 1120.329 | 0.014817 |  |  |  |  | 1308.2405 | 0.0011274 | [6 empty] | 1213.1624 | 0 | 1213.1553 | 0.0017843
| 1087.9531 | 0.076353 | 1014.2893 | 0.064636 | 1014.2893 | 0.060239 | 1088.7476 | 0.00078262 | 1014.2893 | 0 | 1094.5602 | 0.0060696 | 1087.9531 | 0.16362 | 1014.2893 | 0.47446 | 1120.454 | 0.014259 |  |  |  |  | 1308.3242 | 0.0011293 | [6 empty] | 1213.2344 | 0 | 1213.2274 | 0.0018073
| 1088.1215 | 0.087032 | 1014.5325 | -0.40995 | 1014.5325 | -0.20948 | 1088.9181 | 0 | 1014.5325 | 0 | 1094.7322 | 0.0031887 | 1088.1215 | 0.15619 | 1014.5325 | 0.46298 | 1120.5789 | 0.014822 |  |  |  |  | 1308.4081 | 0.0011311 | [6 empty] | 1213.3065 | 0 | 1213.2994 | 0.0018414
| 1088.2899 | 0.071281 | 1014.7758 | 0.17477 | 1014.7758 | 0.22331 | 1089.0887 | 0.00078262 | 1014.7758 | 0 | 1094.9042 | 0.010663 | 1088.2899 | 0.16165 | 1014.7758 | 0.45185 | 1120.7039 | 0.01536 |  |  |  |  | 1308.4919 | 0.0011327 | [6 empty] | 1213.3787 | 0 | 1213.3716 | 0.0018859
| 1088.4583 | 0.083348 | 1015.019 | -0.33533 | 1015.019 | -0.13362 | 1089.2592 | 0 | 1015.019 | 0 | 1095.0762 | 0.001743 | 1088.4583 | 0.15499 | 1015.019 | 0.44073 | 1120.8289 | 0.015237 |  |  |  |  | 1308.5758 | 0.0011341 | [6 empty] | 1213.4508 | 0 | 1213.4437 | 0.0019352
| 1088.6267 | 0.074645 | 1015.2623 | 0.045445 | 1015.2623 | -0.051738 | 1089.4298 | 0.00078262 | 1015.2623 | 0 | 1095.2482 | 0.0080382 | 1088.6267 | 0.16198 | 1015.2623 | 0.42925 | 1120.9539 | 0.014843 |  |  |  |  | 1308.6597 | 0.0011354 | [6 empty] | 1213.523 | 0 | 1213.5159 | 0.001986
| 1088.7952 | 0.085217 | 1015.5055 | -0.30668 | 1015.5055 | -0.1141 | 1089.6003 | 0 | 1015.5055 | 0 | 1095.4202 | 0.0039105 | 1088.7952 | 0.15586 | 1015.5055 | 0.41713 | 1121.079 | 0.014744 |  |  |  |  | 1308.7435 | 0.0011365 | [6 empty] | 1213.5951 | 0 | 1213.588 | 0.0020337
| 1088.9636 | 0.071334 | 1015.7488 | 0.40948 | 1015.7488 | 0.26621 | 1089.7709 | 0.00078262 | 1015.7488 | 0 | 1095.5922 | 0.0094052 | 1088.9636 | 0.16253 | 1015.7488 | 0.40411 | 1121.204 | 0.014631 |  |  |  |  | 1308.8275 | 0.0011375 | [6 empty] | 1213.6672 | 0 | 1213.6602 | 0.0020734
| 1089.132 | 0.085858 | 1015.9921 | -0.39355 | 1015.9921 | -0.3075 | 1089.9415 | 0 | 1015.9921 | 0 | 1095.7642 | 0.0020666 | 1089.132 | 0.15728 | 1015.9921 | 0.38991 | 1121.3291 | 0.01449 |  |  |  |  | 1308.9114 | 0.0011382 | [6 empty] | 1213.7394 | 0 | 1213.7323 | 0.0021012
| 1089.3004 | 0.077154 | 1016.2353 | 0.092004 | 1016.2353 | 0.2449 | 1090.112 | 0.00078262 | 1016.2353 | 0 | 1095.9362 | 0.0098427 | 1089.3004 | 0.16406 | 1016.2354 | 0.37463 | 1121.4542 | 0.014315 |  |  |  |  | 1308.9952 | 0.0011388 | [6 empty] | 1213.8115 | 0 | 1213.8046 | 0.0021163
| 1089.4688 | 0.087299 | 1016.4786 | -0.14762 | 1016.4786 | -0.12874 | 1090.2826 | 0 | 1016.4786 | 0 | 1096.1082 | 0.0033182 | 1089.4688 | 0.15859 | 1016.4786 | 0.35835 | 1121.5793 | 0.014105 |  |  |  |  | 1309.0792 | 0.0011393 | [6 empty] | 1213.8838 | 0 | 1213.8767 | 0.0021187
| 1089.6372 | 0.071922 | 1016.7219 | 0.24247 | 1016.7219 | 0.14426 | 1090.4531 | 0.00078262 | 1016.7219 | 0 | 1096.2802 | 0.010225 | 1089.6372 | 0.1645 | 1016.7219 | 0.34126 | 1121.7045 | 0.014232 |  |  |  |  | 1309.1631 | 0.0011396 | [6 empty] | 1213.9559 | 0 | 1213.9488 | 0.0021108
| 1089.8056 | 0.085591 | 1016.9652 | -0.22933 | 1016.9652 | -0.048492 | 1090.6237 | 0 | 1016.9652 | 0 | 1096.4522 | 0.003079 | 1089.8056 | 0.15958 | 1016.9652 | 0.32327 | 1121.8297 | 0.013994 |  |  |  |  | 1309.2471 | 0.0011397 | [6 empty] | 1214.0282 | 0 | 1214.0211 | 0.0020941
| 1089.974 | 0.075766 | 1017.2085 | 0.18427 | 1017.2085 | 0.053511 | 1090.7942 | 0.00078262 | 1017.2085 | 0 | 1096.6242 | 0.010882 | 1089.974 | 0.16537 | 1017.2085 | 0.30455 | 1121.955 | 0.013227 |  |  |  |  | 1309.3311 | 0.0011396 | [6 empty] | 1214.1003 | 0 | 1214.0933 | 0.0020734
| 1090.1424 | 0.086552 | 1017.4518 | -0.28594 | 1017.4518 | -0.31309 | 1090.9648 | 0 | 1017.4518 | 0 | 1096.7962 | 0.0042341 | 1090.1424 | 0.16067 | 1017.4518 | 0.28502 | 1122.0802 | 0.012878 |  |  |  |  | 1309.415 | 0.0011394 | [6 empty] | 1214.1726 | 0 | 1214.1655 | 0.002052
| 1090.3108 | 0.076247 | 1017.6951 | 0.1803 | 1017.6951 | 0.020664 | 1091.1354 | 0.00078262 | 1017.6951 | 0 | 1096.9682 | 0.0082022 | 1090.3108 | 0.1657 | 1017.6951 | 0.26467 | 1122.2056 | 0.013216 |  |  |  |  | 1309.499 | 0.001139 | [6 empty] | 1214.2448 | 0 | 1214.2378 | 0.0020329
| 1090.4792 | 0.087673 | 1017.9384 | -0.23089 | 1017.9384 | -0.089799 | 1091.3059 | 0 | 1017.9384 | 0 | 1097.1402 | 0.0017068 | 1090.4792 | 0.16133 | 1017.9384 | 0.2436 | 1122.3309 | 0.013373 |  |  |  |  | 1309.583 | 0.0011385 | [6 empty] | 1214.317 | 0 | 1214.3099 | 0.0020162
| 1090.6476 | 0.077635 | 1018.1817 | 0.08355 | 1018.1817 | 0.15126 | 1091.4765 | 0.00078262 | 1018.1817 | 0 | 1097.3122 | 0.0044359 | 1090.6476 | 0.16581 | 1018.1817 | 0.22181 | 1122.4564 | 0.013336 |  |  |  |  | 1309.667 | 0.0011377 | [6 empty] | 1214.3893 | 0 | 1214.3822 | 0.0020043
| 1090.816 | 0.086338 | 1018.425 | -0.3317 | 1018.425 | -0.035633 | 1091.6471 | 0 | 1018.425 | 0 | 1097.4842 | 0.0038392 | 1090.816 | 0.16155 | 1018.425 | 0.1993 | 1122.5817 | 0.013357 |  |  |  |  | 1309.751 | 0.0011369 | [6 empty] | 1214.4615 | 0 | 1214.4545 | 0.0019964
| 1090.9844 | 0.076727 | 1018.6683 | 0.27862 | 1018.6683 | 0.25765 | 1091.8176 | 0.00026087 | 1018.6683 | 0 | 1097.6562 | 0.00078758 | 1090.9844 | 0.1657 | 1018.6683 | 0.17669 | 1122.707 | 0.012992 |  |  |  |  | 1309.8351 | 0.0011358 | [6 empty] | 1214.5338 | 0 | 1214.5267 | 0.0019924
| 1091.1528 | 0.086819 | 1018.9116 | -0.29267 | 1018.9116 | 0.10019 | 1091.9882 | 0 | 1018.9116 | 0 | 1097.8282 | 0.0063977 | 1091.1528 | 0.16176 | 1018.9116 | 0.15445 | 1122.8325 | 0.01256 |  |  |  |  | 1309.9191 | 0.0011346 | [6 empty] | 1214.6061 | 0 | 1214.599 | 0.0019932
| 1091.3212 | 0.080465 | 1019.155 | 0.18009 | 1019.155 | 0.040566 | 1092.1588 | 0.00026087 | 1019.155 | 0 | 1098.0002 | 0.0055228 | 1091.3212 | 0.16559 | 1019.155 | 0.13311 | 1122.958 | 0.01267 |  |  |  |  | 1310.0031 | 0.0011333 | [6 empty] | 1214.6783 | 0 | 1214.6713 | 0.0019979
| 1091.4896 | 0.086445 | 1019.3983 | -0.13205 | 1019.3983 | 0.05423 | 1092.3294 | 0 | 1019.3983 | 0 | 1098.1722 | 0.0016376 | 1091.4896 | 0.16144 | 1019.3983 | 0.11312 | 1123.0835 | 0.012816 |  |  |  |  | 1310.0872 | 0.0011318 | [6 empty] | 1214.7506 | 0 | 1214.7435 | 0.0020091
| 1091.6579 | 0.075286 | 1019.6416 | 0.10253 | 1019.6416 | 0.15107 | 1092.4999 | 0.0013044 | 1019.6416 | 0 | 1098.3442 | 0.0062337 | 1091.6579 | 0.16526 | 1019.6416 | 0.094946 | 1123.209 | 0.012615 |  |  |  |  | 1310.1713 | 0.0011302 | [6 empty] | 1214.8229 | 0 | 1214.8158 | 0.0020258
| 1091.8263 | 0.087566 | 1019.885 | -0.25577 | 1019.885 | -0.1961 | 1092.6705 | 0 | 1019.885 | 0 | 1098.5162 | 0.00053982 | 1091.8263 | 0.16176 | 1019.885 | 0.07867 | 1123.3346 | 0.012196 |  |  |  |  | 1310.2552 | 0.0011285 | [6 empty] | 1214.8953 | 0 | 1214.8882 | 0.0020496
| 1091.9947 | 0.07662 | 1020.1283 | 0.12665 | 1020.1283 | 0.14155 | 1092.8411 | 0.00078262 | 1020.1283 | 0 | 1098.6882 | 0.0054681 | 1091.9947 | 0.16548 | 1020.1283 | 0.064021 | 1123.4603 | 0.011996 |  |  |  |  | 1310.3394 | 0.0011266 | [6 empty] | 1214.9675 | 0 | 1214.9605 | 0.0020806
| 1092.1631 | 0.087192 | 1020.3717 | -0.1656 | 1020.3717 | -0.34061 | 1093.0117 | 0 | 1020.3717 | 0 | 1098.8602 | 0.00027312 | 1092.1631 | 0.16165 | 1020.3717 | 0.05109 | 1123.5859 | 0.012093 |  |  |  |  | 1310.4235 | 0.0011246 | [6 empty] | 1215.0398 | 0 | 1215.0327 | 0.0021187
| 1092.3315 | 0.07315 | 1020.615 | 0.066659 | 1020.615 | 0.035721 | 1093.1822 | 0.0013044 | 1020.615 | 0 | 1099.0322 | 0.0028368 | 1092.3315 | 0.16548 | 1020.615 | 0.039697 | 1123.7114 | 0.011936 |  |  |  |  | 1310.5076 | 0.0011225 | [6 empty] | 1215.1122 | 0 | 1215.1051 | 0.0021616
| 1092.4999 | 0.085697 | 1020.8584 | -0.15884 | 1020.8584 | -0.30076 | 1093.3528 | 0 | 1020.8584 | 0 | 1099.2042 | 0.002899 | 1092.4999 | 0.16155 | 1020.8584 | 0.02984 | 1123.837 | 0.011741 |  |  |  |  | 1310.5917 | 0.0011202 | [6 empty] | 1215.1844 | 0 | 1215.1775 | 0.0022069
| 1092.6683 | 0.078382 | 1021.1017 | 0.35618 | 1021.1017 | 0.12202 | 1093.5234 | 0.0013044 | 1021.1017 | 0 | 1099.3762 | 0.0082569 | 1092.6683 | 0.16548 | 1021.1017 | 0.021521 | 1123.9628 | 0.011953 |  |  |  |  | 1310.6759 | 0.0011179 | [6 empty] | 1215.2568 | 0 | 1215.2498 | 0.0022514
| 1092.8366 | 0.086338 | 1021.3451 | -0.11958 | 1021.3451 | 0.048296 | 1093.694 | 0 | 1021.3451 | 0 | 1099.5482 | 0.0019153 | 1092.8366 | 0.16176 | 1021.3451 | 0.014649 | 1124.0885 | 0.012132 |  |  |  |  | 1310.76 | 0.0011155 | [6 empty] | 1215.3292 | 0 | 1215.3221 | 0.0022903
| 1093.005 | 0.079076 | 1021.5885 | 0.19457 | 1021.5885 | 0.057877 | 1093.8646 | 0.0013044 | 1021.5885 | 0 | 1099.7202 | 0.0067258 | 1093.005 | 0.16603 | 1021.5885 | 0.0093138 | 1124.2142 | 0.011911 |  |  |  |  | 1310.8441 | 0.0011129 | [6 empty] | 1215.4016 | 0 | 1215.3945 | 0.0023181
| 1093.1734 | 0.086338 | 1021.8318 | 0 | 1021.8318 | 0.15875 | 1094.0351 | 0 | 1021.8318 | 0 | 1099.8922 | 0.0012516 | 1093.1734 | 0.16176 | 1021.8319 | 0.0052844 | 1124.3401 | 0.011554 |  |  |  |  | 1310.9283 | 0.0011103 | [6 empty] | 1215.4739 | 0 | 1215.4669 | 0.0023332
| 1093.3418 | 0.079237 | 1022.0752 | 0 | 1022.0752 | 0.0015314 | 1094.2057 | 0.00078262 | 1022.0752 | 0 | 1100.0642 | 0.0096786 | 1093.3418 | 0.16548 | 1022.0752 | 0.0026561 | 1124.4658 | 0.011339 |  |  |  |  | 1311.0124 | 0.0011076 | [6 empty] | 1215.5463 | 0 | 1215.5393 | 0.0023324
| 1093.5102 | 0.085804 | 1022.3186 | 0 | 1022.3186 | -0.23689 | 1094.3763 | 0 | 1022.3186 | 0 | 1100.2362 | 0.002717 | 1093.5102 | 0.16155 | 1022.3186 | 0.0010887 | 1124.5917 | 0.01141 |  |  |  |  | 1311.0967 | 0.0011048 | [6 empty] | 1215.6186 | 0 | 1215.6117 | 0.0023173
| 1093.6785 | 0.075766 | 1022.562 | 0 | 1022.562 | -0.13601 | 1094.5469 | 0.0018258 | 1022.562 | 0 | 1100.4082 | 0.008749 | 1093.6785 | 0.16559 | 1022.562 | 0.00029177 | 1124.7175 | 0.011825 |  |  |  |  | 1311.1809 | 0.001102 | [6 empty] | 1215.691 | 0 | 1215.6841 | 0.0022903
| 1093.8469 | 0.086338 | 1022.8054 | 0 | 1022.8054 | 0.0088168 | 1094.7175 | 0 | 1022.8054 | 0 | 1100.5802 | 0.0027028 | 1093.8469 | 0.16133 | 1022.8054 | 0 | 1124.8436 | 0.012141 |  |  |  |  | 1311.265 | 0.001099 | [6 empty] | 1215.7635 | 0 | 1215.7565 | 0.0022561
| 1094.0153 | 0.074912 | 1023.0488 | 0 | 1023.0488 | -0.067747 | 1094.8881 | 0.0013044 | 1023.0488 | 0 | 1100.7522 | 0.0082569 | 1094.0153 | 0.16537 | 1023.0488 | 0 | 1124.9694 | 0.012066 |  |  |  |  | 1311.3492 | 0.0010961 | [6 empty] | 1215.8359 | 0 | 1215.8289 | 0.0022188
| 1094.1837 | 0.086552 | 1023.2922 | 0 | 1023.2922 | -0.16719 | 1095.0587 | 0 | 1023.2922 | 0 | 1100.9242 | 0.0039283 | 1094.1837 | 0.161 | 1023.2922 | 0 | 1125.0953 | 0.011569 |  |  |  |  | 1311.4335 | 0.0010931 | [6 empty] | 1215.9083 | 0 | 1215.9012 | 0.0021823
| 1094.352 | 0.074752 | 1023.5356 | 0 | 1023.5356 | 0.14796 | 1095.2293 | 0.00026087 | 1023.5356 | 0 | 1101.0962 | 0.006179 | 1094.352 | 0.16537 | 1023.5356 | 0 | 1125.2213 | 0.010673 |  |  |  |  | 1311.5177 | 0.00109 | [6 empty] | 1215.9808 | 0 | 1215.9738 | 0.0021489
| 1094.5204 | 0.087406 | 1023.779 | 0 | 1023.779 | 0 | 1095.3999 | 0 | 1023.779 | 0 |  |  | 1094.5204 | 0.16122 | 1023.779 | 0 | 1125.3473 | 0.0099566 |  |  |  |  | 1311.602 | 0.0010869 | [6 empty] | 1216.0532 | 0 | 1216.0461 | 0.0021203
| 1094.6888 | 0.075606 | 1024.0224 | 0 | 1024.0224 | 0 | 1095.5704 | 0.0013044 | 1024.0224 | 0 |  |  | 1094.6888 | 0.1657 | 1024.0224 | 0 | 1125.4734 | 0.0098357 |  |  |  |  | 1311.6863 | 0.0010838 | [6 empty] | 1216.1256 | 0 | 1216.1186 | 0.0020941
| 1094.8572 | 0.086712 | 1024.2658 | 0 | 1024.2658 | 0 | 1095.741 | 0 | 1024.2658 | 0 |  |  | 1094.8572 | 0.161 | 1024.2658 | 0 | 1125.5992 | 0.010162 |  |  |  |  | 1311.7705 | 0.0010807 | [6 empty] | 1216.1981 | 0 | 1216.191 | 0.0020687
| 1095.0255 | 0.073257 | 1024.5093 | 0 | 1024.5093 | 0 | 1095.9116 | 0.0013044 | 1024.5093 | 0 |  |  | 1095.0255 | 0.16537 | 1024.5093 | 0 | 1125.7253 | 0.010285 |  |  |  |  | 1311.8549 | 0.0010775 | [6 empty] | 1216.2706 | 0 | 1216.2635 | 0.0020424
| 1095.1939 | 0.086712 | 1024.7527 | 0 | 1024.7527 | 0 | 1096.0822 | 0 | 1024.7527 | 0 |  |  | 1095.1939 | 0.16023 | 1024.7527 | 0 | 1125.8517 | 0.010342 |  |  |  |  | 1311.9391 | 0.0010744 | [6 empty] | 1216.343 | 0 | 1216.3359 | 0.0020138
| 1095.3623 | 0.073684 | 1024.9961 | 0 | 1024.9961 | 0 | 1096.2528 | 0.0018258 | 1024.9961 | 0 |  |  | 1095.3623 | 0.16515 | 1024.9961 | 0 | 1125.9777 | 0.010499 |  |  |  |  | 1312.0234 | 0.0010712 | [6 empty] | 1216.4155 | 0 | 1216.4084 | 0.0019829
| 1095.5306 | 0.087833 | 1025.2395 | 0 | 1025.2395 | 0 | 1096.4234 | 0 | 1025.2395 | 0 |  |  | 1095.5306 | 0.16078 | 1025.2395 | 0 | 1126.1039 | 0.010652 |  |  |  |  | 1312.1077 | 0.0010681 | [6 empty] | 1216.488 | 0 | 1216.481 | 0.0019511
| 1095.699 | 0.077154 | 1025.483 | 0 | 1025.483 | 0 | 1096.594 | 0.0013044 | 1025.483 | 0 |  |  | 1095.699 | 0.16603 | 1025.483 | 0 | 1126.23 | 0.010605 |  |  |  |  | 1312.192 | 0.0010649 | [6 empty] | 1216.5605 | 0 | 1216.5535 | 0.0019201
| 1095.8673 | 0.086338 | 1025.7264 | 0 | 1025.7264 | 0 | 1096.7646 | 0 | 1025.7264 | 0 |  |  | 1095.8673 | 0.14286 | 1025.7264 | 0 | 1126.3563 | 0.010151 |  |  |  |  | 1312.2764 | 0.0010618 | [6 empty] | 1216.6331 | 0 | 1216.626 | 0.0018931
| 1096.0357 | 0.051846 | 1025.9699 | 0 | 1025.9699 | 0 | 1096.9352 | 0.00078262 | 1025.9699 | 0 |  |  | 1096.0357 | 0.091375 | 1025.9699 | 0 | 1126.4825 | 0.0096026 |  |  |  |  | 1312.3607 | 0.0010587 | [6 empty] | 1216.7056 | 0 | 1216.6985 | 0.0018724
| 1096.2041 | 0.0024404 | 1026.2133 | 0 | 1026.2133 | 0 | 1097.1058 | 0 | 1026.2133 | 0 |  |  | 1096.2041 | 0.035741 | 1026.2133 | 0 | 1126.609 | 0.0094283 |  |  |  |  | 1312.4451 | 0.0010556 | [6 empty] | 1216.7781 | 0 | 1216.771 | 0.0018597
| 1096.3724 | 0 | 1026.4568 | 0 | 1026.4568 | 0 | 1097.2764 | 0.0018258 | 1026.4568 | 0 |  |  | 1096.3724 | 0.0024434 | 1026.4568 | 0 | 1126.7351 | 0.0096531 |  |  |  |  | 1312.5294 | 0.0010526 | [6 empty] | 1216.8506 | 0 | 1216.8435 | 0.001855
| 1096.5408 | 0 | 1026.7002 | 0 | 1026.7002 | 0 | 1097.447 | 0 | 1026.7002 | 0 |  |  | 1096.5408 | 0.0022746 | 1026.7002 | 0 | 1126.8615 | 0.0099489 |  |  |  |  | 1312.6139 | 0.0010496 | [6 empty] | 1216.9232 | 0 | 1216.9161 | 0.0018581
| 1096.7091 | 0.00028166 | 1026.9437 | 0 | 1026.9437 | 0 | 1097.6176 | 0.0018258 | 1026.9437 | 0 |  |  | 1096.7091 | 0.0020269 | 1026.9437 | 0 | 1126.9879 | 0.0098193 |  |  |  |  | 1312.6982 | 0.0010466 | [6 empty] | 1216.9957 | 0 | 1216.9887 | 0.0018669
| 1096.8775 | 0 | 1027.1872 | 0 | 1027.1872 | 0 | 1097.7882 | 0 | 1027.1872 | 0 |  |  | 1096.8775 | 0.0026714 | 1027.1872 | 0 | 1127.1143 | 0.0093018 |  |  |  |  | 1312.7826 | 0.0010437 | [6 empty] | 1217.0682 | 0 | 1217.0612 | 0.0018788
| 1097.0459 | 0.0036617 | 1027.4306 | 0 | 1027.4306 | 0 | 1097.9588 | 0.0018258 | 1027.4306 | 0 |  |  | 1097.0459 | 0.0028942 | 1027.4306 | 0 | 1127.2407 | 0.0088536 |  |  |  |  | 1312.8671 | 0.0010408 | [6 empty] | 1217.1409 | 0 | 1217.1338 | 0.0018907
[17 empty] | 1127.3672 | 0.0085491 |  |  |  |  | 1312.9514 | 0.001038 | [6 empty] | 1217.2134 | 0 | 1217.2063 | 0.0018994
[17 empty] | 1127.4937 | 0.0086266 |  |  |  |  | 1313.0359 | 0.0010352 | [6 empty] | 1217.286 | 0 | 1217.2789 | 0.0019018
[17 empty] | 1127.6201 | 0.0088996 |  |  |  |  | 1313.1204 | 0.0010326 | [6 empty] | 1217.3586 | 0 | 1217.3516 | 0.0018971
[17 empty] | 1127.7467 | 0.0089386 |  |  |  |  | 1313.2048 | 0.0010299 | [6 empty] | 1217.4313 | 0 | 1217.4242 | 0.0018851
[17 empty] | 1127.8733 | 0.0088045 |  |  |  |  | 1313.2893 | 0.0010274 | [6 empty] | 1217.5038 | 0 | 1217.4967 | 0.0018677
[17 empty] | 1127.9999 | 0.0086062 |  |  |  |  | 1313.3738 | 0.0010249 | [6 empty] | 1217.5764 | 0 | 1217.5693 | 0.0018478
[17 empty] | 1128.1267 | 0.0086582 |  |  |  |  | 1313.4582 | 0.0010225 | [6 empty] | 1217.649 | 0 | 1217.642 | 0.0018287
[17 empty] | 1128.2532 | 0.0087869 |  |  |  |  | 1313.5427 | 0.0010202 | [6 empty] | 1217.7217 | 0 | 1217.7146 | 0.0018136
[17 empty] | 1128.3799 | 0.008715 |  |  |  |  | 1313.6272 | 0.0010179 | [6 empty] | 1217.7943 | 0 | 1217.7874 | 0.0018049
[17 empty] | 1128.5066 | 0.0085329 |  |  |  |  | 1313.7118 | 0.0010158 | [6 empty] | 1217.8671 | 0 | 1217.86 | 0.0018025
[17 empty] | 1128.6333 | 0.0082373 |  |  |  |  | 1313.7963 | 0.0010137 | [6 empty] | 1217.9397 | 0 | 1217.9326 | 0.0018073
[17 empty] | 1128.7601 | 0.007822 |  |  |  |  | 1313.8809 | 0.0010118 | [6 empty] | 1218.0123 | 0 | 1218.0052 | 0.0018168
[17 empty] | 1128.887 | 0.0076851 |  |  |  |  | 1313.9654 | 0.0010099 | [6 empty] | 1218.0851 | 0 | 1218.078 | 0.0018295
[17 empty] | 1129.0138 | 0.0079377 |  |  |  |  | 1314.0499 | 0.0010081 | [6 empty] | 1218.1577 | 0 | 1218.1506 | 0.0018438
[17 empty] | 1129.1406 | 0.0084558 |  |  |  |  | 1314.1345 | 0.0010064 | [6 empty] | 1218.2305 | 0 | 1218.2234 | 0.0018581
[17 empty] | 1129.2675 | 0.008702 |  |  |  |  | 1314.2191 | 0.0010048 | [6 empty] | 1218.3031 | 0 | 1218.296 | 0.0018693
[17 empty] | 1129.3944 | 0.0084399 |  |  |  |  | 1314.3037 | 0.0010033 | [6 empty] | 1218.3758 | 0 | 1218.3688 | 0.0018772
[17 empty] | 1129.5214 | 0.0079343 |  |  |  |  | 1314.3883 | 0.0010019 | [6 empty] | 1218.4486 | 0 | 1218.4415 | 0.001882
[17 empty] | 1129.6482 | 0.007527 |  |  |  |  | 1314.4729 | 0.0010006 | [6 empty] | 1218.5214 | 0 | 1218.5143 | 0.001882
[17 empty] | 1129.7751 | 0.0076801 |  |  |  |  | 1314.5576 | 0.0009994 | [6 empty] | 1218.5941 | 0 | 1218.587 | 0.0018788
[17 empty] | 1129.9022 | 0.007958 |  |  |  |  | 1314.6422 | 0.0009983 | [6 empty] | 1218.6669 | 0 | 1218.6598 | 0.0018732
[17 empty] | 1130.0293 | 0.007582 |  |  |  |  | 1314.7269 | 0.00099732 | [6 empty] | 1218.7396 | 0 | 1218.7325 | 0.0018661
[17 empty] | 1130.1564 | 0.0071163 |  |  |  |  | 1314.8115 | 0.00099642 | [6 empty] | 1218.8124 | 0 | 1218.8053 | 0.0018605
[17 empty] | 1130.2834 | 0.0073407 |  |  |  |  | 1314.8962 | 0.00099565 | [6 empty] | 1218.8851 | 0 | 1218.8781 | 0.0018573
[17 empty] | 1130.4106 | 0.0073793 |  |  |  |  | 1314.9808 | 0.00099496 | [6 empty] | 1218.9579 | 0 | 1218.9508 | 0.0018581
[17 empty] | 1130.5378 | 0.0070304 |  |  |  |  | 1315.0656 | 0.0009944 | [6 empty] | 1219.0308 | 0 | 1219.0237 | 0.0018653
[17 empty] | 1130.665 | 0.0072149 |  |  |  |  | 1315.1503 | 0.00099394 | [6 empty] | 1219.1035 | 0 | 1219.0964 | 0.0018764
[17 empty] | 1130.7922 | 0.0074082 |  |  |  |  | 1315.235 | 0.0009936 | [6 empty] | 1219.1763 | 0 | 1219.1692 | 0.0018915
[17 empty] | 1130.9197 | 0.0071931 |  |  |  |  | 1315.3197 | 0.00099336 | [6 empty] | 1219.2492 | 0 | 1219.2421 | 0.0019074
[17 empty] | 1131.0468 | 0.0071472 |  |  |  |  | 1315.4044 | 0.00099323 | [6 empty] | 1219.322 | 0 | 1219.3149 | 0.0019217
[17 empty] | 1131.1741 | 0.0070317 |  |  |  |  | 1315.4893 | 0.00099322 | [6 empty] | 1219.3948 | 0 | 1219.3877 | 0.0019328
[17 empty] | 1131.3016 | 0.0067475 |  |  |  |  | 1315.574 | 0.00099331 | [6 empty] | 1219.4677 | 0 | 1219.4606 | 0.0019384
[17 empty] | 1131.4288 | 0.0066747 |  |  |  |  | 1315.6588 | 0.00099353 | [6 empty] | 1219.5405 | 0 | 1219.5334 | 0.0019392
[17 empty] | 1131.5563 | 0.0069205 |  |  |  |  | 1315.7435 | 0.00099385 | [6 empty] | 1219.6134 | 0 | 1219.6063 | 0.0019352
[17 empty] | 1131.6838 | 0.0069465 |  |  |  |  | 1315.8284 | 0.00099429 | [6 empty] | 1219.6863 | 0 | 1219.6792 | 0.0019288
[17 empty] | 1131.8112 | 0.0064064 |  |  |  |  | 1315.9131 | 0.00099483 | [6 empty] | 1219.7592 | 0 | 1219.7521 | 0.0019217
[17 empty] | 1131.9386 | 0.006155 |  |  |  |  | 1315.9979 | 0.00099551 | [6 empty] | 1219.832 | 0 | 1219.8249 | 0.0019161
[17 empty] | 1132.0662 | 0.0061554 |  |  |  |  | 1316.0828 | 0.0009963 | [6 empty] | 1219.9049 | 0 | 1219.8978 | 0.0019129
[17 empty] | 1132.1938 | 0.0063807 |  |  |  |  | 1316.1676 | 0.00099721 | [6 empty] | 1219.9778 | 0 | 1219.9707 | 0.0019145
[17 empty] | 1132.3213 | 0.0069546 |  |  |  |  | 1316.2524 | 0.00099823 | [6 empty] | 1220.0508 | 0 | 1220.0437 | 0.0019209
[17 empty] | 1132.4489 | 0.0071265 |  |  |  |  | 1316.3373 | 0.00099938 | [6 empty] | 1220.1237 | 0 | 1220.1166 | 0.0019312
[17 empty] | 1132.5767 | 0.0068564 |  |  |  |  | 1316.4222 | 0.0010007 | [6 empty] | 1220.1967 | 0 | 1220.1896 | 0.0019447
[17 empty] | 1132.7041 | 0.0066497 |  |  |  |  | 1316.5071 | 0.001002 | [6 empty] | 1220.2695 | 0 | 1220.2624 | 0.001959
[17 empty] | 1132.8318 | 0.0062135 |  |  |  |  | 1316.5919 | 0.0010036 | [6 empty] | 1220.3425 | 0 | 1220.3355 | 0.0019725
[17 empty] | 1132.9596 | 0.0053264 |  |  |  |  | 1316.6769 | 0.0010052 | [6 empty] | 1220.4155 | 0 | 1220.4084 | 0.0019836
[17 empty] | 1133.0873 | 0.0050238 |  |  |  |  | 1316.7618 | 0.001007 | [6 empty] | 1220.4884 | 0 | 1220.4813 | 0.0019916
[17 empty] | 1133.2151 | 0.0057199 |  |  |  |  | 1316.8467 | 0.0010089 | [6 empty] | 1220.5614 | 0 | 1220.5543 | 0.0019964
[17 empty] | 1133.3429 | 0.0063415 |  |  |  |  | 1316.9316 | 0.0010109 | [6 empty] | 1220.6344 | 0 | 1220.6273 | 0.0019995
[17 empty] | 1133.4707 | 0.0063059 |  |  |  |  | 1317.0166 | 0.001013 | [6 empty] | 1220.7074 | 0 | 1220.7003 | 0.0020011
[17 empty] | 1133.5988 | 0.0060253 |  |  |  |  | 1317.1016 | 0.0010153 | [6 empty] | 1220.7804 | 0 | 1220.7733 | 0.0020035
[17 empty] | 1133.7263 | 0.0062264 |  |  |  |  | 1317.1865 | 0.0010177 | [6 empty] | 1220.8534 | 0 | 1220.8463 | 0.0020059
[17 empty] | 1133.8542 | 0.0061789 |  |  |  |  | 1317.2715 | 0.0010203 | [6 empty] | 1220.9264 | 0 | 1220.9193 | 0.0020091
[17 empty] | 1133.9822 | 0.0056264 |  |  |  |  | 1317.3564 | 0.001023 | [6 empty] | 1220.9995 | 0 | 1220.9924 | 0.0020115
[17 empty] | 1134.1102 | 0.0055605 |  |  |  |  | 1317.4415 | 0.0010258 | [6 empty] | 1221.0725 | 0 | 1221.0654 | 0.0020138
[17 empty] | 1134.2382 | 0.0055663 |  |  |  |  | 1317.5265 | 0.0010287 | [6 empty] | 1221.1455 | 0 | 1221.1384 | 0.0020146
[17 empty] | 1134.3662 | 0.0054 |  |  |  |  | 1317.6116 | 0.0010318 | [6 empty] | 1221.2186 | 0 | 1221.2115 | 0.002013
[17 empty] | 1134.4943 | 0.0055299 |  |  |  |  | 1317.6965 | 0.001035 | [6 empty] | 1221.2918 | 0 | 1221.2846 | 0.0020091
[17 empty] | 1134.6224 | 0.0055931 |  |  |  |  | 1317.7816 | 0.0010384 | [6 empty] | 1221.3647 | 0 | 1221.3577 | 0.0020019
[17 empty] | 1134.7505 | 0.0055584 |  |  |  |  | 1317.8667 | 0.0010419 | [6 empty] | 1221.4379 | 0 | 1221.4308 | 0.0019916
[17 empty] | 1134.8787 | 0.0053022 |  |  |  |  | 1317.9518 | 0.0010456 | [6 empty] | 1221.511 | 0 | 1221.5038 | 0.0019773
[17 empty] | 1135.0068 | 0.0049559 |  |  |  |  | 1318.0369 | 0.0010494 | [6 empty] | 1221.584 | 0 | 1221.5769 | 0.0019598
[17 empty] | 1135.135 | 0.0050186 |  |  |  |  | 1318.1219 | 0.0010533 | [6 empty] | 1221.6571 | 0 | 1221.65 | 0.0019408
[17 empty] | 1135.2633 | 0.005093 |  |  |  |  | 1318.207 | 0.0010573 | [6 empty] | 1221.7302 | 0 | 1221.7231 | 0.0019217
[17 empty] | 1135.3916 | 0.0050511 |  |  |  |  | 1318.2921 | 0.0010615 | [6 empty] | 1221.8033 | 0 | 1221.7963 | 0.001905
[17 empty] | 1135.5199 | 0.0050033 |  |  |  |  | 1318.3772 | 0.0010659 | [6 empty] | 1221.8766 | 0 | 1221.8694 | 0.0018907
[17 empty] | 1135.6482 | 0.0048065 |  |  |  |  | 1318.4624 | 0.0010704 | [6 empty] | 1221.9497 | 0 | 1221.9426 | 0.0018812
[17 empty] | 1135.7765 | 0.0050464 |  |  |  |  | 1318.5475 | 0.001075 | [6 empty] | 1222.0228 | 0 | 1222.0158 | 0.0018756
[17 empty] | 1135.9049 | 0.0051095 |  |  |  |  | 1318.6327 | 0.0010797 | [6 empty] | 1222.0959 | 0 | 1222.0889 | 0.001874
[17 empty] | 1136.0333 | 0.0045267 |  |  |  |  | 1318.7179 | 0.0010846 | [6 empty] | 1222.1692 | 0 | 1222.1621 | 0.0018748
[17 empty] | 1136.1617 | 0.0041426 |  |  |  |  | 1318.803 | 0.0010897 | [6 empty] | 1222.2423 | 0 | 1222.2352 | 0.0018764
[17 empty] | 1136.2903 | 0.0042632 |  |  |  |  | 1318.8882 | 0.0010948 | [6 empty] | 1222.3156 | 0 | 1222.3085 | 0.0018772
[17 empty] | 1136.4187 | 0.0043592 |  |  |  |  | 1318.9734 | 0.0011001 | [6 empty] | 1222.3887 | 0 | 1222.3816 | 0.0018748
[17 empty] | 1136.5472 | 0.0041539 |  |  |  |  | 1319.0586 | 0.0011056 | [6 empty] | 1222.4619 | 0 | 1222.4548 | 0.00187
[17 empty] | 1136.6758 | 0.0038193 |  |  |  |  | 1319.1438 | 0.0011111 | [6 empty] | 1222.5352 | 0 | 1222.5281 | 0.0018629
[17 empty] | 1136.8044 | 0.0038768 |  |  |  |  | 1319.2291 | 0.0011168 | [6 empty] | 1222.6084 | 0 | 1222.6013 | 0.001855
[17 empty] | 1136.933 | 0.0044208 |  |  |  |  | 1319.3143 | 0.001121 | [6 empty] | 1222.6816 | 0 | 1222.6746 | 0.0018478
[17 empty] | 1137.0616 | 0.0044733 |  |  |  |  | 1319.3995 | 0.0011173 | [6 empty] | 1222.7549 | 0 | 1222.7477 | 0.0018446
[17 empty] | 1137.1903 | 0.004278 |  |  |  |  | 1319.4849 | 0.0011138 | [6 empty] | 1222.8281 | 0 | 1222.821 | 0.0018462
[17 empty] | 1137.3191 | 0.0044769 |  |  |  |  | 1319.5701 | 0.0011105 | [6 empty] | 1222.9014 | 0 | 1222.8943 | 0.0018534
[17 empty] | 1137.4478 | 0.004493 |  |  |  |  | 1319.6554 | 0.0011072 | [6 empty] | 1222.9746 | 0 | 1222.9675 | 0.0018645
[17 empty] | 1137.5765 | 0.0045689 |  |  |  |  | 1319.7407 | 0.001104 | [6 empty] | 1223.0478 | 0 | 1223.0408 | 0.001878
[17 empty] | 1137.7053 | 0.004668 |  |  |  |  | 1319.826 | 0.001101 | [6 empty] | 1223.1212 | 0 | 1223.1141 | 0.0018891
[17 empty] | 1137.834 | 0.0047673 |  |  |  |  | 1319.9114 | 0.0010981 | [6 empty] | 1223.1945 | 0 | 1223.1874 | 0.0018947
[17 empty] | 1137.9629 | 0.0046181 |  |  |  |  | 1319.9967 | 0.0010952 | [6 empty] | 1223.2678 | 0 | 1223.2606 | 0.0018931
[17 empty] | 1138.0918 | 0.0038674 |  |  |  |  | 1320.082 | 0.0010925 | [6 empty] | 1223.3411 | 0 | 1223.334 | 0.0018836
[17 empty] | 1138.2207 | 0.0036858 |  |  |  |  | 1320.1674 | 0.0010899 | [6 empty] | 1223.4144 | 0 | 1223.4073 | 0.0018685
[17 empty] | 1138.3496 | 0.0041713 |  |  |  |  | 1320.2527 | 0.0010873 | [6 empty] | 1223.4877 | 0 | 1223.4806 | 0.0018494
[17 empty] | 1138.4785 | 0.0043793 |  |  |  |  | 1320.3381 | 0.0010849 | [6 empty] | 1223.561 | 0 | 1223.554 | 0.0018319
[17 empty] | 1138.6075 | 0.0041262 |  |  |  |  | 1320.4235 | 0.0010825 | [6 empty] | 1223.6344 | 0 | 1223.6273 | 0.0018184
[17 empty] | 1138.7366 | 0.0039909 |  |  |  |  | 1320.5089 | 0.0010802 | [6 empty] | 1223.7078 | 0 | 1223.7007 | 0.0018113
[17 empty] | 1138.8656 | 0.0039702 |  |  |  |  | 1320.5942 | 0.001078 | [6 empty] | 1223.7811 | 0 | 1223.774 | 0.0018121
[17 empty] | 1138.9948 | 0.0040863 |  |  |  |  | 1320.6797 | 0.0010758 | [6 empty] | 1223.8545 | 0 | 1223.8474 | 0.0018184
[17 empty] | 1139.124 | 0.0040478 |  |  |  |  | 1320.7651 | 0.0010738 | [6 empty] | 1223.9279 | 0 | 1223.9208 | 0.0018279
[17 empty] | 1139.2529 | 0.0039965 |  |  |  |  | 1320.8506 | 0.0010717 | [6 empty] | 1224.0012 | 0 | 1223.9941 | 0.0018383
[17 empty] | 1139.3822 | 0.0041175 |  |  |  |  | 1320.936 | 0.0010698 | [6 empty] | 1224.0747 | 0 | 1224.0676 | 0.0018462
[17 empty] | 1139.5114 | 0.003818 |  |  |  |  | 1321.0215 | 0.0010679 | [6 empty] | 1224.1481 | 0 | 1224.141 | 0.0018486
[17 empty] | 1139.6406 | 0.0034503 |  |  |  |  | 1321.1069 | 0.001066 | [6 empty] | 1224.2216 | 0 | 1224.2144 | 0.0018446
[17 empty] | 1139.77 | 0.0035876 |  |  |  |  | 1321.1925 | 0.0010642 | [6 empty] | 1224.2949 | 0 | 1224.2878 | 0.0018343
[17 empty] | 1139.8992 | 0.0036537 |  |  |  |  | 1321.2779 | 0.0010624 | [6 empty] | 1224.3684 | 0 | 1224.3612 | 0.00182
[17 empty] | 1140.0284 | 0.0037992 |  |  |  |  | 1321.3635 | 0.0010607 | [6 empty] | 1224.4418 | 0 | 1224.4347 | 0.0018033
[17 empty] | 1140.1578 | 0.003794 |  |  |  |  | 1321.449 | 0.001059 | [6 empty] | 1224.5153 | 0 | 1224.5082 | 0.0017882
[17 empty] | 1140.2871 | 0.0034164 |  |  |  |  | 1321.5346 | 0.0010573 | [6 empty] | 1224.5887 | 0 | 1224.5817 | 0.0017787
[17 empty] | 1140.4167 | 0.0033561 |  |  |  |  | 1321.6201 | 0.0010557 | [6 empty] | 1224.6622 | 0 | 1224.655 | 0.0017755
[17 empty] | 1140.546 | 0.0035243 |  |  |  |  | 1321.7056 | 0.001054 | [6 empty] | 1224.7357 | 0 | 1224.7285 | 0.0017811
[17 empty] | 1140.6754 | 0.003567 |  |  |  |  | 1321.7911 | 0.0010524 | [6 empty] | 1224.8092 | 0 | 1224.802 | 0.0017954
[17 empty] | 1140.8049 | 0.0036722 |  |  |  |  | 1321.8767 | 0.0010508 | [6 empty] | 1224.8827 | 0 | 1224.8755 | 0.0018152
[17 empty] | 1140.9344 | 0.0037502 |  |  |  |  | 1321.9623 | 0.0010492 | [6 empty] | 1224.9562 | 0 | 1224.9491 | 0.0018399
[17 empty] | 1141.0641 | 0.0037677 |  |  |  |  | 1322.048 | 0.0010476 | [6 empty] | 1225.0297 | 0 | 1225.0226 | 0.0018661
[17 empty] | 1141.1936 | 0.0039124 |  |  |  |  | 1322.1335 | 0.001046 | [6 empty] | 1225.1031 | 0 | 1225.0961 | 0.0018931
[17 empty] | 1141.3232 | 0.0039955 |  |  |  |  | 1322.2191 | 0.0010444 | [6 empty] | 1225.1768 | 0 | 1225.1696 | 0.0019193
[17 empty] | 1141.4529 | 0.0036139 |  |  |  |  | 1322.3048 | 0.0010428 | [6 empty] | 1225.2502 | 0 | 1225.2432 | 0.0019447
[17 empty] | 1141.5825 | 0.0032533 |  |  |  |  | 1322.3904 | 0.0010411 | [6 empty] | 1225.3238 | 0 | 1225.3166 | 0.0019693
[17 empty] | 1141.7123 | 0.0033025 |  |  |  |  | 1322.4761 | 0.0010395 | [6 empty] | 1225.3973 | 0 | 1225.3903 | 0.0019932
[17 empty] | 1141.8419 | 0.0032833 |  |  |  |  | 1322.5618 | 0.0010379 | [6 empty] | 1225.4709 | 0 | 1225.4639 | 0.002017
[17 empty] | 1141.9716 | 0.0033604 |  |  |  |  | 1322.6475 | 0.0010362 | [6 empty] | 1225.5446 | 0 | 1225.5374 | 0.0020401
[17 empty] | 1142.1014 | 0.0029936 |  |  |  |  | 1322.7332 | 0.0010346 | [6 empty] | 1225.618 | 0 | 1225.611 | 0.0020615
[17 empty] | 1142.2312 | 0.002662 |  |  |  |  | 1322.8189 | 0.0010329 | [6 empty] | 1225.6916 | 0 | 1225.6846 | 0.0020814
[17 empty] | 1142.3611 | 0.0031429 |  |  |  |  | 1322.9045 | 0.0010312 | [6 empty] | 1225.7653 | 0 | 1225.7582 | 0.0020972
[17 empty] | 1142.491 | 0.0037887 |  |  |  |  | 1322.9902 | 0.0010294 | [6 empty] | 1225.8389 | 0 | 1225.8318 | 0.0021084
[17 empty] | 1142.6209 | 0.0038091 |  |  |  |  | 1323.0759 | 0.0010277 | [6 empty] | 1225.9125 | 0 | 1225.9054 | 0.0021139
[17 empty] | 1142.7507 | 0.003122 |  |  |  |  | 1323.1617 | 0.0010259 | [6 empty] | 1225.9861 | 0 | 1225.979 | 0.0021139
[17 empty] | 1142.8807 | 0.0027942 |  |  |  |  | 1323.2474 | 0.0010241 | [6 empty] | 1226.0598 | 0 | 1226.0526 | 0.0021076
[17 empty] | 1143.0107 | 0.0029802 |  |  |  |  | 1323.3332 | 0.0010223 | [6 empty] | 1226.1334 | 0 | 1226.1263 | 0.0020949
[17 empty] | 1143.1407 | 0.0029756 |  |  |  |  | 1323.4189 | 0.0010205 | [6 empty] | 1226.207 | 0 | 1226.1999 | 0.002075
[17 empty] | 1143.2708 | 0.0028559 |  |  |  |  | 1323.5048 | 0.0010186 | [6 empty] | 1226.2808 | 0 | 1226.2737 | 0.002048
[17 empty] | 1143.4009 | 0.0026688 |  |  |  |  | 1323.5906 | 0.0010168 | [6 empty] | 1226.3544 | 0 | 1226.3473 | 0.0020146
[17 empty] | 1143.531 | 0.0024463 |  |  |  |  | 1323.6764 | 0.0010149 | [6 empty] | 1226.4281 | 0 | 1226.421 | 0.0019749
[17 empty] | 1143.6611 | 0.0027538 |  |  |  |  | 1323.7622 | 0.001013 | [6 empty] | 1226.5018 | 0 | 1226.4946 | 0.001932
[17 empty] | 1143.7915 | 0.0029276 |  |  |  |  | 1323.848 | 0.0010111 | [6 empty] | 1226.5754 | 0 | 1226.5684 | 0.0018883
[17 empty] | 1143.9215 | 0.0028681 |  |  |  |  | 1323.9338 | 0.0010091 | [6 empty] | 1226.6492 | 0 | 1226.6421 | 0.0018486
[17 empty] | 1144.0518 | 0.003208 |  |  |  |  | 1324.0198 | 0.0010072 | [6 empty] | 1226.7229 | 0 | 1226.7158 | 0.0018176
[17 empty] | 1144.182 | 0.0030149 |  |  |  |  | 1324.1056 | 0.0010053 | [6 empty] | 1226.7966 | 0 | 1226.7895 | 0.0017978
[17 empty] | 1144.3123 | 0.0025855 |  |  |  |  | 1324.1915 | 0.0010033 | [6 empty] | 1226.8704 | 0 | 1226.8633 | 0.0017922
[17 empty] | 1144.4426 | 0.002459 |  |  |  |  | 1324.2773 | 0.0010014 | [6 empty] | 1226.9441 | 0 | 1226.937 | 0.0018001
[17 empty] | 1144.573 | 0.0026479 |  |  |  |  | 1324.3633 | 0.00099942 | [6 empty] | 1227.0178 | 0 | 1227.0107 | 0.00182
[17 empty] | 1144.7034 | 0.0031215 |  |  |  |  | 1324.4492 | 0.00099748 | [6 empty] | 1227.0917 | 0 | 1227.0845 | 0.001847
[17 empty] | 1144.8337 | 0.0032493 |  |  |  |  | 1324.535 | 0.00099555 | [6 empty] | 1227.1654 | 0 | 1227.1583 | 0.0018772
[17 empty] | 1144.9642 | 0.002824 |  |  |  |  | 1324.621 | 0.00099363 | [6 empty] | 1227.2391 | 0 | 1227.2321 | 0.0019042
[17 empty] | 1145.0947 | 0.0026414 |  |  |  |  | 1324.7069 | 0.00099173 | [6 empty] | 1227.313 | 0 | 1227.3059 | 0.0019257
[17 empty] | 1145.2252 | 0.0029009 |  |  |  |  | 1324.793 | 0.00098986 | [6 empty] | 1227.3867 | 0 | 1227.3796 | 0.0019392
[17 empty] | 1145.3557 | 0.0029153 |  |  |  |  | 1324.8789 | 0.000988 | [6 empty] | 1227.4606 | 0 | 1227.4535 | 0.0019431
[17 empty] | 1145.4862 | 0.0025833 |  |  |  |  | 1324.9648 | 0.00098617 | [6 empty] | 1227.5344 | 0 | 1227.5272 | 0.0019392
[17 empty] | 1145.6168 | 0.002464 |  |  |  |  | 1325.0508 | 0.00098437 | [6 empty] | 1227.6082 | 0 | 1227.6011 | 0.0019296
[17 empty] | 1145.7474 | 0.002814 |  |  |  |  | 1325.1368 | 0.00098262 | [6 empty] | 1227.682 | 0 | 1227.6749 | 0.0019153
[17 empty] | 1145.8783 | 0.0029756 |  |  |  |  | 1325.2229 | 0.0009809 | [6 empty] | 1227.7559 | 0 | 1227.7488 | 0.0019002
[17 empty] | 1146.0088 | 0.0026725 |  |  |  |  | 1325.3088 | 0.00097923 | [6 empty] | 1227.8297 | 0 | 1227.8226 | 0.0018843
[17 empty] | 1146.1394 | 0.0025147 |  |  |  |  | 1325.3949 | 0.00097761 | [6 empty] | 1227.9036 | 0 | 1227.8965 | 0.00187
[17 empty] | 1146.2701 | 0.0024888 |  |  |  |  | 1325.481 | 0.00097604 | [6 empty] | 1227.9774 | 0 | 1227.9703 | 0.0018573
[17 empty] | 1146.4009 | 0.0024253 |  |  |  |  | 1325.567 | 0.00097453 | [6 empty] | 1228.0514 | 0 | 1228.0442 | 0.0018478
[17 empty] | 1146.5316 | 0.0024374 |  |  |  |  | 1325.6531 | 0.00097308 | [6 empty] | 1228.1252 | 0 | 1228.118 | 0.0018407
[17 empty] | 1146.6625 | 0.0024174 |  |  |  |  | 1325.7391 | 0.00097169 | [6 empty] | 1228.1991 | 0 | 1228.192 | 0.0018367
[17 empty] | 1146.7933 | 0.0026773 |  |  |  |  | 1325.8252 | 0.00097037 | [6 empty] | 1228.2731 | 0 | 1228.2659 | 0.0018367
[17 empty] | 1146.9242 | 0.0030181 |  |  |  |  | 1325.9113 | 0.00096913 | [6 empty] | 1228.3469 | 0 | 1228.3398 | 0.0018407
[17 empty] | 1147.0552 | 0.0026581 |  |  |  |  | 1325.9974 | 0.00096797 | [6 empty] | 1228.4209 | 0 | 1228.4137 | 0.0018478
[17 empty] | 1147.1863 | 0.0023722 |  |  |  |  | 1326.0835 | 0.00096688 | [6 empty] | 1228.4948 | 0 | 1228.4877 | 0.0018565
[17 empty] | 1147.3173 | 0.0027233 |  |  |  |  | 1326.1697 | 0.00096588 | [6 empty] | 1228.5687 | 0 | 1228.5617 | 0.0018661
[17 empty] | 1147.4481 | 0.002782 |  |  |  |  | 1326.2559 | 0.00096497 | [6 empty] | 1228.6427 | 0 | 1228.6355 | 0.0018748
[17 empty] | 1147.5791 | 0.0025913 |  |  |  |  | 1326.3419 | 0.00096414 | [6 empty] | 1228.7167 | 0 | 1228.7095 | 0.0018836
[17 empty] | 1147.7102 | 0.0026085 |  |  |  |  | 1326.4281 | 0.00096341 | [6 empty] | 1228.7906 | 0 | 1228.7834 | 0.0018915
[17 empty] | 1147.8413 | 0.0023762 |  |  |  |  | 1326.5143 | 0.00096277 | [6 empty] | 1228.8646 | 0 | 1228.8574 | 0.0018994
[17 empty] | 1147.9724 | 0.0017279 |  |  |  |  | 1326.6005 | 0.00096224 | [6 empty] | 1228.9386 | 0 | 1228.9314 | 0.0019098
[17 empty] | 1148.1035 | 0.0018197 |  |  |  |  | 1326.6867 | 0.0009618 | [6 empty] | 1229.0126 | 0 | 1229.0054 | 0.0019209
[17 empty] | 1148.2347 | 0.0023366 |  |  |  |  | 1326.773 | 0.00096146 | [6 empty] | 1229.0865 | 0 | 1229.0795 | 0.0019344
[17 empty] | 1148.366 | 0.0024894 |  |  |  |  | 1326.8591 | 0.00096123 | [6 empty] | 1229.1605 | 0 | 1229.1534 | 0.0019487
[17 empty] | 1148.4972 | 0.002292 |  |  |  |  | 1326.9453 | 0.0009611 | [6 empty] | 1229.2346 | 0 | 1229.2274 | 0.0019622
[17 empty] | 1148.6287 | 0.0020921 |  |  |  |  | 1327.0316 | 0.00096108 | [6 empty] | 1229.3086 | 0 | 1229.3015 | 0.0019749
[17 empty] | 1148.7598 | 0.002508 |  |  |  |  | 1327.1179 | 0.00096117 | [6 empty] | 1229.3827 | 0 | 1229.3755 | 0.0019868
[17 empty] | 1148.8911 | 0.0028402 |  |  |  |  | 1327.2041 | 0.00096136 | [6 empty] | 1229.4567 | 0 | 1229.4496 | 0.0019964
[17 empty] | 1149.0225 | 0.0020555 |  |  |  |  | 1327.2904 | 0.00096167 | [6 empty] | 1229.5308 | 0 | 1229.5236 | 0.0020035
[17 empty] | 1149.1539 | 0.001653 |  |  |  |  | 1327.3767 | 0.00096208 | [6 empty] | 1229.6049 | 0 | 1229.5977 | 0.0020099
[17 empty] | 1149.2853 | 0.0017608 |  |  |  |  | 1327.463 | 0.0009626 | [6 empty] | 1229.6788 | 0 | 1229.6717 | 0.0020138
[17 empty] | 1149.4167 | 0.0018345 |  |  |  |  | 1327.5493 | 0.00096323 | [6 empty] | 1229.7529 | 0 | 1229.7459 | 0.0020162
[17 empty] | 1149.5482 | 0.0019552 |  |  |  |  | 1327.6356 | 0.00096397 | [6 empty] | 1229.827 | 0 | 1229.82 | 0.0020178
[17 empty] | 1149.6798 | 0.0020851 |  |  |  |  | 1327.7219 | 0.00096481 | [6 empty] | 1229.9011 | 0 | 1229.894 | 0.0020178
[17 empty] | 1149.8113 | 0.0019985 |  |  |  |  | 1327.8084 | 0.00096577 | [6 empty] | 1229.9752 | 0 | 1229.9681 | 0.0020178
[17 empty] | 1149.9429 | 0.0021972 |  |  |  |  | 1327.8946 | 0.00096682 | [6 empty] | 1230.0493 | 0 | 1230.0422 | 0.002017
[17 empty] | 1150.0745 | 0.0019064 |  |  |  |  | 1327.9811 | 0.00096799 | [6 empty] | 1230.1235 | 0 | 1230.1163 | 0.0020162
[17 empty] | 1150.2062 | 0.0018988 |  |  |  |  | 1328.0674 | 0.00096925 | [6 empty] | 1230.1976 | 0 | 1230.1906 | 0.0020162
[17 empty] | 1150.3376 | 0.0021592 |  |  |  |  | 1328.1538 | 0.00097061 | [6 empty] | 1230.2717 | 0 | 1230.2647 | 0.0020162
[17 empty] | 1150.4694 | 0.0023057 |  |  |  |  | 1328.2402 | 0.00097208 | [6 empty] | 1230.3459 | 0 | 1230.3387 | 0.0020162
[17 empty] | 1150.6011 | 0.0022874 |  |  |  |  | 1328.3267 | 0.00097364 | [6 empty] | 1230.42 | 0 | 1230.413 | 0.0020154
[17 empty] | 1150.733 | 0.0023706 |  |  |  |  | 1328.4131 | 0.00097529 | [6 empty] | 1230.4943 | 0 | 1230.4872 | 0.002013
[17 empty] | 1150.8646 | 0.0021253 |  |  |  |  | 1328.4995 | 0.00097703 | [6 empty] | 1230.5685 | 0 | 1230.5613 | 0.0020099
[17 empty] | 1150.9965 | 0.0021219 |  |  |  |  | 1328.5859 | 0.00097886 | [6 empty] | 1230.6426 | 0 | 1230.6355 | 0.0020043
[17 empty] | 1151.1283 | 0.0022695 |  |  |  |  | 1328.6724 | 0.00098078 | [6 empty] | 1230.7168 | 0 | 1230.7097 | 0.0019972
[17 empty] | 1151.2601 | 0.0024488 |  |  |  |  | 1328.7588 | 0.00098277 | [6 empty] | 1230.791 | 0 | 1230.7839 | 0.0019884
[17 empty] | 1151.3921 | 0.0022881 |  |  |  |  | 1328.8453 | 0.00098485 | [6 empty] | 1230.8652 | 0 | 1230.8582 | 0.0019765
[17 empty] | 1151.524 | 0.0019857 |  |  |  |  | 1328.9318 | 0.000987 | [6 empty] | 1230.9395 | 0 | 1230.9324 | 0.001963
[17 empty] | 1151.656 | 0.0020359 |  |  |  |  | 1329.0183 | 0.00098923 | [6 empty] | 1231.0137 | 0 | 1231.0066 | 0.0019455
[17 empty] | 1151.788 | 0.0021624 |  |  |  |  | 1329.1049 | 0.00099152 | [6 empty] | 1231.0879 | 0 | 1231.0808 | 0.0019257
[17 empty] | 1151.92 | 0.0017149 |  |  |  |  | 1329.1914 | 0.00099388 | [6 empty] | 1231.1622 | 0 | 1231.155 | 0.0019034
[17 empty] | 1152.0521 | 0.0016147 |  |  |  |  | 1329.2778 | 0.00099629 | [6 empty] | 1231.2365 | 0 | 1231.2294 | 0.0018804
[17 empty] | 1152.1842 | 0.0018993 |  |  |  |  | 1329.3644 | 0.00099876 | [6 empty] | 1231.3107 | 0 | 1231.3036 | 0.0018581
[17 empty] | 1152.3163 | 0.0023444 |  |  |  |  | 1329.451 | 0.0010013 | [6 empty] | 1231.385 | 0 | 1231.3779 | 0.0018391
[17 empty] | 1152.4485 | 0.0024297 |  |  |  |  | 1329.5376 | 0.0010039 | [6 empty] | 1231.4594 | 0 | 1231.4522 | 0.0018248
[17 empty] | 1152.5806 | 0.002071 |  |  |  |  | 1329.6242 | 0.0010065 | [6 empty] | 1231.5336 | 0 | 1231.5265 | 0.001816
[17 empty] | 1152.713 | 0.0017529 |  |  |  |  | 1329.7107 | 0.0010091 | [6 empty] | 1231.6079 | 0 | 1231.6007 | 0.0018144
[17 empty] | 1152.8451 | 0.00183 |  |  |  |  | 1329.7974 | 0.0010119 | [6 empty] | 1231.6823 | 0 | 1231.6751 | 0.0018176
[17 empty] | 1152.9773 | 0.0018303 |  |  |  |  | 1329.8839 | 0.0010146 | [6 empty] | 1231.7566 | 0 | 1231.7494 | 0.0018248
[17 empty] | 1153.1096 | 0.0013288 |  |  |  |  | 1329.9706 | 0.0010173 | [6 empty] | 1231.8308 | 0 | 1231.8237 | 0.0018343
[17 empty] | 1153.2419 | 0.0015331 |  |  |  |  | 1330.0573 | 0.0010201 | [6 empty] | 1231.9052 | 0 | 1231.8981 | 0.0018438
[17 empty] | 1153.3744 | 0.0021111 |  |  |  |  | 1330.1439 | 0.0010229 | [6 empty] | 1231.9796 | 0 | 1231.9724 | 0.0018526
[17 empty] | 1153.5067 | 0.0024812 |  |  |  |  | 1330.2305 | 0.0010258 | [6 empty] | 1232.054 | 0 | 1232.0467 | 0.0018597
[17 empty] | 1153.6392 | 0.0026953 |  |  |  |  | 1330.3171 | 0.0010286 | [6 empty] | 1232.1283 | 0 | 1232.1211 | 0.0018645
[17 empty] | 1153.7716 | 0.0023719 |  |  |  |  | 1330.4039 | 0.0010315 | [6 empty] | 1232.2026 | 0 | 1232.1956 | 0.0018693
[17 empty] | 1153.9041 | 0.0015943 |  |  |  |  | 1330.4906 | 0.0010343 | [6 empty] | 1232.2771 | 0 | 1232.2699 | 0.0018732
[17 empty] | 1154.0366 | 0.0012003 |  |  |  |  | 1330.5773 | 0.0010372 | [6 empty] | 1232.3514 | 0 | 1232.3444 | 0.0018772
[17 empty] | 1154.1692 | 0.0014959 |  |  |  |  | 1330.6639 | 0.00104 | [6 empty] | 1232.4259 | 0 | 1232.4187 | 0.0018804
[17 empty] | 1154.3018 | 0.0019234 |  |  |  |  | 1330.7507 | 0.0010429 | [6 empty] | 1232.5002 | 0 | 1232.4932 | 0.001882
[17 empty] | 1154.4343 | 0.00192 |  |  |  |  | 1330.8374 | 0.0010457 | [6 empty] | 1232.5747 | 0 | 1232.5675 | 0.0018812
[17 empty] | 1154.567 | 0.0020326 |  |  |  |  | 1330.9242 | 0.0010485 | [6 empty] | 1232.6492 | 0 | 1232.642 | 0.0018788
[17 empty] | 1154.6995 | 0.0021379 |  |  |  |  | 1331.011 | 0.0010514 | [6 empty] | 1232.7235 | 0 | 1232.7164 | 0.0018732
[17 empty] | 1154.8322 | 0.0021308 |  |  |  |  | 1331.0978 | 0.0010541 | [6 empty] | 1232.798 | 0 | 1232.7909 | 0.0018669
[17 empty] | 1154.965 | 0.0019226 |  |  |  |  | 1331.1846 | 0.0010569 | [6 empty] | 1232.8724 | 0 | 1232.8654 | 0.0018605
[17 empty] | 1155.0977 | 0.0015703 |  |  |  |  | 1331.2714 | 0.0010597 | [6 empty] | 1232.9469 | 0 | 1232.9398 | 0.0018565
[17 empty] | 1155.2305 | 0.0015772 |  |  |  |  | 1331.3582 | 0.0010624 | [6 empty] | 1233.0214 | 0 | 1233.0143 | 0.0018565
[17 empty] | 1155.3633 | 0.0017668 |  |  |  |  | 1331.445 | 0.0010651 | [6 empty] | 1233.0958 | 0 | 1233.0887 | 0.0018613
[17 empty] | 1155.4963 | 0.0021064 |  |  |  |  | 1331.5317 | 0.0010677 | [6 empty] | 1233.1704 | 0 | 1233.1632 | 0.0018708
[17 empty] | 1155.629 | 0.0021471 |  |  |  |  | 1331.6186 | 0.0010704 | [6 empty] | 1233.2449 | 0 | 1233.2378 | 0.0018843
[17 empty] | 1155.762 | 0.0018337 |  |  |  |  | 1331.7054 | 0.0010729 | [6 empty] | 1233.3193 | 0 | 1233.3123 | 0.001901
[17 empty] | 1155.8949 | 0.0017808 |  |  |  |  | 1331.7924 | 0.0010755 | [6 empty] | 1233.3939 | 0 | 1233.3867 | 0.0019193
[17 empty] | 1156.0278 | 0.0019124 |  |  |  |  | 1331.8793 | 0.001078 | [6 empty] | 1233.4684 | 0 | 1233.4613 | 0.0019368
[17 empty] | 1156.1609 | 0.0021147 |  |  |  |  | 1331.9661 | 0.0010804 | [6 empty] | 1233.543 | 0 | 1233.5359 | 0.0019535
[17 empty] | 1156.2939 | 0.0019207 |  |  |  |  | 1332.053 | 0.0010828 | [6 empty] | 1233.6175 | 0 | 1233.6103 | 0.0019686
[17 empty] | 1156.427 | 0.0015704 |  |  |  |  | 1332.1399 | 0.0010852 | [6 empty] | 1233.6921 | 0 | 1233.6849 | 0.0019805
[17 empty] | 1156.5601 | 0.0014583 |  |  |  |  | 1332.2268 | 0.0010875 | [6 empty] | 1233.7666 | 0 | 1233.7595 | 0.00199
[17 empty] | 1156.6934 | 0.0011459 |  |  |  |  | 1332.3137 | 0.0010897 | [6 empty] | 1233.8412 | 0 | 1233.8341 | 0.0019972
[17 empty] | 1156.8263 | 0.001297 |  |  |  |  | 1332.4008 | 0.0010919 | [6 empty] | 1233.9158 | 0 | 1233.9087 | 0.0020011
[17 empty] | 1156.9595 | 0.0019766 |  |  |  |  | 1332.4877 | 0.001094 | [6 empty] | 1233.9904 | 0 | 1233.9833 | 0.0020035
[17 empty] | 1157.0928 | 0.0022006 |  |  |  |  | 1332.5746 | 0.0010961 | [6 empty] | 1234.0651 | 0 | 1234.0579 | 0.0020035
[17 empty] | 1157.226 | 0.0019965 |  |  |  |  | 1332.6616 | 0.001098 | [6 empty] | 1234.1397 | 0 | 1234.1325 | 0.0020019
[17 empty] | 1157.3593 | 0.0016578 |  |  |  |  | 1332.7485 | 0.0011 | [6 empty] | 1234.2142 | 0 | 1234.2071 | 0.0019995
[17 empty] | 1157.4926 | 0.0013888 |  |  |  |  | 1332.8356 | 0.0011018 | [6 empty] | 1234.2888 | 0 | 1234.2817 | 0.0019964
[17 empty] | 1157.6261 | 0.0011044 |  |  |  |  | 1332.9226 | 0.0011036 | [6 empty] | 1234.3635 | 0 | 1234.3563 | 0.0019932
[17 empty] | 1157.7593 | 0.00123 |  |  |  |  | 1333.0096 | 0.0011054 | [6 empty] | 1234.4381 | 0 | 1234.431 | 0.00199
[17 empty] | 1157.8927 | 0.0012175 |  |  |  |  | 1333.0967 | 0.001107 | [6 empty] | 1234.5128 | 0 | 1234.5056 | 0.001986
[17 empty] | 1158.0261 | 0.0015524 |  |  |  |  | 1333.1837 | 0.0011086 | [6 empty] | 1234.5875 | 0 | 1234.5803 | 0.0019813
[17 empty] | 1158.1595 | 0.0020012 |  |  |  |  | 1333.2707 | 0.0011101 | [6 empty] | 1234.6621 | 0 | 1234.655 | 0.0019733
[17 empty] | 1158.2931 | 0.0020292 |  |  |  |  | 1333.3578 | 0.0011115 | [6 empty] | 1234.7368 | 0 | 1234.7297 | 0.0019622
[17 empty] | 1158.4266 | 0.0016604 |  |  |  |  | 1333.445 | 0.0011128 | [6 empty] | 1234.8115 | 0 | 1234.8043 | 0.0019479
[17 empty] | 1158.5602 | 0.0012565 |  |  |  |  | 1333.532 | 0.0011141 | [6 empty] | 1234.8862 | 0 | 1234.879 | 0.0019304
[17 empty] | 1158.6937 | 0.0011793 |  |  |  |  | 1333.6191 | 0.0011153 | [6 empty] | 1234.9609 | 0 | 1234.9537 | 0.0019129
[17 empty] | 1158.8274 | 0.0017341 |  |  |  |  | 1333.7062 | 0.0011164 | [6 empty] | 1235.0356 | 0 | 1235.0286 | 0.0018971
[17 empty] | 1158.9611 | 0.0021394 |  |  |  |  | 1333.7933 | 0.0011174 | [6 empty] | 1235.1103 | 0 | 1235.1033 | 0.0018867
[17 empty] | 1159.0946 | 0.0016999 |  |  |  |  | 1333.8805 | 0.0011183 | [6 empty] | 1235.1851 | 0 | 1235.178 | 0.0018828
[17 empty] | 1159.2283 | 0.0010102 |  |  |  |  | 1333.9677 | 0.0011191 | [6 empty] | 1235.2599 | 0 | 1235.2527 | 0.0018867
[17 empty] | 1159.3622 | 0.00086427 |  |  |  |  | 1334.0548 | 0.0011199 | [6 empty] | 1235.3346 | 0 | 1235.3275 | 0.0018986
[17 empty] | 1159.4957 | 0.0013034 |  |  |  |  | 1334.142 | 0.0011205 | [6 empty] | 1235.4094 | 0 | 1235.4022 | 0.0019153
[17 empty] | 1159.6298 | 0.0015394 |  |  |  |  | 1334.2291 | 0.0011211 | [6 empty] | 1235.4841 | 0 | 1235.477 | 0.0019352
[17 empty] | 1159.7634 | 0.001337 |  |  |  |  | 1334.3163 | 0.0011215 | [6 empty] | 1235.559 | 0 | 1235.5518 | 0.0019527
[17 empty] | 1159.8972 | 0.001292 |  |  |  |  | 1334.4036 | 0.0011271 | [6 empty] | 1235.6338 | 0 | 1235.6266 | 0.0019654
[17 empty] | 1160.0311 | 0.0016674 |  |  |  |  | 1334.4907 | 0.0011354 | [6 empty] | 1235.7085 | 0 | 1235.7014 | 0.0019709
[17 empty] | 1160.165 | 0.0015119 |  |  |  |  | 1334.578 | 0.0011437 | [6 empty] | 1235.7833 | 0 | 1235.7762 | 0.0019686
[17 empty] | 1160.2991 | 0.0012812 |  |  |  |  | 1334.6652 | 0.0011519 | [6 empty] | 1235.8582 | 0 | 1235.8511 | 0.0019582
[17 empty] | 1160.433 | 0.0014855 |  |  |  |  | 1334.7524 | 0.0011599 | [6 empty] | 1235.933 | 0 | 1235.9258 | 0.0019423
[17 empty] | 1160.567 | 0.0017723 |  |  |  |  | 1334.8397 | 0.0011679 | [6 empty] | 1236.0078 | 0 | 1236.0007 | 0.0019249
[17 empty] | 1160.701 | 0.0019922 |  |  |  |  | 1334.927 | 0.0011757 | [6 empty] | 1236.0826 | 0 | 1236.0756 | 0.0019082
[17 empty] | 1160.8352 | 0.0016646 |  |  |  |  | 1335.0143 | 0.0011835 | [6 empty] | 1236.1575 | 0 | 1236.1504 | 0.0018931
[17 empty] | 1160.9695 | 0.001992 |  |  |  |  | 1335.1016 | 0.0011911 | [6 empty] | 1236.2324 | 0 | 1236.2252 | 0.001882
[17 empty] | 1161.1034 | 0.0017565 |  |  |  |  | 1335.1888 | 0.0011986 | [6 empty] | 1236.3073 | 0 | 1236.3002 | 0.0018732
[17 empty] | 1161.2378 | 0.0011069 |  |  |  |  | 1335.2762 | 0.001206 | [6 empty] | 1236.3822 | 0 | 1236.375 | 0.0018669
[17 empty] | 1161.3718 | 0.0012806 |  |  |  |  | 1335.3635 | 0.0012133 | [6 empty] | 1236.457 | 0 | 1236.4498 | 0.0018613
[17 empty] | 1161.5061 | 0.00095032 |  |  |  |  | 1335.4509 | 0.0012204 | [6 empty] | 1236.532 | 0 | 1236.5248 | 0.001855
[17 empty] | 1161.6405 | 0.001063 |  |  |  |  | 1335.5382 | 0.0012275 | [6 empty] | 1236.6068 | 0 | 1236.5997 | 0.001847
[17 empty] | 1161.7747 | 0.001263 |  |  |  |  | 1335.6256 | 0.0012344 | [6 empty] | 1236.6818 | 0 | 1236.6746 | 0.0018383
[17 empty] | 1161.9089 | 0.0015163 |  |  |  |  | 1335.713 | 0.0012412 | [6 empty] | 1236.7567 | 0 | 1236.7495 | 0.0018271
[17 empty] | 1162.0433 | 0.0019031 |  |  |  |  | 1335.8003 | 0.0012479 | [6 empty] | 1236.8317 | 0 | 1236.8245 | 0.001816
[17 empty] | 1162.1777 | 0.0017516 |  |  |  |  | 1335.8877 | 0.0012544 | [6 empty] | 1236.9066 | 0 | 1236.8994 | 0.0018057
[17 empty] | 1162.3121 | 0.0014395 |  |  |  |  | 1335.9751 | 0.0012609 | [6 empty] | 1236.9816 | 0 | 1236.9744 | 0.001797
[17 empty] | 1162.4465 | 0.0015879 |  |  |  |  | 1336.0626 | 0.0012672 | [6 empty] | 1237.0565 | 0 | 1237.0493 | 0.0017914
[17 empty] | 1162.5811 | 0.001542 |  |  |  |  | 1336.15 | 0.0012733 | [6 empty] | 1237.1315 | 0 | 1237.1243 | 0.0017906
[17 empty] | 1162.7156 | 0.0011141 |  |  |  |  | 1336.2374 | 0.0012793 | [6 empty] | 1237.2064 | 0 | 1237.1993 | 0.0017946
[17 empty] | 1162.8501 | 0.0012473 |  |  |  |  | 1336.3249 | 0.0012853 | [6 empty] | 1237.2815 | 0 | 1237.2743 | 0.0018033
[17 empty] | 1162.9847 | 0.001615 |  |  |  |  | 1336.4124 | 0.001291 | [6 empty] | 1237.3564 | 0 | 1237.3492 | 0.0018128
[17 empty] | 1163.1193 | 0.0014228 |  |  |  |  | 1336.4999 | 0.0012966 | [6 empty] | 1237.4314 | 0 | 1237.4243 | 0.0018232
[17 empty] | 1163.2538 | 0.0015054 |  |  |  |  | 1336.5874 | 0.0013021 | [6 empty] | 1237.5065 | 0 | 1237.4993 | 0.0018303
[17 empty] | 1163.3884 | 0.0017434 |  |  |  |  | 1336.6748 | 0.0013075 | [6 empty] | 1237.5815 | 0 | 1237.5743 | 0.0018327
[17 empty] | 1163.5232 | 0.0012462 |  |  |  |  | 1336.7623 | 0.0013127 | [6 empty] | 1237.6565 | 0 | 1237.6494 | 0.0018295
[17 empty] | 1163.658 | 0.0012413 |  |  |  |  | 1336.8499 | 0.0013177 | [6 empty] | 1237.7316 | 0 | 1237.7245 | 0.00182
[17 empty] | 1163.7927 | 0.00097877 |  |  |  |  | 1336.9374 | 0.0013226 | [6 empty] | 1237.8066 | 0 | 1237.7994 | 0.0018049
[17 empty] | 1163.9275 | 0.00089596 |  |  |  |  | 1337.025 | 0.0013274 | [6 empty] | 1237.8817 | 0 | 1237.8745 | 0.0017882
[17 empty] | 1164.0623 | 0.0010938 |  |  |  |  | 1337.1126 | 0.001332 | [6 empty] | 1237.9568 | 0 | 1237.9496 | 0.0017707
[17 empty] | 1164.1971 | 0.0011516 |  |  |  |  | 1337.2001 | 0.0013365 | [6 empty] | 1238.0319 | 0 | 1238.0247 | 0.0017557
[17 empty] | 1164.332 | 0.0012706 |  |  |  |  | 1337.2877 | 0.0013409 | [6 empty] | 1238.1069 | 0 | 1238.0997 | 0.0017445
[17 empty] | 1164.4669 | 0.0014399 |  |  |  |  | 1337.3752 | 0.001345 | [6 empty] | 1238.182 | 0 | 1238.1749 | 0.0017382
[17 empty] | 1164.6019 | 0.0015395 |  |  |  |  | 1337.4629 | 0.0013491 | [6 empty] | 1238.2572 | 0 | 1238.25 | 0.0017374
[17 empty] | 1164.7369 | 0.0017437 |  |  |  |  | 1337.5505 | 0.001353 | [6 empty] | 1238.3323 | 0 | 1238.3251 | 0.0017398
[17 empty] | 1164.8719 | 0.0013857 |  |  |  |  | 1337.6382 | 0.0013567 | [6 empty] | 1238.4073 | 0 | 1238.4003 | 0.0017437
[17 empty] | 1165.007 | 0.0013307 |  |  |  |  | 1337.7257 | 0.0013602 | [6 empty] | 1238.4825 | 0 | 1238.4753 | 0.0017493
[17 empty] | 1165.1421 | 0.0013591 |  |  |  |  | 1337.8133 | 0.0013637 | [6 empty] | 1238.5577 | 0 | 1238.5505 | 0.0017541
[17 empty] | 1165.2771 | 0.0012208 |  |  |  |  | 1337.9011 | 0.0013669 | [6 empty] | 1238.6328 | 0 | 1238.6257 | 0.0017596
[17 empty] | 1165.4125 | 0.0011403 |  |  |  |  | 1337.9888 | 0.00137 | [6 empty] | 1238.708 | 0 | 1238.7008 | 0.0017644
[17 empty] | 1165.5475 | 0.0014773 |  |  |  |  | 1338.0764 | 0.001373 | [6 empty] | 1238.7832 | 0 | 1238.776 | 0.0017692
[17 empty] | 1165.6826 | 0.0015706 |  |  |  |  | 1338.1642 | 0.0013758 | [6 empty] | 1238.8584 | 0 | 1238.8512 | 0.0017747
[17 empty] | 1165.8179 | 0.0011288 |  |  |  |  | 1338.2518 | 0.0013784 | [6 empty] | 1238.9336 | 0 | 1238.9264 | 0.0017787
[17 empty] | 1165.9531 | 0.0012481 |  |  |  |  | 1338.3396 | 0.0013809 | [6 empty] | 1239.0088 | 0 | 1239.0016 | 0.0017827
[17 empty] | 1166.0885 | 0.0011599 |  |  |  |  | 1338.4272 | 0.0013832 | [6 empty] | 1239.084 | 0 | 1239.0768 | 0.001785
[17 empty] | 1166.2238 | 0.0011422 |  |  |  |  | 1338.515 | 0.0013854 | [6 empty] | 1239.1592 | 0 | 1239.152 | 0.0017866
[17 empty] | 1166.3591 | 0.0011864 |  |  |  |  | 1338.6028 | 0.0013874 | [6 empty] | 1239.2344 | 0 | 1239.2273 | 0.0017882
[17 empty] | 1166.4945 | 0.0010772 |  |  |  |  | 1338.6906 | 0.0013893 | [6 empty] | 1239.3097 | 0 | 1239.3025 | 0.0017906
[17 empty] | 1166.63 | 0.00094886 |  |  |  |  | 1338.7783 | 0.001391 | [6 empty] | 1239.3849 | 0 | 1239.3777 | 0.0017954
[17 empty] | 1166.7654 | 0.001236 |  |  |  |  | 1338.8661 | 0.0013925 | [6 empty] | 1239.4602 | 0 | 1239.453 | 0.0018049
[17 empty] | 1166.9009 | 0.0014155 |  |  |  |  | 1338.954 | 0.0013939 | [6 empty] | 1239.5354 | 0 | 1239.5282 | 0.0018192
[17 empty] | 1167.0364 | 0.001451 |  |  |  |  | 1339.0418 | 0.0013951 | [6 empty] | 1239.6107 | 0 | 1239.6035 | 0.0018367
[17 empty] | 1167.172 | 0.0010293 |  |  |  |  | 1339.1295 | 0.0013962 | [6 empty] | 1239.686 | 0 | 1239.6788 | 0.0018557
[17 empty] | 1167.3075 | 0.0009111 |  |  |  |  | 1339.2174 | 0.0013971 | [6 empty] | 1239.7612 | 0 | 1239.7541 | 0.0018732
[17 empty] | 1167.4431 | 0.0010681 |  |  |  |  | 1339.3052 | 0.0013978 | [6 empty] | 1239.8365 | 0 | 1239.8293 | 0.0018859
[17 empty] | 1167.579 | 0.0013839 |  |  |  |  | 1339.3931 | 0.0013984 | [6 empty] | 1239.9119 | 0 | 1239.9047 | 0.0018915
[17 empty] | 1167.7144 | 0.0011682 |  |  |  |  | 1339.481 | 0.0013989 | [6 empty] | 1239.9872 | 0 | 1239.98 | 0.0018859
[17 empty] | 1167.8501 | 0.00076961 |  |  |  |  | 1339.5689 | 0.0013992 | [6 empty] | 1240.0625 | 0 | 1240.0554 | 0.0018708
[17 empty] | 1167.986 | 0.0010885 |  |  |  |  | 1339.6567 | 0.0013993 | [6 empty] | 1240.1378 | 0 | 1240.1307 | 0.001847
[17 empty] | 1168.1216 | 0.0011692 |  |  |  |  | 1339.7446 | 0.0013992 | [6 empty] | 1240.2133 | 0 | 1240.2061 | 0.0018176
[17 empty] | 1168.2573 | 0.001212 |  |  |  |  | 1339.8325 | 0.0013991 | [6 empty] | 1240.2886 | 0 | 1240.2814 | 0.0017866
[17 empty] | 1168.3932 | 0.001503 |  |  |  |  | 1339.9205 | 0.0013987 | [6 empty] | 1240.3639 | 0 | 1240.3568 | 0.0017596
[17 empty] | 1168.5291 | 0.0014176 |  |  |  |  | 1340.0084 | 0.0013982 | [6 empty] | 1240.4393 | 0 | 1240.4321 | 0.0017406
[17 empty] | 1168.6649 | 0.00099954 |  |  |  |  | 1340.0963 | 0.0013976 | [6 empty] | 1240.5147 | 0 | 1240.5076 | 0.0017326
[17 empty] | 1168.8009 | 0.0014067 |  |  |  |  | 1340.1843 | 0.0013968 | [6 empty] | 1240.5901 | 0 | 1240.5829 | 0.001735
[17 empty] | 1168.9368 | 0.0014198 |  |  |  |  | 1340.2723 | 0.0013959 | [6 empty] | 1240.6655 | 0 | 1240.6583 | 0.0017485
[17 empty] | 1169.073 | 0.0012284 |  |  |  |  | 1340.3603 | 0.0013948 | [6 empty] | 1240.7408 | 0 | 1240.7338 | 0.0017692
[17 empty] | 1169.2089 | 0.0010466 |  |  |  |  | 1340.4482 | 0.0013935 | [6 empty] | 1240.8163 | 0 | 1240.8092 | 0.0017922
[17 empty] | 1169.3448 | 0.001339 |  |  |  |  | 1340.5363 | 0.0013921 | [6 empty] | 1240.8917 | 0 | 1240.8845 | 0.0018136
[17 empty] | 1169.481 | 0.0013635 |  |  |  |  | 1340.6243 | 0.0013906 | [6 empty] | 1240.9672 | 0 | 1240.96 | 0.0018287
[17 empty] | 1169.6171 | 0.0010069 |  |  |  |  | 1340.7124 | 0.0013889 | [6 empty] | 1241.0426 | 0 | 1241.0355 | 0.0018359
[17 empty] | 1169.7534 | 0.0013463 |  |  |  |  | 1340.8004 | 0.0013871 | [6 empty] | 1241.118 | 0 | 1241.111 | 0.0018327
[17 empty] | 1169.8894 | 0.0015025 |  |  |  |  | 1340.8884 | 0.0013852 | [6 empty] | 1241.1936 | 0 | 1241.1864 | 0.0018192
[17 empty] | 1170.0256 | 0.0010627 |  |  |  |  | 1340.9766 | 0.0013831 | [6 empty] | 1241.269 | 0 | 1241.2618 | 0.0017986
[17 empty] | 1170.1619 | 0.00090366 |  |  |  |  | 1341.0646 | 0.0013809 | [6 empty] | 1241.3445 | 0 | 1241.3374 | 0.0017723
[17 empty] | 1170.2981 | 0.0013022 |  |  |  |  | 1341.1527 | 0.0013785 | [6 empty] | 1241.42 | 0 | 1241.4128 | 0.0017445
[17 empty] | 1170.4344 | 0.0012711 |  |  |  |  | 1341.2407 | 0.001376 | [6 empty] | 1241.4955 | 0 | 1241.4884 | 0.0017183
[17 empty] | 1170.5708 | 0.00089549 |  |  |  |  | 1341.3289 | 0.0013734 | [6 empty] | 1241.571 | 0 | 1241.5638 | 0.0016977
[17 empty] | 1170.7072 | 0.0014227 |  |  |  |  | 1341.417 | 0.0013706 | [6 empty] | 1241.6466 | 0 | 1241.6394 | 0.0016834
[17 empty] | 1170.8438 | 0.0013543 |  |  |  |  | 1341.5051 | 0.0013678 | [6 empty] | 1241.7221 | 0 | 1241.715 | 0.001677
[17 empty] | 1170.98 | 0.0014545 |  |  |  |  | 1341.5933 | 0.0013648 | [6 empty] | 1241.7976 | 0 | 1241.7904 | 0.0016786
[17 empty] | 1171.1165 | 0.0012736 |  |  |  |  | 1341.6814 | 0.0013616 | [6 empty] | 1241.8732 | 0 | 1241.866 | 0.0016873
[17 empty] | 1171.2529 | 0.00093026 |  |  |  |  | 1341.7696 | 0.0013584 | [6 empty] | 1241.9487 | 0 | 1241.9415 | 0.0017024
[17 empty] | 1171.3895 | 0.0011867 |  |  |  |  | 1341.8578 | 0.0013551 | [6 empty] | 1242.0243 | 0 | 1242.0171 | 0.0017215
[17 empty] | 1171.526 | 0.0013562 |  |  |  |  | 1341.946 | 0.0013516 | [6 empty] | 1242.0999 | 0 | 1242.0927 | 0.0017414
[17 empty] | 1171.6626 | 0.0010988 |  |  |  |  | 1342.0342 | 0.001348 | [6 empty] | 1242.1754 | 0 | 1242.1683 | 0.0017596
[17 empty] | 1171.7993 | 0.0009309 |  |  |  |  | 1342.1224 | 0.0013444 | [6 empty] | 1242.2511 | 0 | 1242.2439 | 0.0017747
[17 empty] | 1171.9359 | 0.0013004 |  |  |  |  | 1342.2107 | 0.0013406 | [6 empty] | 1242.3267 | 0 | 1242.3195 | 0.001785
[17 empty] | 1172.0725 | 0.0015942 |  |  |  |  | 1342.2988 | 0.0013367 | [6 empty] | 1242.4022 | 0 | 1242.3951 | 0.0017914
[17 empty] | 1172.2092 | 0.0013643 |  |  |  |  | 1342.3871 | 0.0013327 | [6 empty] | 1242.4779 | 0 | 1242.4707 | 0.001793
[17 empty] | 1172.3459 | 0.0015332 |  |  |  |  | 1342.4753 | 0.0013287 | [6 empty] | 1242.5535 | 0 | 1242.5464 | 0.0017914
[17 empty] | 1172.4828 | 0.0015711 |  |  |  |  | 1342.5637 | 0.0013245 | [6 empty] | 1242.6291 | 0 | 1242.6219 | 0.001789
[17 empty] | 1172.6195 | 0.0012579 |  |  |  |  | 1342.652 | 0.0013203 | [6 empty] | 1242.7048 | 0 | 1242.6976 | 0.0017858
[17 empty] | 1172.7566 | 0.0010704 |  |  |  |  | 1342.7402 | 0.001316 | [6 empty] | 1242.7805 | 0 | 1242.7733 | 0.0017819
[17 empty] | 1172.8933 | 0.0012689 |  |  |  |  | 1342.8286 | 0.0013116 | [6 empty] | 1242.8562 | 0 | 1242.849 | 0.0017779
[17 empty] | 1173.0302 | 0.0012992 |  |  |  |  | 1342.9169 | 0.0013071 | [6 empty] | 1242.9318 | 0 | 1242.9247 | 0.0017739
[17 empty] | 1173.1671 | 0.0014677 |  |  |  |  | 1343.0052 | 0.0013026 | [6 empty] | 1243.0075 | 0 | 1243.0004 | 0.0017707
[17 empty] | 1173.3041 | 0.0010373 |  |  |  |  | 1343.0935 | 0.001298 | [6 empty] | 1243.0832 | 0 | 1243.076 | 0.0017692
[17 empty] | 1173.4412 | 0.0010578 |  |  |  |  | 1343.1819 | 0.0012934 | [6 empty] | 1243.1589 | 0 | 1243.1517 | 0.00177
[17 empty] | 1173.5781 | 0.0010434 |  |  |  |  | 1343.2703 | 0.0012887 | [6 empty] | 1243.2346 | 0 | 1243.2274 | 0.0017739
[17 empty] | 1173.7152 | 0.0012362 |  |  |  |  | 1343.3586 | 0.0012839 | [6 empty] | 1243.3103 | 0 | 1243.3032 | 0.0017811
[17 empty] | 1173.8523 | 0.0015242 |  |  |  |  | 1343.447 | 0.0012791 | [6 empty] | 1243.3861 | 0 | 1243.3789 | 0.0017906
[17 empty] | 1173.9895 | 0.00095692 |  |  |  |  | 1343.5354 | 0.0012743 | [6 empty] | 1243.4618 | 0 | 1243.4546 | 0.0018025
[17 empty] | 1174.1268 | 0.0010434 |  |  |  |  | 1343.6239 | 0.0012694 | [6 empty] | 1243.5376 | 0 | 1243.5304 | 0.0018144
[17 empty] | 1174.2638 | 0.0015662 |  |  |  |  | 1343.7123 | 0.0012645 | [6 empty] | 1243.6133 | 0 | 1243.6062 | 0.0018248
[17 empty] | 1174.4011 | 0.0017387 |  |  |  |  | 1343.8008 | 0.0012596 | [6 empty] | 1243.6891 | 0 | 1243.6819 | 0.0018335
[17 empty] | 1174.5383 | 0.0015462 |  |  |  |  | 1343.8892 | 0.0012547 | [6 empty] | 1243.7649 | 0 | 1243.7577 | 0.0018407
[17 empty] | 1174.6757 | 0.0013355 |  |  |  |  | 1343.9777 | 0.0012497 | [6 empty] | 1243.8407 | 0 | 1243.8335 | 0.0018446
[17 empty] | 1174.813 | 0.0010674 |  |  |  |  | 1344.0662 | 0.0012448 | [6 empty] | 1243.9165 | 0 | 1243.9093 | 0.0018478
[17 empty] | 1174.9503 | 0.00080655 |  |  |  |  | 1344.1545 | 0.0012398 | [6 empty] | 1243.9923 | 0 | 1243.9851 | 0.0018502
[17 empty] | 1175.0878 | 0.0011553 |  |  |  |  | 1344.243 | 0.0012348 | [6 empty] | 1244.0681 | 0 | 1244.0609 | 0.0018526
[17 empty] | 1175.2251 | 0.0013299 |  |  |  |  | 1344.3315 | 0.0012299 | [6 empty] | 1244.1439 | 0 | 1244.1367 | 0.0018542
[17 empty] | 1175.3625 | 0.0011944 |  |  |  |  | 1344.4202 | 0.0012249 | [6 empty] | 1244.2197 | 0 | 1244.2125 | 0.0018565
[17 empty] | 1175.5001 | 0.0015186 |  |  |  |  | 1344.5087 | 0.00122 | [6 empty] | 1244.2957 | 0 | 1244.2885 | 0.0018581
[17 empty] | 1175.6376 | 0.0011705 |  |  |  |  | 1344.5972 | 0.0012151 | [6 empty] | 1244.3715 | 0 | 1244.3643 | 0.0018589
[17 empty] | 1175.7751 | 0.00092132 |  |  |  |  | 1344.6858 | 0.0012103 | [6 empty] | 1244.4473 | 0 | 1244.4402 | 0.0018581
[17 empty] | 1175.9127 | 0.0012511 |  |  |  |  | 1344.7743 | 0.0012054 | [6 empty] | 1244.5232 | 0 | 1244.516 | 0.0018542
[17 empty] | 1176.0504 | 0.001403 |  |  |  |  | 1344.8629 | 0.0012007 | [6 empty] | 1244.5991 | 0 | 1244.5919 | 0.0018478
[17 empty] | 1176.188 | 0.0013784 |  |  |  |  | 1344.9514 | 0.0011959 | [6 empty] | 1244.6749 | 0 | 1244.6677 | 0.0018375
[17 empty] | 1176.3257 | 0.0013331 |  |  |  |  | 1345.04 | 0.0011912 | [6 empty] | 1244.7508 | 0 | 1244.7436 | 0.0018256
[17 empty] | 1176.4633 | 0.0014456 |  |  |  |  | 1345.1287 | 0.0011866 | [6 empty] | 1244.8268 | 0 | 1244.8196 | 0.0018121
[17 empty] | 1176.6011 | 0.0014243 |  |  |  |  | 1345.2173 | 0.001182 | [6 empty] | 1244.9027 | 0 | 1244.8955 | 0.0017986
[17 empty] | 1176.7388 | 0.0016586 |  |  |  |  | 1345.3059 | 0.0011775 | [6 empty] | 1244.9786 | 0 | 1244.9714 | 0.0017882
[17 empty] | 1176.8766 | 0.0015426 |  |  |  |  | 1345.3945 | 0.0011731 | [6 empty] | 1245.0546 | 0 | 1245.0474 | 0.0017827
[17 empty] | 1177.0146 | 0.0012072 |  |  |  |  | 1345.4833 | 0.0011688 | [6 empty] | 1245.1305 | 0 | 1245.1233 | 0.0017827
[17 empty] | 1177.1523 | 0.00093795 |  |  |  |  | 1345.5719 | 0.0011646 | [6 empty] | 1245.2064 | 0 | 1245.1992 | 0.0017882
[17 empty] | 1177.2903 | 0.0010066 |  |  |  |  | 1345.6606 | 0.0011604 | [6 empty] | 1245.2823 | 0 | 1245.2753 | 0.0017986
[17 empty] | 1177.4282 | 0.0011565 |  |  |  |  | 1345.7493 | 0.0011563 | [6 empty] | 1245.3584 | 0 | 1245.3512 | 0.0018113
[17 empty] | 1177.5662 | 0.0015303 |  |  |  |  | 1345.838 | 0.0011524 | [6 empty] | 1245.4343 | 0 | 1245.4271 | 0.0018232
[17 empty] | 1177.7042 | 0.0013697 |  |  |  |  | 1345.9268 | 0.0011485 | [6 empty] | 1245.5104 | 0 | 1245.5032 | 0.0018311
[17 empty] | 1177.8422 | 0.0011215 |  |  |  |  | 1346.0155 | 0.0011448 | [6 empty] | 1245.5863 | 0 | 1245.5792 | 0.0018335
[17 empty] | 1177.9802 | 0.0011559 |  |  |  |  | 1346.1043 | 0.0011412 | [6 empty] | 1245.6624 | 0 | 1245.6552 | 0.0018279
[17 empty] | 1178.1184 | 0.0015427 |  |  |  |  | 1346.193 | 0.0011377 | [6 empty] | 1245.7384 | 0 | 1245.7312 | 0.0018168
[17 empty] | 1178.2565 | 0.0015423 |  |  |  |  | 1346.2817 | 0.0011343 | [6 empty] | 1245.8145 | 0 | 1245.8073 | 0.0018001
[17 empty] | 1178.3947 | 0.00121 |  |  |  |  | 1346.3705 | 0.0011311 | [6 empty] | 1245.8905 | 0 | 1245.8833 | 0.0017803
[17 empty] | 1178.5328 | 0.00086108 |  |  |  |  | 1346.4592 | 0.001128 | [6 empty] | 1245.9666 | 0 | 1245.9594 | 0.0017604
[17 empty] | 1178.6711 | 0.00068098 |  |  |  |  | 1346.5481 | 0.001125 | [6 empty] | 1246.0426 | 0 | 1246.0354 | 0.0017406
[17 empty] | 1178.8093 | 0.0010079 |  |  |  |  | 1346.6368 | 0.0011222 | [6 empty] | 1246.1186 | 0 | 1246.1115 | 0.0017239
[17 empty] | 1178.9476 | 0.0011912 |  |  |  |  | 1346.7257 | 0.0011195 | [6 empty] | 1246.1947 | 0 | 1246.1875 | 0.0017096
[17 empty] | 1179.0861 | 0.0012924 |  |  |  |  | 1346.8146 | 0.001117 | [6 empty] | 1246.2707 | 0 | 1246.2635 | 0.0016985
[17 empty] | 1179.2244 | 0.0012546 |  |  |  |  | 1346.9033 | 0.0011146 | [6 empty] | 1246.3469 | 0 | 1246.3397 | 0.0016905
[17 empty] | 1179.3628 | 0.0014383 |  |  |  |  | 1346.9922 | 0.0011124 | [6 empty] | 1246.423 | 0 | 1246.4158 | 0.0016857
[17 empty] | 1179.5012 | 0.0010723 |  |  |  |  | 1347.0811 | 0.0011104 | [6 empty] | 1246.4992 | 0 | 1246.4919 | 0.0016849
[17 empty] | 1179.6396 | 0.00087584 |  |  |  |  | 1347.17 | 0.0011086 | [6 empty] | 1246.5752 | 0 | 1246.568 | 0.0016873
[17 empty] | 1179.7783 | 0.00075064 |  |  |  |  | 1347.2589 | 0.0011069 | [6 empty] | 1246.6514 | 0 | 1246.6442 | 0.0016953
[17 empty] | 1179.9166 | 0.00075957 |  |  |  |  | 1347.3478 | 0.0011053 | [6 empty] | 1246.7275 | 0 | 1246.7203 | 0.0017088
[17 empty] | 1180.0552 | 0.00074908 |  |  |  |  | 1347.4367 | 0.001104 | [6 empty] | 1246.8036 | 0 | 1246.7965 | 0.0017278
[17 empty] | 1180.1938 | 0.0010408 |  |  |  |  | 1347.5256 | 0.0011028 | [6 empty] | 1246.8798 | 0 | 1246.8726 | 0.0017517
[17 empty] | 1180.3324 | 0.0010378 |  |  |  |  | 1347.6146 | 0.0011018 | [6 empty] | 1246.9559 | 0 | 1246.9487 | 0.0017803
[17 empty] | 1180.4711 | 0.0012401 |  |  |  |  | 1347.7035 | 0.001101 | [6 empty] | 1247.0321 | 0 | 1247.0249 | 0.0018097
[17 empty] | 1180.6097 | 0.0014868 |  |  |  |  | 1347.7925 | 0.0011004 | [6 empty] | 1247.1083 | 0 | 1247.1012 | 0.0018367
[17 empty] | 1180.7485 | 0.0011913 |  |  |  |  | 1347.8815 | 0.0011 | [6 empty] | 1247.1846 | 0 | 1247.1774 | 0.0018589
[17 empty] | 1180.8872 | 0.0014001 |  |  |  |  | 1347.9705 | 0.0010997 | [6 empty] | 1247.2607 | 0 | 1247.2535 | 0.0018732
[17 empty] | 1181.0259 | 0.0012072 |  |  |  |  | 1348.0594 | 0.0010997 | [6 empty] | 1247.3369 | 0 | 1247.3297 | 0.001878
[17 empty] | 1181.1647 | 0.0010891 |  |  |  |  | 1348.1484 | 0.0010998 | [6 empty] | 1247.4132 | 0 | 1247.406 | 0.001874
[17 empty] | 1181.3036 | 0.0010576 |  |  |  |  | 1348.2374 | 0.0011001 | [6 empty] | 1247.4894 | 0 | 1247.4822 | 0.0018629
[17 empty] | 1181.4426 | 0.0011293 |  |  |  |  | 1348.3265 | 0.0011006 | [6 empty] | 1247.5657 | 0 | 1247.5585 | 0.0018478
[17 empty] | 1181.5815 | 0.001365 |  |  |  |  | 1348.4155 | 0.0011013 | [6 empty] | 1247.642 | 0 | 1247.6348 | 0.0018319
[17 empty] | 1181.7203 | 0.00097656 |  |  |  |  | 1348.5046 | 0.0011022 | [6 empty] | 1247.7181 | 0 | 1247.7109 | 0.0018168
[17 empty] | 1181.8593 | 0.0010044 |  |  |  |  | 1348.5936 | 0.0011033 | [6 empty] | 1247.7944 | 0 | 1247.7872 | 0.0018057
[17 empty] | 1181.9983 | 0.00095229 |  |  |  |  | 1348.6827 | 0.0011046 | [6 empty] | 1247.8707 | 0 | 1247.8635 | 0.0017962
[17 empty] | 1182.1373 | 0.00054181 |  |  |  |  | 1348.7719 | 0.0011061 | [6 empty] | 1247.947 | 0 | 1247.9398 | 0.0017874
[17 empty] | 1182.2766 | 0.00081768 |  |  |  |  | 1348.861 | 0.0011077 | [6 empty] | 1248.0233 | 0 | 1248.0161 | 0.0017795
[17 empty] | 1182.4155 | 0.00099233 |  |  |  |  | 1348.9501 | 0.0011096 | [6 empty] | 1248.0996 | 0 | 1248.0924 | 0.0017707
[17 empty] | 1182.5547 | 0.00075607 |  |  |  |  | 1349.0392 | 0.0011116 | [6 empty] | 1248.1759 | 0 | 1248.1687 | 0.001762
[17 empty] | 1182.6938 | 0.00068218 |  |  |  |  | 1349.1283 | 0.0011139 | [6 empty] | 1248.2523 | 0 | 1248.2451 | 0.0017533
[17 empty] | 1182.8333 | 0.00088776 |  |  |  |  | 1349.2175 | 0.0011163 | [6 empty] | 1248.3286 | 0 | 1248.3214 | 0.0017461
[17 empty] | 1182.9723 | 0.0010982 |  |  |  |  | 1349.3066 | 0.0011189 | [6 empty] | 1248.4049 | 0 | 1248.3977 | 0.0017421
[17 empty] | 1183.1116 | 0.00091825 |  |  |  |  | 1349.3959 | 0.0011216 | [6 empty] | 1248.4813 | 0 | 1248.4741 | 0.0017421
[17 empty] | 1183.2509 | 0.0010276 | [12 empty] | 1248.5576 | 0 | 1248.5504 | 0.0017445
[17 empty] | 1183.3903 | 0.00096736 | [12 empty] | 1248.634 | 0 | 1248.6268 | 0.0017501
[17 empty] | 1183.5297 | 0.00085444 | [12 empty] | 1248.7105 | 0 | 1248.7033 | 0.0017564
[17 empty] | 1183.6691 | 0.00081918 | [12 empty] | 1248.7869 | 0 | 1248.7797 | 0.0017628
[17 empty] | 1183.8085 | 0.0011503 | [12 empty] | 1248.8632 | 0 | 1248.856 | 0.0017676
[17 empty] | 1183.9479 | 0.0011124 | [12 empty] | 1248.9396 | 0 | 1248.9324 | 0.0017707
[17 empty] | 1184.0874 | 0.00099346 | [12 empty] | 1249.016 | 0 | 1249.0088 | 0.0017723
[17 empty] | 1184.2269 | 0.0010931 | [12 empty] | 1249.0925 | 0 | 1249.0853 | 0.0017739
[17 empty] | 1184.3666 | 0.0013648 | [12 empty] | 1249.1689 | 0 | 1249.1617 | 0.0017747
[17 empty] | 1184.5061 | 0.0014335 | [12 empty] | 1249.2454 | 0 | 1249.2382 | 0.0017771
[17 empty] | 1184.6458 | 0.001184 | [12 empty] | 1249.3218 | 0 | 1249.3146 | 0.0017787
[17 empty] | 1184.7854 | 0.0011329 | [12 empty] | 1249.3983 | 0 | 1249.3911 | 0.0017803
[17 empty] | 1184.9252 | 0.0013262 | [12 empty] | 1249.4747 | 0 | 1249.4675 | 0.0017803
[17 empty] | 1185.0649 | 0.0014742 | [12 empty] | 1249.5513 | 0 | 1249.5441 | 0.0017779
[17 empty] | 1185.2047 | 0.0012069 | [12 empty] | 1249.6278 | 0 | 1249.6206 | 0.0017731
[17 empty] | 1185.3445 | 0.00094273 | [12 empty] | 1249.7042 | 0 | 1249.697 | 0.001766
[17 empty] | 1185.4841 | 0.0007692 | [12 empty] | 1249.7808 | 0 | 1249.7736 | 0.001758
[17 empty] | 1185.624 | 0.00067557 | [12 empty] | 1249.8573 | 0 | 1249.8501 | 0.0017509
[17 empty] | 1185.7639 | 0.00075245 | [12 empty] | 1249.9338 | 0 | 1249.9266 | 0.0017445
[17 empty] | 1185.9038 | 0.00067915 | [12 empty] | 1250.0104 | 0 | 1250.0032 | 0.0017398
[17 empty] | 1186.0438 | 0.00081579 | [12 empty] | 1250.0869 | 0 | 1250.0797 | 0.001735
[17 empty] | 1186.1838 | 0.00078147 | [12 empty] | 1250.1635 | 0 | 1250.1562 | 0.0017302
[17 empty] | 1186.3239 | 0.00089321 | [12 empty] | 1250.24 | 0 | 1250.2328 | 0.0017223
[17 empty] | 1186.4641 | 0.00084132 | [12 empty] | 1250.3166 | 0 | 1250.3094 | 0.0017128
[17 empty] | 1186.604 | 0.00069507 | [12 empty] | 1250.3932 | 0 | 1250.386 | 0.0017
[17 empty] | 1186.7441 | 0.00095704 | [12 empty] | 1250.4698 | 0 | 1250.4626 | 0.0016857
[17 empty] | 1186.8843 | 0.000849 | [12 empty] | 1250.5464 | 0 | 1250.5392 | 0.0016722
[17 empty] | 1187.0245 | 0.00067842 | [12 empty] | 1250.623 | 0 | 1250.6158 | 0.0016611
[17 empty] | 1187.1648 | 0.0005675 | [12 empty] | 1250.6997 | 0 | 1250.6925 | 0.0016548
[17 empty] | 1187.3051 | 0.0010376 | [12 empty] | 1250.7762 | 0 | 1250.769 | 0.0016532
[17 empty] | 1187.4453 | 0.00094555 | [12 empty] | 1250.8529 | 0 | 1250.8457 | 0.0016564
[17 empty] | 1187.5857 | 0.0010969 | [12 empty] | 1250.9296 | 0 | 1250.9224 | 0.0016635
[17 empty] | 1187.726 | 0.00092764 | [12 empty] | 1251.0062 | 0 | 1250.999 | 0.0016714
[17 empty] | 1187.8665 | 0.0011259 | [12 empty] | 1251.0829 | 0 | 1251.0757 | 0.001677
[17 empty] | 1188.0068 | 0.0010677 | [12 empty] | 1251.1597 | 0 | 1251.1525 | 0.0016802
[17 empty] | 1188.1473 | 0.00099497 | [12 empty] | 1251.2363 | 0 | 1251.2291 | 0.0016778
[17 empty] | 1188.2878 | 0.0016024 | [12 empty] | 1251.313 | 0 | 1251.3058 | 0.0016714
[17 empty] | 1188.4283 | 0.0018574 | [12 empty] | 1251.3898 | 0 | 1251.3826 | 0.0016611
[17 empty] | 1188.5688 | 0.0013463 | [12 empty] | 1251.4664 | 0 | 1251.4592 | 0.0016484
[17 empty] | 1188.7095 | 0.0012638 | [12 empty] | 1251.5432 | 0 | 1251.536 | 0.0016357
[17 empty] | 1188.8501 | 0.0011024 | [12 empty] | 1251.6199 | 0 | 1251.6127 | 0.0016246
[17 empty] | 1188.9907 | 0.0010142 | [12 empty] | 1251.6967 | 0 | 1251.6895 | 0.001615
[17 empty] | 1189.1315 | 0.0012306 | [12 empty] | 1251.7734 | 0 | 1251.7662 | 0.0016095
[17 empty] | 1189.2722 | 0.001288 | [12 empty] | 1251.8502 | 0 | 1251.843 | 0.0016055
[17 empty] | 1189.413 | 0.001103 | [12 empty] | 1251.927 | 0 | 1251.9198 | 0.0016039
[17 empty] | 1189.5537 | 0.0011796 | [12 empty] | 1252.0038 | 0 | 1251.9966 | 0.0016039
[17 empty] | 1189.6946 | 0.0011787 | [12 empty] | 1252.0806 | 0 | 1252.0734 | 0.0016055
[17 empty] | 1189.8354 | 0.00105 | [12 empty] | 1252.1573 | 0 | 1252.1501 | 0.0016087
[17 empty] | 1189.9763 | 0.00078064 | [12 empty] | 1252.2341 | 0 | 1252.2269 | 0.0016142
[17 empty] | 1190.1172 | 0.00088909 | [12 empty] | 1252.311 | 0 | 1252.3038 | 0.0016238
[17 empty] | 1190.2581 | 0.0010117 | [12 empty] | 1252.3878 | 0 | 1252.3806 | 0.0016381
[17 empty] | 1190.399 | 0.00098282 | [12 empty] | 1252.4647 | 0 | 1252.4575 | 0.0016564
[17 empty] | 1190.5402 | 0.001236 | [12 empty] | 1252.5415 | 0 | 1252.5343 | 0.0016786
[17 empty] | 1190.6812 | 0.0013012 | [12 empty] | 1252.6184 | 0 | 1252.6112 | 0.001704
[17 empty] | 1190.8223 | 0.00097482 | [12 empty] | 1252.6953 | 0 | 1252.688 | 0.0017286
[17 empty] | 1190.9634 | 0.00089655 | [12 empty] | 1252.7721 | 0 | 1252.7649 | 0.0017509
[17 empty] | 1191.1046 | 0.0010022 | [12 empty] | 1252.849 | 0 | 1252.8418 | 0.0017692
[17 empty] | 1191.2457 | 0.0012564 | [12 empty] | 1252.9259 | 0 | 1252.9187 | 0.0017819
[17 empty] | 1191.387 | 0.0010462 | [12 empty] | 1253.0028 | 0 | 1252.9956 | 0.0017882
[17 empty] | 1191.5283 | 0.0010227 | [12 empty] | 1253.0797 | 0 | 1253.0725 | 0.001789
[17 empty] | 1191.6696 | 0.0011466 | [12 empty] | 1253.1567 | 0 | 1253.1494 | 0.0017858
[17 empty] | 1191.8109 | 0.0010609 | [12 empty] | 1253.2336 | 0 | 1253.2264 | 0.0017811
[17 empty] | 1191.9523 | 0.00078982 | [12 empty] | 1253.3105 | 0 | 1253.3033 | 0.0017771
[17 empty] | 1192.0936 | 0.00075952 | [12 empty] | 1253.3876 | 0 | 1253.3804 | 0.0017755
[17 empty] | 1192.2351 | 0.0007217 | [12 empty] | 1253.4645 | 0 | 1253.4573 | 0.0017795
[17 empty] | 1192.3766 | 0.00067207 | [12 empty] | 1253.5415 | 0 | 1253.5343 | 0.0017898
[17 empty] | 1192.5181 | 0.00079053 | [12 empty] | 1253.6184 | 0 | 1253.6112 | 0.0018049
[17 empty] | 1192.6595 | 0.0010417 | [12 empty] | 1253.6954 | 0 | 1253.6882 | 0.001824
[17 empty] | 1192.8011 | 0.001113 | [12 empty] | 1253.7725 | 0 | 1253.7653 | 0.0018438
[17 empty] | 1192.9427 | 0.00081597 | [12 empty] | 1253.8495 | 0 | 1253.8423 | 0.0018637
[17 empty] | 1193.0844 | 0.0010357 | [12 empty] | 1253.9265 | 0 | 1253.9193 | 0.0018812
[17 empty] | 1193.2261 | 0.001472 | [12 empty] | 1254.0035 | 0 | 1253.9963 | 0.0018947
[17 empty] | 1193.3678 | 0.0011324 | [12 empty] | 1254.0806 | 0 | 1254.0734 | 0.0019042
[17 empty] | 1193.5095 | 0.00099982 | [12 empty] | 1254.1576 | 0 | 1254.1504 | 0.0019122
[17 empty] | 1193.6512 | 0.001078 | [12 empty] | 1254.2346 | 0 | 1254.2274 | 0.0019169
[17 empty] | 1193.7931 | 0.0010382 | [12 empty] | 1254.3118 | 0 | 1254.3046 | 0.0019209
[17 empty] | 1193.9349 | 0.0007571 | [12 empty] | 1254.3888 | 0 | 1254.3816 | 0.0019233
[17 empty] | 1194.0768 | 0.00079637 | [12 empty] | 1254.4659 | 0 | 1254.4587 | 0.0019241
[17 empty] | 1194.2186 | 0.0012265 | [12 empty] | 1254.543 | 0 | 1254.5358 | 0.0019233
[17 empty] | 1194.3606 | 0.0012075 | [12 empty] | 1254.6201 | 0 | 1254.6129 | 0.0019209
[17 empty] | 1194.5026 | 0.0010793 | [12 empty] | 1254.6973 | 0 | 1254.6901 | 0.0019177
[17 empty] | 1194.6444 | 0.00083913 | [12 empty] | 1254.7744 | 0 | 1254.7671 | 0.0019137
[17 empty] | 1194.7865 | 0.00080779 | [12 empty] | 1254.8514 | 0 | 1254.8442 | 0.0019114
[17 empty] | 1194.9286 | 0.00096765 | [12 empty] | 1254.9286 | 0 | 1254.9214 | 0.0019122
[17 empty] | 1195.0707 | 0.00092082 | [12 empty] | 1255.0057 | 0 | 1254.9985 | 0.0019161
[17 empty] | 1195.2128 | 0.0012571 | [12 empty] | 1255.083 | 0 | 1255.0757 | 0.0019225
[17 empty] | 1195.355 | 0.001219 | [12 empty] | 1255.1602 | 0 | 1255.1529 | 0.0019312
[17 empty] | 1195.4972 | 0.00087571 | [12 empty] | 1255.2373 | 0 | 1255.2301 | 0.0019392
[17 empty] | 1195.6394 | 0.0007109 | [12 empty] | 1255.3145 | 0 | 1255.3073 | 0.0019455
[17 empty] | 1195.7817 | 0.0008232 | [12 empty] | 1255.3917 | 0 | 1255.3845 | 0.0019479
[17 empty] | 1195.924 | 0.00062664 | [12 empty] | 1255.4689 | 0 | 1255.4617 | 0.0019447
[17 empty] | 1196.0663 | 0.00086791 | [12 empty] | 1255.5461 | 0 | 1255.5389 | 0.001936
[17 empty] | 1196.2087 | 0.00078342 | [12 empty] | 1255.6234 | 0 | 1255.6162 | 0.0019209
[17 empty] | 1196.3511 | 0.0009592 | [12 empty] | 1255.7006 | 0 | 1255.6934 | 0.0019018
[17 empty] | 1196.4935 | 0.00083133 | [12 empty] | 1255.7778 | 0 | 1255.7706 | 0.0018772
[17 empty] | 1196.6362 | 0.00077198 | [12 empty] | 1255.8551 | 0 | 1255.8479 | 0.0018502
[17 empty] | 1196.7786 | 0.00085088 | [12 empty] | 1255.9324 | 0 | 1255.9252 | 0.0018208
[17 empty] | 1196.9211 | 0.001136 | [12 empty] | 1256.0096 | 0 | 1256.0024 | 0.0017914
[17 empty] | 1197.0637 | 0.0010383 | [12 empty] | 1256.0869 | 0 | 1256.0797 | 0.0017628
[17 empty] | 1197.2063 | 0.001146 | [12 empty] | 1256.1643 | 0 | 1256.157 | 0.0017358
[17 empty] | 1197.349 | 0.00082083 | [12 empty] | 1256.2416 | 0 | 1256.2344 | 0.001712
[17 empty] | 1197.4916 | 0.00081503 | [12 empty] | 1256.3189 | 0 | 1256.3117 | 0.0016913
[17 empty] | 1197.6344 | 0.00096389 | [12 empty] | 1256.3962 | 0 | 1256.389 | 0.0016754
[17 empty] | 1197.7771 | 0.00094218 | [12 empty] | 1256.4735 | 0 | 1256.4663 | 0.0016627
[17 empty] | 1197.9199 | 0.001046 | [12 empty] | 1256.5509 | 0 | 1256.5437 | 0.001654
[17 empty] | 1198.0627 | 0.00080552 | [12 empty] | 1256.6283 | 0 | 1256.621 | 0.0016476
[17 empty] | 1198.2056 | 0.0011655 | [12 empty] | 1256.7056 | 0 | 1256.6984 | 0.0016421
[17 empty] | 1198.3484 | 0.0011257 | [12 empty] | 1256.783 | 0 | 1256.7758 | 0.0016365
[17 empty] | 1198.4913 | 0.0013575 | [12 empty] | 1256.8603 | 0 | 1256.8531 | 0.0016301
[17 empty] | 1198.6343 | 0.0014331 | [12 empty] | 1256.9377 | 0 | 1256.9305 | 0.0016238
[17 empty] | 1198.7773 | 0.0012737 | [12 empty] | 1257.0151 | 0 | 1257.0079 | 0.0016158
[17 empty] | 1198.9203 | 0.00079582 | [12 empty] | 1257.0925 | 0 | 1257.0853 | 0.0016095
[17 empty] | 1199.0634 | 0.00073616 | [12 empty] | 1257.17 | 0 | 1257.1627 | 0.0016055
[17 empty] | 1199.2064 | 0.00076623 | [12 empty] | 1257.2474 | 0 | 1257.2402 | 0.0016063
[17 empty] | 1199.3495 | 0.00075729 | [12 empty] | 1257.3248 | 0 | 1257.3176 | 0.0016119
[17 empty] | 1199.4926 | 0.00084453 | [12 empty] | 1257.4023 | 0 | 1257.3951 | 0.0016238
[17 empty] | 1199.6357 | 0.0010552 | [12 empty] | 1257.4797 | 0 | 1257.4725 | 0.0016421
[17 empty] | 1199.7791 | 0.0012935 | [12 empty] | 1257.5573 | 0 | 1257.5501 | 0.0016635
[17 empty] | 1199.9222 | 0.0011633 | [12 empty] | 1257.6348 | 0 | 1257.6274 | 0.0016873
[17 empty] | 1200.0656 | 0.001068 | [12 empty] | 1257.7122 | 0 | 1257.705 | 0.0017088
[31 empty] | 1257.7897 | 0 | 1257.7825 | 0.0017263
[31 empty] | 1257.8672 | 0 | 1257.86 | 0.0017374
[31 empty] | 1257.9447 | 0 | 1257.9375 | 0.0017382
[31 empty] | 1258.0222 | 0 | 1258.015 | 0.0017302
[31 empty] | 1258.0999 | 0 | 1258.0925 | 0.0017128
[31 empty] | 1258.1774 | 0 | 1258.1702 | 0.0016889
[31 empty] | 1258.2549 | 0 | 1258.2477 | 0.0016603
[31 empty] | 1258.3325 | 0 | 1258.3252 | 0.0016309
[31 empty] | 1258.41 | 0 | 1258.4028 | 0.0016039
[31 empty] | 1258.4877 | 0 | 1258.4804 | 0.0015809
[31 empty] | 1258.5652 | 0 | 1258.558 | 0.001565
[31 empty] | 1258.6428 | 0 | 1258.6356 | 0.0015563
[31 empty] | 1258.7205 | 0 | 1258.7131 | 0.0015563
[31 empty] | 1258.7981 | 0 | 1258.7908 | 0.0015642
[31 empty] | 1258.8757 | 0 | 1258.8684 | 0.0015785
[31 empty] | 1258.9534 | 0 | 1258.946 | 0.0015992
[31 empty] | 1259.031 | 0 | 1259.0237 | 0.001623
[31 empty] | 1259.1086 | 0 | 1259.1014 | 0.00165
[31 empty] | 1259.1863 | 0 | 1259.1791 | 0.001677
[31 empty] | 1259.264 | 0 | 1259.2567 | 0.0017048
[31 empty] | 1259.3417 | 0 | 1259.3345 | 0.0017326
[31 empty] | 1259.4194 | 0 | 1259.4121 | 0.0017604
[31 empty] | 1259.4971 | 0 | 1259.4899 | 0.0017898
[31 empty] | 1259.5748 | 0 | 1259.5675 | 0.0018216
[31 empty] | 1259.6526 | 0 | 1259.6453 | 0.0018565
[31 empty] | 1259.7302 | 0 | 1259.723 | 0.0018963
[31 empty] | 1259.808 | 0 | 1259.8008 | 0.00194
[31 empty] | 1259.8857 | 0 | 1259.8785 | 0.0019868
[31 empty] | 1259.9635 | 0 | 1259.9563 | 0.0020337
[31 empty] | 1260.0413 | 0 | 1260.0341 | 0.0020782
[31 empty] | 1260.1191 | 0 | 1260.1118 | 0.0021171
[31 empty] | 1260.1969 | 0 | 1260.1897 | 0.0021473
[31 empty] | 1260.2747 | 0 | 1260.2675 | 0.0021664
[31 empty] | 1260.3525 | 0 | 1260.3452 | 0.0021735
[31 empty] | 1260.4303 | 0 | 1260.4231 | 0.0021687
[31 empty] | 1260.5082 | 0 | 1260.501 | 0.0021544
[31 empty] | 1260.5861 | 0 | 1260.5787 | 0.0021306
[31 empty] | 1260.6638 | 0 | 1260.6566 | 0.0020996
[31 empty] | 1260.7417 | 0 | 1260.7345 | 0.0020631
[31 empty] | 1260.8196 | 0 | 1260.8124 | 0.0020234
[31 empty] | 1260.8975 | 0 | 1260.8903 | 0.0019797
[31 empty] | 1260.9753 | 0 | 1260.9681 | 0.001936
[31 empty] | 1261.0532 | 0 | 1261.046 | 0.0018931
[31 empty] | 1261.1312 | 0 | 1261.1239 | 0.0018518
[31 empty] | 1261.2091 | 0 | 1261.2019 | 0.0018144
[31 empty] | 1261.287 | 0 | 1261.2798 | 0.0017811
[31 empty] | 1261.365 | 0 | 1261.3577 | 0.0017517
[31 empty] | 1261.4429 | 0 | 1261.4357 | 0.0017263
[31 empty] | 1261.5209 | 0 | 1261.5137 | 0.001704
[31 empty] | 1261.5989 | 0 | 1261.5916 | 0.0016834
[31 empty] | 1261.6768 | 0 | 1261.6696 | 0.0016627
[31 empty] | 1261.7548 | 0 | 1261.7476 | 0.0016421
[31 empty] | 1261.8328 | 0 | 1261.8256 | 0.0016198
[31 empty] | 1261.9108 | 0 | 1261.9036 | 0.0015976
[31 empty] | 1261.9888 | 0 | 1261.9816 | 0.0015761
[31 empty] | 1262.0669 | 0 | 1262.0596 | 0.0015563
[31 empty] | 1262.1449 | 0 | 1262.1377 | 0.0015404
[31 empty] | 1262.2229 | 0 | 1262.2157 | 0.0015292
[31 empty] | 1262.301 | 0 | 1262.2937 | 0.0015229
[31 empty] | 1262.379 | 0 | 1262.3718 | 0.0015205
[31 empty] | 1262.4571 | 0 | 1262.4498 | 0.0015221
[31 empty] | 1262.5352 | 0 | 1262.5279 | 0.0015253
[31 empty] | 1262.6133 | 0 | 1262.6061 | 0.0015277
[31 empty] | 1262.6914 | 0 | 1262.6842 | 0.0015277
[31 empty] | 1262.7695 | 0 | 1262.7622 | 0.0015261
[31 empty] | 1262.8477 | 0 | 1262.8403 | 0.0015213
[31 empty] | 1262.9258 | 0 | 1262.9186 | 0.0015165
[31 empty] | 1263.0039 | 0 | 1262.9967 | 0.0015118
[31 empty] | 1263.082 | 0 | 1263.0748 | 0.0015118
[31 empty] | 1263.1603 | 0 | 1263.1529 | 0.0015165
[31 empty] | 1263.2384 | 0 | 1263.2312 | 0.00153
[31 empty] | 1263.3165 | 0 | 1263.3093 | 0.0015531
[31 empty] | 1263.3948 | 0 | 1263.3874 | 0.0015849
[31 empty] | 1263.473 | 0 | 1263.4657 | 0.0016254
[31 empty] | 1263.5512 | 0 | 1263.5439 | 0.0016714
[31 empty] | 1263.6294 | 0 | 1263.6222 | 0.0017207
[31 empty] | 1263.7076 | 0 | 1263.7003 | 0.0017707
[31 empty] | 1263.7859 | 0 | 1263.7786 | 0.0018184
[31 empty] | 1263.8641 | 0 | 1263.8568 | 0.0018621
[31 empty] | 1263.9424 | 0 | 1263.9351 | 0.0019018
[31 empty] | 1264.0206 | 0 | 1264.0134 | 0.0019368
[31 empty] | 1264.0989 | 0 | 1264.0917 | 0.0019662
[31 empty] | 1264.1772 | 0 | 1264.1699 | 0.0019892
[31 empty] | 1264.2555 | 0 | 1264.2483 | 0.0020043
[31 empty] | 1264.3339 | 0 | 1264.3265 | 0.0020115
[31 empty] | 1264.4121 | 0 | 1264.4049 | 0.0020091
[31 empty] | 1264.4905 | 0 | 1264.4832 | 0.0019964
[31 empty] | 1264.5687 | 0 | 1264.5615 | 0.0019757
[31 empty] | 1264.6471 | 0 | 1264.6399 | 0.0019471
[31 empty] | 1264.7255 | 0 | 1264.7183 | 0.0019153
[31 empty] | 1264.8038 | 0 | 1264.7966 | 0.001882
[31 empty] | 1264.8822 | 0 | 1264.875 | 0.0018494
[31 empty] | 1264.9606 | 0 | 1264.9534 | 0.00182
[31 empty] | 1265.0389 | 0 | 1265.0317 | 0.0017954
[31 empty] | 1265.1174 | 0 | 1265.1101 | 0.0017763
[31 empty] | 1265.1958 | 0 | 1265.1886 | 0.001762
[31 empty] | 1265.2743 | 0 | 1265.267 | 0.0017533
[31 empty] | 1265.3527 | 0 | 1265.3455 | 0.0017485
[31 empty] | 1265.4311 | 0 | 1265.4238 | 0.0017477
[31 empty] | 1265.5095 | 0 | 1265.5023 | 0.0017501
[31 empty] | 1265.588 | 0 | 1265.5808 | 0.0017557
[31 empty] | 1265.6665 | 0 | 1265.6592 | 0.0017628
[31 empty] | 1265.745 | 0 | 1265.7377 | 0.0017715
[31 empty] | 1265.8235 | 0 | 1265.8162 | 0.0017803
[31 empty] | 1265.902 | 0 | 1265.8946 | 0.0017882
[31 empty] | 1265.9805 | 0 | 1265.9733 | 0.0017922
[31 empty] | 1266.059 | 0 | 1266.0518 | 0.0017898
[31 empty] | 1266.1376 | 0 | 1266.1302 | 0.0017803
[31 empty] | 1266.2161 | 0 | 1266.2089 | 0.0017636
[31 empty] | 1266.2947 | 0 | 1266.2874 | 0.0017398
[31 empty] | 1266.3732 | 0 | 1266.366 | 0.0017128
[31 empty] | 1266.4518 | 0 | 1266.4445 | 0.0016849
[31 empty] | 1266.5303 | 0 | 1266.5231 | 0.0016611
[31 empty] | 1266.6089 | 0 | 1266.6017 | 0.0016428
[31 empty] | 1266.6875 | 0 | 1266.6803 | 0.0016317
[31 empty] | 1266.7661 | 0 | 1266.7589 | 0.0016278
[31 empty] | 1266.8447 | 0 | 1266.8375 | 0.0016309
[31 empty] | 1266.9233 | 0 | 1266.9161 | 0.0016397
[31 empty] | 1267.002 | 0 | 1266.9948 | 0.0016532
[31 empty] | 1267.0807 | 0 | 1267.0734 | 0.0016722
[31 empty] | 1267.1593 | 0 | 1267.152 | 0.0016945
[31 empty] | 1267.2379 | 0 | 1267.2307 | 0.0017215
[31 empty] | 1267.3166 | 0 | 1267.3093 | 0.0017509
[31 empty] | 1267.3954 | 0 | 1267.3881 | 0.0017811
[31 empty] | 1267.474 | 0 | 1267.4668 | 0.0018105
[31 empty] | 1267.5527 | 0 | 1267.5454 | 0.0018359
[31 empty] | 1267.6315 | 0 | 1267.6242 | 0.001855
[31 empty] | 1267.7102 | 0 | 1267.7029 | 0.0018669
[31 empty] | 1267.7889 | 0 | 1267.7816 | 0.00187
[31 empty] | 1267.8677 | 0 | 1267.8603 | 0.0018653
[31 empty] | 1267.9464 | 0 | 1267.9391 | 0.0018526
[31 empty] | 1268.0251 | 0 | 1268.0179 | 0.0018351
[31 empty] | 1268.104 | 0 | 1268.0967 | 0.0018128
[31 empty] | 1268.1827 | 0 | 1268.1754 | 0.0017874
[31 empty] | 1268.2615 | 0 | 1268.2543 | 0.0017612
[31 empty] | 1268.3403 | 0 | 1268.333 | 0.001735
[31 empty] | 1268.4192 | 0 | 1268.4119 | 0.0017104
[31 empty] | 1268.4979 | 0 | 1268.4907 | 0.0016889
[31 empty] | 1268.5768 | 0 | 1268.5696 | 0.0016714
[31 empty] | 1268.6556 | 0 | 1268.6483 | 0.0016579
[31 empty] | 1268.7345 | 0 | 1268.7272 | 0.0016508
[31 empty] | 1268.8133 | 0 | 1268.806 | 0.0016492
[31 empty] | 1268.8922 | 0 | 1268.885 | 0.001654
[31 empty] | 1268.9711 | 0 | 1268.9639 | 0.0016643
[31 empty] | 1269.0501 | 0 | 1269.0427 | 0.0016802
[31 empty] | 1269.1289 | 0 | 1269.1216 | 0.0016992
[31 empty] | 1269.2078 | 0 | 1269.2006 | 0.0017207
[31 empty] | 1269.2867 | 0 | 1269.2794 | 0.0017421
[31 empty] | 1269.3657 | 0 | 1269.3584 | 0.0017636
[31 empty] | 1269.4446 | 0 | 1269.4374 | 0.0017819
[31 empty] | 1269.5236 | 0 | 1269.5162 | 0.0017962
[31 empty] | 1269.6025 | 0 | 1269.5952 | 0.0018057
[31 empty] | 1269.6815 | 0 | 1269.6742 | 0.0018097
[31 empty] | 1269.7605 | 0 | 1269.7532 | 0.0018097
[31 empty] | 1269.8395 | 0 | 1269.8321 | 0.0018049
[31 empty] | 1269.9185 | 0 | 1269.9111 | 0.0017978
[31 empty] | 1269.9974 | 0 | 1269.9902 | 0.0017898
[31 empty] | 1270.0765 | 0 | 1270.0692 | 0.0017827
[31 empty] | 1270.1555 | 0 | 1270.1482 | 0.0017779
[31 empty] | 1270.2345 | 0 | 1270.2273 | 0.0017755
[31 empty] | 1270.3136 | 0 | 1270.3063 | 0.0017755
[31 empty] | 1270.3927 | 0 | 1270.3854 | 0.0017779
[31 empty] | 1270.4717 | 0 | 1270.4645 | 0.0017819
[31 empty] | 1270.5508 | 0 | 1270.5436 | 0.0017866
[31 empty] | 1270.6299 | 0 | 1270.6226 | 0.0017906
[31 empty] | 1270.709 | 0 | 1270.7017 | 0.0017922
[31 empty] | 1270.7881 | 0 | 1270.7808 | 0.0017898
[31 empty] | 1270.8672 | 0 | 1270.86 | 0.0017835
[31 empty] | 1270.9463 | 0 | 1270.9391 | 0.0017723
[31 empty] | 1271.0255 | 0 | 1271.0182 | 0.0017564
[31 empty] | 1271.1046 | 0 | 1271.0973 | 0.0017366
[31 empty] | 1271.1838 | 0 | 1271.1765 | 0.0017143
[31 empty] | 1271.2629 | 0 | 1271.2556 | 0.0016921
[31 empty] | 1271.3422 | 0 | 1271.3348 | 0.0016714
[31 empty] | 1271.4213 | 0 | 1271.4141 | 0.001654
[31 empty] | 1271.5005 | 0 | 1271.4933 | 0.0016413
[31 empty] | 1271.5797 | 0 | 1271.5724 | 0.0016365
[31 empty] | 1271.6589 | 0 | 1271.6516 | 0.0016397
[31 empty] | 1271.7382 | 0 | 1271.7308 | 0.0016508
[31 empty] | 1271.8174 | 0 | 1271.8101 | 0.0016706
[31 empty] | 1271.8966 | 0 | 1271.8894 | 0.0016961
[31 empty] | 1271.976 | 0 | 1271.9686 | 0.0017255
[31 empty] | 1272.0552 | 0 | 1272.0478 | 0.0017549
[31 empty] | 1272.1344 | 0 | 1272.1272 | 0.0017811
[31 empty] | 1272.2137 | 0 | 1272.2064 | 0.0017993
[31 empty] | 1272.293 | 0 | 1272.2858 | 0.0018089
[31 empty] | 1272.3723 | 0 | 1272.365 | 0.0018073
[31 empty] | 1272.4517 | 0 | 1272.4443 | 0.0017962
[31 empty] | 1272.531 | 0 | 1272.5237 | 0.0017755
[31 empty] | 1272.6103 | 0 | 1272.603 | 0.0017477
[31 empty] | 1272.6897 | 0 | 1272.6824 | 0.0017167
[31 empty] | 1272.769 | 0 | 1272.7617 | 0.0016849
[31 empty] | 1272.8484 | 0 | 1272.8411 | 0.0016548
[31 empty] | 1272.9277 | 0 | 1272.9204 | 0.0016285
[31 empty] | 1273.0071 | 0 | 1272.9999 | 0.0016071
[31 empty] | 1273.0865 | 0 | 1273.0792 | 0.0015912
[31 empty] | 1273.1659 | 0 | 1273.1586 | 0.0015817
[31 empty] | 1273.2454 | 0 | 1273.238 | 0.0015785
[31 empty] | 1273.3247 | 0 | 1273.3175 | 0.0015809
[31 empty] | 1273.4042 | 0 | 1273.3969 | 0.0015888
[31 empty] | 1273.4836 | 0 | 1273.4763 | 0.0015999
[31 empty] | 1273.5631 | 0 | 1273.5558 | 0.0016135
[31 empty] | 1273.6426 | 0 | 1273.6353 | 0.0016278
[31 empty] | 1273.7221 | 0 | 1273.7147 | 0.0016421
[31 empty] | 1273.8015 | 0 | 1273.7942 | 0.0016548
[31 empty] | 1273.881 | 0 | 1273.8737 | 0.0016659
[31 empty] | 1273.9605 | 0 | 1273.9533 | 0.0016762
[31 empty] | 1274.04 | 0 | 1274.0327 | 0.0016849
[31 empty] | 1274.1195 | 0 | 1274.1123 | 0.0016921
[31 empty] | 1274.1991 | 0 | 1274.1918 | 0.0016985
[31 empty] | 1274.2786 | 0 | 1274.2714 | 0.0017016
[31 empty] | 1274.3582 | 0 | 1274.3508 | 0.0017024
[31 empty] | 1274.4377 | 0 | 1274.4304 | 0.0016992
[31 empty] | 1274.5173 | 0 | 1274.51 | 0.0016921
[31 empty] | 1274.5969 | 0 | 1274.5896 | 0.0016826
[31 empty] | 1274.6765 | 0 | 1274.6692 | 0.0016706
[31 empty] | 1274.7561 | 0 | 1274.7488 | 0.0016587
[31 empty] | 1274.8357 | 0 | 1274.8284 | 0.0016468
[31 empty] | 1274.9153 | 0 | 1274.9081 | 0.0016365
[31 empty] | 1274.995 | 0 | 1274.9877 | 0.0016285
[31 empty] | 1275.0746 | 0 | 1275.0673 | 0.0016238
[31 empty] | 1275.1543 | 0 | 1275.147 | 0.0016222
[31 empty] | 1275.2339 | 0 | 1275.2266 | 0.0016238
[31 empty] | 1275.3136 | 0 | 1275.3063 | 0.0016285
[31 empty] | 1275.3933 | 0 | 1275.386 | 0.0016357
[31 empty] | 1275.4729 | 0 | 1275.4657 | 0.0016444
[31 empty] | 1275.5526 | 0 | 1275.5454 | 0.0016532
[31 empty] | 1275.6323 | 0 | 1275.6251 | 0.0016619
[31 empty] | 1275.712 | 0 | 1275.7048 | 0.0016699
[31 empty] | 1275.7919 | 0 | 1275.7846 | 0.001677
[31 empty] | 1275.8716 | 0 | 1275.8643 | 0.0016826
[31 empty] | 1275.9513 | 0 | 1275.944 | 0.0016865
[31 empty] | 1276.0311 | 0 | 1276.0238 | 0.0016897
[31 empty] | 1276.1108 | 0 | 1276.1035 | 0.0016913
[31 empty] | 1276.1907 | 0 | 1276.1834 | 0.0016897
[31 empty] | 1276.2704 | 0 | 1276.2632 | 0.0016865
[31 empty] | 1276.3502 | 0 | 1276.3429 | 0.001681
[31 empty] | 1276.43 | 0 | 1276.4227 | 0.001673
[31 empty] | 1276.5099 | 0 | 1276.5026 | 0.0016643
[31 empty] | 1276.5897 | 0 | 1276.5824 | 0.0016564
[31 empty] | 1276.6696 | 0 | 1276.6622 | 0.0016508
[31 empty] | 1276.7494 | 0 | 1276.7421 | 0.0016484
[31 empty] | 1276.8292 | 0 | 1276.8219 | 0.0016508
[31 empty] | 1276.9092 | 0 | 1276.9019 | 0.0016571
[31 empty] | 1276.989 | 0 | 1276.9817 | 0.0016675
[31 empty] | 1277.0689 | 0 | 1277.0617 | 0.0016802
[31 empty] | 1277.1488 | 0 | 1277.1415 | 0.0016945
[31 empty] | 1277.2288 | 0 | 1277.2214 | 0.001708
[31 empty] | 1277.3086 | 0 | 1277.3013 | 0.0017207
[31 empty] | 1277.3885 | 0 | 1277.3812 | 0.001731
[31 empty] | 1277.4685 | 0 | 1277.4612 | 0.0017374
[31 empty] | 1277.5485 | 0 | 1277.5411 | 0.0017414
[31 empty] | 1277.6284 | 0 | 1277.6211 | 0.0017421
[31 empty] | 1277.7084 | 0 | 1277.701 | 0.0017406
[31 empty] | 1277.7883 | 0 | 1277.781 | 0.0017358
[31 empty] | 1277.8684 | 0 | 1277.8611 | 0.0017302
[31 empty] | 1277.9484 | 0 | 1277.941 | 0.0017223
[31 empty] | 1278.0283 | 0 | 1278.0211 | 0.0017143
[31 empty] | 1278.1084 | 0 | 1278.1011 | 0.0017064
[31 empty] | 1278.1885 | 0 | 1278.1811 | 0.0017
[31 empty] | 1278.2684 | 0 | 1278.2611 | 0.0016961
[31 empty] | 1278.3485 | 0 | 1278.3412 | 0.0016961
[31 empty] | 1278.4286 | 0 | 1278.4213 | 0.0017008
[31 empty] | 1278.5087 | 0 | 1278.5013 | 0.0017088
[31 empty] | 1278.5887 | 0 | 1278.5814 | 0.0017191
[31 empty] | 1278.6688 | 0 | 1278.6615 | 0.0017294
[31 empty] | 1278.7489 | 0 | 1278.7416 | 0.0017366
[31 empty] | 1278.8291 | 0 | 1278.8218 | 0.001739
[31 empty] | 1278.9092 | 0 | 1278.9019 | 0.0017334
[31 empty] | 1278.9893 | 0 | 1278.9819 | 0.0017207
[31 empty] | 1279.0695 | 0 | 1279.0621 | 0.0017016
[31 empty] | 1279.1495 | 0 | 1279.1423 | 0.001677
[31 empty] | 1279.2297 | 0 | 1279.2224 | 0.0016492
[31 empty] | 1279.3099 | 0 | 1279.3026 | 0.0016214
[31 empty] | 1279.3901 | 0 | 1279.3828 | 0.0015944
[31 empty] | 1279.4703 | 0 | 1279.463 | 0.0015713
[31 empty] | 1279.5505 | 0 | 1279.5432 | 0.0015531
[31 empty] | 1279.6307 | 0 | 1279.6234 | 0.0015404
[31 empty] | 1279.7109 | 0 | 1279.7036 | 0.0015324
[31 empty] | 1279.7911 | 0 | 1279.7838 | 0.0015292
[31 empty] | 1279.8715 | 0 | 1279.8641 | 0.0015308
[31 empty] | 1279.9517 | 0 | 1279.9443 | 0.0015372
[31 empty] | 1280.032 | 0 | 1280.0247 | 0.0015475
[31 empty] | 1280.1122 | 0 | 1280.1049 | 0.0015618
[31 empty] | 1280.1925 | 0 | 1280.1852 | 0.0015801
[31 empty] | 1280.2728 | 0 | 1280.2655 | 0.0016031
[31 empty] | 1280.353 | 0 | 1280.3457 | 0.0016293
[31 empty] | 1280.4334 | 0 | 1280.426 | 0.0016571
[31 empty] | 1280.5137 | 0 | 1280.5064 | 0.0016842
[31 empty] | 1280.5941 | 0 | 1280.5868 | 0.0017064
[31 empty] | 1280.6744 | 0 | 1280.6671 | 0.0017223
[31 empty] | 1280.7548 | 0 | 1280.7474 | 0.0017294
[31 empty] | 1280.8351 | 0 | 1280.8278 | 0.0017302
[31 empty] | 1280.9155 | 0 | 1280.9082 | 0.0017247
[31 empty] | 1280.9959 | 0 | 1280.9885 | 0.0017167
[31 empty] | 1281.0763 | 0 | 1281.069 | 0.0017112
[31 empty] | 1281.1566 | 0 | 1281.1493 | 0.001712
[31 empty] | 1281.2371 | 0 | 1281.2297 | 0.0017199
[31 empty] | 1281.3175 | 0 | 1281.3102 | 0.0017366
[31 empty] | 1281.398 | 0 | 1281.3906 | 0.001762
[31 empty] | 1281.4784 | 0 | 1281.4711 | 0.001793
[31 empty] | 1281.5588 | 0 | 1281.5515 | 0.0018271
[31 empty] | 1281.6393 | 0 | 1281.632 | 0.0018629
[31 empty] | 1281.7197 | 0 | 1281.7124 | 0.0018979
[31 empty] | 1281.8003 | 0 | 1281.793 | 0.0019296
[31 empty] | 1281.8807 | 0 | 1281.8734 | 0.0019566
[31 empty] | 1281.9613 | 0 | 1281.954 | 0.0019789
[31 empty] | 1282.0418 | 0 | 1282.0344 | 0.001994
[31 empty] | 1282.1223 | 0 | 1282.115 | 0.0020003
[31 empty] | 1282.2029 | 0 | 1282.1956 | 0.0019964
[31 empty] | 1282.2834 | 0 | 1282.276 | 0.0019836
[31 empty] | 1282.3639 | 0 | 1282.3566 | 0.0019606
[31 empty] | 1282.4445 | 0 | 1282.4371 | 0.0019312
[31 empty] | 1282.525 | 0 | 1282.5177 | 0.0018963
[31 empty] | 1282.6057 | 0 | 1282.5984 | 0.0018605
[31 empty] | 1282.6863 | 0 | 1282.679 | 0.0018256
[31 empty] | 1282.7668 | 0 | 1282.7595 | 0.0017938
[31 empty] | 1282.8475 | 0 | 1282.8402 | 0.0017676
[31 empty] | 1282.9281 | 0 | 1282.9208 | 0.0017461
[31 empty] | 1283.0088 | 0 | 1283.0015 | 0.0017302
[31 empty] | 1283.0894 | 0 | 1283.082 | 0.0017183
[31 empty] | 1283.17 | 0 | 1283.1627 | 0.0017104
[31 empty] | 1283.2507 | 0 | 1283.2434 | 0.0017056
[31 empty] | 1283.3314 | 0 | 1283.3241 | 0.0017048
[31 empty] | 1283.4121 | 0 | 1283.4048 | 0.0017064
[31 empty] | 1283.4928 | 0 | 1283.4855 | 0.0017112
[31 empty] | 1283.5735 | 0 | 1283.5662 | 0.0017191
[31 empty] | 1283.6542 | 0 | 1283.6469 | 0.0017302
[31 empty] | 1283.735 | 0 | 1283.7277 | 0.0017437
[31 empty] | 1283.8157 | 0 | 1283.8084 | 0.0017596
[31 empty] | 1283.8965 | 0 | 1283.889 | 0.0017763
[31 empty] | 1283.9772 | 0 | 1283.9698 | 0.0017938
[31 empty] | 1284.058 | 0 | 1284.0507 | 0.0018105
[31 empty] | 1284.1387 | 0 | 1284.1314 | 0.0018248
[31 empty] | 1284.2195 | 0 | 1284.2122 | 0.0018343
[31 empty] | 1284.3003 | 0 | 1284.293 | 0.0018383
[31 empty] | 1284.3811 | 0 | 1284.3738 | 0.0018343
[31 empty] | 1284.4619 | 0 | 1284.4546 | 0.0018224
[31 empty] | 1284.5427 | 0 | 1284.5354 | 0.0018033
[31 empty] | 1284.6237 | 0 | 1284.6163 | 0.0017779
[31 empty] | 1284.7045 | 0 | 1284.6971 | 0.0017485
[31 empty] | 1284.7853 | 0 | 1284.7779 | 0.0017167
[31 empty] | 1284.8662 | 0 | 1284.8589 | 0.0016849
[31 empty] | 1284.947 | 0 | 1284.9397 | 0.0016571
[31 empty] | 1285.0279 | 0 | 1285.0206 | 0.0016333
[31 empty] | 1285.1089 | 0 | 1285.1016 | 0.001615
[31 empty] | 1285.1898 | 0 | 1285.1825 | 0.0016031
[31 empty] | 1285.2707 | 0 | 1285.2633 | 0.001596
[31 empty] | 1285.3517 | 0 | 1285.3442 | 0.0015936
[31 empty] | 1285.4326 | 0 | 1285.4252 | 0.0015936
[31 empty] | 1285.5135 | 0 | 1285.5062 | 0.0015952
[31 empty] | 1285.5945 | 0 | 1285.5872 | 0.0015968
[31 empty] | 1285.6754 | 0 | 1285.6681 | 0.0015984
[31 empty] | 1285.7565 | 0 | 1285.7492 | 0.0015976
[31 empty] | 1285.8374 | 0 | 1285.8301 | 0.0015968
[31 empty] | 1285.9185 | 0 | 1285.9111 | 0.001596
[31 empty] | 1285.9994 | 0 | 1285.9921 | 0.0015968
[31 empty] | 1286.0804 | 0 | 1286.0731 | 0.0015992
[31 empty] | 1286.1615 | 0 | 1286.1542 | 0.0016055
[31 empty] | 1286.2425 | 0 | 1286.2352 | 0.001615
[31 empty] | 1286.3236 | 0 | 1286.3163 | 0.0016262
[31 empty] | 1286.4047 | 0 | 1286.3973 | 0.0016381
[31 empty] | 1286.4857 | 0 | 1286.4784 | 0.0016492
[31 empty] | 1286.5668 | 0 | 1286.5594 | 0.0016564
[31 empty] | 1286.648 | 0 | 1286.6406 | 0.0016595
[31 empty] | 1286.729 | 0 | 1286.7217 | 0.0016587
[31 empty] | 1286.8102 | 0 | 1286.8027 | 0.001654
[31 empty] | 1286.8912 | 0 | 1286.8839 | 0.0016476
[31 empty] | 1286.9724 | 0 | 1286.9651 | 0.0016397
[31 empty] | 1287.0536 | 0 | 1287.0461 | 0.0016309
[31 empty] | 1287.1346 | 0 | 1287.1273 | 0.0016222
[31 empty] | 1287.2158 | 0 | 1287.2085 | 0.0016135
[31 empty] | 1287.297 | 0 | 1287.2897 | 0.0016047
[31 empty] | 1287.3782 | 0 | 1287.3709 | 0.0015952
[31 empty] | 1287.4595 | 0 | 1287.452 | 0.0015856
[31 empty] | 1287.5406 | 0 | 1287.5333 | 0.0015769
[31 empty] | 1287.6218 | 0 | 1287.6145 | 0.0015682
[31 empty] | 1287.7031 | 0 | 1287.6957 | 0.001561
[31 empty] | 1287.7843 | 0 | 1287.777 | 0.0015547
[31 empty] | 1287.8656 | 0 | 1287.8583 | 0.0015507
[31 empty] | 1287.9468 | 0 | 1287.9395 | 0.0015499
[31 empty] | 1288.0281 | 0 | 1288.0207 | 0.0015523
[31 empty] | 1288.1094 | 0 | 1288.102 | 0.0015578
[31 empty] | 1288.1907 | 0 | 1288.1834 | 0.0015682
[31 empty] | 1288.272 | 0 | 1288.2647 | 0.0015817
[31 empty] | 1288.3533 | 0 | 1288.3459 | 0.0015984
[31 empty] | 1288.4346 | 0 | 1288.4272 | 0.0016174
[31 empty] | 1288.5159 | 0 | 1288.5085 | 0.0016365
[31 empty] | 1288.5973 | 0 | 1288.59 | 0.0016556
[31 empty] | 1288.6786 | 0 | 1288.6713 | 0.001673
[31 empty] | 1288.76 | 0 | 1288.7526 | 0.0016865
[31 empty] | 1288.8413 | 0 | 1288.834 | 0.0016961
[31 empty] | 1288.9227 | 0 | 1288.9154 | 0.0017
[31 empty] | 1289.0041 | 0 | 1288.9967 | 0.0016985
[31 empty] | 1289.0856 | 0 | 1289.0781 | 0.0016921
[31 empty] | 1289.167 | 0 | 1289.1596 | 0.001681
[31 empty] | 1289.2484 | 0 | 1289.241 | 0.0016667
[31 empty] | 1289.3298 | 0 | 1289.3224 | 0.0016516
[31 empty] | 1289.4113 | 0 | 1289.4039 | 0.0016373
[31 empty] | 1289.4927 | 0 | 1289.4853 | 0.0016246
[31 empty] | 1289.5741 | 0 | 1289.5668 | 0.0016135
[31 empty] | 1289.6556 | 0 | 1289.6483 | 0.0016039
[31 empty] | 1289.7371 | 0 | 1289.7297 | 0.001596
[31 empty] | 1289.8186 | 0 | 1289.8113 | 0.0015904
[31 empty] | 1289.9001 | 0 | 1289.8927 | 0.0015872
[31 empty] | 1289.9816 | 0 | 1289.9742 | 0.001588
[31 empty] | 1290.0631 | 0 | 1290.0558 | 0.0015928
[31 empty] | 1290.1446 | 0 | 1290.1373 | 0.0016039
[31 empty] | 1290.2262 | 0 | 1290.2189 | 0.0016198
[31 empty] | 1290.3077 | 0 | 1290.3004 | 0.0016405
[31 empty] | 1290.3894 | 0 | 1290.382 | 0.0016619
[31 empty] | 1290.4709 | 0 | 1290.4636 | 0.0016826
[31 empty] | 1290.5525 | 0 | 1290.5452 | 0.0016992
[31 empty] | 1290.6342 | 0 | 1290.6267 | 0.001708
[31 empty] | 1290.7157 | 0 | 1290.7084 | 0.001708
[31 empty] | 1290.7974 | 0 | 1290.79 | 0.0016985
[31 empty] | 1290.879 | 0 | 1290.8716 | 0.0016802
[31 empty] | 1290.9606 | 0 | 1290.9533 | 0.0016564
[31 empty] | 1291.0422 | 0 | 1291.0349 | 0.0016301
[31 empty] | 1291.1239 | 0 | 1291.1166 | 0.0016055
[31 empty] | 1291.2056 | 0 | 1291.1982 | 0.0015856
[31 empty] | 1291.2872 | 0 | 1291.2799 | 0.0015737
[31 empty] | 1291.369 | 0 | 1291.3616 | 0.0015706
[31 empty] | 1291.4507 | 0 | 1291.4434 | 0.0015745
[31 empty] | 1291.5323 | 0 | 1291.525 | 0.0015849
[31 empty] | 1291.6141 | 0 | 1291.6067 | 0.0015999
[31 empty] | 1291.6958 | 0 | 1291.6885 | 0.0016182
[31 empty] | 1291.7776 | 0 | 1291.7703 | 0.0016381
[31 empty] | 1291.8594 | 0 | 1291.8519 | 0.0016579
[31 empty] | 1291.941 | 0 | 1291.9337 | 0.001677
[31 empty] | 1292.0228 | 0 | 1292.0155 | 0.0016937
[31 empty] | 1292.1046 | 0 | 1292.0973 | 0.0017088
[31 empty] | 1292.1864 | 0 | 1292.1791 | 0.0017207
[31 empty] | 1292.2682 | 0 | 1292.2609 | 0.0017318
[31 empty] | 1292.3501 | 0 | 1292.3427 | 0.0017414
[31 empty] | 1292.4319 | 0 | 1292.4246 | 0.0017517
[31 empty] | 1292.5137 | 0 | 1292.5064 | 0.0017628
[31 empty] | 1292.5956 | 0 | 1292.5883 | 0.0017747
[31 empty] | 1292.6774 | 0 | 1292.67 | 0.0017874
[31 empty] | 1292.7593 | 0 | 1292.752 | 0.0017993
[31 empty] | 1292.8412 | 0 | 1292.8337 | 0.0018089
[31 empty] | 1292.9231 | 0 | 1292.9156 | 0.0018152
[31 empty] | 1293.005 | 0 | 1292.9976 | 0.0018176
[31 empty] | 1293.0869 | 0 | 1293.0795 | 0.0018152
[31 empty] | 1293.1688 | 0 | 1293.1614 | 0.0018105
[31 empty] | 1293.2507 | 0 | 1293.2433 | 0.0018041
[31 empty] | 1293.3326 | 0 | 1293.3253 | 0.0017986
[31 empty] | 1293.4145 | 0 | 1293.4072 | 0.0017978
[31 empty] | 1293.4966 | 0 | 1293.4891 | 0.0018025
[31 empty] | 1293.5785 | 0 | 1293.5712 | 0.0018152
[31 empty] | 1293.6605 | 0 | 1293.6532 | 0.0018359
[31 empty] | 1293.7425 | 0 | 1293.7351 | 0.0018645
[31 empty] | 1293.8245 | 0 | 1293.8171 | 0.0018971
[31 empty] | 1293.9065 | 0 | 1293.8992 | 0.0019312
[31 empty] | 1293.9885 | 0 | 1293.9812 | 0.0019622
[31 empty] | 1294.0706 | 0 | 1294.0632 | 0.0019852
[31 empty] | 1294.1526 | 0 | 1294.1453 | 0.0019964
[31 empty] | 1294.2346 | 0 | 1294.2273 | 0.0019932
[31 empty] | 1294.3168 | 0 | 1294.3093 | 0.0019749
[31 empty] | 1294.3988 | 0 | 1294.3915 | 0.0019423
[31 empty] | 1294.4808 | 0 | 1294.4735 | 0.0018994
[31 empty] | 1294.563 | 0 | 1294.5557 | 0.001851
[31 empty] | 1294.6451 | 0 | 1294.6377 | 0.0018033
[31 empty] | 1294.7272 | 0 | 1294.7198 | 0.0017604
[31 empty] | 1294.8093 | 0 | 1294.802 | 0.0017286
[31 empty] | 1294.8915 | 0 | 1294.8842 | 0.0017088
[31 empty] | 1294.9736 | 0 | 1294.9662 | 0.001704
[31 empty] | 1295.0558 | 0 | 1295.0485 | 0.001712
[31 empty] | 1295.1379 | 0 | 1295.1306 | 0.0017302
[31 empty] | 1295.2201 | 0 | 1295.2128 | 0.0017549
[31 empty] | 1295.3024 | 0 | 1295.2949 | 0.0017811
[31 empty] | 1295.3845 | 0 | 1295.3772 | 0.0018041
[31 empty] | 1295.4667 | 0 | 1295.4594 | 0.00182
[31 empty] | 1295.549 | 0 | 1295.5416 | 0.0018271
[31 empty] | 1295.6312 | 0 | 1295.6238 | 0.0018256
[31 empty] | 1295.7134 | 0 | 1295.7061 | 0.0018136
[31 empty] | 1295.7957 | 0 | 1295.7883 | 0.0017938
[31 empty] | 1295.8779 | 0 | 1295.8706 | 0.0017676
[31 empty] | 1295.9602 | 0 | 1295.9529 | 0.0017366
[31 empty] | 1296.0425 | 0 | 1296.0352 | 0.001704
[31 empty] | 1296.1248 | 0 | 1296.1174 | 0.0016714
[31 empty] | 1296.207 | 0 | 1296.1997 | 0.0016421
[31 empty] | 1296.2894 | 0 | 1296.282 | 0.0016158
[31 empty] | 1296.3717 | 0 | 1296.3644 | 0.0015968
[31 empty] | 1296.4541 | 0 | 1296.4467 | 0.0015849
[31 empty] | 1296.5364 | 0 | 1296.5291 | 0.0015801
[31 empty] | 1296.6188 | 0 | 1296.6113 | 0.0015833
[31 empty] | 1296.7012 | 0 | 1296.6937 | 0.0015936
[31 empty] | 1296.7836 | 0 | 1296.7761 | 0.0016087
[31 empty] | 1296.8658 | 0 | 1296.8585 | 0.0016278
[31 empty] | 1296.9482 | 0 | 1296.9409 | 0.0016492
[31 empty] | 1297.0308 | 0 | 1297.0233 | 0.0016706
[31 empty] | 1297.1132 | 0 | 1297.1057 | 0.0016913
[31 empty] | 1297.1956 | 0 | 1297.1881 | 0.0017104
[31 empty] | 1297.2779 | 0 | 1297.2706 | 0.0017255
[31 empty] | 1297.3605 | 0 | 1297.353 | 0.0017366
[31 empty] | 1297.4429 | 0 | 1297.4355 | 0.0017421
[31 empty] | 1297.5254 | 0 | 1297.5179 | 0.0017421
[31 empty] | 1297.6079 | 0 | 1297.6005 | 0.0017382
[31 empty] | 1297.6903 | 0 | 1297.683 | 0.0017294
[31 empty] | 1297.7728 | 0 | 1297.7655 | 0.0017183
[31 empty] | 1297.8554 | 0 | 1297.848 | 0.0017056
[31 empty] | 1297.9379 | 0 | 1297.9305 | 0.0016937
[31 empty] | 1298.0204 | 0 | 1298.0131 | 0.0016834
[31 empty] | 1298.103 | 0 | 1298.0956 | 0.0016778
[31 empty] | 1298.1855 | 0 | 1298.1781 | 0.0016762
[31 empty] | 1298.2681 | 0 | 1298.2607 | 0.0016802
[31 empty] | 1298.3507 | 0 | 1298.3433 | 0.0016889
[31 empty] | 1298.4332 | 0 | 1298.4259 | 0.0017024
[31 empty] | 1298.5159 | 0 | 1298.5084 | 0.0017191
[31 empty] | 1298.5985 | 0 | 1298.5911 | 0.0017374
[31 empty] | 1298.681 | 0 | 1298.6737 | 0.0017564
[31 empty] | 1298.7637 | 0 | 1298.7564 | 0.0017739
[31 empty] | 1298.8463 | 0 | 1298.839 | 0.0017882
[31 empty] | 1298.929 | 0 | 1298.9216 | 0.0017978
[31 empty] | 1299.0117 | 0 | 1299.0043 | 0.0018009
[31 empty] | 1299.0944 | 0 | 1299.0869 | 0.0017978
[31 empty] | 1299.177 | 0 | 1299.1697 | 0.0017874
[31 empty] | 1299.2598 | 0 | 1299.2523 | 0.0017707
[31 empty] | 1299.3424 | 0 | 1299.335 | 0.0017509
[31 empty] | 1299.4252 | 0 | 1299.4177 | 0.0017278
[31 empty] | 1299.5078 | 0 | 1299.5005 | 0.001704
[31 empty] | 1299.5906 | 0 | 1299.5831 | 0.0016818
[31 empty] | 1299.6733 | 0 | 1299.6659 | 0.0016611
[31 empty] | 1299.7561 | 0 | 1299.7487 | 0.0016436
[31 empty] | 1299.8389 | 0 | 1299.8314 | 0.0016285
[31 empty] | 1299.9216 | 0 | 1299.9142 | 0.0016182
[31 empty] | 1300.0044 | 0 | 1299.9971 | 0.0016103
[31 empty] | 1300.0872 | 0 | 1300.0798 | 0.0016055
[31 empty] | 1300.17 | 0 | 1300.1626 | 0.0016031
[31 empty] | 1300.2528 | 0 | 1300.2455 | 0.0016023
[31 empty] | 1300.3357 | 0 | 1300.3283 | 0.0016007
[31 empty] | 1300.4185 | 0 | 1300.4111 | 0.0015999
[31 empty] | 1300.5013 | 0 | 1300.4939 | 0.0015976
[31 empty] | 1300.5842 | 0 | 1300.5768 | 0.001596
[31 empty] | 1300.6671 | 0 | 1300.6597 | 0.0015936
[31 empty] | 1300.75 | 0 | 1300.7425 | 0.0015928
[31 empty] | 1300.8329 | 0 | 1300.8254 | 0.0015936
[31 empty] | 1300.9158 | 0 | 1300.9083 | 0.001596
[31 empty] | 1300.9987 | 0 | 1300.9913 | 0.0015999
[31 empty] | 1301.0815 | 0 | 1301.0742 | 0.0016055
[31 empty] | 1301.1645 | 0 | 1301.1571 | 0.0016119
[31 empty] | 1301.2474 | 0 | 1301.2401 | 0.0016206
[31 empty] | 1301.3304 | 0 | 1301.323 | 0.0016325
[31 empty] | 1301.4135 | 0.00034336 | 1301.406 | 0.0016476
[31 empty] | 1301.4963 | 0.00034059 | 1301.489 | 0.0016667
[31 empty] | 1301.5793 | 0.00034059 | 1301.572 | 0.0016905
[31 empty] | 1301.6624 | 0.00034059 | 1301.6549 | 0.0017183
[31 empty] | 1301.7454 | 0.00034059 | 1301.7379 | 0.0017485
[31 empty] | 1301.8284 | 0.00034336 | 1301.821 | 0.0017795
[31 empty] | 1301.9114 | 0.00034336 | 1301.9041 | 0.0018105
[31 empty] | 1301.9945 | 0.00034613 | 1301.9871 | 0.0018399
[31 empty] | 1302.0775 | 0.0003489 | 1302.0701 | 0.0018645
[31 empty] | 1302.1605 | 0.00035166 | 1302.1532 | 0.0018828
[31 empty] | 1302.2436 | 0.0003572 | 1302.2362 | 0.0018939
[31 empty] | 1302.3268 | 0.00035997 | 1302.3193 | 0.0018955
[31 empty] | 1302.4098 | 0.00036551 | 1302.4025 | 0.0018867
[31 empty] | 1302.4929 | 0.00036828 | 1302.4855 | 0.0018685
[31 empty] | 1302.576 | 0.00037382 | 1302.5686 | 0.001843
[31 empty] | 1302.6592 | 0.00037936 | 1302.6517 | 0.0018113
[31 empty] | 1302.7423 | 0.00038489 | 1302.7349 | 0.0017755
[31 empty] | 1302.8254 | 0.00039043 | 1302.818 | 0.001739
[31 empty] | 1302.9086 | 0.00039874 | 1302.9012 | 0.0017008
[31 empty] | 1302.9918 | 0.00040428 | 1302.9844 | 0.0016643
[31 empty] | 1303.0749 | 0.00040981 | 1303.0675 | 0.0016278
[31 empty] | 1303.1582 | 0.00041535 | 1303.1508 | 0.0015936
[31 empty] | 1303.2413 | 0.00042366 | 1303.2339 | 0.0015618
[31 empty] | 1303.3246 | 0.0004292 | 1303.3171 | 0.001534
[31 empty] | 1303.4078 | 0.00043474 | 1303.4004 | 0.001511
[31 empty] | 1303.491 | 0.00044304 | 1303.4836 | 0.0014943
[31 empty] | 1303.5742 | 0.00044858 | 1303.5669 | 0.0014856
[31 empty] | 1303.6575 | 0.00045412 | 1303.6501 | 0.0014856
[31 empty] | 1303.7407 | 0.00045966 | 1303.7334 | 0.0014951
[31 empty] | 1303.8241 | 0.00046519 | 1303.8166 | 0.0015142
[31 empty] | 1303.9073 | 0.00047073 | 1303.8999 | 0.0015427
[31 empty] | 1303.9906 | 0.00047627 | 1303.9832 | 0.0015785
[31 empty] | 1304.074 | 0.00047904 | 1304.0665 | 0.0016198
[31 empty] | 1304.1572 | 0.00048458 | 1304.1498 | 0.0016635
[31 empty] | 1304.2406 | 0.00048735 | 1304.2332 | 0.0017048
[31 empty] | 1304.3238 | 0.00049012 | 1304.3165 | 0.0017406
[31 empty] | 1304.4072 | 0.00049288 | 1304.3999 | 0.0017692
[31 empty] | 1304.4906 | 0.00049565 | 1304.4832 | 0.0017874
[31 empty] | 1304.574 | 0.00049842 | 1304.5665 | 0.0017962
[31 empty] | 1304.6573 | 0.00049842 | 1304.6499 | 0.0017946
[31 empty] | 1304.7407 | 0.00049842 | 1304.7334 | 0.001785
[31 empty] | 1304.8242 | 0.00049842 | 1304.8168 | 0.0017692
[31 empty] | 1304.9076 | 0.00049842 | 1304.9001 | 0.0017493
[31 empty] | 1304.991 | 0.00049842 | 1304.9835 | 0.0017294
[31 empty] | 1305.0745 | 0.00049565 | 1305.067 | 0.0017112
[31 empty] | 1305.1578 | 0.00049288 | 1305.1505 | 0.0016969
[31 empty] | 1305.2413 | 0.00049012 | 1305.2339 | 0.0016865
[31 empty] | 1305.3248 | 0.00048735 | 1305.3174 | 0.0016818
[31 empty] | 1305.4083 | 0.00048458 | 1305.4009 | 0.0016802
[31 empty] | 1305.4918 | 0.00048181 | 1305.4844 | 0.0016818
[31 empty] | 1305.5753 | 0.00047627 | 1305.5679 | 0.0016834
[31 empty] | 1305.6588 | 0.00047073 | 1305.6514 | 0.0016842
[31 empty] | 1305.7423 | 0.00046796 | 1305.7349 | 0.0016818
[31 empty] | 1305.8258 | 0.00046243 | 1305.8184 | 0.001677
[31 empty] | 1305.9093 | 0.00045689 | 1305.902 | 0.0016691
[31 empty] | 1305.9929 | 0.00045135 | 1305.9855 | 0.0016603
[31 empty] | 1306.0764 | 0.00044304 | 1306.0691 | 0.00165
[31 empty] | 1306.16 | 0.0004375 | 1306.1526 | 0.0016428
[31 empty] | 1306.2436 | 0.00043197 | 1306.2362 | 0.0016381
[31 empty] | 1306.3273 | 0.00042366 | 1306.3198 | 0.0016389
[31 empty] | 1306.4109 | 0.00041812 | 1306.4034 | 0.001646
[31 empty] | 1306.4945 | 0.00041258 | 1306.4871 | 0.0016587
[31 empty] | 1306.5781 | 0.00040428 | 1306.5707 | 0.0016762
[31 empty] | 1306.6617 | 0.00039874 | 1306.6543 | 0.0016961
[31 empty] | 1306.7454 | 0.0003932 | 1306.7379 | 0.0017151
[31 empty] | 1306.829 | 0.00038489 | 1306.8215 | 0.001731
[31 empty] | 1306.9127 | 0.00037936 | 1306.9053 | 0.0017406
[31 empty] | 1306.9963 | 0.00037382 | 1306.9889 | 0.0017421
[31 empty] | 1307.0801 | 0.00036828 | 1307.0726 | 0.0017358
[31 empty] | 1307.1638 | 0.00036274 | 1307.1564 | 0.0017223
[31 empty] | 1307.2474 | 0.0003572 | 1307.24 | 0.0017048
[31 empty] | 1307.3312 | 0.00035443 | 1307.3237 | 0.0016842
[31 empty] | 1307.4149 | 0.0003489 | 1307.4075 | 0.0016651
[31 empty] | 1307.4987 | 0.00034613 | 1307.4912 | 0.0016492
[31 empty] | 1307.5824 | 0.00034059 | 1307.5749 | 0.0016381
[31 empty] | 1307.6661 | 0.00033782 | 1307.6588 | 0.0016333
[31 empty] | 1307.75 | 0.00033505 | 1307.7425 | 0.0016365
[31 empty] | 1307.8337 | 0.00033505 | 1307.8263 | 0.001646
[31 empty] | 1307.9176 | 0.00033228 | 1307.9102 | 0.0016619
[31 empty] | 1308.0013 | 0.00033228 | 1307.9939 | 0.0016818
[31 empty] | 1308.0852 | 0.00033228 | 1308.0778 | 0.001704
[31 empty] | 1308.1691 | 0.00033228 | 1308.1616 | 0.0017263
[31 empty] | 1308.2528 | 0.00033228 | 1308.2454 | 0.0017461
[31 empty] | 1308.3367 | 0.00033228 | 1308.3292 | 0.0017612
[31 empty] | 1308.4205 | 0.00033505 | 1308.4131 | 0.0017707
[31 empty] | 1308.5044 | 0.00033782 | 1308.4969 | 0.0017739
[31 empty] | 1308.5884 | 0.00034059 | 1308.5809 | 0.0017715
[31 empty] | 1308.6722 | 0.00034336 | 1308.6648 | 0.0017636
[31 empty] | 1308.7561 | 0.0003489 | 1308.7487 | 0.0017509
[31 empty] | 1308.8401 | 0.00035166 | 1308.8326 | 0.0017374
[31 empty] | 1308.924 | 0.0003572 | 1308.9165 | 0.0017231
[31 empty] | 1309.0079 | 0.00036274 | 1309.0005 | 0.0017104
[31 empty] | 1309.0918 | 0.00036828 | 1309.0845 | 0.0017008
[31 empty] | 1309.1758 | 0.00037382 | 1309.1683 | 0.0016937
[31 empty] | 1309.2598 | 0.00037936 | 1309.2523 | 0.0016889
[31 empty] | 1309.3438 | 0.00038489 | 1309.3363 | 0.0016865
[31 empty] | 1309.4277 | 0.0003932 | 1309.4203 | 0.0016834
[31 empty] | 1309.5117 | 0.00039874 | 1309.5043 | 0.0016786
[31 empty] | 1309.5958 | 0.00040705 | 1309.5884 | 0.0016714
[31 empty] | 1309.6798 | 0.00041258 | 1309.6724 | 0.0016619
[31 empty] | 1309.7638 | 0.00041812 | 1309.7564 | 0.00165
[31 empty] | 1309.8479 | 0.00042643 | 1309.8404 | 0.0016381
[31 empty] | 1309.9319 | 0.00043197 | 1309.9244 | 0.001627
[31 empty] | 1310.016 | 0.00044027 | 1310.0085 | 0.0016166
[31 empty] | 1310.1001 | 0.00044581 | 1310.0927 | 0.0016071
[31 empty] | 1310.1842 | 0.00045412 | 1310.1768 | 0.0015992
[31 empty] | 1310.2683 | 0.00045966 | 1310.2609 | 0.0015896
[31 empty] | 1310.3524 | 0.00046519 | 1310.345 | 0.0015793
[31 empty] | 1310.4365 | 0.00047073 | 1310.4291 | 0.0015658
[31 empty] | 1310.5206 | 0.00047904 | 1310.5132 | 0.0015507
[31 empty] | 1310.6047 | 0.00048458 | 1310.5973 | 0.0015348
[31 empty] | 1310.689 | 0.00049012 | 1310.6815 | 0.0015205
[31 empty] | 1310.7731 | 0.00049565 | 1310.7656 | 0.0015102
[31 empty] | 1310.8573 | 0.00050119 | 1310.8499 | 0.0015062
[31 empty] | 1310.9414 | 0.00050396 | 1310.934 | 0.0015094
[31 empty] | 1311.0256 | 0.0005095 | 1311.0182 | 0.0015197
[31 empty] | 1311.1099 | 0.00051504 | 1311.1024 | 0.0015348
[31 empty] | 1311.1941 | 0.00052057 | 1311.1867 | 0.0015531
[31 empty] | 1311.2783 | 0.00052334 | 1311.2709 | 0.0015721
[31 empty] | 1311.3626 | 0.00052888 | 1311.3551 | 0.001588
[31 empty] | 1311.4468 | 0.00053442 | 1311.4393 | 0.0015999
[31 empty] | 1311.531 | 0.00053996 | 1311.5236 | 0.0016071
[31 empty] | 1311.6154 | 0.00054273 | 1311.6079 | 0.0016095
[31 empty] | 1311.6996 | 0.00054827 | 1311.6921 | 0.0016079
[31 empty] | 1311.7839 | 0.0005538 | 1311.7765 | 0.0016047
[31 empty] | 1311.8682 | 0.00055657 | 1311.8607 | 0.0016015
[31 empty] | 1311.9525 | 0.00056211 | 1311.9451 | 0.0015984
[31 empty] | 1312.0369 | 0.00056765 | 1312.0294 | 0.0015968
[31 empty] | 1312.1212 | 0.00057319 | 1312.1138 | 0.0015976
[31 empty] | 1312.2056 | 0.00057596 | 1312.1981 | 0.0015992
[31 empty] | 1312.2899 | 0.00058149 | 1312.2825 | 0.0016023
[31 empty] | 1312.3743 | 0.00058703 | 1312.3668 | 0.0016063
[31 empty] | 1312.4586 | 0.00059257 | 1312.4512 | 0.0016103
[31 empty] | 1312.5431 | 0.00059811 | 1312.5355 | 0.0016142
[31 empty] | 1312.6274 | 0.00060365 | 1312.62 | 0.0016174
[31 empty] | 1312.7118 | 0.00060918 | 1312.7043 | 0.0016182
[31 empty] | 1312.7963 | 0.00061472 | 1312.7888 | 0.0016158
[31 empty] | 1312.8807 | 0.00062026 | 1312.8733 | 0.0016111
[31 empty] | 1312.9652 | 0.00062303 | 1312.9576 | 0.0016015
[31 empty] | 1313.0496 | 0.00062857 | 1313.0421 | 0.0015904
[31 empty] | 1313.134 | 0.0006341 | 1313.1266 | 0.0015777
[31 empty] | 1313.2185 | 0.00063964 | 1313.2111 | 0.0015658
[31 empty] | 1313.3031 | 0.00064518 | 1313.2955 | 0.001557
[31 empty] | 1313.3876 | 0.00065072 | 1313.3801 | 0.0015523
[31 empty] | 1313.4721 | 0.00065626 | 1313.4646 | 0.0015523
[31 empty] | 1313.5565 | 0.00065903 | 1313.5491 | 0.0015563
[31 empty] | 1313.6411 | 0.00066456 | 1313.6337 | 0.0015634
[31 empty] | 1313.7257 | 0.0006701 | 1313.7181 | 0.0015713
[31 empty] | 1313.8102 | 0.00067287 | 1313.8027 | 0.0015801
[31 empty] | 1313.8948 | 0.00067841 | 1313.8873 | 0.0015872
[31 empty] | 1313.9794 | 0.00068118 | 1313.9719 | 0.0015928
[31 empty] | 1314.064 | 0.00068395 | 1314.0565 | 0.0015968
[31 empty] | 1314.1486 | 0.00068672 | 1314.1411 | 0.0015992
[31 empty] | 1314.2332 | 0.00069225 | 1314.2257 | 0.0016023
[31 empty] | 1314.3177 | 0.00069502 | 1314.3103 | 0.0016055
[31 empty] | 1314.4023 | 0.00069779 | 1314.3949 | 0.0016111
[31 empty] | 1314.4871 | 0.00070056 | 1314.4796 | 0.0016174
[31 empty] | 1314.5717 | 0.00070333 | 1314.5642 | 0.0016262
[31 empty] | 1314.6564 | 0.00070333 | 1314.6489 | 0.0016341
[31 empty] | 1314.7411 | 0.0007061 | 1314.7335 | 0.0016421
[31 empty] | 1314.8257 | 0.00070887 | 1314.8182 | 0.0016468
[31 empty] | 1314.9104 | 0.00070887 | 1314.9029 | 0.00165
[31 empty] | 1314.9951 | 0.00071164 | 1314.9877 | 0.0016508
[31 empty] | 1315.0798 | 0.00071164 | 1315.0724 | 0.0016508
[31 empty] | 1315.1645 | 0.00071441 | 1315.1571 | 0.0016508
[31 empty] | 1315.2493 | 0.00071441 | 1315.2418 | 0.0016524
[31 empty] | 1315.3341 | 0.00071717 | 1315.3265 | 0.0016564
[31 empty] | 1315.4188 | 0.00071717 | 1315.4114 | 0.0016643
[31 empty] | 1315.5035 | 0.00071717 | 1315.4961 | 0.0016762
[31 empty] | 1315.5884 | 0.00071717 | 1315.5809 | 0.0016913
[31 empty] | 1315.6732 | 0.00071994 | 1315.6656 | 0.0017072
[31 empty] | 1315.7579 | 0.00071994 | 1315.7505 | 0.0017239
[31 empty] | 1315.8428 | 0.00071994 | 1315.8353 | 0.0017382
[31 empty] | 1315.9276 | 0.00071994 | 1315.9202 | 0.0017485
[31 empty] | 1316.0124 | 0.00071994 | 1316.005 | 0.0017541
[31 empty] | 1316.0973 | 0.00071994 | 1316.0898 | 0.0017533
[31 empty] | 1316.1821 | 0.00071994 | 1316.1747 | 0.0017485
[31 empty] | 1316.2671 | 0.00071994 | 1316.2595 | 0.001739
[31 empty] | 1316.3519 | 0.00071994 | 1316.3445 | 0.0017278
[31 empty] | 1316.4368 | 0.00071994 | 1316.4293 | 0.0017151
[31 empty] | 1316.5217 | 0.00071994 | 1316.5143 | 0.0017024
[31 empty] | 1316.6067 | 0.00071994 | 1316.5991 | 0.0016905
[31 empty] | 1316.6915 | 0.00071994 | 1316.6841 | 0.0016786
[31 empty] | 1316.7765 | 0.00071994 | 1316.769 | 0.0016675
[31 empty] | 1316.8615 | 0.00071994 | 1316.854 | 0.0016564
[31 empty] | 1316.9464 | 0.00071994 | 1316.939 | 0.0016468
[31 empty] | 1317.0314 | 0.00071994 | 1317.0239 | 0.0016389
[31 empty] | 1317.1163 | 0.00071994 | 1317.1089 | 0.0016349
[31 empty] | 1317.2013 | 0.00071994 | 1317.1939 | 0.0016325
[31 empty] | 1317.2864 | 0.00071717 | 1317.2789 | 0.0016341
[31 empty] | 1317.3713 | 0.00071717 | 1317.3639 | 0.0016373
[31 empty] | 1317.4564 | 0.00071717 | 1317.449 | 0.0016413
[31 empty] | 1317.5414 | 0.00071717 | 1317.5339 | 0.0016444
[31 empty] | 1317.6265 | 0.00071717 | 1317.619 | 0.0016468
[31 empty] | 1317.7115 | 0.00071717 | 1317.7041 | 0.0016476
[31 empty] | 1317.7966 | 0.00071717 | 1317.7891 | 0.0016476
[31 empty] | 1317.8817 | 0.00071717 | 1317.8742 | 0.0016484
[31 empty] | 1317.9668 | 0.00071717 | 1317.9594 | 0.0016516
[31 empty] | 1318.0519 | 0.00071717 | 1318.0444 | 0.0016571
[31 empty] | 1318.137 | 0.00071994 | 1318.1295 | 0.0016659
[31 empty] | 1318.2221 | 0.00071994 | 1318.2146 | 0.0016762
[31 empty] | 1318.3073 | 0.00071994 | 1318.2998 | 0.0016865
[31 empty] | 1318.3923 | 0.00071994 | 1318.3849 | 0.0016953
[31 empty] | 1318.4775 | 0.00072271 | 1318.4701 | 0.0017
[31 empty] | 1318.5627 | 0.00072271 | 1318.5552 | 0.0017008
[31 empty] | 1318.6478 | 0.00072548 | 1318.6404 | 0.0016969
[31 empty] | 1318.733 | 0.00072825 | 1318.7256 | 0.0016881
[31 empty] | 1318.8182 | 0.00072825 | 1318.8108 | 0.0016762
[31 empty] | 1318.9034 | 0.00073102 | 1318.896 | 0.0016635
[31 empty] | 1318.9887 | 0.00073379 | 1318.9812 | 0.0016492
[31 empty] | 1319.074 | 0.00073656 | 1319.0664 | 0.0016365
[31 empty] | 1319.1592 | 0.00073933 | 1319.1517 | 0.0016262
[31 empty] | 1319.2444 | 0.0007421 | 1319.2369 | 0.0016174
[31 empty] | 1319.3297 | 0.00074487 | 1319.3223 | 0.0016119
[31 empty] | 1319.415 | 0.00074763 | 1319.4075 | 0.0016095
[31 empty] | 1319.5002 | 0.00075317 | 1319.4928 | 0.0016095
[31 empty] | 1319.5856 | 0.00075594 | 1319.5781 | 0.0016119
[31 empty] | 1319.6709 | 0.00075871 | 1319.6635 | 0.0016158
[31 empty] | 1319.7562 | 0.00076148 | 1319.7488 | 0.0016222
[31 empty] | 1319.8416 | 0.00076702 | 1319.8341 | 0.0016293
[31 empty] | 1319.9269 | 0.00076979 | 1319.9194 | 0.0016381
[31 empty] | 1320.0122 | 0.00077256 | 1320.0048 | 0.0016476
[31 empty] | 1320.0977 | 0.00077809 | 1320.0901 | 0.0016587
[31 empty] | 1320.183 | 0.00078086 | 1320.1755 | 0.0016722
[31 empty] | 1320.2683 | 0.00078363 | 1320.2609 | 0.0016881
[31 empty] | 1320.3538 | 0.0007864 | 1320.3463 | 0.0017056
[31 empty] | 1320.4392 | 0.00078917 | 1320.4316 | 0.0017255
[31 empty] | 1320.5247 | 0.00079194 | 1320.5171 | 0.0017477
[31 empty] | 1320.61 | 0.00079471 | 1320.6025 | 0.00177
[31 empty] | 1320.6954 | 0.00079748 | 1320.688 | 0.0017914
[31 empty] | 1320.7809 | 0.00080025 | 1320.7734 | 0.0018121
[31 empty] | 1320.8663 | 0.00080301 | 1320.8589 | 0.0018303
[31 empty] | 1320.9519 | 0.00080578 | 1320.9443 | 0.0018438
[31 empty] | 1321.0374 | 0.00080578 | 1321.0299 | 0.0018518
[31 empty] | 1321.1228 | 0.00080855 | 1321.1154 | 0.001855
[31 empty] | 1321.2084 | 0.00081132 | 1321.2009 | 0.0018534
[31 empty] | 1321.2939 | 0.00081132 | 1321.2864 | 0.001847
[31 empty] | 1321.3794 | 0.00081132 | 1321.3719 | 0.0018367
[31 empty] | 1321.465 | 0.00081409 | 1321.4575 | 0.0018232
[31 empty] | 1321.5505 | 0.00081409 | 1321.543 | 0.0018065
[31 empty] | 1321.6361 | 0.00081409 | 1321.6285 | 0.0017866
[31 empty] | 1321.7217 | 0.00081686 | 1321.7141 | 0.0017644
[31 empty] | 1321.8073 | 0.00081686 | 1321.7998 | 0.0017398
[31 empty] | 1321.8928 | 0.00081686 | 1321.8854 | 0.0017159
[31 empty] | 1321.9784 | 0.00081686 | 1321.9709 | 0.0016929
[31 empty] | 1322.0641 | 0.00081686 | 1322.0566 | 0.0016746
[31 empty] | 1322.1497 | 0.00081963 | 1322.1422 | 0.0016619
[31 empty] | 1322.2353 | 0.00081963 | 1322.2279 | 0.0016579
[31 empty] | 1322.321 | 0.00081963 | 1322.3135 | 0.0016619
[31 empty] | 1322.4066 | 0.00081963 | 1322.3992 | 0.0016762
[31 empty] | 1322.4923 | 0.00081963 | 1322.4849 | 0.0016969
[31 empty] | 1322.578 | 0.0008224 | 1322.5706 | 0.0017239
[31 empty] | 1322.6637 | 0.0008224 | 1322.6562 | 0.0017525
[31 empty] | 1322.7494 | 0.0008224 | 1322.7419 | 0.0017803
[31 empty] | 1322.8352 | 0.0008224 | 1322.8276 | 0.0018041
[31 empty] | 1322.9209 | 0.00082517 | 1322.9135 | 0.0018224
[31 empty] | 1323.0066 | 0.00082517 | 1322.9992 | 0.0018335
[31 empty] | 1323.0924 | 0.00082794 | 1323.0848 | 0.0018391
[31 empty] | 1323.1781 | 0.00082794 | 1323.1707 | 0.0018399
[31 empty] | 1323.2639 | 0.00082794 | 1323.2565 | 0.0018383
[31 empty] | 1323.3497 | 0.0008307 | 1323.3422 | 0.0018351
[31 empty] | 1323.4355 | 0.00083347 | 1323.428 | 0.0018327
[31 empty] | 1323.5214 | 0.00083347 | 1323.5138 | 0.0018311
[31 empty] | 1323.6072 | 0.00083624 | 1323.5996 | 0.0018295
[31 empty] | 1323.693 | 0.00083624 | 1323.6854 | 0.0018287
[31 empty] | 1323.7788 | 0.00083901 | 1323.7714 | 0.0018271
[31 empty] | 1323.8646 | 0.00084178 | 1323.8572 | 0.0018264
[31 empty] | 1323.9506 | 0.00084455 | 1323.943 | 0.0018256
[31 empty] | 1324.0364 | 0.00084455 | 1324.0289 | 0.0018271
[31 empty] | 1324.1223 | 0.00084732 | 1324.1147 | 0.0018287
[31 empty] | 1324.2081 | 0.00085009 | 1324.2007 | 0.0018319
[31 empty] | 1324.2941 | 0.00085286 | 1324.2866 | 0.0018327
[31 empty] | 1324.38 | 0.00085563 | 1324.3726 | 0.0018311
[31 empty] | 1324.4659 | 0.00085839 | 1324.4585 | 0.0018256
[31 empty] | 1324.5519 | 0.00086116 | 1324.5444 | 0.0018144
[31 empty] | 1324.6378 | 0.00086393 | 1324.6304 | 0.0017993
[31 empty] | 1324.7238 | 0.00086393 | 1324.7163 | 0.0017819
[31 empty] | 1324.8098 | 0.0008667 | 1324.8022 | 0.0017636
[31 empty] | 1324.8957 | 0.00087224 | 1324.8883 | 0.0017485
[31 empty] | 1324.9818 | 0.00087501 | 1324.9742 | 0.0017374
[31 empty] | 1325.0677 | 0.00087778 | 1325.0603 | 0.0017318
[31 empty] | 1325.1538 | 0.00088055 | 1325.1464 | 0.0017334
[31 empty] | 1325.2399 | 0.00088332 | 1325.2323 | 0.0017398
[31 empty] | 1325.3259 | 0.00088608 | 1325.3184 | 0.0017517
[31 empty] | 1325.412 | 0.00088885 | 1325.4044 | 0.001766
[31 empty] | 1325.498 | 0.00089162 | 1325.4905 | 0.0017811
[31 empty] | 1325.5841 | 0.00089439 | 1325.5765 | 0.0017946
[31 empty] | 1325.6702 | 0.00089716 | 1325.6627 | 0.0018041
[31 empty] | 1325.7562 | 0.00089993 | 1325.7488 | 0.0018081
[31 empty] | 1325.8424 | 0.00090547 | 1325.8348 | 0.0018057
[31 empty] | 1325.9285 | 0.00090824 | 1325.921 | 0.0017954
[31 empty] | 1326.0147 | 0.00091101 | 1326.0071 | 0.0017787
[31 empty] | 1326.1008 | 0.00091378 | 1326.0933 | 0.0017572
[31 empty] | 1326.1869 | 0.00091654 | 1326.1794 | 0.0017326
[31 empty] | 1326.2731 | 0.00091931 | 1326.2656 | 0.0017072
[31 empty] | 1326.3592 | 0.00092208 | 1326.3518 | 0.0016842
[31 empty] | 1326.4454 | 0.00092485 | 1326.438 | 0.0016651
[31 empty] | 1326.5316 | 0.00092762 | 1326.5242 | 0.0016516
[31 empty] | 1326.6179 | 0.00093039 | 1326.6103 | 0.0016436
[31 empty] | 1326.7041 | 0.00093316 | 1326.6965 | 0.0016397
[31 empty] | 1326.7903 | 0.00093593 | 1326.7828 | 0.0016381
[31 empty] | 1326.8766 | 0.00093593 | 1326.869 | 0.0016365
[31 empty] | 1326.9629 | 0.0009387 | 1326.9553 | 0.0016317
[31 empty] | 1327.0491 | 0.00094147 | 1327.0416 | 0.0016254
[31 empty] | 1327.1354 | 0.00094423 | 1327.1278 | 0.0016158
[31 empty] | 1327.2217 | 0.000947 | 1327.2141 | 0.0016047
[31 empty] | 1327.308 | 0.00094977 | 1327.3004 | 0.0015944
[31 empty] | 1327.3943 | 0.00095254 | 1327.3867 | 0.0015872
[31 empty] | 1327.4806 | 0.00095531 | 1327.4731 | 0.0015841
[31 empty] | 1327.5669 | 0.00095808 | 1327.5594 | 0.0015864
[31 empty] | 1327.6533 | 0.00096085 | 1327.6457 | 0.0015936
[31 empty] | 1327.7396 | 0.00096639 | 1327.7322 | 0.0016063
[31 empty] | 1327.826 | 0.00096916 | 1327.8185 | 0.0016222
[31 empty] | 1327.9124 | 0.00097192 | 1327.9049 | 0.0016397
[31 empty] | 1327.9988 | 0.00097746 | 1327.9912 | 0.0016556
[31 empty] | 1328.0852 | 0.00098023 | 1328.0776 | 0.0016691
[31 empty] | 1328.1716 | 0.00098577 | 1328.1641 | 0.0016762
[31 empty] | 1328.2581 | 0.00098854 | 1328.2505 | 0.0016762
[31 empty] | 1328.3445 | 0.00099408 | 1328.3369 | 0.0016683
[31 empty] | 1328.4309 | 0.00099961 | 1328.4233 | 0.0016548
[31 empty] | 1328.5173 | 0.0010052 | 1328.5099 | 0.0016381
[31 empty] | 1328.6039 | 0.0010107 | 1328.5963 | 0.0016214
[31 empty] | 1328.6903 | 0.0010162 | 1328.6827 | 0.0016071
[31 empty] | 1328.7769 | 0.0010218 | 1328.7693 | 0.0015992
[31 empty] | 1328.8633 | 0.0010301 | 1328.8558 | 0.0015968
[31 empty] | 1328.9498 | 0.0010356 | 1328.9423 | 0.0016007
[31 empty] | 1329.0364 | 0.0010411 | 1329.0288 | 0.0016071
[31 empty] | 1329.1229 | 0.0010495 | 1329.1154 | 0.0016142
[31 empty] | 1329.2095 | 0.001055 | 1329.2019 | 0.001619
[31 empty] | 1329.296 | 0.0010633 | 1329.2885 | 0.0016206
[31 empty] | 1329.3826 | 0.0010688 | 1329.375 | 0.0016174
[31 empty] | 1329.4691 | 0.0010771 | 1329.4617 | 0.0016127
[31 empty] | 1329.5558 | 0.0010855 | 1329.5482 | 0.0016071
[31 empty] | 1329.6423 | 0.001091 | 1329.6348 | 0.0016039
[31 empty] | 1329.729 | 0.0010993 | 1329.7214 | 0.0016031
[31 empty] | 1329.8156 | 0.0011076 | 1329.8081 | 0.0016063
[31 empty] | 1329.9022 | 0.0011131 | 1329.8946 | 0.0016127
[31 empty] | 1329.9889 | 0.0011215 | 1329.9813 | 0.0016214
[31 empty] | 1330.0756 | 0.0011298 | 1330.068 | 0.0016293
[31 empty] | 1330.1622 | 0.0011353 | 1330.1547 | 0.0016357
[31 empty] | 1330.2489 | 0.0011436 | 1330.2413 | 0.0016373
[31 empty] | 1330.3356 | 0.0011491 | 1330.3281 | 0.0016349
[31 empty] | 1330.4222 | 0.0011574 | 1330.4148 | 0.0016278
[31 empty] | 1330.509 | 0.001163 | 1330.5015 | 0.001615
[31 empty] | 1330.5957 | 0.0011685 | 1330.5883 | 0.0015999
[31 empty] | 1330.6825 | 0.0011741 | 1330.6749 | 0.0015817
[31 empty] | 1330.7693 | 0.0011824 | 1330.7617 | 0.001561
[31 empty] | 1330.856 | 0.0011879 | 1330.8485 | 0.0015388
[31 empty] | 1330.9427 | 0.0011934 | 1330.9353 | 0.0015149
[31 empty] | 1331.0295 | 0.001199 | 1331.022 | 0.0014919
[31 empty] | 1331.1163 | 0.0012045 | 1331.1088 | 0.0014689
[31 empty] | 1331.2031 | 0.0012101 | 1331.1957 | 0.001449
[31 empty] | 1331.29 | 0.0012156 | 1331.2825 | 0.0014331
[31 empty] | 1331.3768 | 0.0012211 | 1331.3693 | 0.0014228
[31 empty] | 1331.4636 | 0.0012267 | 1331.4562 | 0.0014204
[31 empty] | 1331.5505 | 0.0012322 | 1331.543 | 0.001426
[31 empty] | 1331.6373 | 0.0012377 | 1331.6299 | 0.0014387
[31 empty] | 1331.7242 | 0.0012433 | 1331.7167 | 0.0014593
[31 empty] | 1331.8112 | 0.0012488 | 1331.8036 | 0.001484
[31 empty] | 1331.8981 | 0.0012544 | 1331.8905 | 0.0015118
[31 empty] | 1331.985 | 0.0012599 | 1331.9774 | 0.0015404
[31 empty] | 1332.0719 | 0.0012654 | 1332.0643 | 0.0015682
[31 empty] | 1332.1588 | 0.001271 | 1332.1512 | 0.0015944
[31 empty] | 1332.2457 | 0.0012765 | 1332.2382 | 0.0016182
[31 empty] | 1332.3326 | 0.0012821 | 1332.3252 | 0.0016405
[31 empty] | 1332.4197 | 0.0012876 | 1332.4121 | 0.0016627
[31 empty] | 1332.5066 | 0.0012959 | 1332.4992 | 0.0016849
[31 empty] | 1332.5936 | 0.0013014 | 1332.5861 | 0.0017072
[31 empty] | 1332.6807 | 0.0013097 | 1332.6731 | 0.0017294
[31 empty] | 1332.7677 | 0.0013153 | 1332.7601 | 0.0017509
[31 empty] | 1332.8546 | 0.0013236 | 1332.8472 | 0.0017692
[31 empty] | 1332.9416 | 0.0013319 | 1332.9342 | 0.0017835
[31 empty] | 1333.0288 | 0.0013402 | 1333.0212 | 0.0017938
[31 empty] | 1333.1158 | 0.0013485 | 1333.1083 | 0.0017978
[31 empty] | 1333.2029 | 0.0013568 | 1333.1953 | 0.0017978
[31 empty] | 1333.2899 | 0.0013651 | 1333.2825 | 0.001793
[31 empty] | 1333.3771 | 0.0013734 | 1333.3695 | 0.0017843
[31 empty] | 1333.4641 | 0.0013817 | 1333.4567 | 0.0017731
[31 empty] | 1333.5513 | 0.0013928 | 1333.5437 | 0.0017612
[31 empty] | 1333.6384 | 0.0014011 | 1333.6309 | 0.0017485
[31 empty] | 1333.7256 | 0.0014122 | 1333.718 | 0.0017366
[31 empty] | 1333.8126 | 0.0014205 | 1333.8052 | 0.0017278
[31 empty] | 1333.8998 | 0.0014316 | 1333.8923 | 0.0017207
[31 empty] | 1333.9871 | 0.0014399 | 1333.9795 | 0.0017167
[31 empty] | 1334.0742 | 0.001451 | 1334.0666 | 0.0017143
[31 empty] | 1334.1614 | 0.001462 | 1334.1538 | 0.001712
[31 empty] | 1334.2485 | 0.0014703 | 1334.2411 | 0.001708
[31 empty] | 1334.3358 | 0.0014814 | 1334.3283 | 0.0017
[31 empty] | 1334.4231 | 0.0014897 | 1334.4155 | 0.0016889
[31 empty] | 1334.5103 | 0.0015008 | 1334.5027 | 0.0016738
[31 empty] | 1334.5975 | 0.0015091 | 1334.59 | 0.0016556
[31 empty] | 1334.6848 | 0.0015202 | 1334.6772 | 0.0016357
[31 empty] | 1334.7721 | 0.0015285 | 1334.7645 | 0.001615
[31 empty] | 1334.8594 | 0.0015396 | 1334.8518 | 0.0015936
[31 empty] | 1334.9467 | 0.0015479 | 1334.9391 | 0.0015713
[31 empty] | 1335.0339 | 0.0015562 | 1335.0264 | 0.0015491
[31 empty] | 1335.1213 | 0.0015645 | 1335.1138 | 0.0015269
[31 empty] | 1335.2086 | 0.0015728 | 1335.201 | 0.0015054
[31 empty] | 1335.2959 | 0.0015811 | 1335.2885 | 0.0014848
[31 empty] | 1335.3833 | 0.0015866 | 1335.3757 | 0.0014657
[31 empty] | 1335.4707 | 0.001595 | 1335.4631 | 0.0014514
[31 empty] | 1335.5581 | 0.0016005 | 1335.5505 | 0.0014411
[31 empty] | 1335.6454 | 0.0016088 | 1335.6379 | 0.0014355
[31 empty] | 1335.7328 | 0.0016143 | 1335.7253 | 0.0014355
[31 empty] | 1335.8202 | 0.0016199 | 1335.8127 | 0.0014387
[31 empty] | 1335.9077 | 0.0016254 | 1335.9001 | 0.001445
[31 empty] | 1335.9951 | 0.001631 | 1335.9876 | 0.0014538
[31 empty] | 1336.0825 | 0.0016337 | 1336.0749 | 0.0014633
[31 empty] | 1336.17 | 0.0016393 | 1336.1625 | 0.0014744
[31 empty] | 1336.2575 | 0.001642 | 1336.2499 | 0.0014871
[31 empty] | 1336.345 | 0.0016448 | 1336.3374 | 0.0015014
[31 empty] | 1336.4325 | 0.0016503 | 1336.4249 | 0.0015173
[31 empty] | 1336.5199 | 0.0016531 | 1336.5124 | 0.0015364
[31 empty] | 1336.6074 | 0.0016559 | 1336.6 | 0.0015563
[31 empty] | 1336.695 | 0.0016586 | 1336.6875 | 0.0015777
[31 empty] | 1336.7825 | 0.0016586 | 1336.775 | 0.0015984
[31 empty] | 1336.8701 | 0.0016614 | 1336.8626 | 0.0016166
[31 empty] | 1336.9576 | 0.0016642 | 1336.9501 | 0.0016317
[31 empty] | 1337.0452 | 0.0016669 | 1337.0377 | 0.0016436
[31 empty] | 1337.1328 | 0.0016669 | 1337.1252 | 0.0016524
[31 empty] | 1337.2203 | 0.0016697 | 1337.2129 | 0.0016571
[31 empty] | 1337.308 | 0.0016697 | 1337.3004 | 0.0016595
[31 empty] | 1337.3956 | 0.0016725 | 1337.3881 | 0.0016619
[31 empty] | 1337.4833 | 0.0016725 | 1337.4757 | 0.0016635
[31 empty] | 1337.5709 | 0.0016753 | 1337.5633 | 0.0016675
[31 empty] | 1337.6586 | 0.0016753 | 1337.651 | 0.0016746
[31 empty] | 1337.7462 | 0.001678 | 1337.7387 | 0.0016849
[31 empty] | 1337.8339 | 0.001678 | 1337.8263 | 0.0016992
[31 empty] | 1337.9215 | 0.0016808 | 1337.9141 | 0.0017151
[31 empty] | 1338.0093 | 0.0016808 | 1338.0017 | 0.0017334
[31 empty] | 1338.0969 | 0.0016836 | 1338.0894 | 0.0017509
[31 empty] | 1338.1847 | 0.0016863 | 1338.1771 | 0.001766
[31 empty] | 1338.2725 | 0.0016863 | 1338.2649 | 0.0017787
[31 empty] | 1338.3601 | 0.0016891 | 1338.3527 | 0.001789
[31 empty] | 1338.4479 | 0.0016891 | 1338.4403 | 0.0017954
[31 empty] | 1338.5356 | 0.0016919 | 1338.5281 | 0.0018009
[31 empty] | 1338.6234 | 0.0016946 | 1338.616 | 0.0018049
[31 empty] | 1338.7113 | 0.0016974 | 1338.7037 | 0.0018081
[31 empty] | 1338.7991 | 0.0017002 | 1338.7915 | 0.0018105
[31 empty] | 1338.8868 | 0.0017002 | 1338.8793 | 0.0018113
[31 empty] | 1338.9747 | 0.0017029 | 1338.9672 | 0.0018097
[31 empty] | 1339.0625 | 0.0017057 | 1339.0549 | 0.0018065
[31 empty] | 1339.1504 | 0.0017085 | 1339.1428 | 0.0018009
[31 empty] | 1339.2383 | 0.0017113 | 1339.2307 | 0.0017946
[31 empty] | 1339.326 | 0.001714 | 1339.3186 | 0.0017866
[31 empty] | 1339.4139 | 0.0017168 | 1339.4065 | 0.0017795
[31 empty] | 1339.5018 | 0.0017196 | 1339.4944 | 0.0017715
[31 empty] | 1339.5898 | 0.0017251 | 1339.5823 | 0.0017636
[31 empty] | 1339.6777 | 0.0017279 | 1339.6702 | 0.0017549
[31 empty] | 1339.7656 | 0.0017306 | 1339.7581 | 0.0017453
[31 empty] | 1339.8535 | 0.0017334 | 1339.8461 | 0.001735
[31 empty] | 1339.9415 | 0.0017389 | 1339.934 | 0.0017247
[31 empty] | 1340.0295 | 0.0017417 | 1340.022 | 0.0017167
[31 empty] | 1340.1174 | 0.0017472 | 1340.1099 | 0.0017104
[31 empty] | 1340.2054 | 0.00175 | 1340.1979 | 0.001708
[31 empty] | 1340.2935 | 0.0017556 | 1340.2859 | 0.0017104
[31 empty] | 1340.3815 | 0.0017583 | 1340.3739 | 0.0017175
[31 empty] | 1340.4695 | 0.0017639 | 1340.4619 | 0.0017263
[31 empty] | 1340.5575 | 0.0017666 | 1340.5499 | 0.0017358
[31 empty] | 1340.6455 | 0.0017722 | 1340.6379 | 0.0017437
[31 empty] | 1340.7336 | 0.0017777 | 1340.7261 | 0.0017461
[31 empty] | 1340.8217 | 0.0017832 | 1340.8141 | 0.0017414
[31 empty] | 1340.9098 | 0.0017888 | 1340.9022 | 0.0017294
[31 empty] | 1340.9978 | 0.0017943 | 1340.9902 | 0.0017112
[31 empty] | 1341.0859 | 0.0017999 | 1341.0784 | 0.0016873
[31 empty] | 1341.1741 | 0.0018054 | 1341.1665 | 0.0016611
[31 empty] | 1341.2622 | 0.0018137 | 1341.2546 | 0.0016357
[31 empty] | 1341.3503 | 0.0018192 | 1341.3428 | 0.0016135
[31 empty] | 1341.4385 | 0.0018248 | 1341.4309 | 0.0015976
[31 empty] | 1341.5266 | 0.0018331 | 1341.519 | 0.0015896
[31 empty] | 1341.6147 | 0.0018386 | 1341.6072 | 0.0015896
[31 empty] | 1341.703 | 0.0018469 | 1341.6954 | 0.0015976
[31 empty] | 1341.7911 | 0.0018552 | 1341.7836 | 0.0016135
[31 empty] | 1341.8794 | 0.0018635 | 1341.8718 | 0.0016341
[31 empty] | 1341.9677 | 0.0018691 | 1341.9601 | 0.0016571
[31 empty] | 1342.0558 | 0.0018774 | 1342.0482 | 0.0016802
[31 empty] | 1342.144 | 0.0018857 | 1342.1365 | 0.0017016
[31 empty] | 1342.2323 | 0.001894 | 1342.2247 | 0.0017175
[31 empty] | 1342.3206 | 0.0019023 | 1342.313 | 0.0017271
[31 empty] | 1342.4088 | 0.0019106 | 1342.4012 | 0.001731
[31 empty] | 1342.4972 | 0.0019189 | 1342.4896 | 0.0017278
[31 empty] | 1342.5855 | 0.0019272 | 1342.5779 | 0.0017207
[31 empty] | 1342.6737 | 0.0019383 | 1342.6661 | 0.0017104
[31 empty] | 1342.7621 | 0.0019466 | 1342.7545 | 0.0017
[31 empty] | 1342.8505 | 0.0019549 | 1342.8429 | 0.0016913
[31 empty] | 1342.9387 | 0.0019632 | 1342.9311 | 0.0016857
[31 empty] | 1343.0271 | 0.0019715 | 1343.0195 | 0.0016842
[31 empty] | 1343.1155 | 0.0019798 | 1343.1079 | 0.0016865
[31 empty] | 1343.2039 | 0.0019882 | 1343.1963 | 0.0016937
[31 empty] | 1343.2922 | 0.0019965 | 1343.2847 | 0.0017024
[31 empty] | 1343.3806 | 0.0020048 | 1343.373 | 0.0017128
[31 empty] | 1343.4691 | 0.0020103 | 1343.4615 | 0.0017215
[31 empty] | 1343.5575 | 0.0020186 | 1343.5499 | 0.0017278
[31 empty] | 1343.646 | 0.0020269 | 1343.6384 | 0.0017302
[31 empty] | 1343.7344 | 0.0020352 | 1343.7268 | 0.0017263
[31 empty] | 1343.8229 | 0.0020408 | 1343.8153 | 0.0017175
[31 empty] | 1343.9114 | 0.0020491 | 1343.9038 | 0.0017032
[31 empty] | 1343.9999 | 0.0020546 | 1343.9922 | 0.0016857
[31 empty] | 1344.0883 | 0.0020629 | 1344.0807 | 0.0016667
[31 empty] | 1344.1769 | 0.0020685 | 1344.1692 | 0.0016476
[31 empty] | 1344.2654 | 0.002074 | 1344.2578 | 0.0016317
[31 empty] | 1344.3539 | 0.0020795 | 1344.3463 | 0.0016198
[31 empty] | 1344.4424 | 0.0020878 | 1344.4348 | 0.0016135
[31 empty] | 1344.531 | 0.0020934 | 1344.5234 | 0.0016119
[31 empty] | 1344.6195 | 0.0020989 | 1344.6119 | 0.0016158
[31 empty] | 1344.7081 | 0.0021045 | 1344.7006 | 0.0016246
[31 empty] | 1344.7967 | 0.00211 | 1344.7892 | 0.0016349
[31 empty] | 1344.8853 | 0.0021155 | 1344.8777 | 0.0016476
[31 empty] | 1344.9739 | 0.0021211 | 1344.9663 | 0.0016587
[31 empty] | 1345.0625 | 0.0021266 | 1345.0549 | 0.0016691
[31 empty] | 1345.1512 | 0.0021321 | 1345.1436 | 0.0016754
[31 empty] | 1345.2399 | 0.0021377 | 1345.2323 | 0.0016794
[31 empty] | 1345.3285 | 0.0021432 | 1345.3209 | 0.0016802
[31 empty] | 1345.4171 | 0.0021488 | 1345.4096 | 0.001677
[31 empty] | 1345.5059 | 0.0021543 | 1345.4983 | 0.0016714
[31 empty] | 1345.5946 | 0.0021626 | 1345.5869 | 0.0016635
[31 empty] | 1345.6832 | 0.0021681 | 1345.6757 | 0.0016524
[31 empty] | 1345.772 | 0.0021737 | 1345.7644 | 0.0016413
[31 empty] | 1345.8607 | 0.002182 | 1345.8531 | 0.0016293
[31 empty] | 1345.9495 | 0.0021875 | 1345.9419 | 0.0016182
[31 empty] | 1346.0382 | 0.0021958 | 1346.0306 | 0.0016103
[31 empty] | 1346.127 | 0.0022014 | 1346.1194 | 0.0016063
[31 empty] | 1346.2157 | 0.0022097 | 1346.2081 | 0.0016079
[31 empty] | 1346.3046 | 0.0022152 | 1346.297 | 0.0016142
[31 empty] | 1346.3933 | 0.0022235 | 1346.3857 | 0.0016254
[31 empty] | 1346.4822 | 0.0022318 | 1346.4746 | 0.0016381
[31 empty] | 1346.5709 | 0.0022401 | 1346.5633 | 0.0016516
[31 empty] | 1346.6598 | 0.0022484 | 1346.6522 | 0.0016627
[31 empty] | 1346.7487 | 0.002254 | 1346.7411 | 0.0016691
[31 empty] | 1346.8375 | 0.0022623 | 1346.83 | 0.0016699
[31 empty] | 1346.9264 | 0.0022706 | 1346.9188 | 0.0016659
[31 empty] | 1347.0153 | 0.0022817 | 1347.0077 | 0.0016587
[31 empty] | 1347.1041 | 0.00229 | 1347.0966 | 0.0016484
[31 empty] | 1347.1931 | 0.0022983 | 1347.1854 | 0.0016397
[31 empty] | 1347.282 | 0.0023066 | 1347.2744 | 0.0016325
[31 empty] | 1347.3709 | 0.0023149 | 1347.3633 | 0.0016285
[31 empty] | 1347.4598 | 0.0023232 | 1347.4523 | 0.0016293
[31 empty] | 1347.5488 | 0.0023315 | 1347.5413 | 0.0016333
[31 empty] | 1347.6378 | 0.0023398 | 1347.6301 | 0.0016397
[31 empty] | 1347.7267 | 0.0023481 | 1347.7191 | 0.001646
[31 empty] | 1347.8157 | 0.0023564 | 1347.8081 | 0.0016516
[31 empty] | 1347.9048 | 0.0023675 | 1347.8971 | 0.0016556
[31 empty] | 1347.9938 | 0.0023758 | 1347.9862 | 0.0016571
[31 empty] | 1348.0828 | 0.0023841 | 1348.0752 | 0.0016571
[31 empty] | 1348.1717 | 0.0023924 | 1348.1642 | 0.0016579
[31 empty] | 1348.2609 | 0.0024007 | 1348.2533 | 0.0016587
[31 empty] | 1348.3499 | 0.0024063 | 1348.3423 | 0.0016619
[31 empty] | 1348.439 | 0.0024146 | 1348.4314 | 0.0016659
[31 empty] | 1348.5281 | 0.0024229 | 1348.5205 | 0.0016699
[31 empty] | 1348.6172 | 0.0024312 | 1348.6095 | 0.0016714
[31 empty] | 1348.7063 | 0.0024395 | 1348.6986 | 0.0016699
[31 empty] | 1348.7954 | 0.0024478 | 1348.7877 | 0.0016627
[31 empty] | 1348.8845 | 0.0024533 | 1348.877 | 0.0016516
[31 empty] | 1348.9736 | 0.0024617 | 1348.9661 | 0.0016381
[31 empty] | 1349.0627 | 0.00247 | 1349.0552 | 0.0016246
[31 empty] | 1349.152 | 0.0024755 | 1349.1444 | 0.0016135
[31 empty] | 1349.2411 | 0.0024838 | 1349.2335 | 0.0016063
[31 empty] | 1349.3303 | 0.0024893 | 1349.3228 | 0.0016031
[31 empty] | 1349.4196 | 0.0024977 | 1349.412 | 0.0016031
[31 empty] | 1349.5088 | 0.0025032 | 1349.5011 | 0.0016031
[31 empty] | 1349.598 | 0.0025115 | 1349.5903 | 0.0016031
[31 empty] | 1349.6873 | 0.002517 | 1349.6796 | 0.0016015
[31 empty] | 1349.7765 | 0.0025253 | 1349.7688 | 0.0015992
[31 empty] | 1349.8657 | 0.0025309 | 1349.8582 | 0.0015968
[31 empty] | 1349.955 | 0.0025364 | 1349.9474 | 0.0015984
[31 empty] | 1350.0443 | 0.0025447 | 1350.0366 | 0.0016039
[31 empty] | 1350.1335 | 0.0025503 | 1350.126 | 0.001615
[31 empty] | 1350.2229 | 0.0025558 | 1350.2152 | 0.0016317
[31 empty] | 1350.3121 | 0.0025613 | 1350.3046 | 0.0016516
[31 empty] | 1350.4015 | 0.0025669 | 1350.3939 | 0.001673
[31 empty] | 1350.4908 | 0.0025724 | 1350.4833 | 0.0016937
[31 empty] | 1350.5802 | 0.002578 | 1350.5726 | 0.0017112
[31 empty] | 1350.6696 | 0.0025835 | 1350.662 | 0.0017239
[31 empty] | 1350.7589 | 0.002589 | 1350.7513 | 0.0017302
[31 empty] | 1350.8484 | 0.0025946 | 1350.8407 | 0.0017318
[31 empty] | 1350.9377 | 0.0026001 | 1350.9302 | 0.0017263
[31 empty] | 1351.0271 | 0.0026056 | 1351.0195 | 0.0017151
[31 empty] | 1351.1166 | 0.0026112 | 1351.109 | 0.0016977
[31 empty] | 1351.2061 | 0.002614 | 1351.1984 | 0.0016746
[31 empty] | 1351.2954 | 0.0026195 | 1351.2878 | 0.0016468
[31 empty] | 1351.3849 | 0.0026223 | 1351.3773 | 0.0016158
[31 empty] | 1351.4744 | 0.0026278 | 1351.4668 | 0.0015825
[31 empty] | 1351.5638 | 0.0026306 | 1351.5563 | 0.0015499
[31 empty] | 1351.6533 | 0.0026361 | 1351.6457 | 0.0015205
[31 empty] | 1351.7429 | 0.0026389 | 1351.7352 | 0.0014959
[31 empty] | 1351.8324 | 0.0026444 | 1351.8248 | 0.0014792
[31 empty] | 1351.9219 | 0.0026472 | 1351.9143 | 0.0014705
[31 empty] | 1352.0115 | 0.0026527 | 1352.0039 | 0.0014705
[31 empty] | 1352.1011 | 0.0026555 | 1352.0934 | 0.0014784
[31 empty] | 1352.1906 | 0.002661 | 1352.183 | 0.0014935
[31 empty] | 1352.2802 | 0.0026638 | 1352.2726 | 0.0015134
[31 empty] | 1352.3698 | 0.0026693 | 1352.3622 | 0.0015372
[31 empty] | 1352.4594 | 0.0026749 | 1352.4518 | 0.0015634
[31 empty] | 1352.549 | 0.0026776 | 1352.5414 | 0.0015904
[31 empty] | 1352.6385 | 0.0026832 | 1352.631 | 0.0016174
[31 empty] | 1352.7283 | 0.0026887 | 1352.7206 | 0.0016444
[31 empty] | 1352.8179 | 0.0026943 | 1352.8103 | 0.0016691
[31 empty] | 1352.9076 | 0.0026998 | 1352.8999 | 0.0016913
[31 empty] | 1352.9972 | 0.0027053 | 1352.9896 | 0.0017112
[31 empty] | 1353.0869 | 0.0027136 | 1353.0793 | 0.0017263
[31 empty] | 1353.1766 | 0.0027192 | 1353.1689 | 0.0017382
[31 empty] | 1353.2664 | 0.0027247 | 1353.2587 | 0.0017469
[31 empty] | 1353.3561 | 0.002733 | 1353.3484 | 0.0017525
[31 empty] | 1353.4458 | 0.0027413 | 1353.4381 | 0.0017549
[31 empty] | 1353.5355 | 0.0027496 | 1353.5279 | 0.0017549
[31 empty] | 1353.6252 | 0.0027579 | 1353.6177 | 0.0017517
[31 empty] | 1353.7151 | 0.0027662 | 1353.7074 | 0.0017453
[31 empty] | 1353.8048 | 0.0027746 | 1353.7972 | 0.0017334
[31 empty] | 1353.8946 | 0.0027829 | 1353.887 | 0.0017167
[31 empty] | 1353.9844 | 0.0027939 | 1353.9768 | 0.0016953
[31 empty] | 1354.0742 | 0.0028022 | 1354.0666 | 0.0016699
[31 empty] | 1354.1641 | 0.0028133 | 1354.1565 | 0.0016428
[31 empty] | 1354.2539 | 0.0028216 | 1354.2463 | 0.0016158
[31 empty] | 1354.3438 | 0.0028327 | 1354.3362 | 0.0015904
[31 empty] | 1354.4336 | 0.0028438 | 1354.426 | 0.0015682
[31 empty] | 1354.5236 | 0.0028521 | 1354.5159 | 0.0015491
[31 empty] | 1354.6134 | 0.0028632 | 1354.6057 | 0.0015332
[31 empty] | 1354.7033 | 0.0028742 | 1354.6957 | 0.0015205
[31 empty] | 1354.7932 | 0.0028853 | 1354.7856 | 0.0015118
[31 empty] | 1354.8832 | 0.0028964 | 1354.8755 | 0.0015062
[31 empty] | 1354.973 | 0.0029047 | 1354.9654 | 0.0015038
[31 empty] | 1355.063 | 0.0029158 | 1355.0554 | 0.0015046
[31 empty] | 1355.1529 | 0.0029268 | 1355.1454 | 0.0015086
[31 empty] | 1355.2429 | 0.0029379 | 1355.2353 | 0.0015157
[31 empty] | 1355.3329 | 0.0029462 | 1355.3253 | 0.0015253
[31 empty] | 1355.423 | 0.0029573 | 1355.4153 | 0.001538
[31 empty] | 1355.5129 | 0.0029656 | 1355.5052 | 0.0015531
[31 empty] | 1355.6029 | 0.0029767 | 1355.5953 | 0.0015713
[31 empty] | 1355.693 | 0.0029878 | 1355.6853 | 0.0015944
[31 empty] | 1355.7831 | 0.0029961 | 1355.7754 | 0.0016214
[31 empty] | 1355.873 | 0.0030044 | 1355.8655 | 0.0016516
[31 empty] | 1355.9631 | 0.0030155 | 1355.9556 | 0.0016842
[31 empty] | 1356.0532 | 0.0030238 | 1356.0457 | 0.0017159
[31 empty] | 1356.1433 | 0.0030321 | 1356.1357 | 0.0017453
[31 empty] | 1356.2334 | 0.0030431 | 1356.2258 | 0.0017684
[31 empty] | 1356.3235 | 0.0030515 | 1356.3159 | 0.0017843
[31 empty] | 1356.4137 | 0.0030598 | 1356.406 | 0.0017914
[31 empty] | 1356.5038 | 0.0030681 | 1356.4962 | 0.0017898
[31 empty] | 1356.594 | 0.0030764 | 1356.5863 | 0.0017795
[31 empty] | 1356.6841 | 0.0030847 | 1356.6765 | 0.001762
[31 empty] | 1356.7743 | 0.003093 | 1356.7667 | 0.0017398
[31 empty] | 1356.8645 | 0.0031013 | 1356.8568 | 0.0017151
[31 empty] | 1356.9547 | 0.0031096 | 1356.947 | 0.0016889
[31 empty] | 1357.0449 | 0.0031179 | 1357.0372 | 0.0016635
[31 empty] | 1357.1351 | 0.0031262 | 1357.1274 | 0.0016413
[31 empty] | 1357.2253 | 0.0031345 | 1357.2178 | 0.0016214
[31 empty] | 1357.3156 | 0.0031401 | 1357.308 | 0.0016047
[31 empty] | 1357.4059 | 0.0031484 | 1357.3982 | 0.0015928
[31 empty] | 1357.4961 | 0.0031567 | 1357.4885 | 0.0015841
[31 empty] | 1357.5864 | 0.003165 | 1357.5787 | 0.0015793
[31 empty] | 1357.6768 | 0.0031733 | 1357.6691 | 0.0015769
[31 empty] | 1357.767 | 0.0031788 | 1357.7594 | 0.0015761
[31 empty] | 1357.8573 | 0.0031871 | 1357.8497 | 0.0015769
[31 empty] | 1357.9476 | 0.0031954 | 1357.9401 | 0.0015777
[31 empty] | 1358.038 | 0.003201 | 1358.0304 | 0.0015769
[31 empty] | 1358.1284 | 0.0032093 | 1358.1207 | 0.0015745
[31 empty] | 1358.2188 | 0.0032176 | 1358.2111 | 0.0015706
[31 empty] | 1358.3091 | 0.0032231 | 1358.3015 | 0.0015634
[31 empty] | 1358.3995 | 0.0032314 | 1358.3918 | 0.0015547
[31 empty] | 1358.4899 | 0.0032397 | 1358.4823 | 0.0015443
[31 empty] | 1358.5803 | 0.0032453 | 1358.5726 | 0.0015316
[31 empty] | 1358.6708 | 0.0032536 | 1358.6631 | 0.0015181
[31 empty] | 1358.7612 | 0.0032591 | 1358.7535 | 0.0015038
[31 empty] | 1358.8517 | 0.0032674 | 1358.844 | 0.0014879
[31 empty] | 1358.9421 | 0.003273 | 1358.9344 | 0.001472
[31 empty] | 1359.0326 | 0.0032813 | 1359.0249 | 0.0014562
[31 empty] | 1359.123 | 0.0032868 | 1359.1155 | 0.0014419
[31 empty] | 1359.2135 | 0.0032951 | 1359.2059 | 0.0014307
[31 empty] | 1359.3041 | 0.0033007 | 1359.2964 | 0.0014236
[31 empty] | 1359.3946 | 0.0033062 | 1359.387 | 0.0014196
[31 empty] | 1359.4851 | 0.0033145 | 1359.4775 | 0.0014196
[31 empty] | 1359.5757 | 0.00332 | 1359.568 | 0.001422
[31 empty] | 1359.6663 | 0.0033284 | 1359.6586 | 0.0014252
[31 empty] | 1359.7568 | 0.0033339 | 1359.7492 | 0.0014268
[31 empty] | 1359.8474 | 0.0033422 | 1359.8397 | 0.0014276
[31 empty] | 1359.938 | 0.0033505 | 1359.9303 | 0.001426
[31 empty] | 1360.0286 | 0.003356 | 1360.021 | 0.0014236
[31 empty] | 1360.1193 | 0.0033644 | 1360.1116 | 0.0014228
[31 empty] | 1360.2098 | 0.0033699 | 1360.2022 | 0.0014252
[31 empty] | 1360.3005 | 0.0033782 | 1360.2929 | 0.0014323
[31 empty] | 1360.3911 | 0.0033865 | 1360.3835 | 0.001445
[31 empty] | 1360.4818 | 0.0033948 | 1360.4741 | 0.0014641
[31 empty] | 1360.5725 | 0.0034031 | 1360.5648 | 0.0014871
[31 empty] | 1360.6632 | 0.0034114 | 1360.6555 | 0.0015126
[31 empty] | 1360.7539 | 0.0034197 | 1360.7462 | 0.001538
[31 empty] | 1360.8446 | 0.003428 | 1360.8369 | 0.0015634
[31 empty] | 1360.9353 | 0.0034391 | 1360.9277 | 0.001588
[31 empty] | 1361.0261 | 0.0034474 | 1361.0184 | 0.0016111
[31 empty] | 1361.1168 | 0.0034585 | 1361.1092 | 0.0016325
[31 empty] | 1361.2076 | 0.0034668 | 1361.1999 | 0.0016524
[31 empty] | 1361.2983 | 0.0034779 | 1361.2908 | 0.0016714
[31 empty] | 1361.3892 | 0.003489 | 1361.3815 | 0.0016881
[31 empty] | 1361.48 | 0.0034973 | 1361.4723 | 0.0017024
[31 empty] | 1361.5708 | 0.0035083 | 1361.5631 | 0.0017128
[31 empty] | 1361.6616 | 0.0035194 | 1361.6539 | 0.0017183
[31 empty] | 1361.7524 | 0.0035305 | 1361.7448 | 0.0017207
[31 empty] | 1361.8433 | 0.0035443 | 1361.8357 | 0.0017207
[31 empty] | 1361.9342 | 0.0035554 | 1361.9265 | 0.0017191
[31 empty] | 1362.025 | 0.0035665 | 1362.0173 | 0.0017167
[31 empty] | 1362.116 | 0.0035776 | 1362.1083 | 0.0017159
[31 empty] | 1362.2068 | 0.0035914 | 1362.1992 | 0.0017159
[31 empty] | 1362.2977 | 0.0036025 | 1362.29 | 0.0017167
[31 empty] | 1362.3887 | 0.0036136 | 1362.381 | 0.0017175
[31 empty] | 1362.4796 | 0.0036246 | 1362.4719 | 0.0017191
[31 empty] | 1362.5706 | 0.0036385 | 1362.5629 | 0.0017199
[31 empty] | 1362.6615 | 0.0036496 | 1362.6538 | 0.0017199
[31 empty] | 1362.7524 | 0.0036606 | 1362.7449 | 0.0017183
[31 empty] | 1362.8435 | 0.0036717 | 1362.8358 | 0.0017135
[31 empty] | 1362.9344 | 0.0036828 | 1362.9268 | 0.0017056
[31 empty] | 1363.0255 | 0.0036939 | 1363.0178 | 0.0016921
[31 empty] | 1363.1165 | 0.0037049 | 1363.1088 | 0.001673
[31 empty] | 1363.2075 | 0.003716 | 1363.1998 | 0.0016492
[31 empty] | 1363.2986 | 0.0037271 | 1363.2909 | 0.0016214
[31 empty] | 1363.3897 | 0.0037382 | 1363.382 | 0.0015928
[31 empty] | 1363.4807 | 0.0037465 | 1363.473 | 0.0015658
[31 empty] | 1363.5718 | 0.0037576 | 1363.5641 | 0.0015443
[31 empty] | 1363.6628 | 0.0037686 | 1363.6552 | 0.00153
[31 empty] | 1363.7539 | 0.0037769 | 1363.7463 | 0.0015237
[31 empty] | 1363.8451 | 0.0037852 | 1363.8374 | 0.0015277
[31 empty] | 1363.9362 | 0.0037963 | 1363.9286 | 0.0015388
[31 empty] | 1364.0273 | 0.0038046 | 1364.0196 | 0.0015578
[31 empty] | 1364.1185 | 0.0038129 | 1364.1108 | 0.0015801
[31 empty] | 1364.2097 | 0.0038212 | 1364.202 | 0.0016047
[31 empty] | 1364.3009 | 0.0038295 | 1364.2932 | 0.0016278
[31 empty] | 1364.3921 | 0.0038379 | 1364.3844 | 0.0016484
[31 empty] | 1364.4833 | 0.0038462 | 1364.4756 | 0.0016659
[31 empty] | 1364.5745 | 0.0038545 | 1364.5668 | 0.0016794
[31 empty] | 1364.6656 | 0.0038628 | 1364.658 | 0.0016921
[31 empty] | 1364.757 | 0.0038711 | 1364.7493 | 0.0017048
[31 empty] | 1364.8481 | 0.0038766 | 1364.8404 | 0.0017215
[31 empty] | 1364.9395 | 0.0038849 | 1364.9318 | 0.0017429
[31 empty] | 1365.0308 | 0.0038932 | 1365.0231 | 0.00177
[31 empty] | 1365.1219 | 0.0039015 | 1365.1144 | 0.0017993
[31 empty] | 1365.2133 | 0.0039071 | 1365.2057 | 0.0018287
[31 empty] | 1365.3046 | 0.0039154 | 1365.297 | 0.0018542
[31 empty] | 1365.396 | 0.0039237 | 1365.3883 | 0.00187
[31 empty] | 1365.4873 | 0.003932 | 1365.4796 | 0.001874
[31 empty] | 1365.5786 | 0.0039375 | 1365.5709 | 0.0018653
[31 empty] | 1365.6699 | 0.0039458 | 1365.6624 | 0.0018446
[31 empty] | 1365.7613 | 0.0039542 | 1365.7537 | 0.0018136
[31 empty] | 1365.8528 | 0.0039625 | 1365.8451 | 0.0017771
[31 empty] | 1365.9441 | 0.0039708 | 1365.9365 | 0.001739
[31 empty] | 1366.0355 | 0.0039791 | 1366.0278 | 0.0017008
[31 empty] | 1366.127 | 0.0039874 | 1366.1193 | 0.0016659
[31 empty] | 1366.2184 | 0.0039957 | 1366.2107 | 0.0016349
[31 empty] | 1366.3098 | 0.004004 | 1366.3022 | 0.0016095
[31 empty] | 1366.4014 | 0.0040123 | 1366.3937 | 0.0015888
[31 empty] | 1366.4928 | 0.0040234 | 1366.4851 | 0.0015753
[31 empty] | 1366.5842 | 0.0040317 | 1366.5767 | 0.0015674
[31 empty] | 1366.6758 | 0.0040428 | 1366.6681 | 0.001565
[31 empty] | 1366.7673 | 0.0040511 | 1366.7596 | 0.0015674
[31 empty] | 1366.8588 | 0.0040621 | 1366.8511 | 0.0015721
[31 empty] | 1366.9503 | 0.0040732 | 1366.9426 | 0.0015777
[31 empty] | 1367.0419 | 0.0040843 | 1367.0342 | 0.0015809
[31 empty] | 1367.1334 | 0.0040954 | 1367.1257 | 0.0015817
[31 empty] | 1367.225 | 0.0041064 | 1367.2173 | 0.0015769
[31 empty] | 1367.3165 | 0.0041203 | 1367.309 | 0.0015682
[31 empty] | 1367.4082 | 0.0041314 | 1367.4005 | 0.0015563
[31 empty] | 1367.4998 | 0.0041424 | 1367.4921 | 0.001542
[31 empty] | 1367.5914 | 0.0041563 | 1367.5837 | 0.0015277
[31 empty] | 1367.683 | 0.0041701 | 1367.6754 | 0.0015157
[31 empty] | 1367.7747 | 0.004184 | 1367.767 | 0.0015062
[31 empty] | 1367.8663 | 0.0041951 | 1367.8586 | 0.0015006
[31 empty] | 1367.958 | 0.0042089 | 1367.9503 | 0.0014967
[31 empty] | 1368.0497 | 0.0042227 | 1368.042 | 0.0014935
[31 empty] | 1368.1414 | 0.0042366 | 1368.1337 | 0.0014887
[31 empty] | 1368.233 | 0.0042504 | 1368.2253 | 0.0014808
[31 empty] | 1368.3248 | 0.0042643 | 1368.3171 | 0.0014689
[31 empty] | 1368.4165 | 0.0042809 | 1368.4088 | 0.0014538
[31 empty] | 1368.5083 | 0.0042947 | 1368.5006 | 0.0014371
[31 empty] | 1368.6 | 0.0043086 | 1368.5923 | 0.0014212
[31 empty] | 1368.6918 | 0.0043224 | 1368.6841 | 0.0014093
[31 empty] | 1368.7836 | 0.0043363 | 1368.7759 | 0.0014037
[31 empty] | 1368.8754 | 0.0043501 | 1368.8677 | 0.0014077
[31 empty] | 1368.9672 | 0.004364 | 1368.9595 | 0.0014212
[31 empty] | 1369.059 | 0.0043778 | 1369.0513 | 0.0014442
[31 empty] | 1369.1508 | 0.0043917 | 1369.1431 | 0.0014752
[31 empty] | 1369.2427 | 0.0044055 | 1369.235 | 0.0015134
[31 empty] | 1369.3345 | 0.0044166 | 1369.3268 | 0.0015563
[31 empty] | 1369.4264 | 0.0044304 | 1369.4187 | 0.0015999
[31 empty] | 1369.5182 | 0.0044443 | 1369.5105 | 0.0016428
[31 empty] | 1369.6101 | 0.0044581 | 1369.6024 | 0.0016834
[31 empty] | 1369.702 | 0.0044692 | 1369.6943 | 0.0017183
[31 empty] | 1369.7939 | 0.004483 | 1369.7863 | 0.0017461
[31 empty] | 1369.8859 | 0.0044941 | 1369.8782 | 0.0017676
[31 empty] | 1369.9778 | 0.004508 | 1369.9701 | 0.0017811
[31 empty] | 1370.0697 | 0.004519 | 1370.062 | 0.001789
[31 empty] | 1370.1617 | 0.0045329 | 1370.1541 | 0.0017906
[31 empty] | 1370.2537 | 0.0045467 | 1370.246 | 0.0017882
[31 empty] | 1370.3457 | 0.0045578 | 1370.338 | 0.0017835
[31 empty] | 1370.4376 | 0.0045716 | 1370.43 | 0.0017771
[31 empty] | 1370.5297 | 0.0045855 | 1370.522 | 0.0017707
[31 empty] | 1370.6217 | 0.0045966 | 1370.614 | 0.001766
[31 empty] | 1370.7137 | 0.0046104 | 1370.7061 | 0.001762
[31 empty] | 1370.8058 | 0.0046243 | 1370.7981 | 0.0017604
[31 empty] | 1370.8978 | 0.0046381 | 1370.8901 | 0.0017612
[31 empty] | 1370.99 | 0.0046547 | 1370.9823 | 0.0017636
[31 empty] | 1371.082 | 0.0046686 | 1371.0743 | 0.0017676
[31 empty] | 1371.1741 | 0.0046824 | 1371.1664 | 0.0017707
[31 empty] | 1371.2662 | 0.004699 | 1371.2585 | 0.0017723
[31 empty] | 1371.3584 | 0.0047156 | 1371.3507 | 0.0017707
[31 empty] | 1371.4504 | 0.0047322 | 1371.4429 | 0.0017652
[31 empty] | 1371.5426 | 0.0047489 | 1371.5349 | 0.0017549
[31 empty] | 1371.6348 | 0.0047655 | 1371.6271 | 0.0017406
[31 empty] | 1371.7269 | 0.0047821 | 1371.7192 | 0.0017223
[31 empty] | 1371.8192 | 0.0047987 | 1371.8115 | 0.0017032
[31 empty] | 1371.9114 | 0.0048181 | 1371.9037 | 0.0016834
[31 empty] | 1372.0035 | 0.0048375 | 1371.9959 | 0.0016659
[31 empty] | 1372.0958 | 0.0048541 | 1372.0881 | 0.00165
[31 empty] | 1372.188 | 0.0048735 | 1372.1803 | 0.0016365
[31 empty] | 1372.2803 | 0.0048929 | 1372.2726 | 0.0016254
[31 empty] | 1372.3726 | 0.0049122 | 1372.3649 | 0.0016158
[31 empty] | 1372.4648 | 0.0049316 | 1372.4571 | 0.0016079
[31 empty] | 1372.5571 | 0.0049538 | 1372.5494 | 0.0016015
[31 empty] | 1372.6494 | 0.0049732 | 1372.6417 | 0.001596
[31 empty] | 1372.7417 | 0.0049925 | 1372.734 | 0.001592
[31 empty] | 1372.834 | 0.0050119 | 1372.8263 | 0.001588
[31 empty] | 1372.9264 | 0.0050313 | 1372.9187 | 0.0015833
[31 empty] | 1373.0187 | 0.0050535 | 1373.011 | 0.0015777
[31 empty] | 1373.1111 | 0.0050728 | 1373.1034 | 0.0015721
[31 empty] | 1373.2035 | 0.0050922 | 1373.1958 | 0.0015658
[31 empty] | 1373.2958 | 0.0051116 | 1373.2881 | 0.0015602
[31 empty] | 1373.3882 | 0.005131 | 1373.3805 | 0.0015563
[31 empty] | 1373.4806 | 0.0051476 | 1373.4729 | 0.0015547
[31 empty] | 1373.573 | 0.005167 | 1373.5653 | 0.0015555
[31 empty] | 1373.6655 | 0.0051864 | 1373.6578 | 0.0015586
[31 empty] | 1373.7579 | 0.005203 | 1373.7502 | 0.0015618
[31 empty] | 1373.8503 | 0.0052224 | 1373.8427 | 0.001565
[31 empty] | 1373.9429 | 0.005239 | 1373.9352 | 0.0015666
[31 empty] | 1374.0354 | 0.0052556 | 1374.0277 | 0.0015674
[31 empty] | 1374.1278 | 0.005275 | 1374.1201 | 0.0015666
[31 empty] | 1374.2203 | 0.0052916 | 1374.2126 | 0.0015626
[31 empty] | 1374.3129 | 0.0053054 | 1374.3052 | 0.0015563
[31 empty] | 1374.4054 | 0.005322 | 1374.3977 | 0.0015467
[31 empty] | 1374.4979 | 0.0053387 | 1374.4902 | 0.001534
[31 empty] | 1374.5906 | 0.0053553 | 1374.5828 | 0.0015189
[31 empty] | 1374.6831 | 0.0053691 | 1374.6754 | 0.0015038
[31 empty] | 1374.7756 | 0.005383 | 1374.7679 | 0.0014903
[31 empty] | 1374.8683 | 0.0053996 | 1374.8606 | 0.0014816
[31 empty] | 1374.9609 | 0.0054134 | 1374.9531 | 0.0014776
[31 empty] | 1375.0535 | 0.0054273 | 1375.0458 | 0.0014808
[31 empty] | 1375.1461 | 0.0054411 | 1375.1384 | 0.0014887
[31 empty] | 1375.2388 | 0.005455 | 1375.2311 | 0.0014999
[31 empty] | 1375.3314 | 0.0054688 | 1375.3237 | 0.0015142
[31 empty] | 1375.4241 | 0.0054827 | 1375.4164 | 0.00153
[31 empty] | 1375.5168 | 0.0054965 | 1375.509 | 0.0015459
[31 empty] | 1375.6095 | 0.0055103 | 1375.6018 | 0.0015642
[31 empty] | 1375.7022 | 0.0055242 | 1375.6945 | 0.0015841
[31 empty] | 1375.7949 | 0.005538 | 1375.7872 | 0.0016063
[31 empty] | 1375.8877 | 0.0055491 | 1375.88 | 0.0016301
[31 empty] | 1375.9804 | 0.005563 | 1375.9727 | 0.0016548
[31 empty] | 1376.0731 | 0.0055768 | 1376.0654 | 0.001677
[31 empty] | 1376.1659 | 0.0055906 | 1376.1582 | 0.0016945
[31 empty] | 1376.2587 | 0.0056017 | 1376.251 | 0.0017048
[31 empty] | 1376.3516 | 0.0056156 | 1376.3438 | 0.0017072
[31 empty] | 1376.4443 | 0.0056294 | 1376.4367 | 0.0017016
[31 empty] | 1376.5371 | 0.0056405 | 1376.5294 | 0.0016873
[31 empty] | 1376.63 | 0.0056543 | 1376.6223 | 0.0016675
[31 empty] | 1376.7228 | 0.0056654 | 1376.7151 | 0.0016436
[31 empty] | 1376.8157 | 0.0056793 | 1376.808 | 0.0016182
[31 empty] | 1376.9086 | 0.0056903 | 1376.9009 | 0.0015928
[31 empty] | 1377.0015 | 0.0057014 | 1376.9938 | 0.0015698
[31 empty] | 1377.0944 | 0.0057152 | 1377.0867 | 0.0015507
[31 empty] | 1377.1873 | 0.0057263 | 1377.1796 | 0.0015356
[31 empty] | 1377.2802 | 0.0057374 | 1377.2725 | 0.0015261
[31 empty] | 1377.373 | 0.0057485 | 1377.3654 | 0.0015205
[31 empty] | 1377.4661 | 0.0057596 | 1377.4584 | 0.0015197
[31 empty] | 1377.559 | 0.0057679 | 1377.5513 | 0.0015213
[31 empty] | 1377.652 | 0.0057789 | 1377.6443 | 0.0015261
[31 empty] | 1377.745 | 0.00579 | 1377.7372 | 0.0015332
[31 empty] | 1377.8379 | 0.0057983 | 1377.8302 | 0.0015412
[31 empty] | 1377.9309 | 0.0058094 | 1377.9232 | 0.0015515
[31 empty] | 1378.0239 | 0.0058177 | 1378.0162 | 0.0015626
[31 empty] | 1378.1171 | 0.005826 | 1378.1092 | 0.0015745
[31 empty] | 1378.2101 | 0.0058343 | 1378.2024 | 0.001588
[31 empty] | 1378.3031 | 0.0058426 | 1378.2954 | 0.0016007
[31 empty] | 1378.3962 | 0.0058509 | 1378.3884 | 0.0016142
[31 empty] | 1378.4893 | 0.0058592 | 1378.4816 | 0.0016285
[31 empty] | 1378.5824 | 0.0058675 | 1378.5747 | 0.0016421
[31 empty] | 1378.6755 | 0.0058731 | 1378.6677 | 0.0016571
[31 empty] | 1378.7686 | 0.0058814 | 1378.7609 | 0.0016714
[31 empty] | 1378.8617 | 0.0058897 | 1378.854 | 0.0016842
[31 empty] | 1378.9548 | 0.0058952 | 1378.9471 | 0.0016945
[31 empty] | 1379.0481 | 0.0059035 | 1379.0403 | 0.0017008
[31 empty] | 1379.1412 | 0.0059118 | 1379.1335 | 0.0017016
[31 empty] | 1379.2344 | 0.0059202 | 1379.2267 | 0.0016969
[31 empty] | 1379.3276 | 0.0059257 | 1379.3198 | 0.0016849
[31 empty] | 1379.4208 | 0.005934 | 1379.4131 | 0.0016683
[31 empty] | 1379.514 | 0.0059423 | 1379.5064 | 0.001646
[31 empty] | 1379.6073 | 0.0059506 | 1379.5996 | 0.001619
[31 empty] | 1379.7006 | 0.0059589 | 1379.6927 | 0.001588
[31 empty] | 1379.7938 | 0.0059672 | 1379.786 | 0.0015555
[31 empty] | 1379.8871 | 0.0059783 | 1379.8793 | 0.0015213
[31 empty] | 1379.9804 | 0.0059866 | 1379.9727 | 0.0014895
[31 empty] | 1380.0736 | 0.0059977 | 1380.0659 | 0.0014609
[31 empty] | 1380.167 | 0.0060088 | 1380.1592 | 0.0014387
[31 empty] | 1380.2603 | 0.0060198 | 1380.2526 | 0.0014244
[31 empty] | 1380.3536 | 0.0060337 | 1380.3459 | 0.0014196
[31 empty] | 1380.447 | 0.0060448 | 1380.4392 | 0.0014252
[31 empty] | 1380.5403 | 0.0060586 | 1380.5326 | 0.0014419
[31 empty] | 1380.6337 | 0.0060725 | 1380.626 | 0.0014689
[31 empty] | 1380.727 | 0.0060863 | 1380.7194 | 0.0015046
[31 empty] | 1380.8204 | 0.0061029 | 1380.8127 | 0.0015451
[31 empty] | 1380.9139 | 0.0061195 | 1380.9061 | 0.0015872
[31 empty] | 1381.0073 | 0.0061361 | 1380.9996 | 0.001627
[31 empty] | 1381.1007 | 0.0061528 | 1381.093 | 0.0016611
[31 empty] | 1381.1942 | 0.0061721 | 1381.1865 | 0.0016865
[31 empty] | 1381.2877 | 0.0061915 | 1381.2799 | 0.0017032
[31 empty] | 1381.3811 | 0.0062109 | 1381.3734 | 0.001712
[31 empty] | 1381.4746 | 0.0062303 | 1381.4669 | 0.0017159
[31 empty] | 1381.5681 | 0.0062524 | 1381.5604 | 0.0017159
[31 empty] | 1381.6616 | 0.0062746 | 1381.6539 | 0.0017128
[31 empty] | 1381.7551 | 0.0062967 | 1381.7474 | 0.0017072
[31 empty] | 1381.8488 | 0.0063189 | 1381.8409 | 0.0016961
[31 empty] | 1381.9423 | 0.0063438 | 1381.9346 | 0.001677
[31 empty] | 1382.0359 | 0.006366 | 1382.0281 | 0.0016484
[31 empty] | 1382.1294 | 0.0063909 | 1382.1217 | 0.0016095
[31 empty] | 1382.223 | 0.0064158 | 1382.2152 | 0.0015626
[31 empty] | 1382.3166 | 0.0064435 | 1382.3088 | 0.0015118
[31 empty] | 1382.4102 | 0.0064684 | 1382.4025 | 0.0014617
[31 empty] | 1382.5038 | 0.0064933 | 1382.4961 | 0.0014188
[31 empty] | 1382.5975 | 0.006521 | 1382.5897 | 0.001387
[31 empty] | 1382.6912 | 0.006546 | 1382.6834 | 0.0013688
[31 empty] | 1382.7848 | 0.0065736 | 1382.7771 | 0.0013648
[31 empty] | 1382.8785 | 0.0065986 | 1382.8707 | 0.0013743
[31 empty] | 1382.9722 | 0.0066263 | 1382.9645 | 0.0013942
[31 empty] | 1383.0659 | 0.0066539 | 1383.0581 | 0.001422
[31 empty] | 1383.1596 | 0.0066789 | 1383.1519 | 0.0014546
[31 empty] | 1383.2533 | 0.0067066 | 1383.2456 | 0.0014887
[31 empty] | 1383.3471 | 0.0067315 | 1383.3394 | 0.0015229
[31 empty] | 1383.4408 | 0.0067592 | 1383.4331 | 0.0015547
[31 empty] | 1383.5346 | 0.0067841 | 1383.5269 | 0.0015833
[31 empty] | 1383.6284 | 0.006809 | 1383.6206 | 0.0016079
[31 empty] | 1383.7222 | 0.0068339 | 1383.7144 | 0.0016293
[31 empty] | 1383.8159 | 0.0068589 | 1383.8082 | 0.0016484
[31 empty] | 1383.9098 | 0.0068838 | 1383.902 | 0.0016635
[31 empty] | 1384.0037 | 0.0069059 | 1383.9959 | 0.0016786
[31 empty] | 1384.0974 | 0.0069308 | 1384.0897 | 0.0016929
[31 empty] | 1384.1913 | 0.006953 | 1384.1836 | 0.0017088
[31 empty] | 1384.2852 | 0.0069751 | 1384.2775 | 0.0017271
[31 empty] | 1384.379 | 0.0069973 | 1384.3713 | 0.0017493
[31 empty] | 1384.4729 | 0.0070167 | 1384.4652 | 0.0017747
[31 empty] | 1384.5669 | 0.0070388 | 1384.5591 | 0.0018025
[31 empty] | 1384.6608 | 0.0070582 | 1384.6531 | 0.0018311
[31 empty] | 1384.7548 | 0.0070776 | 1384.7469 | 0.0018573
[31 empty] | 1384.8486 | 0.007097 | 1384.8409 | 0.0018788
[31 empty] | 1384.9426 | 0.0071164 | 1384.9348 | 0.0018915
[31 empty] | 1385.0366 | 0.0071358 | 1385.0288 | 0.0018931
[31 empty] | 1385.1306 | 0.0071524 | 1385.1228 | 0.001882
[31 empty] | 1385.2246 | 0.007169 | 1385.2168 | 0.0018581
[31 empty] | 1385.3186 | 0.0071856 | 1385.3108 | 0.0018224
[31 empty] | 1385.4126 | 0.007205 | 1385.4049 | 0.0017787
[31 empty] | 1385.5066 | 0.0072216 | 1385.4989 | 0.001731
[31 empty] | 1385.6007 | 0.0072382 | 1385.5929 | 0.0016857
[31 empty] | 1385.6947 | 0.0072521 | 1385.687 | 0.001646
[31 empty] | 1385.7888 | 0.0072687 | 1385.781 | 0.0016166
[31 empty] | 1385.8829 | 0.0072853 | 1385.8751 | 0.0015984
[31 empty] | 1385.977 | 0.0073019 | 1385.9692 | 0.001592
[31 empty] | 1386.0712 | 0.0073185 | 1386.0633 | 0.0015952
[31 empty] | 1386.1653 | 0.0073351 | 1386.1575 | 0.0016063
[31 empty] | 1386.2594 | 0.0073517 | 1386.2516 | 0.0016238
[31 empty] | 1386.3535 | 0.0073684 | 1386.3458 | 0.0016436
[31 empty] | 1386.4476 | 0.007385 | 1386.4399 | 0.0016659
[31 empty] | 1386.5419 | 0.0074016 | 1386.5341 | 0.0016873
[31 empty] | 1386.636 | 0.007421 | 1386.6283 | 0.0017072
[31 empty] | 1386.7302 | 0.0074403 | 1386.7225 | 0.0017231
[31 empty] | 1386.8245 | 0.0074597 | 1386.8166 | 0.0017342
[31 empty] | 1386.9187 | 0.0074791 | 1386.9109 | 0.0017382
[31 empty] | 1387.0129 | 0.0074985 | 1387.0051 | 0.0017342
[31 empty] | 1387.1072 | 0.0075179 | 1387.0994 | 0.0017223
[31 empty] | 1387.2014 | 0.00754 | 1387.1937 | 0.0017024
[31 empty] | 1387.2958 | 0.0075622 | 1387.288 | 0.0016762
[31 empty] | 1387.39 | 0.0075843 | 1387.3822 | 0.0016468
[31 empty] | 1387.4844 | 0.0076093 | 1387.4766 | 0.0016174
[31 empty] | 1387.5786 | 0.0076314 | 1387.5709 | 0.001592
[31 empty] | 1387.673 | 0.0076563 | 1387.6652 | 0.0015713
[31 empty] | 1387.7673 | 0.007684 | 1387.7595 | 0.0015578
[31 empty] | 1387.8617 | 0.0077089 | 1387.8539 | 0.0015515
[31 empty] | 1387.9561 | 0.0077339 | 1387.9482 | 0.0015523
[31 empty] | 1388.0504 | 0.0077616 | 1388.0426 | 0.0015578
[31 empty] | 1388.1448 | 0.0077892 | 1388.1371 | 0.0015674
[31 empty] | 1388.2393 | 0.0078169 | 1388.2314 | 0.0015793
[31 empty] | 1388.3336 | 0.0078446 | 1388.3258 | 0.0015936
[31 empty] | 1388.4281 | 0.0078723 | 1388.4203 | 0.0016087
[31 empty] | 1388.5225 | 0.0079 | 1388.5148 | 0.0016262
[31 empty] | 1388.6169 | 0.0079305 | 1388.6092 | 0.001646
[31 empty] | 1388.7114 | 0.0079582 | 1388.7036 | 0.0016699
[31 empty] | 1388.8059 | 0.0079858 | 1388.7981 | 0.0016969
[31 empty] | 1388.9004 | 0.0080135 | 1388.8927 | 0.0017263
[31 empty] | 1388.9949 | 0.0080412 | 1388.9872 | 0.0017564
[31 empty] | 1389.0895 | 0.0080689 | 1389.0817 | 0.001785
[31 empty] | 1389.184 | 0.0080966 | 1389.1762 | 0.0018105
[31 empty] | 1389.2786 | 0.0081243 | 1389.2707 | 0.0018303
[31 empty] | 1389.373 | 0.0081492 | 1389.3654 | 0.001843
[31 empty] | 1389.4677 | 0.0081769 | 1389.4598 | 0.0018486
[31 empty] | 1389.5623 | 0.0082018 | 1389.5544 | 0.0018462
[31 empty] | 1389.6569 | 0.0082267 | 1389.649 | 0.0018383
[31 empty] | 1389.7515 | 0.0082517 | 1389.7436 | 0.0018271
[31 empty] | 1389.8461 | 0.0082738 | 1389.8383 | 0.0018144
[31 empty] | 1389.9407 | 0.008296 | 1389.933 | 0.0018033
[31 empty] | 1390.0354 | 0.0083181 | 1390.0276 | 0.0017962
[31 empty] | 1390.13 | 0.0083403 | 1390.1223 | 0.0017914
[31 empty] | 1390.2247 | 0.0083624 | 1390.2169 | 0.001789
[31 empty] | 1390.3193 | 0.0083818 | 1390.3117 | 0.0017882
[31 empty] | 1390.4141 | 0.0084012 | 1390.4064 | 0.0017858
[31 empty] | 1390.5088 | 0.0084206 | 1390.501 | 0.0017811
[31 empty] | 1390.6035 | 0.00844 | 1390.5957 | 0.0017715
[31 empty] | 1390.6982 | 0.0084593 | 1390.6906 | 0.0017596
[31 empty] | 1390.793 | 0.0084787 | 1390.7853 | 0.0017461
[31 empty] | 1390.8878 | 0.0084953 | 1390.88 | 0.0017318
[31 empty] | 1390.9825 | 0.0085147 | 1390.9749 | 0.0017207
[31 empty] | 1391.0774 | 0.0085313 | 1391.0696 | 0.0017135
[31 empty] | 1391.1721 | 0.0085507 | 1391.1644 | 0.0017096
[31 empty] | 1391.267 | 0.0085673 | 1391.2593 | 0.0017072
[31 empty] | 1391.3618 | 0.0085839 | 1391.354 | 0.001704
[31 empty] | 1391.4567 | 0.0086033 | 1391.4488 | 0.0016953
[31 empty] | 1391.5515 | 0.0086199 | 1391.5437 | 0.0016802
[31 empty] | 1391.6464 | 0.0086393 | 1391.6387 | 0.0016556
[31 empty] | 1391.7412 | 0.0086559 | 1391.7335 | 0.0016214
[31 empty] | 1391.8362 | 0.0086753 | 1391.8284 | 0.0015801
[31 empty] | 1391.931 | 0.0086947 | 1391.9233 | 0.001534
[31 empty] | 1392.026 | 0.0087141 | 1392.0182 | 0.0014879
[31 empty] | 1392.121 | 0.0087335 | 1392.1132 | 0.0014442
[31 empty] | 1392.2158 | 0.0087529 | 1392.2081 | 0.0014069
[31 empty] | 1392.3108 | 0.0087722 | 1392.3031 | 0.0013775
[31 empty] | 1392.4058 | 0.0087944 | 1392.3981 | 0.0013584
[31 empty] | 1392.5008 | 0.0088138 | 1392.493 | 0.0013489
[31 empty] | 1392.5958 | 0.0088359 | 1392.588 | 0.0013497
[31 empty] | 1392.6908 | 0.0088553 | 1392.683 | 0.00136
[31 empty] | 1392.7859 | 0.0088775 | 1392.7781 | 0.0013775
[31 empty] | 1392.8809 | 0.0088996 | 1392.873 | 0.0014013
[31 empty] | 1392.976 | 0.0089218 | 1392.9681 | 0.0014284
[31 empty] | 1393.071 | 0.0089467 | 1393.0632 | 0.001457
[31 empty] | 1393.166 | 0.0089688 | 1393.1583 | 0.0014856
[31 empty] | 1393.2611 | 0.008991 | 1393.2534 | 0.0015118
[31 empty] | 1393.3562 | 0.0090159 | 1393.3485 | 0.0015332
[31 empty] | 1393.4514 | 0.0090381 | 1393.4436 | 0.0015499
[31 empty] | 1393.5465 | 0.009063 | 1393.5387 | 0.001561
[31 empty] | 1393.6416 | 0.0090879 | 1393.6339 | 0.0015658
[31 empty] | 1393.7368 | 0.0091128 | 1393.729 | 0.0015658
[31 empty] | 1393.832 | 0.009135 | 1393.8242 | 0.0015626
[31 empty] | 1393.9271 | 0.0091599 | 1393.9193 | 0.0015578
[31 empty] | 1394.0223 | 0.0091848 | 1394.0145 | 0.0015523
[31 empty] | 1394.1175 | 0.0092125 | 1394.1097 | 0.0015475
[31 empty] | 1394.2128 | 0.0092374 | 1394.205 | 0.0015427
[31 empty] | 1394.308 | 0.0092624 | 1394.3002 | 0.0015396
[31 empty] | 1394.4032 | 0.00929 | 1394.3955 | 0.0015364
[31 empty] | 1394.4985 | 0.009315 | 1394.4907 | 0.0015324
[31 empty] | 1394.5938 | 0.0093427 | 1394.5861 | 0.00153
[31 empty] | 1394.6891 | 0.0093703 | 1394.6813 | 0.0015277
[31 empty] | 1394.7844 | 0.009398 | 1394.7766 | 0.0015269
[31 empty] | 1394.8796 | 0.0094257 | 1394.8719 | 0.0015277
[31 empty] | 1394.975 | 0.0094534 | 1394.9672 | 0.0015308
[31 empty] | 1395.0703 | 0.0094811 | 1395.0625 | 0.0015364
[31 empty] | 1395.1656 | 0.0095116 | 1395.158 | 0.0015427
[31 empty] | 1395.2611 | 0.0095393 | 1395.2533 | 0.0015491
[31 empty] | 1395.3564 | 0.0095697 | 1395.3486 | 0.0015563
[31 empty] | 1395.4518 | 0.0096002 | 1395.4441 | 0.0015618
[31 empty] | 1395.5472 | 0.0096306 | 1395.5394 | 0.0015682
[31 empty] | 1395.6426 | 0.0096611 | 1395.6349 | 0.0015753
[31 empty] | 1395.738 | 0.0096916 | 1395.7302 | 0.0015841
[31 empty] | 1395.8335 | 0.009722 | 1395.8257 | 0.001596
[31 empty] | 1395.929 | 0.0097525 | 1395.9211 | 0.0016127
[31 empty] | 1396.0244 | 0.0097857 | 1396.0166 | 0.0016325
[31 empty] | 1396.1199 | 0.0098162 | 1396.1121 | 0.0016571
[31 empty] | 1396.2154 | 0.0098494 | 1396.2076 | 0.0016834
[31 empty] | 1396.3109 | 0.0098798 | 1396.3031 | 0.0017112
[31 empty] | 1396.4064 | 0.0099103 | 1396.3987 | 0.0017382
[31 empty] | 1396.502 | 0.0099435 | 1396.4941 | 0.001762
[31 empty] | 1396.5975 | 0.009974 | 1396.5897 | 0.0017827
[31 empty] | 1396.6931 | 0.010007 | 1396.6853 | 0.0017978
[31 empty] | 1396.7887 | 0.010038 | 1396.7809 | 0.0018057
[31 empty] | 1396.8843 | 0.010068 | 1396.8765 | 0.0018073
[31 empty] | 1396.9799 | 0.010099 | 1396.9721 | 0.0018017
[31 empty] | 1397.0754 | 0.010129 | 1397.0676 | 0.001789
[31 empty] | 1397.171 | 0.010157 | 1397.1632 | 0.0017715
[31 empty] | 1397.2667 | 0.010187 | 1397.2589 | 0.0017501
[31 empty] | 1397.3623 | 0.010215 | 1397.3546 | 0.0017278
[31 empty] | 1397.458 | 0.010245 | 1397.4502 | 0.0017056
[31 empty] | 1397.5537 | 0.010273 | 1397.5459 | 0.0016849
[31 empty] | 1397.6494 | 0.010298 | 1397.6416 | 0.0016667
[31 empty] | 1397.7451 | 0.010326 | 1397.7373 | 0.0016508
[31 empty] | 1397.8408 | 0.010353 | 1397.833 | 0.0016373
[31 empty] | 1397.9365 | 0.010378 | 1397.9287 | 0.001627
[31 empty] | 1398.0322 | 0.010403 | 1398.0245 | 0.0016182
[31 empty] | 1398.1281 | 0.010428 | 1398.1202 | 0.0016111
[31 empty] | 1398.2238 | 0.010453 | 1398.2159 | 0.0016079
[31 empty] | 1398.3196 | 0.010478 | 1398.3118 | 0.0016071
[31 empty] | 1398.4154 | 0.010503 | 1398.4076 | 0.0016095
[31 empty] | 1398.5112 | 0.010528 | 1398.5034 | 0.0016166
[31 empty] | 1398.6071 | 0.010553 | 1398.5992 | 0.0016285
[31 empty] | 1398.7029 | 0.010578 | 1398.6951 | 0.0016452
[31 empty] | 1398.7987 | 0.010603 | 1398.7909 | 0.0016675
[31 empty] | 1398.8945 | 0.010627 | 1398.8867 | 0.0016929
[31 empty] | 1398.9905 | 0.010652 | 1398.9827 | 0.0017215
[31 empty] | 1399.0863 | 0.01068 | 1399.0785 | 0.0017501
[31 empty] | 1399.1823 | 0.010705 | 1399.1744 | 0.0017755
[31 empty] | 1399.2781 | 0.010733 | 1399.2703 | 0.0017954
[31 empty] | 1399.374 | 0.01076 | 1399.3662 | 0.0018065
[31 empty] | 1399.47 | 0.010788 | 1399.4622 | 0.0018105
[31 empty] | 1399.5659 | 0.010819 | 1399.5581 | 0.0018049
[31 empty] | 1399.6619 | 0.010846 | 1399.6541 | 0.0017938
[31 empty] | 1399.7579 | 0.010877 | 1399.7501 | 0.0017771
[31 empty] | 1399.8539 | 0.01091 | 1399.8461 | 0.001758
[31 empty] | 1399.9498 | 0.01094 | 1399.942 | 0.0017382
[31 empty] | 1400.0459 | 0.010974 | 1400.0381 | 0.0017199
[31 empty] | 1400.142 | 0.011007 | 1400.1342 | 0.0017048
[31 empty] | 1400.238 | 0.011043 | 1400.2302 | 0.0016945
[31 empty] | 1400.334 | 0.011079 | 1400.3262 | 0.0016921
[31 empty] | 1400.43 | 0.011115 | 1400.4222 | 0.0016961
[31 empty] | 1400.5262 | 0.011151 | 1400.5184 | 0.0017088
[31 empty] | 1400.6223 | 0.011187 | 1400.6145 | 0.0017278
[31 empty] | 1400.7184 | 0.011226 | 1400.7106 | 0.0017509
[31 empty] | 1400.8146 | 0.011264 | 1400.8068 | 0.0017755
[31 empty] | 1400.9106 | 0.011303 | 1400.9028 | 0.0017978
[31 empty] | 1401.0068 | 0.011342 | 1400.999 | 0.0018136
[31 empty] | 1401.103 | 0.011381 | 1401.0952 | 0.0018208
[31 empty] | 1401.1991 | 0.011422 | 1401.1913 | 0.0018168
[31 empty] | 1401.2953 | 0.011461 | 1401.2875 | 0.0018033
[31 empty] | 1401.3916 | 0.0115 | 1401.3838 | 0.0017811
[31 empty] | 1401.4878 | 0.011538 | 1401.48 | 0.0017525
[31 empty] | 1401.584 | 0.01158 | 1401.5762 | 0.0017223
[31 empty] | 1401.6802 | 0.011619 | 1401.6724 | 0.0016945
[31 empty] | 1401.7765 | 0.011658 | 1401.7687 | 0.001673
[31 empty] | 1401.8728 | 0.011696 | 1401.865 | 0.0016603
[31 empty] | 1401.969 | 0.011732 | 1401.9612 | 0.0016571
[31 empty] | 1402.0653 | 0.011771 | 1402.0575 | 0.0016627
[31 empty] | 1402.1616 | 0.01181 | 1402.1538 | 0.0016746
[31 empty] | 1402.2579 | 0.011846 | 1402.2501 | 0.0016905
[31 empty] | 1402.3543 | 0.011882 | 1402.3464 | 0.0017064
[31 empty] | 1402.4507 | 0.011918 | 1402.4429 | 0.0017191
[31 empty] | 1402.547 | 0.011954 | 1402.5392 | 0.0017271
[31 empty] | 1402.6434 | 0.011987 | 1402.6356 | 0.0017286
[31 empty] | 1402.7397 | 0.01202 | 1402.7319 | 0.0017255
[31 empty] | 1402.8362 | 0.012056 | 1402.8284 | 0.0017159
[31 empty] | 1402.9326 | 0.01209 | 1402.9248 | 0.001704
[31 empty] | 1403.0291 | 0.01212 | 1403.0212 | 0.0016889
[31 empty] | 1403.1255 | 0.012153 | 1403.1177 | 0.0016746
[31 empty] | 1403.2219 | 0.012186 | 1403.2141 | 0.0016627
[31 empty] | 1403.3184 | 0.012217 | 1403.3105 | 0.0016556
[31 empty] | 1403.4149 | 0.01225 | 1403.4071 | 0.001654
[31 empty] | 1403.5113 | 0.012281 | 1403.5035 | 0.0016595
[31 empty] | 1403.6079 | 0.012314 | 1403.6001 | 0.0016714
[31 empty] | 1403.7043 | 0.012344 | 1403.6965 | 0.0016897
[31 empty] | 1403.8009 | 0.012377 | 1403.7931 | 0.0017112
[31 empty] | 1403.8975 | 0.012408 | 1403.8897 | 0.0017326
[31 empty] | 1403.994 | 0.012441 | 1403.9862 | 0.0017509
[31 empty] | 1404.0906 | 0.012474 | 1404.0828 | 0.0017628
[31 empty] | 1404.1871 | 0.012508 | 1404.1793 | 0.0017644
[31 empty] | 1404.2838 | 0.012541 | 1404.276 | 0.0017557
[31 empty] | 1404.3804 | 0.012574 | 1404.3726 | 0.0017366
[31 empty] | 1404.477 | 0.012607 | 1404.4692 | 0.0017096
[31 empty] | 1404.5737 | 0.012643 | 1404.5658 | 0.0016778
[31 empty] | 1404.6703 | 0.012677 | 1404.6625 | 0.0016468
[31 empty] | 1404.767 | 0.012713 | 1404.7592 | 0.0016182
[31 empty] | 1404.8637 | 0.012751 | 1404.8558 | 0.001596
[31 empty] | 1404.9603 | 0.012787 | 1404.9525 | 0.0015801
[31 empty] | 1405.0571 | 0.012826 | 1405.0492 | 0.0015706
[31 empty] | 1405.1538 | 0.012865 | 1405.146 | 0.0015666
[31 empty] | 1405.2505 | 0.012904 | 1405.2427 | 0.001565
[31 empty] | 1405.3473 | 0.012945 | 1405.3395 | 0.001565
[31 empty] | 1405.4441 | 0.012987 | 1405.4362 | 0.001565
[31 empty] | 1405.5408 | 0.013028 | 1405.533 | 0.0015642
[31 empty] | 1405.6376 | 0.01307 | 1405.6298 | 0.0015634
[31 empty] | 1405.7344 | 0.013114 | 1405.7266 | 0.0015626
[31 empty] | 1405.8312 | 0.013156 | 1405.8234 | 0.0015634
[31 empty] | 1405.9281 | 0.013203 | 1405.9202 | 0.0015658
[31 empty] | 1406.0249 | 0.013247 | 1406.0171 | 0.0015713
[31 empty] | 1406.1217 | 0.013294 | 1406.1139 | 0.0015809
[31 empty] | 1406.2186 | 0.013338 | 1406.2108 | 0.0015936
[31 empty] | 1406.3154 | 0.013388 | 1406.3076 | 0.0016103
[31 empty] | 1406.4124 | 0.013435 | 1406.4045 | 0.0016309
[31 empty] | 1406.5093 | 0.013482 | 1406.5015 | 0.001654
[31 empty] | 1406.6062 | 0.013532 | 1406.5984 | 0.0016802
[31 empty] | 1406.7031 | 0.013582 | 1406.6953 | 0.001708
[31 empty] | 1406.8001 | 0.013632 | 1406.7922 | 0.0017382
[31 empty] | 1406.8971 | 0.013682 | 1406.8892 | 0.0017692
[31 empty] | 1406.994 | 0.013734 | 1406.9862 | 0.0017978
[31 empty] | 1407.0911 | 0.013787 | 1407.0831 | 0.0018232
[31 empty] | 1407.188 | 0.013837 | 1407.1802 | 0.001843
[31 empty] | 1407.285 | 0.013892 | 1407.2772 | 0.0018557
[31 empty] | 1407.3821 | 0.013945 | 1407.3743 | 0.0018605
[31 empty] | 1407.4791 | 0.013997 | 1407.4712 | 0.0018589
[31 empty] | 1407.5762 | 0.014053 | 1407.5684 | 0.0018526
[31 empty] | 1407.6732 | 0.014105 | 1407.6654 | 0.0018446
[31 empty] | 1407.7703 | 0.014161 | 1407.7624 | 0.0018375
[31 empty] | 1407.8674 | 0.014216 | 1407.8595 | 0.0018343
[31 empty] | 1407.9645 | 0.014272 | 1407.9567 | 0.0018375
[31 empty] | 1408.0617 | 0.01433 | 1408.0538 | 0.0018478
[31 empty] | 1408.1587 | 0.014385 | 1408.1509 | 0.0018653
[31 empty] | 1408.2559 | 0.014443 | 1408.248 | 0.0018883
[31 empty] | 1408.353 | 0.014501 | 1408.3452 | 0.0019137
[31 empty] | 1408.4502 | 0.014559 | 1408.4424 | 0.0019392
[31 empty] | 1408.5474 | 0.014618 | 1408.5395 | 0.0019606
[31 empty] | 1408.6446 | 0.014676 | 1408.6368 | 0.0019741
[31 empty] | 1408.7418 | 0.014737 | 1408.734 | 0.0019781
[31 empty] | 1408.8391 | 0.014795 | 1408.8312 | 0.0019725
[31 empty] | 1408.9363 | 0.014856 | 1408.9285 | 0.0019582
[31 empty] | 1409.0336 | 0.014917 | 1409.0258 | 0.0019384
[31 empty] | 1409.1309 | 0.014978 | 1409.123 | 0.0019145
[31 empty] | 1409.2281 | 0.015041 | 1409.2202 | 0.0018899
[31 empty] | 1409.3254 | 0.015102 | 1409.3175 | 0.0018669
[31 empty] | 1409.4227 | 0.015163 | 1409.4149 | 0.0018462
[31 empty] | 1409.52 | 0.015227 | 1409.5122 | 0.0018287
[31 empty] | 1409.6174 | 0.015288 | 1409.6095 | 0.0018128
[31 empty] | 1409.7147 | 0.015351 | 1409.7069 | 0.0018001
[31 empty] | 1409.8121 | 0.015415 | 1409.8042 | 0.0017898
[31 empty] | 1409.9094 | 0.015479 | 1409.9016 | 0.0017835
[31 empty] | 1410.0068 | 0.01554 | 1409.999 | 0.0017819
[31 empty] | 1410.1043 | 0.015603 | 1410.0964 | 0.0017866
[31 empty] | 1410.2017 | 0.015667 | 1410.1939 | 0.0017993
[31 empty] | 1410.2991 | 0.015731 | 1410.2913 | 0.0018208
[31 empty] | 1410.3966 | 0.015794 | 1410.3887 | 0.0018502
[31 empty] | 1410.494 | 0.015855 | 1410.4862 | 0.0018875
[31 empty] | 1410.5914 | 0.015919 | 1410.5836 | 0.0019312
[31 empty] | 1410.689 | 0.015983 | 1410.6811 | 0.0019789
[31 empty] | 1410.7865 | 0.016044 | 1410.7786 | 0.0020258
[31 empty] | 1410.8839 | 0.016107 | 1410.8761 | 0.0020687
[31 empty] | 1410.9814 | 0.016168 | 1410.9736 | 0.0021044
[31 empty] | 1411.079 | 0.016229 | 1411.0712 | 0.002129
[31 empty] | 1411.1766 | 0.016293 | 1411.1687 | 0.0021409
[31 empty] | 1411.2742 | 0.016354 | 1411.2662 | 0.0021394
[31 empty] | 1411.3717 | 0.016415 | 1411.3639 | 0.0021251
[31 empty] | 1411.4694 | 0.016476 | 1411.4614 | 0.0021028
[31 empty] | 1411.5669 | 0.016537 | 1411.5591 | 0.002075
[31 empty] | 1411.6645 | 0.016595 | 1411.6567 | 0.002048
[31 empty] | 1411.7622 | 0.016656 | 1411.7543 | 0.002025
[31 empty] | 1411.8599 | 0.016717 | 1411.8519 | 0.0020091
[31 empty] | 1411.9575 | 0.016775 | 1411.9496 | 0.0020011
[31 empty] | 1412.0552 | 0.016836 | 1412.0472 | 0.0019995
[31 empty] | 1412.1528 | 0.016897 | 1412.145 | 0.0020011
[31 empty] | 1412.2505 | 0.016955 | 1412.2427 | 0.0020027
[31 empty] | 1412.3483 | 0.017016 | 1412.3403 | 0.0020003
[31 empty] | 1412.4459 | 0.017077 | 1412.4381 | 0.0019924
[31 empty] | 1412.5437 | 0.017137 | 1412.5359 | 0.0019773
[31 empty] | 1412.6415 | 0.017198 | 1412.6337 | 0.0019535
[31 empty] | 1412.7393 | 0.017259 | 1412.7313 | 0.0019233
[31 empty] | 1412.837 | 0.01732 | 1412.8291 | 0.0018867
[31 empty] | 1412.9348 | 0.017381 | 1412.927 | 0.0018446
[31 empty] | 1413.0326 | 0.017445 | 1413.0248 | 0.0018017
[31 empty] | 1413.1305 | 0.017508 | 1413.1226 | 0.0017588
[31 empty] | 1413.2283 | 0.017572 | 1413.2205 | 0.0017215
[31 empty] | 1413.3262 | 0.017636 | 1413.3182 | 0.0016921
[31 empty] | 1413.424 | 0.0177 | 1413.4161 | 0.0016738
[31 empty] | 1413.5219 | 0.017766 | 1413.514 | 0.0016691
[31 empty] | 1413.6198 | 0.017832 | 1413.6119 | 0.0016762
[31 empty] | 1413.7177 | 0.017899 | 1413.7098 | 0.0016945
[31 empty] | 1413.8156 | 0.017965 | 1413.8077 | 0.0017215
[31 empty] | 1413.9135 | 0.018035 | 1413.9056 | 0.0017541
[31 empty] | 1414.0115 | 0.018104 | 1414.0035 | 0.001789
[31 empty] | 1414.1094 | 0.018173 | 1414.1016 | 0.0018248
[31 empty] | 1414.2074 | 0.018242 | 1414.1995 | 0.0018581
[31 empty] | 1414.3053 | 0.018311 | 1414.2975 | 0.0018883
[31 empty] | 1414.4033 | 0.018383 | 1414.3955 | 0.0019153
[31 empty] | 1414.5013 | 0.018455 | 1414.4935 | 0.0019384
[31 empty] | 1414.5994 | 0.018527 | 1414.5916 | 0.001959
[31 empty] | 1414.6974 | 0.018599 | 1414.6896 | 0.0019765
[31 empty] | 1414.7955 | 0.018671 | 1414.7876 | 0.0019932
[31 empty] | 1414.8936 | 0.018743 | 1414.8856 | 0.0020099
[31 empty] | 1414.9916 | 0.018815 | 1414.9838 | 0.0020273
[31 empty] | 1415.0897 | 0.018887 | 1415.0819 | 0.0020456
[31 empty] | 1415.1879 | 0.018962 | 1415.1799 | 0.0020655
[31 empty] | 1415.2859 | 0.019034 | 1415.2781 | 0.0020853
[31 empty] | 1415.384 | 0.019106 | 1415.3762 | 0.0021052
[31 empty] | 1415.4822 | 0.019178 | 1415.4744 | 0.0021235
[31 empty] | 1415.5804 | 0.019253 | 1415.5725 | 0.0021401
[31 empty] | 1415.6786 | 0.019325 | 1415.6707 | 0.0021544
[31 empty] | 1415.7767 | 0.019397 | 1415.7689 | 0.0021664
[31 empty] | 1415.875 | 0.019469 | 1415.8671 | 0.0021767
[31 empty] | 1415.9731 | 0.019538 | 1415.9653 | 0.0021854
[31 empty] | 1416.0714 | 0.01961 | 1416.0635 | 0.0021926
[31 empty] | 1416.1697 | 0.019682 | 1416.1617 | 0.0021981
[31 empty] | 1416.2679 | 0.019751 | 1416.26 | 0.0022021
[31 empty] | 1416.3662 | 0.019823 | 1416.3583 | 0.0022029
[31 empty] | 1416.4645 | 0.019893 | 1416.4565 | 0.0022005
[31 empty] | 1416.5627 | 0.019965 | 1416.5549 | 0.0021934
[31 empty] | 1416.661 | 0.020034 | 1416.6532 | 0.0021807
[31 empty] | 1416.7594 | 0.020103 | 1416.7515 | 0.0021624
[31 empty] | 1416.8577 | 0.020172 | 1416.8499 | 0.0021401
[31 empty] | 1416.9561 | 0.020242 | 1416.9482 | 0.0021139
[31 empty] | 1417.0544 | 0.020311 | 1417.0465 | 0.0020869
[31 empty] | 1417.1528 | 0.020383 | 1417.1449 | 0.0020623
[31 empty] | 1417.2512 | 0.020452 | 1417.2433 | 0.0020432
[31 empty] | 1417.3496 | 0.020521 | 1417.3418 | 0.0020321
[31 empty] | 1417.448 | 0.02059 | 1417.4402 | 0.0020321
[31 empty] | 1417.5465 | 0.02066 | 1417.5386 | 0.0020424
[31 empty] | 1417.6449 | 0.020729 | 1417.6371 | 0.0020599
[31 empty] | 1417.7434 | 0.020798 | 1417.7355 | 0.0020822
[31 empty] | 1417.8418 | 0.02087 | 1417.834 | 0.0021028
[31 empty] | 1417.9403 | 0.020939 | 1417.9325 | 0.0021195
[31 empty] | 1418.0388 | 0.021009 | 1418.031 | 0.002129
[31 empty] | 1418.1373 | 0.021081 | 1418.1295 | 0.0021314
[31 empty] | 1418.2358 | 0.021153 | 1418.228 | 0.0021258
[31 empty] | 1418.3345 | 0.021222 | 1418.3265 | 0.0021147
[31 empty] | 1418.433 | 0.021294 | 1418.4252 | 0.0021004
[31 empty] | 1418.5316 | 0.021366 | 1418.5237 | 0.0020837
[31 empty] | 1418.6301 | 0.021438 | 1418.6223 | 0.0020663
[31 empty] | 1418.7288 | 0.02151 | 1418.7208 | 0.002048
[31 empty] | 1418.8274 | 0.021582 | 1418.8195 | 0.0020305
[31 empty] | 1418.926 | 0.021654 | 1418.9181 | 0.0020138
[31 empty] | 1419.0247 | 0.021726 | 1419.0167 | 0.0020003
[31 empty] | 1419.1233 | 0.021798 | 1419.1154 | 0.0019892
[31 empty] | 1419.2219 | 0.02187 | 1419.2141 | 0.0019813
[31 empty] | 1419.3207 | 0.021939 | 1419.3127 | 0.0019765
[31 empty] | 1419.4193 | 0.022011 | 1419.4114 | 0.0019749
[31 empty] | 1419.5181 | 0.022083 | 1419.5101 | 0.0019749
[31 empty] | 1419.6167 | 0.022155 | 1419.6089 | 0.0019773
[31 empty] | 1419.7154 | 0.022224 | 1419.7076 | 0.0019805
[31 empty] | 1419.8142 | 0.022296 | 1419.8064 | 0.0019836
[31 empty] | 1419.913 | 0.022365 | 1419.9052 | 0.0019884
[31 empty] | 1420.0117 | 0.022435 | 1420.0039 | 0.0019924
[31 empty] | 1420.1106 | 0.022504 | 1420.1027 | 0.0019972
[31 empty] | 1420.2094 | 0.022573 | 1420.2014 | 0.0020011
[31 empty] | 1420.3082 | 0.022642 | 1420.3003 | 0.0020035
[31 empty] | 1420.407 | 0.022709 | 1420.3992 | 0.0020043
[31 empty] | 1420.5059 | 0.022775 | 1420.4979 | 0.0020043
[31 empty] | 1420.6047 | 0.022842 | 1420.5968 | 0.0020027
[31 empty] | 1420.7036 | 0.022908 | 1420.6957 | 0.0020003
[31 empty] | 1420.8025 | 0.022972 | 1420.7946 | 0.0019995
[31 empty] | 1420.9014 | 0.023038 | 1420.8934 | 0.0019995
[31 empty] | 1421.0002 | 0.023102 | 1420.9924 | 0.0020019
[31 empty] | 1421.0992 | 0.023166 | 1421.0913 | 0.0020091
[31 empty] | 1421.1981 | 0.023227 | 1421.1903 | 0.0020194
[31 empty] | 1421.2971 | 0.02329 | 1421.2892 | 0.0020329
[31 empty] | 1421.3961 | 0.023351 | 1421.3882 | 0.0020488
[31 empty] | 1421.4951 | 0.023415 | 1421.4872 | 0.0020647
[31 empty] | 1421.5941 | 0.023476 | 1421.5862 | 0.002079
[31 empty] | 1421.6931 | 0.023537 | 1421.6852 | 0.0020917
[31 empty] | 1421.7921 | 0.023598 | 1421.7842 | 0.002102
[31 empty] | 1421.8911 | 0.023661 | 1421.8833 | 0.0021108
[31 empty] | 1421.9902 | 0.023722 | 1421.9823 | 0.0021203
[31 empty] | 1422.0892 | 0.023783 | 1422.0814 | 0.0021314
[31 empty] | 1422.1883 | 0.023844 | 1422.1804 | 0.0021449
[31 empty] | 1422.2875 | 0.023908 | 1422.2795 | 0.00216
[31 empty] | 1422.3866 | 0.023969 | 1422.3787 | 0.0021751
[31 empty] | 1422.4857 | 0.024032 | 1422.4778 | 0.0021894
[31 empty] | 1422.5848 | 0.024096 | 1422.5769 | 0.0022005
[31 empty] | 1422.684 | 0.02416 | 1422.676 | 0.0022093
[31 empty] | 1422.7831 | 0.024223 | 1422.7751 | 0.0022164
[31 empty] | 1422.8823 | 0.024287 | 1422.8744 | 0.0022236
[31 empty] | 1422.9814 | 0.024353 | 1422.9735 | 0.0022323
[31 empty] | 1423.0807 | 0.02442 | 1423.0728 | 0.002245
[31 empty] | 1423.1799 | 0.024489 | 1423.172 | 0.0022633
[31 empty] | 1423.2792 | 0.024556 | 1423.2712 | 0.0022863
[31 empty] | 1423.3784 | 0.024625 | 1423.3705 | 0.0023149
[31 empty] | 1423.4777 | 0.024694 | 1423.4697 | 0.0023451
[31 empty] | 1423.5769 | 0.024766 | 1423.569 | 0.0023745
[31 empty] | 1423.6762 | 0.024838 | 1423.6683 | 0.0023991
[31 empty] | 1423.7755 | 0.02491 | 1423.7676 | 0.0024174
[31 empty] | 1423.8748 | 0.024982 | 1423.8669 | 0.0024261
[31 empty] | 1423.9741 | 0.025057 | 1423.9662 | 0.0024253
[31 empty] | 1424.0735 | 0.025132 | 1424.0656 | 0.0024158
[31 empty] | 1424.1728 | 0.025206 | 1424.1649 | 0.0023983
[31 empty] | 1424.2722 | 0.025284 | 1424.2643 | 0.0023761
[31 empty] | 1424.3716 | 0.025359 | 1424.3637 | 0.0023515
[31 empty] | 1424.4709 | 0.025436 | 1424.4631 | 0.0023252
[31 empty] | 1424.5704 | 0.025516 | 1424.5625 | 0.0023014
[31 empty] | 1424.6698 | 0.025594 | 1424.6619 | 0.00228
[31 empty] | 1424.7693 | 0.025672 | 1424.7613 | 0.0022641
[31 empty] | 1424.8688 | 0.025752 | 1424.8608 | 0.0022514
[31 empty] | 1424.9681 | 0.025832 | 1424.9603 | 0.0022434
[31 empty] | 1425.0676 | 0.025912 | 1425.0598 | 0.0022371
[31 empty] | 1425.1671 | 0.025993 | 1425.1593 | 0.0022299
[31 empty] | 1425.2667 | 0.026076 | 1425.2588 | 0.0022204
[31 empty] | 1425.3662 | 0.026156 | 1425.3583 | 0.0022077
[31 empty] | 1425.4657 | 0.026239 | 1425.4578 | 0.0021902
[31 empty] | 1425.5653 | 0.026319 | 1425.5574 | 0.0021695
[31 empty] | 1425.6648 | 0.026403 | 1425.657 | 0.0021481
[31 empty] | 1425.7644 | 0.026486 | 1425.7565 | 0.0021266
[31 empty] | 1425.864 | 0.026569 | 1425.8561 | 0.0021084
[31 empty] | 1425.9636 | 0.026652 | 1425.9557 | 0.0020941
[31 empty] | 1426.0632 | 0.026735 | 1426.0553 | 0.0020837
[31 empty] | 1426.1628 | 0.026818 | 1426.1549 | 0.0020782
[31 empty] | 1426.2626 | 0.026904 | 1426.2546 | 0.0020766
[31 empty] | 1426.3622 | 0.026987 | 1426.3543 | 0.0020782
[31 empty] | 1426.4619 | 0.027073 | 1426.454 | 0.0020837
[31 empty] | 1426.5615 | 0.027156 | 1426.5536 | 0.0020917
[31 empty] | 1426.6613 | 0.027242 | 1426.6533 | 0.0021028
[31 empty] | 1426.761 | 0.027327 | 1426.7531 | 0.0021195
[31 empty] | 1426.8607 | 0.027413 | 1426.8528 | 0.0021409
[31 empty] | 1426.9605 | 0.027499 | 1426.9525 | 0.0021687
[31 empty] | 1427.0602 | 0.027588 | 1427.0522 | 0.0022005
[31 empty] | 1427.16 | 0.027674 | 1427.1521 | 0.0022371
[31 empty] | 1427.2598 | 0.027762 | 1427.2518 | 0.002276
[31 empty] | 1427.3596 | 0.027851 | 1427.3517 | 0.0023141
[31 empty] | 1427.4594 | 0.027939 | 1427.4514 | 0.0023499
[31 empty] | 1427.5592 | 0.028028 | 1427.5513 | 0.0023824
[31 empty] | 1427.6591 | 0.028117 | 1427.6511 | 0.0024095
[31 empty] | 1427.7589 | 0.028208 | 1427.751 | 0.0024325
[31 empty] | 1427.8588 | 0.028297 | 1427.8508 | 0.0024524
[31 empty] | 1427.9586 | 0.028388 | 1427.9508 | 0.0024698
[31 empty] | 1428.0586 | 0.028479 | 1428.0507 | 0.0024849
[31 empty] | 1428.1584 | 0.028571 | 1428.1505 | 0.0024984
[31 empty] | 1428.2584 | 0.028662 | 1428.2505 | 0.0025072
[31 empty] | 1428.3584 | 0.028753 | 1428.3505 | 0.0025119
[31 empty] | 1428.4582 | 0.028845 | 1428.4504 | 0.0025088
[31 empty] | 1428.5582 | 0.028936 | 1428.5503 | 0.0024984
[31 empty] | 1428.6582 | 0.029028 | 1428.6504 | 0.0024794
[31 empty] | 1428.7583 | 0.029119 | 1428.7504 | 0.0024524
[31 empty] | 1428.8583 | 0.029213 | 1428.8503 | 0.0024214
[31 empty] | 1428.9582 | 0.029304 | 1428.9503 | 0.0023888
[31 empty] | 1429.0584 | 0.029396 | 1429.0504 | 0.0023594
[31 empty] | 1429.1583 | 0.029487 | 1429.1505 | 0.0023348
[31 empty] | 1429.2584 | 0.029581 | 1429.2505 | 0.0023189
[31 empty] | 1429.3585 | 0.029673 | 1429.3506 | 0.0023125
[31 empty] | 1429.4586 | 0.029764 | 1429.4507 | 0.0023173
[31 empty] | 1429.5587 | 0.029856 | 1429.5508 | 0.0023316
[31 empty] | 1429.6588 | 0.029947 | 1429.6509 | 0.0023554
[31 empty] | 1429.759 | 0.030038 | 1429.7511 | 0.0023856
[31 empty] | 1429.8591 | 0.03013 | 1429.8512 | 0.0024198
[31 empty] | 1429.9594 | 0.030221 | 1429.9514 | 0.0024563
[31 empty] | 1430.0594 | 0.03031 | 1430.0515 | 0.0024913
[31 empty] | 1430.1597 | 0.030401 | 1430.1517 | 0.0025207
[31 empty] | 1430.2599 | 0.030492 | 1430.252 | 0.0025413
[31 empty] | 1430.3601 | 0.030581 | 1430.3522 | 0.0025524
[31 empty] | 1430.4603 | 0.030672 | 1430.4524 | 0.0025524
[31 empty] | 1430.5605 | 0.030761 | 1430.5526 | 0.0025437
[31 empty] | 1430.6609 | 0.030852 | 1430.6529 | 0.0025262
[31 empty] | 1430.7611 | 0.030941 | 1430.7532 | 0.0025048
[31 empty] | 1430.8615 | 0.03103 | 1430.8535 | 0.0024802
[31 empty] | 1430.9618 | 0.031121 | 1430.9539 | 0.0024539
[31 empty] | 1431.062 | 0.03121 | 1431.0541 | 0.0024277
[31 empty] | 1431.1624 | 0.031298 | 1431.1544 | 0.0024015
[31 empty] | 1431.2627 | 0.031387 | 1431.2548 | 0.0023745
[31 empty] | 1431.3632 | 0.031478 | 1431.3552 | 0.0023483
[31 empty] | 1431.4635 | 0.031567 | 1431.4556 | 0.0023229
[31 empty] | 1431.5638 | 0.031655 | 1431.5559 | 0.002299
[31 empty] | 1431.6643 | 0.031744 | 1431.6564 | 0.0022768
[31 empty] | 1431.7647 | 0.031833 | 1431.7567 | 0.0022585
[31 empty] | 1431.8651 | 0.031924 | 1431.8572 | 0.0022458
[31 empty] | 1431.9656 | 0.032013 | 1431.9576 | 0.0022387
[31 empty] | 1432.066 | 0.032101 | 1432.0581 | 0.0022379
[31 empty] | 1432.1665 | 0.032193 | 1432.1586 | 0.0022458
[31 empty] | 1432.267 | 0.032281 | 1432.259 | 0.0022601
[31 empty] | 1432.3675 | 0.03237 | 1432.3596 | 0.0022823
[31 empty] | 1432.468 | 0.032461 | 1432.4601 | 0.0023109
[31 empty] | 1432.5686 | 0.03255 | 1432.5605 | 0.0023435
[31 empty] | 1432.6691 | 0.032641 | 1432.6611 | 0.0023801
[31 empty] | 1432.7696 | 0.03273 | 1432.7617 | 0.0024174
[31 empty] | 1432.8702 | 0.032821 | 1432.8623 | 0.0024547
[31 empty] | 1432.9708 | 0.03291 | 1432.9629 | 0.0024905
[31 empty] | 1433.0714 | 0.033001 | 1433.0635 | 0.0025231
[31 empty] | 1433.172 | 0.033093 | 1433.1641 | 0.0025517
[31 empty] | 1433.2727 | 0.033184 | 1433.2648 | 0.0025771
[31 empty] | 1433.3733 | 0.033272 | 1433.3654 | 0.0025977
[31 empty] | 1433.474 | 0.033364 | 1433.4661 | 0.0026144
[31 empty] | 1433.5746 | 0.033455 | 1433.5666 | 0.0026271
[31 empty] | 1433.6753 | 0.033547 | 1433.6674 | 0.0026351
[31 empty] | 1433.776 | 0.033638 | 1433.7681 | 0.0026375
[31 empty] | 1433.8767 | 0.033727 | 1433.8688 | 0.0026327
[31 empty] | 1433.9774 | 0.033818 | 1433.9695 | 0.0026216
[31 empty] | 1434.0783 | 0.033909 | 1434.0703 | 0.0026041
[31 empty] | 1434.179 | 0.034001 | 1434.171 | 0.0025834
[31 empty] | 1434.2798 | 0.034092 | 1434.2719 | 0.0025612
[31 empty] | 1434.3805 | 0.034183 | 1434.3726 | 0.0025413
[31 empty] | 1434.4813 | 0.034275 | 1434.4734 | 0.0025254
[31 empty] | 1434.5821 | 0.034366 | 1434.5742 | 0.0025143
[31 empty] | 1434.683 | 0.034455 | 1434.6751 | 0.0025072
[31 empty] | 1434.7838 | 0.034546 | 1434.7759 | 0.0025032
[31 empty] | 1434.8846 | 0.034638 | 1434.8767 | 0.0024992
[31 empty] | 1434.9855 | 0.034729 | 1434.9775 | 0.0024937
[31 empty] | 1435.0864 | 0.03482 | 1435.0785 | 0.0024857
[31 empty] | 1435.1874 | 0.034912 | 1435.1793 | 0.0024762
[31 empty] | 1435.2882 | 0.035003 | 1435.2803 | 0.0024643
[31 empty] | 1435.3892 | 0.035095 | 1435.3812 | 0.0024524
[31 empty] | 1435.4901 | 0.035186 | 1435.4822 | 0.002442
[31 empty] | 1435.5911 | 0.035277 | 1435.5831 | 0.0024357
[31 empty] | 1435.692 | 0.035369 | 1435.6841 | 0.0024341
[31 empty] | 1435.793 | 0.03546 | 1435.785 | 0.0024381
[31 empty] | 1435.894 | 0.035551 | 1435.8861 | 0.0024476
[31 empty] | 1435.995 | 0.035646 | 1435.9871 | 0.0024611
[31 empty] | 1436.0961 | 0.035737 | 1436.0881 | 0.0024762
[31 empty] | 1436.1971 | 0.035831 | 1436.1891 | 0.0024897
[31 empty] | 1436.2981 | 0.035925 | 1436.2902 | 0.0025
[31 empty] | 1436.3992 | 0.036019 | 1436.3912 | 0.0025048
[31 empty] | 1436.5002 | 0.036113 | 1436.4923 | 0.0025032
[31 empty] | 1436.6014 | 0.036208 | 1436.5934 | 0.002496
[31 empty] | 1436.7025 | 0.036305 | 1436.6946 | 0.0024849
[31 empty] | 1436.8036 | 0.036401 | 1436.7957 | 0.0024738
[31 empty] | 1436.9048 | 0.036498 | 1436.8969 | 0.0024643
[31 empty] | 1437.006 | 0.036595 | 1436.9979 | 0.0024595
[31 empty] | 1437.1071 | 0.036695 | 1437.0991 | 0.0024619
[31 empty] | 1437.2082 | 0.036795 | 1437.2003 | 0.0024714
[31 empty] | 1437.3094 | 0.036894 | 1437.3015 | 0.0024873
[31 empty] | 1437.4106 | 0.036994 | 1437.4027 | 0.0025095
[31 empty] | 1437.512 | 0.037096 | 1437.5039 | 0.002535
[31 empty] | 1437.6132 | 0.037202 | 1437.6052 | 0.002562
[31 empty] | 1437.7144 | 0.037304 | 1437.7064 | 0.0025882
[31 empty] | 1437.8157 | 0.037409 | 1437.8077 | 0.0026136
[31 empty] | 1437.917 | 0.037515 | 1437.9091 | 0.0026375
[31 empty] | 1438.0183 | 0.037623 | 1438.0103 | 0.0026629
[31 empty] | 1438.1196 | 0.037731 | 1438.1116 | 0.0026899
[31 empty] | 1438.2209 | 0.037839 | 1438.2129 | 0.0027225
[31 empty] | 1438.3223 | 0.037947 | 1438.3143 | 0.0027614
[31 empty] | 1438.4236 | 0.038057 | 1438.4156 | 0.0028082
[31 empty] | 1438.5249 | 0.038168 | 1438.517 | 0.0028615
[31 empty] | 1438.6263 | 0.038282 | 1438.6184 | 0.0029187
[31 empty] | 1438.7278 | 0.038392 | 1438.7197 | 0.0029751
[31 empty] | 1438.8291 | 0.038506 | 1438.8212 | 0.0030275
[31 empty] | 1438.9305 | 0.038619 | 1438.9226 | 0.0030704
[31 empty] | 1439.032 | 0.038736 | 1439.024 | 0.0030998
[31 empty] | 1439.1334 | 0.038849 | 1439.1255 | 0.0031141
[31 empty] | 1439.235 | 0.038966 | 1439.2269 | 0.0031125
[31 empty] | 1439.3364 | 0.039082 | 1439.3285 | 0.0030958
[31 empty] | 1439.4379 | 0.039198 | 1439.4299 | 0.0030664
[31 empty] | 1439.5394 | 0.039314 | 1439.5315 | 0.0030275
[31 empty] | 1439.641 | 0.039431 | 1439.6329 | 0.0029814
[31 empty] | 1439.7425 | 0.03955 | 1439.7345 | 0.002933
[31 empty] | 1439.8441 | 0.039666 | 1439.8361 | 0.0028853
[31 empty] | 1439.9457 | 0.039785 | 1439.9376 | 0.0028432
[31 empty] | 1440.0472 | 0.039902 | 1440.0392 | 0.0028106
[31 empty] | 1440.1488 | 0.040021 | 1440.1409 | 0.0027892
[31 empty] | 1440.2504 | 0.04014 | 1440.2424 | 0.0027812
[31 empty] | 1440.352 | 0.040259 | 1440.3441 | 0.0027868
[31 empty] | 1440.4537 | 0.040378 | 1440.4457 | 0.0028043
[31 empty] | 1440.5553 | 0.040494 | 1440.5474 | 0.0028321
[31 empty] | 1440.657 | 0.040613 | 1440.649 | 0.002867
[31 empty] | 1440.7587 | 0.040732 | 1440.7507 | 0.0029052
[31 empty] | 1440.8603 | 0.040851 | 1440.8524 | 0.0029441
[31 empty] | 1440.9622 | 0.04097 | 1440.9541 | 0.0029814
[31 empty] | 1441.0638 | 0.041089 | 1441.0559 | 0.0030148
[31 empty] | 1441.1655 | 0.041206 | 1441.1576 | 0.0030434
[31 empty] | 1441.2673 | 0.041325 | 1441.2594 | 0.0030664
[31 empty] | 1441.3691 | 0.041444 | 1441.3611 | 0.0030839
[31 empty] | 1441.4708 | 0.04156 | 1441.4629 | 0.0030958
[31 empty] | 1441.5726 | 0.041679 | 1441.5647 | 0.0031022
[31 empty] | 1441.6744 | 0.041796 | 1441.6665 | 0.0031062
[31 empty] | 1441.7764 | 0.041912 | 1441.7683 | 0.0031054
[31 empty] | 1441.8782 | 0.042031 | 1441.8702 | 0.003103
[31 empty] | 1441.98 | 0.042147 | 1441.9721 | 0.0030974
[31 empty] | 1442.0819 | 0.042263 | 1442.074 | 0.0030895
[31 empty] | 1442.1838 | 0.04238 | 1442.1758 | 0.0030799
[31 empty] | 1442.2856 | 0.042493 | 1442.2777 | 0.0030688
[31 empty] | 1442.3876 | 0.04261 | 1442.3796 | 0.0030569
[31 empty] | 1442.4895 | 0.042723 | 1442.4816 | 0.0030442
[31 empty] | 1442.5914 | 0.042839 | 1442.5835 | 0.0030331
[31 empty] | 1442.6935 | 0.042953 | 1442.6854 | 0.0030235
[31 empty] | 1442.7954 | 0.043066 | 1442.7874 | 0.0030172
[31 empty] | 1442.8973 | 0.04318 | 1442.8894 | 0.0030172
[31 empty] | 1442.9994 | 0.043291 | 1442.9915 | 0.0030243
[31 empty] | 1443.1014 | 0.043404 | 1443.0934 | 0.0030402
[31 empty] | 1443.2034 | 0.043515 | 1443.1954 | 0.0030664
[31 empty] | 1443.3054 | 0.043626 | 1443.2975 | 0.003103
[31 empty] | 1443.4075 | 0.043739 | 1443.3995 | 0.0031483
[31 empty] | 1443.5096 | 0.043847 | 1443.5016 | 0.0031999
[31 empty] | 1443.6117 | 0.043958 | 1443.6036 | 0.0032555
[31 empty] | 1443.7137 | 0.044069 | 1443.7058 | 0.0033095
[31 empty] | 1443.8159 | 0.04418 | 1443.8079 | 0.0033588
[31 empty] | 1443.9181 | 0.044288 | 1443.91 | 0.0033985
[31 empty] | 1444.0201 | 0.044398 | 1444.0122 | 0.0034263
[31 empty] | 1444.1223 | 0.044506 | 1444.1144 | 0.0034398
[31 empty] | 1444.2245 | 0.044617 | 1444.2166 | 0.0034366
[31 empty] | 1444.3267 | 0.044725 | 1444.3187 | 0.0034184
[31 empty] | 1444.429 | 0.044836 | 1444.4209 | 0.0033842
[31 empty] | 1444.5311 | 0.044947 | 1444.5231 | 0.0033365
[31 empty] | 1444.6333 | 0.045055 | 1444.6254 | 0.0032777
[31 empty] | 1444.7356 | 0.045165 | 1444.7277 | 0.0032126
[31 empty] | 1444.8379 | 0.045276 | 1444.8298 | 0.0031451
[31 empty] | 1444.9402 | 0.045387 | 1444.9321 | 0.0030815
[31 empty] | 1445.0425 | 0.045498 | 1445.0344 | 0.0030275
[31 empty] | 1445.1448 | 0.045608 | 1445.1367 | 0.0029854
[31 empty] | 1445.2471 | 0.045722 | 1445.239 | 0.0029592
[31 empty] | 1445.3494 | 0.045836 | 1445.3414 | 0.0029473
[31 empty] | 1445.4518 | 0.045949 | 1445.4437 | 0.0029473
[31 empty] | 1445.5541 | 0.046063 | 1445.5461 | 0.0029536
[31 empty] | 1445.6565 | 0.046179 | 1445.6484 | 0.0029624
[31 empty] | 1445.7589 | 0.046292 | 1445.7508 | 0.0029687
[31 empty] | 1445.8612 | 0.046409 | 1445.8533 | 0.0029711
[31 empty] | 1445.9636 | 0.046525 | 1445.9557 | 0.0029687
[31 empty] | 1446.0662 | 0.046644 | 1446.0581 | 0.0029655
[31 empty] | 1446.1686 | 0.046763 | 1446.1605 | 0.0029663
[31 empty] | 1446.271 | 0.046882 | 1446.2631 | 0.0029751
[31 empty] | 1446.3735 | 0.047001 | 1446.3655 | 0.0029949
[31 empty] | 1446.476 | 0.04712 | 1446.468 | 0.0030267
[31 empty] | 1446.5785 | 0.047242 | 1446.5706 | 0.0030696
[31 empty] | 1446.681 | 0.047364 | 1446.673 | 0.0031181
[31 empty] | 1446.7836 | 0.047486 | 1446.7755 | 0.0031673
[31 empty] | 1446.8861 | 0.04761 | 1446.8781 | 0.0032118
[31 empty] | 1446.9887 | 0.047732 | 1446.9807 | 0.003246
[31 empty] | 1447.0913 | 0.047857 | 1447.0832 | 0.0032666
[31 empty] | 1447.1939 | 0.047981 | 1447.1858 | 0.003273
[31 empty] | 1447.2965 | 0.048106 | 1447.2885 | 0.003265
[31 empty] | 1447.399 | 0.048231 | 1447.3911 | 0.003246
[31 empty] | 1447.5017 | 0.048355 | 1447.4938 | 0.0032205
[31 empty] | 1447.6044 | 0.04848 | 1447.5963 | 0.0031935
[31 empty] | 1447.707 | 0.048607 | 1447.699 | 0.0031713
[31 empty] | 1447.8097 | 0.048732 | 1447.8018 | 0.003157
[31 empty] | 1447.9124 | 0.048859 | 1447.9044 | 0.0031538
[31 empty] | 1448.0151 | 0.048987 | 1448.0071 | 0.0031626
[31 empty] | 1448.1178 | 0.049111 | 1448.1099 | 0.0031808
[31 empty] | 1448.2206 | 0.049239 | 1448.2125 | 0.0032062
[31 empty] | 1448.3234 | 0.049366 | 1448.3153 | 0.0032348
[31 empty] | 1448.4262 | 0.049493 | 1448.4181 | 0.0032634
[31 empty] | 1448.5289 | 0.049621 | 1448.5209 | 0.0032881
[31 empty] | 1448.6317 | 0.049745 | 1448.6237 | 0.0033071
[31 empty] | 1448.7345 | 0.049873 | 1448.7264 | 0.0033199
[31 empty] | 1448.8373 | 0.05 | 1448.8293 | 0.0033278
[31 empty] | 1448.9402 | 0.050127 | 1448.9321 | 0.0033318
[31 empty] | 1449.0431 | 0.050255 | 1449.035 | 0.0033342
[31 empty] | 1449.1459 | 0.050385 | 1449.1379 | 0.0033349
[31 empty] | 1449.2488 | 0.050512 | 1449.2407 | 0.0033357
[31 empty] | 1449.3517 | 0.05064 | 1449.3436 | 0.0033373
[31 empty] | 1449.4546 | 0.050767 | 1449.4467 | 0.0033405
[31 empty] | 1449.5575 | 0.050895 | 1449.5496 | 0.0033469
[31 empty] | 1449.6605 | 0.051025 | 1449.6525 | 0.003358
[31 empty] | 1449.7634 | 0.051152 | 1449.7554 | 0.0033755
[31 empty] | 1449.8665 | 0.051282 | 1449.8584 | 0.0034009
[31 empty] | 1449.9694 | 0.05141 | 1449.9614 | 0.0034319
[31 empty] | 1450.0724 | 0.05154 | 1450.0643 | 0.0034668
[31 empty] | 1450.1754 | 0.05167 | 1450.1674 | 0.0035018
[31 empty] | 1450.2784 | 0.0518 | 1450.2704 | 0.0035335
[31 empty] | 1450.3815 | 0.05193 | 1450.3735 | 0.003559
[31 empty] | 1450.4846 | 0.05206 | 1450.4766 | 0.0035757
[31 empty] | 1450.5876 | 0.05219 | 1450.5796 | 0.0035828
[31 empty] | 1450.6907 | 0.052321 | 1450.6827 | 0.003582
[31 empty] | 1450.7938 | 0.052453 | 1450.7858 | 0.0035757
[31 empty] | 1450.897 | 0.052584 | 1450.8889 | 0.0035645
[31 empty] | 1451.0001 | 0.052717 | 1450.9921 | 0.0035518
[31 empty] | 1451.1033 | 0.052849 | 1451.0952 | 0.0035375
[31 empty] | 1451.2064 | 0.052982 | 1451.1984 | 0.0035232
[31 empty] | 1451.3096 | 0.053112 | 1451.3015 | 0.0035097
[31 empty] | 1451.4127 | 0.053248 | 1451.4048 | 0.0034962
[31 empty] | 1451.516 | 0.053381 | 1451.5079 | 0.0034851
[31 empty] | 1451.6193 | 0.053514 | 1451.6112 | 0.0034763
[31 empty] | 1451.7224 | 0.05365 | 1451.7145 | 0.0034708
[31 empty] | 1451.8257 | 0.053783 | 1451.8176 | 0.0034708
[31 empty] | 1451.929 | 0.053918 | 1451.9209 | 0.0034756
[31 empty] | 1452.0322 | 0.054054 | 1452.0242 | 0.0034851
[31 empty] | 1452.1355 | 0.05419 | 1452.1276 | 0.0034986
[31 empty] | 1452.2389 | 0.054325 | 1452.2308 | 0.0035153
[31 empty] | 1452.3422 | 0.054464 | 1452.3341 | 0.0035359
[31 empty] | 1452.4456 | 0.054599 | 1452.4375 | 0.0035606
[31 empty] | 1452.5488 | 0.054738 | 1452.5409 | 0.0035884
[31 empty] | 1452.6522 | 0.054876 | 1452.6442 | 0.0036201
[31 empty] | 1452.7556 | 0.055015 | 1452.7476 | 0.0036543
[31 empty] | 1452.859 | 0.055153 | 1452.851 | 0.0036893
[31 empty] | 1452.9624 | 0.055292 | 1452.9545 | 0.0037234
[31 empty] | 1453.0659 | 0.055433 | 1453.0579 | 0.0037544
[31 empty] | 1453.1693 | 0.055574 | 1453.1613 | 0.0037806
[31 empty] | 1453.2727 | 0.055713 | 1453.2648 | 0.0038005
[31 empty] | 1453.3762 | 0.055857 | 1453.3682 | 0.003814
[31 empty] | 1453.4797 | 0.055998 | 1453.4717 | 0.0038203
[31 empty] | 1453.5832 | 0.056139 | 1453.5752 | 0.0038203
[31 empty] | 1453.6868 | 0.056283 | 1453.6787 | 0.0038156
[31 empty] | 1453.7903 | 0.056424 | 1453.7822 | 0.0038068
[31 empty] | 1453.8938 | 0.056568 | 1453.8857 | 0.0037957
[31 empty] | 1453.9974 | 0.056712 | 1453.9894 | 0.0037854
[31 empty] | 1454.101 | 0.056856 | 1454.0929 | 0.003775
[31 empty] | 1454.2046 | 0.057003 | 1454.1965 | 0.0037679
[31 empty] | 1454.3081 | 0.057147 | 1454.3002 | 0.0037639
[31 empty] | 1454.4117 | 0.057291 | 1454.4037 | 0.0037639
[31 empty] | 1454.5154 | 0.057438 | 1454.5073 | 0.0037687
[31 empty] | 1454.619 | 0.057584 | 1454.6111 | 0.003779
[31 empty] | 1454.7228 | 0.057731 | 1454.7147 | 0.0037957
[31 empty] | 1454.8264 | 0.057875 | 1454.8184 | 0.0038179
[31 empty] | 1454.93 | 0.058022 | 1454.9221 | 0.0038434
[31 empty] | 1455.0338 | 0.058169 | 1455.0258 | 0.0038696
[31 empty] | 1455.1376 | 0.058315 | 1455.1295 | 0.0038902
[31 empty] | 1455.2412 | 0.058462 | 1455.2333 | 0.0039029
[31 empty] | 1455.345 | 0.058609 | 1455.337 | 0.0039029
[31 empty] | 1455.4487 | 0.058756 | 1455.4408 | 0.0038902
[31 empty] | 1455.5526 | 0.058902 | 1455.5446 | 0.0038656
[31 empty] | 1455.6564 | 0.059049 | 1455.6483 | 0.0038338
[31 empty] | 1455.7601 | 0.059196 | 1455.7522 | 0.0037997
[31 empty] | 1455.864 | 0.059343 | 1455.856 | 0.0037687
[31 empty] | 1455.9679 | 0.05949 | 1455.9598 | 0.0037465
[31 empty] | 1456.0717 | 0.059634 | 1456.0637 | 0.0037337
[31 empty] | 1456.1755 | 0.05978 | 1456.1675 | 0.0037322
[31 empty] | 1456.2794 | 0.059927 | 1456.2714 | 0.0037409
[31 empty] | 1456.3834 | 0.060071 | 1456.3754 | 0.0037568
[31 empty] | 1456.4873 | 0.060218 | 1456.4793 | 0.0037774
[31 empty] | 1456.5912 | 0.060362 | 1456.5831 | 0.0037997
[31 empty] | 1456.6952 | 0.060509 | 1456.6871 | 0.0038219
[31 empty] | 1456.7991 | 0.060653 | 1456.791 | 0.0038434
[31 empty] | 1456.9031 | 0.060797 | 1456.895 | 0.0038624
[31 empty] | 1457.0071 | 0.06094 | 1456.999 | 0.0038783
[31 empty] | 1457.1111 | 0.061084 | 1457.103 | 0.003891
[31 empty] | 1457.2151 | 0.061228 | 1457.207 | 0.003899
[31 empty] | 1457.3191 | 0.061372 | 1457.3112 | 0.0038998
[31 empty] | 1457.4232 | 0.061516 | 1457.4152 | 0.0038942
[31 empty] | 1457.5272 | 0.06166 | 1457.5192 | 0.0038807
[31 empty] | 1457.6314 | 0.061804 | 1457.6233 | 0.0038624
[31 empty] | 1457.7355 | 0.061946 | 1457.7274 | 0.003841
[31 empty] | 1457.8395 | 0.06209 | 1457.8315 | 0.0038211
[31 empty] | 1457.9436 | 0.062231 | 1457.9357 | 0.0038068
[31 empty] | 1458.0478 | 0.062375 | 1458.0398 | 0.0038013
[31 empty] | 1458.152 | 0.062519 | 1458.1439 | 0.0038084
[31 empty] | 1458.2561 | 0.06266 | 1458.248 | 0.0038291
[31 empty] | 1458.3603 | 0.062804 | 1458.3523 | 0.0038632
[31 empty] | 1458.4645 | 0.062945 | 1458.4564 | 0.0039069
[31 empty] | 1458.5687 | 0.063086 | 1458.5607 | 0.0039554
[31 empty] | 1458.673 | 0.06323 | 1458.6649 | 0.0040054
[31 empty] | 1458.7772 | 0.063372 | 1458.7692 | 0.0040491
[31 empty] | 1458.8815 | 0.063516 | 1458.8734 | 0.0040833
[31 empty] | 1458.9857 | 0.063657 | 1458.9777 | 0.0041047
[31 empty] | 1459.09 | 0.063801 | 1459.0819 | 0.0041127
[31 empty] | 1459.1943 | 0.063942 | 1459.1863 | 0.0041079
[31 empty] | 1459.2986 | 0.064083 | 1459.2905 | 0.0040952
[31 empty] | 1459.4029 | 0.064227 | 1459.3949 | 0.0040777
[31 empty] | 1459.5073 | 0.064369 | 1459.4993 | 0.0040602
[31 empty] | 1459.6117 | 0.064513 | 1459.6036 | 0.0040483
[31 empty] | 1459.7161 | 0.064657 | 1459.708 | 0.0040428
[31 empty] | 1459.8204 | 0.064798 | 1459.8124 | 0.0040459
[31 empty] | 1459.9248 | 0.064942 | 1459.9168 | 0.0040579
[31 empty] | 1460.0293 | 0.065086 | 1460.0212 | 0.0040761
[31 empty] | 1460.1337 | 0.06523 | 1460.1256 | 0.0040984
[31 empty] | 1460.2382 | 0.065374 | 1460.2301 | 0.0041222
[31 empty] | 1460.3427 | 0.065518 | 1460.3346 | 0.0041445
[31 empty] | 1460.4471 | 0.065662 | 1460.4391 | 0.0041635
[31 empty] | 1460.5516 | 0.065806 | 1460.5436 | 0.0041786
[31 empty] | 1460.6561 | 0.065952 | 1460.6481 | 0.0041913
[31 empty] | 1460.7606 | 0.066096 | 1460.7526 | 0.0042016
[31 empty] | 1460.8652 | 0.066243 | 1460.8572 | 0.004212
[31 empty] | 1460.9697 | 0.06639 | 1460.9617 | 0.0042247
[31 empty] | 1461.0743 | 0.066537 | 1461.0663 | 0.0042398
[31 empty] | 1461.179 | 0.066683 | 1461.1709 | 0.0042565
[31 empty] | 1461.2834 | 0.06683 | 1461.2754 | 0.0042763
[31 empty] | 1461.3881 | 0.06698 | 1461.38 | 0.004297
[31 empty] | 1461.4928 | 0.067129 | 1461.4847 | 0.0043168
[31 empty] | 1461.5974 | 0.067279 | 1461.5894 | 0.0043367
[31 empty] | 1461.702 | 0.067428 | 1461.694 | 0.004355
[31 empty] | 1461.8068 | 0.067578 | 1461.7987 | 0.0043709
[31 empty] | 1461.9114 | 0.06773 | 1461.9033 | 0.0043828
[31 empty] | 1462.0161 | 0.06788 | 1462.0081 | 0.0043907
[31 empty] | 1462.1209 | 0.068032 | 1462.1128 | 0.0043923
[31 empty] | 1462.2256 | 0.068187 | 1462.2175 | 0.0043867
[31 empty] | 1462.3303 | 0.068339 | 1462.3223 | 0.0043756
[31 empty] | 1462.4351 | 0.068494 | 1462.427 | 0.0043597
[31 empty] | 1462.5399 | 0.068649 | 1462.5319 | 0.0043431
[31 empty] | 1462.6446 | 0.068807 | 1462.6366 | 0.0043288
[31 empty] | 1462.7495 | 0.068962 | 1462.7415 | 0.0043208
[31 empty] | 1462.8544 | 0.06912 | 1462.8463 | 0.0043232
[31 empty] | 1462.9591 | 0.069278 | 1462.951 | 0.0043359
[31 empty] | 1463.064 | 0.069439 | 1463.0559 | 0.0043605
[31 empty] | 1463.1689 | 0.069599 | 1463.1608 | 0.0043939
[31 empty] | 1463.2738 | 0.06976 | 1463.2658 | 0.0044344
[31 empty] | 1463.3787 | 0.06992 | 1463.3706 | 0.0044765
[31 empty] | 1463.4836 | 0.070084 | 1463.4756 | 0.0045186
[31 empty] | 1463.5885 | 0.070247 | 1463.5804 | 0.0045591
[31 empty] | 1463.6935 | 0.070413 | 1463.6854 | 0.0045949
[31 empty] | 1463.7985 | 0.070577 | 1463.7904 | 0.0046282
[31 empty] | 1463.9034 | 0.070743 | 1463.8954 | 0.00466
[31 empty] | 1464.0084 | 0.070912 | 1464.0004 | 0.0046902
[31 empty] | 1464.1134 | 0.071078 | 1464.1054 | 0.0047204
[31 empty] | 1464.2184 | 0.071247 | 1464.2103 | 0.0047506
[31 empty] | 1464.3235 | 0.071418 | 1464.3154 | 0.0047792
[31 empty] | 1464.4285 | 0.071587 | 1464.4204 | 0.0048038
[31 empty] | 1464.5336 | 0.071759 | 1464.5255 | 0.0048213
[31 empty] | 1464.6387 | 0.071931 | 1464.6306 | 0.0048292
[31 empty] | 1464.7438 | 0.072102 | 1464.7357 | 0.0048261
[31 empty] | 1464.8489 | 0.072277 | 1464.8408 | 0.004811
[31 empty] | 1464.954 | 0.072449 | 1464.9459 | 0.004784
[31 empty] | 1465.0592 | 0.072623 | 1465.051 | 0.0047482
[31 empty] | 1465.1643 | 0.072797 | 1465.1562 | 0.0047069
[31 empty] | 1465.2695 | 0.072972 | 1465.2613 | 0.0046624
[31 empty] | 1465.3746 | 0.073149 | 1465.3666 | 0.0046195
[31 empty] | 1465.4799 | 0.073324 | 1465.4718 | 0.0045822
[31 empty] | 1465.5851 | 0.073498 | 1465.577 | 0.0045536
[31 empty] | 1465.6903 | 0.073675 | 1465.6823 | 0.0045361
[31 empty] | 1465.7955 | 0.073852 | 1465.7875 | 0.0045321
[31 empty] | 1465.9009 | 0.074027 | 1465.8928 | 0.0045401
[31 empty] | 1466.0061 | 0.074204 | 1465.998 | 0.0045615
[31 empty] | 1466.1115 | 0.074379 | 1466.1034 | 0.0045925
[31 empty] | 1466.2167 | 0.074556 | 1466.2086 | 0.0046306
[31 empty] | 1466.322 | 0.074733 | 1466.314 | 0.0046719
[31 empty] | 1466.4274 | 0.074907 | 1466.4193 | 0.004714
[31 empty] | 1466.5327 | 0.075082 | 1466.5247 | 0.0047538
[31 empty] | 1466.6381 | 0.075259 | 1466.63 | 0.0047911
[31 empty] | 1466.7435 | 0.075434 | 1466.7353 | 0.0048253
[31 empty] | 1466.8489 | 0.075608 | 1466.8408 | 0.0048555
[31 empty] | 1466.9543 | 0.07578 | 1466.9462 | 0.0048825
[31 empty] | 1467.0597 | 0.075954 | 1467.0516 | 0.0049071
[31 empty] | 1467.1652 | 0.076129 | 1467.1571 | 0.0049285
[31 empty] | 1467.2706 | 0.0763 | 1467.2626 | 0.0049468
[31 empty] | 1467.3761 | 0.076472 | 1467.368 | 0.0049627
[31 empty] | 1467.4816 | 0.076644 | 1467.4735 | 0.004977
[31 empty] | 1467.5872 | 0.076815 | 1467.579 | 0.0049905
[31 empty] | 1467.6926 | 0.076987 | 1467.6846 | 0.005004
[31 empty] | 1467.7982 | 0.077156 | 1467.79 | 0.0050183
[31 empty] | 1467.9037 | 0.077328 | 1467.8956 | 0.0050358
[31 empty] | 1468.0093 | 0.077496 | 1468.0012 | 0.0050548
[31 empty] | 1468.1149 | 0.077665 | 1468.1068 | 0.0050763
[31 empty] | 1468.2205 | 0.077834 | 1468.2124 | 0.0051001
[31 empty] | 1468.326 | 0.078003 | 1468.318 | 0.005124
[31 empty] | 1468.4318 | 0.078172 | 1468.4236 | 0.0051486
[31 empty] | 1468.5374 | 0.078341 | 1468.5293 | 0.0051724
[31 empty] | 1468.6431 | 0.07851 | 1468.6349 | 0.0051955
[31 empty] | 1468.7487 | 0.078676 | 1468.7406 | 0.0052169
[31 empty] | 1468.8544 | 0.078845 | 1468.8463 | 0.0052352
[31 empty] | 1468.9601 | 0.079014 | 1468.952 | 0.0052495
[31 empty] | 1469.0658 | 0.079183 | 1469.0577 | 0.0052566
[31 empty] | 1469.1715 | 0.079352 | 1469.1635 | 0.005255
[31 empty] | 1469.2772 | 0.079518 | 1469.2692 | 0.0052439
[31 empty] | 1469.3831 | 0.079689 | 1469.375 | 0.0052225
[31 empty] | 1469.4888 | 0.079858 | 1469.4807 | 0.0051923
[31 empty] | 1469.5946 | 0.080027 | 1469.5865 | 0.0051581
[31 empty] | 1469.7004 | 0.080199 | 1469.6924 | 0.0051248
[31 empty] | 1469.8063 | 0.080368 | 1469.7981 | 0.005097
[31 empty] | 1469.9121 | 0.08054 | 1469.9041 | 0.0050811
[31 empty] | 1470.0179 | 0.080711 | 1470.0099 | 0.0050811
[31 empty] | 1470.1238 | 0.080886 | 1470.1157 | 0.0050985
[31 empty] | 1470.2297 | 0.08106 | 1470.2216 | 0.0051319
[31 empty] | 1470.3356 | 0.081235 | 1470.3275 | 0.0051788
[31 empty] | 1470.4415 | 0.081409 | 1470.4335 | 0.005232
[31 empty] | 1470.5475 | 0.081586 | 1470.5393 | 0.005286
[31 empty] | 1470.6534 | 0.081763 | 1470.6453 | 0.0053345
[31 empty] | 1470.7594 | 0.081941 | 1470.7512 | 0.0053726
[31 empty] | 1470.8654 | 0.082118 | 1470.8573 | 0.0053996
[31 empty] | 1470.9713 | 0.082298 | 1470.9633 | 0.0054163
[31 empty] | 1471.0774 | 0.082481 | 1471.0692 | 0.0054258
[31 empty] | 1471.1834 | 0.082661 | 1471.1753 | 0.0054338
[31 empty] | 1471.2894 | 0.082843 | 1471.2812 | 0.0054417
[31 empty] | 1471.3955 | 0.083026 | 1471.3873 | 0.0054536
[31 empty] | 1471.5016 | 0.083212 | 1471.4934 | 0.0054695
[31 empty] | 1471.6077 | 0.083394 | 1471.5995 | 0.005487
[31 empty] | 1471.7137 | 0.08358 | 1471.7056 | 0.0055037
[31 empty] | 1471.8198 | 0.083768 | 1471.8118 | 0.0055172
[31 empty] | 1471.9259 | 0.083954 | 1471.9179 | 0.0055243
[31 empty] | 1472.0321 | 0.084142 | 1472.024 | 0.0055251
[31 empty] | 1472.1383 | 0.08433 | 1472.1301 | 0.0055204
[31 empty] | 1472.2444 | 0.084519 | 1472.2363 | 0.0055116
[31 empty] | 1472.3506 | 0.084707 | 1472.3425 | 0.0055029
[31 empty] | 1472.4568 | 0.084895 | 1472.4487 | 0.0054957
[31 empty] | 1472.5631 | 0.085086 | 1472.5549 | 0.0054926
[31 empty] | 1472.6693 | 0.085277 | 1472.6613 | 0.005495
[31 empty] | 1472.7755 | 0.085466 | 1472.7675 | 0.0055037
[31 empty] | 1472.8818 | 0.085657 | 1472.8737 | 0.0055204
[31 empty] | 1472.9882 | 0.085848 | 1472.98 | 0.0055434
[31 empty] | 1473.0944 | 0.086039 | 1473.0863 | 0.0055728
[31 empty] | 1473.2007 | 0.086227 | 1473.1926 | 0.0056062
[31 empty] | 1473.307 | 0.086418 | 1473.299 | 0.0056427
[31 empty] | 1473.4135 | 0.086609 | 1473.4053 | 0.0056777
[31 empty] | 1473.5198 | 0.0868 | 1473.5116 | 0.0057086
[31 empty] | 1473.6261 | 0.086991 | 1473.618 | 0.0057317
[31 empty] | 1473.7325 | 0.087182 | 1473.7244 | 0.0057452
[31 empty] | 1473.839 | 0.087374 | 1473.8308 | 0.0057476
[31 empty] | 1473.9453 | 0.087565 | 1473.9373 | 0.0057388
[31 empty] | 1474.0518 | 0.087756 | 1474.0437 | 0.0057214
[31 empty] | 1474.1582 | 0.087947 | 1474.1501 | 0.0056999
[31 empty] | 1474.2648 | 0.088138 | 1474.2566 | 0.0056777
[31 empty] | 1474.3712 | 0.088332 | 1474.363 | 0.0056602
[31 empty] | 1474.4777 | 0.088523 | 1474.4696 | 0.0056491
[31 empty] | 1474.5842 | 0.088714 | 1474.576 | 0.0056443
[31 empty] | 1474.6908 | 0.088905 | 1474.6826 | 0.0056451
[31 empty] | 1474.7972 | 0.089099 | 1474.7892 | 0.0056483
[31 empty] | 1474.9038 | 0.08929 | 1474.8957 | 0.0056507
[31 empty] | 1475.0104 | 0.089484 | 1475.0023 | 0.0056515
[31 empty] | 1475.1171 | 0.089677 | 1475.1089 | 0.0056491
[31 empty] | 1475.2236 | 0.089871 | 1475.2154 | 0.0056451
[31 empty] | 1475.3302 | 0.090065 | 1475.3221 | 0.0056435
[31 empty] | 1475.4369 | 0.090259 | 1475.4287 | 0.0056443
[31 empty] | 1475.5436 | 0.090453 | 1475.5354 | 0.0056515
[31 empty] | 1475.6501 | 0.090649 | 1475.6421 | 0.005665
[31 empty] | 1475.7568 | 0.090843 | 1475.7488 | 0.0056856
[31 empty] | 1475.8635 | 0.09104 | 1475.8555 | 0.005711
[31 empty] | 1475.9703 | 0.091236 | 1475.9622 | 0.0057404
[31 empty] | 1476.077 | 0.091433 | 1476.0689 | 0.005773
[31 empty] | 1476.1837 | 0.091629 | 1476.1757 | 0.0058064
[31 empty] | 1476.2905 | 0.091826 | 1476.2825 | 0.0058405
[31 empty] | 1476.3973 | 0.092023 | 1476.3892 | 0.0058731
[31 empty] | 1476.5041 | 0.092222 | 1476.496 | 0.0059033
[31 empty] | 1476.611 | 0.092419 | 1476.6028 | 0.0059303
[31 empty] | 1476.7178 | 0.092618 | 1476.7096 | 0.0059541
[31 empty] | 1476.8246 | 0.092815 | 1476.8164 | 0.0059732
[31 empty] | 1476.9314 | 0.093014 | 1476.9233 | 0.0059899
[31 empty] | 1477.0383 | 0.093213 | 1477.0302 | 0.006005
[31 empty] | 1477.1451 | 0.09341 | 1477.1371 | 0.0060209
[31 empty] | 1477.2521 | 0.093609 | 1477.2439 | 0.0060399
[31 empty] | 1477.359 | 0.093806 | 1477.3508 | 0.0060653
[31 empty] | 1477.4659 | 0.094005 | 1477.4578 | 0.0060963
[31 empty] | 1477.5729 | 0.094205 | 1477.5647 | 0.0061321
[31 empty] | 1477.6798 | 0.094401 | 1477.6717 | 0.0061702
[31 empty] | 1477.7869 | 0.094601 | 1477.7787 | 0.0062052
[31 empty] | 1477.8938 | 0.0948 | 1477.8856 | 0.0062322
[31 empty] | 1478.0008 | 0.094999 | 1477.9927 | 0.0062489
[31 empty] | 1478.1078 | 0.095196 | 1478.0997 | 0.0062536
[31 empty] | 1478.2148 | 0.095395 | 1478.2068 | 0.0062473
[31 empty] | 1478.3219 | 0.095595 | 1478.3138 | 0.0062338
[31 empty] | 1478.429 | 0.095794 | 1478.4209 | 0.0062163
[31 empty] | 1478.5361 | 0.095996 | 1478.5279 | 0.0061988
[31 empty] | 1478.6432 | 0.096196 | 1478.635 | 0.0061853
[31 empty] | 1478.7502 | 0.096395 | 1478.7422 | 0.0061758
[31 empty] | 1478.8574 | 0.096597 | 1478.8492 | 0.006171
[31 empty] | 1478.9646 | 0.096799 | 1478.9564 | 0.0061678
[31 empty] | 1479.0718 | 0.097001 | 1479.0636 | 0.0061638
[31 empty] | 1479.179 | 0.097206 | 1479.1708 | 0.0061559
[31 empty] | 1479.2861 | 0.097411 | 1479.2779 | 0.0061432
[31 empty] | 1479.3933 | 0.097616 | 1479.3853 | 0.0061249
[31 empty] | 1479.5006 | 0.097824 | 1479.4924 | 0.0061059
[31 empty] | 1479.6078 | 0.098031 | 1479.5996 | 0.00609
[31 empty] | 1479.7151 | 0.098239 | 1479.7069 | 0.006082
[31 empty] | 1479.8224 | 0.09845 | 1479.8142 | 0.0060868
[31 empty] | 1479.9296 | 0.09866 | 1479.9215 | 0.0061059
[31 empty] | 1480.0369 | 0.098873 | 1480.0288 | 0.00614
[31 empty] | 1480.1443 | 0.099086 | 1480.1361 | 0.0061861
[31 empty] | 1480.2516 | 0.099302 | 1480.2434 | 0.0062393
[31 empty] | 1480.3589 | 0.099518 | 1480.3508 | 0.0062933
[31 empty] | 1480.4663 | 0.099737 | 1480.4581 | 0.0063418
[31 empty] | 1480.5737 | 0.099956 | 1480.5656 | 0.0063807
[31 empty] | 1480.681 | 0.10017 | 1480.673 | 0.0064053
[31 empty] | 1480.7885 | 0.1004 | 1480.7804 | 0.0064149
[31 empty] | 1480.8959 | 0.10062 | 1480.8878 | 0.0064117
[31 empty] | 1481.0033 | 0.10084 | 1480.9952 | 0.0063982
[31 empty] | 1481.1108 | 0.10107 | 1481.1027 | 0.0063791
[31 empty] | 1481.2183 | 0.10129 | 1481.2101 | 0.0063617
[31 empty] | 1481.3258 | 0.10151 | 1481.3176 | 0.0063489
[31 empty] | 1481.4332 | 0.10174 | 1481.4252 | 0.0063466
[31 empty] | 1481.5408 | 0.10197 | 1481.5327 | 0.0063561
[31 empty] | 1481.6483 | 0.10219 | 1481.6401 | 0.0063783
[31 empty] | 1481.7559 | 0.10242 | 1481.7478 | 0.0064109
[31 empty] | 1481.8634 | 0.10265 | 1481.8554 | 0.0064538
[31 empty] | 1481.9711 | 0.10287 | 1481.9629 | 0.0065031
[31 empty] | 1482.0786 | 0.1031 | 1482.0706 | 0.0065579
[31 empty] | 1482.1863 | 0.10333 | 1482.1781 | 0.0066167
[31 empty] | 1482.2939 | 0.10356 | 1482.2858 | 0.006677
[31 empty] | 1482.4015 | 0.10378 | 1482.3934 | 0.006739
[31 empty] | 1482.5092 | 0.10401 | 1482.5011 | 0.0068002
[31 empty] | 1482.6168 | 0.10423 | 1482.6088 | 0.0068582
[31 empty] | 1482.7246 | 0.10446 | 1482.7164 | 0.006909
[31 empty] | 1482.8323 | 0.10468 | 1482.8241 | 0.0069495
[31 empty] | 1482.9401 | 0.1049 | 1482.9319 | 0.0069749
[31 empty] | 1483.0477 | 0.10512 | 1483.0395 | 0.0069829
[31 empty] | 1483.1555 | 0.10534 | 1483.1473 | 0.0069726
[31 empty] | 1483.2633 | 0.10556 | 1483.2551 | 0.0069432
[31 empty] | 1483.3711 | 0.10578 | 1483.3629 | 0.0069011
[31 empty] | 1483.4789 | 0.106 | 1483.4707 | 0.0068502
[31 empty] | 1483.5867 | 0.10621 | 1483.5785 | 0.0068002
[31 empty] | 1483.6946 | 0.10643 | 1483.6864 | 0.0067589
[31 empty] | 1483.8024 | 0.10665 | 1483.7942 | 0.0067319
[31 empty] | 1483.9103 | 0.10686 | 1483.9021 | 0.0067239
[31 empty] | 1484.0181 | 0.10707 | 1484.01 | 0.0067358
[31 empty] | 1484.126 | 0.10728 | 1484.1179 | 0.0067636
[31 empty] | 1484.2339 | 0.10749 | 1484.2258 | 0.0068026
[31 empty] | 1484.3418 | 0.1077 | 1484.3337 | 0.0068447
[31 empty] | 1484.4498 | 0.10791 | 1484.4416 | 0.006882
[31 empty] | 1484.5577 | 0.10812 | 1484.5496 | 0.0069106
[31 empty] | 1484.6658 | 0.10833 | 1484.6576 | 0.0069265
[31 empty] | 1484.7737 | 0.10854 | 1484.7656 | 0.0069289
[31 empty] | 1484.8817 | 0.10875 | 1484.8735 | 0.0069201
[31 empty] | 1484.9897 | 0.10896 | 1484.9816 | 0.0069019
[31 empty] | 1485.0978 | 0.10917 | 1485.0896 | 0.0068788
[31 empty] | 1485.2058 | 0.10937 | 1485.1976 | 0.006855
[31 empty] | 1485.314 | 0.10958 | 1485.3058 | 0.0068351
[31 empty] | 1485.422 | 0.10979 | 1485.4138 | 0.00682
[31 empty] | 1485.5302 | 0.11 | 1485.522 | 0.0068129
[31 empty] | 1485.6382 | 0.11022 | 1485.63 | 0.0068129
[31 empty] | 1485.7463 | 0.11043 | 1485.7382 | 0.0068208
[31 empty] | 1485.8545 | 0.11064 | 1485.8463 | 0.0068367
[31 empty] | 1485.9626 | 0.11085 | 1485.9545 | 0.006859
[31 empty] | 1486.0708 | 0.11107 | 1486.0627 | 0.0068868
[31 empty] | 1486.1791 | 0.11129 | 1486.1709 | 0.0069201
[31 empty] | 1486.2872 | 0.11151 | 1486.2791 | 0.0069583
[31 empty] | 1486.3955 | 0.11172 | 1486.3873 | 0.0070012
[31 empty] | 1486.5038 | 0.11194 | 1486.4956 | 0.0070488
[31 empty] | 1486.6119 | 0.11217 | 1486.6039 | 0.0070989
[31 empty] | 1486.7202 | 0.11239 | 1486.712 | 0.0071497
[31 empty] | 1486.8286 | 0.11261 | 1486.8204 | 0.0071998
[31 empty] | 1486.9369 | 0.11284 | 1486.9287 | 0.007245
[31 empty] | 1487.0452 | 0.11307 | 1487.037 | 0.0072824
[31 empty] | 1487.1536 | 0.1133 | 1487.1454 | 0.0073086
[31 empty] | 1487.2618 | 0.11353 | 1487.2537 | 0.0073221
[31 empty] | 1487.3702 | 0.11376 | 1487.3621 | 0.0073229
[31 empty] | 1487.4786 | 0.11399 | 1487.4705 | 0.007311
[31 empty] | 1487.587 | 0.11422 | 1487.5789 | 0.0072895
[31 empty] | 1487.6954 | 0.11446 | 1487.6873 | 0.0072601
[31 empty] | 1487.8038 | 0.1147 | 1487.7957 | 0.0072268
[31 empty] | 1487.9124 | 0.11493 | 1487.9042 | 0.0071926
[31 empty] | 1488.0207 | 0.11517 | 1488.0126 | 0.0071608
[31 empty] | 1488.1293 | 0.11541 | 1488.1211 | 0.0071338
[31 empty] | 1488.2378 | 0.11565 | 1488.2296 | 0.0071132
[31 empty] | 1488.3463 | 0.11588 | 1488.3381 | 0.0071005
[31 empty] | 1488.4548 | 0.11612 | 1488.4467 | 0.0070965
[31 empty] | 1488.5633 | 0.11637 | 1488.5552 | 0.0071013
[31 empty] | 1488.6719 | 0.1166 | 1488.6637 | 0.0071156
[31 empty] | 1488.7805 | 0.11684 | 1488.7723 | 0.0071386
[31 empty] | 1488.889 | 0.11709 | 1488.8809 | 0.0071688
[31 empty] | 1488.9977 | 0.11733 | 1488.9895 | 0.0072053
[31 empty] | 1489.1063 | 0.11757 | 1489.0981 | 0.0072458
[31 empty] | 1489.215 | 0.11781 | 1489.2068 | 0.0072887
[31 empty] | 1489.3236 | 0.11805 | 1489.3154 | 0.0073316
[31 empty] | 1489.4323 | 0.11829 | 1489.4241 | 0.0073721
[31 empty] | 1489.5409 | 0.11853 | 1489.5327 | 0.0074087
[31 empty] | 1489.6497 | 0.11877 | 1489.6415 | 0.0074397
[31 empty] | 1489.7584 | 0.11901 | 1489.7502 | 0.0074659
[31 empty] | 1489.8671 | 0.11925 | 1489.8589 | 0.0074865
[31 empty] | 1489.9758 | 0.11949 | 1489.9677 | 0.007504
[31 empty] | 1490.0846 | 0.11973 | 1490.0764 | 0.0075199
[31 empty] | 1490.1934 | 0.11998 | 1490.1852 | 0.0075358
[31 empty] | 1490.3022 | 0.12021 | 1490.2941 | 0.0075549
[31 empty] | 1490.411 | 0.12045 | 1490.4028 | 0.0075771
[31 empty] | 1490.5199 | 0.1207 | 1490.5116 | 0.0076033
[31 empty] | 1490.6287 | 0.12094 | 1490.6205 | 0.0076327
[31 empty] | 1490.7376 | 0.12117 | 1490.7294 | 0.0076629
[31 empty] | 1490.8464 | 0.12142 | 1490.8383 | 0.0076939
[31 empty] | 1490.9553 | 0.12166 | 1490.9471 | 0.0077225
[31 empty] | 1491.0642 | 0.1219 | 1491.056 | 0.0077495
[31 empty] | 1491.1731 | 0.12214 | 1491.1649 | 0.0077733
[31 empty] | 1491.2821 | 0.12238 | 1491.2739 | 0.0077956
[31 empty] | 1491.391 | 0.12262 | 1491.3828 | 0.007817
[31 empty] | 1491.5 | 0.12286 | 1491.4918 | 0.0078385
[31 empty] | 1491.609 | 0.1231 | 1491.6008 | 0.0078623
[31 empty] | 1491.718 | 0.12334 | 1491.7098 | 0.0078877
[31 empty] | 1491.827 | 0.12358 | 1491.8189 | 0.0079155
[31 empty] | 1491.936 | 0.12382 | 1491.9279 | 0.0079457
[31 empty] | 1492.0452 | 0.12406 | 1492.0369 | 0.0079767
[31 empty] | 1492.1542 | 0.1243 | 1492.146 | 0.0080077
[31 empty] | 1492.2633 | 0.12454 | 1492.2551 | 0.0080355
[31 empty] | 1492.3723 | 0.12477 | 1492.3641 | 0.0080609
[31 empty] | 1492.4814 | 0.12502 | 1492.4733 | 0.0080816
[31 empty] | 1492.5906 | 0.12525 | 1492.5824 | 0.008099
[31 empty] | 1492.6997 | 0.12549 | 1492.6915 | 0.0081125
[31 empty] | 1492.809 | 0.12573 | 1492.8008 | 0.0081245
[31 empty] | 1492.9181 | 0.12597 | 1492.9099 | 0.0081364
[31 empty] | 1493.0273 | 0.12621 | 1493.0192 | 0.0081483
[31 empty] | 1493.1365 | 0.12645 | 1493.1283 | 0.008161
[31 empty] | 1493.2457 | 0.12669 | 1493.2376 | 0.0081753
[31 empty] | 1493.355 | 0.12693 | 1493.3468 | 0.008192
[31 empty] | 1493.4642 | 0.12716 | 1493.4561 | 0.008211
[31 empty] | 1493.5735 | 0.1274 | 1493.5653 | 0.0082341
[31 empty] | 1493.6829 | 0.12764 | 1493.6746 | 0.0082611
[31 empty] | 1493.7921 | 0.12788 | 1493.7839 | 0.0082913
[31 empty] | 1493.9015 | 0.12812 | 1493.8932 | 0.0083262
[31 empty] | 1494.0107 | 0.12836 | 1494.0026 | 0.008362
[31 empty] | 1494.1201 | 0.1286 | 1494.1119 | 0.0083993
[31 empty] | 1494.2295 | 0.12883 | 1494.2213 | 0.0084351
[31 empty] | 1494.3389 | 0.12907 | 1494.3307 | 0.0084676
[31 empty] | 1494.4482 | 0.12931 | 1494.4401 | 0.0084962
[31 empty] | 1494.5577 | 0.12955 | 1494.5496 | 0.0085193
[31 empty] | 1494.6671 | 0.12979 | 1494.6589 | 0.0085368
[31 empty] | 1494.7766 | 0.13003 | 1494.7684 | 0.0085487
[31 empty] | 1494.8861 | 0.13027 | 1494.8778 | 0.0085542
[31 empty] | 1494.9956 | 0.1305 | 1494.9873 | 0.0085542
[31 empty] | 1495.1051 | 0.13074 | 1495.0968 | 0.0085511
[31 empty] | 1495.2146 | 0.13098 | 1495.2064 | 0.0085447
[31 empty] | 1495.3241 | 0.13122 | 1495.3159 | 0.0085383
[31 empty] | 1495.4336 | 0.13146 | 1495.4254 | 0.0085336
[31 empty] | 1495.5432 | 0.1317 | 1495.535 | 0.0085336
[31 empty] | 1495.6528 | 0.13194 | 1495.6445 | 0.0085391
[31 empty] | 1495.7623 | 0.13218 | 1495.7541 | 0.0085511
[31 empty] | 1495.8719 | 0.13243 | 1495.8638 | 0.0085685
[31 empty] | 1495.9816 | 0.13267 | 1495.9734 | 0.0085916
[31 empty] | 1496.0913 | 0.13291 | 1496.083 | 0.0086178
[31 empty] | 1496.2009 | 0.13315 | 1496.1927 | 0.0086432
[31 empty] | 1496.3105 | 0.13339 | 1496.3024 | 0.008667
[31 empty] | 1496.4203 | 0.13363 | 1496.4121 | 0.0086861
[31 empty] | 1496.53 | 0.13387 | 1496.5219 | 0.0087004
[31 empty] | 1496.6398 | 0.13411 | 1496.6315 | 0.0087115
[31 empty] | 1496.7495 | 0.13436 | 1496.7412 | 0.0087219
[31 empty] | 1496.8592 | 0.1346 | 1496.851 | 0.0087362
[31 empty] | 1496.969 | 0.13484 | 1496.9608 | 0.0087568
[31 empty] | 1497.0787 | 0.13508 | 1497.0706 | 0.0087862
[31 empty] | 1497.1886 | 0.13532 | 1497.1804 | 0.0088235
[31 empty] | 1497.2985 | 0.13557 | 1497.2902 | 0.0088656
[31 empty] | 1497.4082 | 0.13581 | 1497.4 | 0.0089085
[31 empty] | 1497.5181 | 0.13605 | 1497.5099 | 0.0089475
[31 empty] | 1497.6279 | 0.1363 | 1497.6198 | 0.0089792
[31 empty] | 1497.7378 | 0.13654 | 1497.7296 | 0.0090047
[31 empty] | 1497.8478 | 0.13678 | 1497.8396 | 0.0090237
[31 empty] | 1497.9576 | 0.13702 | 1497.9495 | 0.0090412
[31 empty] | 1498.0676 | 0.13727 | 1498.0594 | 0.0090603
[31 empty] | 1498.1776 | 0.13751 | 1498.1693 | 0.0090849
[31 empty] | 1498.2875 | 0.13776 | 1498.2793 | 0.0091159
[31 empty] | 1498.3975 | 0.138 | 1498.3893 | 0.009154
[31 empty] | 1498.5075 | 0.13825 | 1498.4993 | 0.0091969
[31 empty] | 1498.6175 | 0.1385 | 1498.6092 | 0.009243
[31 empty] | 1498.7275 | 0.13874 | 1498.7194 | 0.0092891
[31 empty] | 1498.8376 | 0.13899 | 1498.8293 | 0.009332
[31 empty] | 1498.9476 | 0.13924 | 1498.9395 | 0.0093701
[31 empty] | 1499.0577 | 0.13949 | 1499.0496 | 0.0094027
[31 empty] | 1499.1679 | 0.13974 | 1499.1597 | 0.0094305
[31 empty] | 1499.2779 | 0.13999 | 1499.2698 | 0.0094527
[31 empty] | 1499.3881 | 0.14024 | 1499.3799 | 0.0094702
[31 empty] | 1499.4982 | 0.14049 | 1499.49 | 0.0094845
[31 empty] | 1499.6084 | 0.14075 | 1499.6001 | 0.0094948
[31 empty] | 1499.7185 | 0.141 | 1499.7103 | 0.0095012
[31 empty] | 1499.8287 | 0.14126 | 1499.8206 | 0.0095044
[31 empty] | 1499.939 | 0.14151 | 1499.9308 | 0.0095044
[31 empty] | 1500.0492 | 0.14177 | 1500.041 | 0.0095004
[31 empty] | 1500.1594 | 0.14203 | 1500.1512 | 0.0094948
[31 empty] | 1500.2696 | 0.14229 | 1500.2615 | 0.0094885
[31 empty] | 1500.38 | 0.14255 | 1500.3717 | 0.0094837
[31 empty] | 1500.4902 | 0.14281 | 1500.4821 | 0.0094829
[31 empty] | 1500.6006 | 0.14307 | 1500.5923 | 0.0094885
[31 empty] | 1500.7108 | 0.14333 | 1500.7026 | 0.009502
[31 empty] | 1500.8212 | 0.1436 | 1500.813 | 0.0095242
[31 empty] | 1500.9315 | 0.14386 | 1500.9233 | 0.009556
[31 empty] | 1501.0419 | 0.14412 | 1501.0337 | 0.0095965
[31 empty] | 1501.1523 | 0.14439 | 1501.144 | 0.0096466
[31 empty] | 1501.2627 | 0.14465 | 1501.2545 | 0.0097038
[31 empty] | 1501.3732 | 0.14492 | 1501.3649 | 0.0097673
[31 empty] | 1501.4835 | 0.14519 | 1501.4753 | 0.0098348
[31 empty] | 1501.594 | 0.14545 | 1501.5858 | 0.0099024
[31 empty] | 1501.7045 | 0.14572 | 1501.6963 | 0.0099683
[31 empty] | 1501.8149 | 0.14599 | 1501.8068 | 0.010028
[31 empty] | 1501.9255 | 0.14626 | 1501.9172 | 0.01008
[31 empty] | 1502.036 | 0.14652 | 1502.0277 | 0.010123
[31 empty] | 1502.1465 | 0.14679 | 1502.1383 | 0.010156
[31 empty] | 1502.2571 | 0.14706 | 1502.2489 | 0.010178
[31 empty] | 1502.3677 | 0.14733 | 1502.3594 | 0.010191
[31 empty] | 1502.4783 | 0.14759 | 1502.47 | 0.010196
[31 empty] | 1502.5889 | 0.14786 | 1502.5806 | 0.010195
[31 empty] | 1502.6995 | 0.14813 | 1502.6912 | 0.010188
[31 empty] | 1502.8101 | 0.1484 | 1502.8019 | 0.010177
[31 empty] | 1502.9208 | 0.14867 | 1502.9125 | 0.010166
[31 empty] | 1503.0314 | 0.14893 | 1503.0232 | 0.010155
[31 empty] | 1503.1421 | 0.1492 | 1503.1338 | 0.010145
[31 empty] | 1503.2528 | 0.14947 | 1503.2445 | 0.010138
[31 empty] | 1503.3635 | 0.14974 | 1503.3552 | 0.010134
[31 empty] | 1503.4742 | 0.15 | 1503.4659 | 0.010134
[31 empty] | 1503.585 | 0.15027 | 1503.5767 | 0.010138
[31 empty] | 1503.6957 | 0.15054 | 1503.6875 | 0.010148
[31 empty] | 1503.8065 | 0.1508 | 1503.7982 | 0.010165
[31 empty] | 1503.9172 | 0.15107 | 1503.9091 | 0.01019
[31 empty] | 1504.0281 | 0.15134 | 1504.0199 | 0.010222
[31 empty] | 1504.1389 | 0.1516 | 1504.1306 | 0.010257
[31 empty] | 1504.2498 | 0.15187 | 1504.2416 | 0.010293
[31 empty] | 1504.3606 | 0.15214 | 1504.3524 | 0.010327
[31 empty] | 1504.4714 | 0.1524 | 1504.4633 | 0.010357
[31 empty] | 1504.5824 | 0.15267 | 1504.5741 | 0.010379
[31 empty] | 1504.6932 | 0.15294 | 1504.6851 | 0.010394
[31 empty] | 1504.8042 | 0.1532 | 1504.796 | 0.010402
[31 empty] | 1504.9152 | 0.15347 | 1504.9069 | 0.010405
[31 empty] | 1505.0261 | 0.15373 | 1505.0178 | 0.010404
[31 empty] | 1505.1371 | 0.154 | 1505.1289 | 0.010402
[31 empty] | 1505.248 | 0.15426 | 1505.2399 | 0.0104
[31 empty] | 1505.3591 | 0.15453 | 1505.3508 | 0.010401
[31 empty] | 1505.4701 | 0.15479 | 1505.4619 | 0.010408
[31 empty] | 1505.5812 | 0.15506 | 1505.5729 | 0.010423
[31 empty] | 1505.6923 | 0.15532 | 1505.684 | 0.01045
[31 empty] | 1505.8032 | 0.15559 | 1505.795 | 0.010488
[31 empty] | 1505.9143 | 0.15585 | 1505.9061 | 0.010537
[31 empty] | 1506.0255 | 0.15611 | 1506.0172 | 0.010595
[31 empty] | 1506.1366 | 0.15638 | 1506.1283 | 0.010659
[31 empty] | 1506.2477 | 0.15664 | 1506.2395 | 0.010724
[31 empty] | 1506.3589 | 0.1569 | 1506.3506 | 0.010784
[31 empty] | 1506.4701 | 0.15716 | 1506.4618 | 0.010836
[31 empty] | 1506.5813 | 0.15743 | 1506.573 | 0.010875
[31 empty] | 1506.6924 | 0.15769 | 1506.6842 | 0.010901
[31 empty] | 1506.8037 | 0.15795 | 1506.7954 | 0.010912
[31 empty] | 1506.9149 | 0.15821 | 1506.9066 | 0.010913
[31 empty] | 1507.0261 | 0.15847 | 1507.0179 | 0.010905
[31 empty] | 1507.1374 | 0.15873 | 1507.1291 | 0.010894
[31 empty] | 1507.2487 | 0.15899 | 1507.2405 | 0.010884
[31 empty] | 1507.36 | 0.15925 | 1507.3518 | 0.010879
[31 empty] | 1507.4713 | 0.15951 | 1507.463 | 0.010881
[31 empty] | 1507.5826 | 0.15976 | 1507.5745 | 0.010892
[31 empty] | 1507.694 | 0.16002 | 1507.6858 | 0.010911
[31 empty] | 1507.8054 | 0.16028 | 1507.7971 | 0.010938
[31 empty] | 1507.9168 | 0.16053 | 1507.9084 | 0.010971
[31 empty] | 1508.0282 | 0.16079 | 1508.0199 | 0.011005
[31 empty] | 1508.1395 | 0.16104 | 1508.1314 | 0.01104
[31 empty] | 1508.251 | 0.1613 | 1508.2428 | 0.011072
[31 empty] | 1508.3624 | 0.16155 | 1508.3543 | 0.011101
[31 empty] | 1508.4739 | 0.1618 | 1508.4657 | 0.011127
[31 empty] | 1508.5855 | 0.16206 | 1508.5772 | 0.01115
[31 empty] | 1508.6969 | 0.16231 | 1508.6886 | 0.011171
[31 empty] | 1508.8085 | 0.16256 | 1508.8002 | 0.011193
[31 empty] | 1508.9199 | 0.16282 | 1508.9117 | 0.011217
[31 empty] | 1509.0315 | 0.16307 | 1509.0232 | 0.011243
[31 empty] | 1509.1431 | 0.16332 | 1509.1348 | 0.011272
[31 empty] | 1509.2546 | 0.16357 | 1509.2463 | 0.011304
[31 empty] | 1509.3662 | 0.16382 | 1509.358 | 0.011338
[31 empty] | 1509.4779 | 0.16407 | 1509.4696 | 0.011376
[31 empty] | 1509.5895 | 0.16432 | 1509.5812 | 0.011417
[31 empty] | 1509.7012 | 0.16458 | 1509.6929 | 0.01146
[31 empty] | 1509.8129 | 0.16483 | 1509.8046 | 0.011506
[31 empty] | 1509.9244 | 0.16508 | 1509.9163 | 0.011554
[31 empty] | 1510.0361 | 0.16533 | 1510.0279 | 0.011602
[31 empty] | 1510.148 | 0.16559 | 1510.1397 | 0.011649
[31 empty] | 1510.2596 | 0.16584 | 1510.2513 | 0.011695
[31 empty] | 1510.3713 | 0.1661 | 1510.3632 | 0.011737
[31 empty] | 1510.4832 | 0.16635 | 1510.4749 | 0.011774
[31 empty] | 1510.595 | 0.16661 | 1510.5867 | 0.011804
[31 empty] | 1510.7067 | 0.16687 | 1510.6985 | 0.011826
[31 empty] | 1510.8185 | 0.16712 | 1510.8103 | 0.01184
[31 empty] | 1510.9304 | 0.16738 | 1510.9221 | 0.011845
[31 empty] | 1511.0422 | 0.16764 | 1511.0339 | 0.011842
[31 empty] | 1511.1541 | 0.16791 | 1511.1457 | 0.011834
[31 empty] | 1511.266 | 0.16817 | 1511.2577 | 0.011825
[31 empty] | 1511.3778 | 0.16844 | 1511.3696 | 0.011818
[31 empty] | 1511.4897 | 0.1687 | 1511.4814 | 0.011816
[31 empty] | 1511.6017 | 0.16897 | 1511.5934 | 0.011822
[31 empty] | 1511.7136 | 0.16924 | 1511.7053 | 0.011836
[31 empty] | 1511.8256 | 0.16951 | 1511.8174 | 0.011857
[31 empty] | 1511.9376 | 0.16978 | 1511.9293 | 0.011884
[31 empty] | 1512.0496 | 0.17005 | 1512.0413 | 0.011915
[31 empty] | 1512.1616 | 0.17032 | 1512.1533 | 0.011948
[31 empty] | 1512.2736 | 0.1706 | 1512.2654 | 0.011982
[31 empty] | 1512.3856 | 0.17088 | 1512.3774 | 0.012018
[31 empty] | 1512.4977 | 0.17115 | 1512.4895 | 0.012054
[31 empty] | 1512.6097 | 0.17143 | 1512.6016 | 0.012092
[31 empty] | 1512.7219 | 0.17171 | 1512.7136 | 0.01213
[31 empty] | 1512.834 | 0.17199 | 1512.8257 | 0.012166
[31 empty] | 1512.9462 | 0.17227 | 1512.9379 | 0.012199
[31 empty] | 1513.0582 | 0.17255 | 1513.0501 | 0.012228
[31 empty] | 1513.1704 | 0.17283 | 1513.1621 | 0.012252
[31 empty] | 1513.2826 | 0.17311 | 1513.2743 | 0.012274
[31 empty] | 1513.3948 | 0.1734 | 1513.3865 | 0.012295
[31 empty] | 1513.5071 | 0.17368 | 1513.4988 | 0.012319
[31 empty] | 1513.6193 | 0.17397 | 1513.611 | 0.012347
[31 empty] | 1513.7314 | 0.17425 | 1513.7233 | 0.012383
[31 empty] | 1513.8438 | 0.17454 | 1513.8355 | 0.012426
[31 empty] | 1513.9561 | 0.17482 | 1513.9478 | 0.012477
[31 empty] | 1514.0684 | 0.17511 | 1514.0601 | 0.012535
[31 empty] | 1514.1807 | 0.17539 | 1514.1724 | 0.012597
[31 empty] | 1514.293 | 0.17568 | 1514.2847 | 0.012661
[31 empty] | 1514.4053 | 0.17597 | 1514.397 | 0.012725
[31 empty] | 1514.5177 | 0.17626 | 1514.5094 | 0.012784
[31 empty] | 1514.63 | 0.17655 | 1514.6218 | 0.012837
[31 empty] | 1514.7424 | 0.17683 | 1514.7341 | 0.012881
[31 empty] | 1514.8549 | 0.17713 | 1514.8466 | 0.012915
[31 empty] | 1514.9673 | 0.17742 | 1514.959 | 0.012941
[31 empty] | 1515.0797 | 0.17771 | 1515.0714 | 0.01296
[31 empty] | 1515.1921 | 0.178 | 1515.184 | 0.012974
[31 empty] | 1515.3047 | 0.17829 | 1515.2964 | 0.012985
[31 empty] | 1515.4171 | 0.17858 | 1515.4089 | 0.012997
[31 empty] | 1515.5297 | 0.17888 | 1515.5214 | 0.013008
[31 empty] | 1515.6422 | 0.17917 | 1515.6339 | 0.01302
[31 empty] | 1515.7548 | 0.17946 | 1515.7465 | 0.013031
[31 empty] | 1515.8673 | 0.17976 | 1515.859 | 0.013043
[31 empty] | 1515.9799 | 0.18006 | 1515.9716 | 0.013055
[31 empty] | 1516.0925 | 0.18035 | 1516.0842 | 0.013067
[31 empty] | 1516.2051 | 0.18065 | 1516.1968 | 0.013082
[31 empty] | 1516.3177 | 0.18095 | 1516.3094 | 0.013101
[31 empty] | 1516.4304 | 0.18125 | 1516.4221 | 0.013125
[31 empty] | 1516.5431 | 0.18155 | 1516.5348 | 0.013158
[31 empty] | 1516.6558 | 0.18186 | 1516.6475 | 0.013198
[31 empty] | 1516.7684 | 0.18216 | 1516.7601 | 0.013247
[31 empty] | 1516.8811 | 0.18246 | 1516.8728 | 0.013302
[31 empty] | 1516.9939 | 0.18277 | 1516.9856 | 0.01336
[31 empty] | 1517.1066 | 0.18307 | 1517.0983 | 0.013416
[31 empty] | 1517.2194 | 0.18338 | 1517.2111 | 0.013466
[31 empty] | 1517.3321 | 0.18369 | 1517.3238 | 0.013503
[31 empty] | 1517.445 | 0.184 | 1517.4367 | 0.013526
[31 empty] | 1517.5577 | 0.18431 | 1517.5494 | 0.013532
[31 empty] | 1517.6705 | 0.18462 | 1517.6622 | 0.013522
[31 empty] | 1517.7834 | 0.18493 | 1517.7751 | 0.013497
[31 empty] | 1517.8962 | 0.18524 | 1517.8879 | 0.013464
[31 empty] | 1518.0092 | 0.18555 | 1518.0008 | 0.013428
[31 empty] | 1518.1221 | 0.18587 | 1518.1138 | 0.013396
[31 empty] | 1518.235 | 0.18618 | 1518.2267 | 0.013374
[31 empty] | 1518.3479 | 0.1865 | 1518.3396 | 0.013367
[31 empty] | 1518.4608 | 0.18681 | 1518.4525 | 0.013375
[31 empty] | 1518.5738 | 0.18712 | 1518.5656 | 0.013399
[31 empty] | 1518.6868 | 0.18744 | 1518.6785 | 0.013435
[31 empty] | 1518.7998 | 0.18776 | 1518.7915 | 0.013478
[31 empty] | 1518.9128 | 0.18807 | 1518.9045 | 0.013523
[31 empty] | 1519.0259 | 0.18839 | 1519.0176 | 0.013568
[31 empty] | 1519.1389 | 0.18871 | 1519.1306 | 0.01361
[31 empty] | 1519.252 | 0.18902 | 1519.2436 | 0.013651
[31 empty] | 1519.365 | 0.18934 | 1519.3567 | 0.013693
[31 empty] | 1519.4781 | 0.18966 | 1519.4698 | 0.013738
[31 empty] | 1519.5912 | 0.18997 | 1519.5829 | 0.013787
[31 empty] | 1519.7043 | 0.19029 | 1519.696 | 0.01384
[31 empty] | 1519.8175 | 0.19061 | 1519.8092 | 0.013896
[31 empty] | 1519.9307 | 0.19092 | 1519.9224 | 0.01395
[31 empty] | 1520.0438 | 0.19124 | 1520.0355 | 0.013998
[31 empty] | 1520.1571 | 0.19156 | 1520.1488 | 0.014037
[31 empty] | 1520.2703 | 0.19187 | 1520.262 | 0.014067
[31 empty] | 1520.3835 | 0.19219 | 1520.3752 | 0.014086
[31 empty] | 1520.4968 | 0.19251 | 1520.4885 | 0.014098
[31 empty] | 1520.61 | 0.19283 | 1520.6017 | 0.014106
[31 empty] | 1520.7233 | 0.19314 | 1520.715 | 0.014114
[31 empty] | 1520.8367 | 0.19346 | 1520.8284 | 0.014125
[31 empty] | 1520.9499 | 0.19378 | 1520.9416 | 0.014143
[31 empty] | 1521.0632 | 0.1941 | 1521.0549 | 0.014166
[31 empty] | 1521.1766 | 0.19442 | 1521.1683 | 0.014197
[31 empty] | 1521.29 | 0.19473 | 1521.2817 | 0.014233
[31 empty] | 1521.4034 | 0.19505 | 1521.395 | 0.014277
[31 empty] | 1521.5168 | 0.19537 | 1521.5084 | 0.014329
[31 empty] | 1521.6302 | 0.19569 | 1521.6219 | 0.014388
[31 empty] | 1521.7436 | 0.19601 | 1521.7353 | 0.014458
[31 empty] | 1521.8571 | 0.19633 | 1521.8488 | 0.014535
[31 empty] | 1521.9706 | 0.19665 | 1521.9623 | 0.014616
[31 empty] | 1522.0841 | 0.19697 | 1522.0757 | 0.014697
[31 empty] | 1522.1975 | 0.1973 | 1522.1892 | 0.014773
[31 empty] | 1522.311 | 0.19762 | 1522.3027 | 0.014837
[31 empty] | 1522.4246 | 0.19794 | 1522.4163 | 0.014886
[31 empty] | 1522.5382 | 0.19826 | 1522.5299 | 0.014917
[31 empty] | 1522.6517 | 0.19859 | 1522.6434 | 0.014931
[31 empty] | 1522.7654 | 0.19891 | 1522.757 | 0.014932
[31 empty] | 1522.8789 | 0.19924 | 1522.8706 | 0.014924
[31 empty] | 1522.9925 | 0.19956 | 1522.9842 | 0.014913
[31 empty] | 1523.1062 | 0.19989 | 1523.0979 | 0.014904
[31 empty] | 1523.2198 | 0.20022 | 1523.2115 | 0.014902
[31 empty] | 1523.3335 | 0.20055 | 1523.3252 | 0.014908
[31 empty] | 1523.4473 | 0.20088 | 1523.4388 | 0.014921
[31 empty] | 1523.5609 | 0.2012 | 1523.5526 | 0.014943
[31 empty] | 1523.6747 | 0.20153 | 1523.6664 | 0.01497
[31 empty] | 1523.7883 | 0.20186 | 1523.78 | 0.015002
[31 empty] | 1523.9021 | 0.20219 | 1523.8938 | 0.015037
[31 empty] | 1524.0159 | 0.20252 | 1524.0076 | 0.015076
[31 empty] | 1524.1298 | 0.20285 | 1524.1213 | 0.015117
[31 empty] | 1524.2435 | 0.20318 | 1524.2352 | 0.01516
[31 empty] | 1524.3573 | 0.20352 | 1524.349 | 0.015206
[31 empty] | 1524.4712 | 0.20385 | 1524.4629 | 0.015253
[31 empty] | 1524.5851 | 0.20418 | 1524.5768 | 0.015302
[31 empty] | 1524.699 | 0.20451 | 1524.6906 | 0.015353
[31 empty] | 1524.8129 | 0.20484 | 1524.8044 | 0.015406
[31 empty] | 1524.9268 | 0.20517 | 1524.9185 | 0.015461
[31 empty] | 1525.0406 | 0.2055 | 1525.0323 | 0.015516
[31 empty] | 1525.1547 | 0.20583 | 1525.1462 | 0.015573
[31 empty] | 1525.2686 | 0.20616 | 1525.2603 | 0.015628
[31 empty] | 1525.3826 | 0.20649 | 1525.3743 | 0.01568
[31 empty] | 1525.4966 | 0.20682 | 1525.4882 | 0.015727
[31 empty] | 1525.6106 | 0.20715 | 1525.6022 | 0.015768
[31 empty] | 1525.7246 | 0.20748 | 1525.7163 | 0.0158
[31 empty] | 1525.8386 | 0.20781 | 1525.8303 | 0.015826
[31 empty] | 1525.9526 | 0.20814 | 1525.9443 | 0.015846
[31 empty] | 1526.0668 | 0.20847 | 1526.0585 | 0.01586
[31 empty] | 1526.1809 | 0.20879 | 1526.1725 | 0.015872
[31 empty] | 1526.295 | 0.20912 | 1526.2866 | 0.015881
[31 empty] | 1526.4092 | 0.20944 | 1526.4008 | 0.015891
[31 empty] | 1526.5233 | 0.20977 | 1526.5149 | 0.015903
[31 empty] | 1526.6374 | 0.21009 | 1526.6291 | 0.015918
[31 empty] | 1526.7516 | 0.21042 | 1526.7433 | 0.015936
[31 empty] | 1526.8658 | 0.21074 | 1526.8575 | 0.015959
[31 empty] | 1526.9801 | 0.21107 | 1526.9717 | 0.015987
[31 empty] | 1527.0942 | 0.21139 | 1527.0859 | 0.016018
[31 empty] | 1527.2085 | 0.21171 | 1527.2002 | 0.016051
[31 empty] | 1527.3228 | 0.21204 | 1527.3145 | 0.016086
[31 empty] | 1527.4371 | 0.21236 | 1527.4287 | 0.016119
[31 empty] | 1527.5514 | 0.21268 | 1527.5431 | 0.01615
[31 empty] | 1527.6656 | 0.21301 | 1527.6573 | 0.016175
[31 empty] | 1527.78 | 0.21333 | 1527.7717 | 0.016196
[31 empty] | 1527.8944 | 0.21365 | 1527.8861 | 0.016216
[31 empty] | 1528.0088 | 0.21397 | 1528.0005 | 0.016237
[31 empty] | 1528.1232 | 0.21429 | 1528.1149 | 0.016262
[31 empty] | 1528.2376 | 0.21462 | 1528.2293 | 0.016296
[31 empty] | 1528.352 | 0.21494 | 1528.3436 | 0.01634
[31 empty] | 1528.4664 | 0.21525 | 1528.4581 | 0.016397
[31 empty] | 1528.5809 | 0.21558 | 1528.5725 | 0.016465
[31 empty] | 1528.6953 | 0.2159 | 1528.687 | 0.016542
[31 empty] | 1528.8098 | 0.21622 | 1528.8015 | 0.016625
[31 empty] | 1528.9243 | 0.21654 | 1528.916 | 0.01671
[31 empty] | 1529.0389 | 0.21686 | 1529.0305 | 0.016793
[31 empty] | 1529.1534 | 0.21718 | 1529.1451 | 0.016871
[31 empty] | 1529.2679 | 0.2175 | 1529.2596 | 0.016941
[31 empty] | 1529.3826 | 0.21781 | 1529.3743 | 0.017001
[31 empty] | 1529.4972 | 0.21813 | 1529.4888 | 0.017053
[31 empty] | 1529.6118 | 0.21845 | 1529.6034 | 0.017095
[31 empty] | 1529.7264 | 0.21877 | 1529.718 | 0.01713
[31 empty] | 1529.8411 | 0.21908 | 1529.8328 | 0.017162
[31 empty] | 1529.9557 | 0.2194 | 1529.9474 | 0.017191
[31 empty] | 1530.0704 | 0.21972 | 1530.062 | 0.017221
[31 empty] | 1530.1851 | 0.22003 | 1530.1768 | 0.017253
[31 empty] | 1530.2998 | 0.22035 | 1530.2915 | 0.017287
[31 empty] | 1530.4145 | 0.22066 | 1530.4062 | 0.017324
[31 empty] | 1530.5293 | 0.22098 | 1530.521 | 0.017361
[31 empty] | 1530.644 | 0.22129 | 1530.6357 | 0.017399
[31 empty] | 1530.7588 | 0.2216 | 1530.7505 | 0.017437
[31 empty] | 1530.8737 | 0.22192 | 1530.8652 | 0.017472
[31 empty] | 1530.9885 | 0.22223 | 1530.9801 | 0.017504
[31 empty] | 1531.1033 | 0.22254 | 1531.095 | 0.017533
[31 empty] | 1531.2181 | 0.22285 | 1531.2098 | 0.01756
[31 empty] | 1531.333 | 0.22316 | 1531.3247 | 0.017585
[31 empty] | 1531.4479 | 0.22348 | 1531.4396 | 0.017611
[31 empty] | 1531.5629 | 0.22379 | 1531.5544 | 0.017638
[31 empty] | 1531.6777 | 0.2241 | 1531.6694 | 0.01767
[31 empty] | 1531.7927 | 0.22441 | 1531.7843 | 0.017706
[31 empty] | 1531.9076 | 0.22472 | 1531.8993 | 0.017746
[31 empty] | 1532.0226 | 0.22503 | 1532.0143 | 0.01779
[31 empty] | 1532.1376 | 0.22534 | 1532.1293 | 0.017835
[31 empty] | 1532.2526 | 0.22565 | 1532.2443 | 0.017878
[31 empty] | 1532.3677 | 0.22595 | 1532.3592 | 0.017919
[31 empty] | 1532.4827 | 0.22626 | 1532.4744 | 0.017957
[31 empty] | 1532.5978 | 0.22657 | 1532.5894 | 0.017993
[31 empty] | 1532.7128 | 0.22688 | 1532.7045 | 0.01803
[31 empty] | 1532.8279 | 0.22719 | 1532.8196 | 0.018069
[31 empty] | 1532.943 | 0.22749 | 1532.9347 | 0.018111
[31 empty] | 1533.0581 | 0.2278 | 1533.0498 | 0.018159
[31 empty] | 1533.1733 | 0.22811 | 1533.1649 | 0.018209
[31 empty] | 1533.2885 | 0.22841 | 1533.2802 | 0.01826
[31 empty] | 1533.4037 | 0.22872 | 1533.3953 | 0.018307
[31 empty] | 1533.5188 | 0.22902 | 1533.5105 | 0.01835
[31 empty] | 1533.634 | 0.22932 | 1533.6257 | 0.018384
[31 empty] | 1533.7493 | 0.22963 | 1533.741 | 0.01841
[31 empty] | 1533.8645 | 0.22993 | 1533.8562 | 0.018427
[31 empty] | 1533.9799 | 0.23023 | 1533.9714 | 0.01844
[31 empty] | 1534.0951 | 0.23053 | 1534.0867 | 0.018452
[31 empty] | 1534.2103 | 0.23083 | 1534.202 | 0.018465
[31 empty] | 1534.3257 | 0.23113 | 1534.3174 | 0.018486
[31 empty] | 1534.441 | 0.23143 | 1534.4326 | 0.018515
[31 empty] | 1534.5564 | 0.23173 | 1534.548 | 0.018553
[31 empty] | 1534.6717 | 0.23202 | 1534.6635 | 0.0186
[31 empty] | 1534.7871 | 0.23232 | 1534.7788 | 0.018654
[31 empty] | 1534.9026 | 0.23262 | 1534.8942 | 0.018713
[31 empty] | 1535.0179 | 0.23291 | 1535.0096 | 0.018772
[31 empty] | 1535.1334 | 0.23321 | 1535.125 | 0.018828
[31 empty] | 1535.2489 | 0.2335 | 1535.2405 | 0.018881
[31 empty] | 1535.3644 | 0.2338 | 1535.356 | 0.018926
[31 empty] | 1535.4799 | 0.23409 | 1535.4714 | 0.018966
[31 empty] | 1535.5953 | 0.23439 | 1535.587 | 0.019
[31 empty] | 1535.7109 | 0.23468 | 1535.7025 | 0.01903
[31 empty] | 1535.8264 | 0.23497 | 1535.8181 | 0.019058
[31 empty] | 1535.942 | 0.23527 | 1535.9336 | 0.019086
[31 empty] | 1536.0576 | 0.23556 | 1536.0492 | 0.019115
[31 empty] | 1536.1732 | 0.23585 | 1536.1648 | 0.019148
[31 empty] | 1536.2888 | 0.23614 | 1536.2804 | 0.019185
[31 empty] | 1536.4044 | 0.23644 | 1536.396 | 0.019229
[31 empty] | 1536.52 | 0.23673 | 1536.5117 | 0.019279
[31 empty] | 1536.6357 | 0.23702 | 1536.6273 | 0.019334
[31 empty] | 1536.7515 | 0.23732 | 1536.743 | 0.019392
[31 empty] | 1536.8672 | 0.23761 | 1536.8588 | 0.019451
[31 empty] | 1536.9828 | 0.23791 | 1536.9745 | 0.019508
[31 empty] | 1537.0986 | 0.2382 | 1537.0902 | 0.019562
[31 empty] | 1537.2144 | 0.23849 | 1537.2059 | 0.019608
[31 empty] | 1537.3301 | 0.23879 | 1537.3218 | 0.019651
[31 empty] | 1537.4459 | 0.23908 | 1537.4375 | 0.019689
[31 empty] | 1537.5617 | 0.23938 | 1537.5533 | 0.019728
[31 empty] | 1537.6775 | 0.23967 | 1537.6692 | 0.019771
[31 empty] | 1537.7933 | 0.23996 | 1537.785 | 0.019823
[31 empty] | 1537.9092 | 0.24026 | 1537.9009 | 0.019883
[31 empty] | 1538.0251 | 0.24055 | 1538.0167 | 0.019954
[31 empty] | 1538.141 | 0.24084 | 1538.1326 | 0.020031
[31 empty] | 1538.257 | 0.24113 | 1538.2485 | 0.020111
[31 empty] | 1538.3728 | 0.24142 | 1538.3645 | 0.020188
[31 empty] | 1538.4888 | 0.24172 | 1538.4804 | 0.02026
[31 empty] | 1538.6047 | 0.242 | 1538.5963 | 0.020323
[31 empty] | 1538.7207 | 0.24229 | 1538.7124 | 0.020377
[31 empty] | 1538.8367 | 0.24258 | 1538.8284 | 0.020422
[31 empty] | 1538.9528 | 0.24286 | 1538.9443 | 0.020459
[31 empty] | 1539.0687 | 0.24315 | 1539.0604 | 0.020491
[31 empty] | 1539.1848 | 0.24343 | 1539.1764 | 0.02052
[31 empty] | 1539.3009 | 0.24371 | 1539.2925 | 0.020551
[31 empty] | 1539.417 | 0.24399 | 1539.4086 | 0.020582
[31 empty] | 1539.5331 | 0.24427 | 1539.5247 | 0.020616
[31 empty] | 1539.6492 | 0.24455 | 1539.6409 | 0.02065
[31 empty] | 1539.7654 | 0.24482 | 1539.757 | 0.020684
[31 empty] | 1539.8815 | 0.24509 | 1539.8732 | 0.020717
[31 empty] | 1539.9977 | 0.24536 | 1539.9893 | 0.020744
[31 empty] | 1540.1139 | 0.24563 | 1540.1055 | 0.020768
[31 empty] | 1540.2301 | 0.24589 | 1540.2217 | 0.020788
[31 empty] | 1540.3463 | 0.24616 | 1540.3379 | 0.020803
[31 empty] | 1540.4625 | 0.24642 | 1540.4541 | 0.020817
[31 empty] | 1540.5789 | 0.24667 | 1540.5704 | 0.02083
[31 empty] | 1540.6951 | 0.24693 | 1540.6867 | 0.020847
[31 empty] | 1540.8114 | 0.24719 | 1540.803 | 0.020868
[31 empty] | 1540.9277 | 0.24744 | 1540.9193 | 0.020895
[31 empty] | 1541.0441 | 0.24769 | 1541.0356 | 0.02093
[31 empty] | 1541.1604 | 0.24794 | 1541.152 | 0.020972
[31 empty] | 1541.2767 | 0.24819 | 1541.2683 | 0.021019
[31 empty] | 1541.3932 | 0.24844 | 1541.3848 | 0.021069
[31 empty] | 1541.5095 | 0.24868 | 1541.5011 | 0.021119
[31 empty] | 1541.626 | 0.24893 | 1541.6175 | 0.021164
[31 empty] | 1541.7424 | 0.24917 | 1541.734 | 0.021204
[31 empty] | 1541.8589 | 0.24942 | 1541.8505 | 0.021236
[31 empty] | 1541.9753 | 0.24966 | 1541.9669 | 0.021262
[31 empty] | 1542.0918 | 0.2499 | 1542.0834 | 0.021281
[31 empty] | 1542.2082 | 0.25014 | 1542.1999 | 0.021296
[31 empty] | 1542.3248 | 0.25038 | 1542.3164 | 0.021309
[31 empty] | 1542.4414 | 0.25062 | 1542.433 | 0.021323
[31 empty] | 1542.558 | 0.25086 | 1542.5496 | 0.021343
[31 empty] | 1542.6746 | 0.25111 | 1542.6661 | 0.021371
[31 empty] | 1542.7911 | 0.25135 | 1542.7827 | 0.021411
[31 empty] | 1542.9077 | 0.25159 | 1542.8993 | 0.021463
[31 empty] | 1543.0244 | 0.25183 | 1543.016 | 0.021525
[31 empty] | 1543.141 | 0.25207 | 1543.1326 | 0.021599
[31 empty] | 1543.2577 | 0.25232 | 1543.2493 | 0.02168
[31 empty] | 1543.3744 | 0.25256 | 1543.366 | 0.021766
[31 empty] | 1543.4911 | 0.2528 | 1543.4827 | 0.021854
[31 empty] | 1543.6078 | 0.25304 | 1543.5994 | 0.021942
[31 empty] | 1543.7245 | 0.25329 | 1543.7161 | 0.022029
[31 empty] | 1543.8413 | 0.25353 | 1543.8329 | 0.022112
[31 empty] | 1543.958 | 0.25377 | 1543.9496 | 0.022191
[31 empty] | 1544.0748 | 0.25402 | 1544.0664 | 0.022267
[31 empty] | 1544.1916 | 0.25426 | 1544.1832 | 0.022337
[31 empty] | 1544.3085 | 0.25451 | 1544.3001 | 0.022404
[31 empty] | 1544.4253 | 0.25475 | 1544.4169 | 0.022468
[31 empty] | 1544.5421 | 0.255 | 1544.5337 | 0.022529
[31 empty] | 1544.6591 | 0.25524 | 1544.6506 | 0.022592
[31 empty] | 1544.7759 | 0.25548 | 1544.7676 | 0.022655
[31 empty] | 1544.8928 | 0.25572 | 1544.8844 | 0.022721
[31 empty] | 1545.0098 | 0.25597 | 1545.0013 | 0.022789
[31 empty] | 1545.1267 | 0.25621 | 1545.1183 | 0.022859
[31 empty] | 1545.2436 | 0.25644 | 1545.2352 | 0.02293
[31 empty] | 1545.3607 | 0.25668 | 1545.3523 | 0.022998
[31 empty] | 1545.4777 | 0.25692 | 1545.4692 | 0.023065
[31 empty] | 1545.5947 | 0.25716 | 1545.5863 | 0.023128
[31 empty] | 1545.7118 | 0.25739 | 1545.7034 | 0.023187
[31 empty] | 1545.8287 | 0.25762 | 1545.8204 | 0.023245
[31 empty] | 1545.9459 | 0.25785 | 1545.9375 | 0.023299
[31 empty] | 1546.063 | 0.25808 | 1546.0546 | 0.023351
[31 empty] | 1546.18 | 0.25831 | 1546.1716 | 0.0234
[31 empty] | 1546.2972 | 0.25853 | 1546.2888 | 0.023447
[31 empty] | 1546.4143 | 0.25876 | 1546.4059 | 0.023492
[31 empty] | 1546.5315 | 0.25898 | 1546.5231 | 0.023532
[31 empty] | 1546.6487 | 0.2592 | 1546.6403 | 0.023571
[31 empty] | 1546.7659 | 0.25941 | 1546.7575 | 0.023608
[31 empty] | 1546.8831 | 0.25963 | 1546.8746 | 0.023641
[31 empty] | 1547.0004 | 0.25984 | 1546.9919 | 0.023674
[31 empty] | 1547.1175 | 0.26005 | 1547.1091 | 0.023706
[31 empty] | 1547.2349 | 0.26026 | 1547.2264 | 0.02374
[31 empty] | 1547.3522 | 0.26046 | 1547.3438 | 0.023777
[31 empty] | 1547.4695 | 0.26067 | 1547.4611 | 0.023819
[31 empty] | 1547.5868 | 0.26087 | 1547.5784 | 0.023868
[31 empty] | 1547.7041 | 0.26107 | 1547.6957 | 0.023925
[31 empty] | 1547.8214 | 0.26127 | 1547.813 | 0.023987
[31 empty] | 1547.9388 | 0.26147 | 1547.9304 | 0.024055
[31 empty] | 1548.0561 | 0.26166 | 1548.0477 | 0.024125
[31 empty] | 1548.1736 | 0.26185 | 1548.1652 | 0.024193
[31 empty] | 1548.291 | 0.26204 | 1548.2826 | 0.024256
[31 empty] | 1548.4084 | 0.26223 | 1548.4 | 0.024311
[31 empty] | 1548.526 | 0.26242 | 1548.5176 | 0.024358
[31 empty] | 1548.6434 | 0.2626 | 1548.635 | 0.024397
[31 empty] | 1548.761 | 0.26278 | 1548.7526 | 0.02443
[31 empty] | 1548.8784 | 0.26296 | 1548.87 | 0.024459
[31 empty] | 1548.996 | 0.26314 | 1548.9876 | 0.024489
[31 empty] | 1549.1135 | 0.26332 | 1549.1051 | 0.024521
[31 empty] | 1549.2311 | 0.26349 | 1549.2227 | 0.02456
[31 empty] | 1549.3488 | 0.26366 | 1549.3403 | 0.024608
[31 empty] | 1549.4663 | 0.26383 | 1549.4579 | 0.024663
[31 empty] | 1549.584 | 0.264 | 1549.5756 | 0.024728
[31 empty] | 1549.7015 | 0.26417 | 1549.6931 | 0.024799
[31 empty] | 1549.8192 | 0.26434 | 1549.8108 | 0.024875
[31 empty] | 1549.9369 | 0.2645 | 1549.9285 | 0.024952
[31 empty] | 1550.0546 | 0.26466 | 1550.0461 | 0.025028
[31 empty] | 1550.1724 | 0.26482 | 1550.1639 | 0.025103
[31 empty] | 1550.29 | 0.26498 | 1550.2816 | 0.025173
[31 empty] | 1550.4078 | 0.26514 | 1550.3994 | 0.02524
[31 empty] | 1550.5256 | 0.26529 | 1550.5171 | 0.025304
[31 empty] | 1550.6433 | 0.26544 | 1550.6349 | 0.025364
[31 empty] | 1550.7611 | 0.2656 | 1550.7527 | 0.025421
[31 empty] | 1550.879 | 0.26575 | 1550.8706 | 0.025476
[31 empty] | 1550.9968 | 0.26589 | 1550.9884 | 0.025528
[31 empty] | 1551.1146 | 0.26604 | 1551.1062 | 0.025578
[31 empty] | 1551.2325 | 0.26618 | 1551.2241 | 0.025623
[31 empty] | 1551.3505 | 0.26633 | 1551.342 | 0.025666
[31 empty] | 1551.4684 | 0.26647 | 1551.46 | 0.025704
[31 empty] | 1551.5863 | 0.26661 | 1551.5779 | 0.025738
[31 empty] | 1551.7042 | 0.26674 | 1551.6958 | 0.025769
[31 empty] | 1551.8221 | 0.26688 | 1551.8137 | 0.025799
[31 empty] | 1551.9402 | 0.26701 | 1551.9318 | 0.025829
[31 empty] | 1552.0582 | 0.26715 | 1552.0497 | 0.025861
[31 empty] | 1552.1762 | 0.26728 | 1552.1677 | 0.025901
[31 empty] | 1552.2942 | 0.26741 | 1552.2858 | 0.025949
[31 empty] | 1552.4122 | 0.26753 | 1552.4038 | 0.026008
[31 empty] | 1552.5304 | 0.26766 | 1552.522 | 0.026078
[31 empty] | 1552.6484 | 0.26779 | 1552.64 | 0.026158
[31 empty] | 1552.7666 | 0.26791 | 1552.7581 | 0.026246
[31 empty] | 1552.8846 | 0.26803 | 1552.8762 | 0.02634
[31 empty] | 1553.0028 | 0.26815 | 1552.9944 | 0.026435
[31 empty] | 1553.121 | 0.26826 | 1553.1126 | 0.026529
[31 empty] | 1553.2391 | 0.26838 | 1553.2307 | 0.026618
[31 empty] | 1553.3574 | 0.2685 | 1553.3489 | 0.026698
[31 empty] | 1553.4756 | 0.26861 | 1553.4672 | 0.026769
[31 empty] | 1553.5939 | 0.26872 | 1553.5853 | 0.02683
[31 empty] | 1553.712 | 0.26883 | 1553.7036 | 0.026881
[31 empty] | 1553.8303 | 0.26894 | 1553.8219 | 0.026924
[31 empty] | 1553.9486 | 0.26904 | 1553.9402 | 0.02696
[31 empty] | 1554.0669 | 0.26915 | 1554.0585 | 0.02699
[31 empty] | 1554.1853 | 0.26925 | 1554.1768 | 0.027016
[31 empty] | 1554.3036 | 0.26935 | 1554.2952 | 0.027039
[31 empty] | 1554.422 | 0.26944 | 1554.4135 | 0.02706
[31 empty] | 1554.5403 | 0.26954 | 1554.5319 | 0.02708
[31 empty] | 1554.6587 | 0.26964 | 1554.6503 | 0.027098
[31 empty] | 1554.7771 | 0.26973 | 1554.7687 | 0.027118
[31 empty] | 1554.8956 | 0.26982 | 1554.8871 | 0.027139
[31 empty] | 1555.014 | 0.26991 | 1555.0056 | 0.027163
[31 empty] | 1555.1325 | 0.26999 | 1555.124 | 0.027191
[31 empty] | 1555.251 | 0.27008 | 1555.2425 | 0.027224
[31 empty] | 1555.3695 | 0.27016 | 1555.3611 | 0.027262
[31 empty] | 1555.488 | 0.27024 | 1555.4796 | 0.027306
[31 empty] | 1555.6066 | 0.27032 | 1555.5981 | 0.027354
[31 empty] | 1555.7251 | 0.2704 | 1555.7167 | 0.027407
[31 empty] | 1555.8436 | 0.27047 | 1555.8352 | 0.027464
[31 empty] | 1555.9623 | 0.27054 | 1555.9539 | 0.027523
[31 empty] | 1556.0809 | 0.27062 | 1556.0724 | 0.027584
[31 empty] | 1556.1996 | 0.27069 | 1556.191 | 0.027646
[31 empty] | 1556.3181 | 0.27075 | 1556.3097 | 0.027709
[31 empty] | 1556.4369 | 0.27082 | 1556.4283 | 0.027773
[31 empty] | 1556.5555 | 0.27088 | 1556.5471 | 0.027837
[31 empty] | 1556.6742 | 0.27094 | 1556.6658 | 0.027904
[31 empty] | 1556.793 | 0.271 | 1556.7846 | 0.027972
[31 empty] | 1556.9117 | 0.27106 | 1556.9032 | 0.028043
[31 empty] | 1557.0304 | 0.27112 | 1557.022 | 0.028117
[31 empty] | 1557.1492 | 0.27117 | 1557.1408 | 0.028194
[31 empty] | 1557.2681 | 0.27123 | 1557.2595 | 0.028272
[31 empty] | 1557.3868 | 0.27127 | 1557.3784 | 0.028351
[31 empty] | 1557.5056 | 0.27132 | 1557.4972 | 0.02843
[31 empty] | 1557.6245 | 0.27137 | 1557.6161 | 0.028507
[31 empty] | 1557.7434 | 0.27142 | 1557.7349 | 0.028582
[31 empty] | 1557.8623 | 0.27146 | 1557.8538 | 0.028657
[31 empty] | 1557.9812 | 0.2715 | 1557.9727 | 0.028733
[31 empty] | 1558.1001 | 0.27154 | 1558.0917 | 0.028813
[31 empty] | 1558.219 | 0.27158 | 1558.2106 | 0.0289
[31 empty] | 1558.338 | 0.27161 | 1558.3295 | 0.028993
[31 empty] | 1558.4569 | 0.27165 | 1558.4485 | 0.029093
[31 empty] | 1558.5759 | 0.27168 | 1558.5675 | 0.029198
[31 empty] | 1558.695 | 0.27171 | 1558.6865 | 0.029303
[31 empty] | 1558.814 | 0.27174 | 1558.8055 | 0.029405
[31 empty] | 1558.933 | 0.27177 | 1558.9246 | 0.029501
[31 empty] | 1559.0521 | 0.27179 | 1559.0436 | 0.029586
[31 empty] | 1559.1711 | 0.27181 | 1559.1627 | 0.02966
[31 empty] | 1559.2903 | 0.27183 | 1559.2819 | 0.029721
[31 empty] | 1559.4094 | 0.27185 | 1559.4009 | 0.029766
[31 empty] | 1559.5286 | 0.27186 | 1559.52 | 0.029798
[31 empty] | 1559.6477 | 0.27188 | 1559.6393 | 0.029815
[31 empty] | 1559.7668 | 0.27189 | 1559.7584 | 0.029821
[31 empty] | 1559.8861 | 0.2719 | 1559.8776 | 0.02982
[31 empty] | 1560.0052 | 0.27191 | 1559.9968 | 0.029817
[31 empty] | 1560.1245 | 0.27191 | 1560.1161 | 0.029817
[31 empty] | 1560.2438 | 0.27192 | 1560.2352 | 0.029825
[31 empty] | 1560.363 | 0.27192 | 1560.3546 | 0.029847
[31 empty] | 1560.4823 | 0.27191 | 1560.4739 | 0.029883
[31 empty] | 1560.6016 | 0.27191 | 1560.5931 | 0.029937
[31 empty] | 1560.7209 | 0.2719 | 1560.7124 | 0.030003
[31 empty] | 1560.8403 | 0.2719 | 1560.8318 | 0.030081
[31 empty] | 1560.9596 | 0.27188 | 1560.9512 | 0.030168
[31 empty] | 1561.079 | 0.27187 | 1561.0706 | 0.030258
[31 empty] | 1561.1984 | 0.27185 | 1561.1899 | 0.030349
[31 empty] | 1561.3179 | 0.27183 | 1561.3093 | 0.030438
[31 empty] | 1561.4373 | 0.27181 | 1561.4287 | 0.030525
[31 empty] | 1561.5566 | 0.27178 | 1561.5482 | 0.030608
[31 empty] | 1561.6762 | 0.27175 | 1561.6677 | 0.030688
[31 empty] | 1561.7957 | 0.27172 | 1561.7871 | 0.030766
[31 empty] | 1561.9152 | 0.27168 | 1561.9066 | 0.030841
[31 empty] | 1562.0347 | 0.27164 | 1562.0262 | 0.030912
[31 empty] | 1562.1542 | 0.2716 | 1562.1457 | 0.03098
[31 empty] | 1562.2738 | 0.27155 | 1562.2653 | 0.031042
[31 empty] | 1562.3933 | 0.2715 | 1562.3849 | 0.031099
[31 empty] | 1562.5129 | 0.27145 | 1562.5045 | 0.03115
[31 empty] | 1562.6326 | 0.27139 | 1562.624 | 0.031197
[31 empty] | 1562.7522 | 0.27133 | 1562.7436 | 0.031242
[31 empty] | 1562.8718 | 0.27126 | 1562.8634 | 0.031287
[31 empty] | 1562.9915 | 0.27119 | 1562.983 | 0.031335
[31 empty] | 1563.1112 | 0.27112 | 1563.1027 | 0.031386
[31 empty] | 1563.231 | 0.27104 | 1563.2224 | 0.031443
[31 empty] | 1563.3506 | 0.27096 | 1563.3422 | 0.031503
[31 empty] | 1563.4703 | 0.27087 | 1563.4619 | 0.031566
[31 empty] | 1563.5901 | 0.27078 | 1563.5817 | 0.031629
[31 empty] | 1563.71 | 0.27068 | 1563.7014 | 0.031689
[31 empty] | 1563.8297 | 0.27058 | 1563.8212 | 0.031747
[31 empty] | 1563.9496 | 0.27047 | 1563.941 | 0.031801
[31 empty] | 1564.0693 | 0.27036 | 1564.0609 | 0.031855
[31 empty] | 1564.1892 | 0.27025 | 1564.1807 | 0.03191
[31 empty] | 1564.3091 | 0.27013 | 1564.3005 | 0.031971
[31 empty] | 1564.429 | 0.27 | 1564.4205 | 0.03204
[31 empty] | 1564.5488 | 0.26987 | 1564.5404 | 0.032121
[31 empty] | 1564.6688 | 0.26974 | 1564.6603 | 0.032215
[31 empty] | 1564.7887 | 0.26961 | 1564.7803 | 0.032318
[31 empty] | 1564.9087 | 0.26946 | 1564.9003 | 0.032429
[31 empty] | 1565.0287 | 0.26932 | 1565.0201 | 0.032541
[31 empty] | 1565.1487 | 0.26917 | 1565.1401 | 0.03265
[31 empty] | 1565.2687 | 0.26902 | 1565.2603 | 0.032751
[31 empty] | 1565.3888 | 0.26886 | 1565.3802 | 0.032841
[31 empty] | 1565.5088 | 0.2687 | 1565.5002 | 0.032917
[31 empty] | 1565.6289 | 0.26853 | 1565.6204 | 0.032981
[31 empty] | 1565.7489 | 0.26837 | 1565.7405 | 0.033033
[31 empty] | 1565.869 | 0.2682 | 1565.8606 | 0.033077
[31 empty] | 1565.9893 | 0.26802 | 1565.9807 | 0.033117
[31 empty] | 1566.1094 | 0.26785 | 1566.1008 | 0.033156
[31 empty] | 1566.2295 | 0.26767 | 1566.2209 | 0.033196
[31 empty] | 1566.3497 | 0.26748 | 1566.3412 | 0.033239
[31 empty] | 1566.4698 | 0.2673 | 1566.4614 | 0.033287
[31 empty] | 1566.5901 | 0.26711 | 1566.5817 | 0.033342
[31 empty] | 1566.7103 | 0.26692 | 1566.7019 | 0.033403
[31 empty] | 1566.8306 | 0.26673 | 1566.8221 | 0.033471
[31 empty] | 1566.9509 | 0.26654 | 1566.9424 | 0.033547
[31 empty] | 1567.0712 | 0.26634 | 1567.0626 | 0.033631
[31 empty] | 1567.1915 | 0.26615 | 1567.183 | 0.033721
[31 empty] | 1567.3118 | 0.26595 | 1567.3033 | 0.033815
[31 empty] | 1567.4321 | 0.26575 | 1567.4237 | 0.03391
[31 empty] | 1567.5525 | 0.26554 | 1567.5441 | 0.034004
[31 empty] | 1567.673 | 0.26534 | 1567.6644 | 0.034095
[31 empty] | 1567.7933 | 0.26513 | 1567.7848 | 0.034178
[31 empty] | 1567.9137 | 0.26493 | 1567.9053 | 0.034255
[31 empty] | 1568.0342 | 0.26472 | 1568.0256 | 0.034324
[31 empty] | 1568.1547 | 0.26451 | 1568.1461 | 0.034388
[31 empty] | 1568.2751 | 0.26429 | 1568.2666 | 0.034446
[31 empty] | 1568.3956 | 0.26408 | 1568.3871 | 0.034501
[31 empty] | 1568.5161 | 0.26386 | 1568.5077 | 0.034553
[31 empty] | 1568.6367 | 0.26364 | 1568.6282 | 0.034605
[31 empty] | 1568.7572 | 0.26342 | 1568.7488 | 0.034656
[31 empty] | 1568.8778 | 0.2632 | 1568.8693 | 0.034707
[31 empty] | 1568.9984 | 0.26297 | 1568.9899 | 0.034757
[31 empty] | 1569.119 | 0.26274 | 1569.1105 | 0.034806
[31 empty] | 1569.2396 | 0.26251 | 1569.2311 | 0.034854
[31 empty] | 1569.3602 | 0.26228 | 1569.3518 | 0.034902
[31 empty] | 1569.481 | 0.26204 | 1569.4724 | 0.034951
[31 empty] | 1569.6017 | 0.2618 | 1569.5931 | 0.035003
[31 empty] | 1569.7223 | 0.26156 | 1569.7139 | 0.035058
[31 empty] | 1569.843 | 0.26131 | 1569.8345 | 0.035119
[31 empty] | 1569.9637 | 0.26106 | 1569.9553 | 0.035185
[31 empty] | 1570.0846 | 0.26081 | 1570.076 | 0.035255
[31 empty] | 1570.2053 | 0.26055 | 1570.1968 | 0.035328
[31 empty] | 1570.3262 | 0.26029 | 1570.3176 | 0.035401
[31 empty] | 1570.4469 | 0.26002 | 1570.4383 | 0.035473
[31 empty] | 1570.5677 | 0.25976 | 1570.5592 | 0.03554
[31 empty] | 1570.6886 | 0.25949 | 1570.68 | 0.035602
[31 empty] | 1570.8094 | 0.25921 | 1570.8009 | 0.035662
[31 empty] | 1570.9304 | 0.25893 | 1570.9219 | 0.03572
[31 empty] | 1571.0513 | 0.25865 | 1571.0427 | 0.03578
[31 empty] | 1571.1722 | 0.25836 | 1571.1637 | 0.035846
[31 empty] | 1571.2931 | 0.25807 | 1571.2847 | 0.03592
[31 empty] | 1571.4141 | 0.25778 | 1571.4055 | 0.036003
[31 empty] | 1571.535 | 0.25748 | 1571.5266 | 0.036094
[31 empty] | 1571.6561 | 0.25718 | 1571.6476 | 0.036193
[31 empty] | 1571.7771 | 0.25687 | 1571.7686 | 0.036294
[31 empty] | 1571.8982 | 0.25657 | 1571.8897 | 0.036394
[31 empty] | 1572.0192 | 0.25625 | 1572.0106 | 0.036491
[31 empty] | 1572.1403 | 0.25594 | 1572.1317 | 0.036583
[31 empty] | 1572.2613 | 0.25562 | 1572.2528 | 0.036667
[31 empty] | 1572.3825 | 0.25529 | 1572.3739 | 0.036746
[31 empty] | 1572.5035 | 0.25497 | 1572.4951 | 0.036822
[31 empty] | 1572.6248 | 0.25464 | 1572.6162 | 0.036895
[31 empty] | 1572.746 | 0.25431 | 1572.7374 | 0.036966
[31 empty] | 1572.8671 | 0.25397 | 1572.8585 | 0.037038
[31 empty] | 1572.9883 | 0.25363 | 1572.9797 | 0.037107
[31 empty] | 1573.1095 | 0.25329 | 1573.101 | 0.037174
[31 empty] | 1573.2307 | 0.25294 | 1573.2223 | 0.037236
[31 empty] | 1573.352 | 0.2526 | 1573.3435 | 0.037294
[31 empty] | 1573.4733 | 0.25224 | 1573.4647 | 0.037346
[31 empty] | 1573.5946 | 0.25189 | 1573.5861 | 0.037393
[31 empty] | 1573.7159 | 0.25153 | 1573.7074 | 0.037437
[31 empty] | 1573.8373 | 0.25117 | 1573.8287 | 0.037478
[31 empty] | 1573.9586 | 0.2508 | 1573.9501 | 0.037517
[31 empty] | 1574.08 | 0.25044 | 1574.0714 | 0.037557
[31 empty] | 1574.2014 | 0.25007 | 1574.1929 | 0.037599
[31 empty] | 1574.3228 | 0.24969 | 1574.3142 | 0.037643
[31 empty] | 1574.4442 | 0.24932 | 1574.4357 | 0.037692
[31 empty] | 1574.5657 | 0.24894 | 1574.5571 | 0.037747
[31 empty] | 1574.6871 | 0.24856 | 1574.6786 | 0.037808
[31 empty] | 1574.8086 | 0.24817 | 1574.8001 | 0.037874
[31 empty] | 1574.93 | 0.24779 | 1574.9216 | 0.037948
[31 empty] | 1575.0516 | 0.24739 | 1575.0431 | 0.038026
[31 empty] | 1575.1732 | 0.247 | 1575.1647 | 0.038109
[31 empty] | 1575.2947 | 0.2466 | 1575.2863 | 0.038195
[31 empty] | 1575.4163 | 0.2462 | 1575.4077 | 0.038283
[31 empty] | 1575.538 | 0.2458 | 1575.5294 | 0.038369
[31 empty] | 1575.6596 | 0.2454 | 1575.651 | 0.038455
[31 empty] | 1575.7811 | 0.24499 | 1575.7726 | 0.038539
[31 empty] | 1575.9028 | 0.24458 | 1575.8943 | 0.038623
[31 empty] | 1576.0245 | 0.24417 | 1576.016 | 0.038707
[31 empty] | 1576.1462 | 0.24375 | 1576.1377 | 0.038794
[31 empty] | 1576.2679 | 0.24333 | 1576.2594 | 0.038884
[31 empty] | 1576.3897 | 0.2429 | 1576.3811 | 0.038978
[31 empty] | 1576.5113 | 0.24248 | 1576.5028 | 0.039075
[31 empty] | 1576.6332 | 0.24205 | 1576.6246 | 0.039173
[31 empty] | 1576.7549 | 0.24162 | 1576.7463 | 0.03927
[31 empty] | 1576.8767 | 0.24118 | 1576.8682 | 0.039363
[31 empty] | 1576.9985 | 0.24074 | 1576.99 | 0.039449
[31 empty] | 1577.1204 | 0.2403 | 1577.1118 | 0.039525
[31 empty] | 1577.2423 | 0.23985 | 1577.2336 | 0.039593
[31 empty] | 1577.3641 | 0.2394 | 1577.3556 | 0.03965
[31 empty] | 1577.4861 | 0.23895 | 1577.4774 | 0.039698
[31 empty] | 1577.6079 | 0.23849 | 1577.5994 | 0.039741
[31 empty] | 1577.7299 | 0.23803 | 1577.7213 | 0.039781
[31 empty] | 1577.8518 | 0.23757 | 1577.8433 | 0.039818
[31 empty] | 1577.9738 | 0.2371 | 1577.9652 | 0.039858
[31 empty] | 1578.0958 | 0.23663 | 1578.0873 | 0.039902
[31 empty] | 1578.2178 | 0.23616 | 1578.2092 | 0.039952
[31 empty] | 1578.3398 | 0.23568 | 1578.3313 | 0.040012
[31 empty] | 1578.4619 | 0.23519 | 1578.4534 | 0.040084
[31 empty] | 1578.584 | 0.23471 | 1578.5754 | 0.040169
[31 empty] | 1578.7061 | 0.23422 | 1578.6975 | 0.040266
[31 empty] | 1578.8281 | 0.23373 | 1578.8196 | 0.040374
[31 empty] | 1578.9503 | 0.23323 | 1578.9418 | 0.040487
[31 empty] | 1579.0724 | 0.23273 | 1579.0638 | 0.0406
[31 empty] | 1579.1946 | 0.23222 | 1579.186 | 0.040707
[31 empty] | 1579.3168 | 0.23171 | 1579.3082 | 0.040804
[31 empty] | 1579.439 | 0.2312 | 1579.4304 | 0.040888
[31 empty] | 1579.5612 | 0.23069 | 1579.5526 | 0.040961
[31 empty] | 1579.6835 | 0.23017 | 1579.6748 | 0.041024
[31 empty] | 1579.8057 | 0.22965 | 1579.7971 | 0.041082
[31 empty] | 1579.928 | 0.22912 | 1579.9194 | 0.041139
[31 empty] | 1580.0503 | 0.22859 | 1580.0418 | 0.0412
[31 empty] | 1580.1726 | 0.22806 | 1580.1641 | 0.041267
[31 empty] | 1580.2949 | 0.22752 | 1580.2864 | 0.041342
[31 empty] | 1580.4172 | 0.22698 | 1580.4087 | 0.041425
[31 empty] | 1580.5397 | 0.22643 | 1580.531 | 0.041513
[31 empty] | 1580.662 | 0.22589 | 1580.6534 | 0.041603
[31 empty] | 1580.7844 | 0.22534 | 1580.7759 | 0.041694
[31 empty] | 1580.9069 | 0.22479 | 1580.8983 | 0.041782
[31 empty] | 1581.0293 | 0.22423 | 1581.0207 | 0.041865
[31 empty] | 1581.1517 | 0.22367 | 1581.1432 | 0.041943
[31 empty] | 1581.2743 | 0.22311 | 1581.2656 | 0.042016
[31 empty] | 1581.3967 | 0.22255 | 1581.3882 | 0.042087
[31 empty] | 1581.5193 | 0.22199 | 1581.5107 | 0.042157
[31 empty] | 1581.6418 | 0.22142 | 1581.6333 | 0.042229
[31 empty] | 1581.7644 | 0.22085 | 1581.7559 | 0.042306
[31 empty] | 1581.887 | 0.22028 | 1581.8784 | 0.042388
[31 empty] | 1582.0095 | 0.21971 | 1582.001 | 0.042477
[31 empty] | 1582.1322 | 0.21913 | 1582.1235 | 0.042571
[31 empty] | 1582.2548 | 0.21856 | 1582.2462 | 0.042668
[31 empty] | 1582.3774 | 0.21799 | 1582.3689 | 0.042766
[31 empty] | 1582.5001 | 0.21741 | 1582.4916 | 0.042861
[31 empty] | 1582.6228 | 0.21683 | 1582.6143 | 0.04295
[31 empty] | 1582.7455 | 0.21625 | 1582.7369 | 0.043029
[31 empty] | 1582.8683 | 0.21567 | 1582.8597 | 0.043095
[31 empty] | 1582.991 | 0.21509 | 1582.9824 | 0.043147
[31 empty] | 1583.1138 | 0.21451 | 1583.1052 | 0.043187
[31 empty] | 1583.2366 | 0.21393 | 1583.228 | 0.043216
[31 empty] | 1583.3594 | 0.21334 | 1583.3508 | 0.043239
[31 empty] | 1583.4822 | 0.21276 | 1583.4736 | 0.043261
[31 empty] | 1583.6051 | 0.21218 | 1583.5964 | 0.043287
[31 empty] | 1583.7279 | 0.21159 | 1583.7194 | 0.043322
[31 empty] | 1583.8508 | 0.211 | 1583.8423 | 0.043368
[31 empty] | 1583.9738 | 0.21042 | 1583.9651 | 0.043427
[31 empty] | 1584.0967 | 0.20983 | 1584.088 | 0.043495
[31 empty] | 1584.2196 | 0.20924 | 1584.2109 | 0.04357
[31 empty] | 1584.3425 | 0.20865 | 1584.334 | 0.043647
[31 empty] | 1584.4654 | 0.20806 | 1584.4569 | 0.043721
[31 empty] | 1584.5885 | 0.20747 | 1584.58 | 0.043786
[31 empty] | 1584.7115 | 0.20687 | 1584.703 | 0.043844
[31 empty] | 1584.8346 | 0.20628 | 1584.8259 | 0.043893
[31 empty] | 1584.9576 | 0.20568 | 1584.9491 | 0.04394
[31 empty] | 1585.0807 | 0.20508 | 1585.0721 | 0.04399
[31 empty] | 1585.2037 | 0.20448 | 1585.1952 | 0.044049
[31 empty] | 1585.3269 | 0.20388 | 1585.3184 | 0.044123
[31 empty] | 1585.4501 | 0.20328 | 1585.4414 | 0.044217
[31 empty] | 1585.5732 | 0.20267 | 1585.5646 | 0.044331
[31 empty] | 1585.6964 | 0.20206 | 1585.6877 | 0.044465
[31 empty] | 1585.8196 | 0.20145 | 1585.8109 | 0.044612
[31 empty] | 1585.9427 | 0.20084 | 1585.9342 | 0.044767
[31 empty] | 1586.066 | 0.20023 | 1586.0574 | 0.044922
[31 empty] | 1586.1892 | 0.19961 | 1586.1807 | 0.045069
[31 empty] | 1586.3125 | 0.199 | 1586.304 | 0.045203
[31 empty] | 1586.4358 | 0.19838 | 1586.4272 | 0.045319
[31 empty] | 1586.5591 | 0.19776 | 1586.5505 | 0.045417
[31 empty] | 1586.6824 | 0.19713 | 1586.6738 | 0.045498
[31 empty] | 1586.8058 | 0.19651 | 1586.7971 | 0.045567
[31 empty] | 1586.9291 | 0.19588 | 1586.9205 | 0.045626
[31 empty] | 1587.0525 | 0.19526 | 1587.0439 | 0.045683
[31 empty] | 1587.1759 | 0.19463 | 1587.1674 | 0.04574
[31 empty] | 1587.2993 | 0.19399 | 1587.2908 | 0.045801
[31 empty] | 1587.4227 | 0.19336 | 1587.4142 | 0.045866
[31 empty] | 1587.5463 | 0.19273 | 1587.5376 | 0.045937
[31 empty] | 1587.6697 | 0.19209 | 1587.6611 | 0.046012
[31 empty] | 1587.7932 | 0.19146 | 1587.7846 | 0.046089
[31 empty] | 1587.9168 | 0.19082 | 1587.9081 | 0.046169
[31 empty] | 1588.0403 | 0.19018 | 1588.0316 | 0.046248
[31 empty] | 1588.1638 | 0.18954 | 1588.1552 | 0.046326
[31 empty] | 1588.2874 | 0.1889 | 1588.2788 | 0.046403
[31 empty] | 1588.411 | 0.18825 | 1588.4023 | 0.046479
[31 empty] | 1588.5346 | 0.18761 | 1588.526 | 0.046553
[31 empty] | 1588.6582 | 0.18696 | 1588.6497 | 0.046625
[31 empty] | 1588.7819 | 0.18632 | 1588.7732 | 0.046696
[31 empty] | 1588.9055 | 0.18567 | 1588.897 | 0.046768
[31 empty] | 1589.0292 | 0.18503 | 1589.0206 | 0.04684
[31 empty] | 1589.1529 | 0.18437 | 1589.1443 | 0.046914
[31 empty] | 1589.2766 | 0.18373 | 1589.2681 | 0.04699
[31 empty] | 1589.4004 | 0.18308 | 1589.3918 | 0.047069
[31 empty] | 1589.5242 | 0.18243 | 1589.5155 | 0.04715
[31 empty] | 1589.648 | 0.18178 | 1589.6393 | 0.047233
[31 empty] | 1589.7717 | 0.18113 | 1589.7632 | 0.047317
[31 empty] | 1589.8955 | 0.18048 | 1589.887 | 0.047402
[31 empty] | 1590.0194 | 0.17983 | 1590.0109 | 0.047488
[31 empty] | 1590.1433 | 0.17917 | 1590.1346 | 0.047573
[31 empty] | 1590.2672 | 0.17852 | 1590.2585 | 0.047659
[31 empty] | 1590.3911 | 0.17787 | 1590.3825 | 0.047744
[31 empty] | 1590.515 | 0.17722 | 1590.5064 | 0.047825
[31 empty] | 1590.6389 | 0.17657 | 1590.6302 | 0.047902
[31 empty] | 1590.7628 | 0.17592 | 1590.7543 | 0.047975
[31 empty] | 1590.8868 | 0.17526 | 1590.8783 | 0.048041
[31 empty] | 1591.0109 | 0.17461 | 1591.0022 | 0.048106
[31 empty] | 1591.1349 | 0.17397 | 1591.1262 | 0.04817
[31 empty] | 1591.2589 | 0.17332 | 1591.2502 | 0.048239
[31 empty] | 1591.3829 | 0.17266 | 1591.3744 | 0.048314
[31 empty] | 1591.5071 | 0.17202 | 1591.4984 | 0.048396
[31 empty] | 1591.6311 | 0.17137 | 1591.6226 | 0.048485
[31 empty] | 1591.7552 | 0.17072 | 1591.7466 | 0.048577
[31 empty] | 1591.8794 | 0.17008 | 1591.8707 | 0.048666
[31 empty] | 1592.0035 | 0.16943 | 1591.9949 | 0.048748
[31 empty] | 1592.1277 | 0.16878 | 1592.1191 | 0.04882
[31 empty] | 1592.2518 | 0.16814 | 1592.2433 | 0.04888
[31 empty] | 1592.3761 | 0.16749 | 1592.3674 | 0.048929
[31 empty] | 1592.5004 | 0.16685 | 1592.4917 | 0.048972
[31 empty] | 1592.6246 | 0.16621 | 1592.616 | 0.049009
[31 empty] | 1592.7489 | 0.16557 | 1592.7402 | 0.049047
[31 empty] | 1592.8732 | 0.16493 | 1592.8645 | 0.049089
[31 empty] | 1592.9974 | 0.16429 | 1592.9888 | 0.049136
[31 empty] | 1593.1218 | 0.16364 | 1593.1132 | 0.049191
[31 empty] | 1593.2461 | 0.163 | 1593.2376 | 0.049254
[31 empty] | 1593.3705 | 0.16237 | 1593.3618 | 0.049327
[31 empty] | 1593.4949 | 0.16173 | 1593.4862 | 0.049408
[31 empty] | 1593.6193 | 0.16109 | 1593.6106 | 0.049497
[31 empty] | 1593.7436 | 0.16045 | 1593.7351 | 0.049592
[31 empty] | 1593.8682 | 0.15981 | 1593.8595 | 0.049692
[31 empty] | 1593.9925 | 0.15917 | 1593.984 | 0.049794
[31 empty] | 1594.1171 | 0.15854 | 1594.1084 | 0.049893
[31 empty] | 1594.2416 | 0.1579 | 1594.2329 | 0.049989
[31 empty] | 1594.3661 | 0.15726 | 1594.3574 | 0.050079
[31 empty] | 1594.4906 | 0.15663 | 1594.4821 | 0.050162
[31 empty] | 1594.6152 | 0.15599 | 1594.6066 | 0.050239
[31 empty] | 1594.7397 | 0.15536 | 1594.7312 | 0.050313
[31 empty] | 1594.8644 | 0.15472 | 1594.8557 | 0.050386
[31 empty] | 1594.989 | 0.15408 | 1594.9804 | 0.050459
[31 empty] | 1595.1137 | 0.15345 | 1595.105 | 0.050533
[31 empty] | 1595.2383 | 0.15281 | 1595.2296 | 0.050611
[31 empty] | 1595.3629 | 0.15218 | 1595.3544 | 0.050691
[31 empty] | 1595.4877 | 0.15154 | 1595.479 | 0.050771
[31 empty] | 1595.6124 | 0.15091 | 1595.6038 | 0.05085
[31 empty] | 1595.7371 | 0.15027 | 1595.7285 | 0.050931
[31 empty] | 1595.8618 | 0.14964 | 1595.8533 | 0.05101
[31 empty] | 1595.9867 | 0.149 | 1595.978 | 0.051093
[31 empty] | 1596.1115 | 0.14837 | 1596.1028 | 0.051178
[31 empty] | 1596.2362 | 0.14774 | 1596.2277 | 0.051267
[31 empty] | 1596.3611 | 0.1471 | 1596.3524 | 0.051361
[31 empty] | 1596.486 | 0.14647 | 1596.4773 | 0.051456
[31 empty] | 1596.6108 | 0.14584 | 1596.6022 | 0.051552
[31 empty] | 1596.7357 | 0.14521 | 1596.727 | 0.051643
[31 empty] | 1596.8606 | 0.14458 | 1596.8519 | 0.05173
[31 empty] | 1596.9856 | 0.14395 | 1596.9769 | 0.051809
[31 empty] | 1597.1105 | 0.14332 | 1597.1018 | 0.051883
[31 empty] | 1597.2355 | 0.14269 | 1597.2268 | 0.051952
[31 empty] | 1597.3605 | 0.14206 | 1597.3518 | 0.05202
[31 empty] | 1597.4855 | 0.14144 | 1597.4768 | 0.052088
[31 empty] | 1597.6105 | 0.14081 | 1597.6018 | 0.05216
[31 empty] | 1597.7355 | 0.14018 | 1597.7269 | 0.052235
[31 empty] | 1597.8606 | 0.13956 | 1597.8519 | 0.052314
[31 empty] | 1597.9857 | 0.13894 | 1597.977 | 0.052394
[31 empty] | 1598.1108 | 0.13832 | 1598.1022 | 0.052471
[31 empty] | 1598.236 | 0.13769 | 1598.2273 | 0.052542
[31 empty] | 1598.3611 | 0.13708 | 1598.3524 | 0.052605
[31 empty] | 1598.4862 | 0.13646 | 1598.4775 | 0.052659
[31 empty] | 1598.6115 | 0.13584 | 1598.6028 | 0.052705
[31 empty] | 1598.7366 | 0.13522 | 1598.728 | 0.052747
[31 empty] | 1598.8618 | 0.13461 | 1598.8531 | 0.052786
[31 empty] | 1598.9871 | 0.134 | 1598.9784 | 0.052828
[31 empty] | 1599.1123 | 0.13338 | 1599.1038 | 0.052878
[31 empty] | 1599.2377 | 0.13277 | 1599.229 | 0.052935
[31 empty] | 1599.3629 | 0.13216 | 1599.3543 | 0.053001
[31 empty] | 1599.4883 | 0.13155 | 1599.4796 | 0.053076
[31 empty] | 1599.6137 | 0.13095 | 1599.605 | 0.053156
[31 empty] | 1599.739 | 0.13034 | 1599.7304 | 0.05324
[31 empty] | 1599.8644 | 0.12974 | 1599.8557 | 0.053323
[31 empty] | 1599.9897 | 0.12914 | 1599.9811 | 0.053403
[31 empty] | 1600.1151 | 0.12853 | 1600.1066 | 0.053477
[31 empty] | 1600.2406 | 0.12793 | 1600.2319 | 0.053543
[31 empty] | 1600.3661 | 0.12734 | 1600.3574 | 0.053604
[31 empty] | 1600.4916 | 0.12674 | 1600.4829 | 0.053661
[31 empty] | 1600.6171 | 0.12615 | 1600.6084 | 0.053717
[31 empty] | 1600.7425 | 0.12556 | 1600.7339 | 0.053778
[31 empty] | 1600.8682 | 0.12496 | 1600.8595 | 0.053845
[31 empty] | 1600.9936 | 0.12437 | 1600.985 | 0.053922
[31 empty] | 1601.1193 | 0.12379 | 1601.1106 | 0.054007
[31 empty] | 1601.2449 | 0.1232 | 1601.2362 | 0.054102
[31 empty] | 1601.3705 | 0.12262 | 1601.3618 | 0.054202
[31 empty] | 1601.4961 | 0.12204 | 1601.4874 | 0.054306
[31 empty] | 1601.6217 | 0.12146 | 1601.613 | 0.05441
[31 empty] | 1601.7474 | 0.12088 | 1601.7388 | 0.054513
[31 empty] | 1601.8732 | 0.1203 | 1601.8645 | 0.054613
[31 empty] | 1601.9988 | 0.11973 | 1601.9902 | 0.054713
[31 empty] | 1602.1246 | 0.11915 | 1602.116 | 0.054812
[31 empty] | 1602.2504 | 0.11858 | 1602.2417 | 0.054915
[31 empty] | 1602.3761 | 0.11801 | 1602.3674 | 0.055023
[31 empty] | 1602.502 | 0.11745 | 1602.4933 | 0.055135
[31 empty] | 1602.6277 | 0.11688 | 1602.619 | 0.055252
[31 empty] | 1602.7535 | 0.11632 | 1602.7449 | 0.055371
[31 empty] | 1602.8794 | 0.11575 | 1602.8707 | 0.055487
[31 empty] | 1603.0052 | 0.11519 | 1602.9966 | 0.055599
[31 empty] | 1603.1312 | 0.11463 | 1603.1226 | 0.055703
[31 empty] | 1603.2571 | 0.11408 | 1603.2484 | 0.0558
[31 empty] | 1603.3831 | 0.11352 | 1603.3744 | 0.055889
[31 empty] | 1603.5089 | 0.11296 | 1603.5004 | 0.055974
[31 empty] | 1603.6349 | 0.11241 | 1603.6262 | 0.056058
[31 empty] | 1603.761 | 0.11186 | 1603.7523 | 0.056141
[31 empty] | 1603.887 | 0.11131 | 1603.8783 | 0.056228
[31 empty] | 1604.0129 | 0.11076 | 1604.0043 | 0.056316
[31 empty] | 1604.139 | 0.11022 | 1604.1304 | 0.056405
[31 empty] | 1604.2651 | 0.10967 | 1604.2565 | 0.056491
[31 empty] | 1604.3912 | 0.10913 | 1604.3826 | 0.056572
[31 empty] | 1604.5173 | 0.10859 | 1604.5087 | 0.056643
[31 empty] | 1604.6434 | 0.10805 | 1604.6348 | 0.056704
[31 empty] | 1604.7695 | 0.10751 | 1604.7609 | 0.056752
[31 empty] | 1604.8957 | 0.10697 | 1604.8871 | 0.05679
[31 empty] | 1605.022 | 0.10644 | 1605.0133 | 0.05682
[31 empty] | 1605.1482 | 0.1059 | 1605.1395 | 0.056844
[31 empty] | 1605.2744 | 0.10537 | 1605.2658 | 0.056869
[31 empty] | 1605.4006 | 0.10484 | 1605.392 | 0.056896
[31 empty] | 1605.5269 | 0.10431 | 1605.5182 | 0.05693
[31 empty] | 1605.6532 | 0.10379 | 1605.6445 | 0.056973
[31 empty] | 1605.7795 | 0.10326 | 1605.7709 | 0.057028
[31 empty] | 1605.9059 | 0.10274 | 1605.8972 | 0.057096
[31 empty] | 1606.0322 | 0.10222 | 1606.0236 | 0.057178
[31 empty] | 1606.1586 | 0.10169 | 1606.1499 | 0.057272
[31 empty] | 1606.2849 | 0.10118 | 1606.2762 | 0.057377
[31 empty] | 1606.4114 | 0.10066 | 1606.4027 | 0.05749
[31 empty] | 1606.5378 | 0.10015 | 1606.5292 | 0.057605
[31 empty] | 1606.6642 | 0.099635 | 1606.6555 | 0.057718
[31 empty] | 1606.7908 | 0.099125 | 1606.782 | 0.057824
[31 empty] | 1606.9172 | 0.098618 | 1606.9086 | 0.057921
[31 empty] | 1607.0437 | 0.098112 | 1607.035 | 0.058009
[31 empty] | 1607.1703 | 0.097608 | 1607.1615 | 0.058089
[31 empty] | 1607.2967 | 0.097107 | 1607.2881 | 0.058162
[31 empty] | 1607.4233 | 0.096605 | 1607.4147 | 0.058233
[31 empty] | 1607.5499 | 0.096107 | 1607.5413 | 0.058304
[31 empty] | 1607.6765 | 0.095611 | 1607.6679 | 0.058376
[31 empty] | 1607.8032 | 0.095118 | 1607.7946 | 0.058451
[31 empty] | 1607.9298 | 0.094626 | 1607.9211 | 0.058531
[31 empty] | 1608.0565 | 0.094138 | 1608.0478 | 0.058614
[31 empty] | 1608.1832 | 0.093651 | 1608.1746 | 0.058702
[31 empty] | 1608.3099 | 0.093166 | 1608.3013 | 0.058794
[31 empty] | 1608.4367 | 0.092682 | 1608.428 | 0.05889
[31 empty] | 1608.5633 | 0.092203 | 1608.5547 | 0.058988
[31 empty] | 1608.6902 | 0.091724 | 1608.6814 | 0.059084
[31 empty] | 1608.8169 | 0.091247 | 1608.8082 | 0.059177
[31 empty] | 1608.9437 | 0.090774 | 1608.9351 | 0.059262
[31 empty] | 1609.0706 | 0.090303 | 1609.0619 | 0.059338
[31 empty] | 1609.1974 | 0.089832 | 1609.1887 | 0.059401
[31 empty] | 1609.3243 | 0.089364 | 1609.3156 | 0.059454
[31 empty] | 1609.4512 | 0.088902 | 1609.4425 | 0.059498
[31 empty] | 1609.5781 | 0.08844 | 1609.5693 | 0.059536
[31 empty] | 1609.705 | 0.08798 | 1609.6963 | 0.059572
[31 empty] | 1609.8319 | 0.08752 | 1609.8232 | 0.05961
[31 empty] | 1609.9589 | 0.087066 | 1609.9502 | 0.059652
[31 empty] | 1610.0859 | 0.086612 | 1610.0773 | 0.059699
[31 empty] | 1610.2129 | 0.086163 | 1610.2042 | 0.05975
[31 empty] | 1610.34 | 0.085715 | 1610.3313 | 0.059806
[31 empty] | 1610.467 | 0.085269 | 1610.4582 | 0.059865
[31 empty] | 1610.5941 | 0.084823 | 1610.5853 | 0.059929
[31 empty] | 1610.7212 | 0.084383 | 1610.7124 | 0.059997
[31 empty] | 1610.8483 | 0.083943 | 1610.8396 | 0.060071
[31 empty] | 1610.9753 | 0.083508 | 1610.9667 | 0.060152
[31 empty] | 1611.1025 | 0.083073 | 1611.0939 | 0.060241
[31 empty] | 1611.2297 | 0.082638 | 1611.2211 | 0.060338
[31 empty] | 1611.3569 | 0.082209 | 1611.3481 | 0.06044
[31 empty] | 1611.4841 | 0.08178 | 1611.4755 | 0.060545
[31 empty] | 1611.6113 | 0.081354 | 1611.6027 | 0.060653
[31 empty] | 1611.7385 | 0.08093 | 1611.7299 | 0.060758
[31 empty] | 1611.8658 | 0.080509 | 1611.8572 | 0.060861
[31 empty] | 1611.9932 | 0.080088 | 1611.9845 | 0.060959
[31 empty] | 1612.1205 | 0.079673 | 1612.1117 | 0.061055
[31 empty] | 1612.2478 | 0.079258 | 1612.2391 | 0.061147
[31 empty] | 1612.3751 | 0.078842 | 1612.3665 | 0.061237
[31 empty] | 1612.5026 | 0.078432 | 1612.4938 | 0.061329
[31 empty] | 1612.6299 | 0.078023 | 1612.6212 | 0.061422
[31 empty] | 1612.7573 | 0.077613 | 1612.7487 | 0.06152
[31 empty] | 1612.8848 | 0.077208 | 1612.876 | 0.061623
[31 empty] | 1613.0122 | 0.076804 | 1613.0035 | 0.06173
[31 empty] | 1613.1397 | 0.076403 | 1613.131 | 0.061841
[31 empty] | 1613.2671 | 0.076004 | 1613.2584 | 0.061954
[31 empty] | 1613.3946 | 0.075605 | 1613.386 | 0.062067
[31 empty] | 1613.5222 | 0.075209 | 1613.5134 | 0.062175
[31 empty] | 1613.6498 | 0.074816 | 1613.641 | 0.062278
[31 empty] | 1613.7773 | 0.074423 | 1613.7686 | 0.062373
[31 empty] | 1613.9049 | 0.074032 | 1613.8962 | 0.062461
[31 empty] | 1614.0325 | 0.073645 | 1614.0238 | 0.062543
[31 empty] | 1614.1602 | 0.073257 | 1614.1515 | 0.062622
[31 empty] | 1614.2878 | 0.072872 | 1614.2791 | 0.0627
[31 empty] | 1614.4155 | 0.07249 | 1614.4067 | 0.062779
[31 empty] | 1614.5432 | 0.072111 | 1614.5344 | 0.062862
[31 empty] | 1614.6709 | 0.071731 | 1614.6621 | 0.062948
[31 empty] | 1614.7986 | 0.071352 | 1614.7899 | 0.063037
[31 empty] | 1614.9264 | 0.070978 | 1614.9176 | 0.063126
[31 empty] | 1615.0541 | 0.070602 | 1615.0454 | 0.06321
[31 empty] | 1615.1819 | 0.070231 | 1615.1732 | 0.063286
[31 empty] | 1615.3097 | 0.069859 | 1615.301 | 0.06335
[31 empty] | 1615.4376 | 0.069491 | 1615.4288 | 0.063398
[31 empty] | 1615.5654 | 0.069123 | 1615.5568 | 0.063432
[31 empty] | 1615.6934 | 0.068757 | 1615.6846 | 0.063454
[31 empty] | 1615.8212 | 0.068392 | 1615.8125 | 0.063467
[31 empty] | 1615.9491 | 0.068029 | 1615.9404 | 0.063478
[31 empty] | 1616.077 | 0.067669 | 1616.0684 | 0.063491
[31 empty] | 1616.205 | 0.067309 | 1616.1963 | 0.063512
[31 empty] | 1616.333 | 0.066949 | 1616.3242 | 0.063545
[31 empty] | 1616.4609 | 0.066592 | 1616.4523 | 0.06359
[31 empty] | 1616.589 | 0.066238 | 1616.5803 | 0.063646
[31 empty] | 1616.717 | 0.065883 | 1616.7082 | 0.063712
[31 empty] | 1616.8451 | 0.065532 | 1616.8363 | 0.063785
[31 empty] | 1616.9731 | 0.065183 | 1616.9645 | 0.063863
[31 empty] | 1617.1013 | 0.064834 | 1617.0925 | 0.063945
[31 empty] | 1617.2294 | 0.064485 | 1617.2207 | 0.064031
[31 empty] | 1617.3575 | 0.064139 | 1617.3488 | 0.064123
[31 empty] | 1617.4857 | 0.063795 | 1617.4769 | 0.064221
[31 empty] | 1617.6139 | 0.063452 | 1617.6051 | 0.064328
[31 empty] | 1617.7421 | 0.063111 | 1617.7333 | 0.064445
[31 empty] | 1617.8702 | 0.062774 | 1617.8616 | 0.064572
[31 empty] | 1617.9985 | 0.062436 | 1617.9897 | 0.064709
[31 empty] | 1618.1267 | 0.062101 | 1618.118 | 0.064851
[31 empty] | 1618.255 | 0.061766 | 1618.2463 | 0.064997
[31 empty] | 1618.3833 | 0.061436 | 1618.3746 | 0.065143
[31 empty] | 1618.5117 | 0.061107 | 1618.5029 | 0.065283
[31 empty] | 1618.64 | 0.060777 | 1618.6312 | 0.065416
[31 empty] | 1618.7684 | 0.060453 | 1618.7596 | 0.065538
[31 empty] | 1618.8967 | 0.060129 | 1618.8881 | 0.065648
[31 empty] | 1619.0251 | 0.059805 | 1619.0165 | 0.065742
[31 empty] | 1619.1536 | 0.059487 | 1619.1449 | 0.065823
[31 empty] | 1619.282 | 0.059168 | 1619.2733 | 0.06589
[31 empty] | 1619.4105 | 0.058853 | 1619.4017 | 0.065946
[31 empty] | 1619.5389 | 0.05854 | 1619.5303 | 0.065993
[31 empty] | 1619.6675 | 0.058227 | 1619.6587 | 0.066037
[31 empty] | 1619.796 | 0.057919 | 1619.7872 | 0.06608
[31 empty] | 1619.9246 | 0.057612 | 1619.9158 | 0.066126
[31 empty] | 1620.0531 | 0.057305 | 1620.0444 | 0.066178
[31 empty] | 1620.1816 | 0.057 | 1620.173 | 0.066236
[31 empty] | 1620.3103 | 0.056698 | 1620.3015 | 0.066299
[31 empty] | 1620.439 | 0.056399 | 1620.4302 | 0.066368
[31 empty] | 1620.5676 | 0.0561 | 1620.5588 | 0.066438
[31 empty] | 1620.6963 | 0.055804 | 1620.6875 | 0.066511
[31 empty] | 1620.8249 | 0.05551 | 1620.8162 | 0.066584
[31 empty] | 1620.9536 | 0.055217 | 1620.945 | 0.06666
[31 empty] | 1621.0824 | 0.054926 | 1621.0736 | 0.066739
[31 empty] | 1621.2111 | 0.054635 | 1621.2024 | 0.066824
[31 empty] | 1621.3398 | 0.054347 | 1621.3312 | 0.066916
[31 empty] | 1621.4686 | 0.054062 | 1621.46 | 0.067017
[31 empty] | 1621.5975 | 0.053777 | 1621.5887 | 0.067125
[31 empty] | 1621.7263 | 0.053492 | 1621.7175 | 0.067241
[31 empty] | 1621.8552 | 0.053209 | 1621.8464 | 0.067361
[31 empty] | 1621.984 | 0.05293 | 1621.9753 | 0.067484
[31 empty] | 1622.1129 | 0.05265 | 1622.1043 | 0.067607
[31 empty] | 1622.2418 | 0.05237 | 1622.2332 | 0.067728
[31 empty] | 1622.3707 | 0.052093 | 1622.3621 | 0.067846
[31 empty] | 1622.4998 | 0.051819 | 1622.491 | 0.067958
[31 empty] | 1622.6287 | 0.051545 | 1622.62 | 0.068064
[31 empty] | 1622.7577 | 0.051271 | 1622.7489 | 0.068161
[31 empty] | 1622.8867 | 0.051 | 1622.8779 | 0.068248
[31 empty] | 1623.0158 | 0.050728 | 1623.007 | 0.068324
[31 empty] | 1623.1448 | 0.05046 | 1623.1361 | 0.068389
[31 empty] | 1623.2739 | 0.050191 | 1623.2651 | 0.068444
[31 empty] | 1623.4029 | 0.049925 | 1623.3943 | 0.068489
[31 empty] | 1623.5321 | 0.049662 | 1623.5233 | 0.068524
[31 empty] | 1623.6613 | 0.049396 | 1623.6525 | 0.068553
[31 empty] | 1623.7904 | 0.049136 | 1623.7816 | 0.068576
[31 empty] | 1623.9196 | 0.048876 | 1623.9109 | 0.068598
[31 empty] | 1624.0488 | 0.048616 | 1624.04 | 0.068621
[31 empty] | 1624.178 | 0.048358 | 1624.1693 | 0.068647
[31 empty] | 1624.3073 | 0.048103 | 1624.2985 | 0.068682
[31 empty] | 1624.4365 | 0.047849 | 1624.4277 | 0.068725
[31 empty] | 1624.5658 | 0.047594 | 1624.557 | 0.06878
[31 empty] | 1624.6951 | 0.047345 | 1624.6864 | 0.068844
[31 empty] | 1624.8245 | 0.047093 | 1624.8157 | 0.068916
[31 empty] | 1624.9537 | 0.046846 | 1624.9451 | 0.068992
[31 empty] | 1625.0831 | 0.0466 | 1625.0743 | 0.069069
[31 empty] | 1625.2125 | 0.046353 | 1625.2037 | 0.069146
[31 empty] | 1625.3419 | 0.046112 | 1625.3331 | 0.06922
[31 empty] | 1625.4713 | 0.045869 | 1625.4626 | 0.069293
[31 empty] | 1625.6008 | 0.045631 | 1625.592 | 0.069368
[31 empty] | 1625.7302 | 0.045392 | 1625.7216 | 0.069446
[31 empty] | 1625.8597 | 0.045154 | 1625.851 | 0.069532
[31 empty] | 1625.9893 | 0.044919 | 1625.9805 | 0.069628
[31 empty] | 1626.1188 | 0.044686 | 1626.11 | 0.069738
[31 empty] | 1626.2483 | 0.044454 | 1626.2396 | 0.06986
[31 empty] | 1626.3779 | 0.044221 | 1626.3691 | 0.069996
[31 empty] | 1626.5075 | 0.043994 | 1626.4988 | 0.070141
[31 empty] | 1626.6371 | 0.043764 | 1626.6283 | 0.070293
[31 empty] | 1626.7667 | 0.043537 | 1626.7579 | 0.070446
[31 empty] | 1626.8964 | 0.043313 | 1626.8877 | 0.070595
[31 empty] | 1627.0261 | 0.043089 | 1627.0173 | 0.070735
[31 empty] | 1627.1558 | 0.042867 | 1627.147 | 0.07086
[31 empty] | 1627.2855 | 0.042646 | 1627.2767 | 0.070967
[31 empty] | 1627.4153 | 0.042424 | 1627.4065 | 0.071057
[31 empty] | 1627.545 | 0.042205 | 1627.5363 | 0.071127
[31 empty] | 1627.6748 | 0.041987 | 1627.666 | 0.071181
[31 empty] | 1627.8046 | 0.041771 | 1627.7958 | 0.071222
[31 empty] | 1627.9343 | 0.041555 | 1627.9257 | 0.071254
[31 empty] | 1628.0642 | 0.041339 | 1628.0554 | 0.071283
[31 empty] | 1628.1941 | 0.041125 | 1628.1853 | 0.07131
[31 empty] | 1628.324 | 0.040912 | 1628.3152 | 0.071342
[31 empty] | 1628.4539 | 0.040702 | 1628.4451 | 0.071382
[31 empty] | 1628.5837 | 0.040489 | 1628.5751 | 0.071431
[31 empty] | 1628.7137 | 0.040278 | 1628.705 | 0.071492
[31 empty] | 1628.8438 | 0.04007 | 1628.835 | 0.071564
[31 empty] | 1628.9736 | 0.03986 | 1628.965 | 0.071647
[31 empty] | 1629.1036 | 0.039652 | 1629.095 | 0.071739
[31 empty] | 1629.2338 | 0.039447 | 1629.225 | 0.071838
[31 empty] | 1629.3638 | 0.03924 | 1629.355 | 0.071936
[31 empty] | 1629.4938 | 0.039035 | 1629.4851 | 0.072032
[31 empty] | 1629.6239 | 0.03883 | 1629.6151 | 0.072118
[31 empty] | 1629.754 | 0.038628 | 1629.7452 | 0.072195
[31 empty] | 1629.8842 | 0.038423 | 1629.8754 | 0.072261
[31 empty] | 1630.0143 | 0.038221 | 1630.0055 | 0.072318
[31 empty] | 1630.1445 | 0.038019 | 1630.1357 | 0.072369
[31 empty] | 1630.2747 | 0.037819 | 1630.2659 | 0.072421
[31 empty] | 1630.4049 | 0.03762 | 1630.3961 | 0.072477
[31 empty] | 1630.5352 | 0.03742 | 1630.5264 | 0.07254
[31 empty] | 1630.6654 | 0.037221 | 1630.6566 | 0.072612
[31 empty] | 1630.7957 | 0.037025 | 1630.7869 | 0.07269
[31 empty] | 1630.9259 | 0.036828 | 1630.9171 | 0.072773
[31 empty] | 1631.0563 | 0.036631 | 1631.0475 | 0.072855
[31 empty] | 1631.1867 | 0.036435 | 1631.1779 | 0.072932
[31 empty] | 1631.317 | 0.036241 | 1631.3082 | 0.073001
[31 empty] | 1631.4474 | 0.036047 | 1631.4386 | 0.07306
[31 empty] | 1631.5778 | 0.035853 | 1631.569 | 0.073109
[31 empty] | 1631.7081 | 0.035659 | 1631.6993 | 0.073151
[31 empty] | 1631.8386 | 0.035468 | 1631.8298 | 0.07319
[31 empty] | 1631.9691 | 0.035277 | 1631.9603 | 0.073229
[31 empty] | 1632.0996 | 0.035086 | 1632.0908 | 0.073273
[31 empty] | 1632.2301 | 0.034895 | 1632.2213 | 0.073323
[31 empty] | 1632.3606 | 0.034707 | 1632.3518 | 0.073381
[31 empty] | 1632.4911 | 0.034519 | 1632.4823 | 0.073448
[31 empty] | 1632.6217 | 0.03433 | 1632.6129 | 0.073524
[31 empty] | 1632.7523 | 0.034142 | 1632.7435 | 0.073606
[31 empty] | 1632.8829 | 0.033956 | 1632.8742 | 0.073696
[31 empty] | 1633.0135 | 0.033771 | 1633.0048 | 0.073791
[31 empty] | 1633.1442 | 0.033585 | 1633.1354 | 0.073892
[31 empty] | 1633.2749 | 0.0334 | 1633.2661 | 0.073994
[31 empty] | 1633.4055 | 0.033214 | 1633.3967 | 0.074096
[31 empty] | 1633.5363 | 0.033032 | 1633.5275 | 0.074195
[31 empty] | 1633.667 | 0.032849 | 1633.6582 | 0.074288
[31 empty] | 1633.7977 | 0.032669 | 1633.7889 | 0.074373
[31 empty] | 1633.9286 | 0.032486 | 1633.9198 | 0.074446
[31 empty] | 1634.0593 | 0.032306 | 1634.0505 | 0.074509
[31 empty] | 1634.1902 | 0.032126 | 1634.1814 | 0.074559
[31 empty] | 1634.321 | 0.031946 | 1634.3123 | 0.074599
[31 empty] | 1634.4519 | 0.031769 | 1634.4431 | 0.074631
[31 empty] | 1634.5828 | 0.031592 | 1634.574 | 0.074656
[31 empty] | 1634.7136 | 0.031414 | 1634.7048 | 0.074676
[31 empty] | 1634.8446 | 0.03124 | 1634.8358 | 0.074693
[31 empty] | 1634.9755 | 0.031063 | 1634.9667 | 0.074709
[31 empty] | 1635.1064 | 0.030888 | 1635.0977 | 0.074726
[31 empty] | 1635.2374 | 0.030717 | 1635.2286 | 0.074747
[31 empty] | 1635.3684 | 0.030542 | 1635.3596 | 0.074773
[31 empty] | 1635.4995 | 0.030371 | 1635.4907 | 0.074803
[31 empty] | 1635.6305 | 0.030199 | 1635.6217 | 0.074839
[31 empty] | 1635.7616 | 0.030027 | 1635.7528 | 0.07488
[31 empty] | 1635.8927 | 0.029858 | 1635.8839 | 0.074926
[31 empty] | 1636.0238 | 0.029689 | 1636.015 | 0.074975
[31 empty] | 1636.1549 | 0.02952 | 1636.1461 | 0.075029
[31 empty] | 1636.2861 | 0.029352 | 1636.2773 | 0.07509
[31 empty] | 1636.4172 | 0.029185 | 1636.4084 | 0.07516
[31 empty] | 1636.5485 | 0.029019 | 1636.5397 | 0.07524
[31 empty] | 1636.6797 | 0.028853 | 1636.6709 | 0.075329
[31 empty] | 1636.8109 | 0.028687 | 1636.8021 | 0.075428
[31 empty] | 1636.9421 | 0.028524 | 1636.9334 | 0.07553
[31 empty] | 1637.0735 | 0.028357 | 1637.0647 | 0.075631
[31 empty] | 1637.2048 | 0.028194 | 1637.1959 | 0.075726
[31 empty] | 1637.3361 | 0.028034 | 1637.3273 | 0.075811
[31 empty] | 1637.4674 | 0.02787 | 1637.4586 | 0.075884
[31 empty] | 1637.5988 | 0.02771 | 1637.59 | 0.075943
[31 empty] | 1637.7302 | 0.027546 | 1637.7214 | 0.07599
[31 empty] | 1637.8616 | 0.027388 | 1637.8528 | 0.076025
[31 empty] | 1637.993 | 0.027228 | 1637.9842 | 0.076049
[31 empty] | 1638.1245 | 0.027067 | 1638.1157 | 0.076064
[31 empty] | 1638.256 | 0.026909 | 1638.2472 | 0.076071
[31 empty] | 1638.3874 | 0.026751 | 1638.3787 | 0.076074
[31 empty] | 1638.5189 | 0.026594 | 1638.5101 | 0.076074
[31 empty] | 1638.6505 | 0.026436 | 1638.6417 | 0.076075
[31 empty] | 1638.7821 | 0.026278 | 1638.7732 | 0.076079
[31 empty] | 1638.9136 | 0.026123 | 1638.9048 | 0.07609
[31 empty] | 1639.0452 | 0.025968 | 1639.0364 | 0.076111
[31 empty] | 1639.1769 | 0.025813 | 1639.168 | 0.076143
[31 empty] | 1639.3085 | 0.025658 | 1639.2997 | 0.076187
[31 empty] | 1639.4402 | 0.025505 | 1639.4313 | 0.076245
[31 empty] | 1639.5718 | 0.02535 | 1639.563 | 0.076318
[31 empty] | 1639.7035 | 0.025198 | 1639.6947 | 0.076403
[31 empty] | 1639.8352 | 0.025046 | 1639.8264 | 0.076499
[31 empty] | 1639.967 | 0.024893 | 1639.9581 | 0.076604
[31 empty] | 1640.0988 | 0.024744 | 1640.09 | 0.076716
[31 empty] | 1640.2306 | 0.024592 | 1640.2217 | 0.076829
[31 empty] | 1640.3623 | 0.024442 | 1640.3535 | 0.07694
[31 empty] | 1640.4941 | 0.024293 | 1640.4853 | 0.077044
[31 empty] | 1640.6261 | 0.024146 | 1640.6172 | 0.077137
[31 empty] | 1640.7579 | 0.023996 | 1640.7492 | 0.077215
[31 empty] | 1640.8898 | 0.02385 | 1640.881 | 0.077278
[31 empty] | 1641.0217 | 0.023703 | 1641.0129 | 0.077327
[31 empty] | 1641.1537 | 0.023556 | 1641.1448 | 0.077362
[31 empty] | 1641.2856 | 0.023409 | 1641.2767 | 0.077389
[31 empty] | 1641.4176 | 0.023265 | 1641.4088 | 0.077408
[31 empty] | 1641.5496 | 0.023121 | 1641.5408 | 0.077426
[31 empty] | 1641.6816 | 0.022977 | 1641.6727 | 0.077442
[31 empty] | 1641.8136 | 0.022833 | 1641.8048 | 0.077459
[31 empty] | 1641.9457 | 0.022689 | 1641.9369 | 0.077476
[31 empty] | 1642.0778 | 0.022548 | 1642.069 | 0.077493
[31 empty] | 1642.21 | 0.022407 | 1642.201 | 0.07751
[31 empty] | 1642.342 | 0.022266 | 1642.3332 | 0.077526
[31 empty] | 1642.4742 | 0.022127 | 1642.4653 | 0.077541
[31 empty] | 1642.6063 | 0.021986 | 1642.5975 | 0.077557
[31 empty] | 1642.7385 | 0.021848 | 1642.7297 | 0.077574
[31 empty] | 1642.8707 | 0.021709 | 1642.8619 | 0.077593
[31 empty] | 1643.0031 | 0.021573 | 1642.9941 | 0.077619
[31 empty] | 1643.1353 | 0.021435 | 1643.1265 | 0.07765
[31 empty] | 1643.2676 | 0.021299 | 1643.2587 | 0.077686
[31 empty] | 1643.3998 | 0.021166 | 1643.391 | 0.077726
[31 empty] | 1643.5321 | 0.021031 | 1643.5233 | 0.077769
[31 empty] | 1643.6644 | 0.020898 | 1643.6556 | 0.07781
[31 empty] | 1643.7969 | 0.020765 | 1643.788 | 0.077851
[31 empty] | 1643.9292 | 0.020635 | 1643.9204 | 0.07789
[31 empty] | 1644.0617 | 0.020502 | 1644.0527 | 0.077926
[31 empty] | 1644.1941 | 0.020372 | 1644.1852 | 0.077964
[31 empty] | 1644.3265 | 0.020244 | 1644.3176 | 0.078003
[31 empty] | 1644.459 | 0.020114 | 1644.4501 | 0.078043
[31 empty] | 1644.5914 | 0.019987 | 1644.5826 | 0.078085
[31 empty] | 1644.724 | 0.019859 | 1644.7151 | 0.078127
[31 empty] | 1644.8564 | 0.019735 | 1644.8477 | 0.078168
[31 empty] | 1644.989 | 0.01961 | 1644.9802 | 0.078205
[31 empty] | 1645.1216 | 0.019486 | 1645.1128 | 0.078239
[31 empty] | 1645.2543 | 0.019364 | 1645.2454 | 0.078267
[31 empty] | 1645.3868 | 0.019242 | 1645.3781 | 0.078293
[31 empty] | 1645.5195 | 0.01912 | 1645.5106 | 0.078315
[31 empty] | 1645.6521 | 0.019001 | 1645.6433 | 0.078333
[31 empty] | 1645.7848 | 0.018879 | 1645.776 | 0.078349
[31 empty] | 1645.9175 | 0.018763 | 1645.9087 | 0.07836
[31 empty] | 1646.0503 | 0.018644 | 1646.0414 | 0.078367
[31 empty] | 1646.183 | 0.018527 | 1646.1742 | 0.07837
[31 empty] | 1646.3158 | 0.018411 | 1646.3069 | 0.07837
[31 empty] | 1646.4486 | 0.018298 | 1646.4397 | 0.07837
[31 empty] | 1646.5814 | 0.018184 | 1646.5725 | 0.078372
[31 empty] | 1646.7142 | 0.018071 | 1646.7053 | 0.078378
[31 empty] | 1646.8471 | 0.017957 | 1646.8383 | 0.078391
[31 empty] | 1646.98 | 0.017846 | 1646.9711 | 0.078412
[31 empty] | 1647.1128 | 0.017736 | 1647.104 | 0.07844
[31 empty] | 1647.2457 | 0.017625 | 1647.2369 | 0.078474
[31 empty] | 1647.3787 | 0.017517 | 1647.3699 | 0.07851
[31 empty] | 1647.5116 | 0.017409 | 1647.5028 | 0.078547
[31 empty] | 1647.6446 | 0.017301 | 1647.6357 | 0.07858
[31 empty] | 1647.7776 | 0.017193 | 1647.7688 | 0.078608
[31 empty] | 1647.9106 | 0.017088 | 1647.9017 | 0.078626
[31 empty] | 1648.0437 | 0.016982 | 1648.0348 | 0.078635
[31 empty] | 1648.1768 | 0.016877 | 1648.1679 | 0.078635
[31 empty] | 1648.3098 | 0.016772 | 1648.301 | 0.078626
[31 empty] | 1648.443 | 0.016669 | 1648.4341 | 0.078613
[31 empty] | 1648.576 | 0.016564 | 1648.5673 | 0.078597
[31 empty] | 1648.7092 | 0.016462 | 1648.7004 | 0.078582
[31 empty] | 1648.8424 | 0.016362 | 1648.8336 | 0.078571
[31 empty] | 1648.9756 | 0.01626 | 1648.9668 | 0.078566
[31 empty] | 1649.1089 | 0.016157 | 1649.1 | 0.078566
[31 empty] | 1649.2421 | 0.016058 | 1649.2333 | 0.078573
[31 empty] | 1649.3754 | 0.015958 | 1649.3665 | 0.078585
[31 empty] | 1649.5087 | 0.015858 | 1649.4998 | 0.078601
[31 empty] | 1649.642 | 0.015758 | 1649.6331 | 0.078619
[31 empty] | 1649.7753 | 0.015659 | 1649.7664 | 0.078641
[31 empty] | 1649.9086 | 0.015562 | 1649.8998 | 0.078665
[31 empty] | 1650.042 | 0.015462 | 1650.0331 | 0.078693
[31 empty] | 1650.1754 | 0.015365 | 1650.1665 | 0.078724
[31 empty] | 1650.3087 | 0.015268 | 1650.2999 | 0.078759
[31 empty] | 1650.4423 | 0.015171 | 1650.4334 | 0.078795
[31 empty] | 1650.5757 | 0.015075 | 1650.5668 | 0.078834
[31 empty] | 1650.7091 | 0.01498 | 1650.7003 | 0.078872
[31 empty] | 1650.8427 | 0.014883 | 1650.8337 | 0.078907
[31 empty] | 1650.9762 | 0.014789 | 1650.9673 | 0.078938
[31 empty] | 1651.1097 | 0.014692 | 1651.1008 | 0.078963
[31 empty] | 1651.2433 | 0.014598 | 1651.2344 | 0.078982
[31 empty] | 1651.3768 | 0.014504 | 1651.3679 | 0.078998
[31 empty] | 1651.5105 | 0.01441 | 1651.5016 | 0.079011
[31 empty] | 1651.644 | 0.014319 | 1651.6353 | 0.079023
[31 empty] | 1651.7777 | 0.014224 | 1651.7688 | 0.079037
[31 empty] | 1651.9114 | 0.014133 | 1651.9026 | 0.079056
[31 empty] | 1652.045 | 0.014039 | 1652.0363 | 0.079082
[31 empty] | 1652.1788 | 0.013948 | 1652.1699 | 0.079116
[31 empty] | 1652.3125 | 0.013856 | 1652.3037 | 0.079157
[31 empty] | 1652.4463 | 0.013768 | 1652.4374 | 0.079205
[31 empty] | 1652.5801 | 0.013676 | 1652.5712 | 0.079257
[31 empty] | 1652.7139 | 0.013585 | 1652.705 | 0.07931
[31 empty] | 1652.8477 | 0.013496 | 1652.8389 | 0.07936
[31 empty] | 1652.9816 | 0.013408 | 1652.9727 | 0.079402
[31 empty] | 1653.1155 | 0.013319 | 1653.1066 | 0.07943
[31 empty] | 1653.2493 | 0.01323 | 1653.2405 | 0.079441
[31 empty] | 1653.3832 | 0.013142 | 1653.3744 | 0.079433
[31 empty] | 1653.5171 | 0.013053 | 1653.5083 | 0.079403
[31 empty] | 1653.6511 | 0.012965 | 1653.6422 | 0.079355
[31 empty] | 1653.785 | 0.012879 | 1653.7762 | 0.07929
[31 empty] | 1653.9191 | 0.012793 | 1653.9102 | 0.079216
[31 empty] | 1654.0531 | 0.012704 | 1654.0442 | 0.079136
[31 empty] | 1654.1871 | 0.012618 | 1654.1782 | 0.079058
[31 empty] | 1654.3212 | 0.012533 | 1654.3123 | 0.078985
[31 empty] | 1654.4553 | 0.012447 | 1654.4464 | 0.078921
[31 empty] | 1654.5894 | 0.012361 | 1654.5804 | 0.078866
[31 empty] | 1654.7235 | 0.012275 | 1654.7146 | 0.078821
[31 empty] | 1654.8577 | 0.012192 | 1654.8488 | 0.078783
[31 empty] | 1654.9918 | 0.012106 | 1654.9829 | 0.078753
[31 empty] | 1655.126 | 0.01202 | 1655.1172 | 0.078726
[31 empty] | 1655.2603 | 0.011937 | 1655.2513 | 0.078699
[31 empty] | 1655.3944 | 0.011851 | 1655.3856 | 0.078672
[31 empty] | 1655.5287 | 0.011768 | 1655.5199 | 0.078641
[31 empty] | 1655.663 | 0.011682 | 1655.6542 | 0.078605
[31 empty] | 1655.7974 | 0.011599 | 1655.7885 | 0.078562
[31 empty] | 1655.9316 | 0.011516 | 1655.9227 | 0.078513
[31 empty] | 1656.0659 | 0.01143 | 1656.0571 | 0.078461
[31 empty] | 1656.2003 | 0.011347 | 1656.1914 | 0.078407
[31 empty] | 1656.3347 | 0.011264 | 1656.3258 | 0.078353
[31 empty] | 1656.4691 | 0.011181 | 1656.4602 | 0.0783
[31 empty] | 1656.6035 | 0.011098 | 1656.5947 | 0.078252
[31 empty] | 1656.738 | 0.011012 | 1656.7291 | 0.078208
[31 empty] | 1656.8726 | 0.010929 | 1656.8637 | 0.078168
[31 empty] | 1657.007 | 0.010849 | 1656.998 | 0.078132
[31 empty] | 1657.1415 | 0.010766 | 1657.1326 | 0.0781
[31 empty] | 1657.276 | 0.010683 | 1657.2672 | 0.078069
[31 empty] | 1657.4106 | 0.0106 | 1657.4017 | 0.078038
[31 empty] | 1657.5452 | 0.010517 | 1657.5363 | 0.078006
[31 empty] | 1657.6798 | 0.010436 | 1657.6709 | 0.07797
[31 empty] | 1657.8145 | 0.010353 | 1657.8055 | 0.077927
[31 empty] | 1657.9491 | 0.010273 | 1657.9402 | 0.077878
[31 empty] | 1658.0837 | 0.010193 | 1658.0748 | 0.07782
[31 empty] | 1658.2185 | 0.01011 | 1658.2096 | 0.077756
[31 empty] | 1658.3531 | 0.010029 | 1658.3442 | 0.07769
[31 empty] | 1658.4879 | 0.0099491 | 1658.479 | 0.077625
[31 empty] | 1658.6227 | 0.0098715 | 1658.6138 | 0.077566
[31 empty] | 1658.7575 | 0.0097912 | 1658.7485 | 0.077515
[31 empty] | 1658.8922 | 0.0097137 | 1658.8833 | 0.077474
[31 empty] | 1659.0271 | 0.0096334 | 1659.0182 | 0.077442
[31 empty] | 1659.1619 | 0.0095559 | 1659.1531 | 0.077417
[31 empty] | 1659.2967 | 0.0094811 | 1659.2878 | 0.077396
[31 empty] | 1659.4316 | 0.0094036 | 1659.4227 | 0.077376
[31 empty] | 1659.5666 | 0.0093288 | 1659.5577 | 0.077351
[31 empty] | 1659.7015 | 0.009254 | 1659.6926 | 0.077321
[31 empty] | 1659.8365 | 0.0091793 | 1659.8276 | 0.077283
[31 empty] | 1659.9714 | 0.0091045 | 1659.9625 | 0.077236
[31 empty] | 1660.1064 | 0.0090325 | 1660.0975 | 0.077183
[31 empty] | 1660.2415 | 0.0089605 | 1660.2325 | 0.077124
[31 empty] | 1660.3766 | 0.0088885 | 1660.3677 | 0.077062
[31 empty] | 1660.5116 | 0.0088193 | 1660.5027 | 0.077
[31 empty] | 1660.6467 | 0.0087501 | 1660.6378 | 0.076939
[31 empty] | 1660.7819 | 0.0086809 | 1660.773 | 0.076878
[31 empty] | 1660.917 | 0.0086144 | 1660.9081 | 0.076815
[31 empty] | 1661.0521 | 0.008548 | 1661.0432 | 0.076748
[31 empty] | 1661.1873 | 0.0084815 | 1661.1783 | 0.076674
[31 empty] | 1661.3225 | 0.0084178 | 1661.3136 | 0.076592
[31 empty] | 1661.4576 | 0.0083541 | 1661.4487 | 0.0765
[31 empty] | 1661.5929 | 0.0082904 | 1661.584 | 0.076399
[31 empty] | 1661.7281 | 0.0082295 | 1661.7192 | 0.076295
[31 empty] | 1661.8635 | 0.0081686 | 1661.8546 | 0.076191
[31 empty] | 1661.9988 | 0.0081104 | 1661.9899 | 0.076094
[31 empty] | 1662.1342 | 0.0080523 | 1662.1252 | 0.076009
[31 empty] | 1662.2695 | 0.0079941 | 1662.2606 | 0.075939
[31 empty] | 1662.4049 | 0.0079388 | 1662.396 | 0.075883
[31 empty] | 1662.5403 | 0.0078834 | 1662.5314 | 0.075841
[31 empty] | 1662.6757 | 0.007828 | 1662.6668 | 0.075811
[31 empty] | 1662.8112 | 0.0077726 | 1662.8022 | 0.075789
[31 empty] | 1662.9465 | 0.00772 | 1662.9376 | 0.075772
[31 empty] | 1663.082 | 0.0076674 | 1663.0731 | 0.075758
[31 empty] | 1663.2175 | 0.0076148 | 1663.2086 | 0.075746
[31 empty] | 1663.3531 | 0.007565 | 1663.3441 | 0.075733
[31 empty] | 1663.4887 | 0.0075151 | 1663.4797 | 0.07572
[31 empty] | 1663.6243 | 0.0074653 | 1663.6154 | 0.075707
[31 empty] | 1663.7598 | 0.0074154 | 1663.7508 | 0.075693
[31 empty] | 1663.8954 | 0.0073656 | 1663.8865 | 0.075681
[31 empty] | 1664.0311 | 0.0073157 | 1664.0221 | 0.075668
[31 empty] | 1664.1668 | 0.0072687 | 1664.1578 | 0.075656
[31 empty] | 1664.3024 | 0.0072216 | 1664.2935 | 0.075643
[31 empty] | 1664.4381 | 0.0071717 | 1664.4292 | 0.075628
[31 empty] | 1664.5738 | 0.0071247 | 1664.5649 | 0.075608
[31 empty] | 1664.7096 | 0.0070776 | 1664.7007 | 0.075582
[31 empty] | 1664.8453 | 0.0070305 | 1664.8364 | 0.075545
[31 empty] | 1664.9812 | 0.0069835 | 1664.9723 | 0.075497
[31 empty] | 1665.1169 | 0.0069364 | 1665.108 | 0.075435
[31 empty] | 1665.2528 | 0.0068893 | 1665.2439 | 0.075361
[31 empty] | 1665.3887 | 0.0068422 | 1665.3798 | 0.075279
[31 empty] | 1665.5245 | 0.0067952 | 1665.5156 | 0.07519
[31 empty] | 1665.6605 | 0.0067453 | 1665.6515 | 0.075102
[31 empty] | 1665.7964 | 0.0066982 | 1665.7875 | 0.075019
[31 empty] | 1665.9324 | 0.0066512 | 1665.9235 | 0.074946
[31 empty] | 1666.0684 | 0.0066041 | 1666.0594 | 0.074884
[31 empty] | 1666.2043 | 0.006557 | 1666.1954 | 0.074834
[31 empty] | 1666.3403 | 0.0065072 | 1666.3314 | 0.074796
[31 empty] | 1666.4764 | 0.0064601 | 1666.4674 | 0.074765
[31 empty] | 1666.6124 | 0.006413 | 1666.6035 | 0.074738
[31 empty] | 1666.7485 | 0.0063632 | 1666.7396 | 0.074713
[31 empty] | 1666.8846 | 0.0063161 | 1666.8757 | 0.074687
[31 empty] | 1667.0207 | 0.0062691 | 1667.0118 | 0.074657
[31 empty] | 1667.1569 | 0.0062192 | 1667.148 | 0.074625
[31 empty] | 1667.2931 | 0.0061721 | 1667.2842 | 0.07459
[31 empty] | 1667.4293 | 0.0061223 | 1667.4203 | 0.074551
[31 empty] | 1667.5656 | 0.0060725 | 1667.5565 | 0.07451
[31 empty] | 1667.7018 | 0.0060254 | 1667.6927 | 0.074469
[31 empty] | 1667.838 | 0.0059755 | 1667.8291 | 0.074427
[31 empty] | 1667.9742 | 0.0059285 | 1667.9653 | 0.074386
[31 empty] | 1668.1106 | 0.0058786 | 1668.1017 | 0.074347
[31 empty] | 1668.2469 | 0.0058315 | 1668.2379 | 0.07431
[31 empty] | 1668.3833 | 0.0057817 | 1668.3743 | 0.074276
[31 empty] | 1668.5196 | 0.0057346 | 1668.5107 | 0.074243
[31 empty] | 1668.656 | 0.0056876 | 1668.6471 | 0.074213
[31 empty] | 1668.7925 | 0.0056377 | 1668.7834 | 0.074184
[31 empty] | 1668.9288 | 0.0055906 | 1668.9199 | 0.074154
[31 empty] | 1669.0653 | 0.0055436 | 1669.0564 | 0.074121
[31 empty] | 1669.2018 | 0.0054937 | 1669.1929 | 0.074084
[31 empty] | 1669.3384 | 0.0054467 | 1669.3293 | 0.074041
[31 empty] | 1669.4749 | 0.0053996 | 1669.4659 | 0.073991
[31 empty] | 1669.6115 | 0.0053525 | 1669.6024 | 0.073932
[31 empty] | 1669.748 | 0.0053082 | 1669.739 | 0.073866
[31 empty] | 1669.8846 | 0.0052611 | 1669.8756 | 0.073794
[31 empty] | 1670.0212 | 0.0052141 | 1670.0122 | 0.073716
[31 empty] | 1670.1578 | 0.0051698 | 1670.1489 | 0.073634
[31 empty] | 1670.2946 | 0.0051227 | 1670.2855 | 0.073551
[31 empty] | 1670.4311 | 0.0050784 | 1670.4222 | 0.073466
[31 empty] | 1670.5679 | 0.0050341 | 1670.559 | 0.073384
[31 empty] | 1670.7046 | 0.0049898 | 1670.6957 | 0.073303
[31 empty] | 1670.8414 | 0.0049455 | 1670.8324 | 0.073224
[31 empty] | 1670.9781 | 0.0049012 | 1670.9692 | 0.073149
[31 empty] | 1671.115 | 0.0048569 | 1671.106 | 0.073076
[31 empty] | 1671.2518 | 0.0048125 | 1671.2428 | 0.073004
[31 empty] | 1671.3887 | 0.004771 | 1671.3796 | 0.072932
[31 empty] | 1671.5255 | 0.0047295 | 1671.5165 | 0.072858
[31 empty] | 1671.6624 | 0.0046879 | 1671.6534 | 0.072779
[31 empty] | 1671.7993 | 0.0046464 | 1671.7903 | 0.072697
[31 empty] | 1671.9362 | 0.0046049 | 1671.9272 | 0.072612
[31 empty] | 1672.0731 | 0.0045633 | 1672.0642 | 0.072529
[31 empty] | 1672.2101 | 0.0045218 | 1672.2012 | 0.072451
[31 empty] | 1672.3472 | 0.004483 | 1672.3381 | 0.072385
[31 empty] | 1672.4841 | 0.0044443 | 1672.4752 | 0.072333
[31 empty] | 1672.6212 | 0.0044055 | 1672.6123 | 0.072298
[31 empty] | 1672.7583 | 0.004364 | 1672.7493 | 0.072278
[31 empty] | 1672.8954 | 0.004328 | 1672.8863 | 0.072269
[31 empty] | 1673.0325 | 0.0042892 | 1673.0236 | 0.072263
[31 empty] | 1673.1696 | 0.0042504 | 1673.1606 | 0.072254
[31 empty] | 1673.3068 | 0.0042144 | 1673.2978 | 0.072236
[31 empty] | 1673.444 | 0.0041757 | 1673.4349 | 0.072204
[31 empty] | 1673.5812 | 0.0041397 | 1673.5721 | 0.072159
[31 empty] | 1673.7184 | 0.0041037 | 1673.7094 | 0.072101
[31 empty] | 1673.8556 | 0.0040649 | 1673.8467 | 0.072034
[31 empty] | 1673.9929 | 0.0040289 | 1673.9839 | 0.071963
[31 empty] | 1674.1301 | 0.0039929 | 1674.1212 | 0.071891
[31 empty] | 1674.2675 | 0.0039569 | 1674.2585 | 0.07182
[31 empty] | 1674.4048 | 0.0039209 | 1674.3959 | 0.071752
[31 empty] | 1674.5422 | 0.0038849 | 1674.5332 | 0.071686
[31 empty] | 1674.6796 | 0.0038517 | 1674.6705 | 0.07162
[31 empty] | 1674.817 | 0.0038157 | 1674.808 | 0.071553
[31 empty] | 1674.9543 | 0.0037797 | 1674.9454 | 0.07148
[31 empty] | 1675.0918 | 0.0037437 | 1675.0829 | 0.071399
[31 empty] | 1675.2294 | 0.0037077 | 1675.2203 | 0.07131
[31 empty] | 1675.3668 | 0.0036717 | 1675.3578 | 0.07121
[31 empty] | 1675.5043 | 0.0036329 | 1675.4954 | 0.071102
[31 empty] | 1675.6418 | 0.003597 | 1675.6329 | 0.070985
[31 empty] | 1675.7794 | 0.003561 | 1675.7705 | 0.070862
[31 empty] | 1675.917 | 0.0035222 | 1675.9081 | 0.070735
[31 empty] | 1676.0546 | 0.0034862 | 1676.0457 | 0.070603
[31 empty] | 1676.1923 | 0.0034474 | 1676.1832 | 0.070468
[31 empty] | 1676.33 | 0.0034087 | 1676.3209 | 0.070332
[31 empty] | 1676.4675 | 0.0033699 | 1676.4586 | 0.070193
[31 empty] | 1676.6052 | 0.0033311 | 1676.5963 | 0.070053
[31 empty] | 1676.743 | 0.0032924 | 1676.734 | 0.069914
[31 empty] | 1676.8807 | 0.0032508 | 1676.8717 | 0.069779
[31 empty] | 1677.0186 | 0.0032121 | 1677.0095 | 0.069649
[31 empty] | 1677.1562 | 0.0031705 | 1677.1473 | 0.069525
[31 empty] | 1677.2941 | 0.003129 | 1677.2852 | 0.069409
[31 empty] | 1677.4319 | 0.0030875 | 1677.423 | 0.069298
[31 empty] | 1677.5698 | 0.0030459 | 1677.5608 | 0.069192
[31 empty] | 1677.7076 | 0.0030016 | 1677.6987 | 0.069087
[31 empty] | 1677.8456 | 0.0029601 | 1677.8365 | 0.068984
[31 empty] | 1677.9835 | 0.0029158 | 1677.9745 | 0.068881
[31 empty] | 1678.1215 | 0.0028715 | 1678.1124 | 0.068779
[31 empty] | 1678.2594 | 0.0028272 | 1678.2504 | 0.068677
[31 empty] | 1678.3973 | 0.0027829 | 1678.3884 | 0.068576
[31 empty] | 1678.5354 | 0.0027386 | 1678.5265 | 0.068477
[31 empty] | 1678.6735 | 0.0026943 | 1678.6644 | 0.068377
[31 empty] | 1678.8115 | 0.0026499 | 1678.8025 | 0.068274
[31 empty] | 1678.9496 | 0.0026056 | 1678.9406 | 0.068166
[31 empty] | 1679.0876 | 0.0025586 | 1679.0787 | 0.06805
[31 empty] | 1679.2258 | 0.0025143 | 1679.2168 | 0.067922
[31 empty] | 1679.364 | 0.00247 | 1679.355 | 0.067782
[31 empty] | 1679.5022 | 0.0024229 | 1679.4932 | 0.067628
[31 empty] | 1679.6404 | 0.0023786 | 1679.6314 | 0.067461
[31 empty] | 1679.7786 | 0.0023315 | 1679.7695 | 0.067282
[31 empty] | 1679.9169 | 0.0022872 | 1679.9078 | 0.067094
[31 empty] | 1680.055 | 0.0022429 | 1680.0461 | 0.066898
[31 empty] | 1680.1934 | 0.0021986 | 1680.1843 | 0.066698
[31 empty] | 1680.3317 | 0.0021543 | 1680.3226 | 0.066495
[31 empty] | 1680.47 | 0.00211 | 1680.4611 | 0.06629
[31 empty] | 1680.6084 | 0.0020657 | 1680.5994 | 0.066086
[31 empty] | 1680.7467 | 0.0020214 | 1680.7378 | 0.065881
[31 empty] | 1680.8851 | 0.0019771 | 1680.8761 | 0.065675
[31 empty] | 1681.0236 | 0.0019355 | 1681.0145 | 0.065468
[31 empty] | 1681.162 | 0.0018912 | 1681.1531 | 0.065256
[31 empty] | 1681.3005 | 0.0018497 | 1681.2915 | 0.065039
[31 empty] | 1681.439 | 0.0018082 | 1681.4299 | 0.064811
[31 empty] | 1681.5775 | 0.0017666 | 1681.5685 | 0.064575
[31 empty] | 1681.7161 | 0.0017251 | 1681.707 | 0.064328
[31 empty] | 1681.8546 | 0.0016836 | 1681.8456 | 0.064073
[31 empty] | 1681.9932 | 0.001642 | 1681.9841 | 0.06381
[31 empty] | 1682.1318 | 0.0016033 | 1682.1228 | 0.06354
[31 empty] | 1682.2704 | 0.0015617 | 1682.2613 | 0.063269
[31 empty] | 1682.4091 | 0.001523 | 1682.4 | 0.062997
[31 empty] | 1682.5477 | 0.0014842 | 1682.5387 | 0.062727
[31 empty] | 1682.6864 | 0.0014454 | 1682.6775 | 0.062458
[31 empty] | 1682.8252 | 0.0014067 | 1682.8162 | 0.062191
[31 empty] | 1682.9639 | 0.0013679 | 1682.955 | 0.061923
[31 empty] | 1683.1027 | 0.0013291 | 1683.0936 | 0.061649
[31 empty] | 1683.2415 | 0.0012904 | 1683.2324 | 0.061365
[31 empty] | 1683.3802 | 0.0012516 | 1683.3712 | 0.061069
[31 empty] | 1683.5192 | 0.0012156 | 1683.5101 | 0.060758
[31 empty] | 1683.658 | 0.0011796 | 1683.6489 | 0.060434
[31 empty] | 1683.7969 | 0.0011408 | 1683.7878 | 0.0601
[31 empty] | 1683.9358 | 0.0011048 | 1683.9268 | 0.05976
[31 empty] | 1684.0747 | 0.0010688 | 1684.0657 | 0.059418
[31 empty] | 1684.2136 | 0.0010328 | 1684.2046 | 0.059076
[31 empty] | 1684.3527 | 0.00099685 | 1684.3436 | 0.058736
[31 empty] | 1684.4916 | 0.00096085 | 1684.4825 | 0.058397
[31 empty] | 1684.6306 | 0.00092485 | 1684.6216 | 0.058055
[31 empty] | 1684.7696 | 0.00088885 | 1684.7606 | 0.057707
[31 empty] | 1684.9087 | 0.00085286 | 1684.8997 | 0.05735
[31 empty] | 1685.0478 | 0.00081963 | 1685.0388 | 0.056982
[31 empty] | 1685.1869 | 0.00078363 | 1685.1779 | 0.056603
[31 empty] | 1685.326 | 0.0007504 | 1685.317 | 0.056212
[31 empty] | 1685.4652 | 0.00071441 | 1685.4562 | 0.055811
[31 empty] | 1685.6044 | 0.00068118 | 1685.5953 | 0.055402
[31 empty] | 1685.7436 | 0.00064795 | 1685.7346 | 0.054988
[31 empty] | 1685.8828 | 0.00061472 | 1685.8738 | 0.054572
[31 empty] | 1686.0221 | 0.00058149 | 1686.0131 | 0.054155
[31 empty] | 1686.1614 | 0.00054827 | 1686.1523 | 0.053739
[31 empty] | 1686.3007 | 0.00051504 | 1686.2916 | 0.053324
[31 empty] | 1686.4399 | 0.00048458 | 1686.4309 | 0.05291
[31 empty] | 1686.5793 | 0.00045135 | 1686.5703 | 0.052496
[31 empty] | 1686.7186 | 0.00042089 | 1686.7096 | 0.052082
[31 empty] | 1686.858 | 0.00039043 | 1686.849 | 0.051665
[31 empty] | 1686.9974 | 0.00035997 | 1686.9884 | 0.051245
[31 empty] | 1687.1368 | 0.00032951 | 1687.1278 | 0.050821
[31 empty] | 1687.2764 | 0.00029905 | 1687.2673 | 0.050394
[31 empty] | 1687.4158 | 0.00027019 | 1687.4067 | 0.049963
[31 empty] | 1687.5553 | 0.00024131 | 1687.5463 | 0.049532
[31 empty] | 1687.6948 | 0.00021291 | 1687.6858 | 0.049102
[31 empty] | 1687.8344 | 0.00018501 | 1687.8253 | 0.048675
[31 empty] | 1687.974 | 0.00015761 | 1687.965 | 0.048255
[31 empty] | 1688.1135 | 0.00013074 | 1688.1045 | 0.047843
[31 empty] | 1688.2532 | 0.00010441 | 1688.2441 | 0.047441
[31 empty] | 1688.3928 | 7.8656e-05 | 1688.3838 | 0.04705
[31 empty] | 1688.5325 | 5.3483e-05 | 1688.5234 | 0.04667
[31 empty] | 1688.6721 | 2.8913e-05 | 1688.6631 | 0.046301
[31 empty] | 1688.8119 | 4.9673e-06 | 1688.8029 | 0.045942
[31 empty] | 1688.9517 | -1.8336e-05 | 1688.9426 | 0.045594
[31 empty] | 1689.0913 | -4.0976e-05 | 1689.0823 | 0.045255
[31 empty] | 1689.2312 | -6.2935e-05 | 1689.2222 | 0.044928
[31 empty] | 1689.371 | -8.4194e-05 | 1689.3619 | 0.044614
[31 empty] | 1689.5107 | -0.00010473 | 1689.5017 | 0.044317
[31 empty] | 1689.6506 | -0.00012454 | 1689.6416 | 0.044039
[31 empty] | 1689.7905 | -0.00014359 | 1689.7815 | 0.043784
[31 empty] | 1689.9304 | -0.00016187 | 1689.9214 | 0.043552
[31 empty] | 1690.0703 | -0.00017937 | 1690.0613 | 0.043344
[31 empty] | 1690.2102 | -0.00019607 | 1690.2012 | 0.04316
[31 empty] | 1690.3502 | -0.00021198 | 1690.3412 | 0.042999
[31 empty] | 1690.4902 | -0.00022706 | 1690.4812 | 0.042859
[31 empty] | 1690.6302 | -0.00024134 | 1690.6212 | 0.042739
[31 empty] | 1690.7703 | -0.00025479 | 1690.7612 | 0.042639
[31 empty] | 1690.9103 | -0.00026741 | 1690.9012 | 0.042559
[31 empty] | 1691.0504 | -0.00027967 | 1691.0414 | 0.042499
[31 empty] | 1691.1904 | -0.00029075 | 1691.1814 | 0.042457
[31 empty] | 1691.3306 | -0.00029905 | 1691.3215 | 0.042433
[31 empty] | 1691.4707 | -0.00031013 | 1691.4617 | 0.042426
[31 empty] | 1691.611 | -0.00031844 | 1691.6019 | 0.042438
[31 empty] | 1691.7511 | -0.00032674 | 1691.7421 | 0.042464
[31 empty] | 1691.8914 | -0.00033228 | 1691.8823 | 0.042506
[31 empty] | 1692.0316 | -0.00034059 | 1692.0226 | 0.042562
[31 empty] | 1692.1719 | -0.00034613 | 1692.1628 | 0.042631
[31 empty] | 1692.3121 | -0.00035166 | 1692.3031 | 0.04271
[31 empty] | 1692.4525 | -0.00035443 | 1692.4434 | 0.042798
[31 empty] | 1692.5928 | -0.00035997 | 1692.5837 | 0.042891
[31 empty] | 1692.7332 | -0.00036274 | 1692.7241 | 0.042988
[31 empty] | 1692.8735 | -0.00036551 | 1692.8645 | 0.043085
[31 empty] | 1693.0139 | -0.00036828 | 1693.0049 | 0.043182
[31 empty] | 1693.1544 | -0.00037105 | 1693.1454 | 0.043276
[31 empty] | 1693.2948 | -0.00037382 | 1693.2858 | 0.043369
[31 empty] | 1693.4353 | -0.00037382 | 1693.4263 | 0.043458
[31 empty] | 1693.5758 | -0.00037659 | 1693.5668 | 0.043545
[31 empty] | 1693.7163 | -0.00037659 | 1693.7073 | 0.043628
[31 empty] | 1693.8569 | -0.00037659 | 1693.8478 | 0.043707
[31 empty] | 1693.9974 | -0.00037936 | 1693.9884 | 0.04378
[31 empty] | 1694.1381 | -0.00037936 | 1694.129 | 0.043847
[31 empty] | 1694.2787 | -0.00037936 | 1694.2696 | 0.043906
[31 empty] | 1694.4193 | -0.00038212 | 1694.4103 | 0.04396
[31 empty] | 1694.5599 | -0.00038212 | 1694.5509 | 0.044006
[31 empty] | 1694.7007 | -0.00038489 | 1694.6915 | 0.044045
[31 empty] | 1694.8413 | -0.00038489 | 1694.8323 | 0.044075
[31 empty] | 1694.9821 | -0.00038766 | 1694.973 | 0.044094
[31 empty] | 1695.1228 | -0.00039043 | 1695.1138 | 0.0441
[31 empty] | 1695.2637 | -0.00039043 | 1695.2545 | 0.04409
[31 empty] | 1695.4044 | -0.0003932 | 1695.3954 | 0.044061
[31 empty] | 1695.5453 | -0.00039597 | 1695.5361 | 0.044016
[31 empty] | 1695.686 | -0.00040151 | 1695.677 | 0.043954
[31 empty] | 1695.8269 | -0.00040428 | 1695.8179 | 0.043879
[31 empty] | 1695.9679 | -0.00040981 | 1695.9587 | 0.043793
[31 empty] | 1696.1088 | -0.00041258 | 1696.0997 | 0.043699
[31 empty] | 1696.2498 | -0.00041812 | 1696.2406 | 0.043598
[31 empty] | 1696.3908 | -0.00042366 | 1696.3816 | 0.043491
[31 empty] | 1696.5317 | -0.0004292 | 1696.5226 | 0.043377
[31 empty] | 1696.6727 | -0.0004375 | 1696.6636 | 0.043254
[31 empty] | 1696.8137 | -0.00044304 | 1696.8047 | 0.043123
[31 empty] | 1696.9548 | -0.00045135 | 1696.9457 | 0.042982
[31 empty] | 1697.0958 | -0.00045966 | 1697.0868 | 0.04283
[31 empty] | 1697.2369 | -0.00046796 | 1697.2279 | 0.042667
[31 empty] | 1697.3781 | -0.00047627 | 1697.369 | 0.042496
[31 empty] | 1697.5193 | -0.00048458 | 1697.5103 | 0.042314
[31 empty] | 1697.6604 | -0.00049288 | 1697.6514 | 0.042123
[31 empty] | 1697.8016 | -0.00050396 | 1697.7926 | 0.041924
[31 empty] | 1697.9429 | -0.00051504 | 1697.9338 | 0.041716
[31 empty] | 1698.0841 | -0.00052334 | 1698.0751 | 0.041501
[31 empty] | 1698.2253 | -0.00053442 | 1698.2163 | 0.041279
[31 empty] | 1698.3667 | -0.0005455 | 1698.3577 | 0.041054
[31 empty] | 1698.5081 | -0.00055657 | 1698.4989 | 0.040823
[31 empty] | 1698.6493 | -0.00057042 | 1698.6403 | 0.040591
[31 empty] | 1698.7906 | -0.00058149 | 1698.7816 | 0.040356
[31 empty] | 1698.9321 | -0.00059257 | 1698.923 | 0.040119
[31 empty] | 1699.0735 | -0.00060365 | 1699.0645 | 0.039876
[31 empty] | 1699.215 | -0.00061749 | 1699.2059 | 0.039627
[31 empty] | 1699.3564 | -0.00062857 | 1699.3473 | 0.039369
[31 empty] | 1699.4979 | -0.00063964 | 1699.4888 | 0.039099
[31 empty] | 1699.6394 | -0.00065072 | 1699.6304 | 0.038818
[31 empty] | 1699.7809 | -0.00066456 | 1699.7719 | 0.038526
[31 empty] | 1699.9225 | -0.00067564 | 1699.9135 | 0.038226
[31 empty] | 1700.0641 | -0.00068672 | 1700.0549 | 0.03792
[31 empty] | 1700.2057 | -0.00069779 | 1700.1965 | 0.037614
[31 empty] | 1700.3473 | -0.00070887 | 1700.3383 | 0.03731
[31 empty] | 1700.4889 | -0.00071994 | 1700.4799 | 0.037012
[31 empty] | 1700.6306 | -0.00073102 | 1700.6216 | 0.036721
[31 empty] | 1700.7723 | -0.0007421 | 1700.7632 | 0.036437
[31 empty] | 1700.9141 | -0.0007504 | 1700.9049 | 0.036157
[31 empty] | 1701.0558 | -0.00076148 | 1701.0466 | 0.035883
[31 empty] | 1701.1975 | -0.00076979 | 1701.1885 | 0.035611
[31 empty] | 1701.3394 | -0.00077809 | 1701.3302 | 0.035343
[31 empty] | 1701.4811 | -0.0007864 | 1701.4721 | 0.035078
[31 empty] | 1701.6229 | -0.00079471 | 1701.6139 | 0.03482
[31 empty] | 1701.7649 | -0.00080301 | 1701.7557 | 0.034569
[31 empty] | 1701.9067 | -0.00081132 | 1701.8976 | 0.03433
[31 empty] | 1702.0486 | -0.00081686 | 1702.0395 | 0.034103
[31 empty] | 1702.1906 | -0.0008224 | 1702.1815 | 0.033894
[31 empty] | 1702.3325 | -0.00082794 | 1702.3234 | 0.033703
[31 empty] | 1702.4745 | -0.00083347 | 1702.4654 | 0.033533
[31 empty] | 1702.6165 | -0.00083901 | 1702.6074 | 0.033385
[31 empty] | 1702.7585 | -0.00084455 | 1702.7494 | 0.03326
[31 empty] | 1702.9005 | -0.00084732 | 1702.8915 | 0.033156
[31 empty] | 1703.0426 | -0.00085286 | 1703.0336 | 0.033072
[31 empty] | 1703.1847 | -0.00085563 | 1703.1757 | 0.033006
[31 empty] | 1703.3269 | -0.00085839 | 1703.3177 | 0.032955
[31 empty] | 1703.469 | -0.00086116 | 1703.46 | 0.032916
[31 empty] | 1703.6112 | -0.00086393 | 1703.602 | 0.032886
[31 empty] | 1703.7534 | -0.00086393 | 1703.7443 | 0.032863
[31 empty] | 1703.8956 | -0.0008667 | 1703.8865 | 0.032844
[31 empty] | 1704.0378 | -0.0008667 | 1704.0287 | 0.03283
[31 empty] | 1704.18 | -0.00086947 | 1704.171 | 0.03282
[31 empty] | 1704.3224 | -0.00086947 | 1704.3132 | 0.032818
[31 empty] | 1704.4647 | -0.00086947 | 1704.4556 | 0.032825
[31 empty] | 1704.6071 | -0.00086947 | 1704.5979 | 0.032844
[31 empty] | 1704.7494 | -0.00086947 | 1704.7402 | 0.032878
[31 empty] | 1704.8917 | -0.00086947 | 1704.8827 | 0.032926
[31 empty] | 1705.0342 | -0.00086947 | 1705.025 | 0.03299
[31 empty] | 1705.1766 | -0.00086947 | 1705.1675 | 0.033066
[31 empty] | 1705.3191 | -0.0008667 | 1705.3099 | 0.033152
[31 empty] | 1705.4615 | -0.0008667 | 1705.4524 | 0.033244
[31 empty] | 1705.604 | -0.0008667 | 1705.595 | 0.033336
[31 empty] | 1705.7466 | -0.00086393 | 1705.7374 | 0.033422
[31 empty] | 1705.8892 | -0.00086393 | 1705.88 | 0.033497
[31 empty] | 1706.0317 | -0.00086116 | 1706.0226 | 0.033559
[31 empty] | 1706.1743 | -0.00086116 | 1706.1652 | 0.033604
[31 empty] | 1706.3169 | -0.00085839 | 1706.3079 | 0.033635
[31 empty] | 1706.4596 | -0.00085563 | 1706.4504 | 0.033653
[31 empty] | 1706.6022 | -0.00085563 | 1706.5931 | 0.033662
[31 empty] | 1706.7449 | -0.00085286 | 1706.7358 | 0.033668
[31 empty] | 1706.8876 | -0.00085286 | 1706.8785 | 0.033675
[31 empty] | 1707.0304 | -0.00085009 | 1707.0212 | 0.033687
[31 empty] | 1707.1731 | -0.00085009 | 1707.1641 | 0.033705
[31 empty] | 1707.3159 | -0.00084732 | 1707.3068 | 0.033732
[31 empty] | 1707.4587 | -0.00084732 | 1707.4496 | 0.033764
[31 empty] | 1707.6016 | -0.00084455 | 1707.5924 | 0.033802
[31 empty] | 1707.7444 | -0.00084455 | 1707.7353 | 0.033843
[31 empty] | 1707.8873 | -0.00084178 | 1707.8782 | 0.033882
[31 empty] | 1708.0303 | -0.00084178 | 1708.0211 | 0.033919
[31 empty] | 1708.1731 | -0.00084178 | 1708.1641 | 0.033949
[31 empty] | 1708.3162 | -0.00084178 | 1708.307 | 0.033972
[31 empty] | 1708.4591 | -0.00083901 | 1708.4499 | 0.033988
[31 empty] | 1708.602 | -0.00083901 | 1708.593 | 0.033998
[31 empty] | 1708.7451 | -0.00083901 | 1708.736 | 0.034002
[31 empty] | 1708.8882 | -0.00083901 | 1708.879 | 0.034002
[31 empty] | 1709.0312 | -0.00083901 | 1709.0221 | 0.034
[31 empty] | 1709.1743 | -0.00084178 | 1709.1653 | 0.033997
[31 empty] | 1709.3175 | -0.00084178 | 1709.3084 | 0.033992
[31 empty] | 1709.4606 | -0.00084178 | 1709.4515 | 0.033986
[31 empty] | 1709.6038 | -0.00084455 | 1709.5946 | 0.033977
[31 empty] | 1709.7469 | -0.00084455 | 1709.7379 | 0.033966
[31 empty] | 1709.8901 | -0.00084732 | 1709.8811 | 0.033952
[31 empty] | 1710.0334 | -0.00084732 | 1710.0243 | 0.033935
[31 empty] | 1710.1768 | -0.00085009 | 1710.1676 | 0.033913
[31 empty] | 1710.32 | -0.00085286 | 1710.3109 | 0.033887
[31 empty] | 1710.4633 | -0.00085563 | 1710.4542 | 0.033854
[31 empty] | 1710.6067 | -0.00085563 | 1710.5975 | 0.033811
[31 empty] | 1710.75 | -0.00085839 | 1710.7408 | 0.033755
[31 empty] | 1710.8934 | -0.00086116 | 1710.8843 | 0.033685
[31 empty] | 1711.0369 | -0.00086393 | 1711.0277 | 0.0336
[31 empty] | 1711.1803 | -0.00086947 | 1711.1711 | 0.033502
[31 empty] | 1711.3237 | -0.00087224 | 1711.3146 | 0.033392
[31 empty] | 1711.4672 | -0.00087501 | 1711.458 | 0.033275
[31 empty] | 1711.6107 | -0.00087778 | 1711.6016 | 0.033153
[31 empty] | 1711.7543 | 0 | 1711.7451 | 0.033032
[31 empty] | 1711.8978 | 0 | 1711.8887 | 0.032915
[31 empty] | 1712.0414 | 0 | 1712.0322 | 0.032804
[31 empty] | 1712.1849 | 0 | 1712.1758 | 0.032701
[31 empty] | 1712.3286 | 0 | 1712.3195 | 0.032606
[31 empty] | 1712.4723 | 0 | 1712.4631 | 0.032519
[31 empty] | 1712.616 | 0 | 1712.6068 | 0.03244
[31 empty] | 1712.7596 | 0 | 1712.7505 | 0.032365
[31 empty] | 1712.9033 | 0 | 1712.8942 | 0.032295
[31 empty] | 1713.0471 | 0 | 1713.038 | 0.032227
[31 empty] | 1713.1909 | 0 | 1713.1818 | 0.032159
[31 empty] | 1713.3347 | 0 | 1713.3256 | 0.032089
[31 empty] | 1713.4785 | 0 | 1713.4694 | 0.032016
[31 empty] | 1713.6223 | 0 | 1713.6132 | 0.03194
[31 empty] | 1713.7662 | 0 | 1713.7571 | 0.031862
[31 empty] | 1713.91 | 0 | 1713.901 | 0.031779
[31 empty] | 1714.054 | 0 | 1714.0449 | 0.031693
[31 empty] | 1714.198 | 0 | 1714.1888 | 0.031603
[31 empty] | 1714.3419 | 0 | 1714.3328 | 0.031508
[31 empty] | 1714.486 | 0 | 1714.4768 | 0.031409
[31 empty] | 1714.6299 | 0 | 1714.6207 | 0.031306
[31 empty] | 1714.7739 | 0 | 1714.7648 | 0.031202
[31 empty] | 1714.918 | 0 | 1714.9088 | 0.031099
[31 empty] | 1715.0621 | 0 | 1715.053 | 0.030998
[31 empty] | 1715.2062 | 0 | 1715.197 | 0.030903
[31 empty] | 1715.3503 | 0 | 1715.3412 | 0.030814
[31 empty] | 1715.4945 | 0 | 1715.4853 | 0.030733
[31 empty] | 1715.6387 | 0 | 1715.6295 | 0.030656
[31 empty] | 1715.783 | 0 | 1715.7738 | 0.030583
[31 empty] | 1715.9271 | 0 | 1715.918 | 0.03051
[31 empty] | 1716.0714 | 0 | 1716.0623 | 0.030436
[31 empty] | 1716.2157 | 0 | 1716.2065 | 0.03036
[31 empty] | 1716.36 | 0 | 1716.3508 | 0.030279
[31 empty] | 1716.5043 | 0 | 1716.4951 | 0.030195
[31 empty] | 1716.6487 | 0 | 1716.6395 | 0.030107
[31 empty] | 1716.7931 | 0 | 1716.7839 | 0.030016
[31 empty] | 1716.9374 | 0 | 1716.9282 | 0.029923
[31 empty] | 1717.0819 | 0 | 1717.0728 | 0.029829
[31 empty] | 1717.2263 | 0 | 1717.2172 | 0.029731
[31 empty] | 1717.3707 | 0 | 1717.3616 | 0.029631
[31 empty] | 1717.5153 | 0 | 1717.5061 | 0.029528
[31 empty] | 1717.6598 | 0 | 1717.6506 | 0.029422
[31 empty] | 1717.8043 | 0 | 1717.7952 | 0.029311
[31 empty] | 1717.949 | 0 | 1717.9398 | 0.029198
[31 empty] | 1718.0935 | 0 | 1718.0844 | 0.029081
[31 empty] | 1718.2382 | 0 | 1718.229 | 0.028961
[31 empty] | 1718.3828 | 0 | 1718.3737 | 0.028838
[31 empty] | 1718.5275 | 0 | 1718.5183 | 0.028711
[31 empty] | 1718.6721 | 0 | 1718.663 | 0.028581
[31 empty] | 1718.8169 | 0 | 1718.8077 | 0.028449
[31 empty] | 1718.9617 | 0 | 1718.9524 | 0.028314
[31 empty] | 1719.1063 | 0 | 1719.0972 | 0.028179
[31 empty] | 1719.2512 | 0 | 1719.2421 | 0.028046
[31 empty] | 1719.396 | 0 | 1719.3868 | 0.027915
[31 empty] | 1719.5408 | 0 | 1719.5316 | 0.027788
[31 empty] | 1719.6857 | 0 | 1719.6765 | 0.027665
[31 empty] | 1719.8306 | 0 | 1719.8214 | 0.027546
[31 empty] | 1719.9755 | 0 | 1719.9663 | 0.027434
[31 empty] | 1720.1205 | 0 | 1720.1112 | 0.027326
[31 empty] | 1720.2654 | 0 | 1720.2562 | 0.027224
[31 empty] | 1720.4104 | 0 | 1720.4012 | 0.027124
[31 empty] | 1720.5554 | 0 | 1720.5463 | 0.027025
[31 empty] | 1720.7004 | 0 | 1720.6913 | 0.026927
[31 empty] | 1720.8455 | 0 | 1720.8363 | 0.026824
[31 empty] | 1720.9906 | 0 | 1720.9814 | 0.026716
[31 empty] | 1721.1356 | 0 | 1721.1265 | 0.026602
[31 empty] | 1721.2808 | 0 | 1721.2716 | 0.02648
[31 empty] | 1721.426 | 0 | 1721.4168 | 0.026351
[31 empty] | 1721.5712 | 0 | 1721.562 | 0.026217
[31 empty] | 1721.7163 | 0 | 1721.7071 | 0.026081
[31 empty] | 1721.8616 | 0 | 1721.8524 | 0.025945
[31 empty] | 1722.0068 | 0 | 1721.9977 | 0.025812
[31 empty] | 1722.1521 | 0 | 1722.1429 | 0.025687
[31 empty] | 1722.2975 | 0 | 1722.2882 | 0.025567
[31 empty] | 1722.4427 | 0 | 1722.4336 | 0.025453
[31 empty] | 1722.5881 | 0 | 1722.579 | 0.025342
[31 empty] | 1722.7335 | 0 | 1722.7244 | 0.02523
[31 empty] | 1722.8789 | 0 | 1722.8698 | 0.025113
[31 empty] | 1723.0243 | 0 | 1723.0151 | 0.024987
[31 empty] | 1723.1698 | 0 | 1723.1606 | 0.024852
[31 empty] | 1723.3153 | 0 | 1723.306 | 0.024705
[31 empty] | 1723.4607 | 0 | 1723.4515 | 0.024547
[31 empty] | 1723.6063 | 0 | 1723.5971 | 0.024381
[31 empty] | 1723.7518 | 0 | 1723.7427 | 0.02421
[31 empty] | 1723.8975 | 0 | 1723.8882 | 0.024038
[31 empty] | 1724.043 | 0 | 1724.0338 | 0.023868
[31 empty] | 1724.1886 | 0 | 1724.1794 | 0.023704
[31 empty] | 1724.3342 | 0 | 1724.3251 | 0.023547
[31 empty] | 1724.48 | 0 | 1724.4707 | 0.023398
[31 empty] | 1724.6256 | 0 | 1724.6165 | 0.023257
[31 empty] | 1724.7714 | 0 | 1724.7622 | 0.023123
[31 empty] | 1724.9171 | 0 | 1724.908 | 0.022996
[31 empty] | 1725.0629 | 0 | 1725.0537 | 0.022874
[31 empty] | 1725.2087 | 0 | 1725.1995 | 0.022756
[31 empty] | 1725.3545 | 0 | 1725.3453 | 0.022643
[31 empty] | 1725.5004 | 0 | 1725.4912 | 0.022534
[31 empty] | 1725.6462 | 0 | 1725.6371 | 0.022428
[31 empty] | 1725.7921 | 0 | 1725.783 | 0.022322
[31 empty] | 1725.938 | 0 | 1725.9288 | 0.022214
[31 empty] | 1726.084 | 0 | 1726.0748 | 0.022101
[31 empty] | 1726.23 | 0 | 1726.2207 | 0.021978
[31 empty] | 1726.376 | 0 | 1726.3667 | 0.021846
[31 empty] | 1726.522 | 0 | 1726.5128 | 0.021704
[31 empty] | 1726.668 | 0 | 1726.6588 | 0.021555
[31 empty] | 1726.8141 | 0 | 1726.8049 | 0.021402
[31 empty] | 1726.9602 | 0 | 1726.9509 | 0.021249
[31 empty] | 1727.1063 | 0 | 1727.0971 | 0.0211
[31 empty] | 1727.2524 | 0 | 1727.2433 | 0.020957
[31 empty] | 1727.3986 | 0 | 1727.3894 | 0.02082
[31 empty] | 1727.5448 | 0 | 1727.5356 | 0.02069
[31 empty] | 1727.691 | 0 | 1727.6818 | 0.020563
[31 empty] | 1727.8373 | 0 | 1727.828 | 0.020437
[31 empty] | 1727.9835 | 0 | 1727.9744 | 0.020309
[31 empty] | 1728.1298 | 0 | 1728.1206 | 0.020178
[31 empty] | 1728.2761 | 0 | 1728.267 | 0.020042
[31 empty] | 1728.4225 | 0 | 1728.4132 | 0.019902
[31 empty] | 1728.5689 | 0 | 1728.5596 | 0.019761
[31 empty] | 1728.7152 | 0 | 1728.7061 | 0.019619
[31 empty] | 1728.8616 | 0 | 1728.8524 | 0.01948
[31 empty] | 1729.0081 | 0 | 1728.9989 | 0.019346
[31 empty] | 1729.1545 | 0 | 1729.1453 | 0.019215
[31 empty] | 1729.301 | 0 | 1729.2918 | 0.01909
[31 empty] | 1729.4475 | 0 | 1729.4383 | 0.018967
[31 empty] | 1729.5941 | 0 | 1729.5848 | 0.018845
[31 empty] | 1729.7406 | 0 | 1729.7314 | 0.018722
[31 empty] | 1729.8872 | 0 | 1729.8781 | 0.018596
[31 empty] | 1730.0338 | 0 | 1730.0247 | 0.018466
[31 empty] | 1730.1804 | 0 | 1730.1713 | 0.018332
[31 empty] | 1730.3272 | 0 | 1730.3179 | 0.018195
[31 empty] | 1730.4739 | 0 | 1730.4646 | 0.018055
[31 empty] | 1730.6205 | 0 | 1730.6113 | 0.017913
[31 empty] | 1730.7672 | 0 | 1730.7581 | 0.017769
[31 empty] | 1730.9141 | 0 | 1730.9048 | 0.017622
[31 empty] | 1731.0608 | 0 | 1731.0516 | 0.017472
[31 empty] | 1731.2076 | 0 | 1731.1984 | 0.017322
[31 empty] | 1731.3545 | 0 | 1731.3452 | 0.017171
[31 empty] | 1731.5013 | 0 | 1731.4921 | 0.017021
[31 empty] | 1731.6482 | 0 | 1731.639 | 0.016874
[31 empty] | 1731.7952 | 0 | 1731.7859 | 0.016732
[31 empty] | 1731.942 | 0 | 1731.9329 | 0.016596
[31 empty] | 1732.089 | 0 | 1732.0798 | 0.016467
[31 empty] | 1732.236 | 0 | 1732.2268 | 0.016346
[31 empty] | 1732.3831 | 0 | 1732.3738 | 0.016231
[31 empty] | 1732.53 | 0 | 1732.5209 | 0.016121
[31 empty] | 1732.6771 | 0 | 1732.6679 | 0.016016
[31 empty] | 1732.8242 | 0 | 1732.8149 | 0.015916
[31 empty] | 1732.9713 | 0 | 1732.962 | 0.015821
[31 empty] | 1733.1184 | 0 | 1733.1092 | 0.01573
[31 empty] | 1733.2656 | 0 | 1733.2564 | 0.015644
[31 empty] | 1733.4128 | 0 | 1733.4036 | 0.01556
[31 empty] | 1733.5601 | 0 | 1733.5508 | 0.015479
[31 empty] | 1733.7073 | 0 | 1733.698 | 0.015397
[31 empty] | 1733.8545 | 0 | 1733.8453 | 0.015311
[31 empty] | 1734.0018 | 0 | 1733.9925 | 0.015219
[31 empty] | 1734.1492 | 0 | 1734.1399 | 0.015118
[31 empty] | 1734.2964 | 0 | 1734.2872 | 0.015008
[31 empty] | 1734.4439 | 0 | 1734.4346 | 0.014891
[31 empty] | 1734.5912 | 0 | 1734.5819 | 0.01477
[31 empty] | 1734.7387 | 0 | 1734.7294 | 0.014646
[31 empty] | 1734.886 | 0 | 1734.8768 | 0.014523
[31 empty] | 1735.0334 | 0 | 1735.0243 | 0.014403
[31 empty] | 1735.181 | 0 | 1735.1717 | 0.014289
[31 empty] | 1735.3285 | 0 | 1735.3192 | 0.014179
[31 empty] | 1735.4761 | 0 | 1735.4668 | 0.014076
[31 empty] | 1735.6237 | 0 | 1735.6144 | 0.013977
[31 empty] | 1735.7712 | 0 | 1735.762 | 0.013882
[31 empty] | 1735.9188 | 0 | 1735.9096 | 0.013791
[31 empty] | 1736.0664 | 0 | 1736.0573 | 0.013705
[31 empty] | 1736.2141 | 0 | 1736.2048 | 0.013624
[31 empty] | 1736.3618 | 0 | 1736.3525 | 0.013547
[31 empty] | 1736.5095 | 0 | 1736.5002 | 0.013472
[31 empty] | 1736.6572 | 0 | 1736.648 | 0.013399
[31 empty] | 1736.805 | 0 | 1736.7958 | 0.013322
[31 empty] | 1736.9528 | 0 | 1736.9436 | 0.013242
[31 empty] | 1737.1006 | 0 | 1737.0913 | 0.013158
[31 empty] | 1737.2484 | 0 | 1737.2393 | 0.013068
[31 empty] | 1737.3964 | 0 | 1737.3871 | 0.012977
[31 empty] | 1737.5442 | 0 | 1737.5349 | 0.012884
[31 empty] | 1737.6921 | 0 | 1737.6829 | 0.012793
[31 empty] | 1737.8401 | 0 | 1737.8308 | 0.012707
[31 empty] | 1737.988 | 0 | 1737.9788 | 0.012625
[31 empty] | 1738.136 | 0 | 1738.1267 | 0.012549
[31 empty] | 1738.2841 | 0 | 1738.2748 | 0.012475
[31 empty] | 1738.432 | 0 | 1738.4228 | 0.012406
[31 empty] | 1738.5801 | 0 | 1738.5709 | 0.012336
[31 empty] | 1738.7281 | 0 | 1738.719 | 0.012267
[31 empty] | 1738.8763 | 0 | 1738.8671 | 0.012195
[31 empty] | 1739.0244 | 0 | 1739.0153 | 0.012123
[31 empty] | 1739.1726 | 0 | 1739.1633 | 0.01205
[31 empty] | 1739.3208 | 0 | 1739.3115 | 0.011976
[31 empty] | 1739.469 | 0 | 1739.4598 | 0.011901
[31 empty] | 1739.6173 | 0 | 1739.608 | 0.011826
[31 empty] | 1739.7655 | 0 | 1739.7564 | 0.011751
[31 empty] | 1739.9138 | 0 | 1739.9045 | 0.011674
[31 empty] | 1740.0621 | 0 | 1740.0529 | 0.011596
[31 empty] | 1740.2105 | 0 | 1740.2013 | 0.011516
[31 empty] | 1740.3589 | 0 | 1740.3496 | 0.011436
[31 empty] | 1740.5072 | 0 | 1740.498 | 0.011357
[31 empty] | 1740.6556 | 0 | 1740.6465 | 0.011281
[31 empty] | 1740.8041 | 0 | 1740.7949 | 0.011209
[31 empty] | 1740.9526 | 0 | 1740.9434 | 0.011145
[31 empty] | 1741.1011 | 0 | 1741.0918 | 0.011088
[31 empty] | 1741.2496 | 0 | 1741.2404 | 0.011039
[31 empty] | 1741.3982 | 0 | 1741.3889 | 0.010997
[31 empty] | 1741.5467 | 0 | 1741.5375 | 0.010961
[31 empty] | 1741.6953 | 0 | 1741.686 | 0.010927
[31 empty] | 1741.844 | 0 | 1741.8347 | 0.010895
[31 empty] | 1741.9925 | 0 | 1741.9833 | 0.010861
[31 empty] | 1742.1412 | 0 | 1742.132 | 0.010824
[31 empty] | 1742.2899 | 0 | 1742.2806 | 0.010782
[31 empty] | 1742.4387 | 0 | 1742.4294 | 0.010733
[31 empty] | 1742.5874 | 0 | 1742.5781 | 0.010676
[31 empty] | 1742.7362 | 0 | 1742.7269 | 0.010613
[31 empty] | 1742.885 | 0 | 1742.8757 | 0.010545
[31 empty] | 1743.0338 | 0 | 1743.0245 | 0.010476
[31 empty] | 1743.1827 | 0 | 1743.1735 | 0.010409
[31 empty] | 1743.3315 | 0 | 1743.3223 | 0.010348
[31 empty] | 1743.4805 | 0 | 1743.4712 | 0.010296
[31 empty] | 1743.6294 | 0 | 1743.6201 | 0.010253
[31 empty] | 1743.7783 | 0 | 1743.769 | 0.01022
[31 empty] | 1743.9274 | 0 | 1743.9181 | 0.010195
[31 empty] | 1744.0763 | 0 | 1744.067 | 0.010175
[31 empty] | 1744.2253 | 0 | 1744.2161 | 0.010157
[31 empty] | 1744.3744 | 0 | 1744.3651 | 0.010136
[31 empty] | 1744.5234 | 0 | 1744.5142 | 0.010111
[31 empty] | 1744.6726 | 0 | 1744.6633 | 0.010082
[31 empty] | 1744.8217 | 0 | 1744.8124 | 0.010048
[31 empty] | 1744.9708 | 0 | 1744.9615 | 0.010008
[31 empty] | 1745.12 | 0 | 1745.1107 | 0.0099659
[31 empty] | 1745.2693 | 0 | 1745.26 | 0.0099214
[31 empty] | 1745.4185 | 0 | 1745.4092 | 0.0098753
[31 empty] | 1745.5677 | 0 | 1745.5585 | 0.0098293
[31 empty] | 1745.717 | 0 | 1745.7078 | 0.0097824
[31 empty] | 1745.8663 | 0 | 1745.8571 | 0.0097347
[31 empty] | 1746.0156 | 0 | 1746.0064 | 0.0096879
[31 empty] | 1746.165 | 0 | 1746.1558 | 0.0096418
[31 empty] | 1746.3145 | 0 | 1746.3052 | 0.0095973
[31 empty] | 1746.4639 | 0 | 1746.4546 | 0.0095536
[31 empty] | 1746.6133 | 0 | 1746.604 | 0.0095123
[31 empty] | 1746.7627 | 0 | 1746.7534 | 0.0094734
[31 empty] | 1746.9122 | 0 | 1746.9029 | 0.0094368
[31 empty] | 1747.0618 | 0 | 1747.0525 | 0.0094035
[31 empty] | 1747.2113 | 0 | 1747.202 | 0.0093725
[31 empty] | 1747.3608 | 0 | 1747.3516 | 0.0093431
[31 empty] | 1747.5104 | 0 | 1747.5011 | 0.0093161
[31 empty] | 1747.66 | 0 | 1747.6508 | 0.0092899
[31 empty] | 1747.8097 | 0 | 1747.8004 | 0.0092652
[31 empty] | 1747.9594 | 0 | 1747.9501 | 0.0092406
[31 empty] | 1748.109 | 0 | 1748.0997 | 0.009216
[31 empty] | 1748.2588 | 0 | 1748.2495 | 0.0091906
[31 empty] | 1748.4084 | 0 | 1748.3992 | 0.0091643
[31 empty] | 1748.5582 | 0 | 1748.549 | 0.0091365
[31 empty] | 1748.708 | 0 | 1748.6987 | 0.0091071
[31 empty] | 1748.8579 | 0 | 1748.8486 | 0.009077
[31 empty] | 1749.0077 | 0 | 1748.9984 | 0.009046
[31 empty] | 1749.1576 | 0 | 1749.1483 | 0.0090158
[31 empty] | 1749.3075 | 0 | 1749.2982 | 0.008988
[31 empty] | 1749.4574 | 0 | 1749.4481 | 0.0089626
[31 empty] | 1749.6074 | 0 | 1749.598 | 0.0089411
[31 empty] | 1749.7573 | 0 | 1749.748 | 0.008922
[31 empty] | 1749.9073 | 0 | 1749.8981 | 0.0089062
[31 empty] | 1750.0574 | 0 | 1750.0481 | 0.0088927
[31 empty] | 1750.2074 | 0 | 1750.1981 | 0.0088815
[31 empty] | 1750.3575 | 0 | 1750.3481 | 0.0088728
[31 empty] | 1750.5076 | 0 | 1750.4983 | 0.0088656
[31 empty] | 1750.6577 | 0 | 1750.6484 | 0.0088617
[31 empty] | 1750.8079 | 0 | 1750.7986 | 0.0088601
[31 empty] | 1750.958 | 0 | 1750.9487 | 0.0088617
[31 empty] | 1751.1083 | 0 | 1751.099 | 0.0088664
[31 empty] | 1751.2585 | 0 | 1751.2492 | 0.0088736
[31 empty] | 1751.4088 | 0 | 1751.3994 | 0.0088823
[31 empty] | 1751.5591 | 0 | 1751.5498 | 0.0088927
[31 empty] | 1751.7094 | 0 | 1751.7001 | 0.0089022
[31 empty] | 1751.8597 | 0 | 1751.8503 | 0.0089117
[31 empty] | 1752.01 | 0 | 1752.0007 | 0.0089189
[31 empty] | 1752.1604 | 0 | 1752.1511 | 0.0089244
[31 empty] | 1752.3109 | 0 | 1752.3015 | 0.0089276
[31 empty] | 1752.4613 | 0 | 1752.452 | 0.00893
[31 empty] | 1752.6118 | 0 | 1752.6024 | 0.00893
[31 empty] | 1752.7622 | 0 | 1752.7529 | 0.0089284
[31 empty] | 1752.9127 | 0 | 1752.9034 | 0.0089244
[31 empty] | 1753.0633 | 0 | 1753.054 | 0.0089173
[31 empty] | 1753.2139 | 0 | 1753.2046 | 0.0089062
[31 empty] | 1753.3645 | 0 | 1753.3551 | 0.0088903
[31 empty] | 1753.5151 | 0 | 1753.5057 | 0.0088704
[31 empty] | 1753.6658 | 0 | 1753.6564 | 0.0088482
[31 empty] | 1753.8164 | 0 | 1753.8071 | 0.0088227
[31 empty] | 1753.9672 | 0 | 1753.9578 | 0.0087973
[31 empty] | 1754.1178 | 0 | 1754.1085 | 0.0087719
[31 empty] | 1754.2686 | 0 | 1754.2593 | 0.0087465
[31 empty] | 1754.4193 | 0 | 1754.41 | 0.0087227
[31 empty] | 1754.5702 | 0 | 1754.5608 | 0.0087012
[31 empty] | 1754.7209 | 0 | 1754.7117 | 0.0086821
[31 empty] | 1754.8718 | 0 | 1754.8626 | 0.008667
[31 empty] | 1755.0227 | 0 | 1755.0134 | 0.0086567
[31 empty] | 1755.1736 | 0 | 1755.1643 | 0.0086527
[31 empty] | 1755.3246 | 0 | 1755.3152 | 0.0086551
[31 empty] | 1755.4755 | 0 | 1755.4662 | 0.0086631
[31 empty] | 1755.6265 | 0 | 1755.6172 | 0.0086742
[31 empty] | 1755.7775 | 0 | 1755.7682 | 0.0086853
[31 empty] | 1755.9286 | 0 | 1755.9192 | 0.0086933
[31 empty] | 1756.0796 | 0 | 1756.0703 | 0.0086956
[31 empty] | 1756.2307 | 0 | 1756.2213 | 0.0086877
[31 empty] | 1756.3818 | 0 | 1756.3724 | 0.0086694
[31 empty] | 1756.533 | 0 | 1756.5236 | 0.0086416
[31 empty] | 1756.6841 | 0 | 1756.6748 | 0.0086043
[31 empty] | 1756.8353 | 0 | 1756.8259 | 0.0085614
[31 empty] | 1756.9865 | 0 | 1756.9772 | 0.0085161
[31 empty] | 1757.1377 | 0 | 1757.1284 | 0.0084724
[31 empty] | 1757.2891 | 0 | 1757.2797 | 0.0084343
[31 empty] | 1757.4403 | 0 | 1757.431 | 0.0084025
[31 empty] | 1757.5917 | 0 | 1757.5823 | 0.0083803
[31 empty] | 1757.7429 | 0 | 1757.7336 | 0.0083652
[31 empty] | 1757.8943 | 0 | 1757.885 | 0.0083564
[31 empty] | 1758.0458 | 0 | 1758.0364 | 0.0083517
[31 empty] | 1758.1971 | 0 | 1758.1879 | 0.0083493
[31 empty] | 1758.3486 | 0 | 1758.3392 | 0.0083445
[31 empty] | 1758.5001 | 0 | 1758.4907 | 0.008335
[31 empty] | 1758.6516 | 0 | 1758.6422 | 0.0083207
[31 empty] | 1758.8031 | 0 | 1758.7938 | 0.0082992
[31 empty] | 1758.9547 | 0 | 1758.9453 | 0.0082714
[31 empty] | 1759.1063 | 0 | 1759.0969 | 0.0082389
[31 empty] | 1759.2579 | 0 | 1759.2485 | 0.0082047
[31 empty] | 1759.4096 | 0 | 1759.4001 | 0.0081713
[31 empty] | 1759.5612 | 0 | 1759.5519 | 0.0081411
[31 empty] | 1759.7129 | 0 | 1759.7035 | 0.0081149
[31 empty] | 1759.8646 | 0 | 1759.8552 | 0.0080951
[31 empty] | 1760.0164 | 0 | 1760.007 | 0.0080792
[31 empty] | 1760.1681 | 0 | 1760.1587 | 0.0080665
[31 empty] | 1760.3198 | 0 | 1760.3105 | 0.0080553
[31 empty] | 1760.4717 | 0 | 1760.4623 | 0.0080442
[31 empty] | 1760.6235 | 0 | 1760.6141 | 0.0080339
[31 empty] | 1760.7754 | 0 | 1760.766 | 0.0080236
[31 empty] | 1760.9272 | 0 | 1760.918 | 0.0080148
[31 empty] | 1761.0792 | 0 | 1761.0698 | 0.0080093
[31 empty] | 1761.2312 | 0 | 1761.2218 | 0.0080069
[31 empty] | 1761.3832 | 0 | 1761.3738 | 0.0080077
[31 empty] | 1761.5352 | 0 | 1761.5258 | 0.0080101
[31 empty] | 1761.6871 | 0 | 1761.6779 | 0.0080124
[31 empty] | 1761.8392 | 0 | 1761.8298 | 0.0080117
[31 empty] | 1761.9913 | 0 | 1761.9819 | 0.0080053
[31 empty] | 1762.1434 | 0 | 1762.134 | 0.007991
[31 empty] | 1762.2955 | 0 | 1762.2861 | 0.0079664
[31 empty] | 1762.4476 | 0 | 1762.4383 | 0.0079306
[31 empty] | 1762.5999 | 0 | 1762.5906 | 0.007883
[31 empty] | 1762.7521 | 0 | 1762.7427 | 0.007825
[31 empty] | 1762.9043 | 0 | 1762.895 | 0.0077582
[31 empty] | 1763.0566 | 0 | 1763.0472 | 0.0076859
[31 empty] | 1763.2089 | 0 | 1763.1995 | 0.0076105
[31 empty] | 1763.3612 | 0 | 1763.3518 | 0.0075366
[31 empty] | 1763.5135 | 0 | 1763.5041 | 0.0074691
[31 empty] | 1763.6659 | 0 | 1763.6565 | 0.0074095
[31 empty] | 1763.8182 | 0 | 1763.809 | 0.007361
[31 empty] | 1763.9707 | 0 | 1763.9613 | 0.0073245
[31 empty] | 1764.1232 | 0 | 1764.1138 | 0.0072991
[31 empty] | 1764.2756 | 0 | 1764.2662 | 0.0072816
[31 empty] | 1764.4281 | 0 | 1764.4188 | 0.0072713
[31 empty] | 1764.5807 | 0 | 1764.5713 | 0.0072657
[31 empty] | 1764.7333 | 0 | 1764.7239 | 0.0072609
[31 empty] | 1764.8857 | 0 | 1764.8765 | 0.0072578
[31 empty] | 1765.0385 | 0 | 1765.0291 | 0.0072538
[31 empty] | 1765.191 | 0 | 1765.1816 | 0.007249
[31 empty] | 1765.3438 | 0 | 1765.3344 | 0.007245
[31 empty] | 1765.4963 | 0 | 1765.4871 | 0.0072403
[31 empty] | 1765.649 | 0 | 1765.6398 | 0.0072347
[31 empty] | 1765.8019 | 0 | 1765.7925 | 0.0072284
[31 empty] | 1765.9546 | 0 | 1765.9452 | 0.0072196
[31 empty] | 1766.1074 | 0 | 1766.098 | 0.0072069
[31 empty] | 1766.2603 | 0 | 1766.2508 | 0.0071886
[31 empty] | 1766.4131 | 0 | 1766.4037 | 0.007164
[31 empty] | 1766.5659 | 0 | 1766.5565 | 0.007133
[31 empty] | 1766.7189 | 0 | 1766.7095 | 0.0070957
[31 empty] | 1766.8717 | 0 | 1766.8623 | 0.0070552
[31 empty] | 1767.0247 | 0 | 1767.0153 | 0.0070139
[31 empty] | 1767.1776 | 0 | 1767.1683 | 0.0069765
[31 empty] | 1767.3307 | 0 | 1767.3213 | 0.0069448
[31 empty] | 1767.4836 | 0 | 1767.4744 | 0.0069201
[31 empty] | 1767.6367 | 0 | 1767.6273 | 0.006905
[31 empty] | 1767.7898 | 0 | 1767.7804 | 0.0068963
[31 empty] | 1767.943 | 0 | 1767.9336 | 0.0068923
[31 empty] | 1768.0961 | 0 | 1768.0867 | 0.0068907
[31 empty] | 1768.2493 | 0 | 1768.2399 | 0.0068891
[31 empty] | 1768.4025 | 0 | 1768.3931 | 0.0068844
[31 empty] | 1768.5557 | 0 | 1768.5463 | 0.0068756
[31 empty] | 1768.7089 | 0 | 1768.6995 | 0.0068613
[31 empty] | 1768.8622 | 0 | 1768.8528 | 0.0068423
[31 empty] | 1769.0154 | 0 | 1769.0061 | 0.0068176
[31 empty] | 1769.1687 | 0 | 1769.1594 | 0.0067875
[31 empty] | 1769.3221 | 0 | 1769.3127 | 0.0067525
[31 empty] | 1769.4755 | 0 | 1769.4661 | 0.0067128
[31 empty] | 1769.6289 | 0 | 1769.6195 | 0.0066699
[31 empty] | 1769.7823 | 0 | 1769.773 | 0.0066246
[31 empty] | 1769.9358 | 0 | 1769.9264 | 0.0065777
[31 empty] | 1770.0892 | 0 | 1770.0798 | 0.0065293
[31 empty] | 1770.2428 | 0 | 1770.2334 | 0.0064824
[31 empty] | 1770.3962 | 0 | 1770.3868 | 0.0064379
[31 empty] | 1770.5498 | 0 | 1770.5404 | 0.0063958
[31 empty] | 1770.7035 | 0 | 1770.6941 | 0.0063577
[31 empty] | 1770.8571 | 0 | 1770.8477 | 0.0063243
[31 empty] | 1771.0107 | 0 | 1771.0013 | 0.0062957
[31 empty] | 1771.1643 | 0 | 1771.1549 | 0.0062743
[31 empty] | 1771.318 | 0 | 1771.3086 | 0.0062592
[31 empty] | 1771.4718 | 0 | 1771.4624 | 0.006252
[31 empty] | 1771.6255 | 0 | 1771.6161 | 0.0062512
[31 empty] | 1771.7793 | 0 | 1771.7699 | 0.006256
[31 empty] | 1771.9331 | 0 | 1771.9237 | 0.0062624
[31 empty] | 1772.0869 | 0 | 1772.0775 | 0.0062687
[31 empty] | 1772.2407 | 0 | 1772.2313 | 0.0062695
[31 empty] | 1772.3946 | 0 | 1772.3853 | 0.0062631
[31 empty] | 1772.5486 | 0 | 1772.5392 | 0.0062473
[31 empty] | 1772.7025 | 0 | 1772.6931 | 0.0062218
[31 empty] | 1772.8564 | 0 | 1772.8471 | 0.0061877
[31 empty] | 1773.0104 | 0 | 1773.0011 | 0.0061488
[31 empty] | 1773.1644 | 0 | 1773.155 | 0.0061067
[31 empty] | 1773.3185 | 0 | 1773.3091 | 0.0060645
[31 empty] | 1773.4725 | 0 | 1773.4631 | 0.006024
[31 empty] | 1773.6267 | 0 | 1773.6173 | 0.0059867
[31 empty] | 1773.7808 | 0 | 1773.7714 | 0.0059525
[31 empty] | 1773.9349 | 0 | 1773.9255 | 0.00592
[31 empty] | 1774.0891 | 0 | 1774.0797 | 0.0058874
[31 empty] | 1774.2433 | 0 | 1774.2339 | 0.0058532
[31 empty] | 1774.3976 | 0 | 1774.3882 | 0.0058167
[31 empty] | 1774.5518 | 0 | 1774.5424 | 0.005777
[31 empty] | 1774.7061 | 0 | 1774.6967 | 0.0057357
[31 empty] | 1774.8603 | 0 | 1774.851 | 0.0056928
[31 empty] | 1775.0147 | 0 | 1775.0052 | 0.0056499
[31 empty] | 1775.1691 | 0 | 1775.1597 | 0.0056078
[31 empty] | 1775.3235 | 0 | 1775.3141 | 0.0055649
[31 empty] | 1775.4779 | 0 | 1775.4685 | 0.0055212
[31 empty] | 1775.6323 | 0 | 1775.6229 | 0.0054767
[31 empty] | 1775.7867 | 0 | 1775.7773 | 0.0054314
[31 empty] | 1775.9413 | 0 | 1775.9319 | 0.0053845
[31 empty] | 1776.0958 | 0 | 1776.0864 | 0.0053385
[31 empty] | 1776.2504 | 0 | 1776.241 | 0.0052956
[31 empty] | 1776.4049 | 0 | 1776.3955 | 0.0052566
[31 empty] | 1776.5596 | 0 | 1776.5502 | 0.0052249
[31 empty] | 1776.7142 | 0 | 1776.7047 | 0.0052018
[31 empty] | 1776.8688 | 0 | 1776.8594 | 0.0051875
[31 empty] | 1777.0236 | 0 | 1777.0142 | 0.0051827
[31 empty] | 1777.1782 | 0 | 1777.1688 | 0.0051843
[31 empty] | 1777.333 | 0 | 1777.3236 | 0.0051899
[31 empty] | 1777.4878 | 0 | 1777.4783 | 0.0051955
[31 empty] | 1777.6426 | 0 | 1777.6331 | 0.0051986
[31 empty] | 1777.7974 | 0 | 1777.788 | 0.0051947
[31 empty] | 1777.9522 | 0 | 1777.9427 | 0.0051827
[31 empty] | 1778.1071 | 0 | 1778.0977 | 0.0051621
[31 empty] | 1778.262 | 0 | 1778.2526 | 0.0051343
[31 empty] | 1778.4169 | 0 | 1778.4075 | 0.0051001
[31 empty] | 1778.5719 | 0 | 1778.5624 | 0.0050644
[31 empty] | 1778.7268 | 0 | 1778.7174 | 0.0050294
[31 empty] | 1778.8818 | 0 | 1778.8724 | 0.0049992
[31 empty] | 1779.0369 | 0 | 1779.0275 | 0.0049738
[31 empty] | 1779.1919 | 0 | 1779.1825 | 0.0049548
[31 empty] | 1779.3471 | 0 | 1779.3376 | 0.0049412
[31 empty] | 1779.5022 | 0 | 1779.4927 | 0.0049309
[31 empty] | 1779.6573 | 0 | 1779.6478 | 0.0049206
[31 empty] | 1779.8125 | 0 | 1779.803 | 0.0049087
[31 empty] | 1779.9677 | 0 | 1779.9582 | 0.004892
[31 empty] | 1780.1229 | 0 | 1780.1134 | 0.004869
[31 empty] | 1780.2782 | 0 | 1780.2687 | 0.0048396
[31 empty] | 1780.4335 | 0 | 1780.424 | 0.0048038
[31 empty] | 1780.5887 | 0 | 1780.5793 | 0.0047633
[31 empty] | 1780.744 | 0 | 1780.7346 | 0.0047204
[31 empty] | 1780.8994 | 0 | 1780.89 | 0.0046759
[31 empty] | 1781.0548 | 0 | 1781.0454 | 0.004633
[31 empty] | 1781.2102 | 0 | 1781.2008 | 0.0045933
[31 empty] | 1781.3657 | 0 | 1781.3562 | 0.0045575
[31 empty] | 1781.5211 | 0 | 1781.5117 | 0.0045282
[31 empty] | 1781.6766 | 0 | 1781.6672 | 0.0045051
[31 empty] | 1781.8321 | 0 | 1781.8228 | 0.0044868
[31 empty] | 1781.9877 | 0 | 1781.9783 | 0.0044733
[31 empty] | 1782.1433 | 0 | 1782.1338 | 0.004463
[31 empty] | 1782.2988 | 0 | 1782.2894 | 0.0044519
[31 empty] | 1782.4545 | 0 | 1782.4451 | 0.0044392
[31 empty] | 1782.6102 | 0 | 1782.6007 | 0.0044233
[31 empty] | 1782.7659 | 0 | 1782.7565 | 0.0044034
[31 empty] | 1782.9216 | 0 | 1782.9121 | 0.0043788
[31 empty] | 1783.0773 | 0 | 1783.0679 | 0.0043526
[31 empty] | 1783.233 | 0 | 1783.2236 | 0.0043256
[31 empty] | 1783.3889 | 0 | 1783.3794 | 0.0042994
[31 empty] | 1783.5447 | 0 | 1783.5353 | 0.0042755
[31 empty] | 1783.7006 | 0 | 1783.6912 | 0.0042557
[31 empty] | 1783.8564 | 0 | 1783.8471 | 0.004239
[31 empty] | 1784.0123 | 0 | 1784.0029 | 0.0042255
[31 empty] | 1784.1682 | 0 | 1784.1588 | 0.0042152
[31 empty] | 1784.3242 | 0 | 1784.3148 | 0.0042048
[31 empty] | 1784.4802 | 0 | 1784.4707 | 0.0041945
[31 empty] | 1784.6362 | 0 | 1784.6268 | 0.004181
[31 empty] | 1784.7922 | 0 | 1784.7828 | 0.0041643
[31 empty] | 1784.9484 | 0 | 1784.9388 | 0.0041429
[31 empty] | 1785.1044 | 0 | 1785.095 | 0.0041174
[31 empty] | 1785.2605 | 0 | 1785.2511 | 0.0040873
[31 empty] | 1785.4168 | 0 | 1785.4072 | 0.0040555
[31 empty] | 1785.5729 | 0 | 1785.5635 | 0.0040221
[31 empty] | 1785.7291 | 0 | 1785.7196 | 0.0039903
[31 empty] | 1785.8854 | 0 | 1785.8758 | 0.0039609
[31 empty] | 1786.0416 | 0 | 1786.0321 | 0.0039355
[31 empty] | 1786.1979 | 0 | 1786.1883 | 0.0039125
[31 empty] | 1786.3541 | 0 | 1786.3447 | 0.0038926
[31 empty] | 1786.5105 | 0 | 1786.5011 | 0.0038751
[31 empty] | 1786.6669 | 0 | 1786.6575 | 0.0038585
[31 empty] | 1786.8232 | 0 | 1786.8138 | 0.0038442
[31 empty] | 1786.9797 | 0 | 1786.9702 | 0.0038322
[31 empty] | 1787.1361 | 0 | 1787.1267 | 0.0038235
[31 empty] | 1787.2926 | 0 | 1787.2832 | 0.0038203
[31 empty] | 1787.4491 | 0 | 1787.4397 | 0.0038219
[31 empty] | 1787.6057 | 0 | 1787.5962 | 0.0038283
[31 empty] | 1787.7622 | 0 | 1787.7528 | 0.003837
[31 empty] | 1787.9188 | 0 | 1787.9093 | 0.0038473
[31 empty] | 1788.0754 | 0 | 1788.0659 | 0.0038553
[31 empty] | 1788.2321 | 0 | 1788.2227 | 0.0038593
[31 empty] | 1788.3888 | 0 | 1788.3793 | 0.0038569
[31 empty] | 1788.5454 | 0 | 1788.536 | 0.0038481
[31 empty] | 1788.7022 | 0 | 1788.6927 | 0.0038322
[31 empty] | 1788.8589 | 0 | 1788.8495 | 0.0038116
[31 empty] | 1789.0158 | 0 | 1789.0062 | 0.003787
[31 empty] | 1789.1725 | 0 | 1789.1631 | 0.0037615
[31 empty] | 1789.3293 | 0 | 1789.3198 | 0.0037369
[31 empty] | 1789.4862 | 0 | 1789.4767 | 0.0037155
[31 empty] | 1789.6431 | 0 | 1789.6337 | 0.0036964
[31 empty] | 1789.8001 | 0 | 1789.7905 | 0.0036805
[31 empty] | 1789.9569 | 0 | 1789.9475 | 0.0036662
[31 empty] | 1790.1139 | 0 | 1790.1045 | 0.0036535
[31 empty] | 1790.2709 | 0 | 1790.2615 | 0.0036424
[31 empty] | 1790.428 | 0 | 1790.4185 | 0.0036313
[31 empty] | 1790.585 | 0 | 1790.5756 | 0.0036209
[31 empty] | 1790.7421 | 0 | 1790.7327 | 0.0036122
[31 empty] | 1790.8992 | 0 | 1790.8898 | 0.0036043
[31 empty] | 1791.0564 | 0 | 1791.0469 | 0.0035971
[31 empty] | 1791.2135 | 0 | 1791.204 | 0.0035907
[31 empty] | 1791.3707 | 0 | 1791.3612 | 0.0035844
[31 empty] | 1791.5279 | 0 | 1791.5184 | 0.0035764
[31 empty] | 1791.6852 | 0 | 1791.6757 | 0.0035685
[31 empty] | 1791.8424 | 0 | 1791.833 | 0.0035606
[31 empty] | 1791.9998 | 0 | 1791.9902 | 0.0035526
[31 empty] | 1792.1571 | 0 | 1792.1476 | 0.0035447
[31 empty] | 1792.3145 | 0 | 1792.3049 | 0.0035367
[31 empty] | 1792.4718 | 0 | 1792.4624 | 0.0035288
[31 empty] | 1792.6293 | 0 | 1792.6198 | 0.0035185
[31 empty] | 1792.7866 | 0 | 1792.7772 | 0.0035065
[31 empty] | 1792.9441 | 0 | 1792.9347 | 0.0034914
[31 empty] | 1793.1017 | 0 | 1793.0922 | 0.0034732
[31 empty] | 1793.2592 | 0 | 1793.2496 | 0.0034525
[31 empty] | 1793.4168 | 0 | 1793.4072 | 0.0034295
[31 empty] | 1793.5743 | 0 | 1793.5648 | 0.0034056
[31 empty] | 1793.7319 | 0 | 1793.7224 | 0.003381
[31 empty] | 1793.8895 | 0 | 1793.88 | 0.0033556
[31 empty] | 1794.0472 | 0 | 1794.0377 | 0.0033302
[31 empty] | 1794.205 | 0 | 1794.1954 | 0.0033048
[31 empty] | 1794.3627 | 0 | 1794.3531 | 0.0032793
[31 empty] | 1794.5204 | 0 | 1794.5109 | 0.0032555
[31 empty] | 1794.6781 | 0 | 1794.6687 | 0.0032317
[31 empty] | 1794.8359 | 0 | 1794.8264 | 0.0032102
[31 empty] | 1794.9938 | 0 | 1794.9842 | 0.0031912
[31 empty] | 1795.1516 | 0 | 1795.1421 | 0.0031745
[31 empty] | 1795.3096 | 0 | 1795.3001 | 0.0031586
[31 empty] | 1795.4674 | 0 | 1795.4579 | 0.0031451
[31 empty] | 1795.6254 | 0 | 1795.6158 | 0.0031316
[31 empty] | 1795.7833 | 0 | 1795.7738 | 0.0031205
[31 empty] | 1795.9413 | 0 | 1795.9319 | 0.0031101
[31 empty] | 1796.0994 | 0 | 1796.0898 | 0.0031014
[31 empty] | 1796.2575 | 0 | 1796.2479 | 0.0030958
[31 empty] | 1796.4155 | 0 | 1796.406 | 0.0030926
[31 empty] | 1796.5736 | 0 | 1796.5641 | 0.0030919
[31 empty] | 1796.7317 | 0 | 1796.7222 | 0.0030919
[31 empty] | 1796.8899 | 0 | 1796.8804 | 0.0030919
[31 empty] | 1797.0481 | 0 | 1797.0386 | 0.0030895
[31 empty] | 1797.2063 | 0 | 1797.1968 | 0.0030847
[31 empty] | 1797.3645 | 0 | 1797.355 | 0.003076
[31 empty] | 1797.5228 | 0 | 1797.5133 | 0.0030648
[31 empty] | 1797.6811 | 0 | 1797.6716 | 0.0030513
[31 empty] | 1797.8395 | 0 | 1797.83 | 0.003037
[31 empty] | 1797.9978 | 0 | 1797.9883 | 0.0030243
[31 empty] | 1798.1562 | 0 | 1798.1467 | 0.0030148
[31 empty] | 1798.3146 | 0 | 1798.305 | 0.0030092
[31 empty] | 1798.473 | 0 | 1798.4635 | 0.0030084
[31 empty] | 1798.6315 | 0 | 1798.6221 | 0.0030124
[31 empty] | 1798.79 | 0 | 1798.7805 | 0.0030204
[31 empty] | 1798.9485 | 0 | 1798.9391 | 0.0030299
[31 empty] | 1799.1071 | 0 | 1799.0975 | 0.0030394
[31 empty] | 1799.2656 | 0 | 1799.2562 | 0.0030466
[31 empty] | 1799.4243 | 0 | 1799.4148 | 0.0030474
[31 empty] | 1799.5829 | 0 | 1799.5734 | 0.0030418
[31 empty] | 1799.7416 | 0 | 1799.7321 | 0.0030283
[31 empty] | 1799.9003 | 0 | 1799.8908 | 0.0030084
[31 empty] | 1800.059 | 0 | 1800.0494 | 0.0029838
[31 empty] | 1800.2178 | 0 | 1800.2082 | 0.0029568
[31 empty] | 1800.3766 | 0 | 1800.3671 | 0.0029306
[31 empty] | 1800.5354 | 0 | 1800.5259 | 0.0029076
[31 empty] | 1800.6942 | 0 | 1800.6847 | 0.0028877
[31 empty] | 1800.853 | 0 | 1800.8435 | 0.0028718
[31 empty] | 1801.012 | 0 | 1801.0024 | 0.0028583
[31 empty] | 1801.1709 | 0 | 1801.1614 | 0.0028456
[31 empty] | 1801.3298 | 0 | 1801.3203 | 0.0028305
[31 empty] | 1801.4888 | 0 | 1801.4793 | 0.002813
[31 empty] | 1801.6477 | 0 | 1801.6382 | 0.0027908
[31 empty] | 1801.8068 | 0 | 1801.7972 | 0.0027646
[31 empty] | 1801.9658 | 0 | 1801.9563 | 0.002736
[31 empty] | 1802.1249 | 0 | 1802.1154 | 0.0027058
[31 empty] | 1802.2841 | 0 | 1802.2745 | 0.0026788
[31 empty] | 1802.4432 | 0 | 1802.4337 | 0.0026573
[31 empty] | 1802.6024 | 0 | 1802.5928 | 0.0026454
[31 empty] | 1802.7616 | 0 | 1802.7521 | 0.0026446
[31 empty] | 1802.9208 | 0 | 1802.9113 | 0.0026549
[31 empty] | 1803.0801 | 0 | 1803.0706 | 0.0026748
[31 empty] | 1803.2394 | 0 | 1803.2297 | 0.0026994
[31 empty] | 1803.3987 | 0 | 1803.3892 | 0.0027264
[31 empty] | 1803.558 | 0 | 1803.5485 | 0.0027487
[31 empty] | 1803.7173 | 0 | 1803.7078 | 0.0027646
[31 empty] | 1803.8767 | 0 | 1803.8672 | 0.0027701
[31 empty] | 1804.0361 | 0 | 1804.0266 | 0.0027661
[31 empty] | 1804.1956 | 0 | 1804.186 | 0.0027534
[31 empty] | 1804.3551 | 0 | 1804.3456 | 0.0027352
[31 empty] | 1804.5147 | 0 | 1804.505 | 0.0027145
[31 empty] | 1804.6742 | 0 | 1804.6645 | 0.0026939
[31 empty] | 1804.8337 | 0 | 1804.8242 | 0.0026764
[31 empty] | 1804.9933 | 0 | 1804.9838 | 0.0026621
[31 empty] | 1805.1529 | 0 | 1805.1434 | 0.0026525
[31 empty] | 1805.3126 | 0 | 1805.303 | 0.002647
[31 empty] | 1805.4723 | 0 | 1805.4626 | 0.0026446
[31 empty] | 1805.632 | 0 | 1805.6224 | 0.0026454
[31 empty] | 1805.7916 | 0 | 1805.7821 | 0.002647
[31 empty] | 1805.9514 | 0 | 1805.9419 | 0.0026478
[31 empty] | 1806.1112 | 0 | 1806.1017 | 0.0026454
[31 empty] | 1806.271 | 0 | 1806.2615 | 0.0026398
[31 empty] | 1806.4309 | 0 | 1806.4214 | 0.0026295
[31 empty] | 1806.5908 | 0 | 1806.5812 | 0.0026128
[31 empty] | 1806.7507 | 0 | 1806.7411 | 0.0025906
[31 empty] | 1806.9106 | 0 | 1806.901 | 0.0025636
[31 empty] | 1807.0706 | 0 | 1807.061 | 0.0025326
[31 empty] | 1807.2306 | 0 | 1807.2211 | 0.0024984
[31 empty] | 1807.3906 | 0 | 1807.381 | 0.0024635
[31 empty] | 1807.5507 | 0 | 1807.541 | 0.0024293
[31 empty] | 1807.7107 | 0 | 1807.7012 | 0.0023967
[31 empty] | 1807.8709 | 0 | 1807.8612 | 0.0023681
[31 empty] | 1808.0309 | 0 | 1808.0214 | 0.0023467
[31 empty] | 1808.191 | 0 | 1808.1815 | 0.0023316
[31 empty] | 1808.3513 | 0 | 1808.3417 | 0.0023245
[31 empty] | 1808.5115 | 0 | 1808.502 | 0.0023245
[31 empty] | 1808.6717 | 0 | 1808.6622 | 0.0023308
[31 empty] | 1808.832 | 0 | 1808.8224 | 0.0023395
[31 empty] | 1808.9923 | 0 | 1808.9828 | 0.0023491
[31 empty] | 1809.1526 | 0 | 1809.1431 | 0.0023562
[31 empty] | 1809.313 | 0 | 1809.3035 | 0.0023586
[31 empty] | 1809.4734 | 0 | 1809.4639 | 0.0023562
[31 empty] | 1809.6338 | 0 | 1809.6243 | 0.0023483
[31 empty] | 1809.7942 | 0 | 1809.7847 | 0.0023364
[31 empty] | 1809.9547 | 0 | 1809.9452 | 0.0023213
[31 empty] | 1810.1152 | 0 | 1810.1056 | 0.0023038
[31 empty] | 1810.2758 | 0 | 1810.2661 | 0.0022855
[31 empty] | 1810.4363 | 0 | 1810.4268 | 0.002268
[31 empty] | 1810.5969 | 0 | 1810.5873 | 0.0022498
[31 empty] | 1810.7575 | 0 | 1810.7479 | 0.0022331
[31 empty] | 1810.9181 | 0 | 1810.9086 | 0.0022156
[31 empty] | 1811.0789 | 0 | 1811.0692 | 0.0021989
[31 empty] | 1811.2395 | 0 | 1811.23 | 0.0021823
[31 empty] | 1811.4003 | 0 | 1811.3906 | 0.0021648
[31 empty] | 1811.561 | 0 | 1811.5514 | 0.0021473
[31 empty] | 1811.7218 | 0 | 1811.7122 | 0.0021306
[31 empty] | 1811.8826 | 0 | 1811.873 | 0.0021155
[31 empty] | 1812.0435 | 0 | 1812.0338 | 0.002102
[31 empty] | 1812.2043 | 0 | 1812.1947 | 0.0020901
[31 empty] | 1812.3652 | 0 | 1812.3556 | 0.0020806
[31 empty] | 1812.5261 | 0 | 1812.5166 | 0.002071
[31 empty] | 1812.6871 | 0 | 1812.6775 | 0.0020615
[31 empty] | 1812.848 | 0 | 1812.8385 | 0.0020512
[31 empty] | 1813.009 | 0 | 1812.9995 | 0.0020385
[31 empty] | 1813.1702 | 0 | 1813.1605 | 0.0020242
[31 empty] | 1813.3312 | 0 | 1813.3217 | 0.0020083
[31 empty] | 1813.4923 | 0 | 1813.4827 | 0.0019916
[31 empty] | 1813.6534 | 0 | 1813.6438 | 0.0019765
[31 empty] | 1813.8146 | 0 | 1813.8049 | 0.001963
[31 empty] | 1813.9757 | 0 | 1813.9662 | 0.0019535
[31 empty] | 1814.137 | 0 | 1814.1274 | 0.0019479
[31 empty] | 1814.2982 | 0 | 1814.2886 | 0.0019455
[31 empty] | 1814.4595 | 0 | 1814.4499 | 0.0019447
[31 empty] | 1814.6207 | 0 | 1814.6112 | 0.0019447
[31 empty] | 1814.7821 | 0 | 1814.7726 | 0.0019431
[31 empty] | 1814.9435 | 0 | 1814.9338 | 0.00194
[31 empty] | 1815.1049 | 0 | 1815.0952 | 0.0019336
[31 empty] | 1815.2662 | 0 | 1815.2567 | 0.0019265
[31 empty] | 1815.4277 | 0 | 1815.4181 | 0.0019201
[31 empty] | 1815.5892 | 0 | 1815.5796 | 0.0019161
[31 empty] | 1815.7507 | 0 | 1815.7411 | 0.0019177
[31 empty] | 1815.9122 | 0 | 1815.9026 | 0.0019233
[31 empty] | 1816.0737 | 0 | 1816.0642 | 0.0019352
[31 empty] | 1816.2353 | 0 | 1816.2257 | 0.0019503
[31 empty] | 1816.397 | 0 | 1816.3873 | 0.001967
[31 empty] | 1816.5586 | 0 | 1816.5491 | 0.0019829
[31 empty] | 1816.7203 | 0 | 1816.7107 | 0.001994
[31 empty] | 1816.882 | 0 | 1816.8724 | 0.0020003
[31 empty] | 1817.0437 | 0 | 1817.0342 | 0.0019987
[31 empty] | 1817.2054 | 0 | 1817.1959 | 0.00199
[31 empty] | 1817.3673 | 0 | 1817.3577 | 0.0019749
[31 empty] | 1817.5291 | 0 | 1817.5195 | 0.001955
[31 empty] | 1817.6909 | 0 | 1817.6813 | 0.0019336
[31 empty] | 1817.8528 | 0 | 1817.8433 | 0.0019122
[31 empty] | 1818.0147 | 0 | 1818.0051 | 0.0018923
[31 empty] | 1818.1766 | 0 | 1818.167 | 0.001874
[31 empty] | 1818.3386 | 0 | 1818.329 | 0.0018565
[31 empty] | 1818.5006 | 0 | 1818.491 | 0.0018391
[31 empty] | 1818.6626 | 0 | 1818.6529 | 0.00182
[31 empty] | 1818.8247 | 0 | 1818.8151 | 0.0017993
[31 empty] | 1818.9867 | 0 | 1818.9772 | 0.0017763
[31 empty] | 1819.1488 | 0 | 1819.1393 | 0.0017517
[31 empty] | 1819.311 | 0 | 1819.3014 | 0.0017271
[31 empty] | 1819.4731 | 0 | 1819.4635 | 0.0017048
[31 empty] | 1819.6354 | 0 | 1819.6257 | 0.0016849
[31 empty] | 1819.7976 | 0 | 1819.788 | 0.0016691
[31 empty] | 1819.9598 | 0 | 1819.9502 | 0.0016571
[31 empty] | 1820.1221 | 0 | 1820.1124 | 0.00165
[31 empty] | 1820.2844 | 0 | 1820.2748 | 0.0016468
[31 empty] | 1820.4468 | 0 | 1820.4371 | 0.0016492
[31 empty] | 1820.6091 | 0 | 1820.5995 | 0.0016564
[31 empty] | 1820.7715 | 0 | 1820.7618 | 0.0016699
[31 empty] | 1820.934 | 0 | 1820.9243 | 0.0016873
[31 empty] | 1821.0963 | 0 | 1821.0868 | 0.0017088
[31 empty] | 1821.2588 | 0 | 1821.2493 | 0.0017318
[31 empty] | 1821.4214 | 0 | 1821.4117 | 0.0017533
[31 empty] | 1821.5839 | 0 | 1821.5743 | 0.0017707
[31 empty] | 1821.7465 | 0 | 1821.7368 | 0.0017827
[31 empty] | 1821.9091 | 0 | 1821.8994 | 0.0017866
[31 empty] | 1822.0717 | 0 | 1822.0621 | 0.001785
[31 empty] | 1822.2344 | 0 | 1822.2247 | 0.0017779
[31 empty] | 1822.397 | 0 | 1822.3874 | 0.0017684
[31 empty] | 1822.5597 | 0 | 1822.5502 | 0.0017604
[31 empty] | 1822.7225 | 0 | 1822.7129 | 0.0017541
[31 empty] | 1822.8853 | 0 | 1822.8756 | 0.0017517
[31 empty] | 1823.0481 | 0 | 1823.0385 | 0.0017525
[31 empty] | 1823.2109 | 0 | 1823.2013 | 0.0017541
[31 empty] | 1823.3738 | 0 | 1823.3641 | 0.0017541
[31 empty] | 1823.5366 | 0 | 1823.527 | 0.0017501
[31 empty] | 1823.6996 | 0 | 1823.6899 | 0.001739
[31 empty] | 1823.8626 | 0 | 1823.8529 | 0.0017215
[31 empty] | 1824.0255 | 0 | 1824.0159 | 0.0016985
[31 empty] | 1824.1885 | 0 | 1824.1788 | 0.0016714
[31 empty] | 1824.3516 | 0 | 1824.3419 | 0.0016428
[31 empty] | 1824.5145 | 0 | 1824.505 | 0.001615
[31 empty] | 1824.6777 | 0 | 1824.6681 | 0.0015912
[31 empty] | 1824.8408 | 0 | 1824.8312 | 0.0015729
[31 empty] | 1825.0039 | 0 | 1824.9943 | 0.0015602
[31 empty] | 1825.1671 | 0 | 1825.1575 | 0.0015539
[31 empty] | 1825.3303 | 0 | 1825.3207 | 0.0015523
[31 empty] | 1825.4935 | 0 | 1825.4839 | 0.0015563
[31 empty] | 1825.6569 | 0 | 1825.6472 | 0.0015642
[31 empty] | 1825.8202 | 0 | 1825.8105 | 0.0015737
[31 empty] | 1825.9835 | 0 | 1825.9739 | 0.0015849
[31 empty] | 1826.1469 | 0 | 1826.1372 | 0.0015936
[31 empty] | 1826.3102 | 0 | 1826.3005 | 0.0016007
[31 empty] | 1826.4736 | 0 | 1826.464 | 0.0016047
[31 empty] | 1826.6371 | 0 | 1826.6274 | 0.0016047
[31 empty] | 1826.8005 | 0 | 1826.7909 | 0.0016015
[31 empty] | 1826.964 | 0 | 1826.9543 | 0.0015952
[31 empty] | 1827.1276 | 0 | 1827.1179 | 0.001588
[31 empty] | 1827.2911 | 0 | 1827.2815 | 0.0015801
[31 empty] | 1827.4547 | 0 | 1827.4451 | 0.0015745
[31 empty] | 1827.6183 | 0 | 1827.6086 | 0.0015721
[31 empty] | 1827.782 | 0 | 1827.7723 | 0.0015729
[31 empty] | 1827.9457 | 0 | 1827.936 | 0.0015777
[31 empty] | 1828.1094 | 0 | 1828.0997 | 0.0015864
[31 empty] | 1828.2731 | 0 | 1828.2634 | 0.0015976
[31 empty] | 1828.4369 | 0 | 1828.4272 | 0.0016095
[31 empty] | 1828.6007 | 0 | 1828.5911 | 0.0016206
[31 empty] | 1828.7645 | 0 | 1828.7549 | 0.0016293
[31 empty] | 1828.9283 | 0 | 1828.9187 | 0.0016333
[31 empty] | 1829.0922 | 0 | 1829.0825 | 0.0016333
[31 empty] | 1829.2561 | 0 | 1829.2465 | 0.0016278
[31 empty] | 1829.42 | 0 | 1829.4104 | 0.0016166
[31 empty] | 1829.584 | 0 | 1829.5743 | 0.0016015
[31 empty] | 1829.748 | 0 | 1829.7384 | 0.0015841
[31 empty] | 1829.9121 | 0 | 1829.9025 | 0.0015642
[31 empty] | 1830.0762 | 0 | 1830.0665 | 0.0015451
[31 empty] | 1830.2402 | 0 | 1830.2306 | 0.00153
[31 empty] | 1830.4043 | 0 | 1830.3946 | 0.0015189
[31 empty] | 1830.5685 | 0 | 1830.5588 | 0.0015134
[31 empty] | 1830.7327 | 0 | 1830.723 | 0.0015134
[31 empty] | 1830.8969 | 0 | 1830.8872 | 0.0015165
[31 empty] | 1831.0612 | 0 | 1831.0514 | 0.0015205
[31 empty] | 1831.2253 | 0 | 1831.2157 | 0.0015221
[31 empty] | 1831.3897 | 0 | 1831.38 | 0.0015197
[31 empty] | 1831.554 | 0 | 1831.5443 | 0.0015102
[31 empty] | 1831.7184 | 0 | 1831.7087 | 0.0014943
[31 empty] | 1831.8827 | 0 | 1831.873 | 0.0014728
[31 empty] | 1832.0471 | 0 | 1832.0375 | 0.0014482
[31 empty] | 1832.2115 | 0 | 1832.2019 | 0.0014228
[31 empty] | 1832.3761 | 0 | 1832.3663 | 0.0013998
[31 empty] | 1832.5405 | 0 | 1832.5309 | 0.0013807
[31 empty] | 1832.7051 | 0 | 1832.6954 | 0.0013672
[31 empty] | 1832.8696 | 0 | 1832.86 | 0.0013569
[31 empty] | 1833.0342 | 0 | 1833.0245 | 0.0013505
[31 empty] | 1833.1988 | 0 | 1833.1892 | 0.0013457
[31 empty] | 1833.3635 | 0 | 1833.3539 | 0.0013418
[31 empty] | 1833.5282 | 0 | 1833.5186 | 0.001337
[31 empty] | 1833.6929 | 0 | 1833.6832 | 0.0013322
[31 empty] | 1833.8577 | 0 | 1833.8479 | 0.0013283
[31 empty] | 1834.0223 | 0 | 1834.0127 | 0.0013259
[31 empty] | 1834.1871 | 0 | 1834.1775 | 0.0013259
[31 empty] | 1834.352 | 0 | 1834.3423 | 0.0013283
[31 empty] | 1834.5168 | 0 | 1834.5072 | 0.0013322
[31 empty] | 1834.6818 | 0 | 1834.6721 | 0.0013362
[31 empty] | 1834.8467 | 0 | 1834.837 | 0.0013402
[31 empty] | 1835.0116 | 0 | 1835.002 | 0.0013418
[31 empty] | 1835.1766 | 0 | 1835.1669 | 0.001341
[31 empty] | 1835.3416 | 0 | 1835.3319 | 0.0013394
[31 empty] | 1835.5066 | 0 | 1835.4969 | 0.0013378
[31 empty] | 1835.6716 | 0 | 1835.662 | 0.001337
[31 empty] | 1835.8368 | 0 | 1835.8272 | 0.0013386
[31 empty] | 1836.002 | 0 | 1835.9922 | 0.0013426
[31 empty] | 1836.1671 | 0 | 1836.1573 | 0.0013473
[31 empty] | 1836.3323 | 0 | 1836.3225 | 0.0013545
[31 empty] | 1836.4974 | 0 | 1836.4878 | 0.0013608
[31 empty] | 1836.6627 | 0 | 1836.6529 | 0.0013664
[31 empty] | 1836.828 | 0 | 1836.8182 | 0.0013704
[31 empty] | 1836.9933 | 0 | 1836.9836 | 0.001372
[31 empty] | 1837.1586 | 0 | 1837.1489 | 0.0013712
[31 empty] | 1837.324 | 0 | 1837.3143 | 0.001368
[31 empty] | 1837.4894 | 0 | 1837.4796 | 0.0013608
[31 empty] | 1837.6548 | 0 | 1837.6451 | 0.0013513
[31 empty] | 1837.8202 | 0 | 1837.8105 | 0.0013394
[31 empty] | 1837.9857 | 0 | 1837.976 | 0.0013251
[31 empty] | 1838.1512 | 0 | 1838.1415 | 0.0013092
[31 empty] | 1838.3168 | 0 | 1838.307 | 0.0012925
[31 empty] | 1838.4823 | 0 | 1838.4727 | 0.0012766
[31 empty] | 1838.648 | 0 | 1838.6382 | 0.0012607
[31 empty] | 1838.8136 | 0 | 1838.8038 | 0.0012456
[31 empty] | 1838.9793 | 0 | 1838.9695 | 0.0012329
[31 empty] | 1839.1449 | 0 | 1839.1353 | 0.0012218
[31 empty] | 1839.3107 | 0 | 1839.3009 | 0.0012131
[31 empty] | 1839.4763 | 0 | 1839.4667 | 0.0012051
[31 empty] | 1839.6421 | 0 | 1839.6325 | 0.0011988
[31 empty] | 1839.808 | 0 | 1839.7982 | 0.0011932
[31 empty] | 1839.9738 | 0 | 1839.9641 | 0.0011869
[31 empty] | 1840.1397 | 0 | 1840.13 | 0.0011805
[31 empty] | 1840.3055 | 0 | 1840.2959 | 0.001171
[31 empty] | 1840.4714 | 0 | 1840.4618 | 0.0011598
[31 empty] | 1840.6374 | 0 | 1840.6277 | 0.0011447
[31 empty] | 1840.8035 | 0 | 1840.7937 | 0.0011265
[31 empty] | 1840.9695 | 0 | 1840.9597 | 0.0011074
[31 empty] | 1841.1355 | 0 | 1841.1257 | 0.0010876
[31 empty] | 1841.3015 | 0 | 1841.2919 | 0.0010693
[31 empty] | 1841.4677 | 0 | 1841.458 | 0.001055
[31 empty] | 1841.6338 | 0 | 1841.6242 | 0.0010462
[31 empty] | 1841.7999 | 0 | 1841.7903 | 0.0010439
[31 empty] | 1841.9662 | 0 | 1841.9564 | 0.001047
[31 empty] | 1842.1325 | 0 | 1842.1227 | 0.0010566
[31 empty] | 1842.2987 | 0 | 1842.2889 | 0.0010701
[31 empty] | 1842.465 | 0 | 1842.4552 | 0.0010883
[31 empty] | 1842.6312 | 0 | 1842.6216 | 0.0011074
[31 empty] | 1842.7976 | 0 | 1842.788 | 0.0011273
[31 empty] | 1842.964 | 0 | 1842.9542 | 0.0011463
[31 empty] | 1843.1304 | 0 | 1843.1207 | 0.001163
[31 empty] | 1843.2969 | 0 | 1843.2871 | 0.0011757
[31 empty] | 1843.4633 | 0 | 1843.4536 | 0.0011829
[31 empty] | 1843.6298 | 0 | 1843.6201 | 0.0011853
[31 empty] | 1843.7964 | 0 | 1843.7866 | 0.0011837
[31 empty] | 1843.9629 | 0 | 1843.9531 | 0.0011781
[31 empty] | 1844.1295 | 0 | 1844.1198 | 0.0011718
[31 empty] | 1844.2961 | 0 | 1844.2864 | 0.0011654
[31 empty] | 1844.4628 | 0 | 1844.453 | 0.0011614
[31 empty] | 1844.6294 | 0 | 1844.6198 | 0.0011598
[31 empty] | 1844.7961 | 0 | 1844.7864 | 0.0011622
[31 empty] | 1844.9629 | 0 | 1844.9531 | 0.0011678
[31 empty] | 1845.1296 | 0 | 1845.1199 | 0.0011749
[31 empty] | 1845.2964 | 0 | 1845.2867 | 0.0011821
[31 empty] | 1845.4633 | 0 | 1845.4535 | 0.0011861
[31 empty] | 1845.6301 | 0 | 1845.6204 | 0.0011861
[31 empty] | 1845.797 | 0 | 1845.7872 | 0.0011797
[31 empty] | 1845.964 | 0 | 1845.9542 | 0.0011678
[31 empty] | 1846.1309 | 0 | 1846.1212 | 0.0011511
[31 empty] | 1846.2978 | 0 | 1846.2881 | 0.0011312
[31 empty] | 1846.4648 | 0 | 1846.4552 | 0.0011114
[31 empty] | 1846.632 | 0 | 1846.6222 | 0.0010939
[31 empty] | 1846.799 | 0 | 1846.7893 | 0.0010788
[31 empty] | 1846.9661 | 0 | 1846.9563 | 0.0010685
[31 empty] | 1847.1332 | 0 | 1847.1235 | 0.0010613
[31 empty] | 1847.3004 | 0 | 1847.2906 | 0.0010574
[31 empty] | 1847.4675 | 0 | 1847.4579 | 0.0010542
[31 empty] | 1847.6348 | 0 | 1847.625 | 0.0010518
[31 empty] | 1847.802 | 0 | 1847.7924 | 0.0010494
[31 empty] | 1847.9694 | 0 | 1847.9596 | 0.0010454
[31 empty] | 1848.1366 | 0 | 1848.127 | 0.0010407
[31 empty] | 1848.304 | 0 | 1848.2942 | 0.0010335
[31 empty] | 1848.4713 | 0 | 1848.4617 | 0.0010248
[31 empty] | 1848.6388 | 0 | 1848.629 | 0.0010153
[31 empty] | 1848.8061 | 0 | 1848.7965 | 0.0010049
[31 empty] | 1848.9736 | 0 | 1848.9639 | 0.0009954
[31 empty] | 1849.1411 | 0 | 1849.1315 | 0.00098745
[31 empty] | 1849.3087 | 0 | 1849.299 | 0.00098189
[31 empty] | 1849.4762 | 0 | 1849.4666 | 0.00098031
[31 empty] | 1849.6438 | 0 | 1849.634 | 0.00098269
[31 empty] | 1849.8114 | 0 | 1849.8016 | 0.00099063
[31 empty] | 1849.9791 | 0 | 1849.9694 | 0.0010025
[31 empty] | 1850.1467 | 0 | 1850.137 | 0.00102
[31 empty] | 1850.3145 | 0 | 1850.3047 | 0.0010415
[31 empty] | 1850.4822 | 0 | 1850.4724 | 0.0010669
[31 empty] | 1850.65 | 0 | 1850.6403 | 0.0010947
[31 empty] | 1850.8177 | 0 | 1850.808 | 0.0011241
[31 empty] | 1850.9856 | 0 | 1850.9758 | 0.0011535
[31 empty] | 1851.1534 | 0 | 1851.1437 | 0.0011805
[31 empty] | 1851.3213 | 0 | 1851.3117 | 0.0012035
[31 empty] | 1851.4893 | 0 | 1851.4795 | 0.0012202
[31 empty] | 1851.6572 | 0 | 1851.6475 | 0.0012298
[31 empty] | 1851.8252 | 0 | 1851.8154 | 0.0012305
[31 empty] | 1851.9932 | 0 | 1851.9835 | 0.0012234
[31 empty] | 1852.1613 | 0 | 1852.1515 | 0.0012091
[31 empty] | 1852.3293 | 0 | 1852.3196 | 0.00119
[31 empty] | 1852.4974 | 0 | 1852.4877 | 0.0011694
[31 empty] | 1852.6655 | 0 | 1852.6558 | 0.0011495
[31 empty] | 1852.8337 | 0 | 1852.824 | 0.0011336
[31 empty] | 1853.002 | 0 | 1852.9922 | 0.0011249
[31 empty] | 1853.1702 | 0 | 1853.1604 | 0.0011233
[31 empty] | 1853.3384 | 0 | 1853.3286 | 0.0011289
[31 empty] | 1853.5067 | 0 | 1853.4969 | 0.0011424
[31 empty] | 1853.6751 | 0 | 1853.6653 | 0.0011606
[31 empty] | 1853.8434 | 0 | 1853.8336 | 0.0011821
[31 empty] | 1854.0117 | 0 | 1854.002 | 0.0012067
[31 empty] | 1854.1802 | 0 | 1854.1704 | 0.0012313
[31 empty] | 1854.3486 | 0 | 1854.3389 | 0.0012544
[31 empty] | 1854.5171 | 0 | 1854.5073 | 0.0012734
[31 empty] | 1854.6855 | 0 | 1854.6758 | 0.0012869
[31 empty] | 1854.8541 | 0 | 1854.8444 | 0.0012925
[31 empty] | 1855.0226 | 0 | 1855.0129 | 0.0012909
[31 empty] | 1855.1913 | 0 | 1855.1815 | 0.0012806
[31 empty] | 1855.3599 | 0 | 1855.3501 | 0.0012623
[31 empty] | 1855.5286 | 0 | 1855.5188 | 0.0012377
[31 empty] | 1855.6971 | 0 | 1855.6874 | 0.0012099
[31 empty] | 1855.866 | 0 | 1855.8562 | 0.0011805
[31 empty] | 1856.0347 | 0 | 1856.0249 | 0.0011527
[31 empty] | 1856.2035 | 0 | 1856.1937 | 0.0011281
[31 empty] | 1856.3722 | 0 | 1856.3624 | 0.001109
[31 empty] | 1856.5411 | 0 | 1856.5312 | 0.0010947
[31 empty] | 1856.71 | 0 | 1856.7002 | 0.0010876
[31 empty] | 1856.8788 | 0 | 1856.869 | 0.0010844
[31 empty] | 1857.0477 | 0 | 1857.038 | 0.001086
[31 empty] | 1857.2167 | 0 | 1857.2069 | 0.0010899
[31 empty] | 1857.3857 | 0 | 1857.376 | 0.0010955
[31 empty] | 1857.5548 | 0 | 1857.5449 | 0.0011026
[31 empty] | 1857.7238 | 0 | 1857.714 | 0.0011114
[31 empty] | 1857.8929 | 0 | 1857.8831 | 0.0011217
[31 empty] | 1858.062 | 0 | 1858.0522 | 0.0011336
[31 empty] | 1858.2312 | 0 | 1858.2213 | 0.0011479
[31 empty] | 1858.4003 | 0 | 1858.3905 | 0.0011622
[31 empty] | 1858.5696 | 0 | 1858.5597 | 0.0011757
[31 empty] | 1858.7388 | 0 | 1858.729 | 0.0011876
[31 empty] | 1858.9081 | 0 | 1858.8983 | 0.0011948
[31 empty] | 1859.0774 | 0 | 1859.0675 | 0.0011972
[31 empty] | 1859.2467 | 0 | 1859.2369 | 0.0011924
[31 empty] | 1859.416 | 0 | 1859.4062 | 0.0011829
[31 empty] | 1859.5855 | 0 | 1859.5757 | 0.0011678
[31 empty] | 1859.7549 | 0 | 1859.7451 | 0.0011503
[31 empty] | 1859.9243 | 0 | 1859.9145 | 0.0011312
[31 empty] | 1860.0938 | 0 | 1860.084 | 0.001113
[31 empty] | 1860.2633 | 0 | 1860.2535 | 0.0010971
[31 empty] | 1860.4329 | 0 | 1860.4231 | 0.001086
[31 empty] | 1860.6024 | 0 | 1860.5927 | 0.0010796
[31 empty] | 1860.772 | 0 | 1860.7622 | 0.0010772
[31 empty] | 1860.9416 | 0 | 1860.9319 | 0.0010796
[31 empty] | 1861.1113 | 0 | 1861.1016 | 0.0010836
[31 empty] | 1861.281 | 0 | 1861.2712 | 0.0010899
[31 empty] | 1861.4508 | 0 | 1861.441 | 0.0010963
[31 empty] | 1861.6205 | 0 | 1861.6107 | 0.0011019
[31 empty] | 1861.7903 | 0 | 1861.7805 | 0.0011066
[31 empty] | 1861.9602 | 0 | 1861.9503 | 0.0011098
[31 empty] | 1862.13 | 0 | 1862.1202 | 0.0011114
[31 empty] | 1862.2999 | 0 | 1862.2902 | 0.0011114
[31 empty] | 1862.4698 | 0 | 1862.46 | 0.0011106
[31 empty] | 1862.6398 | 0 | 1862.63 | 0.001109
[31 empty] | 1862.8097 | 0 | 1862.7999 | 0.0011058
[31 empty] | 1862.9797 | 0 | 1862.97 | 0.0011019
[31 empty] | 1863.1498 | 0 | 1863.14 | 0.0010971
[31 empty] | 1863.3198 | 0 | 1863.3101 | 0.0010907
[31 empty] | 1863.49 | 0 | 1863.4802 | 0.0010836
[31 empty] | 1863.6602 | 0 | 1863.6503 | 0.0010756
[31 empty] | 1863.8303 | 0 | 1863.8204 | 0.0010701
[31 empty] | 1864.0005 | 0 | 1863.9907 | 0.0010653
[31 empty] | 1864.1707 | 0 | 1864.1609 | 0.0010637
[31 empty] | 1864.3409 | 0 | 1864.3312 | 0.0010661
[31 empty] | 1864.5112 | 0 | 1864.5015 | 0.0010701
[31 empty] | 1864.6815 | 0 | 1864.6717 | 0.0010764
[31 empty] | 1864.8519 | 0 | 1864.8422 | 0.0010836
[31 empty] | 1865.0223 | 0 | 1865.0124 | 0.0010883
[31 empty] | 1865.1927 | 0 | 1865.1829 | 0.0010923
[31 empty] | 1865.3632 | 0 | 1865.3534 | 0.0010931
[31 empty] | 1865.5337 | 0 | 1865.5238 | 0.0010915
[31 empty] | 1865.7041 | 0 | 1865.6943 | 0.0010876
[31 empty] | 1865.8746 | 0 | 1865.8649 | 0.0010828
[31 empty] | 1866.0453 | 0 | 1866.0354 | 0.0010772
[31 empty] | 1866.2158 | 0 | 1866.2061 | 0.0010701
[31 empty] | 1866.3865 | 0 | 1866.3767 | 0.0010629
[31 empty] | 1866.5571 | 0 | 1866.5474 | 0.001055
[31 empty] | 1866.7279 | 0 | 1866.718 | 0.001047
[31 empty] | 1866.8986 | 0 | 1866.8888 | 0.0010407
[31 empty] | 1867.0693 | 0 | 1867.0596 | 0.0010351
[31 empty] | 1867.2401 | 0 | 1867.2304 | 0.0010335
[31 empty] | 1867.411 | 0 | 1867.4011 | 0.0010343
[31 empty] | 1867.5818 | 0 | 1867.572 | 0.0010391
[31 empty] | 1867.7527 | 0 | 1867.7429 | 0.0010454
[31 empty] | 1867.9236 | 0 | 1867.9138 | 0.0010526
[31 empty] | 1868.0946 | 0 | 1868.0847 | 0.001059
[31 empty] | 1868.2655 | 0 | 1868.2557 | 0.0010637
[31 empty] | 1868.4365 | 0 | 1868.4268 | 0.0010653
[31 empty] | 1868.6075 | 0 | 1868.5978 | 0.0010637
[31 empty] | 1868.7787 | 0 | 1868.7688 | 0.0010597
[31 empty] | 1868.9497 | 0 | 1868.9399 | 0.0010534
[31 empty] | 1869.1209 | 0 | 1869.1111 | 0.0010454
[31 empty] | 1869.292 | 0 | 1869.2822 | 0.0010367
[31 empty] | 1869.4633 | 0 | 1869.4534 | 0.0010272
[31 empty] | 1869.6345 | 0 | 1869.6246 | 0.0010184
[31 empty] | 1869.8058 | 0 | 1869.7959 | 0.0010097
[31 empty] | 1869.977 | 0 | 1869.9672 | 0.0010018
[31 empty] | 1870.1483 | 0 | 1870.1385 | 0.00099381
[31 empty] | 1870.3197 | 0 | 1870.3098 | 0.00098745
[31 empty] | 1870.4911 | 0 | 1870.4812 | 0.00098269
[31 empty] | 1870.6625 | 0 | 1870.6527 | 0.00097951
[31 empty] | 1870.834 | 0 | 1870.8241 | 0.00097872
[31 empty] | 1871.0054 | 0 | 1870.9956 | 0.00098031
[31 empty] | 1871.1769 | 0 | 1871.1671 | 0.00098428
[31 empty] | 1871.3485 | 0 | 1871.3386 | 0.00099063
[31 empty] | 1871.52 | 0 | 1871.5103 | 0.00099858
[31 empty] | 1871.6916 | 0 | 1871.6818 | 0.0010073
[31 empty] | 1871.8633 | 0 | 1871.8534 | 0.0010153
[31 empty] | 1872.0349 | 0 | 1872.0251 | 0.0010224
[31 empty] | 1872.2067 | 0 | 1872.1968 | 0.0010264
[31 empty] | 1872.3784 | 0 | 1872.3685 | 0.0010264
[31 empty] | 1872.5502 | 0 | 1872.5403 | 0.0010232
[31 empty] | 1872.7219 | 0 | 1872.7122 | 0.0010145
[31 empty] | 1872.8938 | 0 | 1872.8839 | 0.0010033
[31 empty] | 1873.0657 | 0 | 1873.0558 | 0.00098984
[31 empty] | 1873.2376 | 0 | 1873.2277 | 0.00097554
[31 empty] | 1873.4094 | 0 | 1873.3995 | 0.00096203
[31 empty] | 1873.5814 | 0 | 1873.5715 | 0.00095171
[31 empty] | 1873.7534 | 0 | 1873.7435 | 0.00094376
[31 empty] | 1873.9254 | 0 | 1873.9155 | 0.000939
[31 empty] | 1874.0974 | 0 | 1874.0875 | 0.0009382
[31 empty] | 1874.2695 | 0 | 1874.2596 | 0.00093979
[31 empty] | 1874.4416 | 0 | 1874.4318 | 0.00094297
[31 empty] | 1874.6138 | 0 | 1874.6039 | 0.00094853
[31 empty] | 1874.7859 | 0 | 1874.7761 | 0.0009533
[31 empty] | 1874.9581 | 0 | 1874.9482 | 0.00095886
[31 empty] | 1875.1304 | 0 | 1875.1205 | 0.00096283
[31 empty] | 1875.3026 | 0 | 1875.2927 | 0.00096521
[31 empty] | 1875.475 | 0 | 1875.4651 | 0.00096521
[31 empty] | 1875.6472 | 0 | 1875.6374 | 0.00096362
[31 empty] | 1875.8196 | 0 | 1875.8098 | 0.00095965
[31 empty] | 1875.9921 | 0 | 1875.9822 | 0.00095488
[31 empty] | 1876.1644 | 0 | 1876.1545 | 0.00094932
[31 empty] | 1876.3369 | 0 | 1876.327 | 0.00094615
[31 empty] | 1876.5094 | 0 | 1876.4995 | 0.00094456
[31 empty] | 1876.6819 | 0 | 1876.672 | 0.00094615
[31 empty] | 1876.8545 | 0 | 1876.8446 | 0.00094932
[31 empty] | 1877.0271 | 0 | 1877.0172 | 0.00095409
[31 empty] | 1877.1997 | 0 | 1877.1898 | 0.00095886
[31 empty] | 1877.3723 | 0 | 1877.3624 | 0.00096124
[31 empty] | 1877.545 | 0 | 1877.5352 | 0.00096124
[31 empty] | 1877.7177 | 0 | 1877.7079 | 0.00095647
[31 empty] | 1877.8905 | 0 | 1877.8806 | 0.00094853
[31 empty] | 1878.0632 | 0 | 1878.0533 | 0.000939
[31 empty] | 1878.2361 | 0 | 1878.2262 | 0.00092787
[31 empty] | 1878.4088 | 0 | 1878.399 | 0.00091755
[31 empty] | 1878.5818 | 0 | 1878.5719 | 0.00090881
[31 empty] | 1878.7546 | 0 | 1878.7448 | 0.00090245
[31 empty] | 1878.9276 | 0 | 1878.9177 | 0.00089769
[31 empty] | 1879.1006 | 0 | 1879.0907 | 0.0008953
[31 empty] | 1879.2736 | 0 | 1879.2637 | 0.00089451
[31 empty] | 1879.4465 | 0 | 1879.4367 | 0.0008961
[31 empty] | 1879.6196 | 0 | 1879.6097 | 0.00090007
[31 empty] | 1879.7927 | 0 | 1879.7828 | 0.00090722
[31 empty] | 1879.9658 | 0 | 1879.9559 | 0.00091755
[31 empty] | 1880.139 | 0 | 1880.1291 | 0.00093264
[31 empty] | 1880.3121 | 0 | 1880.3024 | 0.00094932
[31 empty] | 1880.4853 | 0 | 1880.4756 | 0.00096839
[31 empty] | 1880.6587 | 0 | 1880.6488 | 0.00098587
[31 empty] | 1880.8319 | 0 | 1880.822 | 0.0010018
[31 empty] | 1881.0052 | 0 | 1880.9954 | 0.0010145
[31 empty] | 1881.1786 | 0 | 1881.1687 | 0.0010224
[31 empty] | 1881.352 | 0 | 1881.3422 | 0.0010264
[31 empty] | 1881.5254 | 0 | 1881.5155 | 0.0010264
[31 empty] | 1881.6988 | 0 | 1881.689 | 0.0010248
[31 empty] | 1881.8723 | 0 | 1881.8624 | 0.0010216
[31 empty] | 1882.0458 | 0 | 1882.036 | 0.0010168
[31 empty] | 1882.2194 | 0 | 1882.2095 | 0.0010129
[31 empty] | 1882.3929 | 0 | 1882.3831 | 0.0010081
[31 empty] | 1882.5665 | 0 | 1882.5566 | 0.0010033
[31 empty] | 1882.7402 | 0 | 1882.7304 | 0.00099937
[31 empty] | 1882.9138 | 0 | 1882.9039 | 0.0009946
[31 empty] | 1883.0875 | 0 | 1883.0776 | 0.00099063
[31 empty] | 1883.2612 | 0 | 1883.2515 | 0.00098825
[31 empty] | 1883.4351 | 0 | 1883.4252 | 0.00098825
[31 empty] | 1883.6089 | 0 | 1883.599 | 0.00099063
[31 empty] | 1883.7827 | 0 | 1883.7728 | 0.00099619
[31 empty] | 1883.9565 | 0 | 1883.9467 | 0.0010041
[31 empty] | 1884.1305 | 0 | 1884.1206 | 0.0010129
[31 empty] | 1884.3043 | 0 | 1884.2944 | 0.0010216
[31 empty] | 1884.4783 | 0 | 1884.4684 | 0.0010296
[31 empty] | 1884.6523 | 0 | 1884.6425 | 0.0010351
[31 empty] | 1884.8263 | 0 | 1884.8164 | 0.0010367
[31 empty] | 1885.0004 | 0 | 1884.9905 | 0.0010343
[31 empty] | 1885.1744 | 0 | 1885.1645 | 0.001028
[31 empty] | 1885.3486 | 0 | 1885.3387 | 0.0010161
[31 empty] | 1885.5227 | 0 | 1885.5128 | 0.0010002
[31 empty] | 1885.6969 | 0 | 1885.687 | 0.00097951
[31 empty] | 1885.8711 | 0 | 1885.8612 | 0.00095727
[31 empty] | 1886.0454 | 0 | 1886.0355 | 0.00093423
[31 empty] | 1886.2196 | 0 | 1886.2097 | 0.00091119
[31 empty] | 1886.3939 | 0 | 1886.384 | 0.00089054
[31 empty] | 1886.5684 | 0 | 1886.5585 | 0.00087465
[31 empty] | 1886.7427 | 0 | 1886.7328 | 0.00086273
[31 empty] | 1886.9171 | 0 | 1886.9072 | 0.00085797
[31 empty] | 1887.0916 | 0 | 1887.0817 | 0.00085797
[31 empty] | 1887.266 | 0 | 1887.2561 | 0.00086273
[31 empty] | 1887.4406 | 0 | 1887.4307 | 0.00087147
[31 empty] | 1887.615 | 0 | 1887.6051 | 0.0008818
[31 empty] | 1887.7897 | 0 | 1887.7797 | 0.00089292
[31 empty] | 1887.9642 | 0 | 1887.9543 | 0.00090245
[31 empty] | 1888.1388 | 0 | 1888.1289 | 0.0009096
[31 empty] | 1888.3135 | 0 | 1888.3036 | 0.00091516
[31 empty] | 1888.4882 | 0 | 1888.4783 | 0.00091914
[31 empty] | 1888.663 | 0 | 1888.6531 | 0.00092231
[31 empty] | 1888.8378 | 0 | 1888.8278 | 0.0009247
[31 empty] | 1889.0124 | 0 | 1889.0026 | 0.00092867
[31 empty] | 1889.1874 | 0 | 1889.1774 | 0.00093423
[31 empty] | 1889.3622 | 0 | 1889.3523 | 0.00094058
[31 empty] | 1889.5371 | 0 | 1889.5272 | 0.00094932
[31 empty] | 1889.712 | 0 | 1889.7022 | 0.00095886
[31 empty] | 1889.887 | 0 | 1889.8771 | 0.00096918
[31 empty] | 1890.062 | 0 | 1890.052 | 0.00097951
[31 empty] | 1890.2369 | 0 | 1890.227 | 0.00099063
[31 empty] | 1890.412 | 0 | 1890.4021 | 0.0010002
[31 empty] | 1890.5872 | 0 | 1890.5772 | 0.0010089
[31 empty] | 1890.7622 | 0 | 1890.7523 | 0.0010153
[31 empty] | 1890.9374 | 0 | 1890.9275 | 0.0010192
[31 empty] | 1891.1126 | 0 | 1891.1027 | 0.0010184
[31 empty] | 1891.2878 | 0 | 1891.2778 | 0.0010137
[31 empty] | 1891.463 | 0 | 1891.4531 | 0.0010049
[31 empty] | 1891.6383 | 0 | 1891.6284 | 0.00099143
[31 empty] | 1891.8136 | 0 | 1891.8037 | 0.00097474
[31 empty] | 1891.989 | 0 | 1891.979 | 0.00095568
[31 empty] | 1892.1643 | 0 | 1892.1544 | 0.00093582
[31 empty] | 1892.3397 | 0 | 1892.3298 | 0.00091675
[31 empty] | 1892.5153 | 0 | 1892.5052 | 0.00089848
[31 empty] | 1892.6907 | 0 | 1892.6808 | 0.00088418
[31 empty] | 1892.8662 | 0 | 1892.8563 | 0.00087227
[31 empty] | 1893.0418 | 0 | 1893.0319 | 0.00086591
[31 empty] | 1893.2173 | 0 | 1893.2074 | 0.00086273
[31 empty] | 1893.3929 | 0 | 1893.3829 | 0.00086432
[31 empty] | 1893.5686 | 0 | 1893.5586 | 0.00086988
[31 empty] | 1893.7443 | 0 | 1893.7342 | 0.00087862
[31 empty] | 1893.9199 | 0 | 1893.91 | 0.00088974
[31 empty] | 1894.0957 | 0 | 1894.0857 | 0.00090245
[31 empty] | 1894.2715 | 0 | 1894.2615 | 0.00091596
[31 empty] | 1894.4473 | 0 | 1894.4373 | 0.00092867
[31 empty] | 1894.623 | 0 | 1894.6132 | 0.00093979
[31 empty] | 1894.799 | 0 | 1894.7891 | 0.00094932
[31 empty] | 1894.9749 | 0 | 1894.965 | 0.00095727
[31 empty] | 1895.1508 | 0 | 1895.1409 | 0.00096283
[31 empty] | 1895.3268 | 0 | 1895.3168 | 0.00096759
[31 empty] | 1895.5028 | 0 | 1895.4928 | 0.00097157
[31 empty] | 1895.6788 | 0 | 1895.6688 | 0.00097474
[31 empty] | 1895.8549 | 0 | 1895.8448 | 0.00097713
[31 empty] | 1896.0309 | 0 | 1896.021 | 0.00097872
[31 empty] | 1896.207 | 0 | 1896.1971 | 0.00097792
[31 empty] | 1896.3832 | 0 | 1896.3733 | 0.00097474
[31 empty] | 1896.5594 | 0 | 1896.5494 | 0.0009668
[31 empty] | 1896.7356 | 0 | 1896.7257 | 0.00095568
[31 empty] | 1896.9119 | 0 | 1896.902 | 0.00094138
[31 empty] | 1897.0883 | 0 | 1897.0783 | 0.0009247
[31 empty] | 1897.2645 | 0 | 1897.2546 | 0.00090722
[31 empty] | 1897.4409 | 0 | 1897.4309 | 0.00089054
[31 empty] | 1897.6173 | 0 | 1897.6073 | 0.00087624
[31 empty] | 1897.7937 | 0 | 1897.7838 | 0.00086512
[31 empty] | 1897.9702 | 0 | 1897.9602 | 0.00085797
[31 empty] | 1898.1466 | 0 | 1898.1367 | 0.0008532
[31 empty] | 1898.3231 | 0 | 1898.3132 | 0.00085161
[31 empty] | 1898.4998 | 0 | 1898.4897 | 0.00085161
[31 empty] | 1898.6763 | 0 | 1898.6664 | 0.0008524
[31 empty] | 1898.8529 | 0 | 1898.843 | 0.00085479
[31 empty] | 1899.0295 | 0 | 1899.0196 | 0.00085717
[31 empty] | 1899.2063 | 0 | 1899.1963 | 0.00086035
[31 empty] | 1899.3831 | 0 | 1899.373 | 0.00086353
[31 empty] | 1899.5598 | 0 | 1899.5498 | 0.0008667
[31 empty] | 1899.7366 | 0 | 1899.7266 | 0.00086988
[31 empty] | 1899.9133 | 0 | 1899.9034 | 0.00087385
[31 empty] | 1900.0902 | 0 | 1900.0802 | 0.00087862
[31 empty] | 1900.2671 | 0 | 1900.2571 | 0.00088339
[31 empty] | 1900.444 | 0 | 1900.4341 | 0.00088815
[31 empty] | 1900.621 | 0 | 1900.611 | 0.00089451
[31 empty] | 1900.798 | 0 | 1900.788 | 0.00090166
[31 empty] | 1900.975 | 0 | 1900.965 | 0.00090881
[31 empty] | 1901.152 | 0 | 1901.1421 | 0.00091755
[31 empty] | 1901.3291 | 0 | 1901.3191 | 0.00092629
[31 empty] | 1901.5062 | 0 | 1901.4962 | 0.00093502
[31 empty] | 1901.6834 | 0 | 1901.6733 | 0.00094297
[31 empty] | 1901.8606 | 0 | 1901.8506 | 0.00094932
[31 empty] | 1902.0377 | 0 | 1902.0278 | 0.0009533
[31 empty] | 1902.215 | 0 | 1902.2051 | 0.00095568
[31 empty] | 1902.3923 | 0 | 1902.3823 | 0.00095488
[31 empty] | 1902.5696 | 0 | 1902.5596 | 0.0009525
[31 empty] | 1902.7469 | 0 | 1902.7369 | 0.00094773
[31 empty] | 1902.9243 | 0 | 1902.9143 | 0.00094217
[31 empty] | 1903.1017 | 0 | 1903.0918 | 0.00093502
[31 empty] | 1903.2792 | 0 | 1903.2692 | 0.00092629
[31 empty] | 1903.4567 | 0 | 1903.4467 | 0.00091675
[31 empty] | 1903.6342 | 0 | 1903.6242 | 0.00090563
[31 empty] | 1903.8118 | 0 | 1903.8018 | 0.00089451
[31 empty] | 1903.9893 | 0 | 1903.9793 | 0.00088418
[31 empty] | 1904.1669 | 0 | 1904.1569 | 0.00087544
[31 empty] | 1904.3445 | 0 | 1904.3346 | 0.00086909
[31 empty] | 1904.5222 | 0 | 1904.5122 | 0.0008667
[31 empty] | 1904.6999 | 0 | 1904.6899 | 0.00086829
[31 empty] | 1904.8777 | 0 | 1904.8677 | 0.00087465
[31 empty] | 1905.0554 | 0 | 1905.0454 | 0.00088418
[31 empty] | 1905.2333 | 0 | 1905.2233 | 0.00089769
[31 empty] | 1905.4111 | 0 | 1905.4011 | 0.00091357
[31 empty] | 1905.589 | 0 | 1905.579 | 0.00093105
[31 empty] | 1905.7668 | 0 | 1905.757 | 0.00094853
[31 empty] | 1905.9448 | 0 | 1905.9348 | 0.00096442
[31 empty] | 1906.1228 | 0 | 1906.1128 | 0.00097792
[31 empty] | 1906.3008 | 0 | 1906.2908 | 0.00098825
[31 empty] | 1906.4789 | 0 | 1906.4689 | 0.0009946
[31 empty] | 1906.657 | 0 | 1906.647 | 0.00099699
[31 empty] | 1906.8351 | 0 | 1906.8251 | 0.00099619
[31 empty] | 1907.0132 | 0 | 1907.0032 | 0.00099222
[31 empty] | 1907.1914 | 0 | 1907.1814 | 0.00098666
[31 empty] | 1907.3696 | 0 | 1907.3596 | 0.00097951
[31 empty] | 1907.5478 | 0 | 1907.5378 | 0.00097316
[31 empty] | 1907.7261 | 0 | 1907.7161 | 0.00096601
[31 empty] | 1907.9044 | 0 | 1907.8944 | 0.00095965
[31 empty] | 1908.0828 | 0 | 1908.0728 | 0.00095409
[31 empty] | 1908.2611 | 0 | 1908.2511 | 0.00095012
[31 empty] | 1908.4396 | 0 | 1908.4296 | 0.00094615
[31 empty] | 1908.6179 | 0 | 1908.6079 | 0.00094217
[31 empty] | 1908.7964 | 0 | 1908.7865 | 0.0009382
[31 empty] | 1908.975 | 0 | 1908.965 | 0.00093343
[31 empty] | 1909.1534 | 0 | 1909.1434 | 0.00092787
[31 empty] | 1909.332 | 0 | 1909.322 | 0.00092231
[31 empty] | 1909.5106 | 0 | 1909.5007 | 0.00091516
[31 empty] | 1909.6893 | 0 | 1909.6793 | 0.00090881
[31 empty] | 1909.868 | 0 | 1909.858 | 0.00090404
[31 empty] | 1910.0467 | 0 | 1910.0367 | 0.00090166
[31 empty] | 1910.2255 | 0 | 1910.2154 | 0.00090086
[31 empty] | 1910.4042 | 0 | 1910.3942 | 0.00090245
[31 empty] | 1910.583 | 0 | 1910.573 | 0.00090484
[31 empty] | 1910.7618 | 0 | 1910.7518 | 0.00090722
[31 empty] | 1910.9408 | 0 | 1910.9308 | 0.00090801
[31 empty] | 1911.1196 | 0 | 1911.1096 | 0.00090642
[31 empty] | 1911.2986 | 0 | 1911.2886 | 0.00090245
[31 empty] | 1911.4775 | 0 | 1911.4675 | 0.0008953
[31 empty] | 1911.6566 | 0 | 1911.6466 | 0.00088656
[31 empty] | 1911.8357 | 0 | 1911.8257 | 0.00087862
[31 empty] | 1912.0148 | 0 | 1912.0048 | 0.00087068
[31 empty] | 1912.1939 | 0 | 1912.1838 | 0.00086591
[31 empty] | 1912.3729 | 0 | 1912.3629 | 0.00086432
[31 empty] | 1912.5521 | 0 | 1912.5421 | 0.00086591
[31 empty] | 1912.7313 | 0 | 1912.7213 | 0.00087068
[31 empty] | 1912.9106 | 0 | 1912.9006 | 0.00087703
[31 empty] | 1913.0898 | 0 | 1913.0798 | 0.00088418
[31 empty] | 1913.2692 | 0 | 1913.2592 | 0.00089133
[31 empty] | 1913.4486 | 0 | 1913.4385 | 0.00089928
[31 empty] | 1913.6279 | 0 | 1913.6179 | 0.00090563
[31 empty] | 1913.8074 | 0 | 1913.7974 | 0.00091278
[31 empty] | 1913.9868 | 0 | 1913.9768 | 0.00091914
[31 empty] | 1914.1663 | 0 | 1914.1562 | 0.00092629
[31 empty] | 1914.3458 | 0 | 1914.3358 | 0.00093423
[31 empty] | 1914.5254 | 0 | 1914.5153 | 0.00094138
[31 empty] | 1914.705 | 0 | 1914.695 | 0.00095012
[31 empty] | 1914.8845 | 0 | 1914.8745 | 0.00095806
[31 empty] | 1915.0642 | 0 | 1915.0542 | 0.00096601
[31 empty] | 1915.2439 | 0 | 1915.2339 | 0.00097395
[31 empty] | 1915.4236 | 0 | 1915.4136 | 0.00098031
[31 empty] | 1915.6034 | 0 | 1915.5933 | 0.00098507
[31 empty] | 1915.7831 | 0 | 1915.7731 | 0.00098666
[31 empty] | 1915.9629 | 0 | 1915.9529 | 0.00098507
[31 empty] | 1916.1428 | 0 | 1916.1328 | 0.00098031
[31 empty] | 1916.3226 | 0 | 1916.3126 | 0.00097157
[31 empty] | 1916.5026 | 0 | 1916.4925 | 0.00095965
[31 empty] | 1916.6825 | 0 | 1916.6725 | 0.00094615
[31 empty] | 1916.8626 | 0 | 1916.8525 | 0.00093105
[31 empty] | 1917.0426 | 0 | 1917.0325 | 0.00091596
[31 empty] | 1917.2227 | 0 | 1917.2125 | 0.00090245
[31 empty] | 1917.4027 | 0 | 1917.3927 | 0.00089133
[31 empty] | 1917.5828 | 0 | 1917.5728 | 0.0008818
[31 empty] | 1917.7629 | 0 | 1917.7529 | 0.00087544
[31 empty] | 1917.9431 | 0 | 1917.9331 | 0.00087068
[31 empty] | 1918.1234 | 0 | 1918.1134 | 0.00086909
[31 empty] | 1918.3036 | 0 | 1918.2936 | 0.00086829
[31 empty] | 1918.4839 | 0 | 1918.4739 | 0.00087068
[31 empty] | 1918.6643 | 0 | 1918.6542 | 0.00087385
[31 empty] | 1918.8446 | 0 | 1918.8346 | 0.00087862
[31 empty] | 1919.025 | 0 | 1919.015 | 0.00088498
[31 empty] | 1919.2054 | 0 | 1919.1954 | 0.00089133
[31 empty] | 1919.3859 | 0 | 1919.3758 | 0.00089769
[31 empty] | 1919.5664 | 0 | 1919.5564 | 0.00090484
[31 empty] | 1919.7469 | 0 | 1919.7369 | 0.0009104
[31 empty] | 1919.9275 | 0 | 1919.9175 | 0.00091675
[31 empty] | 1920.108 | 0 | 1920.098 | 0.00092231
[31 empty] | 1920.2887 | 0 | 1920.2787 | 0.00092787
[31 empty] | 1920.4694 | 0 | 1920.4594 | 0.00093264
[31 empty] | 1920.6501 | 0 | 1920.64 | 0.00093741
[31 empty] | 1920.8308 | 0 | 1920.8208 | 0.00094058
[31 empty] | 1921.0116 | 0 | 1921.0016 | 0.00094376
[31 empty] | 1921.1924 | 0 | 1921.1824 | 0.00094615
[31 empty] | 1921.3732 | 0 | 1921.3632 | 0.00094773
[31 empty] | 1921.5541 | 0 | 1921.5441 | 0.00094932
[31 empty] | 1921.735 | 0 | 1921.725 | 0.00094932
[31 empty] | 1921.9159 | 0 | 1921.9059 | 0.00094932
[31 empty] | 1922.0969 | 0 | 1922.0868 | 0.00094932
[31 empty] | 1922.2779 | 0 | 1922.2678 | 0.00094932
[31 empty] | 1922.459 | 0 | 1922.4488 | 0.00094853
[31 empty] | 1922.64 | 0 | 1922.63 | 0.00094853
[31 empty] | 1922.8212 | 0 | 1922.811 | 0.00094853
[31 empty] | 1923.0023 | 0 | 1922.9922 | 0.00094932
[31 empty] | 1923.1835 | 0 | 1923.1733 | 0.00095012
[31 empty] | 1923.3646 | 0 | 1923.3546 | 0.00095171
[31 empty] | 1923.5459 | 0 | 1923.5359 | 0.0009533
[31 empty] | 1923.7272 | 0 | 1923.7172 | 0.00095409
[31 empty] | 1923.9084 | 0 | 1923.8984 | 0.00095488
[31 empty] | 1924.0898 | 0 | 1924.0798 | 0.00095568
[31 empty] | 1924.2712 | 0 | 1924.2611 | 0.00095647
[31 empty] | 1924.4526 | 0 | 1924.4426 | 0.00095647
[31 empty] | 1924.634 | 0 | 1924.624 | 0.00095568
[31 empty] | 1924.8156 | 0 | 1924.8055 | 0.00095409
[31 empty] | 1924.9971 | 0 | 1924.9871 | 0.00095091
[31 empty] | 1925.1786 | 0 | 1925.1686 | 0.00094615
[31 empty] | 1925.3602 | 0 | 1925.3501 | 0.00094058
[31 empty] | 1925.5419 | 0 | 1925.5317 | 0.00093185
[31 empty] | 1925.7235 | 0 | 1925.7134 | 0.00092231
[31 empty] | 1925.9052 | 0 | 1925.8951 | 0.00091119
[31 empty] | 1926.0869 | 0 | 1926.0768 | 0.00089928
[31 empty] | 1926.2687 | 0 | 1926.2585 | 0.00088656
[31 empty] | 1926.4504 | 0 | 1926.4404 | 0.00087385
[31 empty] | 1926.6323 | 0 | 1926.6222 | 0.00086273
[31 empty] | 1926.8142 | 0 | 1926.8041 | 0.00085399
[31 empty] | 1926.9961 | 0 | 1926.986 | 0.00084764
[31 empty] | 1927.178 | 0 | 1927.1679 | 0.00084446
[31 empty] | 1927.36 | 0 | 1927.3499 | 0.00084446
[31 empty] | 1927.542 | 0 | 1927.5319 | 0.00084684
[31 empty] | 1927.724 | 0 | 1927.7139 | 0.0008524
[31 empty] | 1927.906 | 0 | 1927.896 | 0.00085955
[31 empty] | 1928.0881 | 0 | 1928.078 | 0.0008675
[31 empty] | 1928.2703 | 0 | 1928.2601 | 0.00087624
[31 empty] | 1928.4524 | 0 | 1928.4424 | 0.00088339
[31 empty] | 1928.6346 | 0 | 1928.6245 | 0.00088974
[31 empty] | 1928.8169 | 0 | 1928.8068 | 0.0008953
[31 empty] | 1928.9992 | 0 | 1928.989 | 0.00089848
[31 empty] | 1929.1815 | 0 | 1929.1714 | 0.00089928
[31 empty] | 1929.3638 | 0 | 1929.3538 | 0.00089769
[31 empty] | 1929.5461 | 0 | 1929.5361 | 0.00089371
[31 empty] | 1929.7286 | 0 | 1929.7185 | 0.00088815
[31 empty] | 1929.911 | 0 | 1929.901 | 0.00088021
[31 empty] | 1930.0935 | 0 | 1930.0834 | 0.00087147
[31 empty] | 1930.276 | 0 | 1930.266 | 0.00086353
[31 empty] | 1930.4586 | 0 | 1930.4485 | 0.00085876
[31 empty] | 1930.6411 | 0 | 1930.6311 | 0.00085638
[31 empty] | 1930.8238 | 0 | 1930.8137 | 0.00085876
[31 empty] | 1931.0065 | 0 | 1930.9963 | 0.00086512
[31 empty] | 1931.1891 | 0 | 1931.1791 | 0.00087544
[31 empty] | 1931.3718 | 0 | 1931.3617 | 0.00088656
[31 empty] | 1931.5546 | 0 | 1931.5446 | 0.00089928
[31 empty] | 1931.7374 | 0 | 1931.7273 | 0.00091119
[31 empty] | 1931.9203 | 0 | 1931.9102 | 0.00092072
[31 empty] | 1932.103 | 0 | 1932.093 | 0.00092867
[31 empty] | 1932.286 | 0 | 1932.2759 | 0.00093343
[31 empty] | 1932.4689 | 0 | 1932.4589 | 0.00093582
[31 empty] | 1932.6519 | 0 | 1932.6417 | 0.00093661
[31 empty] | 1932.8348 | 0 | 1932.8248 | 0.00093582
[31 empty] | 1933.0179 | 0 | 1933.0078 | 0.00093502
[31 empty] | 1933.2009 | 0 | 1933.1909 | 0.00093423
[31 empty] | 1933.384 | 0 | 1933.374 | 0.00093423
[31 empty] | 1933.5673 | 0 | 1933.5571 | 0.00093582
[31 empty] | 1933.7504 | 0 | 1933.7402 | 0.0009382
[31 empty] | 1933.9336 | 0 | 1933.9235 | 0.00094058
[31 empty] | 1934.1168 | 0 | 1934.1067 | 0.00094217
[31 empty] | 1934.3002 | 0 | 1934.29 | 0.00094217
[31 empty] | 1934.4834 | 0 | 1934.4733 | 0.00094058
[31 empty] | 1934.6668 | 0 | 1934.6566 | 0.00093661
[31 empty] | 1934.8501 | 0 | 1934.8401 | 0.00093105
[31 empty] | 1935.0336 | 0 | 1935.0234 | 0.00092549
[31 empty] | 1935.217 | 0 | 1935.2069 | 0.00092072
[31 empty] | 1935.4005 | 0 | 1935.3904 | 0.00091755
[31 empty] | 1935.584 | 0 | 1935.5738 | 0.00091755
[31 empty] | 1935.7676 | 0 | 1935.7575 | 0.00091993
[31 empty] | 1935.9512 | 0 | 1935.941 | 0.00092549
[31 empty] | 1936.1348 | 0 | 1936.1246 | 0.00093185
[31 empty] | 1936.3185 | 0 | 1936.3084 | 0.0009382
[31 empty] | 1936.5022 | 0 | 1936.4921 | 0.00094456
[31 empty] | 1936.6859 | 0 | 1936.6758 | 0.00094853
[31 empty] | 1936.8696 | 0 | 1936.8595 | 0.00094932
[31 empty] | 1937.0535 | 0 | 1937.0433 | 0.00094853
[31 empty] | 1937.2373 | 0 | 1937.2272 | 0.00094376
[31 empty] | 1937.4211 | 0 | 1937.411 | 0.00093661
[31 empty] | 1937.6051 | 0 | 1937.595 | 0.00092787
[31 empty] | 1937.7889 | 0 | 1937.7788 | 0.00091596
[31 empty] | 1937.9729 | 0 | 1937.9628 | 0.00090404
[31 empty] | 1938.157 | 0 | 1938.1469 | 0.00089133
[31 empty] | 1938.3411 | 0 | 1938.3309 | 0.00088021
[31 empty] | 1938.525 | 0 | 1938.5149 | 0.00087068
[31 empty] | 1938.7092 | 0 | 1938.6991 | 0.00086432
[31 empty] | 1938.8933 | 0 | 1938.8832 | 0.00086035
[31 empty] | 1939.0775 | 0 | 1939.0674 | 0.00085876
[31 empty] | 1939.2617 | 0 | 1939.2516 | 0.00085955
[31 empty] | 1939.446 | 0 | 1939.4359 | 0.00086194
[31 empty] | 1939.6302 | 0 | 1939.6201 | 0.00086512
[31 empty] | 1939.8146 | 0 | 1939.8044 | 0.0008675
[31 empty] | 1939.999 | 0 | 1939.9888 | 0.00086909
[31 empty] | 1940.1834 | 0 | 1940.1732 | 0.00086909
[31 empty] | 1940.3678 | 0 | 1940.3577 | 0.0008667
[31 empty] | 1940.5522 | 0 | 1940.5421 | 0.00086194
[31 empty] | 1940.7367 | 0 | 1940.7266 | 0.00085479
[31 empty] | 1940.9213 | 0 | 1940.9111 | 0.00084605
[31 empty] | 1941.1058 | 0 | 1941.0957 | 0.00083652
[31 empty] | 1941.2904 | 0 | 1941.2803 | 0.00082778
[31 empty] | 1941.4751 | 0 | 1941.465 | 0.00082222
[31 empty] | 1941.6598 | 0 | 1941.6497 | 0.00082063
[31 empty] | 1941.8445 | 0 | 1941.8344 | 0.00082301
[31 empty] | 1942.0292 | 0 | 1942.019 | 0.00082857
[31 empty] | 1942.214 | 0 | 1942.2039 | 0.00083731
[31 empty] | 1942.3988 | 0 | 1942.3887 | 0.00084764
[31 empty] | 1942.5836 | 0 | 1942.5735 | 0.00085876
[31 empty] | 1942.7686 | 0 | 1942.7584 | 0.00087147
[31 empty] | 1942.9535 | 0 | 1942.9434 | 0.00088498
[31 empty] | 1943.1384 | 0 | 1943.1283 | 0.00089848
[31 empty] | 1943.3234 | 0 | 1943.3132 | 0.00091278
[31 empty] | 1943.5084 | 0 | 1943.4983 | 0.00092708
[31 empty] | 1943.6935 | 0 | 1943.6834 | 0.00094058
[31 empty] | 1943.8785 | 0 | 1943.8684 | 0.0009533
[31 empty] | 1944.0637 | 0 | 1944.0536 | 0.00096362
[31 empty] | 1944.2489 | 0 | 1944.2388 | 0.00097316
[31 empty] | 1944.4341 | 0 | 1944.424 | 0.00098031
[31 empty] | 1944.6194 | 0 | 1944.6091 | 0.00098587
[31 empty] | 1944.8046 | 0 | 1944.7944 | 0.00098984
[31 empty] | 1944.9899 | 0 | 1944.9797 | 0.00099222
[31 empty] | 1945.1753 | 0 | 1945.165 | 0.00099302
[31 empty] | 1945.3606 | 0 | 1945.3505 | 0.00099143
[31 empty] | 1945.546 | 0 | 1945.5359 | 0.00098666
[31 empty] | 1945.7314 | 0 | 1945.7213 | 0.00098031
[31 empty] | 1945.917 | 0 | 1945.9069 | 0.00097316
[31 empty] | 1946.1025 | 0 | 1946.0923 | 0.00096521
[31 empty] | 1946.2881 | 0 | 1946.2778 | 0.00095806
[31 empty] | 1946.4736 | 0 | 1946.4635 | 0.0009525
[31 empty] | 1946.6593 | 0 | 1946.649 | 0.00095012
[31 empty] | 1946.845 | 0 | 1946.8347 | 0.00095091
[31 empty] | 1947.0306 | 0 | 1947.0205 | 0.00095409
[31 empty] | 1947.2163 | 0 | 1947.2062 | 0.00095886
[31 empty] | 1947.4021 | 0 | 1947.392 | 0.00096442
[31 empty] | 1947.5879 | 0 | 1947.5778 | 0.00096998
[31 empty] | 1947.7738 | 0 | 1947.7635 | 0.00097474
[31 empty] | 1947.9596 | 0 | 1947.9495 | 0.00097872
[31 empty] | 1948.1455 | 0 | 1948.1354 | 0.00098189
[31 empty] | 1948.3315 | 0 | 1948.3213 | 0.00098348
[31 empty] | 1948.5175 | 0 | 1948.5073 | 0.00098348
[31 empty] | 1948.7035 | 0 | 1948.6934 | 0.0009811
[31 empty] | 1948.8895 | 0 | 1948.8794 | 0.00097554
[31 empty] | 1949.0757 | 0 | 1949.0654 | 0.00096839
[31 empty] | 1949.2617 | 0 | 1949.2516 | 0.00095886
[31 empty] | 1949.4479 | 0 | 1949.4377 | 0.00094773
[31 empty] | 1949.6342 | 0 | 1949.6239 | 0.00093502
[31 empty] | 1949.8203 | 0 | 1949.8102 | 0.00092152
[31 empty] | 1950.0066 | 0 | 1949.9965 | 0.00090801
[31 empty] | 1950.1929 | 0 | 1950.1827 | 0.0008953
[31 empty] | 1950.3793 | 0 | 1950.369 | 0.00088259
[31 empty] | 1950.5656 | 0 | 1950.5554 | 0.00087068
[31 empty] | 1950.7521 | 0 | 1950.7418 | 0.00086114
[31 empty] | 1950.9385 | 0 | 1950.9282 | 0.0008532
[31 empty] | 1951.125 | 0 | 1951.1147 | 0.00084843
[31 empty] | 1951.3114 | 0 | 1951.3013 | 0.00084605
[31 empty] | 1951.498 | 0 | 1951.4878 | 0.00084764
[31 empty] | 1951.6846 | 0 | 1951.6744 | 0.00085082
[31 empty] | 1951.8712 | 0 | 1951.861 | 0.00085717
[31 empty] | 1952.0579 | 0 | 1952.0477 | 0.00086432
[31 empty] | 1952.2445 | 0 | 1952.2344 | 0.00087227
[31 empty] | 1952.4313 | 0 | 1952.4211 | 0.00087941
[31 empty] | 1952.618 | 0 | 1952.6079 | 0.00088577
[31 empty] | 1952.8048 | 0 | 1952.7947 | 0.00088974
[31 empty] | 1952.9917 | 0 | 1952.9814 | 0.00089133
[31 empty] | 1953.1786 | 0 | 1953.1683 | 0.00089133
[31 empty] | 1953.3655 | 0 | 1953.3552 | 0.00088815
[31 empty] | 1953.5524 | 0 | 1953.5422 | 0.00088339
[31 empty] | 1953.7394 | 0 | 1953.7293 | 0.00087862
[31 empty] | 1953.9264 | 0 | 1953.9163 | 0.00087385
[31 empty] | 1954.1134 | 0 | 1954.1033 | 0.00086988
[31 empty] | 1954.3005 | 0 | 1954.2903 | 0.00086829
[31 empty] | 1954.4877 | 0 | 1954.4774 | 0.00086829
[31 empty] | 1954.6748 | 0 | 1954.6647 | 0.00087068
[31 empty] | 1954.8621 | 0 | 1954.8518 | 0.00087385
[31 empty] | 1955.0492 | 0 | 1955.0391 | 0.00087862
[31 empty] | 1955.2365 | 0 | 1955.2263 | 0.00088259
[31 empty] | 1955.4238 | 0 | 1955.4136 | 0.00088498
[31 empty] | 1955.6111 | 0 | 1955.601 | 0.00088656
[31 empty] | 1955.7985 | 0 | 1955.7883 | 0.00088656
[31 empty] | 1955.986 | 0 | 1955.9757 | 0.00088418
[31 empty] | 1956.1733 | 0 | 1956.1632 | 0.00087941
[31 empty] | 1956.3608 | 0 | 1956.3506 | 0.00087227
[31 empty] | 1956.5483 | 0 | 1956.5382 | 0.00086273
[31 empty] | 1956.736 | 0 | 1956.7257 | 0.00085082
[31 empty] | 1956.9235 | 0 | 1956.9133 | 0.00083811
[31 empty] | 1957.1111 | 0 | 1957.101 | 0.00082381
[31 empty] | 1957.2988 | 0 | 1957.2886 | 0.0008111
[31 empty] | 1957.4865 | 0 | 1957.4763 | 0.00079997
[31 empty] | 1957.6742 | 0 | 1957.6641 | 0.00079203
[31 empty] | 1957.8619 | 0 | 1957.8518 | 0.00078726
[31 empty] | 1958.0498 | 0 | 1958.0395 | 0.00078647
[31 empty] | 1958.2377 | 0 | 1958.2274 | 0.00078965
[31 empty] | 1958.4255 | 0 | 1958.4153 | 0.000796
[31 empty] | 1958.6134 | 0 | 1958.6031 | 0.00080633
[31 empty] | 1958.8014 | 0 | 1958.7911 | 0.00081825
[31 empty] | 1958.9894 | 0 | 1958.9791 | 0.00083096
[31 empty] | 1959.1774 | 0 | 1959.1671 | 0.00084287
[31 empty] | 1959.3655 | 0 | 1959.3552 | 0.0008524
[31 empty] | 1959.5536 | 0 | 1959.5433 | 0.00085955
[31 empty] | 1959.7417 | 0 | 1959.7314 | 0.00086273
[31 empty] | 1959.9298 | 0 | 1959.9196 | 0.00086273
[31 empty] | 1960.118 | 0 | 1960.1078 | 0.00085876
[31 empty] | 1960.3063 | 0 | 1960.296 | 0.00085161
[31 empty] | 1960.4945 | 0 | 1960.4842 | 0.00084208
[31 empty] | 1960.6829 | 0 | 1960.6726 | 0.00083254
[31 empty] | 1960.8712 | 0 | 1960.861 | 0.0008246
[31 empty] | 1961.0596 | 0 | 1961.0493 | 0.00081825
[31 empty] | 1961.248 | 0 | 1961.2378 | 0.00081586
[31 empty] | 1961.4364 | 0 | 1961.4263 | 0.00081825
[31 empty] | 1961.625 | 0 | 1961.6147 | 0.00082381
[31 empty] | 1961.8135 | 0 | 1961.8032 | 0.00083334
[31 empty] | 1962.0021 | 0 | 1961.9918 | 0.00084526
[31 empty] | 1962.1907 | 0 | 1962.1804 | 0.00085876
[31 empty] | 1962.3793 | 0 | 1962.369 | 0.00087147
[31 empty] | 1962.568 | 0 | 1962.5577 | 0.00088259
[31 empty] | 1962.7566 | 0 | 1962.7465 | 0.00089292
[31 empty] | 1962.9454 | 0 | 1962.9352 | 0.00090086
[31 empty] | 1963.1342 | 0 | 1963.1239 | 0.00090722
[31 empty] | 1963.323 | 0 | 1963.3127 | 0.00091119
[31 empty] | 1963.5118 | 0 | 1963.5016 | 0.00091437
[31 empty] | 1963.7007 | 0 | 1963.6904 | 0.00091596
[31 empty] | 1963.8897 | 0 | 1963.8794 | 0.00091675
[31 empty] | 1964.0786 | 0 | 1964.0684 | 0.00091675
[31 empty] | 1964.2676 | 0 | 1964.2573 | 0.00091675
[31 empty] | 1964.4567 | 0 | 1964.4464 | 0.00091675
[31 empty] | 1964.6457 | 0 | 1964.6355 | 0.00091834
[31 empty] | 1964.8348 | 0 | 1964.8246 | 0.00092072
[31 empty] | 1965.0239 | 0 | 1965.0137 | 0.0009239
[31 empty] | 1965.2131 | 0 | 1965.2029 | 0.00092708
[31 empty] | 1965.4023 | 0 | 1965.3921 | 0.00092946
[31 empty] | 1965.5917 | 0 | 1965.5814 | 0.00093026
[31 empty] | 1965.7809 | 0 | 1965.7706 | 0.00092708
[31 empty] | 1965.9702 | 0 | 1965.96 | 0.00092072
[31 empty] | 1966.1597 | 0 | 1966.1494 | 0.0009104
[31 empty] | 1966.349 | 0 | 1966.3387 | 0.00089689
[31 empty] | 1966.5385 | 0 | 1966.5282 | 0.00088021
[31 empty] | 1966.7279 | 0 | 1966.7177 | 0.00086194
[31 empty] | 1966.9175 | 0 | 1966.9072 | 0.00084446
[31 empty] | 1967.1069 | 0 | 1967.0967 | 0.00082937
[31 empty] | 1967.2965 | 0 | 1967.2863 | 0.00081825
[31 empty] | 1967.4862 | 0 | 1967.476 | 0.00081268
[31 empty] | 1967.6758 | 0 | 1967.6655 | 0.00081268
[31 empty] | 1967.8655 | 0 | 1967.8552 | 0.00081825
[31 empty] | 1968.0553 | 0 | 1968.045 | 0.00082857
[31 empty] | 1968.245 | 0 | 1968.2347 | 0.00084208
[31 empty] | 1968.4348 | 0 | 1968.4246 | 0.00085638
[31 empty] | 1968.6246 | 0 | 1968.6144 | 0.00087068
[31 empty] | 1968.8146 | 0 | 1968.8043 | 0.00088339
[31 empty] | 1969.0044 | 0 | 1968.9941 | 0.00089292
[31 empty] | 1969.1945 | 0 | 1969.1841 | 0.00090007
[31 empty] | 1969.3844 | 0 | 1969.3742 | 0.00090404
[31 empty] | 1969.5745 | 0 | 1969.5641 | 0.00090563
[31 empty] | 1969.7644 | 0 | 1969.7541 | 0.00090404
[31 empty] | 1969.9546 | 0 | 1969.9443 | 0.00090086
[31 empty] | 1970.1446 | 0 | 1970.1344 | 0.0008953
[31 empty] | 1970.3348 | 0 | 1970.3246 | 0.00088895
[31 empty] | 1970.525 | 0 | 1970.5148 | 0.00088259
[31 empty] | 1970.7153 | 0 | 1970.7051 | 0.00087544
[31 empty] | 1970.9056 | 0 | 1970.8953 | 0.00086909
[31 empty] | 1971.0959 | 0 | 1971.0856 | 0.00086273
[31 empty] | 1971.2863 | 0 | 1971.276 | 0.00085717
[31 empty] | 1971.4767 | 0 | 1971.4663 | 0.00085082
[31 empty] | 1971.6671 | 0 | 1971.6567 | 0.00084446
[31 empty] | 1971.8575 | 0 | 1971.8473 | 0.0008389
[31 empty] | 1972.048 | 0 | 1972.0377 | 0.00083334
[31 empty] | 1972.2385 | 0 | 1972.2283 | 0.00083016
[31 empty] | 1972.4291 | 0 | 1972.4188 | 0.00082857
[31 empty] | 1972.6198 | 0 | 1972.6095 | 0.00083016
[31 empty] | 1972.8104 | 0 | 1972.8001 | 0.00083572
[31 empty] | 1973.0011 | 0 | 1972.9908 | 0.00084446
[31 empty] | 1973.1918 | 0 | 1973.1815 | 0.00085479
[31 empty] | 1973.3826 | 0 | 1973.3723 | 0.00086591
[31 empty] | 1973.5734 | 0 | 1973.5631 | 0.00087624
[31 empty] | 1973.7642 | 0 | 1973.7539 | 0.00088418
[31 empty] | 1973.9551 | 0 | 1973.9447 | 0.00088895
[31 empty] | 1974.146 | 0 | 1974.1356 | 0.00089054
[31 empty] | 1974.3369 | 0 | 1974.3265 | 0.00088895
[31 empty] | 1974.5278 | 0 | 1974.5176 | 0.00088577
[31 empty] | 1974.7189 | 0 | 1974.7086 | 0.00088259
[31 empty] | 1974.9099 | 0 | 1974.8997 | 0.00087862
[31 empty] | 1975.1011 | 0 | 1975.0907 | 0.00087624
[31 empty] | 1975.2921 | 0 | 1975.2819 | 0.00087544
[31 empty] | 1975.4833 | 0 | 1975.473 | 0.00087624
[31 empty] | 1975.6746 | 0 | 1975.6642 | 0.00087862
[31 empty] | 1975.8657 | 0 | 1975.8555 | 0.00088259
[31 empty] | 1976.057 | 0 | 1976.0467 | 0.00088815
[31 empty] | 1976.2483 | 0 | 1976.238 | 0.00089371
[31 empty] | 1976.4397 | 0 | 1976.4294 | 0.00089928
[31 empty] | 1976.6311 | 0 | 1976.6207 | 0.00090484
[31 empty] | 1976.8225 | 0 | 1976.8123 | 0.0009096
[31 empty] | 1977.0139 | 0 | 1977.0037 | 0.00091357
[31 empty] | 1977.2054 | 0 | 1977.1952 | 0.00091675
[31 empty] | 1977.397 | 0 | 1977.3867 | 0.00091914
[31 empty] | 1977.5885 | 0 | 1977.5783 | 0.00092072
[31 empty] | 1977.7802 | 0 | 1977.7699 | 0.00092231
[31 empty] | 1977.9718 | 0 | 1977.9615 | 0.00092231
[31 empty] | 1978.1635 | 0 | 1978.1532 | 0.00092152
[31 empty] | 1978.3552 | 0 | 1978.3448 | 0.00091834
[31 empty] | 1978.547 | 0 | 1978.5366 | 0.00091278
[31 empty] | 1978.7388 | 0 | 1978.7285 | 0.00090484
[31 empty] | 1978.9305 | 0 | 1978.9203 | 0.0008953
[31 empty] | 1979.1224 | 0 | 1979.1122 | 0.00088418
[31 empty] | 1979.3143 | 0 | 1979.3041 | 0.00087227
[31 empty] | 1979.5064 | 0 | 1979.496 | 0.00086114
[31 empty] | 1979.6982 | 0 | 1979.688 | 0.0008524
[31 empty] | 1979.8903 | 0 | 1979.88 | 0.00084684
[31 empty] | 1980.0824 | 0 | 1980.072 | 0.00084605
[31 empty] | 1980.2744 | 0 | 1980.2642 | 0.00085161
[31 empty] | 1980.4666 | 0 | 1980.4563 | 0.00086353
[31 empty] | 1980.6588 | 0 | 1980.6484 | 0.0008818
[31 empty] | 1980.851 | 0 | 1980.8406 | 0.00090642
[31 empty] | 1981.0432 | 0 | 1981.0328 | 0.00093502
[31 empty] | 1981.2355 | 0 | 1981.2251 | 0.00096601
[31 empty] | 1981.4277 | 0 | 1981.4175 | 0.00099619
[31 empty] | 1981.6201 | 0 | 1981.6099 | 0.001024
[31 empty] | 1981.8125 | 0 | 1981.8022 | 0.0010454
[31 empty] | 1982.005 | 0 | 1981.9946 | 0.0010597
[31 empty] | 1982.1974 | 0 | 1982.1871 | 0.0010661
[31 empty] | 1982.3899 | 0 | 1982.3796 | 0.0010629
[31 empty] | 1982.5825 | 0 | 1982.5721 | 0.0010526
[31 empty] | 1982.775 | 0 | 1982.7648 | 0.0010359
[31 empty] | 1982.9677 | 0 | 1982.9573 | 0.0010129
[31 empty] | 1983.1603 | 0 | 1983.15 | 0.00098666
[31 empty] | 1983.353 | 0 | 1983.3427 | 0.00095886
[31 empty] | 1983.5458 | 0 | 1983.5354 | 0.00093105
[31 empty] | 1983.7385 | 0 | 1983.7281 | 0.00090563
[31 empty] | 1983.9313 | 0 | 1983.921 | 0.00088418
[31 empty] | 1984.1242 | 0 | 1984.1138 | 0.0008667
[31 empty] | 1984.317 | 0 | 1984.3066 | 0.00085399
[31 empty] | 1984.5099 | 0 | 1984.4996 | 0.00084684
[31 empty] | 1984.7029 | 0 | 1984.6925 | 0.00084287
[31 empty] | 1984.8959 | 0 | 1984.8855 | 0.00084367
[31 empty] | 1985.0889 | 0 | 1985.0786 | 0.00084684
[31 empty] | 1985.282 | 0 | 1985.2716 | 0.0008532
[31 empty] | 1985.4751 | 0 | 1985.4647 | 0.00086194
[31 empty] | 1985.6682 | 0 | 1985.6578 | 0.00087227
[31 empty] | 1985.8613 | 0 | 1985.8511 | 0.00088339
[31 empty] | 1986.0546 | 0 | 1986.0442 | 0.00089371
[31 empty] | 1986.2478 | 0 | 1986.2376 | 0.00090245
[31 empty] | 1986.4412 | 0 | 1986.4308 | 0.00090801
[31 empty] | 1986.6345 | 0 | 1986.6242 | 0.0009096
[31 empty] | 1986.8279 | 0 | 1986.8175 | 0.00090801
[31 empty] | 1987.0212 | 0 | 1987.0109 | 0.00090245
[31 empty] | 1987.2147 | 0 | 1987.2043 | 0.00089371
[31 empty] | 1987.4082 | 0 | 1987.3978 | 0.00088259
[31 empty] | 1987.6017 | 0 | 1987.5913 | 0.00087068
[31 empty] | 1987.7952 | 0 | 1987.7849 | 0.00085876
[31 empty] | 1987.9888 | 0 | 1987.9785 | 0.00084843
[31 empty] | 1988.1825 | 0 | 1988.1721 | 0.00084208
[31 empty] | 1988.3761 | 0 | 1988.3657 | 0.0008389
[31 empty] | 1988.5698 | 0 | 1988.5594 | 0.00084128
[31 empty] | 1988.7635 | 0 | 1988.7532 | 0.00084764
[31 empty] | 1988.9573 | 0 | 1988.947 | 0.00085876
[31 empty] | 1989.1511 | 0 | 1989.1408 | 0.00087227
[31 empty] | 1989.345 | 0 | 1989.3346 | 0.00088736
[31 empty] | 1989.5389 | 0 | 1989.5286 | 0.00090245
[31 empty] | 1989.7328 | 0 | 1989.7224 | 0.00091675
[31 empty] | 1989.9268 | 0 | 1989.9164 | 0.00092867
[31 empty] | 1990.1209 | 0 | 1990.1105 | 0.0009382
[31 empty] | 1990.3148 | 0 | 1990.3044 | 0.00094615
[31 empty] | 1990.5089 | 0 | 1990.4985 | 0.00095091
[31 empty] | 1990.703 | 0 | 1990.6927 | 0.0009533
[31 empty] | 1990.8972 | 0 | 1990.8868 | 0.0009533
[31 empty] | 1991.0914 | 0 | 1991.0811 | 0.00094932
[31 empty] | 1991.2856 | 0 | 1991.2753 | 0.00094138
[31 empty] | 1991.4799 | 0 | 1991.4696 | 0.00092946
[31 empty] | 1991.6742 | 0 | 1991.6638 | 0.00091437
[31 empty] | 1991.8685 | 0 | 1991.8582 | 0.00089769
[31 empty] | 1992.063 | 0 | 1992.0526 | 0.00088021
[31 empty] | 1992.2573 | 0 | 1992.2469 | 0.00086512
[31 empty] | 1992.4518 | 0 | 1992.4415 | 0.00085399
[31 empty] | 1992.6464 | 0 | 1992.636 | 0.00084843
[31 empty] | 1992.8408 | 0 | 1992.8304 | 0.00085082
[31 empty] | 1993.0354 | 0 | 1993.025 | 0.00086035
[31 empty] | 1993.2301 | 0 | 1993.2197 | 0.00087465
[31 empty] | 1993.4247 | 0 | 1993.4143 | 0.00089213
[31 empty] | 1993.6194 | 0 | 1993.609 | 0.0009104
[31 empty] | 1993.8141 | 0 | 1993.8037 | 0.00092549
[31 empty] | 1994.0089 | 0 | 1993.9985 | 0.00093741
[31 empty] | 1994.2037 | 0 | 1994.1934 | 0.00094535
[31 empty] | 1994.3986 | 0 | 1994.3882 | 0.00094853
[31 empty] | 1994.5934 | 0 | 1994.583 | 0.00095012
[31 empty] | 1994.7883 | 0 | 1994.7779 | 0.00095091
[31 empty] | 1994.9833 | 0 | 1994.9729 | 0.00095091
[31 empty] | 1995.1783 | 0 | 1995.1679 | 0.0009533
[31 empty] | 1995.3733 | 0 | 1995.3629 | 0.00095727
[31 empty] | 1995.5684 | 0 | 1995.558 | 0.00096124
[31 empty] | 1995.7635 | 0 | 1995.7532 | 0.0009668
[31 empty] | 1995.9586 | 0 | 1995.9482 | 0.00096998
[31 empty] | 1996.1538 | 0 | 1996.1434 | 0.00097236
[31 empty] | 1996.349 | 0 | 1996.3386 | 0.00097077
[31 empty] | 1996.5443 | 0 | 1996.5339 | 0.0009668
[31 empty] | 1996.7396 | 0 | 1996.7293 | 0.00096044
[31 empty] | 1996.9349 | 0 | 1996.9246 | 0.00095171
[31 empty] | 1997.1304 | 0 | 1997.12 | 0.00094297
[31 empty] | 1997.3258 | 0 | 1997.3153 | 0.00093582
[31 empty] | 1997.5212 | 0 | 1997.5107 | 0.00093185
[31 empty] | 1997.7167 | 0 | 1997.7063 | 0.00093105
[31 empty] | 1997.9122 | 0 | 1997.9019 | 0.00093423
[31 empty] | 1998.1078 | 0 | 1998.0974 | 0.00093979
[31 empty] | 1998.3033 | 0 | 1998.293 | 0.00094694
[31 empty] | 1998.499 | 0 | 1998.4887 | 0.0009525
[31 empty] | 1998.6947 | 0 | 1998.6843 | 0.00095488
[31 empty] | 1998.8904 | 0 | 1998.88 | 0.0009533
[31 empty] | 1999.0862 | 0 | 1999.0758 | 0.00094853
[31 empty] | 1999.282 | 0 | 1999.2716 | 0.00093979
[31 empty] | 1999.4778 | 0 | 1999.4674 | 0.00093026
[31 empty] | 1999.6737 | 0 | 1999.6633 | 0.00092072
[31 empty] | 1999.8696 | 0 | 1999.8592 | 0.00091357
[31 empty] | 2000.0656 | 0 | 2000.0552 | 0.0009096
[31 empty] | 2000.2616 | 0 | 2000.2511 | 0.00090722
[31 empty] | 2000.4575 | 0 | 2000.4471 | 0.00090722
[31 empty] | 2000.6537 | 0 | 2000.6432 | 0.00090801
[31 empty] | 2000.8497 | 0 | 2000.8394 | 0.00090722
[31 empty] | 2001.0459 | 0 | 2001.0355 | 0.00090563
[31 empty] | 2001.2421 | 0 | 2001.2317 | 0.00090086
[31 empty] | 2001.4382 | 0 | 2001.4279 | 0.0008953
[31 empty] | 2001.6345 | 0 | 2001.6242 | 0.00088736
[31 empty] | 2001.8308 | 0 | 2001.8204 | 0.00087862
[31 empty] | 2002.0272 | 0 | 2002.0167 | 0.00086988
[31 empty] | 2002.2235 | 0 | 2002.2131 | 0.00086273
[31 empty] | 2002.4199 | 0 | 2002.4096 | 0.00085797
[31 empty] | 2002.6165 | 0 | 2002.606 | 0.00085558
[31 empty] | 2002.8129 | 0 | 2002.8025 | 0.00085638
[31 empty] | 2003.0094 | 0 | 2002.999 | 0.00086114
[31 empty] | 2003.2061 | 0 | 2003.1956 | 0.00086909
[31 empty] | 2003.4026 | 0 | 2003.3922 | 0.00087941
[31 empty] | 2003.5992 | 0 | 2003.5889 | 0.00089292
[31 empty] | 2003.7959 | 0 | 2003.7855 | 0.00090801
[31 empty] | 2003.9927 | 0 | 2003.9822 | 0.0009239
[31 empty] | 2004.1895 | 0 | 2004.179 | 0.000939
[31 empty] | 2004.3862 | 0 | 2004.3757 | 0.0009533
[31 empty] | 2004.583 | 0 | 2004.5726 | 0.00096442
[31 empty] | 2004.7799 | 0 | 2004.7695 | 0.00097236
[31 empty] | 2004.9768 | 0 | 2004.9664 | 0.00097713
[31 empty] | 2005.1738 | 0 | 2005.1633 | 0.00097872
[31 empty] | 2005.3707 | 0 | 2005.3603 | 0.00097713
[31 empty] | 2005.5677 | 0 | 2005.5574 | 0.00097316
[31 empty] | 2005.7649 | 0 | 2005.7544 | 0.00096759
[31 empty] | 2005.962 | 0 | 2005.9515 | 0.00096044
[31 empty] | 2006.1592 | 0 | 2006.1487 | 0.0009525
[31 empty] | 2006.3563 | 0 | 2006.3458 | 0.00094456
[31 empty] | 2006.5536 | 0 | 2006.5431 | 0.000939
[31 empty] | 2006.7508 | 0 | 2006.7404 | 0.00093661
[31 empty] | 2006.9481 | 0 | 2006.9376 | 0.00093741
[31 empty] | 2007.1454 | 0 | 2007.135 | 0.00094297
[31 empty] | 2007.3428 | 0 | 2007.3324 | 0.0009525
[31 empty] | 2007.5403 | 0 | 2007.5298 | 0.00096521
[31 empty] | 2007.7377 | 0 | 2007.7273 | 0.00097872
[31 empty] | 2007.9352 | 0 | 2007.9248 | 0.00099222
[31 empty] | 2008.1327 | 0 | 2008.1223 | 0.0010033
[31 empty] | 2008.3303 | 0 | 2008.3198 | 0.0010105
[31 empty] | 2008.5279 | 0 | 2008.5175 | 0.0010129
[31 empty] | 2008.7256 | 0 | 2008.7151 | 0.0010105
[31 empty] | 2008.9232 | 0 | 2008.9128 | 0.0010057
[31 empty] | 2009.121 | 0 | 2009.1105 | 0.00099937
[31 empty] | 2009.3187 | 0 | 2009.3084 | 0.00099222
[31 empty] | 2009.5166 | 0 | 2009.5061 | 0.00098745
[31 empty] | 2009.7144 | 0 | 2009.704 | 0.00098507
[31 empty] | 2009.9122 | 0 | 2009.9019 | 0.00098428
[31 empty] | 2010.1102 | 0 | 2010.0997 | 0.00098587
[31 empty] | 2010.3081 | 0 | 2010.2977 | 0.00098587
[31 empty] | 2010.5062 | 0 | 2010.4957 | 0.00098507
[31 empty] | 2010.7042 | 0 | 2010.6937 | 0.0009811
[31 empty] | 2010.9023 | 0 | 2010.8918 | 0.00097236
[31 empty] | 2011.1005 | 0 | 2011.09 | 0.00095886
[31 empty] | 2011.2986 | 0 | 2011.2881 | 0.00094217
[31 empty] | 2011.4967 | 0 | 2011.4863 | 0.00092231
[31 empty] | 2011.695 | 0 | 2011.6846 | 0.00090007
[31 empty] | 2011.8933 | 0 | 2011.8828 | 0.00087862
[31 empty] | 2012.0916 | 0 | 2012.0812 | 0.00085797
[31 empty] | 2012.2899 | 0 | 2012.2794 | 0.00083969
[31 empty] | 2012.4883 | 0 | 2012.4779 | 0.00082619
[31 empty] | 2012.6868 | 0 | 2012.6763 | 0.00081745
[31 empty] | 2012.8853 | 0 | 2012.8748 | 0.00081427
[31 empty] | 2013.0837 | 0 | 2013.0732 | 0.00081507
[31 empty] | 2013.2822 | 0 | 2013.2719 | 0.00081983
[31 empty] | 2013.4808 | 0 | 2013.4705 | 0.00082778
[31 empty] | 2013.6794 | 0 | 2013.6691 | 0.00083652
[31 empty] | 2013.8782 | 0 | 2013.8677 | 0.00084684
[31 empty] | 2014.0769 | 0 | 2014.0664 | 0.00085638
[31 empty] | 2014.2756 | 0 | 2014.2651 | 0.0008667
[31 empty] | 2014.4744 | 0 | 2014.464 | 0.00087624
[31 empty] | 2014.6732 | 0 | 2014.6627 | 0.00088577
[31 empty] | 2014.8721 | 0 | 2014.8616 | 0.0008953
[31 empty] | 2015.071 | 0 | 2015.0605 | 0.00090484
[31 empty] | 2015.2699 | 0 | 2015.2594 | 0.00091516
[31 empty] | 2015.4689 | 0 | 2015.4584 | 0.00092708
[31 empty] | 2015.668 | 0 | 2015.6575 | 0.00093979
[31 empty] | 2015.8669 | 0 | 2015.8566 | 0.0009533
[31 empty] | 2016.066 | 0 | 2016.0557 | 0.00096601
[31 empty] | 2016.2653 | 0 | 2016.2548 | 0.00097713
[31 empty] | 2016.4644 | 0 | 2016.4539 | 0.00098507
[31 empty] | 2016.6636 | 0 | 2016.6531 | 0.00098984
[31 empty] | 2016.8629 | 0 | 2016.8524 | 0.00099143
[31 empty] | 2017.0621 | 0 | 2017.0516 | 0.00098904
[31 empty] | 2017.2615 | 0 | 2017.251 | 0.00098348
[31 empty] | 2017.4608 | 0 | 2017.4504 | 0.00097554
[31 empty] | 2017.6603 | 0 | 2017.6498 | 0.00096759
[31 empty] | 2017.8597 | 0 | 2017.8492 | 0.00095806
[31 empty] | 2018.0592 | 0 | 2018.0487 | 0.00094932
[31 empty] | 2018.2588 | 0 | 2018.2483 | 0.00094138
[31 empty] | 2018.4584 | 0 | 2018.4479 | 0.00093423
[31 empty] | 2018.658 | 0 | 2018.6475 | 0.00092787
[31 empty] | 2018.8575 | 0 | 2018.8471 | 0.00092231
[31 empty] | 2019.0573 | 0 | 2019.0467 | 0.00091914
[31 empty] | 2019.257 | 0 | 2019.2465 | 0.00091596
[31 empty] | 2019.4568 | 0 | 2019.4463 | 0.00091516
[31 empty] | 2019.6566 | 0 | 2019.6461 | 0.00091596
[31 empty] | 2019.8564 | 0 | 2019.8459 | 0.00091834
[31 empty] | 2020.0563 | 0 | 2020.0458 | 0.00092152
[31 empty] | 2020.2562 | 0 | 2020.2457 | 0.00092629
[31 empty] | 2020.4562 | 0 | 2020.4457 | 0.00093105
[31 empty] | 2020.6562 | 0 | 2020.6457 | 0.00093582
[31 empty] | 2020.8563 | 0 | 2020.8457 | 0.0009382
[31 empty] | 2021.0564 | 0 | 2021.0459 | 0.0009382
[31 empty] | 2021.2565 | 0 | 2021.246 | 0.00093661
[31 empty] | 2021.4567 | 0 | 2021.4462 | 0.00093185
[31 empty] | 2021.6569 | 0 | 2021.6464 | 0.0009247
[31 empty] | 2021.8571 | 0 | 2021.8466 | 0.00091675
[31 empty] | 2022.0574 | 0 | 2022.0469 | 0.00090801
[31 empty] | 2022.2577 | 0 | 2022.2472 | 0.00090007
[31 empty] | 2022.458 | 0 | 2022.4475 | 0.00089292
[31 empty] | 2022.6584 | 0 | 2022.648 | 0.00088736
[31 empty] | 2022.8589 | 0 | 2022.8484 | 0.00088339
[31 empty] | 2023.0593 | 0 | 2023.0488 | 0.00087941
[31 empty] | 2023.2599 | 0 | 2023.2494 | 0.00087624
[31 empty] | 2023.4605 | 0 | 2023.4499 | 0.00087227
[31 empty] | 2023.661 | 0 | 2023.6505 | 0.0008675
[31 empty] | 2023.8617 | 0 | 2023.8512 | 0.00086194
[31 empty] | 2024.0624 | 0 | 2024.0519 | 0.00085558
[31 empty] | 2024.2631 | 0 | 2024.2526 | 0.00084923
[31 empty] | 2024.4639 | 0 | 2024.4534 | 0.00084367
[31 empty] | 2024.6647 | 0 | 2024.6542 | 0.00083969
[31 empty] | 2024.8655 | 0 | 2024.855 | 0.00083731
[31 empty] | 2025.0664 | 0 | 2025.0559 | 0.00083572
[31 empty] | 2025.2673 | 0 | 2025.2568 | 0.00083493
[31 empty] | 2025.4683 | 0 | 2025.4578 | 0.00083493
[31 empty] | 2025.6693 | 0 | 2025.6587 | 0.00083493
[31 empty] | 2025.8702 | 0 | 2025.8597 | 0.00083572
[31 empty] | 2026.0714 | 0 | 2026.0608 | 0.00083652
[31 empty] | 2026.2725 | 0 | 2026.262 | 0.0008389
[31 empty] | 2026.4736 | 0 | 2026.4631 | 0.00084287
[31 empty] | 2026.6748 | 0 | 2026.6643 | 0.00084764
[31 empty] | 2026.8761 | 0 | 2026.8656 | 0.00085479
[31 empty] | 2027.0774 | 0 | 2027.0669 | 0.00086194
[31 empty] | 2027.2787 | 0 | 2027.2682 | 0.00086988
[31 empty] | 2027.4801 | 0 | 2027.4695 | 0.00087624
[31 empty] | 2027.6814 | 0 | 2027.6709 | 0.00088021
[31 empty] | 2027.8829 | 0 | 2027.8723 | 0.00088259
[31 empty] | 2028.0844 | 0 | 2028.0738 | 0.00088259
[31 empty] | 2028.2859 | 0 | 2028.2754 | 0.000881
[31 empty] | 2028.4874 | 0 | 2028.4769 | 0.00087941
[31 empty] | 2028.6891 | 0 | 2028.6785 | 0.00087783
[31 empty] | 2028.8906 | 0 | 2028.8801 | 0.00087624
[31 empty] | 2029.0924 | 0 | 2029.0818 | 0.00087544
[31 empty] | 2029.2941 | 0 | 2029.2836 | 0.00087465
[31 empty] | 2029.4959 | 0 | 2029.4853 | 0.00087306
[31 empty] | 2029.6976 | 0 | 2029.6871 | 0.00087068
[31 empty] | 2029.8994 | 0 | 2029.8889 | 0.00086829
[31 empty] | 2030.1013 | 0 | 2030.0908 | 0.00086591
[31 empty] | 2030.3032 | 0 | 2030.2927 | 0.00086353
[31 empty] | 2030.5052 | 0 | 2030.4946 | 0.00086353
[31 empty] | 2030.7073 | 0 | 2030.6967 | 0.00086512
[31 empty] | 2030.9093 | 0 | 2030.8987 | 0.00086909
[31 empty] | 2031.1113 | 0 | 2031.1008 | 0.00087465
[31 empty] | 2031.3135 | 0 | 2031.303 | 0.00088259
[31 empty] | 2031.5156 | 0 | 2031.5051 | 0.00089133
[31 empty] | 2031.7179 | 0 | 2031.7073 | 0.00090086
[31 empty] | 2031.92 | 0 | 2031.9096 | 0.0009096
[31 empty] | 2032.1223 | 0 | 2032.1118 | 0.00091675
[31 empty] | 2032.3247 | 0 | 2032.3141 | 0.00092231
[31 empty] | 2032.5271 | 0 | 2032.5165 | 0.0009247
[31 empty] | 2032.7295 | 0 | 2032.7189 | 0.0009247
[31 empty] | 2032.9319 | 0 | 2032.9214 | 0.00092072
[31 empty] | 2033.1344 | 0 | 2033.1238 | 0.00091516
[31 empty] | 2033.3369 | 0 | 2033.3263 | 0.00090722
[31 empty] | 2033.5394 | 0 | 2033.5289 | 0.00089769
[31 empty] | 2033.7421 | 0 | 2033.7314 | 0.00088974
[31 empty] | 2033.9447 | 0 | 2033.9342 | 0.00088259
[31 empty] | 2034.1473 | 0 | 2034.1368 | 0.00087783
[31 empty] | 2034.3501 | 0 | 2034.3396 | 0.00087703
[31 empty] | 2034.5529 | 0 | 2034.5424 | 0.00088021
[31 empty] | 2034.7557 | 0 | 2034.7451 | 0.00088815
[31 empty] | 2034.9585 | 0 | 2034.948 | 0.00089928
[31 empty] | 2035.1614 | 0 | 2035.1509 | 0.00091357
[31 empty] | 2035.3644 | 0 | 2035.3538 | 0.00092867
[31 empty] | 2035.5674 | 0 | 2035.5568 | 0.00094297
[31 empty] | 2035.7704 | 0 | 2035.7598 | 0.00095409
[31 empty] | 2035.9734 | 0 | 2035.9628 | 0.00096124
[31 empty] | 2036.1765 | 0 | 2036.1659 | 0.00096362
[31 empty] | 2036.3796 | 0 | 2036.369 | 0.00096124
[31 empty] | 2036.5828 | 0 | 2036.5721 | 0.00095568
[31 empty] | 2036.786 | 0 | 2036.7754 | 0.00094932
[31 empty] | 2036.9893 | 0 | 2036.9786 | 0.00094376
[31 empty] | 2037.1925 | 0 | 2037.182 | 0.00094058
[31 empty] | 2037.3959 | 0 | 2037.3853 | 0.00094138
[31 empty] | 2037.5992 | 0 | 2037.5886 | 0.00094535
[31 empty] | 2037.8026 | 0 | 2037.7921 | 0.00095091
[31 empty] | 2038.0061 | 0 | 2037.9955 | 0.00095647
[31 empty] | 2038.2096 | 0 | 2038.199 | 0.00096124
[31 empty] | 2038.4131 | 0 | 2038.4026 | 0.00096283
[31 empty] | 2038.6167 | 0 | 2038.6061 | 0.00095965
[31 empty] | 2038.8203 | 0 | 2038.8097 | 0.0009525
[31 empty] | 2039.0239 | 0 | 2039.0134 | 0.00094217
[31 empty] | 2039.2277 | 0 | 2039.217 | 0.00092787
[31 empty] | 2039.4314 | 0 | 2039.4209 | 0.00091278
[31 empty] | 2039.6353 | 0 | 2039.6246 | 0.00089689
[31 empty] | 2039.839 | 0 | 2039.8285 | 0.0008818
[31 empty] | 2040.0429 | 0 | 2040.0323 | 0.00086829
[31 empty] | 2040.2468 | 0 | 2040.2362 | 0.00085876
[31 empty] | 2040.4507 | 0 | 2040.4402 | 0.0008524
[31 empty] | 2040.6547 | 0 | 2040.6442 | 0.00085161
[31 empty] | 2040.8588 | 0 | 2040.8481 | 0.00085558
[31 empty] | 2041.0627 | 0 | 2041.0522 | 0.00086353
[31 empty] | 2041.267 | 0 | 2041.2564 | 0.00087703
[31 empty] | 2041.4711 | 0 | 2041.4605 | 0.00089292
[31 empty] | 2041.6753 | 0 | 2041.6647 | 0.00091199
[31 empty] | 2041.8795 | 0 | 2041.8689 | 0.00093105
[31 empty] | 2042.0837 | 0 | 2042.0731 | 0.00095012
[31 empty] | 2042.2881 | 0 | 2042.2775 | 0.00096839
[31 empty] | 2042.4924 | 0 | 2042.4818 | 0.00098587
[31 empty] | 2042.6968 | 0 | 2042.6862 | 0.001001
[31 empty] | 2042.9012 | 0 | 2042.8906 | 0.0010137
[31 empty] | 2043.1057 | 0 | 2043.0951 | 0.0010232
[31 empty] | 2043.3102 | 0 | 2043.2996 | 0.0010296
[31 empty] | 2043.5148 | 0 | 2043.5041 | 0.0010319
[31 empty] | 2043.7194 | 0 | 2043.7087 | 0.0010319
[31 empty] | 2043.9241 | 0 | 2043.9135 | 0.001028
[31 empty] | 2044.1287 | 0 | 2044.118 | 0.0010224
[31 empty] | 2044.3334 | 0 | 2044.3228 | 0.0010153
[31 empty] | 2044.5382 | 0 | 2044.5276 | 0.0010089
[31 empty] | 2044.7429 | 0 | 2044.7324 | 0.0010033
[31 empty] | 2044.9479 | 0 | 2044.9373 | 0.00099858
[31 empty] | 2045.1527 | 0 | 2045.1421 | 0.00099619
[31 empty] | 2045.3577 | 0 | 2045.3471 | 0.0009954
[31 empty] | 2045.5626 | 0 | 2045.552 | 0.0009954
[31 empty] | 2045.7676 | 0 | 2045.757 | 0.00099619
[31 empty] | 2045.9727 | 0 | 2045.962 | 0.00099778
[31 empty] | 2046.1777 | 0 | 2046.1671 | 0.00099858
[31 empty] | 2046.3828 | 0 | 2046.3722 | 0.00099858
[31 empty] | 2046.588 | 0 | 2046.5774 | 0.00099619
[31 empty] | 2046.7932 | 0 | 2046.7826 | 0.00099143
[31 empty] | 2046.9985 | 0 | 2046.9879 | 0.00098348
[31 empty] | 2047.2039 | 0 | 2047.1932 | 0.00097157
[31 empty] | 2047.4092 | 0 | 2047.3986 | 0.00095727
[31 empty] | 2047.6145 | 0 | 2047.6039 | 0.00094058
[31 empty] | 2047.82 | 0 | 2047.8093 | 0.00092311
[31 empty] | 2048.0254 | 0 | 2048.0149 | 0.00090484
[31 empty] | 2048.231 | 0 | 2048.2202 | 0.00088815
[31 empty] | 2048.4365 | 0 | 2048.4258 | 0.00087306
[31 empty] | 2048.6421 | 0 | 2048.6314 | 0.00086114
[31 empty] | 2048.8477 | 0 | 2048.8369 | 0.0008524
[31 empty] | 2049.0532 | 0 | 2049.0427 | 0.00084843
[31 empty] | 2049.259 | 0 | 2049.2483 | 0.00084923
[31 empty] | 2049.4648 | 0 | 2049.4541 | 0.00085399
[31 empty] | 2049.6707 | 0 | 2049.6599 | 0.00086273
[31 empty] | 2049.8765 | 0 | 2049.8657 | 0.00087385
[31 empty] | 2050.0823 | 0 | 2050.0715 | 0.00088656
[31 empty] | 2050.2881 | 0 | 2050.2776 | 0.00090007
[31 empty] | 2050.4941 | 0 | 2050.4834 | 0.00091199
[31 empty] | 2050.7002 | 0 | 2050.6894 | 0.00092152
[31 empty] | 2050.9062 | 0 | 2050.8955 | 0.00092867
[31 empty] | 2051.1123 | 0 | 2051.1016 | 0.00093343
[31 empty] | 2051.3184 | 0 | 2051.3076 | 0.00093502
[31 empty] | 2051.5244 | 0 | 2051.5139 | 0.00093502
[31 empty] | 2051.7307 | 0 | 2051.7202 | 0.00093343
[31 empty] | 2051.937 | 0 | 2051.9263 | 0.00093105
[31 empty] | 2052.1433 | 0 | 2052.1326 | 0.00092867
[31 empty] | 2052.3496 | 0 | 2052.3389 | 0.00092629
[31 empty] | 2052.5559 | 0 | 2052.5454 | 0.00092549
[31 empty] | 2052.7625 | 0 | 2052.7517 | 0.00092549
[31 empty] | 2052.9688 | 0 | 2052.9583 | 0.00092708
[31 empty] | 2053.1753 | 0 | 2053.1648 | 0.00093105
[31 empty] | 2053.3818 | 0 | 2053.3713 | 0.00093582
[31 empty] | 2053.5884 | 0 | 2053.5779 | 0.00094217
[31 empty] | 2053.7952 | 0 | 2053.7844 | 0.00094853
[31 empty] | 2054.0017 | 0 | 2053.991 | 0.0009533
[31 empty] | 2054.2085 | 0 | 2054.1977 | 0.00095568
[31 empty] | 2054.4153 | 0 | 2054.4045 | 0.00095568
[31 empty] | 2054.6221 | 0 | 2054.6113 | 0.00095171
[31 empty] | 2054.8289 | 0 | 2054.8181 | 0.00094456
[31 empty] | 2055.0356 | 0 | 2055.0249 | 0.00093423
[31 empty] | 2055.2427 | 0 | 2055.2319 | 0.00092311
[31 empty] | 2055.4495 | 0 | 2055.439 | 0.00091199
[31 empty] | 2055.6565 | 0 | 2055.6458 | 0.00090325
[31 empty] | 2055.8635 | 0 | 2055.8528 | 0.00089769
[31 empty] | 2056.0706 | 0 | 2056.0601 | 0.00089769
[31 empty] | 2056.2778 | 0 | 2056.2671 | 0.00090325
[31 empty] | 2056.4849 | 0 | 2056.4741 | 0.00091357
[31 empty] | 2056.6921 | 0 | 2056.6814 | 0.00092708
[31 empty] | 2056.8994 | 0 | 2056.8887 | 0.00094217
[31 empty] | 2057.1067 | 0 | 2057.0959 | 0.00095806
[31 empty] | 2057.314 | 0 | 2057.3032 | 0.00097157
[31 empty] | 2057.5212 | 0 | 2057.5107 | 0.0009811
[31 empty] | 2057.7288 | 0 | 2057.718 | 0.00098587
[31 empty] | 2057.9363 | 0 | 2057.9255 | 0.00098507
[31 empty] | 2058.1438 | 0 | 2058.1331 | 0.00098031
[31 empty] | 2058.3513 | 0 | 2058.3406 | 0.00097157
[31 empty] | 2058.5588 | 0 | 2058.5481 | 0.00096044
[31 empty] | 2058.7664 | 0 | 2058.7559 | 0.00095012
[31 empty] | 2058.9741 | 0 | 2058.9634 | 0.00094138
[31 empty] | 2059.1819 | 0 | 2059.1711 | 0.00093502
[31 empty] | 2059.3897 | 0 | 2059.3789 | 0.00093264
[31 empty] | 2059.5974 | 0 | 2059.5867 | 0.00093264
[31 empty] | 2059.8052 | 0 | 2059.7944 | 0.00093661
[31 empty] | 2060.0129 | 0 | 2060.0024 | 0.00094297
[31 empty] | 2060.2209 | 0 | 2060.2102 | 0.00095091
[31 empty] | 2060.4289 | 0 | 2060.4182 | 0.00096044
[31 empty] | 2060.637 | 0 | 2060.6262 | 0.00097157
[31 empty] | 2060.845 | 0 | 2060.8342 | 0.00098428
[31 empty] | 2061.053 | 0 | 2061.0422 | 0.00099778
[31 empty] | 2061.2612 | 0 | 2061.2505 | 0.0010121
[31 empty] | 2061.4692 | 0 | 2061.4587 | 0.0010264
[31 empty] | 2061.6775 | 0 | 2061.6667 | 0.0010407
[31 empty] | 2061.8857 | 0 | 2061.875 | 0.001055
[31 empty] | 2062.094 | 0 | 2062.0833 | 0.0010677
[31 empty] | 2062.3025 | 0 | 2062.2917 | 0.0010804
[31 empty] | 2062.5107 | 0 | 2062.5 | 0.0010915
[31 empty] | 2062.7192 | 0 | 2062.7085 | 0.0011026
[31 empty] | 2062.9277 | 0 | 2062.917 | 0.0011114
[31 empty] | 2063.1362 | 0 | 2063.1255 | 0.0011169
[31 empty] | 2063.3447 | 0 | 2063.334 | 0.0011201
[31 empty] | 2063.5532 | 0 | 2063.5425 | 0.0011193
[31 empty] | 2063.762 | 0 | 2063.7512 | 0.0011138
[31 empty] | 2063.9707 | 0 | 2063.96 | 0.001105
[31 empty] | 2064.1792 | 0 | 2064.1687 | 0.0010923
[31 empty] | 2064.3879 | 0 | 2064.3774 | 0.001078
[31 empty] | 2064.5969 | 0 | 2064.5862 | 0.0010621
[31 empty] | 2064.8057 | 0 | 2064.7949 | 0.0010462
[31 empty] | 2065.0147 | 0 | 2065.0039 | 0.0010319
[31 empty] | 2065.2234 | 0 | 2065.2129 | 0.00102
[31 empty] | 2065.4324 | 0 | 2065.4219 | 0.0010097
[31 empty] | 2065.6416 | 0 | 2065.6309 | 0.0010018
[31 empty] | 2065.8506 | 0 | 2065.8398 | 0.00099619
[31 empty] | 2066.0596 | 0 | 2066.0488 | 0.00099143
[31 empty] | 2066.2688 | 0 | 2066.2581 | 0.00098745
[31 empty] | 2066.478 | 0 | 2066.4673 | 0.00098507
[31 empty] | 2066.6873 | 0 | 2066.6765 | 0.00098428
[31 empty] | 2066.8965 | 0 | 2066.8857 | 0.00098587
[31 empty] | 2067.1057 | 0 | 2067.095 | 0.00098745
[31 empty] | 2067.3152 | 0 | 2067.3044 | 0.00099063
[31 empty] | 2067.5244 | 0 | 2067.5137 | 0.00099302
[31 empty] | 2067.7339 | 0 | 2067.7231 | 0.00099381
[31 empty] | 2067.9434 | 0 | 2067.9326 | 0.00099063
[31 empty] | 2068.1528 | 0 | 2068.1421 | 0.00098269
[31 empty] | 2068.3625 | 0 | 2068.3518 | 0.00097077
[31 empty] | 2068.572 | 0 | 2068.5613 | 0.00095409
[31 empty] | 2068.7817 | 0 | 2068.771 | 0.00093423
[31 empty] | 2068.9914 | 0 | 2068.9807 | 0.00091357
[31 empty] | 2069.2012 | 0 | 2069.1904 | 0.00089371
[31 empty] | 2069.4109 | 0 | 2069.4001 | 0.00087783
[31 empty] | 2069.6206 | 0 | 2069.6101 | 0.0008675
[31 empty] | 2069.8306 | 0 | 2069.8198 | 0.00086273
[31 empty] | 2070.0405 | 0 | 2070.0298 | 0.00086432
[31 empty] | 2070.2505 | 0 | 2070.2398 | 0.00087227
[31 empty] | 2070.4605 | 0 | 2070.4497 | 0.00088418
[31 empty] | 2070.6704 | 0 | 2070.6597 | 0.00089928
[31 empty] | 2070.8806 | 0 | 2070.8699 | 0.00091516
[31 empty] | 2071.0906 | 0 | 2071.0798 | 0.00093026
[31 empty] | 2071.3008 | 0 | 2071.29 | 0.00094456
[31 empty] | 2071.511 | 0 | 2071.5002 | 0.00095647
[31 empty] | 2071.7212 | 0 | 2071.7105 | 0.00096521
[31 empty] | 2071.9314 | 0 | 2071.9207 | 0.00097077
[31 empty] | 2072.1418 | 0 | 2072.1311 | 0.00097395
[31 empty] | 2072.3523 | 0 | 2072.3416 | 0.00097395
[31 empty] | 2072.5625 | 0 | 2072.5518 | 0.00097236
[31 empty] | 2072.773 | 0 | 2072.7622 | 0.00096839
[31 empty] | 2072.9836 | 0 | 2072.9729 | 0.00096283
[31 empty] | 2073.1941 | 0 | 2073.1833 | 0.00095568
[31 empty] | 2073.4048 | 0 | 2073.394 | 0.00094773
[31 empty] | 2073.6152 | 0 | 2073.6045 | 0.000939
[31 empty] | 2073.8259 | 0 | 2073.8152 | 0.00093105
[31 empty] | 2074.0366 | 0 | 2074.0259 | 0.00092549
[31 empty] | 2074.2476 | 0 | 2074.2368 | 0.00092311
[31 empty] | 2074.4583 | 0 | 2074.4475 | 0.0009239
[31 empty] | 2074.6692 | 0 | 2074.6584 | 0.00092708
[31 empty] | 2074.8799 | 0 | 2074.8691 | 0.00093343
[31 empty] | 2075.0908 | 0 | 2075.0801 | 0.00094058
[31 empty] | 2075.3018 | 0 | 2075.291 | 0.00094773
[31 empty] | 2075.5129 | 0 | 2075.5022 | 0.0009533
[31 empty] | 2075.7239 | 0 | 2075.7131 | 0.00095727
[31 empty] | 2075.9351 | 0 | 2075.9243 | 0.00095965
[31 empty] | 2076.1462 | 0 | 2076.1355 | 0.00096044
[31 empty] | 2076.3574 | 0 | 2076.3467 | 0.00096203
[31 empty] | 2076.5686 | 0 | 2076.5579 | 0.00096521
[31 empty] | 2076.7798 | 0 | 2076.769 | 0.00096918
[31 empty] | 2076.9912 | 0 | 2076.9805 | 0.00097474
[31 empty] | 2077.2024 | 0 | 2077.1917 | 0.00098269
[31 empty] | 2077.4138 | 0 | 2077.4031 | 0.00099222
[31 empty] | 2077.6252 | 0 | 2077.6145 | 0.0010018
[31 empty] | 2077.8369 | 0 | 2077.8262 | 0.0010113
[31 empty] | 2078.0483 | 0 | 2078.0376 | 0.0010192
[31 empty] | 2078.26 | 0 | 2078.2493 | 0.0010248
[31 empty] | 2078.4714 | 0 | 2078.4607 | 0.001028
[31 empty] | 2078.6831 | 0 | 2078.6724 | 0.0010272
[31 empty] | 2078.895 | 0 | 2078.884 | 0.001024
[31 empty] | 2079.1067 | 0 | 2079.0959 | 0.0010184
[31 empty] | 2079.3184 | 0 | 2079.3076 | 0.0010105
[31 empty] | 2079.5303 | 0 | 2079.5195 | 0.0010018
[31 empty] | 2079.7422 | 0 | 2079.7314 | 0.00099302
[31 empty] | 2079.9541 | 0 | 2079.9434 | 0.00098507
[31 empty] | 2080.166 | 0 | 2080.1553 | 0.00097872
[31 empty] | 2080.3779 | 0 | 2080.3672 | 0.00097395
[31 empty] | 2080.5901 | 0 | 2080.5793 | 0.00096998
[31 empty] | 2080.8023 | 0 | 2080.7913 | 0.00096601
[31 empty] | 2081.0144 | 0 | 2081.0034 | 0.00096203
[31 empty] | 2081.2266 | 0 | 2081.2156 | 0.00095647
[31 empty] | 2081.4387 | 0 | 2081.428 | 0.00095091
[31 empty] | 2081.6509 | 0 | 2081.6401 | 0.00094297
[31 empty] | 2081.8633 | 0 | 2081.8525 | 0.00093343
[31 empty] | 2082.0757 | 0 | 2082.0647 | 0.00092311
[31 empty] | 2082.2881 | 0 | 2082.2771 | 0.00091119
[31 empty] | 2082.5005 | 0 | 2082.4898 | 0.00090007
[31 empty] | 2082.7129 | 0 | 2082.7022 | 0.00088895
[31 empty] | 2082.9255 | 0 | 2082.9145 | 0.000881
[31 empty] | 2083.1379 | 0 | 2083.1272 | 0.00087624
[31 empty] | 2083.3506 | 0 | 2083.3398 | 0.00087624
[31 empty] | 2083.5632 | 0 | 2083.5525 | 0.00088021
[31 empty] | 2083.7759 | 0 | 2083.7651 | 0.00088974
[31 empty] | 2083.9888 | 0 | 2083.9778 | 0.00090166
[31 empty] | 2084.2014 | 0 | 2084.1907 | 0.00091675
[31 empty] | 2084.4143 | 0 | 2084.4036 | 0.00093264
[31 empty] | 2084.6272 | 0 | 2084.6164 | 0.00094853
[31 empty] | 2084.8401 | 0 | 2084.8293 | 0.00096362
[31 empty] | 2085.053 | 0 | 2085.0422 | 0.00097792
[31 empty] | 2085.2661 | 0 | 2085.2551 | 0.00099063
[31 empty] | 2085.479 | 0 | 2085.4683 | 0.0010002
[31 empty] | 2085.6921 | 0 | 2085.6814 | 0.0010065
[31 empty] | 2085.9053 | 0 | 2085.8945 | 0.0010073
[31 empty] | 2086.1184 | 0 | 2086.1077 | 0.0010018
[31 empty] | 2086.3318 | 0 | 2086.3208 | 0.00099063
[31 empty] | 2086.5449 | 0 | 2086.5342 | 0.00097316
[31 empty] | 2086.7583 | 0 | 2086.7476 | 0.00095091
[31 empty] | 2086.9717 | 0 | 2086.9607 | 0.00092787
[31 empty] | 2087.1851 | 0 | 2087.1741 | 0.00090484
[31 empty] | 2087.3984 | 0 | 2087.3877 | 0.00088418
[31 empty] | 2087.6118 | 0 | 2087.6011 | 0.00086909
[31 empty] | 2087.8254 | 0 | 2087.8147 | 0.00085876
[31 empty] | 2088.0391 | 0 | 2088.0281 | 0.00085399
[31 empty] | 2088.2527 | 0 | 2088.2417 | 0.00085399
[31 empty] | 2088.4663 | 0 | 2088.4553 | 0.00085638
[31 empty] | 2088.6799 | 0 | 2088.6692 | 0.00086114
[31 empty] | 2088.8938 | 0 | 2088.8828 | 0.0008675
[31 empty] | 2089.1074 | 0 | 2089.0967 | 0.00087385
[31 empty] | 2089.3213 | 0 | 2089.3106 | 0.00088021
[31 empty] | 2089.5352 | 0 | 2089.5244 | 0.00088736
[31 empty] | 2089.749 | 0 | 2089.7383 | 0.00089451
[31 empty] | 2089.9631 | 0 | 2089.9522 | 0.00090086
[31 empty] | 2090.177 | 0 | 2090.1663 | 0.00090722
[31 empty] | 2090.3911 | 0 | 2090.3804 | 0.00091278
[31 empty] | 2090.6052 | 0 | 2090.5945 | 0.00091596
[31 empty] | 2090.8193 | 0 | 2090.8086 | 0.00091755
[31 empty] | 2091.0334 | 0 | 2091.0227 | 0.00091834
[31 empty] | 2091.2478 | 0 | 2091.2368 | 0.00091675
[31 empty] | 2091.4619 | 0 | 2091.4512 | 0.00091357
[31 empty] | 2091.6763 | 0 | 2091.6655 | 0.0009096
[31 empty] | 2091.8906 | 0 | 2091.8799 | 0.00090484
[31 empty] | 2092.105 | 0 | 2092.0942 | 0.00089928
[31 empty] | 2092.3196 | 0 | 2092.3086 | 0.0008953
[31 empty] | 2092.5339 | 0 | 2092.5232 | 0.00089133
[31 empty] | 2092.7485 | 0 | 2092.7378 | 0.00088815
[31 empty] | 2092.9631 | 0 | 2092.9524 | 0.00088736
[31 empty] | 2093.1777 | 0 | 2093.167 | 0.00088895
[31 empty] | 2093.3923 | 0 | 2093.3816 | 0.00089371
[31 empty] | 2093.6072 | 0 | 2093.5962 | 0.00090086
[31 empty] | 2093.8218 | 0 | 2093.811 | 0.0009104
[31 empty] | 2094.0366 | 0 | 2094.0259 | 0.0009239
[31 empty] | 2094.2515 | 0 | 2094.2407 | 0.000939
[31 empty] | 2094.4663 | 0 | 2094.4556 | 0.00095647
[31 empty] | 2094.6814 | 0 | 2094.6704 | 0.00097554
[31 empty] | 2094.8962 | 0 | 2094.8855 | 0.00099381
[31 empty] | 2095.1113 | 0 | 2095.1003 | 0.0010121
[31 empty] | 2095.3264 | 0 | 2095.3154 | 0.0010288
[31 empty] | 2095.5415 | 0 | 2095.5305 | 0.0010415
[31 empty] | 2095.7566 | 0 | 2095.7458 | 0.001051
[31 empty] | 2095.9717 | 0 | 2095.9609 | 0.0010574
[31 empty] | 2096.187 | 0 | 2096.1763 | 0.001059
[31 empty] | 2096.4023 | 0 | 2096.3914 | 0.001059
[31 empty] | 2096.6177 | 0 | 2096.6067 | 0.0010566
[31 empty] | 2096.833 | 0 | 2096.822 | 0.0010534
[31 empty] | 2097.0483 | 0 | 2097.0376 | 0.0010494
[31 empty] | 2097.2639 | 0 | 2097.2529 | 0.0010462
[31 empty] | 2097.4792 | 0 | 2097.4685 | 0.0010415
[31 empty] | 2097.6948 | 0 | 2097.6841 | 0.0010367
[31 empty] | 2097.9104 | 0 | 2097.8997 | 0.0010311
[31 empty] | 2098.1262 | 0 | 2098.1152 | 0.0010232
[31 empty] | 2098.3418 | 0 | 2098.3311 | 0.0010153
[31 empty] | 2098.5576 | 0 | 2098.5466 | 0.0010057
[31 empty] | 2098.7732 | 0 | 2098.7625 | 0.00099699
[31 empty] | 2098.989 | 0 | 2098.9783 | 0.00098825
[31 empty] | 2099.2051 | 0 | 2099.1941 | 0.00098189
[31 empty] | 2099.4209 | 0 | 2099.4099 | 0.00097713
[31 empty] | 2099.6367 | 0 | 2099.626 | 0.00097554
[31 empty] | 2099.8528 | 0 | 2099.842 | 0.00097633
[31 empty] | 2100.0689 | 0 | 2100.0579 | 0.00097951
[31 empty] | 2100.2849 | 0 | 2100.2742 | 0.00098348
[31 empty] | 2100.501 | 0 | 2100.4902 | 0.00098745
[31 empty] | 2100.7173 | 0 | 2100.7063 | 0.00099143
[31 empty] | 2100.9333 | 0 | 2100.9226 | 0.00099302
[31 empty] | 2101.1497 | 0 | 2101.1389 | 0.00099222
[31 empty] | 2101.366 | 0 | 2101.3552 | 0.00099063
[31 empty] | 2101.5823 | 0 | 2101.5715 | 0.00098745
[31 empty] | 2101.7988 | 0 | 2101.7878 | 0.00098507
[31 empty] | 2102.0151 | 0 | 2102.0044 | 0.00098348
[31 empty] | 2102.2317 | 0 | 2102.2207 | 0.00098348
[31 empty] | 2102.4482 | 0 | 2102.4373 | 0.00098507
[31 empty] | 2102.6648 | 0 | 2102.6538 | 0.00098745
[31 empty] | 2102.8814 | 0 | 2102.8704 | 0.00099143
[31 empty] | 2103.0979 | 0 | 2103.0872 | 0.0009946
[31 empty] | 2103.3147 | 0 | 2103.3037 | 0.00099699
[31 empty] | 2103.5315 | 0 | 2103.5205 | 0.00099937
[31 empty] | 2103.7483 | 0 | 2103.7373 | 0.0010002
[31 empty] | 2103.9651 | 0 | 2103.9541 | 0.0010018
[31 empty] | 2104.1819 | 0 | 2104.1711 | 0.0010041
[31 empty] | 2104.3989 | 0 | 2104.3879 | 0.0010089
[31 empty] | 2104.616 | 0 | 2104.605 | 0.0010161
[31 empty] | 2104.8328 | 0 | 2104.822 | 0.0010248
[31 empty] | 2105.0498 | 0 | 2105.0391 | 0.0010359
[31 empty] | 2105.2671 | 0 | 2105.2561 | 0.0010486
[31 empty] | 2105.4841 | 0 | 2105.4734 | 0.0010613
[31 empty] | 2105.7014 | 0 | 2105.6904 | 0.0010725
[31 empty] | 2105.9187 | 0 | 2105.9077 | 0.001082
[31 empty] | 2106.136 | 0 | 2106.125 | 0.0010899
[31 empty] | 2106.3533 | 0 | 2106.3423 | 0.0010939
[31 empty] | 2106.5706 | 0 | 2106.5598 | 0.0010955
[31 empty] | 2106.7881 | 0 | 2106.7771 | 0.0010931
[31 empty] | 2107.0054 | 0 | 2106.9946 | 0.0010883
[31 empty] | 2107.2229 | 0 | 2107.2122 | 0.0010804
[31 empty] | 2107.4404 | 0 | 2107.4297 | 0.0010693
[31 empty] | 2107.6582 | 0 | 2107.6472 | 0.0010566
[31 empty] | 2107.8757 | 0 | 2107.865 | 0.0010415
[31 empty] | 2108.0935 | 0 | 2108.0825 | 0.0010256
[31 empty] | 2108.3113 | 0 | 2108.3003 | 0.0010105
[31 empty] | 2108.5291 | 0 | 2108.5181 | 0.00099778
[31 empty] | 2108.7468 | 0 | 2108.7358 | 0.00098825
[31 empty] | 2108.9646 | 0 | 2108.9539 | 0.00098269
[31 empty] | 2109.1826 | 0 | 2109.1716 | 0.00098031
[31 empty] | 2109.4006 | 0 | 2109.3897 | 0.0009811
[31 empty] | 2109.6186 | 0 | 2109.6077 | 0.00098428
[31 empty] | 2109.8367 | 0 | 2109.8257 | 0.00098745
[31 empty] | 2110.0547 | 0 | 2110.0437 | 0.00099063
[31 empty] | 2110.273 | 0 | 2110.262 | 0.00099222
[31 empty] | 2110.491 | 0 | 2110.4802 | 0.00099302
[31 empty] | 2110.7092 | 0 | 2110.6982 | 0.00099143
[31 empty] | 2110.9275 | 0 | 2110.9165 | 0.00098904
[31 empty] | 2111.1458 | 0 | 2111.135 | 0.00098587
[31 empty] | 2111.3643 | 0 | 2111.3533 | 0.00098269
[31 empty] | 2111.5825 | 0 | 2111.5718 | 0.00097951
[31 empty] | 2111.801 | 0 | 2111.79 | 0.00097872
[31 empty] | 2112.0195 | 0 | 2112.0086 | 0.00097872
[31 empty] | 2112.238 | 0 | 2112.2273 | 0.00098189
[31 empty] | 2112.4568 | 0 | 2112.4458 | 0.00098666
[31 empty] | 2112.6753 | 0 | 2112.6643 | 0.00099222
[31 empty] | 2112.894 | 0 | 2112.8831 | 0.00099858
[31 empty] | 2113.1128 | 0 | 2113.1018 | 0.0010041
[31 empty] | 2113.3315 | 0 | 2113.3206 | 0.0010073
[31 empty] | 2113.5503 | 0 | 2113.5393 | 0.0010081
[31 empty] | 2113.7693 | 0 | 2113.7583 | 0.0010065
[31 empty] | 2113.988 | 0 | 2113.9773 | 0.0010033
[31 empty] | 2114.207 | 0 | 2114.1961 | 0.00099937
[31 empty] | 2114.426 | 0 | 2114.415 | 0.00099778
[31 empty] | 2114.645 | 0 | 2114.6343 | 0.00099937
[31 empty] | 2114.8643 | 0 | 2114.8533 | 0.0010049
[31 empty] | 2115.0833 | 0 | 2115.0725 | 0.0010137
[31 empty] | 2115.3025 | 0 | 2115.2915 | 0.0010264
[31 empty] | 2115.5217 | 0 | 2115.5107 | 0.0010415
[31 empty] | 2115.741 | 0 | 2115.73 | 0.0010566
[31 empty] | 2115.9602 | 0 | 2115.9495 | 0.0010701
[31 empty] | 2116.1797 | 0 | 2116.1687 | 0.001082
[31 empty] | 2116.3992 | 0 | 2116.3882 | 0.0010891
[31 empty] | 2116.6184 | 0 | 2116.6077 | 0.0010931
[31 empty] | 2116.8381 | 0 | 2116.8272 | 0.0010915
[31 empty] | 2117.0576 | 0 | 2117.0466 | 0.0010844
[31 empty] | 2117.2771 | 0 | 2117.2661 | 0.0010725
[31 empty] | 2117.4968 | 0 | 2117.4858 | 0.0010558
[31 empty] | 2117.7166 | 0 | 2117.7056 | 0.0010359
[31 empty] | 2117.9363 | 0 | 2117.9253 | 0.0010129
[31 empty] | 2118.156 | 0 | 2118.145 | 0.00098904
[31 empty] | 2118.3757 | 0 | 2118.3648 | 0.00096601
[31 empty] | 2118.5957 | 0 | 2118.5847 | 0.00094615
[31 empty] | 2118.8157 | 0 | 2118.8047 | 0.00093026
[31 empty] | 2119.0354 | 0 | 2119.0247 | 0.00092072
[31 empty] | 2119.2556 | 0 | 2119.2446 | 0.00091834
[31 empty] | 2119.4756 | 0 | 2119.4646 | 0.00091993
[31 empty] | 2119.6956 | 0 | 2119.6848 | 0.00092629
[31 empty] | 2119.9158 | 0 | 2119.9048 | 0.00093423
[31 empty] | 2120.136 | 0 | 2120.125 | 0.00094138
[31 empty] | 2120.3562 | 0 | 2120.3452 | 0.00094615
[31 empty] | 2120.5764 | 0 | 2120.5654 | 0.00094773
[31 empty] | 2120.7969 | 0 | 2120.7859 | 0.00094694
[31 empty] | 2121.0171 | 0 | 2121.0061 | 0.00094456
[31 empty] | 2121.2375 | 0 | 2121.2266 | 0.00094138
[31 empty] | 2121.458 | 0 | 2121.447 | 0.0009382
[31 empty] | 2121.6785 | 0 | 2121.6675 | 0.00093661
[31 empty] | 2121.8992 | 0 | 2121.8882 | 0.00093661
[31 empty] | 2122.1196 | 0 | 2122.1086 | 0.00093661
[31 empty] | 2122.3403 | 0 | 2122.3293 | 0.00093741
[31 empty] | 2122.561 | 0 | 2122.55 | 0.00093741
[31 empty] | 2122.7817 | 0 | 2122.7708 | 0.00093741
[31 empty] | 2123.0024 | 0 | 2122.9914 | 0.00093582
[31 empty] | 2123.2234 | 0 | 2123.2124 | 0.00093423
[31 empty] | 2123.4441 | 0 | 2123.4333 | 0.00093185
[31 empty] | 2123.665 | 0 | 2123.6541 | 0.00092787
[31 empty] | 2123.886 | 0 | 2123.875 | 0.00092231
[31 empty] | 2124.1072 | 0 | 2124.0962 | 0.00091596
[31 empty] | 2124.3281 | 0 | 2124.3171 | 0.00090881
[31 empty] | 2124.5493 | 0 | 2124.5383 | 0.00090166
[31 empty] | 2124.7703 | 0 | 2124.7595 | 0.00089451
[31 empty] | 2124.9917 | 0 | 2124.9807 | 0.00089054
[31 empty] | 2125.2129 | 0 | 2125.2019 | 0.00089054
[31 empty] | 2125.4341 | 0 | 2125.4231 | 0.0008953
[31 empty] | 2125.6555 | 0 | 2125.6445 | 0.00090642
[31 empty] | 2125.8767 | 0 | 2125.8657 | 0.00092311
[31 empty] | 2126.0981 | 0 | 2126.0872 | 0.00094456
[31 empty] | 2126.3196 | 0 | 2126.3088 | 0.00096839
[31 empty] | 2126.5413 | 0 | 2126.5303 | 0.00099381
[31 empty] | 2126.7627 | 0 | 2126.7517 | 0.0010176
[31 empty] | 2126.9844 | 0 | 2126.9734 | 0.0010383
[31 empty] | 2127.2061 | 0 | 2127.1951 | 0.001055
[31 empty] | 2127.4277 | 0 | 2127.4167 | 0.0010661
[31 empty] | 2127.6494 | 0 | 2127.6384 | 0.0010733
[31 empty] | 2127.8713 | 0 | 2127.8603 | 0.0010764
[31 empty] | 2128.093 | 0 | 2128.082 | 0.0010756
[31 empty] | 2128.3149 | 0 | 2128.3039 | 0.0010717
[31 empty] | 2128.5369 | 0 | 2128.5259 | 0.0010621
[31 empty] | 2128.7588 | 0 | 2128.7478 | 0.0010486
[31 empty] | 2128.981 | 0 | 2128.97 | 0.0010311
[31 empty] | 2129.2029 | 0 | 2129.1919 | 0.0010089
[31 empty] | 2129.425 | 0 | 2129.4141 | 0.00098348
[31 empty] | 2129.6472 | 0 | 2129.6362 | 0.00095647
[31 empty] | 2129.8694 | 0 | 2129.8584 | 0.00093105
[31 empty] | 2130.0918 | 0 | 2130.0808 | 0.00090881
[31 empty] | 2130.314 | 0 | 2130.303 | 0.00089054
[31 empty] | 2130.5364 | 0 | 2130.5254 | 0.00087941
[31 empty] | 2130.7588 | 0 | 2130.7478 | 0.00087465
[31 empty] | 2130.9812 | 0 | 2130.9702 | 0.00087544
[31 empty] | 2131.2036 | 0 | 2131.1926 | 0.00088339
[31 empty] | 2131.4263 | 0 | 2131.4153 | 0.0008953
[31 empty] | 2131.6489 | 0 | 2131.6379 | 0.00091119
[31 empty] | 2131.8713 | 0 | 2131.8603 | 0.00093026
[31 empty] | 2132.0942 | 0 | 2132.083 | 0.00095091
[31 empty] | 2132.3169 | 0 | 2132.3059 | 0.00097157
[31 empty] | 2132.5395 | 0 | 2132.5286 | 0.00099222
[31 empty] | 2132.7625 | 0 | 2132.7515 | 0.0010113
[31 empty] | 2132.9853 | 0 | 2132.9744 | 0.0010272
[31 empty] | 2133.2083 | 0 | 2133.1973 | 0.0010399
[31 empty] | 2133.4311 | 0 | 2133.4202 | 0.0010494
[31 empty] | 2133.6541 | 0 | 2133.6431 | 0.0010542
[31 empty] | 2133.8772 | 0 | 2133.8662 | 0.0010566
[31 empty] | 2134.1003 | 0 | 2134.0894 | 0.0010558
[31 empty] | 2134.3235 | 0 | 2134.3125 | 0.0010526
[31 empty] | 2134.5466 | 0 | 2134.5356 | 0.0010478
[31 empty] | 2134.7698 | 0 | 2134.7588 | 0.0010423
[31 empty] | 2134.9932 | 0 | 2134.9822 | 0.0010343
[31 empty] | 2135.2166 | 0 | 2135.2053 | 0.0010264
[31 empty] | 2135.4397 | 0 | 2135.4287 | 0.0010176
[31 empty] | 2135.6633 | 0 | 2135.6521 | 0.0010081
[31 empty] | 2135.8867 | 0 | 2135.8757 | 0.00099858
[31 empty] | 2136.1101 | 0 | 2136.0991 | 0.00098984
[31 empty] | 2136.3337 | 0 | 2136.3227 | 0.00098348
[31 empty] | 2136.5574 | 0 | 2136.5464 | 0.0009811
[31 empty] | 2136.781 | 0 | 2136.77 | 0.00098348
[31 empty] | 2137.0046 | 0 | 2136.9936 | 0.00099063
[31 empty] | 2137.2285 | 0 | 2137.2175 | 0.0010018
[31 empty] | 2137.4522 | 0 | 2137.4412 | 0.0010153
[31 empty] | 2137.676 | 0 | 2137.665 | 0.0010272
[31 empty] | 2137.8999 | 0 | 2137.8889 | 0.0010367
[31 empty] | 2138.124 | 0 | 2138.1128 | 0.0010399
[31 empty] | 2138.3479 | 0 | 2138.3369 | 0.0010375
[31 empty] | 2138.572 | 0 | 2138.5608 | 0.0010296
[31 empty] | 2138.7959 | 0 | 2138.7849 | 0.0010161
[31 empty] | 2139.02 | 0 | 2139.009 | 0.0010002
[31 empty] | 2139.2444 | 0 | 2139.2332 | 0.00098428
[31 empty] | 2139.4685 | 0 | 2139.4575 | 0.00096998
[31 empty] | 2139.6929 | 0 | 2139.6816 | 0.00095886
[31 empty] | 2139.917 | 0 | 2139.906 | 0.0009525
[31 empty] | 2140.1414 | 0 | 2140.1304 | 0.00095012
[31 empty] | 2140.366 | 0 | 2140.3547 | 0.0009533
[31 empty] | 2140.5903 | 0 | 2140.5793 | 0.00095965
[31 empty] | 2140.8147 | 0 | 2140.8037 | 0.00096918
[31 empty] | 2141.0393 | 0 | 2141.0283 | 0.00098031
[31 empty] | 2141.2639 | 0 | 2141.2529 | 0.00099143
[31 empty] | 2141.4885 | 0 | 2141.4775 | 0.001001
[31 empty] | 2141.7134 | 0 | 2141.7022 | 0.0010065
[31 empty] | 2141.938 | 0 | 2141.927 | 0.0010073
[31 empty] | 2142.1628 | 0 | 2142.1516 | 0.0010025
[31 empty] | 2142.3877 | 0 | 2142.3765 | 0.00099302
[31 empty] | 2142.6125 | 0 | 2142.6013 | 0.00097951
[31 empty] | 2142.8374 | 0 | 2142.8264 | 0.00096283
[31 empty] | 2143.0623 | 0 | 2143.0513 | 0.00094535
[31 empty] | 2143.2874 | 0 | 2143.2764 | 0.00092787
[31 empty] | 2143.5125 | 0 | 2143.5015 | 0.00091357
[31 empty] | 2143.7375 | 0 | 2143.7266 | 0.00090325
[31 empty] | 2143.9626 | 0 | 2143.9517 | 0.00089848
[31 empty] | 2144.188 | 0 | 2144.1768 | 0.00090007
[31 empty] | 2144.4131 | 0 | 2144.4021 | 0.00090642
[31 empty] | 2144.6384 | 0 | 2144.6274 | 0.00091755
[31 empty] | 2144.8638 | 0 | 2144.8528 | 0.00093026
[31 empty] | 2145.0891 | 0 | 2145.0781 | 0.00094297
[31 empty] | 2145.3147 | 0 | 2145.3037 | 0.0009533
[31 empty] | 2145.54 | 0 | 2145.5291 | 0.00096044
[31 empty] | 2145.7656 | 0 | 2145.7546 | 0.00096283
[31 empty] | 2145.9912 | 0 | 2145.9802 | 0.00096124
[31 empty] | 2146.2168 | 0 | 2146.2058 | 0.00095647
[31 empty] | 2146.4426 | 0 | 2146.4316 | 0.00094932
[31 empty] | 2146.6682 | 0 | 2146.6572 | 0.00094217
[31 empty] | 2146.894 | 0 | 2146.8831 | 0.00093582
[31 empty] | 2147.1199 | 0 | 2147.1089 | 0.00093105
[31 empty] | 2147.3457 | 0 | 2147.3347 | 0.00092787
[31 empty] | 2147.5718 | 0 | 2147.5606 | 0.00092629
[31 empty] | 2147.7976 | 0 | 2147.7866 | 0.00092629
[31 empty] | 2148.0237 | 0 | 2148.0127 | 0.00092629
[31 empty] | 2148.2498 | 0 | 2148.2388 | 0.00092867
[31 empty] | 2148.4758 | 0 | 2148.4648 | 0.00093185
[31 empty] | 2148.7019 | 0 | 2148.6909 | 0.0009382
[31 empty] | 2148.9282 | 0 | 2148.9172 | 0.00094773
[31 empty] | 2149.1545 | 0 | 2149.1433 | 0.00095965
[31 empty] | 2149.3809 | 0 | 2149.3696 | 0.00097395
[31 empty] | 2149.6072 | 0 | 2149.5959 | 0.00098904
[31 empty] | 2149.8335 | 0 | 2149.8225 | 0.0010025
[31 empty] | 2150.0601 | 0 | 2150.0488 | 0.0010137
[31 empty] | 2150.2864 | 0 | 2150.2754 | 0.0010208
[31 empty] | 2150.5129 | 0 | 2150.5019 | 0.001024
[31 empty] | 2150.7395 | 0 | 2150.7285 | 0.001024
[31 empty] | 2150.9661 | 0 | 2150.9551 | 0.00102
[31 empty] | 2151.1929 | 0 | 2151.1819 | 0.0010145
[31 empty] | 2151.4197 | 0 | 2151.4084 | 0.0010081
[31 empty] | 2151.6465 | 0 | 2151.6352 | 0.0010018
[31 empty] | 2151.8733 | 0 | 2151.8621 | 0.0009954
[31 empty] | 2152.1001 | 0 | 2152.0889 | 0.00098984
[31 empty] | 2152.3269 | 0 | 2152.3159 | 0.00098428
[31 empty] | 2152.5539 | 0 | 2152.543 | 0.00097872
[31 empty] | 2152.781 | 0 | 2152.7698 | 0.00097157
[31 empty] | 2153.0081 | 0 | 2152.9968 | 0.00096442
[31 empty] | 2153.2351 | 0 | 2153.2241 | 0.00095647
[31 empty] | 2153.4624 | 0 | 2153.4512 | 0.00094773
[31 empty] | 2153.6894 | 0 | 2153.6785 | 0.00094058
[31 empty] | 2153.9167 | 0 | 2153.9058 | 0.00093423
[31 empty] | 2154.144 | 0 | 2154.1331 | 0.00093105
[31 empty] | 2154.3713 | 0 | 2154.3603 | 0.00093105
[31 empty] | 2154.5989 | 0 | 2154.5876 | 0.00093423
[31 empty] | 2154.8262 | 0 | 2154.8152 | 0.00094138
[31 empty] | 2155.0537 | 0 | 2155.0427 | 0.0009525
[31 empty] | 2155.2812 | 0 | 2155.2703 | 0.0009668
[31 empty] | 2155.5088 | 0 | 2155.4978 | 0.00098348
[31 empty] | 2155.7366 | 0 | 2155.7253 | 0.001001
[31 empty] | 2155.9641 | 0 | 2155.9531 | 0.0010192
[31 empty] | 2156.1919 | 0 | 2156.1809 | 0.0010351
[31 empty] | 2156.4197 | 0 | 2156.4087 | 0.0010494
[31 empty] | 2156.6475 | 0 | 2156.6365 | 0.0010605
[31 empty] | 2156.8755 | 0 | 2156.8643 | 0.0010677
[31 empty] | 2157.1033 | 0 | 2157.0923 | 0.0010701
[31 empty] | 2157.3313 | 0 | 2157.3203 | 0.0010685
[31 empty] | 2157.5593 | 0 | 2157.5483 | 0.0010645
[31 empty] | 2157.7874 | 0 | 2157.7764 | 0.0010582
[31 empty] | 2158.0156 | 0 | 2158.0044 | 0.0010526
[31 empty] | 2158.2436 | 0 | 2158.2327 | 0.0010486
[31 empty] | 2158.4719 | 0 | 2158.4607 | 0.0010486
[31 empty] | 2158.7002 | 0 | 2158.689 | 0.0010518
[31 empty] | 2158.9285 | 0 | 2158.9175 | 0.0010597
[31 empty] | 2159.157 | 0 | 2159.1458 | 0.0010693
[31 empty] | 2159.3852 | 0 | 2159.3743 | 0.0010812
[31 empty] | 2159.6138 | 0 | 2159.6025 | 0.0010923
[31 empty] | 2159.8423 | 0 | 2159.8311 | 0.0011034
[31 empty] | 2160.0708 | 0 | 2160.0596 | 0.001113
[31 empty] | 2160.2993 | 0 | 2160.2883 | 0.0011209
[31 empty] | 2160.5281 | 0 | 2160.5168 | 0.0011281
[31 empty] | 2160.7568 | 0 | 2160.7456 | 0.001132
[31 empty] | 2160.9856 | 0 | 2160.9744 | 0.0011344
[31 empty] | 2161.2144 | 0 | 2161.2031 | 0.0011328
[31 empty] | 2161.4431 | 0 | 2161.4321 | 0.0011289
[31 empty] | 2161.6721 | 0 | 2161.6609 | 0.0011225
[31 empty] | 2161.9009 | 0 | 2161.8899 | 0.0011138
[31 empty] | 2162.1299 | 0 | 2162.1189 | 0.001105
[31 empty] | 2162.3591 | 0 | 2162.3479 | 0.0010963
[31 empty] | 2162.5881 | 0 | 2162.5769 | 0.0010883
[31 empty] | 2162.8171 | 0 | 2162.8061 | 0.0010804
[31 empty] | 2163.0464 | 0 | 2163.0352 | 0.0010709
[31 empty] | 2163.2756 | 0 | 2163.2644 | 0.0010597
[31 empty] | 2163.5049 | 0 | 2163.4939 | 0.0010454
[31 empty] | 2163.7344 | 0 | 2163.7231 | 0.0010272
[31 empty] | 2163.9636 | 0 | 2163.9524 | 0.0010057
[31 empty] | 2164.1931 | 0 | 2164.1819 | 0.00098269
[31 empty] | 2164.4226 | 0 | 2164.4114 | 0.00095886
[31 empty] | 2164.6521 | 0 | 2164.6409 | 0.00093661
[31 empty] | 2164.8816 | 0 | 2164.8706 | 0.00091834
[31 empty] | 2165.1113 | 0 | 2165.1001 | 0.00090563
[31 empty] | 2165.3411 | 0 | 2165.3298 | 0.00090007
[31 empty] | 2165.5706 | 0 | 2165.5596 | 0.00090007
[31 empty] | 2165.8005 | 0 | 2165.7893 | 0.00090722
[31 empty] | 2166.0303 | 0 | 2166.019 | 0.00091914
[31 empty] | 2166.26 | 0 | 2166.249 | 0.00093423
[31 empty] | 2166.49 | 0 | 2166.4788 | 0.00095091
[31 empty] | 2166.72 | 0 | 2166.7087 | 0.00096839
[31 empty] | 2166.95 | 0 | 2166.939 | 0.00098348
[31 empty] | 2167.1802 | 0 | 2167.1689 | 0.00099619
[31 empty] | 2167.4102 | 0 | 2167.3989 | 0.0010041
[31 empty] | 2167.6404 | 0 | 2167.6292 | 0.0010089
[31 empty] | 2167.8706 | 0 | 2167.8594 | 0.0010089
[31 empty] | 2168.1008 | 0 | 2168.0896 | 0.0010073
[31 empty] | 2168.3311 | 0 | 2168.3198 | 0.0010033
[31 empty] | 2168.5615 | 0 | 2168.5503 | 0.00099937
[31 empty] | 2168.792 | 0 | 2168.7808 | 0.00099699
[31 empty] | 2169.0222 | 0 | 2169.0112 | 0.00099699
[31 empty] | 2169.2529 | 0 | 2169.2417 | 0.0010002
[31 empty] | 2169.4834 | 0 | 2169.4722 | 0.0010057
[31 empty] | 2169.7139 | 0 | 2169.7029 | 0.0010137
[31 empty] | 2169.9446 | 0 | 2169.9333 | 0.0010224
[31 empty] | 2170.1753 | 0 | 2170.1641 | 0.0010304
[31 empty] | 2170.406 | 0 | 2170.3948 | 0.0010383
[31 empty] | 2170.637 | 0 | 2170.6257 | 0.0010439
[31 empty] | 2170.8677 | 0 | 2170.8564 | 0.001047
[31 empty] | 2171.0986 | 0 | 2171.0874 | 0.0010478
[31 empty] | 2171.3296 | 0 | 2171.3184 | 0.001047
[31 empty] | 2171.5606 | 0 | 2171.5493 | 0.0010431
[31 empty] | 2171.7915 | 0 | 2171.7805 | 0.0010375
[31 empty] | 2172.0227 | 0 | 2172.0115 | 0.0010311
[31 empty] | 2172.2539 | 0 | 2172.2427 | 0.0010248
[31 empty] | 2172.4851 | 0 | 2172.4739 | 0.00102
[31 empty] | 2172.7163 | 0 | 2172.7051 | 0.0010184
[31 empty] | 2172.9475 | 0 | 2172.9363 | 0.0010208
[31 empty] | 2173.1789 | 0 | 2173.1677 | 0.001028
[31 empty] | 2173.4102 | 0 | 2173.3992 | 0.0010383
[31 empty] | 2173.6416 | 0 | 2173.6306 | 0.0010526
[31 empty] | 2173.8733 | 0 | 2173.8621 | 0.0010677
[31 empty] | 2174.1047 | 0 | 2174.0935 | 0.001082
[31 empty] | 2174.3362 | 0 | 2174.3252 | 0.0010947
[31 empty] | 2174.5679 | 0 | 2174.5566 | 0.0011026
[31 empty] | 2174.7996 | 0 | 2174.7883 | 0.0011066
[31 empty] | 2175.0312 | 0 | 2175.02 | 0.001105
[31 empty] | 2175.2632 | 0 | 2175.2519 | 0.0010995
[31 empty] | 2175.4949 | 0 | 2175.4836 | 0.0010891
[31 empty] | 2175.7268 | 0 | 2175.7156 | 0.0010764
[31 empty] | 2175.9587 | 0 | 2175.9475 | 0.0010613
[31 empty] | 2176.1907 | 0 | 2176.1794 | 0.0010454
[31 empty] | 2176.4228 | 0 | 2176.4116 | 0.0010319
[31 empty] | 2176.6548 | 0 | 2176.6436 | 0.0010216
[31 empty] | 2176.887 | 0 | 2176.8757 | 0.0010168
[31 empty] | 2177.1191 | 0 | 2177.1079 | 0.0010176
[31 empty] | 2177.3513 | 0 | 2177.3401 | 0.001024
[31 empty] | 2177.5837 | 0 | 2177.5725 | 0.0010351
[31 empty] | 2177.8159 | 0 | 2177.8047 | 0.0010486
[31 empty] | 2178.0483 | 0 | 2178.0371 | 0.0010621
[31 empty] | 2178.2808 | 0 | 2178.2695 | 0.0010725
[31 empty] | 2178.5132 | 0 | 2178.5019 | 0.001078
[31 empty] | 2178.7458 | 0 | 2178.7346 | 0.0010764
[31 empty] | 2178.9783 | 0 | 2178.967 | 0.0010677
[31 empty] | 2179.2109 | 0 | 2179.1997 | 0.0010542
[31 empty] | 2179.4436 | 0 | 2179.4324 | 0.0010359
[31 empty] | 2179.6763 | 0 | 2179.665 | 0.0010176
[31 empty] | 2179.9092 | 0 | 2179.898 | 0.001001
[31 empty] | 2180.1418 | 0 | 2180.1306 | 0.00098745
[31 empty] | 2180.3748 | 0 | 2180.3635 | 0.00097872
[31 empty] | 2180.6077 | 0 | 2180.5964 | 0.00097554
[31 empty] | 2180.8408 | 0 | 2180.8296 | 0.00097554
[31 empty] | 2181.0737 | 0 | 2181.0625 | 0.00097951
[31 empty] | 2181.3069 | 0 | 2181.2957 | 0.00098507
[31 empty] | 2181.54 | 0 | 2181.5288 | 0.00099143
[31 empty] | 2181.7732 | 0 | 2181.762 | 0.00099778
[31 empty] | 2182.0064 | 0 | 2181.9951 | 0.0010049
[31 empty] | 2182.2395 | 0 | 2182.2283 | 0.0010121
[31 empty] | 2182.4729 | 0 | 2182.4617 | 0.00102
[31 empty] | 2182.7063 | 0 | 2182.6951 | 0.001028
[31 empty] | 2182.9397 | 0 | 2182.9285 | 0.0010351
[31 empty] | 2183.1731 | 0 | 2183.1619 | 0.0010415
[31 empty] | 2183.4067 | 0 | 2183.3955 | 0.0010462
[31 empty] | 2183.6401 | 0 | 2183.6289 | 0.0010486
[31 empty] | 2183.8738 | 0 | 2183.8625 | 0.0010486
[31 empty] | 2184.1074 | 0 | 2184.0962 | 0.0010478
[31 empty] | 2184.3413 | 0 | 2184.3301 | 0.001047
[31 empty] | 2184.575 | 0 | 2184.5637 | 0.001047
[31 empty] | 2184.8088 | 0 | 2184.7976 | 0.0010486
[31 empty] | 2185.0427 | 0 | 2185.0315 | 0.0010518
[31 empty] | 2185.2766 | 0 | 2185.2654 | 0.0010574
[31 empty] | 2185.5105 | 0 | 2185.4993 | 0.0010637
[31 empty] | 2185.7446 | 0 | 2185.7334 | 0.0010701
[31 empty] | 2185.9788 | 0 | 2185.9675 | 0.001078
[31 empty] | 2186.2129 | 0 | 2186.2017 | 0.0010852
[31 empty] | 2186.447 | 0 | 2186.4358 | 0.0010923
[31 empty] | 2186.6811 | 0 | 2186.6699 | 0.0010995
[31 empty] | 2186.9155 | 0 | 2186.9043 | 0.0011058
[31 empty] | 2187.1499 | 0 | 2187.1384 | 0.0011114
[31 empty] | 2187.3843 | 0 | 2187.3728 | 0.0011161
[31 empty] | 2187.6186 | 0 | 2187.6074 | 0.0011185
[31 empty] | 2187.853 | 0 | 2187.8418 | 0.0011177
[31 empty] | 2188.0876 | 0 | 2188.0764 | 0.0011138
[31 empty] | 2188.3223 | 0 | 2188.3108 | 0.0011058
[31 empty] | 2188.5569 | 0 | 2188.5454 | 0.0010955
[31 empty] | 2188.7915 | 0 | 2188.7803 | 0.0010812
[31 empty] | 2189.0261 | 0 | 2189.0149 | 0.0010653
[31 empty] | 2189.261 | 0 | 2189.2498 | 0.001047
[31 empty] | 2189.4958 | 0 | 2189.4846 | 0.001028
[31 empty] | 2189.7307 | 0 | 2189.7195 | 0.0010097
[31 empty] | 2189.9656 | 0 | 2189.9543 | 0.00099302
[31 empty] | 2190.2004 | 0 | 2190.1892 | 0.00098031
[31 empty] | 2190.4356 | 0 | 2190.4243 | 0.00097157
[31 empty] | 2190.6707 | 0 | 2190.6594 | 0.00096759
[31 empty] | 2190.9058 | 0 | 2190.8945 | 0.00096839
[31 empty] | 2191.1409 | 0 | 2191.1296 | 0.00097474
[31 empty] | 2191.3762 | 0 | 2191.365 | 0.00098507
[31 empty] | 2191.6116 | 0 | 2191.6001 | 0.00099858
[31 empty] | 2191.8467 | 0 | 2191.8355 | 0.0010137
[31 empty] | 2192.0823 | 0 | 2192.0708 | 0.0010296
[31 empty] | 2192.3176 | 0 | 2192.3064 | 0.0010439
[31 empty] | 2192.553 | 0 | 2192.5417 | 0.0010566
[31 empty] | 2192.7886 | 0 | 2192.7773 | 0.0010669
[31 empty] | 2193.0242 | 0 | 2193.0129 | 0.001074
[31 empty] | 2193.2598 | 0 | 2193.2485 | 0.0010788
[31 empty] | 2193.4956 | 0 | 2193.4841 | 0.0010812
[31 empty] | 2193.7312 | 0 | 2193.72 | 0.001082
[31 empty] | 2193.967 | 0 | 2193.9558 | 0.0010812
[31 empty] | 2194.2029 | 0 | 2194.1917 | 0.0010804
[31 empty] | 2194.4387 | 0 | 2194.4275 | 0.0010796
[31 empty] | 2194.6746 | 0 | 2194.6633 | 0.0010788
[31 empty] | 2194.9106 | 0 | 2194.8994 | 0.001078
[31 empty] | 2195.1467 | 0 | 2195.1355 | 0.001078
[31 empty] | 2195.3828 | 0 | 2195.3716 | 0.0010788
[31 empty] | 2195.6189 | 0 | 2195.6077 | 0.0010796
[31 empty] | 2195.8552 | 0 | 2195.8438 | 0.0010796
[31 empty] | 2196.0913 | 0 | 2196.0801 | 0.0010796
[31 empty] | 2196.3276 | 0 | 2196.3164 | 0.0010772
[31 empty] | 2196.564 | 0 | 2196.5527 | 0.0010725
[31 empty] | 2196.8003 | 0 | 2196.7891 | 0.0010645
[31 empty] | 2197.0369 | 0 | 2197.0256 | 0.0010526
[31 empty] | 2197.2732 | 0 | 2197.262 | 0.0010367
[31 empty] | 2197.5098 | 0 | 2197.4985 | 0.0010176
[31 empty] | 2197.7463 | 0 | 2197.7351 | 0.00099699
[31 empty] | 2197.9832 | 0 | 2197.9717 | 0.00097474
[31 empty] | 2198.2197 | 0 | 2198.2085 | 0.0009533
[31 empty] | 2198.4565 | 0 | 2198.4453 | 0.00093343
[31 empty] | 2198.6934 | 0 | 2198.6821 | 0.00091675
[31 empty] | 2198.9302 | 0 | 2198.9189 | 0.00090484
[31 empty] | 2199.167 | 0 | 2199.1558 | 0.00089848
[31 empty] | 2199.4041 | 0 | 2199.3928 | 0.00089848
[31 empty] | 2199.6411 | 0 | 2199.6296 | 0.00090563
[31 empty] | 2199.8782 | 0 | 2199.8667 | 0.00092072
[31 empty] | 2200.1152 | 0 | 2200.104 | 0.00094058
[31 empty] | 2200.3523 | 0 | 2200.3411 | 0.00096521
[31 empty] | 2200.5896 | 0 | 2200.5784 | 0.00099143
[31 empty] | 2200.8269 | 0 | 2200.8154 | 0.0010153
[31 empty] | 2201.0642 | 0 | 2201.0527 | 0.0010359
[31 empty] | 2201.3015 | 0 | 2201.2903 | 0.001051
[31 empty] | 2201.5391 | 0 | 2201.5276 | 0.001059
[31 empty] | 2201.7764 | 0 | 2201.7651 | 0.0010621
[31 empty] | 2202.0139 | 0 | 2202.0027 | 0.0010613
[31 empty] | 2202.2515 | 0 | 2202.2402 | 0.0010574
[31 empty] | 2202.489 | 0 | 2202.4778 | 0.0010534
[31 empty] | 2202.7268 | 0 | 2202.7156 | 0.0010502
[31 empty] | 2202.9646 | 0 | 2202.9531 | 0.0010486
[31 empty] | 2203.2024 | 0 | 2203.1909 | 0.0010478
[31 empty] | 2203.4402 | 0 | 2203.4287 | 0.0010486
[31 empty] | 2203.678 | 0 | 2203.6667 | 0.0010486
[31 empty] | 2203.916 | 0 | 2203.9045 | 0.0010486
[31 empty] | 2204.1538 | 0 | 2204.1426 | 0.0010454
[31 empty] | 2204.3918 | 0 | 2204.3806 | 0.0010407
[31 empty] | 2204.6299 | 0 | 2204.6186 | 0.0010327
[31 empty] | 2204.8682 | 0 | 2204.8567 | 0.001024
[31 empty] | 2205.1062 | 0 | 2205.095 | 0.0010137
[31 empty] | 2205.3445 | 0 | 2205.3333 | 0.0010041
[31 empty] | 2205.5828 | 0 | 2205.5715 | 0.00099699
[31 empty] | 2205.8211 | 0 | 2205.8098 | 0.00099302
[31 empty] | 2206.0596 | 0 | 2206.0481 | 0.00099302
[31 empty] | 2206.2981 | 0 | 2206.2866 | 0.00099778
[31 empty] | 2206.5364 | 0 | 2206.5251 | 0.0010073
[31 empty] | 2206.7751 | 0 | 2206.7637 | 0.0010208
[31 empty] | 2207.0137 | 0 | 2207.0022 | 0.0010359
[31 empty] | 2207.2522 | 0 | 2207.241 | 0.0010502
[31 empty] | 2207.491 | 0 | 2207.4797 | 0.0010621
[31 empty] | 2207.7297 | 0 | 2207.7183 | 0.0010685
[31 empty] | 2207.9685 | 0 | 2207.9573 | 0.0010677
[31 empty] | 2208.2073 | 0 | 2208.1961 | 0.0010613
[31 empty] | 2208.4463 | 0 | 2208.4351 | 0.0010502
[31 empty] | 2208.6853 | 0 | 2208.6738 | 0.0010359
[31 empty] | 2208.9243 | 0 | 2208.9128 | 0.0010232
[31 empty] | 2209.1633 | 0 | 2209.1519 | 0.0010145
[31 empty] | 2209.4023 | 0 | 2209.3911 | 0.0010105
[31 empty] | 2209.6416 | 0 | 2209.6301 | 0.0010121
[31 empty] | 2209.8809 | 0 | 2209.8694 | 0.0010176
[31 empty] | 2210.1201 | 0 | 2210.1086 | 0.0010256
[31 empty] | 2210.3594 | 0 | 2210.3481 | 0.0010335
[31 empty] | 2210.5989 | 0 | 2210.5874 | 0.0010399
[31 empty] | 2210.8381 | 0 | 2210.8269 | 0.0010431
[31 empty] | 2211.0776 | 0 | 2211.0664 | 0.0010431
[31 empty] | 2211.3171 | 0 | 2211.3059 | 0.0010383
[31 empty] | 2211.5569 | 0 | 2211.5454 | 0.0010311
[31 empty] | 2211.7964 | 0 | 2211.7852 | 0.0010224
[31 empty] | 2212.0361 | 0 | 2212.0247 | 0.0010121
[31 empty] | 2212.2759 | 0 | 2212.2644 | 0.0010025
[31 empty] | 2212.5156 | 0 | 2212.5042 | 0.00099381
[31 empty] | 2212.7554 | 0 | 2212.7441 | 0.00098745
[31 empty] | 2212.9954 | 0 | 2212.9839 | 0.00098507
[31 empty] | 2213.2353 | 0 | 2213.2239 | 0.00098666
[31 empty] | 2213.4753 | 0 | 2213.4639 | 0.00099222
[31 empty] | 2213.7153 | 0 | 2213.7039 | 0.0010018
[31 empty] | 2213.9553 | 0 | 2213.9441 | 0.0010137
[31 empty] | 2214.1956 | 0 | 2214.1843 | 0.0010264
[31 empty] | 2214.4358 | 0 | 2214.4243 | 0.0010391
[31 empty] | 2214.676 | 0 | 2214.6645 | 0.0010494
[31 empty] | 2214.9163 | 0 | 2214.905 | 0.0010566
[31 empty] | 2215.1567 | 0 | 2215.1453 | 0.0010605
[31 empty] | 2215.3972 | 0 | 2215.3857 | 0.0010613
[31 empty] | 2215.6377 | 0 | 2215.6262 | 0.0010597
[31 empty] | 2215.8782 | 0 | 2215.8667 | 0.0010574
[31 empty] | 2216.1186 | 0 | 2216.1072 | 0.001055
[31 empty] | 2216.3594 | 0 | 2216.3479 | 0.0010534
[31 empty] | 2216.5999 | 0 | 2216.5886 | 0.0010526
[31 empty] | 2216.8406 | 0 | 2216.8293 | 0.0010534
[31 empty] | 2217.0815 | 0 | 2217.0701 | 0.0010558
[31 empty] | 2217.3223 | 0 | 2217.3108 | 0.0010582
[31 empty] | 2217.5632 | 0 | 2217.5518 | 0.0010613
[31 empty] | 2217.8042 | 0 | 2217.7927 | 0.0010637
[31 empty] | 2218.0452 | 0 | 2218.0337 | 0.0010669
[31 empty] | 2218.2861 | 0 | 2218.2747 | 0.0010693
[31 empty] | 2218.5273 | 0 | 2218.5159 | 0.0010717
[31 empty] | 2218.7683 | 0 | 2218.7571 | 0.001074
[31 empty] | 2219.0095 | 0 | 2218.9983 | 0.0010764
[31 empty] | 2219.2507 | 0 | 2219.2395 | 0.0010796
[31 empty] | 2219.4922 | 0 | 2219.4807 | 0.0010844
[31 empty] | 2219.7334 | 0 | 2219.7222 | 0.0010923
[31 empty] | 2219.9749 | 0 | 2219.9634 | 0.0011019
[31 empty] | 2220.2163 | 0 | 2220.2048 | 0.0011138
[31 empty] | 2220.4578 | 0 | 2220.4465 | 0.0011273
[31 empty] | 2220.6995 | 0 | 2220.688 | 0.0011408
[31 empty] | 2220.9409 | 0 | 2220.9297 | 0.0011535
[31 empty] | 2221.1826 | 0 | 2221.1714 | 0.001163
[31 empty] | 2221.4243 | 0 | 2221.4131 | 0.001167
[31 empty] | 2221.6663 | 0 | 2221.6548 | 0.0011662
[31 empty] | 2221.908 | 0 | 2221.8967 | 0.0011598
[31 empty] | 2222.1499 | 0 | 2222.1384 | 0.0011479
[31 empty] | 2222.3918 | 0 | 2222.3804 | 0.0011336
[31 empty] | 2222.6338 | 0 | 2222.6223 | 0.0011185
[31 empty] | 2222.876 | 0 | 2222.8645 | 0.0011058
[31 empty] | 2223.1179 | 0 | 2223.1064 | 0.0010963
[31 empty] | 2223.3601 | 0 | 2223.3486 | 0.0010931
[31 empty] | 2223.6023 | 0 | 2223.5908 | 0.0010963
[31 empty] | 2223.8445 | 0 | 2223.833 | 0.0011034
[31 empty] | 2224.0869 | 0 | 2224.0754 | 0.0011146
[31 empty] | 2224.3291 | 0 | 2224.3179 | 0.0011273
[31 empty] | 2224.5715 | 0 | 2224.5603 | 0.0011392
[31 empty] | 2224.814 | 0 | 2224.8027 | 0.0011495
[31 empty] | 2225.0566 | 0 | 2225.0452 | 0.0011575
[31 empty] | 2225.2991 | 0 | 2225.2876 | 0.0011638
[31 empty] | 2225.5417 | 0 | 2225.5303 | 0.0011694
[31 empty] | 2225.7844 | 0 | 2225.773 | 0.0011749
[31 empty] | 2226.0271 | 0 | 2226.0156 | 0.0011813
[31 empty] | 2226.27 | 0 | 2226.2586 | 0.0011892
[31 empty] | 2226.5127 | 0 | 2226.5012 | 0.001198
[31 empty] | 2226.7556 | 0 | 2226.7441 | 0.0012059
[31 empty] | 2226.9985 | 0 | 2226.9871 | 0.0012107
[31 empty] | 2227.2417 | 0 | 2227.2302 | 0.0012123
[31 empty] | 2227.4846 | 0 | 2227.4731 | 0.0012083
[31 empty] | 2227.7278 | 0 | 2227.7163 | 0.0011996
[31 empty] | 2227.9709 | 0 | 2227.9595 | 0.0011861
[31 empty] | 2228.2141 | 0 | 2228.2026 | 0.0011686
[31 empty] | 2228.4573 | 0 | 2228.4458 | 0.0011495
[31 empty] | 2228.7007 | 0 | 2228.6892 | 0.0011304
[31 empty] | 2228.9441 | 0 | 2228.9326 | 0.001113
[31 empty] | 2229.1875 | 0 | 2229.176 | 0.0011003
[31 empty] | 2229.4309 | 0 | 2229.4194 | 0.0010907
[31 empty] | 2229.6743 | 0 | 2229.6628 | 0.0010852
[31 empty] | 2229.918 | 0 | 2229.9065 | 0.001082
[31 empty] | 2230.1616 | 0 | 2230.1501 | 0.0010804
[31 empty] | 2230.4053 | 0 | 2230.3938 | 0.0010788
[31 empty] | 2230.6489 | 0 | 2230.6375 | 0.0010748
[31 empty] | 2230.8928 | 0 | 2230.8814 | 0.0010685
[31 empty] | 2231.1367 | 0 | 2231.1252 | 0.0010582
[31 empty] | 2231.3806 | 0 | 2231.3691 | 0.0010462
[31 empty] | 2231.6245 | 0 | 2231.613 | 0.0010327
[31 empty] | 2231.8684 | 0 | 2231.8569 | 0.0010192
[31 empty] | 2232.1125 | 0 | 2232.1011 | 0.0010089
[31 empty] | 2232.3567 | 0 | 2232.3452 | 0.0010018
[31 empty] | 2232.6008 | 0 | 2232.5894 | 0.00099937
[31 empty] | 2232.845 | 0 | 2232.8335 | 0.001001
[31 empty] | 2233.0894 | 0 | 2233.0779 | 0.0010073
[31 empty] | 2233.3335 | 0 | 2233.322 | 0.0010168
[31 empty] | 2233.5779 | 0 | 2233.5664 | 0.0010264
[31 empty] | 2233.8225 | 0 | 2233.811 | 0.0010359
[31 empty] | 2234.0669 | 0 | 2234.0554 | 0.0010439
[31 empty] | 2234.3115 | 0 | 2234.3 | 0.0010478
[31 empty] | 2234.5559 | 0 | 2234.5444 | 0.0010494
[31 empty] | 2234.8005 | 0 | 2234.7891 | 0.0010478
[31 empty] | 2235.0454 | 0 | 2235.0339 | 0.0010447
[31 empty] | 2235.29 | 0 | 2235.2786 | 0.0010415
[31 empty] | 2235.5349 | 0 | 2235.5234 | 0.0010391
[31 empty] | 2235.7798 | 0 | 2235.7683 | 0.0010383
[31 empty] | 2236.0247 | 0 | 2236.0132 | 0.0010399
[31 empty] | 2236.2695 | 0 | 2236.2581 | 0.0010447
[31 empty] | 2236.5147 | 0 | 2236.5032 | 0.001051
[31 empty] | 2236.7598 | 0 | 2236.7483 | 0.001059
[31 empty] | 2237.0049 | 0 | 2236.9934 | 0.0010685
[31 empty] | 2237.25 | 0 | 2237.2385 | 0.001078
[31 empty] | 2237.4954 | 0 | 2237.4836 | 0.0010891
[31 empty] | 2237.7405 | 0 | 2237.729 | 0.0011003
[31 empty] | 2237.9858 | 0 | 2237.9744 | 0.0011114
[31 empty] | 2238.2312 | 0 | 2238.2197 | 0.0011217
[31 empty] | 2238.4768 | 0 | 2238.4653 | 0.0011304
[31 empty] | 2238.7222 | 0 | 2238.7107 | 0.0011384
[31 empty] | 2238.9678 | 0 | 2238.9563 | 0.001144
[31 empty] | 2239.2134 | 0 | 2239.2019 | 0.0011487
[31 empty] | 2239.459 | 0 | 2239.4475 | 0.0011535
[31 empty] | 2239.7048 | 0 | 2239.6934 | 0.0011583
[31 empty] | 2239.9504 | 0 | 2239.939 | 0.0011654
[31 empty] | 2240.1963 | 0 | 2240.1848 | 0.0011741
[31 empty] | 2240.4421 | 0 | 2240.4307 | 0.0011829
[31 empty] | 2240.6882 | 0 | 2240.6768 | 0.0011924
[31 empty] | 2240.9341 | 0 | 2240.9226 | 0.0011996
[31 empty] | 2241.1802 | 0 | 2241.1687 | 0.0012035
[31 empty] | 2241.4263 | 0 | 2241.4148 | 0.0012019
[31 empty] | 2241.6724 | 0 | 2241.6609 | 0.0011956
[31 empty] | 2241.9187 | 0 | 2241.9072 | 0.0011837
[31 empty] | 2242.1648 | 0 | 2242.1533 | 0.0011654
[31 empty] | 2242.4111 | 0 | 2242.3997 | 0.001144
[31 empty] | 2242.6575 | 0 | 2242.646 | 0.0011193
[31 empty] | 2242.9041 | 0 | 2242.8926 | 0.0010931
[31 empty] | 2243.1504 | 0 | 2243.1389 | 0.0010677
[31 empty] | 2243.397 | 0 | 2243.3855 | 0.0010439
[31 empty] | 2243.6436 | 0 | 2243.6321 | 0.0010248
[31 empty] | 2243.8901 | 0 | 2243.8787 | 0.0010105
[31 empty] | 2244.137 | 0 | 2244.1255 | 0.0010018
[31 empty] | 2244.3836 | 0 | 2244.3721 | 0.0010002
[31 empty] | 2244.6304 | 0 | 2244.6189 | 0.0010049
[31 empty] | 2244.8772 | 0 | 2244.8657 | 0.0010153
[31 empty] | 2245.1243 | 0 | 2245.1125 | 0.0010288
[31 empty] | 2245.3711 | 0 | 2245.3596 | 0.0010447
[31 empty] | 2245.6182 | 0 | 2245.6067 | 0.0010613
[31 empty] | 2245.8652 | 0 | 2245.8538 | 0.0010772
[31 empty] | 2246.1123 | 0 | 2246.1008 | 0.0010915
[31 empty] | 2246.3596 | 0 | 2246.3479 | 0.0011042
[31 empty] | 2246.6067 | 0 | 2246.5952 | 0.0011154
[31 empty] | 2246.854 | 0 | 2246.8425 | 0.0011257
[31 empty] | 2247.1013 | 0 | 2247.0898 | 0.0011344
[31 empty] | 2247.3489 | 0 | 2247.3372 | 0.001144
[31 empty] | 2247.5962 | 0 | 2247.5847 | 0.0011535
[31 empty] | 2247.8438 | 0 | 2247.8323 | 0.0011638
[31 empty] | 2248.0913 | 0 | 2248.0798 | 0.0011749
[31 empty] | 2248.3389 | 0 | 2248.3274 | 0.0011869
[31 empty] | 2248.5867 | 0 | 2248.575 | 0.0011972
[31 empty] | 2248.8342 | 0 | 2248.8227 | 0.0012059
[31 empty] | 2249.082 | 0 | 2249.0706 | 0.0012115
[31 empty] | 2249.3298 | 0 | 2249.3184 | 0.0012131
[31 empty] | 2249.5779 | 0 | 2249.5662 | 0.0012107
[31 empty] | 2249.8257 | 0 | 2249.8142 | 0.0012051
[31 empty] | 2250.0737 | 0 | 2250.0623 | 0.0011948
[31 empty] | 2250.3218 | 0 | 2250.3103 | 0.0011829
[31 empty] | 2250.5698 | 0 | 2250.5583 | 0.0011694
[31 empty] | 2250.8181 | 0 | 2250.8066 | 0.0011535
[31 empty] | 2251.0664 | 0 | 2251.0547 | 0.0011368
[31 empty] | 2251.3144 | 0 | 2251.303 | 0.0011193
[31 empty] | 2251.563 | 0 | 2251.5513 | 0.0011019
[31 empty] | 2251.8113 | 0 | 2251.7998 | 0.0010844
[31 empty] | 2252.0598 | 0 | 2252.0481 | 0.0010677
[31 empty] | 2252.3081 | 0 | 2252.2966 | 0.001055
[31 empty] | 2252.5566 | 0 | 2252.5452 | 0.001047
[31 empty] | 2252.8054 | 0 | 2252.7937 | 0.0010439
[31 empty] | 2253.0539 | 0 | 2253.0425 | 0.001047
[31 empty] | 2253.3027 | 0 | 2253.291 | 0.001055
[31 empty] | 2253.5515 | 0 | 2253.5398 | 0.0010677
[31 empty] | 2253.8003 | 0 | 2253.7888 | 0.0010828
[31 empty] | 2254.0491 | 0 | 2254.0376 | 0.0010987
[31 empty] | 2254.2981 | 0 | 2254.2866 | 0.0011161
[31 empty] | 2254.5471 | 0 | 2254.5354 | 0.0011344
[31 empty] | 2254.7961 | 0 | 2254.7844 | 0.0011527
[31 empty] | 2255.0452 | 0 | 2255.0337 | 0.0011718
[31 empty] | 2255.2944 | 0 | 2255.2827 | 0.0011908
[31 empty] | 2255.5435 | 0 | 2255.532 | 0.0012091
[31 empty] | 2255.7927 | 0 | 2255.7812 | 0.0012242
[31 empty] | 2256.0422 | 0 | 2256.0305 | 0.0012353
[31 empty] | 2256.2915 | 0 | 2256.28 | 0.0012401
[31 empty] | 2256.541 | 0 | 2256.5293 | 0.0012361
[31 empty] | 2256.7903 | 0 | 2256.7788 | 0.001225
[31 empty] | 2257.04 | 0 | 2257.0283 | 0.0012075
[31 empty] | 2257.2895 | 0 | 2257.2778 | 0.0011876
[31 empty] | 2257.5391 | 0 | 2257.5276 | 0.001167
[31 empty] | 2257.7888 | 0 | 2257.7773 | 0.0011495
[31 empty] | 2258.0386 | 0 | 2258.0271 | 0.0011368
[31 empty] | 2258.2883 | 0 | 2258.2769 | 0.0011289
[31 empty] | 2258.5383 | 0 | 2258.5266 | 0.0011257
[31 empty] | 2258.7883 | 0 | 2258.7766 | 0.0011249
[31 empty] | 2259.0381 | 0 | 2259.0266 | 0.0011233
[31 empty] | 2259.2883 | 0 | 2259.2766 | 0.0011209
[31 empty] | 2259.5383 | 0 | 2259.5266 | 0.0011161
[31 empty] | 2259.7883 | 0 | 2259.7769 | 0.0011098
[31 empty] | 2260.0386 | 0 | 2260.0271 | 0.0011034
[31 empty] | 2260.2888 | 0 | 2260.2773 | 0.0010963
[31 empty] | 2260.5393 | 0 | 2260.5276 | 0.0010923
[31 empty] | 2260.7895 | 0 | 2260.7781 | 0.0010899
[31 empty] | 2261.04 | 0 | 2261.0283 | 0.0010907
[31 empty] | 2261.2905 | 0 | 2261.2788 | 0.0010939
[31 empty] | 2261.541 | 0 | 2261.5293 | 0.0010995
[31 empty] | 2261.7915 | 0 | 2261.78 | 0.0011066
[31 empty] | 2262.0422 | 0 | 2262.0305 | 0.0011146
[31 empty] | 2262.293 | 0 | 2262.2812 | 0.0011217
[31 empty] | 2262.5437 | 0 | 2262.532 | 0.0011281
[31 empty] | 2262.7944 | 0 | 2262.783 | 0.0011312
[31 empty] | 2263.0454 | 0 | 2263.0337 | 0.001132
[31 empty] | 2263.2964 | 0 | 2263.2847 | 0.0011297
[31 empty] | 2263.5474 | 0 | 2263.5356 | 0.0011233
[31 empty] | 2263.7983 | 0 | 2263.7866 | 0.001113
[31 empty] | 2264.0493 | 0 | 2264.0378 | 0.0011011
[31 empty] | 2264.3005 | 0 | 2264.2888 | 0.0010876
[31 empty] | 2264.5518 | 0 | 2264.54 | 0.001074
[31 empty] | 2264.803 | 0 | 2264.7913 | 0.0010605
[31 empty] | 2265.0542 | 0 | 2265.0427 | 0.0010502
[31 empty] | 2265.3057 | 0 | 2265.2939 | 0.0010415
[31 empty] | 2265.5571 | 0 | 2265.5454 | 0.0010375
[31 empty] | 2265.8086 | 0 | 2265.7969 | 0.0010375
[31 empty] | 2266.0601 | 0 | 2266.0483 | 0.0010423
[31 empty] | 2266.3118 | 0 | 2266.3 | 0.001051
[31 empty] | 2266.5632 | 0 | 2266.5518 | 0.0010629
[31 empty] | 2266.8149 | 0 | 2266.8035 | 0.001078
[31 empty] | 2267.0667 | 0 | 2267.0552 | 0.0010939
[31 empty] | 2267.3186 | 0 | 2267.3069 | 0.0011098
[31 empty] | 2267.5706 | 0 | 2267.5588 | 0.0011257
[31 empty] | 2267.8223 | 0 | 2267.8108 | 0.00114
[31 empty] | 2268.0742 | 0 | 2268.0627 | 0.0011527
[31 empty] | 2268.3264 | 0 | 2268.3147 | 0.0011654
[31 empty] | 2268.5784 | 0 | 2268.5669 | 0.0011781
[31 empty] | 2268.8306 | 0 | 2268.8191 | 0.00119
[31 empty] | 2269.0828 | 0 | 2269.0713 | 0.0012004
[31 empty] | 2269.335 | 0 | 2269.3235 | 0.0012099
[31 empty] | 2269.5874 | 0 | 2269.5757 | 0.0012147
[31 empty] | 2269.8398 | 0 | 2269.8281 | 0.0012155
[31 empty] | 2270.0923 | 0 | 2270.0806 | 0.0012107
[31 empty] | 2270.3447 | 0 | 2270.333 | 0.0012004
[31 empty] | 2270.5972 | 0 | 2270.5857 | 0.0011869
[31 empty] | 2270.8499 | 0 | 2270.8381 | 0.001171
[31 empty] | 2271.1025 | 0 | 2271.0908 | 0.0011567
[31 empty] | 2271.3552 | 0 | 2271.3435 | 0.0011463
[31 empty] | 2271.6079 | 0 | 2271.5964 | 0.0011416
[31 empty] | 2271.8608 | 0 | 2271.8491 | 0.0011432
[31 empty] | 2272.1138 | 0 | 2272.102 | 0.0011511
[31 empty] | 2272.3667 | 0 | 2272.355 | 0.0011638
[31 empty] | 2272.6196 | 0 | 2272.6079 | 0.0011797
[31 empty] | 2272.8726 | 0 | 2272.8611 | 0.0011948
[31 empty] | 2273.1257 | 0 | 2273.114 | 0.0012075
[31 empty] | 2273.3789 | 0 | 2273.3672 | 0.001217
[31 empty] | 2273.6321 | 0 | 2273.6204 | 0.0012218
[31 empty] | 2273.8855 | 0 | 2273.8738 | 0.0012226
[31 empty] | 2274.1387 | 0 | 2274.1269 | 0.001221
[31 empty] | 2274.3921 | 0 | 2274.3804 | 0.0012186
[31 empty] | 2274.6455 | 0 | 2274.6338 | 0.0012162
[31 empty] | 2274.8989 | 0 | 2274.8875 | 0.0012162
[31 empty] | 2275.1526 | 0 | 2275.1409 | 0.0012178
[31 empty] | 2275.4062 | 0 | 2275.3945 | 0.0012218
[31 empty] | 2275.6599 | 0 | 2275.6482 | 0.0012274
[31 empty] | 2275.9136 | 0 | 2275.9019 | 0.0012329
[31 empty] | 2276.1675 | 0 | 2276.1558 | 0.0012393
[31 empty] | 2276.4211 | 0 | 2276.4097 | 0.0012441
[31 empty] | 2276.675 | 0 | 2276.6633 | 0.0012472
[31 empty] | 2276.9289 | 0 | 2276.9175 | 0.0012488
[31 empty] | 2277.1831 | 0 | 2277.1714 | 0.0012488
[31 empty] | 2277.4373 | 0 | 2277.4255 | 0.0012472
[31 empty] | 2277.6912 | 0 | 2277.6797 | 0.0012441
[31 empty] | 2277.9456 | 0 | 2277.9338 | 0.0012385
[31 empty] | 2278.1997 | 0 | 2278.188 | 0.0012321
[31 empty] | 2278.4539 | 0 | 2278.4424 | 0.0012242
[31 empty] | 2278.7083 | 0 | 2278.6965 | 0.0012155
[31 empty] | 2278.9626 | 0 | 2278.9509 | 0.0012075
[31 empty] | 2279.2173 | 0 | 2279.2056 | 0.0012012
[31 empty] | 2279.4717 | 0 | 2279.46 | 0.0011972
[31 empty] | 2279.7263 | 0 | 2279.7146 | 0.0011964
[31 empty] | 2279.981 | 0 | 2279.9692 | 0.001198
[31 empty] | 2280.2356 | 0 | 2280.2239 | 0.0012019
[31 empty] | 2280.4902 | 0 | 2280.4788 | 0.0012067
[31 empty] | 2280.7451 | 0 | 2280.7334 | 0.0012115
[31 empty] | 2281 | 0 | 2280.9883 | 0.0012155
[31 empty] | 2281.2549 | 0 | 2281.2432 | 0.001217
[31 empty] | 2281.51 | 0 | 2281.4983 | 0.0012178
[31 empty] | 2281.7649 | 0 | 2281.7532 | 0.0012186
[31 empty] | 2282.02 | 0 | 2282.0083 | 0.0012194
[31 empty] | 2282.2751 | 0 | 2282.2634 | 0.0012218
[31 empty] | 2282.5303 | 0 | 2282.5188 | 0.0012266
[31 empty] | 2282.7856 | 0 | 2282.7739 | 0.0012321
[31 empty] | 2283.041 | 0 | 2283.0293 | 0.0012393
[31 empty] | 2283.2964 | 0 | 2283.2847 | 0.0012456
[31 empty] | 2283.5518 | 0 | 2283.54 | 0.0012512
[31 empty] | 2283.8071 | 0 | 2283.7957 | 0.0012528
[31 empty] | 2284.0627 | 0 | 2284.051 | 0.0012504
[31 empty] | 2284.3184 | 0 | 2284.3066 | 0.0012425
[31 empty] | 2284.574 | 0 | 2284.5623 | 0.0012305
[31 empty] | 2284.8298 | 0 | 2284.8181 | 0.0012147
[31 empty] | 2285.0855 | 0 | 2285.0737 | 0.0011964
[31 empty] | 2285.3413 | 0 | 2285.3296 | 0.0011781
[31 empty] | 2285.5972 | 0 | 2285.5855 | 0.001163
[31 empty] | 2285.8533 | 0 | 2285.8416 | 0.0011519
[31 empty] | 2286.1091 | 0 | 2286.0974 | 0.0011479
[31 empty] | 2286.3652 | 0 | 2286.3535 | 0.0011511
[31 empty] | 2286.6213 | 0 | 2286.6096 | 0.001163
[31 empty] | 2286.8774 | 0 | 2286.866 | 0.0011821
[31 empty] | 2287.1338 | 0 | 2287.1221 | 0.0012043
[31 empty] | 2287.3901 | 0 | 2287.3784 | 0.001229
[31 empty] | 2287.6465 | 0 | 2287.6348 | 0.0012496
[31 empty] | 2287.9028 | 0 | 2287.8911 | 0.0012647
[31 empty] | 2288.1592 | 0 | 2288.1475 | 0.0012711
[31 empty] | 2288.4158 | 0 | 2288.4041 | 0.0012695
[31 empty] | 2288.6724 | 0 | 2288.6606 | 0.0012607
[31 empty] | 2288.9289 | 0 | 2288.9172 | 0.001248
[31 empty] | 2289.1858 | 0 | 2289.1741 | 0.0012361
[31 empty] | 2289.4424 | 0 | 2289.4307 | 0.0012282
[31 empty] | 2289.6992 | 0 | 2289.6875 | 0.0012258
[31 empty] | 2289.9561 | 0 | 2289.9443 | 0.0012305
[31 empty] | 2290.2131 | 0 | 2290.2014 | 0.0012417
[31 empty] | 2290.47 | 0 | 2290.4583 | 0.001256
[31 empty] | 2290.727 | 0 | 2290.7153 | 0.0012726
[31 empty] | 2290.9841 | 0 | 2290.9724 | 0.0012862
[31 empty] | 2291.2414 | 0 | 2291.2295 | 0.0012965
[31 empty] | 2291.4985 | 0 | 2291.4868 | 0.0013012
[31 empty] | 2291.7559 | 0 | 2291.7441 | 0.0013012
[31 empty] | 2292.0132 | 0 | 2292.0015 | 0.0012973
[31 empty] | 2292.2705 | 0 | 2292.2588 | 0.0012909
[31 empty] | 2292.5281 | 0 | 2292.5164 | 0.0012838
[31 empty] | 2292.7854 | 0 | 2292.7737 | 0.0012774
[31 empty] | 2293.043 | 0 | 2293.0312 | 0.0012711
[31 empty] | 2293.3005 | 0 | 2293.2888 | 0.0012639
[31 empty] | 2293.5583 | 0 | 2293.5466 | 0.0012568
[31 empty] | 2293.8162 | 0 | 2293.8042 | 0.0012464
[31 empty] | 2294.0737 | 0 | 2294.062 | 0.0012329
[31 empty] | 2294.3318 | 0 | 2294.3201 | 0.001217
[31 empty] | 2294.5896 | 0 | 2294.5779 | 0.0011996
[31 empty] | 2294.8477 | 0 | 2294.8359 | 0.0011821
[31 empty] | 2295.1055 | 0 | 2295.0938 | 0.0011678
[31 empty] | 2295.3638 | 0 | 2295.3518 | 0.0011575
[31 empty] | 2295.6218 | 0 | 2295.6101 | 0.0011535
[31 empty] | 2295.8799 | 0 | 2295.8682 | 0.0011567
[31 empty] | 2296.1382 | 0 | 2296.1265 | 0.001167
[31 empty] | 2296.3965 | 0 | 2296.3848 | 0.0011821
[31 empty] | 2296.655 | 0 | 2296.6431 | 0.0011996
[31 empty] | 2296.9133 | 0 | 2296.9016 | 0.0012162
[31 empty] | 2297.1719 | 0 | 2297.1602 | 0.0012305
[31 empty] | 2297.4304 | 0 | 2297.4187 | 0.0012385
[31 empty] | 2297.689 | 0 | 2297.6773 | 0.0012401
[31 empty] | 2297.9477 | 0 | 2297.9358 | 0.0012353
[31 empty] | 2298.2063 | 0 | 2298.1946 | 0.0012242
[31 empty] | 2298.4651 | 0 | 2298.4534 | 0.0012091
[31 empty] | 2298.7239 | 0 | 2298.7122 | 0.00119
[31 empty] | 2298.9829 | 0 | 2298.9712 | 0.0011694
[31 empty] | 2299.2419 | 0 | 2299.23 | 0.0011479
[31 empty] | 2299.5007 | 0 | 2299.489 | 0.0011281
[31 empty] | 2299.76 | 0 | 2299.7481 | 0.001109
[31 empty] | 2300.019 | 0 | 2300.0073 | 0.0010915
[31 empty] | 2300.2783 | 0 | 2300.2664 | 0.001078
[31 empty] | 2300.5376 | 0 | 2300.5256 | 0.0010677
[31 empty] | 2300.7969 | 0 | 2300.7849 | 0.0010613
[31 empty] | 2301.0561 | 0 | 2301.0444 | 0.0010605
[31 empty] | 2301.3157 | 0 | 2301.3037 | 0.0010653
[31 empty] | 2301.575 | 0 | 2301.5632 | 0.0010764
[31 empty] | 2301.8345 | 0 | 2301.8227 | 0.0010939
[31 empty] | 2302.0942 | 0 | 2302.0825 | 0.0011169
[31 empty] | 2302.3538 | 0 | 2302.342 | 0.0011447
[31 empty] | 2302.6135 | 0 | 2302.6018 | 0.0011757
[31 empty] | 2302.8733 | 0 | 2302.8616 | 0.0012075
[31 empty] | 2303.1331 | 0 | 2303.1213 | 0.0012377
[31 empty] | 2303.3931 | 0 | 2303.3814 | 0.0012623
[31 empty] | 2303.6531 | 0 | 2303.6411 | 0.0012806
[31 empty] | 2303.9131 | 0 | 2303.9011 | 0.0012901
[31 empty] | 2304.1731 | 0 | 2304.1614 | 0.0012917
[31 empty] | 2304.4331 | 0 | 2304.4214 | 0.0012846
[31 empty] | 2304.6934 | 0 | 2304.6816 | 0.0012719
[31 empty] | 2304.9536 | 0 | 2304.9419 | 0.0012544
[31 empty] | 2305.2139 | 0 | 2305.2022 | 0.0012353
[31 empty] | 2305.4744 | 0 | 2305.4624 | 0.0012162
[31 empty] | 2305.7346 | 0 | 2305.7229 | 0.0011996
[31 empty] | 2305.9951 | 0 | 2305.9834 | 0.0011876
[31 empty] | 2306.2556 | 0 | 2306.2439 | 0.0011797
[31 empty] | 2306.5164 | 0 | 2306.5044 | 0.0011781
[31 empty] | 2306.7769 | 0 | 2306.7651 | 0.0011813
[31 empty] | 2307.0376 | 0 | 2307.0259 | 0.0011892
[31 empty] | 2307.2983 | 0 | 2307.2866 | 0.0012012
[31 empty] | 2307.5593 | 0 | 2307.5474 | 0.0012162
[31 empty] | 2307.8201 | 0 | 2307.8083 | 0.0012329
[31 empty] | 2308.0811 | 0 | 2308.0693 | 0.0012504
[31 empty] | 2308.342 | 0 | 2308.3303 | 0.0012671
[31 empty] | 2308.6033 | 0 | 2308.5913 | 0.001283
[31 empty] | 2308.8643 | 0 | 2308.8525 | 0.0012973
[31 empty] | 2309.1255 | 0 | 2309.1138 | 0.0013108
[31 empty] | 2309.3867 | 0 | 2309.375 | 0.0013235
[31 empty] | 2309.648 | 0 | 2309.6362 | 0.0013362
[31 empty] | 2309.9094 | 0 | 2309.8975 | 0.0013497
[31 empty] | 2310.1709 | 0 | 2310.1589 | 0.0013632
[31 empty] | 2310.4324 | 0 | 2310.4204 | 0.0013767
[31 empty] | 2310.6939 | 0 | 2310.6819 | 0.0013894
[31 empty] | 2310.9553 | 0 | 2310.9436 | 0.0013998
[31 empty] | 2311.217 | 0 | 2311.2053 | 0.0014069
[31 empty] | 2311.4788 | 0 | 2311.467 | 0.0014085
[31 empty] | 2311.7405 | 0 | 2311.7288 | 0.0014037
[31 empty] | 2312.0024 | 0 | 2311.9905 | 0.0013926
[31 empty] | 2312.2642 | 0 | 2312.2524 | 0.0013727
[31 empty] | 2312.5261 | 0 | 2312.5144 | 0.0013473
[31 empty] | 2312.7883 | 0 | 2312.7764 | 0.0013155
[31 empty] | 2313.0503 | 0 | 2313.0386 | 0.0012822
[31 empty] | 2313.3125 | 0 | 2313.3005 | 0.0012488
[31 empty] | 2313.5747 | 0 | 2313.5627 | 0.0012202
[31 empty] | 2313.8369 | 0 | 2313.825 | 0.001198
[31 empty] | 2314.0991 | 0 | 2314.0874 | 0.0011861
[31 empty] | 2314.3616 | 0 | 2314.3499 | 0.0011845
[31 empty] | 2314.624 | 0 | 2314.6121 | 0.0011932
[31 empty] | 2314.8865 | 0 | 2314.8748 | 0.0012099
[31 empty] | 2315.1489 | 0 | 2315.1372 | 0.0012305
[31 empty] | 2315.4116 | 0 | 2315.3999 | 0.001252
[31 empty] | 2315.6743 | 0 | 2315.6624 | 0.0012711
[31 empty] | 2315.937 | 0 | 2315.9253 | 0.0012846
[31 empty] | 2316.1997 | 0 | 2316.188 | 0.0012917
[31 empty] | 2316.4626 | 0 | 2316.4509 | 0.0012925
[31 empty] | 2316.7256 | 0 | 2316.7136 | 0.0012862
[31 empty] | 2316.9885 | 0 | 2316.9768 | 0.0012774
[31 empty] | 2317.2515 | 0 | 2317.2398 | 0.0012663
[31 empty] | 2317.5147 | 0 | 2317.5027 | 0.0012576
[31 empty] | 2317.7778 | 0 | 2317.7659 | 0.001252
[31 empty] | 2318.041 | 0 | 2318.0291 | 0.0012536
[31 empty] | 2318.3042 | 0 | 2318.2925 | 0.0012623
[31 empty] | 2318.5676 | 0 | 2318.5557 | 0.0012782
[31 empty] | 2318.8311 | 0 | 2318.8191 | 0.0012989
[31 empty] | 2319.0945 | 0 | 2319.0825 | 0.0013235
[31 empty] | 2319.3579 | 0 | 2319.3459 | 0.0013489
[31 empty] | 2319.6216 | 0 | 2319.6096 | 0.001372
[31 empty] | 2319.885 | 0 | 2319.8733 | 0.001391
[31 empty] | 2320.1487 | 0 | 2320.137 | 0.0014037
[31 empty] | 2320.4126 | 0 | 2320.4006 | 0.0014109
[31 empty] | 2320.6763 | 0 | 2320.6645 | 0.0014125
[31 empty] | 2320.9402 | 0 | 2320.9282 | 0.0014101
[31 empty] | 2321.2041 | 0 | 2321.1921 | 0.0014045
[31 empty] | 2321.468 | 0 | 2321.4563 | 0.0013974
[31 empty] | 2321.7322 | 0 | 2321.7202 | 0.0013894
[31 empty] | 2321.9963 | 0 | 2321.9844 | 0.0013799
[31 empty] | 2322.2605 | 0 | 2322.2485 | 0.0013688
[31 empty] | 2322.5247 | 0 | 2322.5127 | 0.0013545
[31 empty] | 2322.7888 | 0 | 2322.7771 | 0.0013354
[31 empty] | 2323.0532 | 0 | 2323.0415 | 0.0013124
[31 empty] | 2323.3176 | 0 | 2323.3059 | 0.0012862
[31 empty] | 2323.582 | 0 | 2323.5703 | 0.0012576
[31 empty] | 2323.8467 | 0 | 2323.8347 | 0.0012305
[31 empty] | 2324.1113 | 0 | 2324.0994 | 0.0012051
[31 empty] | 2324.376 | 0 | 2324.364 | 0.0011853
[31 empty] | 2324.6406 | 0 | 2324.6287 | 0.001171
[31 empty] | 2324.9053 | 0 | 2324.8936 | 0.0011638
[31 empty] | 2325.1702 | 0 | 2325.1582 | 0.001163
[31 empty] | 2325.4351 | 0 | 2325.4231 | 0.0011686
[31 empty] | 2325.7 | 0 | 2325.6882 | 0.0011797
[31 empty] | 2325.9651 | 0 | 2325.9531 | 0.0011948
[31 empty] | 2326.23 | 0 | 2326.2183 | 0.0012131
[31 empty] | 2326.4951 | 0 | 2326.4834 | 0.0012345
[31 empty] | 2326.7605 | 0 | 2326.7485 | 0.001256
[31 empty] | 2327.0256 | 0 | 2327.0137 | 0.0012774
[31 empty] | 2327.291 | 0 | 2327.2791 | 0.0012973
[31 empty] | 2327.5564 | 0 | 2327.5444 | 0.0013155
[31 empty] | 2327.8218 | 0 | 2327.8098 | 0.0013314
[31 empty] | 2328.0872 | 0 | 2328.0754 | 0.0013449
[31 empty] | 2328.3528 | 0 | 2328.3408 | 0.0013553
[31 empty] | 2328.6184 | 0 | 2328.6064 | 0.0013616
[31 empty] | 2328.884 | 0 | 2328.8721 | 0.001364
[31 empty] | 2329.1499 | 0 | 2329.1379 | 0.0013608
[31 empty] | 2329.4155 | 0 | 2329.4038 | 0.0013529
[31 empty] | 2329.6814 | 0 | 2329.6697 | 0.0013394
[31 empty] | 2329.9473 | 0 | 2329.9356 | 0.0013211
[31 empty] | 2330.2134 | 0 | 2330.2014 | 0.0013012
[31 empty] | 2330.4795 | 0 | 2330.4675 | 0.0012798
[31 empty] | 2330.7456 | 0 | 2330.7336 | 0.0012599
[31 empty] | 2331.0117 | 0 | 2330.9998 | 0.0012441
[31 empty] | 2331.2778 | 0 | 2331.2659 | 0.0012313
[31 empty] | 2331.5442 | 0 | 2331.5322 | 0.0012226
[31 empty] | 2331.8106 | 0 | 2331.7986 | 0.001217
[31 empty] | 2332.0769 | 0 | 2332.0649 | 0.0012139
[31 empty] | 2332.3433 | 0 | 2332.3315 | 0.0012131
[31 empty] | 2332.6099 | 0 | 2332.5979 | 0.0012131
[31 empty] | 2332.8765 | 0 | 2332.8645 | 0.0012147
[31 empty] | 2333.1431 | 0 | 2333.1311 | 0.0012186
[31 empty] | 2333.4099 | 0 | 2333.398 | 0.001225
[31 empty] | 2333.6765 | 0 | 2333.6645 | 0.0012345
[31 empty] | 2333.9434 | 0 | 2333.9314 | 0.0012456
[31 empty] | 2334.2102 | 0 | 2334.1985 | 0.0012591
[31 empty] | 2334.4773 | 0 | 2334.4653 | 0.0012719
[31 empty] | 2334.7441 | 0 | 2334.7324 | 0.0012838
[31 empty] | 2335.0112 | 0 | 2334.9995 | 0.0012933
[31 empty] | 2335.2786 | 0 | 2335.2666 | 0.0013012
[31 empty] | 2335.5457 | 0 | 2335.5337 | 0.0013068
[31 empty] | 2335.813 | 0 | 2335.801 | 0.00131
[31 empty] | 2336.0803 | 0 | 2336.0684 | 0.0013124
[31 empty] | 2336.3477 | 0 | 2336.3357 | 0.0013132
[31 empty] | 2336.615 | 0 | 2336.603 | 0.0013124
[31 empty] | 2336.8826 | 0 | 2336.8706 | 0.0013116
[31 empty] | 2337.1501 | 0 | 2337.1382 | 0.0013108
[31 empty] | 2337.4177 | 0 | 2337.4058 | 0.0013092
[31 empty] | 2337.6853 | 0 | 2337.6736 | 0.0013084
[31 empty] | 2337.9531 | 0 | 2337.9412 | 0.0013068
[31 empty] | 2338.2209 | 0 | 2338.209 | 0.0013052
[31 empty] | 2338.4888 | 0 | 2338.4768 | 0.0013036
[31 empty] | 2338.7568 | 0 | 2338.7449 | 0.001302
[31 empty] | 2339.0247 | 0 | 2339.0127 | 0.0013005
[31 empty] | 2339.2927 | 0 | 2339.2808 | 0.0012989
[31 empty] | 2339.561 | 0 | 2339.5491 | 0.0012989
[31 empty] | 2339.8291 | 0 | 2339.8171 | 0.0012997
[31 empty] | 2340.0974 | 0 | 2340.0855 | 0.0013012
[31 empty] | 2340.3657 | 0 | 2340.3538 | 0.0013036
[31 empty] | 2340.634 | 0 | 2340.6221 | 0.0013068
[31 empty] | 2340.9023 | 0 | 2340.8904 | 0.0013092
[31 empty] | 2341.1709 | 0 | 2341.1589 | 0.0013124
[31 empty] | 2341.4394 | 0 | 2341.4275 | 0.0013155
[31 empty] | 2341.708 | 0 | 2341.6961 | 0.0013187
[31 empty] | 2341.9768 | 0 | 2341.9648 | 0.0013211
[31 empty] | 2342.2454 | 0 | 2342.2334 | 0.0013243
[31 empty] | 2342.5142 | 0 | 2342.5022 | 0.0013267
[31 empty] | 2342.7832 | 0 | 2342.7712 | 0.0013275
[31 empty] | 2343.052 | 0 | 2343.04 | 0.0013267
[31 empty] | 2343.3211 | 0 | 2343.3091 | 0.0013243
[31 empty] | 2343.5901 | 0 | 2343.5781 | 0.0013203
[31 empty] | 2343.8591 | 0 | 2343.8472 | 0.001314
[31 empty] | 2344.1282 | 0 | 2344.1162 | 0.0013076
[31 empty] | 2344.3975 | 0 | 2344.3855 | 0.0013012
[31 empty] | 2344.6667 | 0 | 2344.6548 | 0.0012957
[31 empty] | 2344.936 | 0 | 2344.9241 | 0.0012933
[31 empty] | 2345.2056 | 0 | 2345.1936 | 0.0012933
[31 empty] | 2345.4751 | 0 | 2345.4631 | 0.0012965
[31 empty] | 2345.7446 | 0 | 2345.7327 | 0.001302
[31 empty] | 2346.0142 | 0 | 2346.0022 | 0.00131
[31 empty] | 2346.2837 | 0 | 2346.2717 | 0.0013171
[31 empty] | 2346.5535 | 0 | 2346.5415 | 0.0013227
[31 empty] | 2346.8232 | 0 | 2346.8113 | 0.0013235
[31 empty] | 2347.0933 | 0 | 2347.0811 | 0.0013187
[31 empty] | 2347.363 | 0 | 2347.3511 | 0.001306
[31 empty] | 2347.6331 | 0 | 2347.6211 | 0.0012869
[31 empty] | 2347.9031 | 0 | 2347.8911 | 0.0012615
[31 empty] | 2348.1731 | 0 | 2348.1611 | 0.0012329
[31 empty] | 2348.4434 | 0 | 2348.4314 | 0.0012043
[31 empty] | 2348.7136 | 0 | 2348.7014 | 0.0011781
[31 empty] | 2348.9839 | 0 | 2348.9717 | 0.0011575
[31 empty] | 2349.2542 | 0 | 2349.2422 | 0.0011463
[31 empty] | 2349.5244 | 0 | 2349.5125 | 0.0011447
[31 empty] | 2349.7949 | 0 | 2349.783 | 0.0011543
[31 empty] | 2350.0654 | 0 | 2350.0535 | 0.0011741
[31 empty] | 2350.3362 | 0 | 2350.3242 | 0.0012027
[31 empty] | 2350.6067 | 0 | 2350.5947 | 0.0012369
[31 empty] | 2350.8774 | 0 | 2350.8655 | 0.0012734
[31 empty] | 2351.1482 | 0 | 2351.1362 | 0.00131
[31 empty] | 2351.4192 | 0 | 2351.407 | 0.0013434
[31 empty] | 2351.6899 | 0 | 2351.678 | 0.0013712
[31 empty] | 2351.9609 | 0 | 2351.949 | 0.0013926
[31 empty] | 2352.2319 | 0 | 2352.22 | 0.0014061
[31 empty] | 2352.5032 | 0 | 2352.491 | 0.0014125
[31 empty] | 2352.7742 | 0 | 2352.7622 | 0.0014125
[31 empty] | 2353.0454 | 0 | 2353.0334 | 0.0014069
[31 empty] | 2353.3167 | 0 | 2353.3047 | 0.0013982
[31 empty] | 2353.5881 | 0 | 2353.5759 | 0.0013878
[31 empty] | 2353.8594 | 0 | 2353.8474 | 0.0013759
[31 empty] | 2354.1309 | 0 | 2354.1189 | 0.001364
[31 empty] | 2354.4023 | 0 | 2354.3904 | 0.0013529
[31 empty] | 2354.6741 | 0 | 2354.6621 | 0.001341
[31 empty] | 2354.9456 | 0 | 2354.9336 | 0.0013291
[31 empty] | 2355.2173 | 0 | 2355.2053 | 0.0013155
[31 empty] | 2355.4893 | 0 | 2355.477 | 0.0013012
[31 empty] | 2355.761 | 0 | 2355.749 | 0.0012854
[31 empty] | 2356.033 | 0 | 2356.021 | 0.0012703
[31 empty] | 2356.3049 | 0 | 2356.2927 | 0.001256
[31 empty] | 2356.5769 | 0 | 2356.5649 | 0.0012441
[31 empty] | 2356.8489 | 0 | 2356.8369 | 0.0012353
[31 empty] | 2357.1211 | 0 | 2357.1091 | 0.001229
[31 empty] | 2357.3933 | 0 | 2357.3814 | 0.0012258
[31 empty] | 2357.6655 | 0 | 2357.6536 | 0.001225
[31 empty] | 2357.938 | 0 | 2357.926 | 0.0012258
[31 empty] | 2358.2105 | 0 | 2358.1982 | 0.0012298
[31 empty] | 2358.4829 | 0 | 2358.4707 | 0.0012361
[31 empty] | 2358.7554 | 0 | 2358.7434 | 0.0012464
[31 empty] | 2359.0281 | 0 | 2359.0159 | 0.0012607
[31 empty] | 2359.3005 | 0 | 2359.2886 | 0.001279
[31 empty] | 2359.5732 | 0 | 2359.5613 | 0.001302
[31 empty] | 2359.8462 | 0 | 2359.834 | 0.0013267
[31 empty] | 2360.1189 | 0 | 2360.1069 | 0.0013513
[31 empty] | 2360.3918 | 0 | 2360.3799 | 0.0013743
[31 empty] | 2360.6648 | 0 | 2360.6528 | 0.0013918
[31 empty] | 2360.938 | 0 | 2360.9258 | 0.0014021
[31 empty] | 2361.2109 | 0 | 2361.199 | 0.0014045
[31 empty] | 2361.4841 | 0 | 2361.4722 | 0.0013998
[31 empty] | 2361.7573 | 0 | 2361.7454 | 0.0013886
[31 empty] | 2362.0308 | 0 | 2362.0186 | 0.0013751
[31 empty] | 2362.3039 | 0 | 2362.292 | 0.0013624
[31 empty] | 2362.5774 | 0 | 2362.5654 | 0.0013529
[31 empty] | 2362.8508 | 0 | 2362.8389 | 0.0013497
[31 empty] | 2363.1245 | 0 | 2363.1123 | 0.0013521
[31 empty] | 2363.398 | 0 | 2363.386 | 0.0013592
[31 empty] | 2363.6716 | 0 | 2363.6597 | 0.0013704
[31 empty] | 2363.9456 | 0 | 2363.9333 | 0.0013815
[31 empty] | 2364.2192 | 0 | 2364.2073 | 0.001391
[31 empty] | 2364.4932 | 0 | 2364.481 | 0.0013958
[31 empty] | 2364.7671 | 0 | 2364.7549 | 0.001395
[31 empty] | 2365.041 | 0 | 2365.0291 | 0.0013902
[31 empty] | 2365.3152 | 0 | 2365.303 | 0.0013831
[31 empty] | 2365.5891 | 0 | 2365.5772 | 0.0013759
[31 empty] | 2365.8633 | 0 | 2365.8513 | 0.001372
[31 empty] | 2366.1377 | 0 | 2366.1255 | 0.0013735
[31 empty] | 2366.4119 | 0 | 2366.3999 | 0.0013815
[31 empty] | 2366.6863 | 0 | 2366.6741 | 0.0013966
[31 empty] | 2366.9607 | 0 | 2366.9487 | 0.0014141
[31 empty] | 2367.2351 | 0 | 2367.2231 | 0.0014331
[31 empty] | 2367.5098 | 0 | 2367.4976 | 0.001449
[31 empty] | 2367.7844 | 0 | 2367.7722 | 0.0014593
[31 empty] | 2368.0591 | 0 | 2368.0469 | 0.0014641
[31 empty] | 2368.3337 | 0 | 2368.3218 | 0.0014633
[31 empty] | 2368.6086 | 0 | 2368.5964 | 0.0014585
[31 empty] | 2368.8836 | 0 | 2368.8713 | 0.001453
[31 empty] | 2369.1584 | 0 | 2369.1462 | 0.0014482
[31 empty] | 2369.4333 | 0 | 2369.4214 | 0.001445
[31 empty] | 2369.7085 | 0 | 2369.6965 | 0.0014442
[31 empty] | 2369.9836 | 0 | 2369.9714 | 0.001445
[31 empty] | 2370.2588 | 0 | 2370.2468 | 0.0014474
[31 empty] | 2370.5342 | 0 | 2370.522 | 0.0014514
[31 empty] | 2370.8093 | 0 | 2370.7974 | 0.0014562
[31 empty] | 2371.0847 | 0 | 2371.0727 | 0.0014633
[31 empty] | 2371.3603 | 0 | 2371.3481 | 0.0014736
[31 empty] | 2371.6357 | 0 | 2371.6238 | 0.0014871
[31 empty] | 2371.9114 | 0 | 2371.8992 | 0.0015022
[31 empty] | 2372.187 | 0 | 2372.1748 | 0.0015205
[31 empty] | 2372.4626 | 0 | 2372.4507 | 0.0015388
[31 empty] | 2372.7385 | 0 | 2372.7263 | 0.0015555
[31 empty] | 2373.0144 | 0 | 2373.0022 | 0.001569
[31 empty] | 2373.2903 | 0 | 2373.2781 | 0.0015785
[31 empty] | 2373.5662 | 0 | 2373.5539 | 0.0015817
[31 empty] | 2373.8423 | 0 | 2373.8301 | 0.0015793
[31 empty] | 2374.1184 | 0 | 2374.1062 | 0.0015706
[31 empty] | 2374.3945 | 0 | 2374.3823 | 0.0015555
[31 empty] | 2374.6707 | 0 | 2374.6584 | 0.0015356
[31 empty] | 2374.947 | 0 | 2374.9348 | 0.0015118
[31 empty] | 2375.2234 | 0 | 2375.2112 | 0.0014856
[31 empty] | 2375.4998 | 0 | 2375.4875 | 0.0014585
[31 empty] | 2375.7761 | 0 | 2375.7642 | 0.0014331
[31 empty] | 2376.0527 | 0 | 2376.0405 | 0.0014093
[31 empty] | 2376.3293 | 0 | 2376.3171 | 0.0013894
[31 empty] | 2376.606 | 0 | 2376.594 | 0.0013727
[31 empty] | 2376.8828 | 0 | 2376.8706 | 0.0013592
[31 empty] | 2377.1597 | 0 | 2377.1475 | 0.0013497
[31 empty] | 2377.4365 | 0 | 2377.4243 | 0.0013441
[31 empty] | 2377.7134 | 0 | 2377.7012 | 0.0013434
[31 empty] | 2377.9902 | 0 | 2377.9783 | 0.0013473
[31 empty] | 2378.2673 | 0 | 2378.2554 | 0.0013561
[31 empty] | 2378.5444 | 0 | 2378.5325 | 0.0013696
[31 empty] | 2378.8218 | 0 | 2378.8096 | 0.0013855
[31 empty] | 2379.0989 | 0 | 2379.0869 | 0.0014037
[31 empty] | 2379.3762 | 0 | 2379.3643 | 0.0014204
[31 empty] | 2379.6536 | 0 | 2379.6416 | 0.0014339
[31 empty] | 2379.9311 | 0 | 2379.9189 | 0.0014427
[31 empty] | 2380.2085 | 0 | 2380.1965 | 0.0014458
[31 empty] | 2380.4861 | 0 | 2380.4741 | 0.0014427
[31 empty] | 2380.7639 | 0 | 2380.7517 | 0.0014339
[31 empty] | 2381.0415 | 0 | 2381.0293 | 0.001422
[31 empty] | 2381.3193 | 0 | 2381.3071 | 0.0014085
[31 empty] | 2381.5972 | 0 | 2381.585 | 0.0013966
[31 empty] | 2381.875 | 0 | 2381.8628 | 0.001387
[31 empty] | 2382.1531 | 0 | 2382.1409 | 0.0013831
[31 empty] | 2382.4309 | 0 | 2382.4189 | 0.0013855
[31 empty] | 2382.7092 | 0 | 2382.697 | 0.0013934
[31 empty] | 2382.9873 | 0 | 2382.9751 | 0.0014061
[31 empty] | 2383.2656 | 0 | 2383.2534 | 0.0014228
[31 empty] | 2383.5437 | 0 | 2383.5317 | 0.0014403
[31 empty] | 2383.8223 | 0 | 2383.8101 | 0.0014577
[31 empty] | 2384.1006 | 0 | 2384.0884 | 0.0014744
[31 empty] | 2384.3792 | 0 | 2384.3669 | 0.0014895
[31 empty] | 2384.6577 | 0 | 2384.6455 | 0.0015038
[31 empty] | 2384.9363 | 0 | 2384.9241 | 0.0015197
[31 empty] | 2385.2148 | 0 | 2385.2026 | 0.0015388
[31 empty] | 2385.4936 | 0 | 2385.4814 | 0.0015594
[31 empty] | 2385.7725 | 0 | 2385.7602 | 0.0015817
[31 empty] | 2386.0513 | 0 | 2386.0391 | 0.0016031
[31 empty] | 2386.3303 | 0 | 2386.3181 | 0.0016198
[31 empty] | 2386.6094 | 0 | 2386.5972 | 0.0016301
[31 empty] | 2386.8884 | 0 | 2386.8762 | 0.0016325
[31 empty] | 2387.1675 | 0 | 2387.1553 | 0.0016262
[31 empty] | 2387.4468 | 0 | 2387.4346 | 0.0016127
[31 empty] | 2387.7258 | 0 | 2387.7139 | 0.0015944
[31 empty] | 2388.0054 | 0 | 2387.9932 | 0.0015737
[31 empty] | 2388.2847 | 0 | 2388.2725 | 0.0015539
[31 empty] | 2388.5642 | 0 | 2388.552 | 0.0015364
[31 empty] | 2388.8438 | 0 | 2388.8315 | 0.0015221
[31 empty] | 2389.1233 | 0 | 2389.1111 | 0.0015118
[31 empty] | 2389.4028 | 0 | 2389.3906 | 0.0015046
[31 empty] | 2389.6826 | 0 | 2389.6704 | 0.0014999
[31 empty] | 2389.9624 | 0 | 2389.9502 | 0.0014967
[31 empty] | 2390.2422 | 0 | 2390.23 | 0.0014951
[31 empty] | 2390.5222 | 0 | 2390.51 | 0.0014935
[31 empty] | 2390.8023 | 0 | 2390.79 | 0.0014927
[31 empty] | 2391.0823 | 0 | 2391.0701 | 0.0014919
[31 empty] | 2391.3623 | 0 | 2391.3501 | 0.0014911
[31 empty] | 2391.6426 | 0 | 2391.6304 | 0.0014911
[31 empty] | 2391.9228 | 0 | 2391.9106 | 0.0014903
[31 empty] | 2392.2031 | 0 | 2392.1909 | 0.0014895
[31 empty] | 2392.4834 | 0 | 2392.4712 | 0.0014895
[31 empty] | 2392.7639 | 0 | 2392.7517 | 0.0014895
[31 empty] | 2393.0444 | 0 | 2393.0322 | 0.0014911
[31 empty] | 2393.325 | 0 | 2393.3127 | 0.0014959
[31 empty] | 2393.6057 | 0 | 2393.5935 | 0.001503
[31 empty] | 2393.8865 | 0 | 2393.8743 | 0.0015126
[31 empty] | 2394.1672 | 0 | 2394.155 | 0.0015221
[31 empty] | 2394.448 | 0 | 2394.4358 | 0.00153
[31 empty] | 2394.729 | 0 | 2394.7168 | 0.0015332
[31 empty] | 2395.0098 | 0 | 2394.9976 | 0.0015316
[31 empty] | 2395.291 | 0 | 2395.2788 | 0.0015229
[31 empty] | 2395.572 | 0 | 2395.5598 | 0.0015094
[31 empty] | 2395.8533 | 0 | 2395.8411 | 0.0014927
[31 empty] | 2396.1345 | 0 | 2396.1223 | 0.001476
[31 empty] | 2396.4158 | 0 | 2396.4036 | 0.0014617
[31 empty] | 2396.697 | 0 | 2396.6848 | 0.0014538
[31 empty] | 2396.9785 | 0 | 2396.9663 | 0.001453
[31 empty] | 2397.26 | 0 | 2397.2478 | 0.0014593
[31 empty] | 2397.5415 | 0 | 2397.5293 | 0.0014736
[31 empty] | 2397.8232 | 0 | 2397.811 | 0.0014935
[31 empty] | 2398.105 | 0 | 2398.0928 | 0.0015165
[31 empty] | 2398.3867 | 0 | 2398.3745 | 0.0015404
[31 empty] | 2398.6685 | 0 | 2398.6562 | 0.0015634
[31 empty] | 2398.9504 | 0 | 2398.9382 | 0.0015833
[31 empty] | 2399.2324 | 0 | 2399.2202 | 0.0015992
[31 empty] | 2399.5144 | 0 | 2399.5022 | 0.0016103
[31 empty] | 2399.7964 | 0 | 2399.7842 | 0.0016166
[31 empty] | 2400.0786 | 0 | 2400.0664 | 0.0016198
[31 empty] | 2400.3608 | 0 | 2400.3486 | 0.0016182
[31 empty] | 2400.6433 | 0 | 2400.6309 | 0.0016119
[31 empty] | 2400.9255 | 0 | 2400.9133 | 0.0016007
[31 empty] | 2401.208 | 0 | 2401.1958 | 0.0015833
[31 empty] | 2401.4905 | 0 | 2401.4783 | 0.0015594
[31 empty] | 2401.773 | 0 | 2401.7607 | 0.00153
[31 empty] | 2402.0557 | 0 | 2402.0435 | 0.0014967
[31 empty] | 2402.3384 | 0 | 2402.3262 | 0.0014633
[31 empty] | 2402.6211 | 0 | 2402.6089 | 0.0014323
[31 empty] | 2402.9041 | 0 | 2402.8916 | 0.0014077
[31 empty] | 2403.1868 | 0 | 2403.1746 | 0.0013926
[31 empty] | 2403.4697 | 0 | 2403.4575 | 0.0013886
[31 empty] | 2403.7529 | 0 | 2403.7405 | 0.0013958
[31 empty] | 2404.0359 | 0 | 2404.0237 | 0.0014141
[31 empty] | 2404.3191 | 0 | 2404.3069 | 0.0014419
[31 empty] | 2404.6023 | 0 | 2404.5901 | 0.0014744
[31 empty] | 2404.8855 | 0 | 2404.8733 | 0.001511
[31 empty] | 2405.1689 | 0 | 2405.1567 | 0.0015467
[31 empty] | 2405.4524 | 0 | 2405.4402 | 0.0015785
[31 empty] | 2405.7358 | 0 | 2405.7236 | 0.0016039
[31 empty] | 2406.0195 | 0 | 2406.0071 | 0.0016222
[31 empty] | 2406.303 | 0 | 2406.2908 | 0.0016317
[31 empty] | 2406.5867 | 0 | 2406.5745 | 0.0016317
[31 empty] | 2406.8706 | 0 | 2406.8584 | 0.0016254
[31 empty] | 2407.1543 | 0 | 2407.1421 | 0.0016127
[31 empty] | 2407.4382 | 0 | 2407.426 | 0.0015968
[31 empty] | 2407.7222 | 0 | 2407.71 | 0.0015793
[31 empty] | 2408.0064 | 0 | 2407.9939 | 0.0015626
[31 empty] | 2408.2903 | 0 | 2408.2781 | 0.0015475
[31 empty] | 2408.5745 | 0 | 2408.5623 | 0.0015356
[31 empty] | 2408.8586 | 0 | 2408.8464 | 0.0015261
[31 empty] | 2409.1431 | 0 | 2409.1309 | 0.0015197
[31 empty] | 2409.4275 | 0 | 2409.415 | 0.0015173
[31 empty] | 2409.7119 | 0 | 2409.6995 | 0.0015181
[31 empty] | 2409.9963 | 0 | 2409.9841 | 0.0015213
[31 empty] | 2410.281 | 0 | 2410.2686 | 0.0015269
[31 empty] | 2410.5654 | 0 | 2410.5532 | 0.001534
[31 empty] | 2410.8503 | 0 | 2410.8379 | 0.0015396
[31 empty] | 2411.135 | 0 | 2411.1228 | 0.0015427
[31 empty] | 2411.4199 | 0 | 2411.4075 | 0.001542
[31 empty] | 2411.7048 | 0 | 2411.6924 | 0.0015372
[31 empty] | 2411.9898 | 0 | 2411.9775 | 0.0015269
[31 empty] | 2412.2747 | 0 | 2412.2625 | 0.0015118
[31 empty] | 2412.5598 | 0 | 2412.5476 | 0.0014943
[31 empty] | 2412.845 | 0 | 2412.8328 | 0.0014752
[31 empty] | 2413.1304 | 0 | 2413.1179 | 0.0014577
[31 empty] | 2413.4155 | 0 | 2413.4033 | 0.0014419
[31 empty] | 2413.7009 | 0 | 2413.6887 | 0.0014307
[31 empty] | 2413.9863 | 0 | 2413.9741 | 0.0014236
[31 empty] | 2414.272 | 0 | 2414.2595 | 0.0014212
[31 empty] | 2414.5574 | 0 | 2414.5452 | 0.0014244
[31 empty] | 2414.843 | 0 | 2414.8308 | 0.0014315
[31 empty] | 2415.1289 | 0 | 2415.1164 | 0.0014427
[31 empty] | 2415.4145 | 0 | 2415.4023 | 0.0014577
[31 empty] | 2415.7004 | 0 | 2415.6882 | 0.001476
[31 empty] | 2415.9863 | 0 | 2415.9741 | 0.0014959
[31 empty] | 2416.2725 | 0 | 2416.26 | 0.0015189
[31 empty] | 2416.5583 | 0 | 2416.5461 | 0.0015435
[31 empty] | 2416.8445 | 0 | 2416.8323 | 0.0015682
[31 empty] | 2417.1306 | 0 | 2417.1184 | 0.0015912
[31 empty] | 2417.417 | 0 | 2417.4048 | 0.0016103
[31 empty] | 2417.7034 | 0 | 2417.6909 | 0.001623
[31 empty] | 2417.9898 | 0 | 2417.9773 | 0.0016285
[31 empty] | 2418.2761 | 0 | 2418.2639 | 0.0016262
[31 empty] | 2418.5627 | 0 | 2418.5503 | 0.0016166
[31 empty] | 2418.8494 | 0 | 2418.8369 | 0.0016031
[31 empty] | 2419.136 | 0 | 2419.1235 | 0.0015872
[31 empty] | 2419.4226 | 0 | 2419.4104 | 0.0015737
[31 empty] | 2419.7095 | 0 | 2419.6973 | 0.0015626
[31 empty] | 2419.9963 | 0 | 2419.9841 | 0.0015555
[31 empty] | 2420.2832 | 0 | 2420.271 | 0.0015515
[31 empty] | 2420.5703 | 0 | 2420.5579 | 0.0015507
[31 empty] | 2420.8574 | 0 | 2420.845 | 0.0015507
[31 empty] | 2421.1445 | 0 | 2421.1321 | 0.0015507
[31 empty] | 2421.4316 | 0 | 2421.4194 | 0.0015515
[31 empty] | 2421.719 | 0 | 2421.7065 | 0.0015523
[31 empty] | 2422.0064 | 0 | 2421.9939 | 0.0015539
[31 empty] | 2422.2937 | 0 | 2422.2815 | 0.0015555
[31 empty] | 2422.5813 | 0 | 2422.5689 | 0.0015578
[31 empty] | 2422.8686 | 0 | 2422.8564 | 0.0015602
[31 empty] | 2423.1562 | 0 | 2423.144 | 0.0015626
[31 empty] | 2423.4441 | 0 | 2423.4316 | 0.0015658
[31 empty] | 2423.7317 | 0 | 2423.7195 | 0.0015713
[31 empty] | 2424.0195 | 0 | 2424.0073 | 0.0015785
[31 empty] | 2424.3074 | 0 | 2424.2952 | 0.0015888
[31 empty] | 2424.5955 | 0 | 2424.583 | 0.0016023
[31 empty] | 2424.8836 | 0 | 2424.8711 | 0.0016182
[31 empty] | 2425.1716 | 0 | 2425.1592 | 0.0016349
[31 empty] | 2425.4597 | 0 | 2425.4473 | 0.0016508
[31 empty] | 2425.7481 | 0 | 2425.7356 | 0.0016643
[31 empty] | 2426.0361 | 0 | 2426.0239 | 0.0016738
[31 empty] | 2426.3247 | 0 | 2426.3123 | 0.0016786
[31 empty] | 2426.613 | 0 | 2426.6006 | 0.0016794
[31 empty] | 2426.9016 | 0 | 2426.8892 | 0.0016754
[31 empty] | 2427.1902 | 0 | 2427.1777 | 0.0016691
[31 empty] | 2427.4788 | 0 | 2427.4663 | 0.0016619
[31 empty] | 2427.7676 | 0 | 2427.7551 | 0.0016548
[31 empty] | 2428.0561 | 0 | 2428.0439 | 0.00165
[31 empty] | 2428.3452 | 0 | 2428.3328 | 0.0016492
[31 empty] | 2428.634 | 0 | 2428.6216 | 0.0016532
[31 empty] | 2428.9231 | 0 | 2428.9106 | 0.0016611
[31 empty] | 2429.2122 | 0 | 2429.1997 | 0.0016738
[31 empty] | 2429.5012 | 0 | 2429.4888 | 0.0016881
[31 empty] | 2429.7903 | 0 | 2429.7781 | 0.0017024
[31 empty] | 2430.0796 | 0 | 2430.0674 | 0.0017151
[31 empty] | 2430.3689 | 0 | 2430.3567 | 0.0017239
[31 empty] | 2430.6584 | 0 | 2430.646 | 0.0017278
[31 empty] | 2430.9477 | 0 | 2430.9356 | 0.0017263
[31 empty] | 2431.2373 | 0 | 2431.2251 | 0.0017199
[31 empty] | 2431.5271 | 0 | 2431.5147 | 0.0017088
[31 empty] | 2431.8167 | 0 | 2431.8042 | 0.0016953
[31 empty] | 2432.1064 | 0 | 2432.094 | 0.0016786
[31 empty] | 2432.3962 | 0 | 2432.3838 | 0.0016611
[31 empty] | 2432.686 | 0 | 2432.6738 | 0.0016436
[31 empty] | 2432.9761 | 0 | 2432.9636 | 0.0016262
[31 empty] | 2433.2661 | 0 | 2433.2537 | 0.0016103
[31 empty] | 2433.5561 | 0 | 2433.5437 | 0.0015992
[31 empty] | 2433.8464 | 0 | 2433.834 | 0.0015944
[31 empty] | 2434.1365 | 0 | 2434.1243 | 0.0015968
[31 empty] | 2434.4268 | 0 | 2434.4145 | 0.0016071
[31 empty] | 2434.7173 | 0 | 2434.7048 | 0.0016262
[31 empty] | 2435.0076 | 0 | 2434.9954 | 0.0016524
[31 empty] | 2435.2981 | 0 | 2435.2856 | 0.0016826
[31 empty] | 2435.5886 | 0 | 2435.5764 | 0.0017135
[31 empty] | 2435.8794 | 0 | 2435.8669 | 0.0017429
[31 empty] | 2436.1702 | 0 | 2436.1577 | 0.0017676
[31 empty] | 2436.4609 | 0 | 2436.4485 | 0.0017866
[31 empty] | 2436.7517 | 0 | 2436.7393 | 0.0017993
[31 empty] | 2437.0427 | 0 | 2437.0303 | 0.0018033
[31 empty] | 2437.3335 | 0 | 2437.3213 | 0.0018009
[31 empty] | 2437.6248 | 0 | 2437.6123 | 0.001793
[31 empty] | 2437.9158 | 0 | 2437.9033 | 0.0017795
[31 empty] | 2438.207 | 0 | 2438.1946 | 0.0017636
[31 empty] | 2438.4983 | 0 | 2438.4858 | 0.0017485
[31 empty] | 2438.7895 | 0 | 2438.7771 | 0.0017358
[31 empty] | 2439.0811 | 0 | 2439.0686 | 0.0017278
[31 empty] | 2439.3726 | 0 | 2439.3601 | 0.0017255
[31 empty] | 2439.6641 | 0 | 2439.6516 | 0.0017271
[31 empty] | 2439.9556 | 0 | 2439.9434 | 0.001731
[31 empty] | 2440.2473 | 0 | 2440.2349 | 0.0017358
[31 empty] | 2440.5391 | 0 | 2440.5266 | 0.0017382
[31 empty] | 2440.8308 | 0 | 2440.8186 | 0.001735
[31 empty] | 2441.1228 | 0 | 2441.1103 | 0.0017263
[31 empty] | 2441.4148 | 0 | 2441.4023 | 0.001712
[31 empty] | 2441.7068 | 0 | 2441.6943 | 0.0016953
[31 empty] | 2441.999 | 0 | 2441.9866 | 0.0016778
[31 empty] | 2442.291 | 0 | 2442.2786 | 0.0016643
[31 empty] | 2442.5833 | 0 | 2442.5711 | 0.0016556
[31 empty] | 2442.8757 | 0 | 2442.8633 | 0.0016556
[31 empty] | 2443.168 | 0 | 2443.1555 | 0.0016635
[31 empty] | 2443.4605 | 0 | 2443.448 | 0.0016786
[31 empty] | 2443.7529 | 0 | 2443.7405 | 0.0016992
[31 empty] | 2444.0457 | 0 | 2444.0332 | 0.0017231
[31 empty] | 2444.3384 | 0 | 2444.3259 | 0.0017485
[31 empty] | 2444.6311 | 0 | 2444.6186 | 0.0017739
[31 empty] | 2444.9238 | 0 | 2444.9114 | 0.0017993
[31 empty] | 2445.2168 | 0 | 2445.2043 | 0.0018248
[31 empty] | 2445.5098 | 0 | 2445.4973 | 0.0018502
[31 empty] | 2445.8027 | 0 | 2445.7903 | 0.0018788
[31 empty] | 2446.0957 | 0 | 2446.0833 | 0.0019098
[31 empty] | 2446.3889 | 0 | 2446.3765 | 0.0019431
[31 empty] | 2446.6821 | 0 | 2446.6697 | 0.0019789
[31 empty] | 2446.9753 | 0 | 2446.9629 | 0.0020154
[31 empty] | 2447.2688 | 0 | 2447.2564 | 0.0020512
[31 empty] | 2447.5623 | 0 | 2447.5498 | 0.0020837
[31 empty] | 2447.8557 | 0 | 2447.8433 | 0.00211
[31 empty] | 2448.1494 | 0 | 2448.137 | 0.002129
[31 empty] | 2448.4429 | 0 | 2448.4304 | 0.0021386
[31 empty] | 2448.7366 | 0 | 2448.7241 | 0.0021386
[31 empty] | 2449.0305 | 0 | 2449.0181 | 0.0021282
[31 empty] | 2449.3242 | 0 | 2449.3118 | 0.0021084
[31 empty] | 2449.6182 | 0 | 2449.6057 | 0.0020798
[31 empty] | 2449.9124 | 0 | 2449.8999 | 0.002044
[31 empty] | 2450.2063 | 0 | 2450.1939 | 0.0020027
[31 empty] | 2450.5005 | 0 | 2450.488 | 0.0019582
[31 empty] | 2450.7947 | 0 | 2450.7822 | 0.0019122
[31 empty] | 2451.0889 | 0 | 2451.0764 | 0.0018669
[31 empty] | 2451.3833 | 0 | 2451.3708 | 0.0018248
[31 empty] | 2451.6777 | 0 | 2451.6653 | 0.0017874
[31 empty] | 2451.9722 | 0 | 2451.9597 | 0.0017564
[31 empty] | 2452.2668 | 0 | 2452.2544 | 0.0017334
[31 empty] | 2452.5615 | 0 | 2452.5491 | 0.0017191
[31 empty] | 2452.8562 | 0 | 2452.8438 | 0.0017135
[31 empty] | 2453.1509 | 0 | 2453.1384 | 0.0017167
[31 empty] | 2453.4458 | 0 | 2453.4333 | 0.0017286
[31 empty] | 2453.7407 | 0 | 2453.7283 | 0.0017469
[31 empty] | 2454.0356 | 0 | 2454.0232 | 0.0017707
[31 empty] | 2454.3308 | 0 | 2454.3184 | 0.0017962
[31 empty] | 2454.626 | 0 | 2454.6135 | 0.0018208
[31 empty] | 2454.9211 | 0 | 2454.9087 | 0.0018438
[31 empty] | 2455.2163 | 0 | 2455.2039 | 0.0018637
[31 empty] | 2455.5117 | 0 | 2455.4993 | 0.0018796
[31 empty] | 2455.8071 | 0 | 2455.7947 | 0.0018915
[31 empty] | 2456.1025 | 0 | 2456.0901 | 0.001901
[31 empty] | 2456.3982 | 0 | 2456.3857 | 0.0019066
[31 empty] | 2456.6939 | 0 | 2456.6814 | 0.001909
[31 empty] | 2456.9895 | 0 | 2456.977 | 0.001909
[31 empty] | 2457.2854 | 0 | 2457.2727 | 0.0019066
[31 empty] | 2457.5811 | 0 | 2457.5686 | 0.0019034
[31 empty] | 2457.8769 | 0 | 2457.8645 | 0.0018979
[31 empty] | 2458.1731 | 0 | 2458.1606 | 0.0018923
[31 empty] | 2458.469 | 0 | 2458.4565 | 0.0018851
[31 empty] | 2458.7651 | 0 | 2458.7527 | 0.0018772
[31 empty] | 2459.0615 | 0 | 2459.0488 | 0.0018693
[31 empty] | 2459.3577 | 0 | 2459.3452 | 0.0018637
[31 empty] | 2459.6541 | 0 | 2459.6416 | 0.0018613
[31 empty] | 2459.9504 | 0 | 2459.938 | 0.0018661
[31 empty] | 2460.2471 | 0 | 2460.2344 | 0.001878
[31 empty] | 2460.5435 | 0 | 2460.531 | 0.0018979
[31 empty] | 2460.8401 | 0 | 2460.8276 | 0.0019241
[31 empty] | 2461.137 | 0 | 2461.1243 | 0.0019519
[31 empty] | 2461.4336 | 0 | 2461.4211 | 0.0019789
[31 empty] | 2461.7305 | 0 | 2461.718 | 0.0020003
[31 empty] | 2462.0273 | 0 | 2462.0149 | 0.0020138
[31 empty] | 2462.3245 | 0 | 2462.3118 | 0.0020162
[31 empty] | 2462.6213 | 0 | 2462.6089 | 0.0020091
[31 empty] | 2462.9185 | 0 | 2462.906 | 0.0019932
[31 empty] | 2463.2158 | 0 | 2463.2031 | 0.0019701
[31 empty] | 2463.5129 | 0 | 2463.5005 | 0.0019423
[31 empty] | 2463.8103 | 0 | 2463.7978 | 0.0019129
[31 empty] | 2464.1079 | 0 | 2464.0952 | 0.0018836
[31 empty] | 2464.4053 | 0 | 2464.3928 | 0.0018573
[31 empty] | 2464.7029 | 0 | 2464.6904 | 0.0018351
[31 empty] | 2465.0005 | 0 | 2464.988 | 0.0018176
[31 empty] | 2465.2981 | 0 | 2465.2856 | 0.0018057
[31 empty] | 2465.5959 | 0 | 2465.5835 | 0.0017993
[31 empty] | 2465.8938 | 0 | 2465.8814 | 0.0017993
[31 empty] | 2466.1917 | 0 | 2466.1792 | 0.0018049
[31 empty] | 2466.4898 | 0 | 2466.4773 | 0.001816
[31 empty] | 2466.7878 | 0 | 2466.7751 | 0.0018311
[31 empty] | 2467.0859 | 0 | 2467.0735 | 0.0018486
[31 empty] | 2467.384 | 0 | 2467.3716 | 0.0018669
[31 empty] | 2467.6824 | 0 | 2467.6699 | 0.0018843
[31 empty] | 2467.9807 | 0 | 2467.9683 | 0.0018994
[31 empty] | 2468.2793 | 0 | 2468.2666 | 0.0019122
[31 empty] | 2468.5776 | 0 | 2468.5652 | 0.0019217
[31 empty] | 2468.8762 | 0 | 2468.8638 | 0.0019288
[31 empty] | 2469.1748 | 0 | 2469.1624 | 0.0019344
[31 empty] | 2469.4736 | 0 | 2469.4612 | 0.00194
[31 empty] | 2469.7725 | 0 | 2469.7598 | 0.0019447
[31 empty] | 2470.0713 | 0 | 2470.0588 | 0.0019511
[31 empty] | 2470.3701 | 0 | 2470.3577 | 0.0019582
[31 empty] | 2470.6692 | 0 | 2470.6567 | 0.0019654
[31 empty] | 2470.9683 | 0 | 2470.9558 | 0.0019741
[31 empty] | 2471.2673 | 0 | 2471.2549 | 0.0019821
[31 empty] | 2471.5667 | 0 | 2471.5542 | 0.0019876
[31 empty] | 2471.866 | 0 | 2471.8533 | 0.0019908
[31 empty] | 2472.1653 | 0 | 2472.1528 | 0.0019884
[31 empty] | 2472.4648 | 0 | 2472.4522 | 0.0019797
[31 empty] | 2472.7642 | 0 | 2472.7517 | 0.0019654
[31 empty] | 2473.064 | 0 | 2473.0513 | 0.0019447
[31 empty] | 2473.3635 | 0 | 2473.3508 | 0.0019209
[31 empty] | 2473.6633 | 0 | 2473.6506 | 0.0018955
[31 empty] | 2473.9631 | 0 | 2473.9504 | 0.00187
[31 empty] | 2474.2629 | 0 | 2474.2502 | 0.0018478
[31 empty] | 2474.5627 | 0 | 2474.5503 | 0.0018295
[31 empty] | 2474.8628 | 0 | 2474.8503 | 0.0018152
[31 empty] | 2475.1631 | 0 | 2475.1504 | 0.0018049
[31 empty] | 2475.4631 | 0 | 2475.4507 | 0.0017986
[31 empty] | 2475.7634 | 0 | 2475.7507 | 0.0017962
[31 empty] | 2476.0637 | 0 | 2476.051 | 0.0017978
[31 empty] | 2476.364 | 0 | 2476.3516 | 0.0018033
[31 empty] | 2476.6645 | 0 | 2476.6519 | 0.0018136
[31 empty] | 2476.9651 | 0 | 2476.9524 | 0.0018287
[31 empty] | 2477.2656 | 0 | 2477.2532 | 0.0018478
[31 empty] | 2477.5664 | 0 | 2477.5537 | 0.00187
[31 empty] | 2477.8672 | 0 | 2477.8545 | 0.0018955
[31 empty] | 2478.168 | 0 | 2478.1553 | 0.0019233
[31 empty] | 2478.4688 | 0 | 2478.4563 | 0.0019527
[31 empty] | 2478.7698 | 0 | 2478.7571 | 0.0019836
[31 empty] | 2479.0708 | 0 | 2479.0581 | 0.0020146
[31 empty] | 2479.3718 | 0 | 2479.3594 | 0.002044
[31 empty] | 2479.6731 | 0 | 2479.6604 | 0.002071
[31 empty] | 2479.9744 | 0 | 2479.9617 | 0.0020925
[31 empty] | 2480.2756 | 0 | 2480.2632 | 0.0021084
[31 empty] | 2480.5772 | 0 | 2480.5644 | 0.0021187
[31 empty] | 2480.8787 | 0 | 2480.866 | 0.0021251
[31 empty] | 2481.1802 | 0 | 2481.1675 | 0.0021306
[31 empty] | 2481.4817 | 0 | 2481.4692 | 0.0021378
[31 empty] | 2481.7834 | 0 | 2481.7708 | 0.0021473
[31 empty] | 2482.0852 | 0 | 2482.0727 | 0.00216
[31 empty] | 2482.3872 | 0 | 2482.3745 | 0.0021743
[31 empty] | 2482.689 | 0 | 2482.6765 | 0.0021878
[31 empty] | 2482.991 | 0 | 2482.9783 | 0.0021981
[31 empty] | 2483.293 | 0 | 2483.2805 | 0.0022021
[31 empty] | 2483.5952 | 0 | 2483.5825 | 0.0021997
[31 empty] | 2483.8975 | 0 | 2483.8848 | 0.002191
[31 empty] | 2484.1997 | 0 | 2484.187 | 0.0021775
[31 empty] | 2484.5019 | 0 | 2484.4895 | 0.0021616
[31 empty] | 2484.8044 | 0 | 2484.792 | 0.0021457
[31 empty] | 2485.1069 | 0 | 2485.0945 | 0.0021338
[31 empty] | 2485.4097 | 0 | 2485.397 | 0.0021258
[31 empty] | 2485.7122 | 0 | 2485.6997 | 0.0021243
[31 empty] | 2486.0149 | 0 | 2486.0024 | 0.0021266
[31 empty] | 2486.3179 | 0 | 2486.3052 | 0.0021314
[31 empty] | 2486.6206 | 0 | 2486.6082 | 0.0021362
[31 empty] | 2486.9236 | 0 | 2486.9109 | 0.002137
[31 empty] | 2487.2266 | 0 | 2487.2141 | 0.002133
[31 empty] | 2487.5298 | 0 | 2487.5171 | 0.0021227
[31 empty] | 2487.833 | 0 | 2487.8203 | 0.0021092
[31 empty] | 2488.1362 | 0 | 2488.1235 | 0.0020957
[31 empty] | 2488.4394 | 0 | 2488.4268 | 0.0020853
[31 empty] | 2488.7429 | 0 | 2488.7302 | 0.0020837
[31 empty] | 2489.0464 | 0 | 2489.0337 | 0.0020925
[31 empty] | 2489.3499 | 0 | 2489.3372 | 0.0021123
[31 empty] | 2489.6536 | 0 | 2489.6409 | 0.0021417
[31 empty] | 2489.9573 | 0 | 2489.9446 | 0.0021767
[31 empty] | 2490.261 | 0 | 2490.2483 | 0.0022124
[31 empty] | 2490.5647 | 0 | 2490.5523 | 0.002245
[31 empty] | 2490.8686 | 0 | 2490.856 | 0.0022712
[31 empty] | 2491.1726 | 0 | 2491.1602 | 0.0022879
[31 empty] | 2491.4768 | 0 | 2491.4641 | 0.0022974
[31 empty] | 2491.781 | 0 | 2491.7683 | 0.0022998
[31 empty] | 2492.0852 | 0 | 2492.0725 | 0.0022982
[31 empty] | 2492.3894 | 0 | 2492.3767 | 0.0022959
[31 empty] | 2492.6939 | 0 | 2492.6811 | 0.0022951
[31 empty] | 2492.9983 | 0 | 2492.9856 | 0.0022966
[31 empty] | 2493.3027 | 0 | 2493.29 | 0.0023014
[31 empty] | 2493.6072 | 0 | 2493.5945 | 0.0023062
[31 empty] | 2493.9119 | 0 | 2493.8992 | 0.0023102
[31 empty] | 2494.2166 | 0 | 2494.2041 | 0.0023102
[31 empty] | 2494.5215 | 0 | 2494.5088 | 0.0023038
[31 empty] | 2494.8264 | 0 | 2494.8137 | 0.0022919
[31 empty] | 2495.1314 | 0 | 2495.1186 | 0.002276
[31 empty] | 2495.4363 | 0 | 2495.4236 | 0.0022585
[31 empty] | 2495.7414 | 0 | 2495.7288 | 0.0022458
[31 empty] | 2496.0466 | 0 | 2496.0339 | 0.0022426
[31 empty] | 2496.3518 | 0 | 2496.3391 | 0.0022514
[31 empty] | 2496.6572 | 0 | 2496.6445 | 0.0022744
[31 empty] | 2496.9626 | 0 | 2496.95 | 0.0023102
[31 empty] | 2497.2681 | 0 | 2497.2554 | 0.0023578
[31 empty] | 2497.5735 | 0 | 2497.561 | 0.0024134
[31 empty] | 2497.8792 | 0 | 2497.8664 | 0.002473
[31 empty] | 2498.1848 | 0 | 2498.1724 | 0.0025334
[31 empty] | 2498.4907 | 0 | 2498.478 | 0.0025906
[31 empty] | 2498.7966 | 0 | 2498.7839 | 0.0026398
[31 empty] | 2499.1025 | 0 | 2499.0898 | 0.002678
[31 empty] | 2499.4084 | 0 | 2499.3958 | 0.0027026

## Normalized Spectra
LED Item # | M780L3 |  |  | M780LP1 |  |  | M810L3 |  |  | M850L3 |  |  | M850LP1 |  |  | M880L3 |  |  | M940L3 |  |  | M970L4 |  |  | M1050L2 |  |  | M1050L4 |  | M1100L1 |  |  | M1200L3 |  |  | M1300L3 |  |  | M1300L4 |  |  | M1450L4 |  |  | M1550L3 |  |  | M1650L4
Spectra | Wavelength (nm) | Normalized Intensity |  | Wavelength (nm) | Normalized Intensity |  | Wavelength (nm) | Normalized Intensity |  | Wavelength (nm) | Normalized Intensity |  | Wavelength (nm) | Normalized Intensity |  | Wavelength (nm) | Normalized Intensity |  | Wavelength (nm) | Normalized Intensity |  | Wavelength (nm) | Normalized Intensity |  | Wavelength (nm) | Normalized Intensity |  | Wavelength (nm) | Normalized Intensity | Wavelength (nm) | Normalized Intensity |  | Wavelength (nm) | Normalized Intensity |  | Wavelength (nm) | Normalized Intensity |  | Wavelength (nm) | Normalized Intensity |  | Wavelength (nm) | Normalized Intensity |  | Wavelength (nm) | Normalized Intensity |  | Wavelength (nm) | Normalized Intensity
| 498.5586 | 0.00155 | 1.5356 | 199.9755 | 0 | 2.0154 | 199.9755 | 0 | 2.0154 | 497.0539 | 6.6672e-06 | 1.5493 | 199.9755 | 0 | 2.0154 | 501.1841 | 7.9906e-05 | 1.5214 | 498.5586 | 0.00395 | 1.5356 | 199.9755 | 0 | 2.0154 | 799.9811 | 0.00332 | 0.63733 | 800.0059 | 1.695e-05 | 600.175 | 0.0025617 | 1.105 | 1063.4777 | 0.0024008 | 0.5542 | 999.8354 | 0.049841 | 1.2258 | 600 | 0.016857 | 10 | 1000 | 0.00068319 | 10 | 999.7389 | 0 | 0.48993 | 999.7327 | 0.05603 | 0.48986
| 498.7121 | 0.00204 |  | 200.1769 | 0 |  | 200.1769 | 0 |  | 497.2087 | 3.0002e-05 |  | 200.1769 | 0 |  | 501.3362 | 6.018e-06 |  | 498.7121 | 0.00397 |  | 200.1769 | 0 |  | 800.0448 | 0.0051207 |  | 800.2435 | 7.7995e-05 | 600.285 | 0.0014324 |  | 1063.5331 | 0.0023963 |  | 999.9578 | 0.049685 |  | 601 | 0.012159 |  | 1001 | 0.00074315 |  | 999.7879 | 0 |  | 999.7816 | 0.05561
| 498.8657 | 0.00174 |  | 200.3784 | 0 |  | 200.3784 | 0 |  | 497.3637 | 0 |  | 200.3784 | 0 |  | 501.4883 | 5.0752e-05 |  | 498.8657 | 0.00375 |  | 200.3784 | 0 |  | 800.1085 | 0.0036691 |  | 800.4811 | 1.7561e-05 | 600.395 | 0.0019681 |  | 1063.5885 | 0.0023909 |  | 1000.0803 | 0.049436 |  | 602 | 0.027363 |  | 1002 | 0.00060612 |  | 999.8369 | 0 |  | 999.8306 | 0.05496
| 499.0192 | 0.00197 |  | 200.5799 | 0 |  | 200.5799 | 0 |  | 497.5186 | 0 |  | 200.5799 | 0 |  | 501.6404 | 5.7171e-05 |  | 499.0192 | 0.00396 |  | 200.5799 | 0 |  | 800.1722 | 0.0025465 |  | 800.7187 | 0.00010145 | 600.506 | 0.0015685 |  | 1063.6439 | 0.0023844 |  | 1000.2028 | 0.049112 |  | 603 | 0.028827 |  | 1003 | 0.00064855 |  | 999.8859 | 0 |  | 999.8796 | 0.0542
| 499.1728 | 0.00186 |  | 200.7814 | 0 |  | 200.7814 | 0 |  | 497.6735 | 0 |  | 200.7814 | 0 |  | 501.7926 | 5.356e-05 |  | 499.1728 | 0.00381 |  | 200.7814 | 0 |  | 800.236 | 0.0030931 |  | 800.9564 | 2.9148e-05 | 600.616 | 0.0027962 |  | 1063.6993 | 0.002377 |  | 1000.3253 | 0.048745 |  | 604 | 0.022336 |  | 1004 | 0.00069228 |  | 999.9348 | 0 |  | 999.9285 | 0.05344
| 499.3263 | 0.00070336 |  | 200.9829 | 0 |  | 200.9829 | 0 |  | 497.8284 | 3.0002e-05 |  | 200.9829 | 0 |  | 501.9447 | 6.339e-05 |  | 499.3263 | 0.00396 |  | 200.9829 | 0 |  | 800.2997 | 0.0038097 |  | 801.194 | 0.00010005 | 600.727 | 0.0015238 |  | 1063.7548 | 0.0023686 |  | 1000.4479 | 0.048379 |  | 605 | 0.01209 |  | 1005 | 0.00083263 |  | 999.9838 | 0 |  | 999.9775 | 0.05281
| 499.4799 | 0.00134 |  | 201.1845 | 0 |  | 201.1845 | 0 |  | 497.9833 | 0 |  | 201.1845 | 0 |  | 502.0968 | 3.7111e-05 |  | 499.4799 | 0.00374 |  | 201.1845 | 0 |  | 800.3634 | 0.0035338 |  | 801.4316 | 1.8166e-05 | 600.837 | 0.0022599 |  | 1063.8102 | 0.0023592 |  | 1000.5705 | 0.04806 |  | 606 | 0.020918 |  | 1006 | 0.00069389 |  | 1000.0328 | 0 |  | 1000.0265 | 0.05239
| 499.6335 | 0.0013 |  | 201.3861 | 0 |  | 201.3861 | 0 |  | 498.1383 | 3.0002e-05 |  | 201.3861 | 0 |  | 502.249 | 7.1614e-05 |  | 499.6335 | 0.00391 |  | 201.3861 | 0 |  | 800.4272 | 0.0019222 |  | 801.6693 | 7.4222e-05 | 600.948 | 0.0013908 |  | 1063.8656 | 0.0023489 |  | 1000.6931 | 0.047823 |  | 607 | 0.0099327 |  | 1007 | 0.00063807 |  | 1000.0818 | 0 |  | 1000.0755 | 0.05222
| 499.7871 | 0.00221 |  | 201.5876 | 0 |  | 201.5876 | 0 |  | 498.2932 | 0 |  | 201.5876 | 0 |  | 502.4012 | 3.6309e-05 |  | 499.7871 | 0.00374 |  | 201.5876 | 0 |  | 800.4909 | 0.0020565 |  | 801.9069 | 6.6064e-06 | 601.058 | 0.0019368 |  | 1063.921 | 0.0023376 |  | 1000.8158 | 0.047685 |  | 608 | 0.016841 |  | 1008 | 0.00069649 |  | 1000.1308 | 0 |  | 1000.1245 | 0.0523
| 499.9407 | 0.00185 |  | 201.7892 | 0 |  | 201.7892 | 0 |  | 498.4482 | 1.0001e-05 |  | 201.7892 | 0 |  | 502.5533 | 6.9006e-05 |  | 499.9407 | 0.00395 |  | 201.7893 | 0 |  | 800.5547 | 0.0030189 |  | 802.1446 | 8.2998e-05 | 601.169 | 0.002104 |  | 1063.9764 | 0.0023254 |  | 1000.9385 | 0.047629 |  | 609 | 0.017183 |  | 1009 | 0.00079477 |  | 1000.1798 | 0 |  | 1000.1735 | 0.05256
| 500.0942 | 0.00102 |  | 201.9909 | 0 |  | 201.9909 | 0 |  | 498.6032 | 6.6672e-06 |  | 201.9909 | 0 |  | 502.7055 | 4.2126e-05 |  | 500.0942 | 0.00379 |  | 201.9909 | 0 |  | 800.6185 | 0.0032181 |  | 802.3823 | 1.3963e-05 | 601.28 | 0.0016166 |  | 1064.0319 | 0.0023124 |  | 1001.0612 | 0.047616 |  | 610 | 0.016384 |  | 1010 | 0.00058214 |  | 1000.2288 | 0 |  | 1000.2225 | 0.05294
| 500.2479 | 0.00107 |  | 202.1925 | 0 |  | 202.1925 | 0 |  | 498.7581 | 5.0004e-05 |  | 202.1925 | 0 |  | 502.8577 | 6.0381e-05 |  | 500.2479 | 0.00405 |  | 202.1925 | 0 |  | 800.6823 | 0.0034146 |  | 802.62 | 8.5181e-05 | 601.39 | 0.002522 |  | 1064.0874 | 0.0022986 |  | 1001.184 | 0.047593 |  | 611 | 0.010252 |  | 1011 | 0.00061503 |  | 1000.2778 | 0 |  | 1000.2715 | 0.05336
| 500.4015 | 0.00193 |  | 202.3942 | 0 |  | 202.3942 | 0 |  | 498.9131 | 0 |  | 202.3942 | 0 |  | 503.01 | 5.015e-05 |  | 500.4015 | 0.00387 |  | 202.3942 | 0 |  | 800.7462 | 0.0032507 |  | 802.8577 | 3.8213e-05 | 601.501 | 0.0020719 |  | 1064.1428 | 0.0022838 |  | 1001.3068 | 0.047511 |  | 612 | 0.020224 |  | 1012 | 0.00083512 |  | 1000.3268 | 0 |  | 1000.3206 | 0.05374
| 500.5551 | 0.00146 |  | 202.5959 | 0 |  | 202.5959 | 0 |  | 499.0681 | 3.0002e-05 |  | 202.5959 | 0 |  | 503.1622 | 5.9779e-05 |  | 500.5551 | 0.0041 |  | 202.5959 | 0 |  | 800.8099 | 0.003196 |  | 803.0954 | 9.4196e-05 | 601.612 | 0.002355 |  | 1064.1982 | 0.0022682 |  | 1001.4296 | 0.047349 |  | 613 | 0.021468 |  | 1013 | 0.00067586 |  | 1000.3759 | 0 |  | 1000.3696 | 0.05404
| 500.7088 | 0.00218 |  | 202.7976 | 0 |  | 202.7976 | 0 |  | 499.2231 | 0 |  | 202.7976 | 0 |  | 503.3144 | 5.1554e-05 |  | 500.7088 | 0.00383 |  | 202.7976 | 0 |  | 800.8737 | 0.0027364 |  | 803.3331 | 2.3137e-05 | 601.723 | 0.0033349 |  | 1064.2538 | 0.002252 |  | 1001.5524 | 0.047126 |  | 614 | 0.017133 |  | 1014 | 0.000653 |  | 1000.4249 | 0 |  | 1000.4186 | 0.05425
| 500.8624 | 0.00192 |  | 202.9993 | 0 |  | 202.9993 | 0 |  | 499.3781 | 1.0001e-05 |  | 202.9993 | 0 |  | 503.4666 | 3.3701e-05 |  | 500.8624 | 0.00405 |  | 202.9993 | 0 |  | 800.9376 | 0.0034301 |  | 803.5708 | 9.6582e-05 | 601.834 | 0.0025065 |  | 1064.3092 | 0.0022349 |  | 1001.6752 | 0.046897 |  | 615 | 0.029337 |  | 1015 | 0.00072331 |  | 1000.4739 | 0 |  | 1000.4677 | 0.05437
| 501.0161 | 0.00323 |  | 203.201 | 0 |  | 203.201 | 0 |  | 499.5331 | 0 |  | 203.201 | 0 |  | 503.6189 | 7.5426e-05 |  | 501.0161 | 0.00388 |  | 203.201 | 0 |  | 801.0015 | 0.0034003 |  | 803.8085 | 3.0845e-05 | 601.945 | 0.001546 |  | 1064.3647 | 0.0022171 |  | 1001.7982 | 0.046735 |  | 616 | 0.013956 |  | 1016 | 0.00069796 |  | 1000.523 | 0 |  | 1000.5167 | 0.05445
| 501.1698 | 0.00172 |  | 203.4028 | 0 |  | 203.4028 | 0 |  | 499.6881 | 1.0001e-05 |  | 203.4028 | 0 |  | 503.7712 | 3.33e-05 |  | 501.1698 | 0.00415 |  | 203.4028 | 0 |  | 801.0652 | 0.0028215 |  | 804.0463 | 9.5051e-05 | 602.056 | 0.0021562 |  | 1064.4202 | 0.0021986 |  | 1001.9211 | 0.046695 |  | 617 | 0.013185 |  | 1017 | 0.00063865 |  | 1000.572 | 0 |  | 1000.5657 | 0.05451
| 501.3234 | 0.00221 |  | 203.6046 | 0 |  | 203.6046 | 0 |  | 499.8432 | 6.6672e-06 |  | 203.6046 | 0 |  | 503.9234 | 8.4252e-05 |  | 501.3234 | 0.00399 |  | 203.6045 | 0 |  | 801.129 | 0.0025308 |  | 804.284 | 2.3279e-05 | 602.167 | 0.0014831 |  | 1064.4757 | 0.0021795 |  | 1002.0441 | 0.046792 |  | 618 | 0.01425 |  | 1018 | 0.00050197 |  | 1000.621 | 0 |  | 1000.6147 | 0.05459
| 501.4771 | 0.00185 |  | 203.8063 | 0 |  | 203.8063 | 0 |  | 499.9982 | 1.0001e-05 |  | 203.8063 | 0 |  | 504.0757 | 2.9087e-05 |  | 501.4771 | 0.00423 |  | 203.8064 | 0 |  | 801.1929 | 0.0029663 |  | 804.5218 | 9.0477e-05 | 602.278 | 0.0015167 |  | 1064.5312 | 0.0021598 |  | 1002.1671 | 0.046981 |  | 619 | 0.030605 |  | 1019 | 0.00077977 |  | 1000.6701 | 0 |  | 1000.6638 | 0.0547
| 501.6308 | 0.00241 |  | 204.0082 | 0 |  | 204.0082 | 0 |  | 500.1532 | 6.6672e-06 |  | 204.0082 | 0 |  | 504.228 | 5.9177e-05 |  | 501.6308 | 0.00406 |  | 204.0082 | 0 |  | 801.2568 | 0.0028316 |  | 804.7595 | 2.3339e-05 | 602.389 | 0.0017504 |  | 1064.5867 | 0.0021394 |  | 1002.29 | 0.047173 |  | 620 | 0.019557 |  | 1020 | 0.00074019 |  | 1000.7192 | 0 |  | 1000.7129 | 0.05482
| 501.7845 | 0.00178 |  | 204.21 | 0 |  | 204.21 | 0 |  | 500.3083 | 3.0002e-05 |  | 204.21 | 0 |  | 504.3803 | 5.2958e-05 |  | 501.7845 | 0.00423 |  | 204.21 | 0 |  | 801.3207 | 0.003673 |  | 804.9973 | 0.00010438 | 602.5 | 0.0022312 |  | 1064.6422 | 0.0021185 |  | 1002.4131 | 0.047271 |  | 621 | 0.010026 |  | 1021 | 0.00072289 |  | 1000.7682 | 0 |  | 1000.762 | 0.05493
| 501.9382 | 0.00294 |  | 204.4118 | 0 |  | 204.4118 | 0 |  | 500.4633 | 0 |  | 204.4118 | 0 |  | 504.5326 | 4.9749e-05 |  | 501.9382 | 0.00394 |  | 204.4118 | 0 |  | 801.3846 | 0.0021844 |  | 805.2351 | 2.8041e-05 | 602.611 | 0.0019333 |  | 1064.6978 | 0.0020972 |  | 1002.5362 | 0.047206 |  | 622 | 0.013218 |  | 1022 | 0.00068096 |  | 1000.8173 | 0 |  | 1000.811 | 0.05498
| 502.092 | 0.00135 |  | 204.6137 | 0 |  | 204.6137 | 0 |  | 500.6184 | 3.0002e-05 |  | 204.6137 | 0 |  | 504.685 | 5.6369e-05 |  | 502.092 | 0.00405 |  | 204.6137 | 0 |  | 801.4485 | 0.0030929 |  | 805.4729 | 0.00010035 | 602.722 | 0.0017954 |  | 1064.7533 | 0.0020753 |  | 1002.6593 | 0.046972 |  | 623 | 0.011318 |  | 1023 | 0.00078437 |  | 1000.8663 | 0 |  | 1000.8601 | 0.05496
| 502.2457 | 0.00193 |  | 204.8156 | 0 |  | 204.8156 | 0 |  | 500.7735 | 0 |  | 204.8156 | 0 |  | 504.8373 | 4.9749e-05 |  | 502.2457 | 0.00382 |  | 204.8156 | 0 |  | 801.5124 | 0.0037045 |  | 805.7107 | 1.8297e-05 | 602.833 | 0.0013189 |  | 1064.8088 | 0.002053 |  | 1002.7824 | 0.046631 |  | 624 | 0.0077716 |  | 1024 | 0.00060718 |  | 1000.9154 | 0 |  | 1000.9091 | 0.05483
| 502.3995 | 0.00216 |  | 205.0175 | 0 |  | 205.0175 | 0 |  | 500.9286 | 3.0002e-05 |  | 205.0175 | 0 |  | 504.9897 | 5.015e-05 |  | 502.3995 | 0.00412 |  | 205.0175 | 0 |  | 801.5764 | 0.002821 |  | 805.9485 | 0.00010164 | 602.945 | 0.0023171 |  | 1064.8643 | 0.0020302 |  | 1002.9056 | 0.046292 |  | 625 | 0.010881 |  | 1025 | 0.00051352 |  | 1000.9645 | 0 |  | 1000.9583 | 0.05461
| 502.5532 | 0.00243 |  | 205.2194 | 0 |  | 205.2194 | 0 |  | 501.0836 | 0 |  | 205.2194 | 0 |  | 505.142 | 5.6569e-05 |  | 502.5532 | 0.00388 |  | 205.2194 | 0 |  | 801.6404 | 0.0024408 |  | 806.1863 | 2.4009e-05 | 603.056 | 0.0014748 |  | 1064.9198 | 0.0020072 |  | 1003.0288 | 0.046075 |  | 626 | 0.019272 |  | 1026 | 0.00070955 |  | 1001.0136 | 0 |  | 1001.0073 | 0.05431
| 502.707 | 0.00106 |  | 205.4214 | 0 |  | 205.4214 | 0 |  | 501.2387 | 0 |  | 205.4214 | 0 |  | 505.2944 | 4.8746e-05 |  | 502.707 | 0.0041 |  | 205.4214 | 0 |  | 801.7042 | 0.002373 |  | 806.4241 | 0.00010791 | 603.167 | 0.00298 |  | 1064.9753 | 0.0019838 |  | 1003.152 | 0.046071 |  | 627 | 0.018509 |  | 1027 | 0.00071802 |  | 1001.0627 | 0 |  | 1001.0564 | 0.05397
| 502.8607 | 0.00309 |  | 205.6233 | 0 |  | 205.6233 | 0 |  | 501.3938 | 0 |  | 205.6233 | 0 |  | 505.4468 | 4.8144e-05 |  | 502.8607 | 0.00383 |  | 205.6233 | 0 |  | 801.7682 | 0.0024482 |  | 806.6619 | 2.2717e-05 | 603.279 | 0.002724 |  | 1065.031 | 0.0019603 |  | 1003.2753 | 0.046321 |  | 628 | 0.016307 |  | 1028 | 0.00060483 |  | 1001.1118 | 0 |  | 1001.1055 | 0.05362
| 503.0145 | 0.00151 |  | 205.8253 | 0 |  | 205.8253 | 0 |  | 501.5489 | 3.0002e-05 |  | 205.8253 | 0 |  | 505.5992 | 5.2557e-05 |  | 503.0145 | 0.0041 |  | 205.8253 | 0 |  | 801.8323 | 0.0032561 |  | 806.8998 | 9.9227e-05 | 603.39 | 0.0016846 |  | 1065.0865 | 0.0019364 |  | 1003.3986 | 0.046819 |  | 629 | 0.018377 |  | 1029 | 0.00076278 |  | 1001.1609 | 0 |  | 1001.1546 | 0.05328
| 503.1683 | 0.00188 |  | 206.0273 | 0 |  | 206.0273 | 0 |  | 501.7041 | 0 |  | 206.0273 | 0 |  | 505.7516 | 5.0551e-05 |  | 503.1683 | 0.00388 |  | 206.0273 | 0 |  | 801.8962 | 0.0042104 |  | 807.1376 | 1.0635e-05 | 603.502 | 0.002086 |  | 1065.1421 | 0.0019123 |  | 1003.5219 | 0.047526 |  | 630 | 0.012793 |  | 1030 | 0.0007668 |  | 1001.21 | 0 |  | 1001.2037 | 0.05297
| 503.3221 | 0.00111 |  | 206.2293 | 0 |  | 206.2293 | 0 |  | 501.8592 | 1.0001e-05 |  | 206.2293 | 0 |  | 505.904 | 4.0722e-05 |  | 503.3221 | 0.00403 |  | 206.2293 | 0 |  | 801.9601 | 0.0032738 |  | 807.3755 | 0.0001038 | 603.613 | 0.0016462 |  | 1065.1976 | 0.0018881 |  | 1003.6453 | 0.048386 |  | 631 | 0.021955 |  | 1031 | 0.00067502 |  | 1001.2591 | 0 |  | 1001.2528 | 0.0527
| 503.4759 | 0.00183 |  | 206.4314 | 0 |  | 206.4314 | 0 |  | 502.0143 | 6.6672e-06 |  | 206.4314 | 0 |  | 506.0564 | 5.9177e-05 |  | 503.4759 | 0.00379 |  | 206.4314 | 0 |  | 802.0242 | 0.0025121 |  | 807.6133 | 2.8579e-05 | 603.725 | 0.0023466 |  | 1065.2532 | 0.0018637 |  | 1003.7687 | 0.049343 |  | 632 | 0.0078344 |  | 1032 | 0.00055282 |  | 1001.3082 | 0 |  | 1001.3019 | 0.05245
| 503.6298 | 0.00107 |  | 206.6334 | 0 |  | 206.6334 | 0 |  | 502.1695 | 3.0002e-05 |  | 206.6334 | 0 |  | 506.2088 | 4.5737e-05 |  | 503.6298 | 0.00406 |  | 206.6334 | 0 |  | 802.0882 | 0.0026696 |  | 807.8512 | 0.00011014 | 603.837 | 0.0015814 |  | 1065.3088 | 0.0018393 |  | 1003.8921 | 0.050338 |  | 633 | 0.0113 |  | 1033 | 0.00058254 |  | 1001.3574 | 0 |  | 1001.3511 | 0.0522
| 503.7836 | 0.00241 |  | 206.8355 | 0 |  | 206.8355 | 0 |  | 502.3246 | 0 |  | 206.8355 | 0 |  | 506.3613 | 5.1955e-05 |  | 503.7836 | 0.00391 |  | 206.8355 | 0 |  | 802.1522 | 0.002395 |  | 808.0891 | 2.5851e-05 | 603.948 | 0.0013481 |  | 1065.3644 | 0.0018148 |  | 1004.0155 | 0.051311 |  | 634 | 0.015638 |  | 1034 | 0.00055745 |  | 1001.4064 | 0 |  | 1001.4002 | 0.05191
| 503.9374 | 0.00156 |  | 207.0376 | 0 |  | 207.0376 | 0 |  | 502.4798 | 1.0001e-05 |  | 207.0376 | 0 |  | 506.5138 | 5.1755e-05 |  | 503.9374 | 0.00414 |  | 207.0376 | 0 |  | 802.2162 | 0.0016355 |  | 808.327 | 8.3724e-05 | 604.06 | 0.0011864 |  | 1065.4199 | 0.0017903 |  | 1004.139 | 0.052204 |  | 635 | 0.010942 |  | 1035 | 0.00079573 |  | 1001.4556 | 0 |  | 1001.4493 | 0.05158
| 504.0913 | 0.00288 |  | 207.2397 | 0 |  | 207.2397 | 0 |  | 502.6349 | 6.6672e-06 |  | 207.2397 | 0 |  | 506.6662 | 3.9518e-05 |  | 504.0913 | 0.00385 |  | 207.2397 | 0 |  | 802.2803 | 0.0014367 |  | 808.5649 | 2.6444e-05 | 604.172 | 0.0016797 |  | 1065.4756 | 0.001766 |  | 1004.2625 | 0.052968 |  | 636 | 0.019231 |  | 1036 | 0.00070087 |  | 1001.5047 | 0 |  | 1001.4984 | 0.05119
| 504.2451 | 0.00116 |  | 207.4418 | 0 |  | 207.4418 | 0 |  | 502.7901 | 1.0001e-05 |  | 207.4418 | 0 |  | 506.8187 | 5.9378e-05 |  | 504.2451 | 0.00404 |  | 207.4418 | 0 |  | 802.3444 | 0.0026103 |  | 808.8028 | 9.7559e-05 | 604.284 | 0.0021232 |  | 1065.5311 | 0.0017416 |  | 1004.386 | 0.053578 |  | 637 | 0.0157 |  | 1037 | 0.0004417 |  | 1001.5539 | 0 |  | 1001.5476 | 0.05074
| 504.399 | 0.00202 |  | 207.644 | 0 |  | 207.644 | 0 |  | 502.9453 | 2.6669e-05 |  | 207.644 | 0 |  | 506.9712 | 4.6339e-05 |  | 504.399 | 0.0039 |  | 207.644 | 0 |  | 802.4084 | 0.0024409 |  | 809.0407 | 3.1405e-05 | 604.395 | 0.0019806 |  | 1065.5868 | 0.0017174 |  | 1004.5096 | 0.054034 |  | 638 | 0.012146 |  | 1038 | 0.00076833 |  | 1001.603 | 0 |  | 1001.5967 | 0.05025
| 504.5529 | 0.00227 |  | 207.8462 | 0 |  | 207.8462 | 0 |  | 503.1005 | 3.0002e-05 |  | 207.8462 | 0 |  | 507.1237 | 5.336e-05 |  | 504.5529 | 0.00416 |  | 207.8462 | 0 |  | 802.4725 | 0.0023736 |  | 809.2787 | 0.00011522 | 604.507 | 0.0027775 |  | 1065.6425 | 0.0016933 |  | 1004.6332 | 0.054357 |  | 639 | 0.016253 |  | 1039 | 0.00060944 |  | 1001.6522 | 0 |  | 1001.6459 | 0.04975
| 504.7067 | 0.0016 |  | 208.0483 | 0 |  | 208.0483 | 0 |  | 503.2557 | 6.6672e-05 |  | 208.0483 | 0 |  | 507.2762 | 4.9348e-05 |  | 504.7067 | 0.00397 |  | 208.0483 | 0 |  | 802.5366 | 0.0029102 |  | 809.5166 | 2.1067e-05 | 604.619 | 0.0020701 |  | 1065.698 | 0.0016693 |  | 1004.7568 | 0.054568 |  | 640 | 0.0065346 |  | 1040 | 0.00073602 |  | 1001.7013 | 0 |  | 1001.695 | 0.04925
| 504.8606 | 0.00104 |  | 208.2506 | 0 |  | 208.2506 | 0 |  | 503.4109 | 3.0002e-05 |  | 208.2506 | 0 |  | 507.4287 | 4.7141e-05 |  | 504.8606 | 0.00415 |  | 208.2506 | 0 |  | 802.6006 | 0.0027379 |  | 809.7545 | 0.00011832 | 604.731 | 0.0022773 |  | 1065.7537 | 0.0016456 |  | 1004.8804 | 0.054676 |  | 641 | 0.024677 |  | 1041 | 0.00069619 |  | 1001.7505 | 0 |  | 1001.7442 | 0.04879
| 505.0145 | 0.00299 |  | 208.4528 | 0 |  | 208.4528 | 0 |  | 503.5661 | 6.6672e-06 |  | 208.4528 | 0 |  | 507.5812 | 5.5767e-05 |  | 505.0145 | 0.00395 |  | 208.4528 | 0 |  | 802.6648 | 0.0035158 |  | 809.9925 | 3.428e-05 | 604.843 | 0.00208 |  | 1065.8093 | 0.0016222 |  | 1005.0042 | 0.054667 |  | 642 | 0.014368 |  | 1042 | 0.00059356 |  | 1001.7996 | 0 |  | 1001.7933 | 0.0484
| 505.1684 | 0.00239 |  | 208.655 | 0 |  | 208.655 | 0 |  | 503.7213 | 0 |  | 208.655 | 0 |  | 507.7338 | 4.7943e-05 |  | 505.1684 | 0.00416 |  | 208.655 | 0 |  | 802.7289 | 0.0028211 |  | 810.2305 | 0.00011545 | 604.955 | 0.0022731 |  | 1065.8649 | 0.0015989 |  | 1005.1279 | 0.054511 |  | 643 | 0.01977 |  | 1043 | 0.00049919 |  | 1001.8488 | 0 |  | 1001.8425 | 0.04809
| 505.3224 | 0.0026 |  | 208.8573 | 0 |  | 208.8573 | 0 |  | 503.8765 | 6.6672e-06 |  | 208.8573 | 0 |  | 507.8863 | 5.5165e-05 |  | 505.3224 | 0.00398 |  | 208.8573 | 0 |  | 802.793 | 0.002889 |  | 810.4684 | 2.0655e-05 | 605.067 | 0.0026449 |  | 1065.9205 | 0.001576 |  | 1005.2516 | 0.054179 |  | 644 | 0.015899 |  | 1044 | 0.00063361 |  | 1001.898 | 0 |  | 1001.8917 | 0.04787
| 505.4763 | 0.00146 |  | 209.0596 | 0 |  | 209.0596 | 0 |  | 504.0317 | 3.0002e-05 |  | 209.0596 | 0 |  | 508.0389 | 4.012e-05 |  | 505.4763 | 0.00413 |  | 209.0596 | 0 |  | 802.8572 | 0.004205 |  | 810.7064 | 0.00011424 | 605.179 | 0.0019917 |  | 1065.9762 | 0.0015535 |  | 1005.3754 | 0.053657 |  | 645 | 0.01683 |  | 1045 | 0.00055774 |  | 1001.9471 | 0 |  | 1001.9409 | 0.04777
| 505.6302 | 0.00274 |  | 209.2619 | 0 |  | 209.2619 | 0 |  | 504.187 | 0 |  | 209.2619 | 0 |  | 508.1915 | 6.9809e-05 |  | 505.6302 | 0.00397 |  | 209.2619 | 0 |  | 802.9213 | 0.0038463 |  | 810.9444 | 1.2188e-05 | 605.291 | 0.0014342 |  | 1066.0319 | 0.0015313 |  | 1005.4992 | 0.052956 |  | 646 | 0.017243 |  | 1046 | 0.00055665 |  | 1001.9963 | 0 |  | 1001.99 | 0.04778
| 505.7842 | 0.00169 |  | 209.4642 | 0 |  | 209.4642 | 0 |  | 504.3422 | 0 |  | 209.4642 | 0 |  | 508.344 | 2.2668e-05 |  | 505.7842 | 0.00418 |  | 209.4642 | 0 |  | 802.9854 | 0.0035247 |  | 811.1824 | 0.00010247 | 605.404 | 0.0023866 |  | 1066.0875 | 0.0015094 |  | 1005.623 | 0.052116 |  | 647 | 0.012113 |  | 1047 | 0.00059065 |  | 1002.0455 | 0 |  | 1002.0393 | 0.04792
| 505.9381 | 0.00132 |  | 209.6665 | 0 |  | 209.6665 | 0 |  | 504.4975 | 2.6669e-05 |  | 209.6665 | 0 |  | 508.4966 | 7.6629e-05 |  | 505.9381 | 0.00403 |  | 209.6665 | 0 |  | 803.0496 | 0.0036953 |  | 811.4204 | 3.6019e-05 | 605.516 | 0.0015925 |  | 1066.1432 | 0.001488 |  | 1005.7469 | 0.051202 |  | 648 | 0.0096669 |  | 1048 | 0.00048793 |  | 1002.0947 | 0 |  | 1002.0884 | 0.04818
| 506.0921 | 0.00237 |  | 209.8689 | 0 |  | 209.8689 | 0 |  | 504.6527 | 1.0001e-05 |  | 209.8689 | 0 |  | 508.6492 | 2.327e-05 |  | 506.0921 | 0.00416 |  | 209.8689 | 0 |  | 803.1138 | 0.0024618 |  | 811.6584 | 0.00012134 | 605.628 | 0.0018209 |  | 1066.1988 | 0.001467 |  | 1005.8708 | 0.050308 |  | 649 | 0.0078758 |  | 1049 | 0.00059105 |  | 1002.1439 | 0 |  | 1002.1376 | 0.04856
| 506.2461 | 0.00292 |  | 210.0712 | 0 |  | 210.0712 | 0 |  | 504.808 | 0 |  | 210.0712 | 0 |  | 508.8019 | 6.5596e-05 |  | 506.2461 | 0.00393 |  | 210.0712 | 0 |  | 803.178 | 0.0030799 |  | 811.8964 | 2.9484e-05 | 605.74 | 0.0014659 |  | 1066.2545 | 0.0014464 |  | 1005.9948 | 0.049551 |  | 650 | 0.010166 |  | 1050 | 0.00056999 |  | 1002.1931 | 0 |  | 1002.1868 | 0.04903
| 506.4001 | 0.001 |  | 210.2736 | 0 |  | 210.2736 | 0 |  | 504.9633 | 3.0002e-05 |  | 210.2736 | 0 |  | 508.9545 | 4.3931e-05 |  | 506.4001 | 0.00416 |  | 210.2736 | 0 |  | 803.2421 | 0.0029277 |  | 812.1344 | 0.00011543 | 605.853 | 0.002871 |  | 1066.3102 | 0.0014263 |  | 1006.1187 | 0.049055 |  | 651 | 0.012641 |  | 1051 | 0.00056799 |  | 1002.2423 | 0 |  | 1002.236 | 0.04956
| 506.5541 | 0.00086137 |  | 210.476 | 0 |  | 210.476 | 0 |  | 505.1186 | 0 |  | 210.476 | 0 |  | 509.1071 | 5.1354e-05 |  | 506.5541 | 0.00402 |  | 210.476 | 0 |  | 803.3063 | 0.00275 |  | 812.3725 | 3.6943e-05 | 605.965 | 0.0016087 |  | 1066.366 | 0.0014068 |  | 1006.2427 | 0.048926 |  | 652 | 0.013593 |  | 1052 | 0.00068248 |  | 1002.2915 | 0 |  | 1002.2852 | 0.05008
| 506.7081 | 0.00153 |  | 210.6785 | 0 |  | 210.6785 | 0 |  | 505.2738 | 1.0001e-05 |  | 210.6785 | 0 |  | 509.2598 | 4.8545e-05 |  | 506.7081 | 0.00423 |  | 210.6785 | 0 |  | 803.3707 | 0.0029228 |  | 812.6105 | 0.00010289 | 606.078 | 0.0028264 |  | 1066.4216 | 0.0013877 |  | 1006.3667 | 0.049211 |  | 653 | 0.013089 |  | 1053 | 0.00060889 |  | 1002.3408 | 0 |  | 1002.3345 | 0.05052
| 506.8621 | 0.00257 |  | 210.8809 | 0 |  | 210.8809 | 0 |  | 505.4291 | 0 |  | 210.8809 | 0 |  | 509.4124 | 5.336e-05 |  | 506.8621 | 0.00397 |  | 210.8809 | 0 |  | 803.4348 | 0.0026597 |  | 812.8486 | 2.3944e-05 | 606.19 | 0.0017381 |  | 1066.4773 | 0.0013691 |  | 1006.4908 | 0.049863 |  | 654 | 0.0093949 |  | 1054 | 0.00051976 |  | 1002.3899 | 0 |  | 1002.3837 | 0.0508
| 507.0161 | 0.0002286 |  | 211.0834 | 0 |  | 211.0834 | 0 |  | 505.5845 | 1.0001e-05 |  | 211.0834 | 0 |  | 509.5651 | 4.3931e-05 |  | 507.0161 | 0.00422 |  | 211.0834 | 0 |  | 803.499 | 0.0022763 |  | 813.0866 | 0.00013333 | 606.303 | 0.0021067 |  | 1066.5331 | 0.0013511 |  | 1006.6149 | 0.05074 |  | 655 | 0.012795 |  | 1055 | 0.00079378 |  | 1002.4392 | 0 |  | 1002.4329 | 0.05087
| 507.1701 | 0.00165 |  | 211.2859 | 0 |  | 211.2859 | 0 |  | 505.7398 | 6.6672e-06 |  | 211.2859 | 0 |  | 509.7178 | 4.7141e-05 |  | 507.1701 | 0.0041 |  | 211.2859 | 0 |  | 803.5633 | 0.003451 |  | 813.3247 | 2.5968e-05 | 606.415 | 0.0017865 |  | 1066.5887 | 0.0013336 |  | 1006.739 | 0.051636 |  | 656 | 0.020677 |  | 1056 | 0.00070811 |  | 1002.4884 | 0 |  | 1002.4821 | 0.0507
| 507.3241 | 0.00202 |  | 211.4884 | 0 |  | 211.4884 | 0 |  | 505.8951 | 0 |  | 211.4884 | 0 |  | 509.8705 | 5.1354e-05 |  | 507.3241 | 0.00431 |  | 211.4884 | 0 |  | 803.6276 | 0.0034322 |  | 813.5628 | 0.00011694 | 606.528 | 0.0017065 |  | 1066.6444 | 0.0013166 |  | 1006.8631 | 0.052346 |  | 657 | 0.0065174 |  | 1057 | 0.00054586 |  | 1002.5377 | 0 |  | 1002.5314 | 0.05031
| 507.4782 | 0.0025 |  | 211.6909 | 0 |  | 211.6909 | 0 |  | 506.0504 | 0 |  | 211.6909 | 0 |  | 510.0232 | 4.9548e-05 |  | 507.4782 | 0.00405 |  | 211.6909 | 0 |  | 803.6918 | 0.0045405 |  | 813.8009 | 3.5381e-05 | 606.641 | 0.0028755 |  | 1066.7002 | 0.0013045 |  | 1006.9873 | 0.052737 |  | 658 | 0.018599 |  | 1058 | 0.00062118 |  | 1002.5869 | 0 |  | 1002.5806 | 0.04977
| 507.6322 | 0.00253 |  | 211.8934 | 0 |  | 211.8934 | 0 |  | 506.2058 | 1.0001e-05 |  | 211.8934 | 0 |  | 510.1759 | 5.0551e-05 |  | 507.6322 | 0.00423 |  | 211.8934 | 0 |  | 803.7561 | 0.0028458 |  | 814.039 | 0.0001229 | 606.753 | 0.0014819 |  | 1066.756 | 0.0012826 |  | 1007.1115 | 0.052792 |  | 659 | 0.016038 |  | 1059 | 0.00070368 |  | 1002.6362 | 0 |  | 1002.6299 | 0.04915
| 507.7863 | 0.00116 |  | 212.096 | 0 |  | 212.096 | 0 |  | 506.3611 | 6.6672e-06 |  | 212.096 | 0 |  | 510.3286 | 5.9779e-05 |  | 507.7863 | 0.00414 |  | 212.096 | 0 |  | 803.8205 | 0.0036709 |  | 814.2771 | 5.0362e-05 | 606.866 | 0.0028228 |  | 1066.8117 | 0.0012716 |  | 1007.2357 | 0.052611 |  | 660 | 0.017439 |  | 1060 | 0.0005613 |  | 1002.6854 | 0 |  | 1002.6791 | 0.04856
| 507.9404 | 0.0013 |  | 212.2986 | 0 |  | 212.2986 | 0 |  | 506.5165 | 1.0001e-05 |  | 212.2986 | 0 |  | 510.4813 | 3.671e-05 |  | 507.9404 | 0.00429 |  | 212.2986 | 0 |  | 803.8847 | 0.0039126 |  | 814.5152 | 0.00012111 | 606.979 | 0.0018151 |  | 1066.8674 | 0.0012497 |  | 1007.36 | 0.052366 |  | 661 | 0.016939 |  | 1061 | 0.00065148 |  | 1002.7347 | 0 |  | 1002.7283 | 0.04808
| 508.0945 | 0.00174 |  | 212.5012 | 0 |  | 212.5012 | 0 |  | 506.6718 | 6.6672e-06 |  | 212.5012 | 0 |  | 510.6341 | 7.0009e-05 |  | 508.0945 | 0.00405 |  | 212.5012 | 0 |  | 803.949 | 0.0031772 |  | 814.7533 | 4.7095e-05 | 607.092 | 0.0018131 |  | 1066.9231 | 0.0012387 |  | 1007.4843 | 0.052242 |  | 662 | 0.015269 |  | 1062 | 0.0006433 |  | 1002.7839 | 0 |  | 1002.7776 | 0.04776
| 508.2486 | 0.00232 |  | 212.7038 | 0 |  | 212.7038 | 0 |  | 506.8272 | 3.0002e-05 |  | 212.7038 | 0 |  | 510.7868 | 3.3701e-05 |  | 508.2486 | 0.0042 |  | 212.7038 | 0 |  | 804.0134 | 0.0040318 |  | 814.9915 | 0.0001202 | 607.204 | 0.001435 |  | 1066.9789 | 0.0012278 |  | 1007.6086 | 0.052373 |  | 663 | 0.015862 |  | 1063 | 0.00068607 |  | 1002.8332 | 0 |  | 1002.8269 | 0.04761
| 508.4027 | 0.00234 |  | 212.9064 | 0 |  | 212.9064 | 0 |  | 506.9826 | 0 |  | 212.9064 | 0 |  | 510.9396 | 6.4593e-05 |  | 508.4027 | 0.00409 |  | 212.9064 | 0 |  | 804.0777 | 0.0033759 |  | 815.2296 | 5.2593e-05 | 607.317 | 0.0022916 |  | 1067.0347 | 0.0012168 |  | 1007.733 | 0.052818 |  | 664 | 0.016752 |  | 1064 | 0.0005789 |  | 1002.8824 | 0 |  | 1002.8762 | 0.0476
| 508.5568 | 0.00128 |  | 213.1091 | 0 |  | 213.1091 | 0 |  | 507.1379 | 5.0004e-05 |  | 213.1091 | 0 |  | 511.0924 | 3.9719e-05 |  | 508.5568 | 0.0042 |  | 213.1091 | 0 |  | 804.142 | 0.0034711 |  | 815.4678 | 0.00012081 | 607.43 | 0.0024298 |  | 1067.0904 | 0.0012059 |  | 1007.8574 | 0.053558 |  | 665 | 0.016099 |  | 1065 | 0.00045112 |  | 1002.9317 | 0 |  | 1002.9254 | 0.04767
| 508.7109 | 0.00232 |  | 213.3117 | 0 |  | 213.3117 | 0 |  | 507.2933 | 0 |  | 213.3117 | 0 |  | 511.2452 | 6.5596e-05 |  | 508.7109 | 0.00392 |  | 213.3117 | 0 |  | 804.2064 | 0.003156 |  | 815.7059 | 4.8361e-05 | 607.543 | 0.0024192 |  | 1067.1462 | 0.0011949 |  | 1007.9818 | 0.054513 |  | 666 | 0.0077822 |  | 1066 | 0.00058234 |  | 1002.981 | 0 |  | 1002.9747 | 0.04776
| 508.865 | 0.00094954 |  | 213.5144 | 0 |  | 213.5144 | 0 |  | 507.4487 | 1.0001e-05 |  | 213.5144 | 0 |  | 511.3979 | 4.0722e-05 |  | 508.865 | 0.0041 |  | 213.5144 | 0 |  | 804.2708 | 0.0024263 |  | 815.9441 | 0.00013504 | 607.656 | 0.0021964 |  | 1067.202 | 0.0011839 |  | 1008.1063 | 0.055569 |  | 667 | 0.0099837 |  | 1067 | 0.00069537 |  | 1003.0303 | 0 |  | 1003.024 | 0.0478
| 509.0192 | 0.00183 |  | 213.7171 | 0 |  | 213.7171 | 0 |  | 507.6041 | 6.6672e-06 |  | 213.7171 | 0 |  | 511.5507 | 6.5396e-05 |  | 509.0192 | 0.00398 |  | 213.7171 | 0 |  | 804.3352 | 0.0030151 |  | 816.1822 | 2.7584e-05 | 607.769 | 0.0027845 |  | 1067.2578 | 0.001173 |  | 1008.2307 | 0.056597 |  | 668 | 0.0082277 |  | 1068 | 0.00075124 |  | 1003.0796 | 0 |  | 1003.0733 | 0.04777
| 509.1733 | 0.00232 |  | 213.9199 | 0 |  | 213.9199 | 0 |  | 507.7595 | 3.0002e-05 |  | 213.9199 | 0 |  | 511.7036 | 4.1725e-05 |  | 509.1733 | 0.00421 |  | 213.9199 | 0 |  | 804.3995 | 0.0035649 |  | 816.4204 | 0.0001134 | 607.883 | 0.0017146 |  | 1067.3136 | 0.001162 |  | 1008.3552 | 0.057465 |  | 669 | 0.01479 |  | 1069 | 0.00054192 |  | 1003.1289 | 0 |  | 1003.1226 | 0.04765
| 509.3275 | 0.00213 |  | 214.1226 | 0 |  | 214.1226 | 0 |  | 507.915 | 0 |  | 214.1226 | 0 |  | 511.8564 | 6.0381e-05 |  | 509.3275 | 0.00395 |  | 214.1226 | 0 |  | 804.4639 | 0.0038298 |  | 816.6586 | 5.2816e-05 | 607.996 | 0.0015432 |  | 1067.3694 | 0.0011511 |  | 1008.4798 | 0.058053 |  | 670 | 0.010569 |  | 1070 | 0.00056227 |  | 1003.1782 | 0 |  | 1003.1719 | 0.04745
| 509.4816 | 0.00229 |  | 214.3254 | 0 |  | 214.3254 | 0 |  | 508.0704 | 0 |  | 214.3254 | 0 |  | 512.0092 | 4.6339e-05 |  | 509.4816 | 0.00409 |  | 214.3254 | 0 |  | 804.5283 | 0.003571 |  | 816.8968 | 0.00013475 | 608.109 | 0.0017594 |  | 1067.4252 | 0.0011401 |  | 1008.6044 | 0.058261 |  | 671 | 0.022685 |  | 1071 | 0.0006087 |  | 1003.2275 | 0 |  | 1003.2212 | 0.04718
| 509.6358 | 0.00221 |  | 214.5281 | 0 |  | 214.5281 | 0 |  | 508.2258 | 6.6672e-06 |  | 214.5281 | 0 |  | 512.1621 | 5.8976e-05 |  | 509.6358 | 0.00382 |  | 214.5282 | 0 |  | 804.5927 | 0.0029762 |  | 817.135 | 6.5665e-05 | 608.222 | 0.0026305 |  | 1067.481 | 0.0011291 |  | 1008.7289 | 0.058022 |  | 672 | 0.020802 |  | 1072 | 0.00079829 |  | 1003.2768 | 0 |  | 1003.2705 | 0.04688
| 509.79 | 0.00258 |  | 214.7309 | 0 |  | 214.7309 | 0 |  | 508.3813 | 1.0001e-05 |  | 214.7309 | 0 |  | 512.3149 | 4.0922e-05 |  | 509.79 | 0.00404 |  | 214.731 | 0 |  | 804.6572 | 0.0024154 |  | 817.3732 | 0.00014017 | 608.336 | 0.0026457 |  | 1067.5367 | 0.0011291 |  | 1008.8536 | 0.057324 |  | 673 | 0.011278 |  | 1073 | 0.00055157 |  | 1003.3261 | 0 |  | 1003.3198 | 0.04659
| 509.9442 | 0.00283 |  | 214.9338 | 0 |  | 214.9338 | 0 |  | 508.5367 | 0 |  | 214.9338 | 0 |  | 512.4678 | 6.2387e-05 |  | 509.9442 | 0.00392 |  | 214.9338 | 0 |  | 804.7216 | 0.0025125 |  | 817.6115 | 3.8959e-05 | 608.449 | 0.002077 |  | 1067.5927 | 0.0011182 |  | 1008.9783 | 0.056215 |  | 674 | 0.013589 |  | 1074 | 0.00060043 |  | 1003.3754 | 0 |  | 1003.3691 | 0.04635
| 510.0984 | 0.00271 |  | 215.1366 | 0 |  | 215.1366 | 0 |  | 508.6922 | 0 |  | 215.1366 | 0 |  | 512.6207 | 5.8174e-05 |  | 510.0984 | 0.00425 |  | 215.1366 | 0 |  | 804.7859 | 0.0032141 |  | 817.8497 | 0.00013395 | 608.562 | 0.0024727 |  | 1067.6484 | 0.0011072 |  | 1009.103 | 0.054815 |  | 675 | 0.016178 |  | 1075 | 0.00048154 |  | 1003.4247 | 0 |  | 1003.4185 | 0.04622
| 510.2526 | 0.00237 |  | 215.3395 | 0 |  | 215.3395 | 0 |  | 508.8476 | 6.6672e-06 |  | 215.3395 | 0 |  | 512.7736 | 4.5937e-05 |  | 510.2526 | 0.00409 |  | 215.3395 | 0 |  | 804.8504 | 0.0036377 |  | 818.0879 | 4.0893e-05 | 608.676 | 0.0020913 |  | 1067.7042 | 0.0011072 |  | 1009.2277 | 0.053303 |  | 676 | 0.011566 |  | 1076 | 0.00066505 |  | 1003.4741 | 0 |  | 1003.4678 | 0.04628
| 510.4068 | 0.00236 |  | 215.5423 | 0 |  | 215.5423 | 0 |  | 509.0031 | 1.0001e-05 |  | 215.5423 | 0 |  | 512.9265 | 7.8635e-05 |  | 510.4068 | 0.00433 |  | 215.5423 | 0 |  | 804.9149 | 0.0038475 |  | 818.3262 | 0.00013457 | 608.789 | 0.0021554 |  | 1067.7601 | 0.0010962 |  | 1009.3525 | 0.051892 |  | 677 | 0.0096929 |  | 1077 | 0.00070754 |  | 1003.5234 | 0 |  | 1003.5171 | 0.04658
| 510.5611 | 0 |  | 215.7452 | 0 |  | 215.7452 | 0 |  | 509.1586 | 6.6672e-06 |  | 215.7452 | 0 |  | 513.0794 | 2.347e-05 |  | 510.5611 | 0.0041 |  | 215.7452 | 0 |  | 804.9794 | 0.0030832 |  | 818.5644 | 3.9257e-05 | 608.903 | 0.0022742 |  | 1067.8159 | 0.0010962 |  | 1009.4772 | 0.050786 |  | 678 | 0.012956 |  | 1078 | 0.00062468 |  | 1003.5728 | 0 |  | 1003.5664 | 0.04716
| 510.7153 | 0.00135 |  | 215.9481 | 0 |  | 215.9481 | 0 |  | 509.3141 | 3.0002e-05 |  | 215.9481 | 0 |  | 513.2323 | 8.5255e-05 |  | 510.7153 | 0.00437 |  | 215.9481 | 0 |  | 805.0438 | 0.0038337 |  | 818.8027 | 0.00013218 | 609.016 | 0.0017911 |  | 1067.8718 | 0.0010853 |  | 1009.6021 | 0.050133 |  | 679 | 0.021393 |  | 1079 | 0.0006455 |  | 1003.6221 | 0 |  | 1003.6158 | 0.04803
| 510.8695 | 0.00207 |  | 216.1511 | 0 |  | 216.1511 | 0 |  | 509.4696 | 0 |  | 216.1511 | 0 |  | 513.3852 | 3.3099e-05 |  | 510.8695 | 0.00415 |  | 216.1511 | 0 |  | 805.1083 | 0.0033681 |  | 819.041 | 5.188e-05 | 609.13 | 0.0020074 |  | 1067.9276 | 0.0010853 |  | 1009.7269 | 0.04999 |  | 680 | 0.0089633 |  | 1080 | 0.00060653 |  | 1003.6715 | 0 |  | 1003.6651 | 0.04915
| 511.0238 | 0.0019 |  | 216.354 | 0 |  | 216.354 | 0 |  | 509.6251 | 5.0004e-05 |  | 216.354 | 0 |  | 513.5382 | 7.0411e-05 |  | 511.0238 | 0.00447 |  | 216.354 | 0 |  | 805.1729 | 0.0031248 |  | 819.2793 | 0.00012 | 609.243 | 0.0020489 |  | 1067.9835 | 0.0010853 |  | 1009.8518 | 0.050311 |  | 681 | 0.015074 |  | 1081 | 0.000534 |  | 1003.7208 | 0 |  | 1003.7145 | 0.05043
| 511.1781 | 0.00236 |  | 216.557 | 0 |  | 216.557 | 0 |  | 509.7806 | 6.6672e-06 |  | 216.557 | 0 |  | 513.6911 | 4.7342e-05 |  | 511.1781 | 0.0042 |  | 216.557 | 0 |  | 805.2374 | 0.0035127 |  | 819.5176 | 0.00014883 | 609.357 | 0.002695 |  | 1068.0393 | 0.0010853 |  | 1009.9767 | 0.050957 |  | 682 | 0.0092663 |  | 1082 | 0.00057939 |  | 1003.7701 | 0 |  | 1003.7639 | 0.05174
| 511.3323 | 0.00178 |  | 216.76 | 0 |  | 216.76 | 0 |  | 509.9361 | 0 |  | 216.76 | 0 |  | 513.8441 | 6.2587e-05 |  | 511.3323 | 0.00438 |  | 216.76 | 0 |  | 805.3019 | 0.0029936 |  | 819.7559 | 4.4921e-05 | 609.471 | 0.0030657 |  | 1068.0952 | 0.0010743 |  | 1010.1017 | 0.051735 |  | 683 | 0.01444 |  | 1083 | 0.00057762 |  | 1003.8195 | 0 |  | 1003.8132 | 0.05296
| 511.4866 | 0.00162 |  | 216.963 | 0 |  | 216.963 | 0 |  | 510.0916 | 2.6669e-05 |  | 216.963 | 0 |  | 513.9971 | 5.1755e-05 |  | 511.4866 | 0.00403 |  | 216.963 | 0 |  | 805.3665 | 0.0041165 |  | 819.9942 | 0.00014425 | 609.584 | 0.0020673 |  | 1068.1511 | 0.0010743 |  | 1010.2266 | 0.05245 |  | 684 | 0.012934 |  | 1084 | 0.00064294 |  | 1003.8688 | 0 |  | 1003.8626 | 0.05394
| 511.6409 | 0.0006682 |  | 217.166 | 0 |  | 217.166 | 0 |  | 510.2471 | 3.0002e-05 |  | 217.166 | 0 |  | 514.1501 | 5.7773e-05 |  | 511.6409 | 0.00423 |  | 217.166 | 0 |  | 805.431 | 0.0036937 |  | 820.2325 | 7.2502e-05 | 609.698 | 0.0026655 |  | 1068.207 | 0.0010743 |  | 1010.3516 | 0.05295 |  | 685 | 0.024723 |  | 1085 | 0.00063101 |  | 1003.9182 | 0 |  | 1003.9119 | 0.05459
| 511.7952 | 0.00193 |  | 217.369 | 0 |  | 217.369 | 0 |  | 510.4027 | 0 |  | 217.369 | 0 |  | 514.303 | 4.7943e-05 |  | 511.7952 | 0.00406 |  | 217.369 | 0 |  | 805.4955 | 0.0025335 |  | 820.4708 | 0.00014447 | 609.812 | 0.0026318 |  | 1068.2628 | 0.0010743 |  | 1010.4767 | 0.053152 |  | 686 | 0.010165 |  | 1086 | 0.00075209 |  | 1003.9676 | 0 |  | 1003.9613 | 0.05483
| 511.9495 | 0 |  | 217.5721 | 0 |  | 217.5721 | 0 |  | 510.5582 | 0 |  | 217.5721 | 0 |  | 514.4561 | 6.2186e-05 |  | 511.9495 | 0.00423 |  | 217.5721 | 0 |  | 805.5601 | 0.0033927 |  | 820.7092 | 7.3051e-05 | 609.926 | 0.0026866 |  | 1068.3187 | 0.0010743 |  | 1010.6017 | 0.053053 |  | 687 | 0.0068439 |  | 1087 | 0.00079748 |  | 1004.017 | 0 |  | 1004.0107 | 0.05467
| 512.1038 | 0.00158 |  | 217.7752 | 0 |  | 217.7752 | 0 |  | 510.7138 | 2.6669e-05 |  | 217.7752 | 0 |  | 514.6091 | 4.9749e-05 |  | 512.1038 | 0.00399 |  | 217.7752 | 0 |  | 805.6247 | 0.0031806 |  | 820.9475 | 0.00013357 | 610.04 | 0.0015497 |  | 1068.3746 | 0.0010743 |  | 1010.7269 | 0.052711 |  | 688 | 0.018413 |  | 1088 | 0.00096333 |  | 1004.0664 | 0 |  | 1004.0601 | 0.05412
| 512.2582 | 0.00169 |  | 217.9783 | 0 |  | 217.9783 | 0 |  | 510.8693 | 1.0001e-05 |  | 217.9783 | 0 |  | 514.7621 | 6.339e-05 |  | 512.2582 | 0.00417 |  | 217.9783 | 0 |  | 805.6893 | 0.0038089 |  | 821.1859 | 4.7579e-05 | 610.154 | 0.0017223 |  | 1068.4305 | 0.0010743 |  | 1010.852 | 0.052217 |  | 689 | 0.0091892 |  | 1089 | 0.00067036 |  | 1004.1158 | 0 |  | 1004.1094 | 0.05328
| 512.4125 | 0.00294 |  | 218.1814 | 0 |  | 218.1814 | 0 |  | 511.0249 | 6.6672e-06 |  | 218.1814 | 0 |  | 514.9151 | 5.356e-05 |  | 512.4125 | 0.00402 |  | 218.1814 | 0 |  | 805.7539 | 0.0031465 |  | 821.4242 | 0.00015224 | 610.268 | 0.0020374 |  | 1068.4865 | 0.0010743 |  | 1010.9772 | 0.051659 |  | 690 | 0.011992 |  | 1090 | 0.00073656 |  | 1004.1652 | 0 |  | 1004.1589 | 0.05223
| 512.5669 | 0.00207 |  | 218.3845 | 0 |  | 218.3845 | 0 |  | 511.1805 | 1.0001e-05 |  | 218.3845 | 0 |  | 515.0682 | 6.7803e-05 |  | 512.5669 | 0.00425 |  | 218.3845 | 0 |  | 805.8186 | 0.0021267 |  | 821.6626 | 4.6841e-05 | 610.382 | 0.001701 |  | 1068.5424 | 0.0010743 |  | 1011.1024 | 0.051093 |  | 691 | 0.014675 |  | 1091 | 0.00053256 |  | 1004.2145 | 0 |  | 1004.2083 | 0.05111
| 512.7212 | 0.00301 |  | 218.5877 | 0 |  | 218.5877 | 0 |  | 511.3361 | 0 |  | 218.5877 | 0 |  | 515.2212 | 4.694e-05 |  | 512.7212 | 0.00409 |  | 218.5877 | 0 |  | 805.8831 | 0.0021084 |  | 821.901 | 0.000136 | 610.496 | 0.0027326 |  | 1068.5984 | 0.0010743 |  | 1011.2275 | 0.050537 |  | 692 | 0.020436 |  | 1092 | 0.0006029 |  | 1004.264 | 0 |  | 1004.2577 | 0.05003
| 512.8756 | 0.0026 |  | 218.7908 | 0 |  | 218.7908 | 0 |  | 511.4917 | 1.0001e-05 |  | 218.7908 | 0 |  | 515.3743 | 6.7602e-05 |  | 512.8756 | 0.00427 |  | 218.7908 | 0 |  | 805.9478 | 0.001516 |  | 822.1394 | 6.2614e-05 | 610.61 | 0.0033586 |  | 1068.6543 | 0.0010743 |  | 1011.3528 | 0.049977 |  | 693 | 0.017192 |  | 1093 | 0.00070061 |  | 1004.3134 | 0 |  | 1004.3071 | 0.04908
| 513.0299 | 0.0039 |  | 218.994 | 0 |  | 218.994 | 0 |  | 511.6473 | 0 |  | 218.994 | 0 |  | 515.5274 | 4.7943e-05 |  | 513.0299 | 0.004 |  | 218.994 | 0 |  | 806.0124 | 0.0017673 |  | 822.3777 | 0.00014672 | 610.724 | 0.0030377 |  | 1068.7102 | 0.0010743 |  | 1011.4781 | 0.049391 |  | 694 | 0.018753 |  | 1094 | 0.00070753 |  | 1004.3628 | 0 |  | 1004.3565 | 0.04833
| 513.1843 | 0.00125 |  | 219.1972 | 0 |  | 219.1972 | 0 |  | 511.8029 | 0 |  | 219.1972 | 0 |  | 515.6805 | 6.7201e-05 |  | 513.1843 | 0.00424 |  | 219.1972 | 0 |  | 806.0771 | 0.0028245 |  | 822.6161 | 5.6415e-05 | 610.839 | 0.001481 |  | 1068.7661 | 0.0010853 |  | 1011.6034 | 0.048769 |  | 695 | 0.0082319 |  | 1095 | 0.00075956 |  | 1004.4122 | 0 |  | 1004.4059 | 0.04783
| 513.3387 | 0.00214 |  | 219.4004 | 0 |  | 219.4004 | 0 |  | 511.9585 | 0 |  | 219.4004 | 0 |  | 515.8336 | 5.9779e-05 |  | 513.3387 | 0.00399 |  | 219.4005 | 0 |  | 806.1417 | 0.0033871 |  | 822.8546 | 0.00013975 | 610.953 | 0.0023761 |  | 1068.8221 | 0.0010853 |  | 1011.7288 | 0.048126 |  | 696 | 0.0099247 |  | 1096 | 0.00054612 |  | 1004.4616 | 0 |  | 1004.4553 | 0.0476
| 513.4931 | 0.00209 |  | 219.6037 | 0 |  | 219.6037 | 0 |  | 512.1141 | 1.0001e-05 |  | 219.6037 | 0 |  | 515.9867 | 4.694e-05 |  | 513.4931 | 0.00428 |  | 219.6037 | 0 |  | 806.2064 | 0.0032696 |  | 823.093 | 8.7826e-05 | 611.067 | 0.0018454 |  | 1068.8781 | 0.0010853 |  | 1011.8541 | 0.047489 |  | 697 | 0.011844 |  | 1097 | 0.00062604 |  | 1004.511 | 0 |  | 1004.5048 | 0.04765
| 513.6475 | 0.00174 |  | 219.807 | 0 |  | 219.807 | 0 |  | 512.2697 | 4.667e-05 |  | 219.807 | 0 |  | 516.1398 | 6.68e-05 |  | 513.6475 | 0.00396 |  | 219.807 | 0 |  | 806.2712 | 0.0038037 |  | 823.3314 | 0.00016099 | 611.181 | 0.0023694 |  | 1068.934 | 0.0010853 |  | 1011.9796 | 0.04688 |  | 698 | 0.0091487 |  | 1098 | 0.00095728 |  | 1004.5605 | 0 |  | 1004.5542 | 0.04795
| 513.802 | 0.00215 |  | 220.0102 | 0 |  | 220.0102 | 0 |  | 512.4254 | 1.0001e-05 |  | 220.0102 | 0 |  | 516.2929 | 3.9117e-05 |  | 513.802 | 0.00419 |  | 220.0102 | 0 |  | 806.3358 | 0.0036214 |  | 823.5698 | 8.377e-05 | 611.296 | 0.002001 |  | 1068.99 | 0.0010962 |  | 1012.105 | 0.046295 |  | 699 | 0.017478 |  | 1099 | 0.00069794 |  | 1004.6099 | 0 |  | 1004.6036 | 0.04849
| 513.9564 | 0.00213 |  | 220.2135 | 0 |  | 220.2135 | 0 |  | 512.581 | 6.6672e-06 |  | 220.2135 | 0 |  | 516.4461 | 6.9408e-05 |  | 513.9564 | 0.00397 |  | 220.2135 | 0 |  | 806.4006 | 0.0030901 |  | 823.8083 | 0.0001523 | 611.41 | 0.0039047 |  | 1069.0459 | 0.0010962 |  | 1012.2305 | 0.045708 |  | 700 | 0.0090126 |  | 1100 | 0.00064145 |  | 1004.6594 | 0 |  | 1004.6531 | 0.04921
| 514.1108 | 0.00209 |  | 220.4168 | 0 |  | 220.4168 | 0 |  | 512.7367 | 1.0001e-05 |  | 220.4168 | 0 |  | 516.5992 | 4.7943e-05 |  | 514.1108 | 0.00421 |  | 220.4169 | 0 |  | 806.4652 | 0.0025226 |  | 824.0467 | 8.1289e-05 | 611.525 | 0.0026857 |  | 1069.1019 | 0.0011072 |  | 1012.356 | 0.045083 |  | 701 | 0.015511 |  | 1101 | 0.00067924 |  | 1004.7088 | 0 |  | 1004.7025 | 0.05005
| 514.2653 | 0.00214 |  | 220.6202 | 0 |  | 220.6202 | 0 |  | 512.8923 | 6.6672e-06 |  | 220.6202 | 0 |  | 516.7524 | 5.4363e-05 |  | 514.2653 | 0.00403 |  | 220.6202 | 0 |  | 806.5299 | 0.0039592 |  | 824.2852 | 0.00014576 | 611.639 | 0.0025145 |  | 1069.1578 | 0.0011072 |  | 1012.4815 | 0.044413 |  | 702 | 0.015016 |  | 1102 | 0.00059073 |  | 1004.7583 | 0 |  | 1004.752 | 0.05095
| 514.4197 | 0.0009847 |  | 220.8235 | 0 |  | 220.8235 | 0 |  | 513.048 | 0 |  | 220.8235 | 0 |  | 516.9056 | 5.2156e-05 |  | 514.4197 | 0.0042 |  | 220.8235 | 0 |  | 806.5947 | 0.0037289 |  | 824.5237 | 6.075e-05 | 611.754 | 0.0011756 |  | 1069.2139 | 0.0011072 |  | 1012.6071 | 0.043741 |  | 703 | 0.0090273 |  | 1103 | 0.00074096 |  | 1004.8077 | 0 |  | 1004.8015 | 0.05181
| 514.5742 | 0.00216 |  | 221.0269 | 0 |  | 221.0269 | 0 |  | 513.2037 | 6.6672e-06 |  | 221.0269 | 0 |  | 517.0588 | 5.4162e-05 |  | 514.5742 | 0.00403 |  | 221.0269 | 0 |  | 806.6594 | 0.0033723 |  | 824.7621 | 0.00015245 | 611.868 | 0.0020768 |  | 1069.2699 | 0.0011182 |  | 1012.7327 | 0.043168 |  | 704 | 0.013691 |  | 1104 | 0.0006059 |  | 1004.8572 | 0 |  | 1004.8509 | 0.05256
| 514.7287 | 0.00165 |  | 221.2303 | 0 |  | 221.2303 | 0 |  | 513.3593 | 1.0001e-05 |  | 221.2303 | 0 |  | 517.2119 | 5.697e-05 |  | 514.7287 | 0.00421 |  | 221.2303 | 0 |  | 806.7241 | 0.002921 |  | 825.0006 | 8.6577e-05 | 611.983 | 0.0026079 |  | 1069.3259 | 0.0011182 |  | 1012.8583 | 0.042831 |  | 705 | 0.0055833 |  | 1105 | 0.00075884 |  | 1004.9067 | 0 |  | 1004.9004 | 0.05315
| 514.8831 | 0.00345 |  | 221.4337 | 0 |  | 221.4337 | 0 |  | 513.515 | 6.6672e-06 |  | 221.4337 | 0 |  | 517.3651 | 6.0782e-05 |  | 514.8831 | 0.00399 |  | 221.4337 | 0 |  | 806.7889 | 0.0033507 |  | 825.2391 | 0.00016756 | 612.098 | 0.0017431 |  | 1069.3818 | 0.0011291 |  | 1012.9839 | 0.042859 |  | 706 | 0.007297 |  | 1106 | 0.00056744 |  | 1004.9562 | 0 |  | 1004.9498 | 0.05353
| 515.0376 | 0.00127 |  | 221.6371 | 0 |  | 221.6371 | 0 |  | 513.6707 | 3.0002e-05 |  | 221.6371 | 0 |  | 517.5184 | 4.4132e-05 |  | 515.0376 | 0.00424 |  | 221.6371 | 0 |  | 806.8536 | 0.0034653 |  | 825.4776 | 9.5023e-05 | 612.213 | 0.0029399 |  | 1069.4379 | 0.0011291 |  | 1013.1096 | 0.043326 |  | 707 | 0.015908 |  | 1107 | 0.00075174 |  | 1005.0056 | 0 |  | 1004.9993 | 0.05371
| 515.1921 | 0.00183 |  | 221.8406 | 0 |  | 221.8406 | 0 |  | 513.8264 | 6.6672e-06 |  | 221.8406 | 0 |  | 517.6716 | 7.1815e-05 |  | 515.1921 | 0.00403 |  | 221.8406 | 0 |  | 806.9185 | 0.0028672 |  | 825.7161 | 0.00016752 | 612.327 | 0.0021427 |  | 1069.4939 | 0.0011401 |  | 1013.2354 | 0.044231 |  | 708 | 0.0081378 |  | 1108 | 0.00085162 |  | 1005.0551 | 0 |  | 1005.0488 | 0.0537
| 515.3466 | 0.00139 |  | 222.044 | 0 |  | 222.044 | 0 |  | 513.9821 | 3.0002e-05 |  | 222.044 | 0 |  | 517.8248 | 4.1324e-05 |  | 515.3466 | 0.0042 |  | 222.044 | 0 |  | 806.9832 | 0.0029659 |  | 825.9547 | 8.1381e-05 | 612.442 | 0.0028243 |  | 1069.5499 | 0.0011511 |  | 1013.3611 | 0.045492 |  | 709 | 0.0046617 |  | 1109 | 0.00079882 |  | 1005.1046 | 0 |  | 1005.0983 | 0.05356
| 515.5012 | 0.00193 |  | 222.2475 | 0 |  | 222.2475 | 0 |  | 514.1378 | 0 |  | 222.2475 | 0 |  | 517.9781 | 6.8003e-05 |  | 515.5012 | 0.00386 |  | 222.2475 | 0 |  | 807.048 | 0.0031448 |  | 826.1932 | 0.00017493 | 612.557 | 0.0020341 |  | 1069.606 | 0.0011511 |  | 1013.4869 | 0.046973 |  | 710 | 0.011836 |  | 1110 | 0.00076022 |  | 1005.1541 | 0 |  | 1005.1478 | 0.05331
| 515.6557 | 0.00218 |  | 222.451 | 0 |  | 222.451 | 0 |  | 514.2936 | 1.0001e-05 |  | 222.451 | 0 |  | 518.1313 | 6.0581e-05 |  | 515.6557 | 0.00407 |  | 222.451 | 0 |  | 807.1129 | 0.003059 |  | 826.4317 | 8.9203e-05 | 612.672 | 0.0024247 |  | 1069.662 | 0.001162 |  | 1013.6127 | 0.048513 |  | 711 | 0.013855 |  | 1111 | 0.00079436 |  | 1005.2036 | 0 |  | 1005.1973 | 0.05301
| 515.8102 | 0.00288 |  | 222.6545 | 0 |  | 222.6545 | 0 |  | 514.4493 | 6.6672e-06 |  | 222.6545 | 0 |  | 518.2846 | 4.1123e-05 |  | 515.8102 | 0.00391 |  | 222.6546 | 0 |  | 807.1777 | 0.0034736 |  | 826.6703 | 0.00018167 | 612.787 | 0.0020954 |  | 1069.718 | 0.001162 |  | 1013.7386 | 0.04996 |  | 712 | 0.015524 |  | 1112 | 0.0007459 |  | 1005.2531 | 0 |  | 1005.2468 | 0.05267
| 515.9647 | 0.00222 |  | 222.8581 | 0 |  | 222.8581 | 0 |  | 514.605 | 3.0002e-05 |  | 222.8581 | 0 |  | 518.4379 | 8.1243e-05 |  | 515.9647 | 0.00417 |  | 222.8581 | 0 |  | 807.2426 | 0.0033057 |  | 826.9088 | 9.7853e-05 | 612.902 | 0.0010905 |  | 1069.774 | 0.001173 |  | 1013.8644 | 0.051179 |  | 713 | 0.0093778 |  | 1113 | 0.00074141 |  | 1005.3026 | 0 |  | 1005.2963 | 0.05227
| 516.1193 | 0.0028 |  | 223.0616 | 0 |  | 223.0616 | 0 |  | 514.7608 | 0 |  | 223.0616 | 0 |  | 518.5911 | 2.4874e-05 |  | 516.1193 | 0.00394 |  | 223.0616 | 0 |  | 807.3074 | 0.0030765 |  | 827.1474 | 0.00017209 | 613.017 | 0.0012775 |  | 1069.8302 | 0.0011839 |  | 1013.9904 | 0.052062 |  | 714 | 0.011065 |  | 1114 | 0.00080375 |  | 1005.3521 | 0 |  | 1005.3458 | 0.05181
| 516.2739 | 0.00183 |  | 223.2652 | 0 |  | 223.2652 | 0 |  | 514.9165 | 3.0002e-05 |  | 223.2652 | 0 |  | 518.7445 | 7.9237e-05 |  | 516.2739 | 0.00422 |  | 223.2652 | 0 |  | 807.3723 | 0.0033169 |  | 827.3859 | 9.1733e-05 | 613.132 | 0.0015021 |  | 1069.8862 | 0.0011839 |  | 1014.1163 | 0.052526 |  | 715 | 0.011111 |  | 1115 | 0.00078619 |  | 1005.4016 | 0 |  | 1005.3953 | 0.05125
| 516.4284 | 0.00281 |  | 223.4688 | 0 |  | 223.4688 | 0 |  | 515.0723 | 0 |  | 223.4688 | 0 |  | 518.8977 | 5.4563e-05 |  | 516.4284 | 0.004 |  | 223.4688 | 0 |  | 807.4371 | 0.0036945 |  | 827.6245 | 0.00018032 | 613.247 | 0.0017414 |  | 1069.9423 | 0.0011949 |  | 1014.2422 | 0.052519 |  | 716 | 0.0117 |  | 1116 | 0.00084569 |  | 1005.4512 | 0 |  | 1005.4448 | 0.05056
| 516.583 | 0.00309 |  | 223.6724 | 0 |  | 223.6724 | 0 |  | 515.2281 | 3.0002e-05 |  | 223.6724 | 0 |  | 519.0511 | 5.9177e-05 |  | 516.583 | 0.00435 |  | 223.6724 | 0 |  | 807.502 | 0.0029414 |  | 827.8631 | 9.5097e-05 | 613.362 | 0.0011597 |  | 1069.9983 | 0.0012059 |  | 1014.3683 | 0.052029 |  | 717 | 0.012768 |  | 1117 | 0.00096235 |  | 1005.5007 | 0 |  | 1005.4944 | 0.04972
| 516.7376 | 0.00243 |  | 223.876 | 0 |  | 223.876 | 0 |  | 515.3839 | 0 |  | 223.876 | 0 |  | 519.2044 | 5.8976e-05 |  | 516.7376 | 0.00407 |  | 223.876 | 0 |  | 807.5669 | 0.0019422 |  | 828.1017 | 0.00016531 | 613.478 | 0.001196 |  | 1070.0544 | 0.0012168 |  | 1014.4943 | 0.051091 |  | 718 | 0.016596 |  | 1118 | 0.00101 |  | 1005.5502 | 0 |  | 1005.5439 | 0.04872
| 516.8922 | 0.00213 |  | 224.0797 | 0 |  | 224.0797 | 0 |  | 515.5396 | 1.0001e-05 |  | 224.0797 | 0 |  | 519.3577 | 4.8345e-05 |  | 516.8922 | 0.00439 |  | 224.0797 | 0 |  | 807.6318 | 0.0034172 |  | 828.3403 | 0.00010522 | 613.593 | 0.0015478 |  | 1070.1105 | 0.0012278 |  | 1014.6204 | 0.049794 |  | 719 | 0.0097419 |  | 1119 | 0.00099528 |  | 1005.5997 | 0 |  | 1005.5934 | 0.04758
| 517.0468 | 0.00213 |  | 224.2834 | 0 |  | 224.2834 | 0 |  | 515.6954 | 0 |  | 224.2834 | 0 |  | 519.5111 | 5.9378e-05 |  | 517.0468 | 0.00403 |  | 224.2834 | 0 |  | 807.6967 | 0.0031397 |  | 828.5789 | 0.00017419 | 613.708 | 0.0019907 |  | 1070.1666 | 0.0012278 |  | 1014.7465 | 0.048265 |  | 720 | 0.018391 |  | 1120 | 0.00060206 |  | 1005.6493 | 0 |  | 1005.643 | 0.04633
| 517.2014 | 0.00155 |  | 224.487 | 0 |  | 224.487 | 0 |  | 515.8512 | 3.0002e-05 |  | 224.487 | 0 |  | 519.6644 | 6.3791e-05 |  | 517.2014 | 0.00429 |  | 224.487 | 0 |  | 807.7617 | 0.0035728 |  | 828.8175 | 0.00011303 | 613.823 | 0.0017257 |  | 1070.2227 | 0.0012387 |  | 1014.8726 | 0.046657 |  | 721 | 0.0064253 |  | 1121 | 0.00063864 |  | 1005.6988 | 0 |  | 1005.6926 | 0.045
| 517.3561 | 0.00144 |  | 224.6907 | 0 |  | 224.6907 | 0 |  | 516.007 | 0 |  | 224.6907 | 0 |  | 519.8178 | 6.4192e-05 |  | 517.3561 | 0.00403 |  | 224.6908 | 0 |  | 807.8266 | 0.0035455 |  | 829.0562 | 0.0001722 | 613.939 | 0.0014678 |  | 1070.2788 | 0.0012497 |  | 1014.9988 | 0.045117 |  | 722 | 0.014028 |  | 1122 | 0.00065452 |  | 1005.7484 | 0 |  | 1005.7421 | 0.04367
| 517.5107 | 0.00116 |  | 224.8945 | 0 |  | 224.8945 | 0 |  | 516.1628 | 3.0002e-05 |  | 224.8945 | 0 |  | 519.9712 | 5.4964e-05 |  | 517.5107 | 0.00435 |  | 224.8945 | 0 |  | 807.8915 | 0.0035841 |  | 829.2948 | 0.00010339 | 614.054 | 0.0024497 |  | 1070.3348 | 0.0012607 |  | 1015.1249 | 0.04377 |  | 723 | 0.020569 |  | 1123 | 0.00082057 |  | 1005.798 | 0 |  | 1005.7916 | 0.04242
| 517.6653 | 0.00155 |  | 225.0982 | 0 |  | 225.0982 | 0 |  | 516.3187 | 0 |  | 225.0982 | 0 |  | 520.1246 | 6.1384e-05 |  | 517.6653 | 0.00417 |  | 225.0982 | 0 |  | 807.9565 | 0.0037672 |  | 829.5335 | 0.00017698 | 614.17 | 0.0015811 |  | 1070.391 | 0.0012716 |  | 1015.2512 | 0.0427 |  | 724 | 0.01511 |  | 1124 | 0.00093571 |  | 1005.8475 | 0 |  | 1005.8412 | 0.04131
| 517.82 | 0.00253 |  | 225.302 | 0 |  | 225.302 | 0 |  | 516.4745 | 3.0002e-05 |  | 225.302 | 0 |  | 520.278 | 4.9949e-05 |  | 517.82 | 0.00433 |  | 225.302 | 0 |  | 808.0214 | 0.0025875 |  | 829.7721 | 9.9144e-05 | 614.285 | 0.002392 |  | 1070.4471 | 0.0012826 |  | 1015.3774 | 0.041943 |  | 725 | 0.025581 |  | 1125 | 0.00098692 |  | 1005.8971 | 0 |  | 1005.8908 | 0.04039
| 517.9746 | 0.001 |  | 225.5057 | 0 |  | 225.5057 | 0 |  | 516.6303 | 0 |  | 225.5057 | 0 |  | 520.4314 | 6.7803e-05 |  | 517.9746 | 0.00408 |  | 225.5057 | 0 |  | 808.0864 | 0.0036599 |  | 830.0108 | 0.00017481 | 614.401 | 0.0025577 |  | 1070.5033 | 0.0012826 |  | 1015.5037 | 0.041489 |  | 726 | 0.018237 |  | 1126 | 0.00080146 |  | 1005.9467 | 0 |  | 1005.9404 | 0.03972
| 518.1293 | 0.00183 |  | 225.7095 | 0 |  | 225.7095 | 0 |  | 516.7862 | 1.0001e-05 |  | 225.7095 | 0 |  | 520.5848 | 4.9348e-05 |  | 518.1293 | 0.00423 |  | 225.7095 | 0 |  | 808.1514 | 0.003224 |  | 830.2494 | 0.0001082 | 614.516 | 0.0012182 |  | 1070.5593 | 0.0012936 |  | 1015.63 | 0.041294 |  | 727 | 0.013331 |  | 1127 | 0.00094658 |  | 1005.9962 | 0 |  | 1005.9899 | 0.03931
| 518.284 | 0.00207 |  | 225.9133 | 0 |  | 225.9133 | 0 |  | 516.942 | 6.6672e-06 |  | 225.9133 | 0 |  | 520.7383 | 5.8375e-05 |  | 518.284 | 0.00395 |  | 225.9133 | 0 |  | 808.2165 | 0.0030182 |  | 830.4881 | 0.00019898 | 614.632 | 0.0016925 |  | 1070.6155 | 0.0013066 |  | 1015.7563 | 0.041294 |  | 728 | 0.014257 |  | 1128 | 0.001 |  | 1006.0458 | 0 |  | 1006.0395 | 0.03915
| 518.4387 | 0.00128 |  | 226.1172 | 0 |  | 226.1172 | 0 |  | 517.0979 | 1.0001e-05 |  | 226.1172 | 0 |  | 520.8917 | 4.8345e-05 |  | 518.4387 | 0.00414 |  | 226.1172 | 0 |  | 808.2814 | 0.0024664 |  | 830.7268 | 0.00011114 | 614.748 | 0.0012385 |  | 1070.6716 | 0.0013167 |  | 1015.8828 | 0.041422 |  | 729 | 0.0081952 |  | 1129 | 0.00086924 |  | 1006.0954 | 0 |  | 1006.0891 | 0.03926
| 518.5934 | 0.0022 |  | 226.321 | 0 |  | 226.321 | 0 |  | 517.2537 | 0 |  | 226.321 | 0 |  | 521.0452 | 5.8976e-05 |  | 518.5934 | 0.00392 |  | 226.321 | 0 |  | 808.3464 | 0.0028303 |  | 830.9655 | 0.00017823 | 614.863 | 0.0023645 |  | 1070.7278 | 0.0013268 |  | 1016.0092 | 0.041632 |  | 730 | 0.0069028 |  | 1130 | 0.00087954 |  | 1006.145 | 0 |  | 1006.1387 | 0.03959
| 518.7481 | 0.00068578 |  | 226.5249 | 0 |  | 226.5249 | 0 |  | 517.4096 | 0 |  | 226.5249 | 0 |  | 521.1986 | 5.2758e-05 |  | 518.7481 | 0.0042 |  | 226.5249 | 0 |  | 808.4114 | 0.003164 |  | 831.2042 | 0.00010746 | 614.979 | 0.0023333 |  | 1070.7839 | 0.001337 |  | 1016.1356 | 0.041906 |  | 731 | 0.009433 |  | 1131 | 0.00086912 |  | 1006.1946 | 0 |  | 1006.1883 | 0.04014
| 518.9028 | 0.00114 |  | 226.7288 | 0 |  | 226.7288 | 0 |  | 517.5655 | 0 |  | 226.7288 | 0 |  | 521.3521 | 5.2958e-05 |  | 518.9028 | 0.00403 |  | 226.7288 | 0 |  | 808.4765 | 0.0024406 |  | 831.4429 | 0.00020527 | 615.095 | 0.0026169 |  | 1070.8401 | 0.0013473 |  | 1016.2621 | 0.042263 |  | 732 | 0.0094123 |  | 1132 | 0.00103 |  | 1006.2442 | 0 |  | 1006.2378 | 0.04086
| 519.0575 | 0.00239 |  | 226.9327 | 0 |  | 226.9327 | 0 |  | 517.7214 | 0 |  | 226.9327 | 0 |  | 521.5056 | 5.7572e-05 |  | 519.0575 | 0.00424 |  | 226.9327 | 0 |  | 808.5415 | 0.0036013 |  | 831.6816 | 0.00012345 | 615.211 | 0.0028077 |  | 1070.8962 | 0.0013576 |  | 1016.3886 | 0.04275 |  | 733 | 0.010911 |  | 1133 | 0.00114 |  | 1006.2938 | 0 |  | 1006.2875 | 0.0417
| 519.2123 | 0.00316 |  | 227.1366 | 0 |  | 227.1366 | 0 |  | 517.8773 | 6.6672e-06 |  | 227.1366 | 0 |  | 521.6591 | 4.4132e-05 |  | 519.2123 | 0.00401 |  | 227.1366 | 0 |  | 808.6066 | 0.0024376 |  | 831.9203 | 0.00021009 | 615.327 | 0.0012477 |  | 1070.9524 | 0.001368 |  | 1016.5151 | 0.04342 |  | 734 | 0.013765 |  | 1134 | 0.00139 |  | 1006.3434 | 0 |  | 1006.3371 | 0.04263
| 519.367 | 0.00084403 |  | 227.3405 | 0 |  | 227.3405 | 0 |  | 518.0332 | 0 |  | 227.3405 | 0 |  | 521.8126 | 7.2617e-05 |  | 519.367 | 0.00413 |  | 227.3405 | 0 |  | 808.6716 | 0.0024809 |  | 832.1591 | 0.00012596 | 615.443 | 0.001139 |  | 1071.0087 | 0.0013785 |  | 1016.6417 | 0.044301 |  | 735 | 0.014048 |  | 1135 | 0.00129 |  | 1006.393 | 0 |  | 1006.3867 | 0.04359
| 519.5217 | 0.00329 |  | 227.5445 | 0 |  | 227.5445 | 0 |  | 518.1891 | 6.6672e-06 |  | 227.5445 | 0 |  | 521.9661 | 4.012e-05 |  | 519.5217 | 0.00389 |  | 227.5445 | 0 |  | 808.7367 | 0.0032544 |  | 832.3978 | 0.00021247 | 615.559 | 0.0020218 |  | 1071.0648 | 0.001389 |  | 1016.7683 | 0.04538 |  | 736 | 0.0073542 |  | 1136 | 0.00132 |  | 1006.4426 | 0 |  | 1006.4363 | 0.04456
| 519.6765 | 0.00193 |  | 227.7485 | 0 |  | 227.7485 | 0 |  | 518.345 | 0 |  | 227.7485 | 0 |  | 522.1196 | 5.9779e-05 |  | 519.6765 | 0.00419 |  | 227.7485 | 0 |  | 808.8018 | 0.0037468 |  | 832.6366 | 0.00013101 | 615.675 | 0.0026435 |  | 1071.121 | 0.0013994 |  | 1016.8949 | 0.046596 |  | 737 | 0.0062663 |  | 1137 | 0.00125 |  | 1006.4923 | 0 |  | 1006.486 | 0.04551
| 519.8313 | 0.00427 |  | 227.9525 | 0 |  | 227.9525 | 0 |  | 518.5009 | 6.6672e-06 |  | 227.9525 | 0 |  | 522.2731 | 5.7171e-05 |  | 519.8313 | 0.00405 |  | 227.9525 | 0 |  | 808.8669 | 0.003872 |  | 832.8754 | 0.00019986 | 615.791 | 0.0018119 |  | 1071.1772 | 0.00141 |  | 1017.0215 | 0.047853 |  | 738 | 0.00938 |  | 1138 | 0.00124 |  | 1006.5419 | 0 |  | 1006.5356 | 0.04642
| 519.986 | 0.00295 |  | 228.1565 | 0 |  | 228.1565 | 0 |  | 518.6569 | 1.0001e-05 |  | 228.1565 | 0 |  | 522.4267 | 4.7542e-05 |  | 519.986 | 0.00432 |  | 228.1565 | 0 |  | 808.932 | 0.0025779 |  | 833.1141 | 0.00013301 | 615.907 | 0.0026706 |  | 1071.2334 | 0.0014204 |  | 1017.1483 | 0.04905 |  | 739 | 0.0089116 |  | 1139 | 0.00109 |  | 1006.5915 | 0 |  | 1006.5852 | 0.04731
| 520.1408 | 0.00065043 |  | 228.3605 | 0 |  | 228.3605 | 0 |  | 518.8128 | 6.6672e-06 |  | 228.3605 | 0 |  | 522.5802 | 6.3189e-05 |  | 520.1408 | 0.00399 |  | 228.3605 | 0 |  | 808.9971 | 0.0021686 |  | 833.3529 | 0.00021369 | 616.023 | 0.00202 |  | 1071.2895 | 0.0014309 |  | 1017.275 | 0.050106 |  | 740 | 0.013777 |  | 1140 | 0.00124 |  | 1006.6412 | 0 |  | 1006.6348 | 0.04817
| 520.2956 | 0.00091437 |  | 228.5646 | 0 |  | 228.5646 | 0 |  | 518.9688 | 0 |  | 228.5646 | 0 |  | 522.7338 | 5.1955e-05 |  | 520.2956 | 0.00427 |  | 228.5646 | 0 |  | 809.0623 | 0.0022285 |  | 833.5917 | 0.00013981 | 616.139 | 0.0011604 |  | 1071.3458 | 0.0014414 |  | 1017.4017 | 0.050976 |  | 741 | 0.010184 |  | 1141 | 0.00126 |  | 1006.6908 | 0 |  | 1006.6845 | 0.04901
| 520.4504 | 0.00214 |  | 228.7686 | 0 |  | 228.7686 | 0 |  | 519.1247 | 6.6672e-06 |  | 228.7686 | 0 |  | 522.8874 | 5.6569e-05 |  | 520.4504 | 0.00409 |  | 228.7686 | 0 |  | 809.1274 | 0.0028497 |  | 833.8305 | 0.00022215 | 616.256 | 0.0014231 |  | 1071.402 | 0.0014517 |  | 1017.5286 | 0.051646 |  | 742 | 0.010129 |  | 1142 | 0.00118 |  | 1006.7404 | 0 |  | 1006.7341 | 0.04981
| 520.6052 | 0.00375 |  | 228.9727 | 0 |  | 228.9727 | 0 |  | 519.2807 | 3.0002e-05 |  | 228.9727 | 0 |  | 523.041 | 4.0922e-05 |  | 520.6052 | 0.00433 |  | 228.9727 | 0 |  | 809.1926 | 0.0035352 |  | 834.0693 | 0.00014322 | 616.372 | 0.0017873 |  | 1071.4582 | 0.0014621 |  | 1017.6553 | 0.052129 |  | 743 | 0.0036244 |  | 1143 | 0.00143 |  | 1006.7901 | 0 |  | 1006.7838 | 0.05057
| 520.7601 | 0.00341 |  | 229.1768 | 0 |  | 229.1768 | 0 |  | 519.4366 | 0 |  | 229.1768 | 0 |  | 523.1946 | 6.4593e-05 |  | 520.7601 | 0.00403 |  | 229.1768 | 0 |  | 809.2577 | 0.0032569 |  | 834.3081 | 0.00021907 | 616.488 | 0.002221 |  | 1071.5145 | 0.0014724 |  | 1017.7822 | 0.052446 |  | 744 | 0.0016401 |  | 1144 | 0.00159 |  | 1006.8398 | 0 |  | 1006.8334 | 0.05128
| 520.9149 | 0.00148 |  | 229.3809 | 0 |  | 229.3809 | 0 |  | 519.5926 | 3.0002e-05 |  | 229.3809 | 0 |  | 523.3482 | 3.691e-05 |  | 520.9149 | 0.00418 |  | 229.381 | 0 |  | 809.3229 | 0.0036396 |  | 834.5469 | 0.00014103 | 616.605 | 0.0019819 |  | 1071.5707 | 0.0014825 |  | 1017.9091 | 0.052614 |  | 745 | 0.011102 |  | 1145 | 0.00146 |  | 1006.8894 | 0 |  | 1006.8831 | 0.05195
| 521.0697 | 0.00271 |  | 229.5851 | 0 |  | 229.5851 | 0 |  | 519.7486 | 0 |  | 229.5851 | 0 |  | 523.5018 | 8.2246e-05 |  | 521.0697 | 0.00395 |  | 229.5851 | 0 |  | 809.3881 | 0.0033424 |  | 834.7857 | 0.00022371 | 616.721 | 0.0017711 |  | 1071.627 | 0.0014926 |  | 1018.036 | 0.052641 |  | 746 | 0.014093 |  | 1146 | 0.00154 |  | 1006.9391 | 0 |  | 1006.9328 | 0.05256
| 521.2246 | 0.00211 |  | 229.7892 | 0 |  | 229.7892 | 0 |  | 519.9046 | 0 |  | 229.7892 | 0 |  | 523.6554 | 3.8315e-05 |  | 521.2246 | 0.00421 |  | 229.7893 | 0 |  | 809.4532 | 0.0030766 |  | 835.0246 | 0.00014964 | 616.838 | 0.0014824 |  | 1071.6832 | 0.0015025 |  | 1018.163 | 0.052511 |  | 747 | 0.014226 |  | 1147 | 0.00154 |  | 1006.9888 | 0 |  | 1006.9825 | 0.0531
| 521.3794 | 0.00285 |  | 229.9934 | 0 |  | 229.9934 | 0 |  | 520.0606 | 0 |  | 229.9934 | 0 |  | 523.8091 | 5.697e-05 |  | 521.3794 | 0.00403 |  | 229.9934 | 0 |  | 809.5185 | 0.0027777 |  | 835.2634 | 0.00020796 | 616.954 | 0.0030454 |  | 1071.7395 | 0.0015124 |  | 1018.2899 | 0.052181 |  | 748 | 0.0069802 |  | 1148 | 0.00155 |  | 1007.0385 | 0 |  | 1007.0322 | 0.05356
| 521.5343 | 0.00186 |  | 230.1976 | 0 |  | 230.1976 | 0 |  | 520.2166 | 1.0001e-05 |  | 230.1976 | 0 |  | 523.9627 | 4.353e-05 |  | 521.5343 | 0.00428 |  | 230.1976 | 0 |  | 809.5837 | 0.0023301 |  | 835.5023 | 0.00014655 | 617.071 | 0.0017638 |  | 1071.7957 | 0.0015219 |  | 1018.4169 | 0.051582 |  | 749 | 0.014907 |  | 1149 | 0.00159 |  | 1007.0881 | 0 |  | 1007.0819 | 0.0539
| 521.6892 | 0.00202 |  | 230.4018 | 0 |  | 230.4018 | 0 |  | 520.3726 | 0 |  | 230.4018 | 0 |  | 524.1164 | 6.4192e-05 |  | 521.6892 | 0.00404 |  | 230.4018 | 0 |  | 809.6489 | 0.0030076 |  | 835.7411 | 0.00023248 | 617.187 | 0.0019487 |  | 1071.8519 | 0.0015315 |  | 1018.544 | 0.050636 |  | 750 | 0.019232 |  | 1150 | 0.00165 |  | 1007.1378 | 0 |  | 1007.1315 | 0.0541
| 521.8441 | 0.002 |  | 230.6061 | 0 |  | 230.6061 | 0 |  | 520.5286 | 1.0001e-05 |  | 230.6061 | 0 |  | 524.2701 | 5.1755e-05 |  | 521.8441 | 0.0042 |  | 230.6061 | 0 |  | 809.7142 | 0.0021504 |  | 835.98 | 0.00015269 | 617.304 | 0.0018452 |  | 1071.9082 | 0.0015408 |  | 1018.6711 | 0.049297 |  | 751 | 0.014322 |  | 1151 | 0.0018 |  | 1007.1875 | 0 |  | 1007.1812 | 0.05414
| 521.9989 | 0.00229 |  | 230.8103 | 0 |  | 230.8103 | 0 |  | 520.6847 | 6.6672e-06 |  | 230.8103 | 0 |  | 524.4237 | 5.9779e-05 |  | 521.9989 | 0.004 |  | 230.8103 | 0 |  | 809.7794 | 0.0021275 |  | 836.2189 | 0.00020818 | 617.421 | 0.001452 |  | 1071.9645 | 0.00155 |  | 1018.7982 | 0.047591 |  | 752 | 0.0061315 |  | 1152 | 0.0019 |  | 1007.2372 | 0 |  | 1007.2309 | 0.05399
| 522.1538 | 0.00132 |  | 231.0146 | 0 |  | 231.0146 | 0 |  | 520.8407 | 1.0001e-05 |  | 231.0146 | 0 |  | 524.5774 | 5.9177e-05 |  | 522.1538 | 0.00415 |  | 231.0146 | 0 |  | 809.8447 | 0.002501 |  | 836.4578 | 0.00015839 | 617.537 | 0.0021514 |  | 1072.0207 | 0.0015589 |  | 1018.9253 | 0.045647 |  | 753 | 0.012679 |  | 1153 | 0.0021 |  | 1007.2869 | 0 |  | 1007.2806 | 0.05368
| 522.3088 | 0.00139 |  | 231.2189 | 0 |  | 231.2189 | 0 |  | 520.9967 | 0 |  | 231.2189 | 0 |  | 524.7311 | 3.7111e-05 |  | 522.3088 | 0.00397 |  | 231.2189 | 0 |  | 809.91 | 0.0024 |  | 836.6966 | 0.00026764 | 617.654 | 0.0026507 |  | 1072.0772 | 0.0015677 |  | 1019.0525 | 0.04369 |  | 754 | 0.0077154 |  | 1154 | 0.00196 |  | 1007.3366 | 0 |  | 1007.3303 | 0.05321
| 522.4637 | 0.00332 |  | 231.4232 | 0 |  | 231.4232 | 0 |  | 521.1528 | 3.0002e-05 |  | 231.4232 | 0 |  | 524.8848 | 7.7231e-05 |  | 522.4637 | 0.00416 |  | 231.4232 | 0 |  | 809.9752 | 0.0026337 |  | 836.9355 | 0.00015054 | 617.771 | 0.002056 |  | 1072.1334 | 0.0015762 |  | 1019.1797 | 0.041999 |  | 755 | 0.0062265 |  | 1155 | 0.00192 |  | 1007.3863 | 0 |  | 1007.38 | 0.05264
| 522.6186 | 0.00185 |  | 231.6275 | 0 |  | 231.6275 | 0 |  | 521.3089 | 0 |  | 231.6275 | 0 |  | 525.0386 | 2.5677e-05 |  | 522.6186 | 0.004 |  | 231.6275 | 0 |  | 810.0405 | 0.0028538 |  | 837.1744 | 0.00023741 | 617.888 | 0.0016823 |  | 1072.1897 | 0.0015845 |  | 1019.3069 | 0.040827 |  | 756 | 0.011737 |  | 1156 | 0.00219 |  | 1007.436 | 0 |  | 1007.4298 | 0.05199
| 522.7735 | 0.00243 |  | 231.8318 | 0 |  | 231.8318 | 0 |  | 521.4649 | 3.0002e-05 |  | 231.8318 | 0 |  | 525.1923 | 9.1875e-05 |  | 522.7735 | 0.00419 |  | 231.8318 | 0 |  | 810.1058 | 0.0022368 |  | 837.4134 | 0.00017778 | 618.005 | 0.0014092 |  | 1072.246 | 0.0015925 |  | 1019.4341 | 0.04033 |  | 757 | 0.0083529 |  | 1157 | 0.00211 |  | 1007.4858 | 0 |  | 1007.4795 | 0.05132
| 522.9285 | 0.00251 |  | 232.0362 | 0 |  | 232.0362 | 0 |  | 521.621 | 0 |  | 232.0362 | 0 |  | 525.346 | 3.4503e-05 |  | 522.9285 | 0.00396 |  | 232.0362 | 0 |  | 810.1711 | 0.002948 |  | 837.6523 | 0.00022673 | 618.122 | 0.002316 |  | 1072.3024 | 0.0016004 |  | 1019.5615 | 0.040517 |  | 758 | 0.013215 |  | 1158 | 0.00201 |  | 1007.5355 | 0 |  | 1007.5292 | 0.05067
| 523.0834 | 0.00229 |  | 232.2406 | 0 |  | 232.2406 | 0 |  | 521.7771 | 3.0002e-05 |  | 232.2406 | 0 |  | 525.4998 | 6.5195e-05 |  | 523.0834 | 0.00418 |  | 232.2406 | 0 |  | 810.2365 | 0.0034697 |  | 837.8912 | 0.00015323 | 618.239 | 0.0022726 |  | 1072.3586 | 0.0016078 |  | 1019.6888 | 0.041257 |  | 759 | 0.010953 |  | 1159 | 0.00219 |  | 1007.5853 | 0 |  | 1007.5789 | 0.05008
| 523.2384 | 0.00339 |  | 232.445 | 0 |  | 232.445 | 0 |  | 521.9331 | 0 |  | 232.445 | 0 |  | 525.6535 | 4.353e-05 |  | 523.2384 | 0.00395 |  | 232.445 | 0 |  | 810.3018 | 0.003632 |  | 838.1302 | 0.00023028 | 618.356 | 0.0017395 |  | 1072.4149 | 0.001615 |  | 1019.8162 | 0.042331 |  | 760 | 0.011331 |  | 1160 | 0.00222 |  | 1007.635 | 0 |  | 1007.6287 | 0.0496
| 523.3934 | 0.00213 |  | 232.6494 | 0 |  | 232.6494 | 0 |  | 522.0892 | 3.0002e-05 |  | 232.6494 | 0 |  | 525.8073 | 6.339e-05 |  | 523.3934 | 0.0042 |  | 232.6494 | 0 |  | 810.3671 | 0.0028342 |  | 838.3691 | 0.00013312 | 618.473 | 0.00090319 |  | 1072.4713 | 0.001622 |  | 1019.9435 | 0.043511 |  | 761 | 0.0095945 |  | 1161 | 0.00231 |  | 1007.6847 | 0 |  | 1007.6784 | 0.04926
| 523.5483 | 0.00211 |  | 232.8538 | 0 |  | 232.8538 | 0 |  | 522.2453 | 0 |  | 232.8538 | 0 |  | 525.9611 | 4.9147e-05 |  | 523.5483 | 0.004 |  | 232.8538 | 0 |  | 810.4324 | 0.0015428 |  | 838.6081 | 0.00020558 | 618.59 | 0.0011491 |  | 1072.5276 | 0.0016285 |  | 1020.071 | 0.044623 |  | 762 | 0.016362 |  | 1162 | 0.00248 |  | 1007.7344 | 0 |  | 1007.7282 | 0.0491
| 523.7033 | 0.00311 |  | 233.0583 | 0 |  | 233.0583 | 0 |  | 522.4014 | 1.0001e-05 |  | 233.0583 | 0 |  | 526.1149 | 6.1384e-05 |  | 523.7033 | 0.00423 |  | 233.0583 | 0 |  | 810.4978 | 0.0025195 |  | 838.847 | 0.00014533 | 618.707 | 0.0018519 |  | 1072.584 | 0.0016349 |  | 1020.1984 | 0.045589 |  | 763 | 0.011477 |  | 1163 | 0.0026 |  | 1007.7842 | 0 |  | 1007.7779 | 0.04915
| 523.8583 | 0.0033 |  | 233.2627 | 0 |  | 233.2627 | 0 |  | 522.5576 | 0 |  | 233.2627 | 0 |  | 526.2687 | 3.2297e-05 |  | 523.8583 | 0.00391 |  | 233.2627 | 0 |  | 810.5632 | 0.0026665 |  | 839.086 | 0.00020605 | 618.824 | 0.0027615 |  | 1072.6403 | 0.0016409 |  | 1020.3259 | 0.046412 |  | 764 | 0.013056 |  | 1164 | 0.00236 |  | 1007.834 | 0 |  | 1007.8276 | 0.04941
| 524.0133 | 0.00215 |  | 233.4672 | 0 |  | 233.4672 | 0 |  | 522.7137 | 0 |  | 233.4672 | 0 |  | 526.4225 | 6.8003e-05 |  | 524.0133 | 0.00418 |  | 233.4672 | 0 |  | 810.6285 | 0.0016346 |  | 839.325 | 0.00014994 | 618.942 | 0.001817 |  | 1072.6967 | 0.0016466 |  | 1020.4534 | 0.047148 |  | 765 | 0.013053 |  | 1165 | 0.00249 |  | 1007.8837 | 0 |  | 1007.8774 | 0.04983
| 524.1684 | 0.00243 |  | 233.6717 | 0 |  | 233.6717 | 0 |  | 522.8698 | 6.6672e-06 |  | 233.6717 | 0 |  | 526.5763 | 3.8916e-05 |  | 524.1684 | 0.00392 |  | 233.6717 | 0 |  | 810.694 | 0.0015804 |  | 839.564 | 0.00021428 | 619.059 | 0.0025274 |  | 1072.7531 | 0.001652 |  | 1020.581 | 0.047853 |  | 766 | 0.014521 |  | 1166 | 0.00294 |  | 1007.9335 | 0 |  | 1007.9272 | 0.05037
| 524.3234 | 0.00167 |  | 233.8763 | 0 |  | 233.8763 | 0 |  | 523.026 | 1.0001e-05 |  | 233.8763 | 0 |  | 526.7302 | 5.6168e-05 |  | 524.3234 | 0.00422 |  | 233.8762 | 0 |  | 810.7593 | 0.0024573 |  | 839.803 | 0.00014019 | 619.176 | 0.0014877 |  | 1072.8094 | 0.0016571 |  | 1020.7086 | 0.048554 |  | 767 | 0.0091726 |  | 1167 | 0.00298 |  | 1007.9833 | 0 |  | 1007.977 | 0.05095
| 524.4784 | 0.00315 |  | 234.0808 | 0 |  | 234.0808 | 0 |  | 523.1821 | 6.6672e-06 |  | 234.0808 | 0 |  | 526.884 | 4.6138e-05 |  | 524.4784 | 0.00388 |  | 234.0808 | 0 |  | 810.8248 | 0.0033581 |  | 840.042 | 0.00020045 | 619.294 | 0.0024127 |  | 1072.8657 | 0.0016617 |  | 1020.8362 | 0.049226 |  | 768 | 0.012099 |  | 1168 | 0.00296 |  | 1008.0331 | 0 |  | 1008.0267 | 0.05147
| 524.6335 | 0.00164 |  | 234.2854 | 0 |  | 234.2854 | 0 |  | 523.3383 | 3.0002e-05 |  | 234.2854 | 0 |  | 527.0379 | 5.0752e-05 |  | 524.6335 | 0.00414 |  | 234.2853 | 0 |  | 810.8902 | 0.0034801 |  | 840.281 | 0.00013903 | 619.411 | 0.0016422 |  | 1072.9221 | 0.0016661 |  | 1020.9638 | 0.049805 |  | 769 | 0.014593 |  | 1169 | 0.00271 |  | 1008.0828 | 0 |  | 1008.0765 | 0.05187
| 524.7885 | 0.0032 |  | 234.4899 | 0 |  | 234.4899 | 0 |  | 523.4944 | 6.6672e-06 |  | 234.4899 | 0 |  | 527.1917 | 4.674e-05 |  | 524.7885 | 0.00391 |  | 234.4899 | 0 |  | 810.9556 | 0.0035942 |  | 840.52 | 0.00020953 | 619.529 | 0.0021572 |  | 1072.9785 | 0.0016702 |  | 1021.0915 | 0.050201 |  | 770 | 0.0096441 |  | 1170 | 0.00286 |  | 1008.1326 | 0 |  | 1008.1263 | 0.05207
| 524.9436 | 0.00156 |  | 234.6945 | 0 |  | 234.6945 | 0 |  | 523.6506 | 3.0002e-05 |  | 234.6945 | 0 |  | 527.3456 | 5.2557e-05 |  | 524.9436 | 0.00414 |  | 234.6945 | 0 |  | 811.0211 | 0.0030859 |  | 840.7591 | 0.00012068 | 619.646 | 0.0020177 |  | 1073.0349 | 0.0016739 |  | 1021.2192 | 0.050326 |  | 771 | 0.012146 |  | 1171 | 0.00295 |  | 1008.1824 | 0 |  | 1008.1761 | 0.05208
| 525.0986 | 0.00278 |  | 234.8991 | 0 |  | 234.8991 | 0 |  | 523.8068 | 6.6672e-06 |  | 234.8991 | 0 |  | 527.4995 | 4.333e-05 |  | 525.0986 | 0.00386 |  | 234.8991 | 0 |  | 811.0865 | 0.0029274 |  | 840.9981 | 0.00019891 | 619.764 | 0.0011954 |  | 1073.0913 | 0.0016772 |  | 1021.3469 | 0.050118 |  | 772 | 0.0094126 |  | 1172 | 0.00307 |  | 1008.2322 | 0 |  | 1008.2259 | 0.05189
| 525.2537 | 0.0003341 |  | 235.1038 | 0 |  | 235.1038 | 0 |  | 523.9629 | 1.0001e-05 |  | 235.1038 | 0 |  | 527.6534 | 5.6569e-05 |  | 525.2537 | 0.00405 |  | 235.1038 | 0 |  | 811.1521 | 0.0024566 |  | 841.2372 | 0.00010931 | 619.882 | 0.002017 |  | 1073.1477 | 0.0016803 |  | 1021.4747 | 0.049565 |  | 773 | 0.011185 |  | 1173 | 0.00341 |  | 1008.282 | 0 |  | 1008.2757 | 0.05155
| 525.4088 | 0.00322 |  | 235.3084 | 0 |  | 235.3084 | 0 |  | 524.1191 | 0 |  | 235.3084 | 0 |  | 527.8073 | 4.6539e-05 |  | 525.4088 | 0.00384 |  | 235.3084 | 0 |  | 811.2175 | 0.0024831 |  | 841.4762 | 0.00019752 | 619.999 | 0.0022384 |  | 1073.2041 | 0.001683 |  | 1021.6025 | 0.048717 |  | 774 | 0.012515 |  | 1174 | 0.00324 |  | 1008.3318 | 0 |  | 1008.3255 | 0.05115
| 525.5639 | 0.00278 |  | 235.5131 | 0 |  | 235.5131 | 0 |  | 524.2753 | 1.0001e-05 |  | 235.5131 | 0 |  | 527.9612 | 4.8946e-05 |  | 525.5639 | 0.00403 |  | 235.5131 | 0 |  | 811.283 | 0.0026419 |  | 841.7153 | 9.8454e-05 | 620.117 | 0.0013292 |  | 1073.2605 | 0.0016854 |  | 1021.7303 | 0.047681 |  | 775 | 0.0065495 |  | 1175 | 0.00344 |  | 1008.3817 | 0 |  | 1008.3753 | 0.05074
| 525.719 | 0.00262 |  | 235.7178 | 0 |  | 235.7178 | 0 |  | 524.4315 | 2.6669e-05 |  | 235.7178 | 0 |  | 528.1151 | 6.2587e-05 |  | 525.719 | 0.00381 |  | 235.7178 | 0 |  | 811.3486 | 0.0032953 |  | 841.9543 | 0.00018625 | 620.235 | 0.0016857 |  | 1073.3169 | 0.0016874 |  | 1021.8582 | 0.04661 |  | 776 | 0.012436 |  | 1176 | 0.00372 |  | 1008.4315 | 0 |  | 1008.4251 | 0.05037
| 525.8741 | 0.0026 |  | 235.9225 | 0 |  | 235.9225 | 0 |  | 524.5877 | 1.0001e-05 |  | 235.9225 | 0 |  | 528.2691 | 4.1123e-05 |  | 525.8741 | 0.00406 |  | 235.9225 | 0 |  | 811.414 | 0.0034069 |  | 842.1934 | 9.7687e-05 | 620.352 | 0.0025025 |  | 1073.3734 | 0.0016893 |  | 1021.9861 | 0.045669 |  | 777 | 0.011078 |  | 1177 | 0.00378 |  | 1008.4813 | 0 |  | 1008.475 | 0.05009
| 526.0292 | 0.00292 |  | 236.1272 | 0 |  | 236.1272 | 0 |  | 524.744 | 6.6672e-06 |  | 236.1272 | 0 |  | 528.423 | 5.6168e-05 |  | 526.0292 | 0.00394 |  | 236.1272 | 0 |  | 811.4795 | 0.0028015 |  | 842.4325 | 0.00018403 | 620.47 | 0.0022837 |  | 1073.4298 | 0.0016907 |  | 1022.1141 | 0.044998 |  | 778 | 0.0057317 |  | 1178 | 0.00383 |  | 1008.5311 | 0 |  | 1008.5248 | 0.04988
| 526.1843 | 0.00334 |  | 236.3319 | 0 |  | 236.3319 | 0 |  | 524.9002 | 3.0002e-05 |  | 236.3319 | 0 |  | 528.577 | 5.1354e-05 |  | 526.1843 | 0.00422 |  | 236.3319 | 0 |  | 811.545 | 0.0030757 |  | 842.6716 | 9.1559e-05 | 620.588 | 0.0016374 |  | 1073.4862 | 0.0016918 |  | 1022.2421 | 0.044678 |  | 779 | 0.011143 |  | 1179 | 0.00384 |  | 1008.5809 | 0 |  | 1008.5746 | 0.04972
| 526.3395 | 0.00202 |  | 236.5367 | 0 |  | 236.5367 | 0 |  | 525.0564 | 0 |  | 236.5367 | 0 |  | 528.731 | 5.4764e-05 |  | 526.3395 | 0.00399 |  | 236.5367 | 0 |  | 811.6106 | 0.0029308 |  | 842.9107 | 0.00017086 | 620.706 | 0.00136 |  | 1073.5427 | 0.0016928 |  | 1022.3701 | 0.044712 |  | 780 | 0.011974 |  | 1180 | 0.00403 |  | 1008.6307 | 0 |  | 1008.6245 | 0.04957
| 526.4946 | 0.00139 |  | 236.7415 | 0 |  | 236.7415 | 0 |  | 525.2127 | 3.0002e-05 |  | 236.7415 | 0 |  | 528.8849 | 6.1384e-05 |  | 526.4946 | 0.00415 |  | 236.7415 | 0 |  | 811.6761 | 0.0039913 |  | 843.1498 | 9.8611e-05 | 620.824 | 0.0019775 |  | 1073.5991 | 0.0016934 |  | 1022.498 | 0.045034 |  | 781 | 0.0082098 |  | 1181 | 0.00404 |  | 1008.6806 | 0 |  | 1008.6743 | 0.04939
| 526.6498 | 0.00269 |  | 236.9463 | 0 |  | 236.9463 | 0 |  | 525.3689 | 6.6672e-06 |  | 236.9463 | 0 |  | 529.0389 | 4.674e-05 |  | 526.6498 | 0.00392 |  | 236.9463 | 0 |  | 811.7417 | 0.0029593 |  | 843.389 | 0.0001903 | 620.942 | 0.0018318 |  | 1073.6556 | 0.0016938 |  | 1022.6262 | 0.045541 |  | 782 | 0.0047485 |  | 1182 | 0.00415 |  | 1008.7305 | 0 |  | 1008.7241 | 0.04916
| 526.8049 | 0.00024618 |  | 237.1511 | 0 |  | 237.1511 | 0 |  | 525.5252 | 0 |  | 237.1511 | 0 |  | 529.1929 | 5.4363e-05 |  | 526.8049 | 0.00408 |  | 237.1511 | 0 |  | 811.8073 | 0.0036684 |  | 843.6281 | 9.8779e-05 | 621.06 | 0.0012663 |  | 1073.712 | 0.0016938 |  | 1022.7542 | 0.046131 |  | 783 | 0.013314 |  | 1183 | 0.00409 |  | 1008.7803 | 0 |  | 1008.774 | 0.04888
| 526.9601 | 0.00304 |  | 237.3559 | 0 |  | 237.3559 | 0 |  | 525.6814 | 6.6672e-06 |  | 237.3559 | 0 |  | 529.3469 | 5.6168e-05 |  | 526.9601 | 0.0039 |  | 237.3559 | 0 |  | 811.8729 | 0.0031469 |  | 843.8672 | 0.0001855 | 621.178 | 0.0015435 |  | 1073.7686 | 0.0016937 |  | 1022.8824 | 0.046733 |  | 784 | 0.0099758 |  | 1184 | 0.00426 |  | 1008.8301 | 0 |  | 1008.8238 | 0.04855
| 527.1153 | 0.00234 |  | 237.5608 | 0 |  | 237.5608 | 0 |  | 525.8377 | 0 |  | 237.5608 | 0 |  | 529.5009 | 6.2988e-05 |  | 527.1153 | 0.00408 |  | 237.5608 | 0 |  | 811.9385 | 0.0022602 |  | 844.1064 | 0.00010339 | 621.297 | 0.0025249 |  | 1073.8249 | 0.0016933 |  | 1023.0105 | 0.047321 |  | 785 | 0.0090064 |  | 1185 | 0.00428 |  | 1008.88 | 0 |  | 1008.8737 | 0.04822
| 527.2705 | 0.00253 |  | 237.7656 | 0 |  | 237.7656 | 0 |  | 525.994 | 6.6672e-06 |  | 237.7656 | 0 |  | 529.655 | 4.4132e-05 |  | 527.2705 | 0.00393 |  | 237.7656 | 0 |  | 812.0041 | 0.0023486 |  | 844.3455 | 0.00016357 | 621.415 | 0.0014741 |  | 1073.8815 | 0.0016928 |  | 1023.1387 | 0.047897 |  | 786 | 0.0093903 |  | 1186 | 0.00442 |  | 1008.9299 | 0 |  | 1008.9236 | 0.04791
| 527.4257 | 0.00186 |  | 237.9705 | 0 |  | 237.9705 | 0 |  | 526.1503 | 3.0002e-05 |  | 237.9705 | 0 |  | 529.809 | 6.4593e-05 |  | 527.4257 | 0.00401 |  | 237.9705 | 0 |  | 812.0697 | 0.0032527 |  | 844.5847 | 8.2942e-05 | 621.533 | 0.0017854 |  | 1073.938 | 0.0016921 |  | 1023.2669 | 0.048464 |  | 787 | 0.0067454 |  | 1187 | 0.00489 |  | 1008.9797 | 0 |  | 1008.9734 | 0.04768
| 527.5809 | 0.00248 |  | 238.1754 | 0 |  | 238.1754 | 0 |  | 526.3065 | 6.6672e-06 |  | 238.1754 | 0 |  | 529.963 | 3.5707e-05 |  | 527.5809 | 0.00379 |  | 238.1754 | 0 |  | 812.1353 | 0.0029077 |  | 844.8239 | 0.00017184 | 621.651 | 0.001863 |  | 1073.9944 | 0.0016911 |  | 1023.3952 | 0.048999 |  | 788 | 0.012381 |  | 1188 | 0.00491 |  | 1009.0296 | 0 |  | 1009.0233 | 0.04754
| 527.7361 | 0.00096712 |  | 238.3803 | 0 |  | 238.3803 | 0 |  | 526.4628 | 1.0001e-05 |  | 238.3803 | 0 |  | 530.1171 | 7.1414e-05 |  | 527.7361 | 0.00393 |  | 238.3803 | 0 |  | 812.201 | 0.0028802 |  | 845.063 | 8.4085e-05 | 621.77 | 0.0016274 |  | 1074.0509 | 0.00169 |  | 1023.5235 | 0.049433 |  | 789 | 0.011392 |  | 1189 | 0.00483 |  | 1009.0795 | 0 |  | 1009.0732 | 0.04751
| 527.8913 | 0.00171 |  | 238.5853 | 0 |  | 238.5853 | 0 |  | 526.6191 | 0 |  | 238.5853 | 0 |  | 530.2712 | 3.7512e-05 |  | 527.8913 | 0.00379 |  | 238.5853 | 0 |  | 812.2665 | 0.0027924 |  | 845.3022 | 0.00016314 | 621.888 | 0.0016263 |  | 1074.1074 | 0.0016888 |  | 1023.6518 | 0.049659 |  | 790 | 0.0053424 |  | 1190 | 0.00508 |  | 1009.1294 | 0 |  | 1009.1231 | 0.0476
| 528.0466 | 0.00132 |  | 238.7902 | 0 |  | 238.7902 | 0 |  | 526.7755 | 0 |  | 238.7902 | 0 |  | 530.4253 | 6.2988e-05 |  | 528.0466 | 0.00404 |  | 238.7902 | 0 |  | 812.3322 | 0.0041543 |  | 845.5414 | 7.8049e-05 | 622.006 | 0.0013106 |  | 1074.1639 | 0.0016875 |  | 1023.7802 | 0.049553 |  | 791 | 0.0078142 |  | 1191 | 0.00549 |  | 1009.1793 | 0 |  | 1009.173 | 0.04781
| 528.2018 | 0.00318 |  | 238.9952 | 0 |  | 238.9952 | 0 |  | 526.9318 | 6.6672e-06 |  | 238.9952 | 0 |  | 530.5793 | 4.3129e-05 |  | 528.2018 | 0.00385 |  | 238.9952 | 0 |  | 812.3979 | 0.0031445 |  | 845.7806 | 0.00014988 | 622.125 | 0.0016117 |  | 1074.2205 | 0.0016862 |  | 1023.9085 | 0.049012 |  | 792 | 0.0081691 |  | 1192 | 0.00552 |  | 1009.2292 | 0 |  | 1009.2228 | 0.04813
| 528.3571 | 0.00178 |  | 239.2002 | 0 |  | 239.2002 | 0 |  | 527.0881 | 5.0004e-05 |  | 239.2002 | 0 |  | 530.7334 | 4.674e-05 |  | 528.3571 | 0.00403 |  | 239.2002 | 0 |  | 812.4636 | 0.0021511 |  | 846.0198 | 8.5429e-05 | 622.244 | 0.0013371 |  | 1074.277 | 0.0016847 |  | 1024.037 | 0.047988 |  | 793 | 0.01439 |  | 1193 | 0.00572 |  | 1009.279 | 0 |  | 1009.2728 | 0.04858
| 528.5123 | 0.00376 |  | 239.4052 | 0 |  | 239.4052 | 0 |  | 527.2445 | 0 |  | 239.4052 | 0 |  | 530.8876 | 5.7973e-05 |  | 528.5123 | 0.00377 |  | 239.4052 | 0 |  | 812.5292 | 0.0032901 |  | 846.2591 | 0.00017014 | 622.362 | 0.0016779 |  | 1074.3335 | 0.0016832 |  | 1024.1654 | 0.046517 |  | 794 | 0.0082722 |  | 1194 | 0.00601 |  | 1009.329 | 0 |  | 1009.3227 | 0.04914
| 528.6676 | 0.00215 |  | 239.6102 | 0 |  | 239.6102 | 0 |  | 527.4008 | 1.0001e-05 |  | 239.6102 | 0 |  | 531.0417 | 3.2297e-05 |  | 528.6676 | 0.00395 |  | 239.6102 | 0 |  | 812.595 | 0.0039428 |  | 846.4983 | 8.6147e-05 | 622.481 | 0.002088 |  | 1074.39 | 0.0016816 |  | 1024.2938 | 0.044716 |  | 795 | 0.0075679 |  | 1195 | 0.00626 |  | 1009.3789 | 0 |  | 1009.3726 | 0.04978
| 528.8229 | 0.00272 |  | 239.8153 | 0 |  | 239.8153 | 0 |  | 527.5571 | 6.6672e-06 |  | 239.8153 | 0 |  | 531.1958 | 7.2617e-05 |  | 528.8229 | 0.00378 |  | 239.8153 | 0 |  | 812.6608 | 0.0033984 |  | 846.7375 | 0.00016138 | 622.599 | 0.0022858 |  | 1074.4465 | 0.0016801 |  | 1024.4224 | 0.042776 |  | 796 | 0.008049 |  | 1196 | 0.00685 |  | 1009.4288 | 0 |  | 1009.4225 | 0.05046
| 528.9782 | 0.00038685 |  | 240.0204 | 0 |  | 240.0204 | 0 |  | 527.7135 | 0 |  | 240.0204 | 0 |  | 531.35 | 2.5075e-05 |  | 528.9782 | 0.00395 |  | 240.0204 | 0 |  | 812.7264 | 0.0033971 |  | 846.9768 | 7.6577e-05 | 622.718 | 0.0010436 |  | 1074.5032 | 0.0016787 |  | 1024.5509 | 0.040917 |  | 797 | 0.006272 |  | 1197 | 0.00689 |  | 1009.4787 | 0 |  | 1009.4724 | 0.0511
| 529.1335 | 0.0032 |  | 240.2254 | 0 |  | 240.2254 | 0 |  | 527.8699 | 6.6672e-06 |  | 240.2254 | 0 |  | 531.5041 | 7.021e-05 |  | 529.1335 | 0.00375 |  | 240.2254 | 0 |  | 812.7921 | 0.0036189 |  | 847.216 | 0.00016927 | 622.837 | 0.0024545 |  | 1074.5597 | 0.0016772 |  | 1024.6794 | 0.039351 |  | 798 | 0.01039 |  | 1198 | 0.00692 |  | 1009.5286 | 0 |  | 1009.5223 | 0.05161
| 529.2888 | 0.00183 |  | 240.4305 | 0 |  | 240.4305 | 0 |  | 528.0262 | 3.0002e-05 |  | 240.4305 | 0 |  | 531.6583 | 2.4072e-05 |  | 529.2888 | 0.00391 |  | 240.4305 | 0 |  | 812.8579 | 0.0030031 |  | 847.4553 | 7.6462e-05 | 622.956 | 0.0017792 |  | 1074.6162 | 0.0016757 |  | 1024.8081 | 0.038239 |  | 799 | 0.015058 |  | 1199 | 0.00725 |  | 1009.5785 | 0 |  | 1009.5723 | 0.05192
| 529.4441 | 0.00214 |  | 240.6357 | 0 |  | 240.6357 | 0 |  | 528.1826 | 0 |  | 240.6357 | 0 |  | 531.8124 | 6.4393e-05 |  | 529.4441 | 0.00375 |  | 240.6356 | 0 |  | 812.9236 | 0.0030791 |  | 847.6945 | 0.00015471 | 623.074 | 0.0024501 |  | 1074.6728 | 0.0016745 |  | 1024.9368 | 0.037656 |  | 800 | 0.013326 |  | 1200 | 0.0074 |  | 1009.6285 | 0 |  | 1009.6222 | 0.05196
| 529.5994 | 0.00287 |  | 240.8408 | 0 |  | 240.8408 | 0 |  | 528.339 | 0 |  | 240.8408 | 0 |  | 531.9666 | 4.5937e-05 |  | 529.5994 | 0.00396 |  | 240.8408 | 0 |  | 812.9895 | 0.0028593 |  | 847.9338 | 8.1421e-05 | 623.193 | 0.0013788 |  | 1074.7294 | 0.0016732 |  | 1025.0654 | 0.037589 |  | 801 | 0.012291 |  | 1201 | 0.00777 |  | 1009.6785 | 0 |  | 1009.6721 | 0.05173
| 529.7547 | 0.00288 |  | 241.0459 | 0 |  | 241.0459 | 0 |  | 528.4954 | 0 |  | 241.0459 | 0 |  | 532.1208 | 5.015e-05 |  | 529.7547 | 0.00383 |  | 241.046 | 0 |  | 813.0552 | 0.0033551 |  | 848.1731 | 0.00015284 | 623.312 | 0.0018292 |  | 1074.7859 | 0.0016721 |  | 1025.1941 | 0.037942 |  | 802 | 0.0073353 |  | 1202 | 0.00815 |  | 1009.7284 | 0 |  | 1009.7221 | 0.05126
| 529.9101 | 0.00111 |  | 241.2511 | 0 |  | 241.2511 | 0 |  | 528.6518 | 1.0001e-05 |  | 241.2511 | 0 |  | 532.275 | 4.694e-05 |  | 529.9101 | 0.00403 |  | 241.2511 | 0 |  | 813.121 | 0.0036 |  | 848.4124 | 8.0866e-05 | 623.431 | 0.0015639 |  | 1074.8425 | 0.0016713 |  | 1025.3229 | 0.038581 |  | 803 | 0.0084276 |  | 1203 | 0.00837 |  | 1009.7783 | 0 |  | 1009.772 | 0.05066
| 530.0654 | 0.00367 |  | 241.4563 | 0 |  | 241.4563 | 0 |  | 528.8082 | 6.6672e-06 |  | 241.4563 | 0 |  | 532.4292 | 4.3931e-05 |  | 530.0654 | 0.00385 |  | 241.4563 | 0 |  | 813.1868 | 0.0047897 |  | 848.6517 | 0.00015095 | 623.55 | 0.0022061 |  | 1074.899 | 0.0016705 |  | 1025.4517 | 0.039369 |  | 804 | 0.010996 |  | 1204 | 0.00815 |  | 1009.8283 | 0 |  | 1009.822 | 0.05003
| 530.2208 | 0.00114 |  | 241.6615 | 0 |  | 241.6615 | 0 |  | 528.9646 | 0 |  | 241.6615 | 0 |  | 532.5834 | 4.8545e-05 |  | 530.2208 | 0.00401 |  | 241.6615 | 0 |  | 813.2526 | 0.0026522 |  | 848.891 | 7.5796e-05 | 623.669 | 0.0017133 |  | 1074.9557 | 0.00167 |  | 1025.5804 | 0.040207 |  | 805 | 0.0087931 |  | 1205 | 0.00834 |  | 1009.8782 | 0 |  | 1009.8719 | 0.04947
| 530.3761 | 0.00343 |  | 241.8667 | 0 |  | 241.8667 | 0 |  | 529.121 | 0 |  | 241.8667 | 0 |  | 532.7377 | 5.2156e-05 |  | 530.3761 | 0.00382 |  | 241.8667 | 0 |  | 813.3184 | 0.0013746 |  | 849.1303 | 0.00015868 | 623.789 | 0.0016377 |  | 1075.0123 | 0.0016698 |  | 1025.7092 | 0.04105 |  | 806 | 0.0069655 |  | 1206 | 0.00895 |  | 1009.9282 | 0 |  | 1009.9219 | 0.04908
| 530.5315 | 0.00111 |  | 242.072 | 0 |  | 242.072 | 0 |  | 529.2775 | 1.0001e-05 |  | 242.072 | 0 |  | 532.8919 | 4.674e-05 |  | 530.5315 | 0.00402 |  | 242.072 | 0 |  | 813.3842 | 0.0017933 |  | 849.3696 | 8.0304e-05 | 623.908 | 0.0011214 |  | 1075.0689 | 0.0016696 |  | 1025.8381 | 0.041894 |  | 807 | 0.016636 |  | 1207 | 0.00899 |  | 1009.9782 | 0 |  | 1009.9719 | 0.04887
| 530.6869 | 0.00186 |  | 242.2773 | 0 |  | 242.2773 | 0 |  | 529.4339 | 6.6672e-06 |  | 242.2773 | 0 |  | 533.0462 | 5.3761e-05 |  | 530.6869 | 0.00379 |  | 242.2773 | 0 |  | 813.4501 | 0.0025524 |  | 849.609 | 0.00014932 | 624.027 | 0.0013894 |  | 1075.1255 | 0.0016699 |  | 1025.967 | 0.04275 |  | 808 | 0.0064375 |  | 1208 | 0.00911 |  | 1010.0282 | 0 |  | 1010.0218 | 0.04884
| 530.8423 | 0.0008792 |  | 242.4825 | 0 |  | 242.4825 | 0 |  | 529.5903 | 3.0002e-05 |  | 242.4825 | 0 |  | 533.2004 | 3.5707e-05 |  | 530.8423 | 0.00391 |  | 242.4825 | 0 |  | 813.5159 | 0.0038339 |  | 849.8483 | 6.865e-05 | 624.146 | 0.0020789 |  | 1075.1821 | 0.0016704 |  | 1026.0959 | 0.04362 |  | 809 | 0.011334 |  | 1209 | 0.00953 |  | 1010.0781 | 0 |  | 1010.0718 | 0.04895
| 530.9977 | 0.00301 |  | 242.6878 | 0 |  | 242.6878 | 0 |  | 529.7468 | 6.6672e-06 |  | 242.6878 | 0 |  | 533.3547 | 6.1584e-05 |  | 530.9977 | 0.00373 |  | 242.6878 | 0 |  | 813.5818 | 0.0032955 |  | 850.0877 | 0.00013884 | 624.265 | 0.0016923 |  | 1075.2388 | 0.0016713 |  | 1026.225 | 0.044475 |  | 810 | 0.0044602 |  | 1210 | 0.00972 |  | 1010.1281 | 0 |  | 1010.1218 | 0.04912
| 531.1531 | 0.00091437 |  | 242.8932 | 0 |  | 242.8932 | 0 |  | 529.9032 | 1.0001e-05 |  | 242.8932 | 0 |  | 533.509 | 2.347e-05 |  | 531.1531 | 0.00395 |  | 242.8931 | 0 |  | 813.6476 | 0.0026912 |  | 850.327 | 7.0789e-05 | 624.385 | 0.0019565 |  | 1075.2954 | 0.0016724 |  | 1026.354 | 0.045258 |  | 811 | 0.0083259 |  | 1211 | 0.00994 |  | 1010.1781 | 0 |  | 1010.1718 | 0.04931
| 531.3085 | 0.00295 |  | 243.0985 | 0 |  | 243.0985 | 0 |  | 530.0597 | 0 |  | 243.0985 | 0 |  | 533.6633 | 5.9779e-05 |  | 531.3085 | 0.0038 |  | 243.0985 | 0 |  | 813.7136 | 0.0025616 |  | 850.5664 | 0.00016649 | 624.504 | 0.0019736 |  | 1075.352 | 0.0016739 |  | 1026.483 | 0.045895 |  | 812 | 0.010827 |  | 1212 | 0.01045 |  | 1010.2281 | 0 |  | 1010.2218 | 0.04947
| 531.4639 | 0.00267 |  | 243.3038 | 0 |  | 243.3038 | 0 |  | 530.2162 | 3.0002e-05 |  | 243.3038 | 0 |  | 533.8176 | 4.6138e-05 |  | 531.4639 | 0.00401 |  | 243.3038 | 0 |  | 813.7794 | 0.0027174 |  | 850.8057 | 7.5651e-05 | 624.624 | 0.00278 |  | 1075.4087 | 0.0016758 |  | 1026.6121 | 0.046321 |  | 813 | 0.012352 |  | 1213 | 0.01055 |  | 1010.2781 | 0 |  | 1010.2718 | 0.04957
| 531.6194 | 0.00297 |  | 243.5092 | 0 |  | 243.5092 | 0 |  | 530.3727 | 0 |  | 243.5092 | 0 |  | 533.9719 | 3.7713e-05 |  | 531.6194 | 0.00381 |  | 243.5092 | 0 |  | 813.8453 | 0.0019393 |  | 851.0451 | 0.00015737 | 624.743 | 0.0015812 |  | 1075.4653 | 0.001678 |  | 1026.7411 | 0.046505 |  | 814 | 0.0047093 |  | 1214 | 0.01066 |  | 1010.3281 | 0 |  | 1010.3218 | 0.04961
| 531.7748 | 0.00176 |  | 243.7146 | 0 |  | 243.7146 | 0 |  | 530.5292 | 3.0002e-05 |  | 243.7146 | 0 |  | 534.1262 | 6.7e-05 |  | 531.7748 | 0.00398 |  | 243.7146 | 0 |  | 813.9113 | 0.0032465 |  | 851.2845 | 7.2805e-05 | 624.863 | 0.0018518 |  | 1075.522 | 0.0016807 |  | 1026.8702 | 0.046461 |  | 815 | 0.0068978 |  | 1215 | 0.01091 |  | 1010.3781 | 0 |  | 1010.3718 | 0.0496
| 531.9303 | 0.00329 |  | 243.92 | 0 |  | 243.92 | 0 |  | 530.6857 | 6.6672e-06 |  | 243.92 | 0 |  | 534.2805 | 1.4042e-05 |  | 531.9303 | 0.00377 |  | 243.92 | 0 |  | 813.9772 | 0.0040886 |  | 851.5239 | 0.00014172 | 624.982 | 0.0020755 |  | 1075.5786 | 0.0016837 |  | 1026.9994 | 0.04626 |  | 816 | 0.010324 |  | 1216 | 0.01115 |  | 1010.4282 | 0 |  | 1010.4218 | 0.04955
| 532.0857 | 0.00158 |  | 244.1254 | 0 |  | 244.1254 | 0 |  | 530.8421 | 1.0001e-05 |  | 244.1254 | 0 |  | 534.4349 | 6.7602e-05 |  | 532.0857 | 0.00396 |  | 244.1254 | 0 |  | 814.0432 | 0.0047666 |  | 851.7633 | 8.2409e-05 | 625.102 | 0.0025705 |  | 1075.6353 | 0.0016871 |  | 1027.1287 | 0.046012 |  | 817 | 0.0068468 |  | 1217 | 0.01162 |  | 1010.4782 | 0 |  | 1010.4719 | 0.04949
| 532.2412 | 0.00244 |  | 244.3309 | 0 |  | 244.3309 | 0 |  | 530.9987 | 0 |  | 244.3309 | 0 |  | 534.5892 | 2.8084e-05 |  | 532.2412 | 0.00378 |  | 244.3309 | 0 |  | 814.1091 | 0.0030243 |  | 852.0027 | 0.00018096 | 625.221 | 0.0019809 |  | 1075.6919 | 0.001691 |  | 1027.2578 | 0.04583 |  | 818 | 0.012188 |  | 1218 | 0.01193 |  | 1010.5282 | 0 |  | 1010.5218 | 0.04939
| 532.3967 | 0.00244 |  | 244.5363 | 0 |  | 244.5363 | 0 |  | 531.1552 | 3.0002e-05 |  | 244.5363 | 0 |  | 534.7436 | 5.6168e-05 |  | 532.3967 | 0.00392 |  | 244.5363 | 0 |  | 814.175 | 0.0029286 |  | 852.2422 | 8.1122e-05 | 625.341 | 0.0015176 |  | 1075.7487 | 0.0016955 |  | 1027.3871 | 0.045791 |  | 819 | 0.0096092 |  | 1219 | 0.01226 |  | 1010.5782 | 0 |  | 1010.5719 | 0.04928
| 532.5522 | 0.00309 |  | 244.7418 | 0 |  | 244.7418 | 0 |  | 531.3117 | 0 |  | 244.7418 | 0 |  | 534.898 | 5.0952e-05 |  | 532.5522 | 0.00368 |  | 244.7418 | 0 |  | 814.241 | 0.0033908 |  | 852.4816 | 0.00015956 | 625.461 | 0.0024795 |  | 1075.8053 | 0.0017002 |  | 1027.5164 | 0.045899 |  | 820 | 0.0064263 |  | 1220 | 0.01274 |  | 1010.6282 | 0 |  | 1010.6219 | 0.04912
| 532.7077 | 0.00206 |  | 244.9473 | 0 |  | 244.9473 | 0 |  | 531.4682 | 1.0001e-05 |  | 244.9473 | 0 |  | 535.0524 | 4.1925e-05 |  | 532.7077 | 0.00392 |  | 244.9473 | 0 |  | 814.3069 | 0.0038203 |  | 852.721 | 6.6808e-05 | 625.581 | 0.0023372 |  | 1075.8619 | 0.0017055 |  | 1027.6458 | 0.046084 |  | 821 | 0.0066738 |  | 1221 | 0.01323 |  | 1010.6783 | 0 |  | 1010.672 | 0.04891
| 532.8632 | 0.00294 |  | 245.1528 | 0 |  | 245.1528 | 0 |  | 531.6248 | 0 |  | 245.1528 | 0 |  | 535.2068 | 5.7372e-05 |  | 532.8632 | 0.00373 |  | 245.1528 | 0 |  | 814.3729 | 0.003823 |  | 852.9605 | 0.0001602 | 625.701 | 0.0021682 |  | 1075.9187 | 0.0017113 |  | 1027.775 | 0.046223 |  | 822 | 0.0072558 |  | 1222 | 0.01356 |  | 1010.7283 | 0 |  | 1010.722 | 0.04868
| 533.0187 | 0.00144 |  | 245.3584 | 0 |  | 245.3584 | 0 |  | 531.7813 | 1.0001e-05 |  | 245.3584 | 0 |  | 535.3611 | 2.1665e-05 |  | 533.0187 | 0.00398 |  | 245.3584 | 0 |  | 814.4389 | 0.0020491 |  | 853.1999 | 7.5756e-05 | 625.82 | 0.0012178 |  | 1075.9753 | 0.0017175 |  | 1027.9044 | 0.046193 |  | 823 | 0.0058465 |  | 1223 | 0.01392 |  | 1010.7784 | 0 |  | 1010.772 | 0.04843
| 533.1742 | 0.00353 |  | 245.5639 | 0 |  | 245.5639 | 0 |  | 531.9379 | 0 |  | 245.5639 | 0 |  | 535.5156 | 6.0982e-05 |  | 533.1742 | 0.00375 |  | 245.5639 | 0 |  | 814.5049 | 0.0037358 |  | 853.4394 | 0.00016451 | 625.94 | 0.0011169 |  | 1076.0321 | 0.0017243 |  | 1028.0338 | 0.045919 |  | 824 | 0.0060767 |  | 1224 | 0.01416 |  | 1010.8284 | 0 |  | 1010.8221 | 0.04822
| 533.3297 | 0.00146 |  | 245.7695 | 0 |  | 245.7695 | 0 |  | 532.0944 | 0 |  | 245.7695 | 0 |  | 535.67 | 3.6309e-05 |  | 533.3297 | 0.00397 |  | 245.7695 | 0 |  | 814.571 | 0.0040992 |  | 853.6788 | 7.7103e-05 | 626.06 | 0.0023288 |  | 1076.0887 | 0.0017314 |  | 1028.1633 | 0.04541 |  | 825 | 0.0082249 |  | 1225 | 0.01443 |  | 1010.8785 | 0 |  | 1010.8722 | 0.04808
| 533.4853 | 0.00383 |  | 245.9751 | 0 |  | 245.9751 | 0 |  | 532.251 | 0 |  | 245.9751 | 0 |  | 535.8244 | 5.9779e-05 |  | 533.4853 | 0.00376 |  | 245.9751 | 0 |  | 814.637 | 0.0038679 |  | 853.9183 | 0.00015053 | 626.18 | 0.0016508 |  | 1076.1455 | 0.0017392 |  | 1028.2928 | 0.044763 |  | 826 | 0.013159 |  | 1226 | 0.01522 |  | 1010.9285 | 0 |  | 1010.9222 | 0.04804
| 533.6408 | 0.00181 |  | 246.1807 | 0 |  | 246.1807 | 0 |  | 532.4076 | 1.0001e-05 |  | 246.1807 | 0 |  | 535.9789 | 3.2698e-05 |  | 533.6408 | 0.00398 |  | 246.1807 | 0 |  | 814.7031 | 0.0026136 |  | 854.1578 | 7.7258e-05 | 626.301 | 0.0020954 |  | 1076.2023 | 0.0017474 |  | 1028.4224 | 0.044132 |  | 827 | 0.0082246 |  | 1227 | 0.01553 |  | 1010.9786 | 0 |  | 1010.9723 | 0.04811
| 533.7964 | 0.0029 |  | 246.3863 | 0 |  | 246.3863 | 0 |  | 532.5642 | 0 |  | 246.3863 | 0 |  | 536.1333 | 3.9719e-05 |  | 533.7964 | 0.00377 |  | 246.3863 | 0 |  | 814.7691 | 0.002721 |  | 854.3973 | 0.00017466 | 626.421 | 0.0011435 |  | 1076.2589 | 0.0017561 |  | 1028.5519 | 0.043675 |  | 828 | 0.0095197 |  | 1228 | 0.01587 |  | 1011.0287 | 0 |  | 1011.0224 | 0.04827
| 533.9519 | 0.00273 |  | 246.5919 | 0 |  | 246.5919 | 0 |  | 532.7207 | 1.0001e-05 |  | 246.5919 | 0 |  | 536.2878 | 4.7743e-05 |  | 533.9519 | 0.00389 |  | 246.5919 | 0 |  | 814.8351 | 0.0031948 |  | 854.6368 | 7.7083e-05 | 626.541 | 0.0018405 |  | 1076.3157 | 0.0017653 |  | 1028.6815 | 0.043507 |  | 829 | 0.007462 |  | 1229 | 0.0166 |  | 1011.0788 | 0 |  | 1011.0725 | 0.04849
| 534.1075 | 0.00292 |  | 246.7976 | 0 |  | 246.7976 | 0 |  | 532.8773 | 2.6669e-05 |  | 246.7976 | 0 |  | 536.4423 | 4.7743e-05 |  | 534.1075 | 0.00369 |  | 246.7976 | 0 |  | 814.9012 | 0.0024566 |  | 854.8763 | 0.00014904 | 626.661 | 0.0014901 |  | 1076.3724 | 0.001775 |  | 1028.811 | 0.043663 |  | 830 | 0.0090538 |  | 1230 | 0.01694 |  | 1011.1289 | 0 |  | 1011.1226 | 0.04874
| 534.2631 | 0.00368 |  | 247.0033 | 0 |  | 247.0033 | 0 |  | 533.0339 | 1.0001e-05 |  | 247.0033 | 0 |  | 536.5968 | 4.0321e-05 |  | 534.2631 | 0.00387 |  | 247.0033 | 0 |  | 814.9674 | 0.00193 |  | 855.1158 | 7.1187e-05 | 626.781 | 0.0016274 |  | 1076.4292 | 0.0017853 |  | 1028.9407 | 0.044085 |  | 831 | 0.0084788 |  | 1231 | 0.0172 |  | 1011.179 | 0 |  | 1011.1726 | 0.04897
| 534.4187 | 0.00185 |  | 247.209 | 0 |  | 247.209 | 0 |  | 533.1906 | 0 |  | 247.209 | 0 |  | 536.7512 | 4.2327e-05 |  | 534.4187 | 0.00374 |  | 247.2089 | 0 |  | 815.0335 | 0.0028558 |  | 855.3554 | 0.00016387 | 626.902 | 0.00099531 |  | 1076.486 | 0.001796 |  | 1029.0704 | 0.044646 |  | 832 | 0.012284 |  | 1232 | 0.01801 |  | 1011.2291 | 0 |  | 1011.2227 | 0.04916
| 534.5743 | 0.00257 |  | 247.4147 | 0 |  | 247.4147 | 0 |  | 533.3472 | 3.0002e-05 |  | 247.4147 | 0 |  | 536.9057 | 3.7713e-05 |  | 534.5743 | 0.00389 |  | 247.4147 | 0 |  | 815.0995 | 0.0026847 |  | 855.5949 | 8.5383e-05 | 627.022 | 0.0020863 |  | 1076.5427 | 0.0018071 |  | 1029.2001 | 0.045183 |  | 833 | 0.0083165 |  | 1233 | 0.01835 |  | 1011.2791 | 0 |  | 1011.2728 | 0.04931
| 534.7299 | 0.00049221 |  | 247.6204 | 0 |  | 247.6204 | 0 |  | 533.5038 | 2.6669e-05 |  | 247.6204 | 0 |  | 537.0603 | 4.9147e-05 |  | 534.7299 | 0.00372 |  | 247.6204 | 0 |  | 815.1656 | 0.0033908 |  | 855.8344 | 0.0001622 | 627.142 | 0.0023484 |  | 1076.5995 | 0.0018188 |  | 1029.3298 | 0.045551 |  | 834 | 0.018095 |  | 1234 | 0.01857 |  | 1011.3292 | 0 |  | 1011.3229 | 0.04943
| 534.8855 | 0.00179 |  | 247.8261 | 0 |  | 247.8261 | 0 |  | 533.6604 | 3.0002e-05 |  | 247.8261 | 0 |  | 537.2148 | 4.694e-05 |  | 534.8855 | 0.00398 |  | 247.8261 | 0 |  | 815.2318 | 0.0037526 |  | 856.074 | 7.9112e-05 | 627.263 | 0.001046 |  | 1076.6562 | 0.0018309 |  | 1029.4596 | 0.045653 |  | 835 | 0.013722 |  | 1235 | 0.01903 |  | 1011.3793 | 0 |  | 1011.3731 | 0.04952
| 535.0411 | 0.00229 |  | 248.0319 | 0 |  | 248.0319 | 0 |  | 533.8171 | 6.6672e-06 |  | 248.0319 | 0 |  | 537.3693 | 3.3099e-05 |  | 535.0411 | 0.00379 |  | 248.0319 | 0 |  | 815.2979 | 0.0026588 |  | 856.3135 | 0.00016777 | 627.383 | 0.0013348 |  | 1076.713 | 0.0018435 |  | 1029.5895 | 0.045465 |  | 836 | 0.0080553 |  | 1236 | 0.01939 |  | 1011.4294 | 0 |  | 1011.4232 | 0.0496
| 535.1967 | 0.00080887 |  | 248.2377 | 0 |  | 248.2377 | 0 |  | 533.9737 | 3.0002e-05 |  | 248.2377 | 0 |  | 537.5239 | 4.8746e-05 |  | 535.1967 | 0.00398 |  | 248.2377 | 0 |  | 815.3641 | 0.0017838 |  | 856.5531 | 8.2687e-05 | 627.504 | 0.0016621 |  | 1076.7698 | 0.0018565 |  | 1029.7194 | 0.045029 |  | 837 | 0.0040967 |  | 1237 | 0.01975 |  | 1011.4796 | 0 |  | 1011.4733 | 0.04966
| 535.3524 | 0.00216 |  | 248.4435 | 0 |  | 248.4435 | 0 |  | 534.1304 | 6.6672e-06 |  | 248.4435 | 0 |  | 537.6784 | 3.33e-05 |  | 535.3524 | 0.00374 |  | 248.4435 | 0 |  | 815.4302 | 0.0030155 |  | 856.7927 | 0.0001649 | 627.624 | 0.0019808 |  | 1076.8265 | 0.0018699 |  | 1029.8492 | 0.044435 |  | 838 | 0.0043384 |  | 1238 | 0.02015 |  | 1011.5297 | 0 |  | 1011.5234 | 0.04968
| 535.508 | 0.00215 |  | 248.6493 | 0 |  | 248.6493 | 0 |  | 534.287 | 0 |  | 248.6493 | 0 |  | 537.833 | 5.1354e-05 |  | 535.508 | 0.00395 |  | 248.6493 | 0 |  | 815.4964 | 0.0019804 |  | 857.0322 | 9.1032e-05 | 627.745 | 0.0016731 |  | 1076.8833 | 0.0018838 |  | 1029.9791 | 0.043789 |  | 839 | 0.011536 |  | 1239 | 0.02114 |  | 1011.5798 | 0 |  | 1011.5735 | 0.04962
| 535.6637 | 0.0032 |  | 248.8551 | 0 |  | 248.8551 | 0 |  | 534.4437 | 6.6672e-06 |  | 248.8551 | 0 |  | 537.9876 | 4.0722e-05 |  | 535.6637 | 0.00376 |  | 248.8551 | 0 |  | 815.5626 | 0.0025606 |  | 857.2718 | 0.00018141 | 627.866 | 0.0017837 |  | 1076.9402 | 0.0018982 |  | 1030.109 | 0.043187 |  | 840 | 0.011084 |  | 1240 | 0.02139 |  | 1011.6299 | 0 |  | 1011.6237 | 0.04945
| 535.8194 | 0.00215 |  | 249.061 | 0 |  | 249.061 | 0 |  | 534.6004 | 1.0001e-05 |  | 249.061 | 0 |  | 538.1421 | 3.9117e-05 |  | 535.8194 | 0.00397 |  | 249.061 | 0 |  | 815.6288 | 0.0036019 |  | 857.5114 | 8.8318e-05 | 627.986 | 0.0016796 |  | 1076.9969 | 0.0019129 |  | 1030.239 | 0.042692 |  | 841 | 0.0071724 |  | 1241 | 0.0218 |  | 1011.6801 | 0 |  | 1011.6738 | 0.04913
| 535.9751 | 0.00248 |  | 249.2669 | 0 |  | 249.2669 | 0 |  | 534.7571 | 6.6672e-06 |  | 249.2669 | 0 |  | 538.2967 | 4.1123e-05 |  | 535.9751 | 0.00379 |  | 249.2669 | 0 |  | 815.695 | 0.0032525 |  | 857.751 | 0.00017394 | 628.107 | 0.0023523 |  | 1077.0538 | 0.0019281 |  | 1030.369 | 0.042331 |  | 842 | 0.0094426 |  | 1242 | 0.02259 |  | 1011.7302 | 0 |  | 1011.7239 | 0.04864
| 536.1307 | 0.00223 |  | 249.4728 | 0 |  | 249.4728 | 0 |  | 534.9137 | 1.0001e-05 |  | 249.4728 | 0 |  | 538.4513 | 3.9518e-05 |  | 536.1307 | 0.00395 |  | 249.4728 | 0 |  | 815.7612 | 0.0025915 |  | 857.9906 | 6.8929e-05 | 628.228 | 0.0028064 |  | 1077.1106 | 0.0019436 |  | 1030.499 | 0.042106 |  | 843 | 0.0059385 |  | 1243 | 0.02294 |  | 1011.7804 | 0 |  | 1011.774 | 0.04798
| 536.2864 | 0.00207 |  | 249.6787 | 0 |  | 249.6787 | 0 |  | 535.0704 | 6.6672e-06 |  | 249.6787 | 0 |  | 538.606 | 4.5937e-05 |  | 536.2864 | 0.0037 |  | 249.6787 | 0 |  | 815.8275 | 0.0020198 |  | 858.2303 | 0.00019878 | 628.349 | 0.0022636 |  | 1077.1674 | 0.0019594 |  | 1030.6291 | 0.04201 |  | 844 | 0.0040944 |  | 1244 | 0.02342 |  | 1011.8306 | 0 |  | 1011.8242 | 0.04716
| 536.4421 | 0.00193 |  | 249.8846 | 0 |  | 249.8846 | 0 |  | 535.2271 | 1.0001e-05 |  | 249.8846 | 0 |  | 538.7606 | 3.9719e-05 |  | 536.4421 | 0.00385 |  | 249.8846 | 0 |  | 815.8937 | 0.0027483 |  | 858.4699 | 9.5853e-05 | 628.47 | 0.0017582 |  | 1077.2242 | 0.0019757 |  | 1030.7593 | 0.042054 |  | 845 | 0.0078326 |  | 1245 | 0.02448 |  | 1011.8807 | 0 |  | 1011.8744 | 0.04624
| 536.5978 | 0.00353 |  | 250.0905 | 0 |  | 250.0905 | 0 |  | 535.3839 | 0 |  | 250.0905 | 0 |  | 538.9152 | 4.353e-05 |  | 536.5978 | 0.0036 |  | 250.0905 | 0 |  | 815.9599 | 0.0030608 |  | 858.7095 | 0.00017083 | 628.591 | 0.001697 |  | 1077.2811 | 0.0019923 |  | 1030.8894 | 0.042277 |  | 846 | 0.013188 |  | 1246 | 0.02492 |  | 1011.9308 | 0 |  | 1011.9246 | 0.04527
| 536.7536 | 0.00309 |  | 250.2965 | 0 |  | 250.2965 | 0 |  | 535.5406 | 0 |  | 250.2965 | 0 |  | 539.0699 | 3.9117e-05 |  | 536.7536 | 0.00383 |  | 250.2965 | 0 |  | 816.0262 | 0.0026164 |  | 858.9492 | 7.6467e-05 | 628.712 | 0.0016363 |  | 1077.3379 | 0.002009 |  | 1031.0195 | 0.042741 |  | 847 | 0.0067939 |  | 1247 | 0.02548 |  | 1011.981 | 0 |  | 1011.9747 | 0.04432
| 536.9093 | 0.00281 |  | 250.5025 | 0 |  | 250.5025 | 0 |  | 535.6973 | 6.6672e-06 |  | 250.5025 | 0 |  | 539.2245 | 4.7743e-05 |  | 536.9093 | 0.00367 |  | 250.5025 | 0 |  | 816.0924 | 0.0036107 |  | 859.1888 | 0.00017013 | 628.833 | 0.0019269 |  | 1077.3948 | 0.0020262 |  | 1031.1498 | 0.043503 |  | 848 | 0.0078984 |  | 1248 | 0.02616 |  | 1012.0312 | 0 |  | 1012.0249 | 0.04345
| 537.065 | 0.00232 |  | 250.7085 | 0 |  | 250.7085 | 0 |  | 535.854 | 1.0001e-05 |  | 250.7085 | 0 |  | 539.3792 | 3.2898e-05 |  | 537.065 | 0.00392 |  | 250.7085 | 0 |  | 816.1588 | 0.0031627 |  | 859.4285 | 9.7126e-05 | 628.954 | 0.0016118 |  | 1077.4517 | 0.0020437 |  | 1031.28 | 0.044579 |  | 849 | 0.0077299 |  | 1249 | 0.02728 |  | 1012.0814 | 0 |  | 1012.0751 | 0.04271
| 537.2208 | 0.00302 |  | 250.9145 | 0 |  | 250.9145 | 0 |  | 536.0108 | 6.6672e-06 |  | 250.9145 | 0 |  | 539.5339 | 4.353e-05 |  | 537.2208 | 0.0037 |  | 250.9145 | 0 |  | 816.225 | 0.0036236 |  | 859.6681 | 0.00016575 | 629.075 | 0.0014075 |  | 1077.5085 | 0.0020614 |  | 1031.4103 | 0.045907 |  | 850 | 0.0031781 |  | 1250 | 0.02784 |  | 1012.1315 | 0 |  | 1012.1252 | 0.04215
| 537.3765 | 0.0019 |  | 251.1205 | 0 |  | 251.1205 | 0 |  | 536.1675 | 3.0002e-05 |  | 251.1205 | 0 |  | 539.6885 | 3.7913e-05 |  | 537.3765 | 0.00382 |  | 251.1205 | 0 |  | 816.2913 | 0.0042256 |  | 859.9078 | 8.0524e-05 | 629.196 | 0.0019965 |  | 1077.5653 | 0.0020792 |  | 1031.5405 | 0.047347 |  | 851 | 0.0049938 |  | 1251 | 0.02832 |  | 1012.1818 | 0 |  | 1012.1754 | 0.04178
| 537.5323 | 0.00285 |  | 251.3266 | 0 |  | 251.3266 | 0 |  | 536.3243 | 6.6672e-06 |  | 251.3266 | 0 |  | 539.8432 | 4.6339e-05 |  | 537.5323 | 0.00359 |  | 251.3266 | 0 |  | 816.3575 | 0.0021098 |  | 860.1475 | 0.00020494 | 629.318 | 0.002035 |  | 1077.6222 | 0.0020974 |  | 1031.6709 | 0.048711 |  | 852 | 0.0056248 |  | 1252 | 0.02935 |  | 1012.2319 | 0 |  | 1012.2256 | 0.0416
| 537.688 | 0.00207 |  | 251.5326 | 0 |  | 251.5326 | 0 |  | 536.481 | 1.0001e-05 |  | 251.5326 | 0 |  | 539.9979 | 3.4303e-05 |  | 537.688 | 0.00374 |  | 251.5326 | 0 |  | 816.4239 | 0.0026365 |  | 860.3872 | 7.316e-05 | 629.439 | 0.0023737 |  | 1077.6791 | 0.0021158 |  | 1031.8013 | 0.049818 |  | 853 | 0.0048792 |  | 1253 | 0.0302 |  | 1012.2822 | 0 |  | 1012.2758 | 0.04161
| 537.8438 | 0.00403 |  | 251.7387 | 0 |  | 251.7387 | 0 |  | 536.6378 | 0 |  | 251.7387 | 0 |  | 540.1526 | 4.353e-05 |  | 537.8438 | 0.00358 |  | 251.7387 | 0 |  | 816.4902 | 0.0023575 |  | 860.6269 | 0.00023632 | 629.56 | 0.001421 |  | 1077.736 | 0.0021343 |  | 1031.9316 | 0.050553 |  | 854 | 0.0093876 |  | 1254 | 0.03086 |  | 1012.3323 | 0 |  | 1012.326 | 0.04179
| 537.9996 | 0.00174 |  | 251.9448 | 0 |  | 251.9448 | 0 |  | 536.7946 | 3.0002e-05 |  | 251.9448 | 0 |  | 540.3074 | 3.0491e-05 |  | 537.9996 | 0.00373 |  | 251.9448 | 0 |  | 816.5566 | 0.0032165 |  | 860.8666 | 0.00012392 | 629.682 | 0.0014675 |  | 1077.7929 | 0.002153 |  | 1032.0621 | 0.050892 |  | 855 | 0.0095374 |  | 1255 | 0.03138 |  | 1012.3826 | 0 |  | 1012.3762 | 0.04212
| 538.1554 | 0.00339 |  | 252.1509 | 0 |  | 252.1509 | 0 |  | 536.9514 | 0 |  | 252.1509 | 0 |  | 540.4621 | 4.2327e-05 |  | 538.1554 | 0.00356 |  | 252.1509 | 0 |  | 816.6229 | 0.0039365 |  | 861.1063 | 0.00019725 | 629.803 | 0.0027812 |  | 1077.8497 | 0.0021719 |  | 1032.1926 | 0.050889 |  | 856 | 0.0094913 |  | 1256 | 0.03279 |  | 1012.4327 | 0 |  | 1012.4265 | 0.04258
| 538.3112 | 0.00063303 |  | 252.3571 | 0 |  | 252.3571 | 0 |  | 537.1081 | 3.0002e-05 |  | 252.3571 | 0 |  | 540.6168 | 3.9719e-05 |  | 538.3112 | 0.0038 |  | 252.3571 | 0 |  | 816.6894 | 0.003671 |  | 861.346 | 0.00010425 | 629.924 | 0.002018 |  | 1077.9067 | 0.002191 |  | 1032.3231 | 0.050634 |  | 857 | 0.0080472 |  | 1257 | 0.03345 |  | 1012.483 | 0 |  | 1012.4766 | 0.04315
| 538.467 | 0.00339 |  | 252.5632 | 0 |  | 252.5632 | 0 |  | 537.2649 | 6.6672e-06 |  | 252.5632 | 0 |  | 540.7716 | 3.2096e-05 |  | 538.467 | 0.00362 |  | 252.5633 | 0 |  | 816.7557 | 0.0032492 |  | 861.5858 | 0.00020804 | 630.046 | 0.0012856 |  | 1077.9636 | 0.0022101 |  | 1032.4536 | 0.050202 |  | 858 | 0.0046816 |  | 1258 | 0.0341 |  | 1012.5332 | 0 |  | 1012.5269 | 0.04382
| 538.6228 | 0.00123 |  | 252.7694 | 0 |  | 252.7694 | 0 |  | 537.4217 | 3.0002e-05 |  | 252.7694 | 0 |  | 540.9264 | 5.0752e-05 |  | 538.6228 | 0.00375 |  | 252.7694 | 0 |  | 816.8221 | 0.0023642 |  | 861.8255 | 0.00011034 | 630.167 | 0.0027337 |  | 1078.0205 | 0.0022292 |  | 1032.5842 | 0.049631 |  | 859 | 0.0057718 |  | 1259 | 0.03482 |  | 1012.5834 | 0 |  | 1012.5771 | 0.04457
| 538.7787 | 0.00422 |  | 252.9756 | 0 |  | 252.9756 | 0 |  | 537.5785 | 2.6669e-05 |  | 252.9756 | 0 |  | 541.0811 | 2.327e-05 |  | 538.7787 | 0.00351 |  | 252.9756 | 0 |  | 816.8885 | 0.0024982 |  | 862.0653 | 0.00018853 | 630.289 | 0.002177 |  | 1078.0774 | 0.0022485 |  | 1032.7148 | 0.048931 |  | 860 | 0.0077872 |  | 1260 | 0.03605 |  | 1012.6337 | 0 |  | 1012.6273 | 0.04538
| 538.9345 | 0.00167 |  | 253.1818 | 0 |  | 253.1818 | 0 |  | 537.7354 | 1.0001e-05 |  | 253.1818 | 0 |  | 541.2359 | 5.015e-05 |  | 538.9345 | 0.00371 |  | 253.1818 | 0 |  | 816.9549 | 0.0034005 |  | 862.305 | 0.00011131 | 630.411 | 0.0021279 |  | 1078.1344 | 0.0022679 |  | 1032.8455 | 0.048112 |  | 861 | 0.012783 |  | 1261 | 0.03681 |  | 1012.6839 | 0 |  | 1012.6775 | 0.04624
| 539.0904 | 0.00346 |  | 253.3881 | 0 |  | 253.3881 | 0 |  | 537.8922 | 2.6669e-05 |  | 253.3881 | 0 |  | 541.3907 | 3.3099e-05 |  | 539.0904 | 0.00362 |  | 253.388 | 0 |  | 817.0213 | 0.0034292 |  | 862.5448 | 0.00019716 | 630.532 | 0.0020571 |  | 1078.1913 | 0.0022872 |  | 1032.9761 | 0.047228 |  | 862 | 0.0072574 |  | 1262 | 0.03754 |  | 1012.7341 | 0 |  | 1012.7278 | 0.04712
| 539.2462 | 0.00248 |  | 253.5943 | 0 |  | 253.5943 | 0 |  | 538.049 | 3.0002e-05 |  | 253.5943 | 0 |  | 541.5455 | 4.5336e-05 |  | 539.2462 | 0.00374 |  | 253.5943 | 0 |  | 817.0877 | 0.0018935 |  | 862.7845 | 0.00010652 | 630.654 | 0.0027616 |  | 1078.2482 | 0.0023065 |  | 1033.1068 | 0.046383 |  | 863 | 0.013471 |  | 1263 | 0.0383 |  | 1012.7844 | 0 |  | 1012.7781 | 0.048
| 539.4021 | 0.00404 |  | 253.8006 | 0 |  | 253.8006 | 0 |  | 538.2059 | 0 |  | 253.8006 | 0 |  | 541.7003 | 3.6108e-05 |  | 539.4021 | 0.00359 |  | 253.8006 | 0 |  | 817.1542 | 0.0026138 |  | 863.0243 | 0.00023527 | 630.776 | 0.002063 |  | 1078.3052 | 0.0023259 |  | 1033.2375 | 0.045717 |  | 864 | 0.010533 |  | 1264 | 0.0398 |  | 1012.8347 | 0 |  | 1012.8283 | 0.04884
| 539.558 | 0.00218 |  | 254.0068 | 0 |  | 254.0068 | 0 |  | 538.3627 | 1.0001e-05 |  | 254.0068 | 0 |  | 541.8552 | 4.333e-05 |  | 539.558 | 0.00376 |  | 254.0068 | 0 |  | 817.2206 | 0.0032085 |  | 863.2641 | 0.00010767 | 630.898 | 0.001731 |  | 1078.3621 | 0.0023452 |  | 1033.3683 | 0.045365 |  | 865 | 0.012187 |  | 1265 | 0.04042 |  | 1012.8849 | 0 |  | 1012.8786 | 0.04962
| 539.7138 | 0.0026 |  | 254.2131 | 0 |  | 254.2131 | 0 |  | 538.5196 | 6.6672e-06 |  | 254.2131 | 0 |  | 542.01 | 3.2698e-05 |  | 539.7138 | 0.00362 |  | 254.2131 | 0 |  | 817.2871 | 0.0025109 |  | 863.5039 | 0.0002107 | 631.02 | 0.0021667 |  | 1078.4191 | 0.0023646 |  | 1033.4991 | 0.045411 |  | 866 | 0.0095462 |  | 1266 | 0.04116 |  | 1012.9352 | 0 |  | 1012.9288 | 0.0503
| 539.8697 | 0.00144 |  | 254.4195 | 0 |  | 254.4195 | 0 |  | 538.6764 | 1.0001e-05 |  | 254.4195 | 0 |  | 542.1649 | 4.7542e-05 |  | 539.8697 | 0.0038 |  | 254.4195 | 0 |  | 817.3536 | 0.0016173 |  | 863.7437 | 0.00010155 | 631.142 | 0.0023725 |  | 1078.4761 | 0.002384 |  | 1033.6299 | 0.04585 |  | 867 | 0.0057193 |  | 1267 | 0.04309 |  | 1012.9854 | 0 |  | 1012.9791 | 0.05086
| 540.0256 | 0.00276 |  | 254.6258 | 0 |  | 254.6258 | 0 |  | 538.8333 | 6.6672e-06 |  | 254.6258 | 0 |  | 542.3197 | 2.8084e-05 |  | 540.0256 | 0.00359 |  | 254.6258 | 0 |  | 817.42 | 0.002052 |  | 863.9835 | 0.00021407 | 631.264 | 0.0024511 |  | 1078.533 | 0.0024005 |  | 1033.7609 | 0.046585 |  | 868 | 0.010867 |  | 1268 | 0.04382 |  | 1013.0357 | 0 |  | 1013.0294 | 0.05127
| 540.1815 | 0.00049235 |  | 254.8321 | 0 |  | 254.8321 | 0 |  | 538.9902 | 1.0001e-05 |  | 254.8321 | 0 |  | 542.4746 | 4.1324e-05 |  | 540.1815 | 0.00379 |  | 254.8321 | 0 |  | 817.4866 | 0.0026391 |  | 864.2233 | 0.00012248 | 631.386 | 0.0021668 |  | 1078.59 | 0.0023983 |  | 1033.8917 | 0.047449 |  | 869 | 0.0073603 |  | 1269 | 0.0446 |  | 1013.086 | 0 |  | 1013.0797 | 0.05155
| 540.3374 | 0.00406 |  | 255.0385 | 0 |  | 255.0385 | 0 |  | 539.1471 | 6.6672e-06 |  | 255.0385 | 0 |  | 542.6294 | 3.9117e-05 |  | 540.3374 | 0.00356 |  | 255.0385 | 0 |  | 817.553 | 0.0040041 |  | 864.4632 | 0.00022694 | 631.508 | 0.0017014 |  | 1078.647 | 0.002396 |  | 1034.0226 | 0.048259 |  | 870 | 0.0083601 |  | 1270 | 0.04553 |  | 1013.1362 | 0 |  | 1013.1299 | 0.0517
| 540.4934 | 0.00236 |  | 255.2449 | 0 |  | 255.2449 | 0 |  | 539.3039 | 1.0001e-05 |  | 255.2449 | 0 |  | 542.7843 | 3.8716e-05 |  | 540.4934 | 0.00373 |  | 255.2449 | 0 |  | 817.6196 | 0.0035612 |  | 864.703 | 0.00012215 | 631.63 | 0.0015117 |  | 1078.704 | 0.0023936 |  | 1034.1536 | 0.048865 |  | 871 | 0.0067978 |  | 1271 | 0.04664 |  | 1013.1865 | 0 |  | 1013.1802 | 0.05176
| 540.6493 | 0.00206 |  | 255.4513 | 0 |  | 255.4513 | 0 |  | 539.4608 | 0 |  | 255.4513 | 0 |  | 542.9392 | 3.8916e-05 |  | 540.6493 | 0.0035 |  | 255.4513 | 0 |  | 817.6861 | 0.0036629 |  | 864.9428 | 0.00022553 | 631.752 | 0.0019451 |  | 1078.761 | 0.0023911 |  | 1034.2845 | 0.049189 |  | 872 | 0.013276 |  | 1272 | 0.04859 |  | 1013.2368 | 0 |  | 1013.2305 | 0.05176
| 540.8053 | 0.00178 |  | 255.6577 | 0 |  | 255.6577 | 0 |  | 539.6178 | 3.0002e-05 |  | 255.6577 | 0 |  | 543.0941 | 4.5135e-05 |  | 540.8053 | 0.00373 |  | 255.6577 | 0 |  | 817.7526 | 0.0032953 |  | 865.1827 | 0.00010935 | 631.874 | 0.0016313 |  | 1078.818 | 0.0023885 |  | 1034.4156 | 0.049232 |  | 873 | 0.0076184 |  | 1273 | 0.04939 |  | 1013.2871 | 0 |  | 1013.2808 | 0.05174
| 540.9612 | 0.00232 |  | 255.8642 | 0 |  | 255.8642 | 0 |  | 539.7747 | 0 |  | 255.8642 | 0 |  | 543.249 | 2.0662e-05 |  | 540.9612 | 0.0036 |  | 255.8642 | 0 |  | 817.8192 | 0.0029082 |  | 865.4225 | 0.00022416 | 631.997 | 0.0014301 |  | 1078.875 | 0.0023857 |  | 1034.5468 | 0.049064 |  | 874 | 0.0049495 |  | 1274 | 0.05045 |  | 1013.3375 | 0 |  | 1013.3311 | 0.05172
| 541.1172 | 0.00271 |  | 256.0706 | 0 |  | 256.0706 | 0 |  | 539.9316 | 3.0002e-05 |  | 256.0706 | 0 |  | 543.404 | 6.0982e-05 |  | 541.1172 | 0.00379 |  | 256.0706 | 0 |  | 817.8857 | 0.0030734 |  | 865.6624 | 0.0001223 | 632.119 | 0.0021936 |  | 1078.932 | 0.0023828 |  | 1034.6779 | 0.048784 |  | 875 | 0.0096167 |  | 1275 | 0.0516 |  | 1013.3878 | 0 |  | 1013.3814 | 0.05173
| 541.2731 | 0.00383 |  | 256.2771 | 0 |  | 256.2771 | 0 |  | 540.0885 | 0 |  | 256.2771 | 0 |  | 543.5589 | 1.5045e-05 |  | 541.2731 | 0.00357 |  | 256.2771 | 0 |  | 817.9523 | 0.0028882 |  | 865.9023 | 0.00023713 | 632.241 | 0.0023348 |  | 1078.989 | 0.0023796 |  | 1034.809 | 0.048494 |  | 876 | 0.0067939 |  | 1276 | 0.05391 |  | 1013.438 | 0 |  | 1013.4317 | 0.05178
| 541.4291 | 0.00262 |  | 256.4836 | 0 |  | 256.4836 | 0 |  | 540.2454 | 3.0002e-05 |  | 256.4836 | 0 |  | 543.7138 | 6.4794e-05 |  | 541.4291 | 0.00374 |  | 256.4836 | 0 |  | 818.0189 | 0.0016121 |  | 866.1422 | 0.00014572 | 632.364 | 0.0018606 |  | 1079.046 | 0.0023764 |  | 1034.9401 | 0.04827 |  | 877 | 0.0067387 |  | 1277 | 0.05507 |  | 1013.4883 | 0 |  | 1013.4821 | 0.05185
| 541.5851 | 0.00329 |  | 256.6901 | 0 |  | 256.6901 | 0 |  | 540.4024 | 2.6669e-05 |  | 256.6901 | 0 |  | 543.8688 | 2.1063e-05 |  | 541.5851 | 0.00356 |  | 256.6901 | 0 |  | 818.0854 | 0.0030912 |  | 866.382 | 0.0002463 | 632.486 | 0.0012902 |  | 1079.103 | 0.0023729 |  | 1035.0713 | 0.048148 |  | 878 | 0.0061536 |  | 1278 | 0.05614 |  | 1013.5387 | 0 |  | 1013.5323 | 0.05192
| 541.7411 | 0.00345 |  | 256.8966 | 0 |  | 256.8966 | 0 |  | 540.5593 | 1.0001e-05 |  | 256.8966 | 0 |  | 544.0238 | 4.694e-05 |  | 541.7411 | 0.00376 |  | 256.8966 | 0 |  | 818.152 | 0.0035443 |  | 866.6219 | 0.00012208 | 632.609 | 0.0022243 |  | 1079.16 | 0.0023692 |  | 1035.2025 | 0.04812 |  | 879 | 0.011901 |  | 1279 | 0.05716 |  | 1013.5891 | 0 |  | 1013.5827 | 0.05196
| 541.8971 | 0.00262 |  | 257.1032 | 0 |  | 257.1032 | 0 |  | 540.7163 | 0 |  | 257.1032 | 0 |  | 544.1787 | 3.5306e-05 |  | 541.8971 | 0.00356 |  | 257.1032 | 0 |  | 818.2188 | 0.003569 |  | 866.8618 | 0.00024707 | 632.731 | 0.0013607 |  | 1079.2172 | 0.0023654 |  | 1035.3337 | 0.048138 |  | 880 | 0.004918 |  | 1280 | 0.05946 |  | 1013.6393 | 0 |  | 1013.6331 | 0.0519
| 542.0531 | 0.00181 |  | 257.3098 | 0 |  | 257.3098 | 0 |  | 540.8732 | 0 |  | 257.3098 | 0 |  | 544.3337 | 3.6108e-05 |  | 542.0531 | 0.00381 |  | 257.3098 | 0 |  | 818.2853 | 0.0026119 |  | 867.1018 | 0.00013443 | 632.854 | 0.0021018 |  | 1079.2742 | 0.0023614 |  | 1035.4651 | 0.048129 |  | 881 | 0.0079076 |  | 1281 | 0.06062 |  | 1013.6897 | 0 |  | 1013.6834 | 0.05172
| 542.2091 | 0.00411 |  | 257.5163 | 0 |  | 257.5163 | 0 |  | 541.0302 | 2.6669e-05 |  | 257.5163 | 0 |  | 544.4887 | 4.333e-05 |  | 542.2091 | 0.0036 |  | 257.5163 | 0 |  | 818.3519 | 0.0022894 |  | 867.3417 | 0.00026026 | 632.977 | 0.002167 |  | 1079.3312 | 0.0023571 |  | 1035.5964 | 0.048011 |  | 882 | 0.0075121 |  | 1282 | 0.06195 |  | 1013.74 | 0 |  | 1013.7337 | 0.05136
| 542.3651 | 0.00278 |  | 257.7229 | 0 |  | 257.7229 | 0 |  | 541.1872 | 0 |  | 257.7229 | 0 |  | 544.6437 | 2.9087e-05 |  | 542.3651 | 0.00372 |  | 257.7229 | 0 |  | 818.4186 | 0.0020293 |  | 867.5816 | 0.0001117 | 633.099 | 0.0022321 |  | 1079.3883 | 0.0023527 |  | 1035.7278 | 0.047714 |  | 883 | 0.0097748 |  | 1283 | 0.06335 |  | 1013.7904 | 0 |  | 1013.7841 | 0.05084
| 542.5212 | 0.00216 |  | 257.9296 | 0 |  | 257.9296 | 0 |  | 541.3442 | 6.6672e-06 |  | 257.9296 | 0 |  | 544.7987 | 4.4934e-05 |  | 542.5212 | 0.00344 |  | 257.9296 | 0 |  | 818.4852 | 0.002035 |  | 867.8215 | 0.00025207 | 633.222 | 0.0027064 |  | 1079.4453 | 0.002348 |  | 1035.8591 | 0.047211 |  | 884 | 0.0077262 |  | 1284 | 0.06459 |  | 1013.8408 | 0 |  | 1013.8344 | 0.05019
| 542.6772 | 0.0016 |  | 258.1362 | 0 |  | 258.1362 | 0 |  | 541.5012 | 1.0001e-05 |  | 258.1362 | 0 |  | 544.9538 | 2.8686e-05 |  | 542.6772 | 0.00355 |  | 258.1362 | 0 |  | 818.5519 | 0.0026755 |  | 868.0615 | 0.00013081 | 633.345 | 0.0020604 |  | 1079.5024 | 0.0023431 |  | 1035.9906 | 0.046528 |  | 885 | 0.0069285 |  | 1285 | 0.06706 |  | 1013.8911 | 0 |  | 1013.8848 | 0.04946
| 542.8333 | 0.00213 |  | 258.3428 | 0 |  | 258.3428 | 0 |  | 541.6581 | 4.667e-05 |  | 258.3428 | 0 |  | 545.1088 | 4.3129e-05 |  | 542.8333 | 0.00341 |  | 258.3428 | 0 |  | 818.6186 | 0.0041219 |  | 868.3014 | 0.00024319 | 633.468 | 0.0010281 |  | 1079.5594 | 0.0023379 |  | 1036.1221 | 0.04575 |  | 886 | 0.0091044 |  | 1286 | 0.06831 |  | 1013.9415 | 0 |  | 1013.9351 | 0.04871
| 542.9893 | 0.00164 |  | 258.5495 | 0 |  | 258.5495 | 0 |  | 541.8152 | 0 |  | 258.5495 | 0 |  | 545.2638 | 3.6509e-05 |  | 542.9893 | 0.00365 |  | 258.5495 | 0 |  | 818.6854 | 0.0038142 |  | 868.5414 | 0.00014261 | 633.59 | 0.0027293 |  | 1079.6166 | 0.0023326 |  | 1036.2535 | 0.045003 |  | 887 | 0.0088265 |  | 1287 | 0.06948 |  | 1013.9918 | 0 |  | 1013.9855 | 0.04803
| 543.1454 | 0.00294 |  | 258.7562 | 0 |  | 258.7562 | 0 |  | 541.9722 | 0 |  | 258.7562 | 0 |  | 545.4189 | 3.671e-05 |  | 543.1454 | 0.00356 |  | 258.7562 | 0 |  | 818.752 | 0.0025978 |  | 868.7813 | 0.0002599 | 633.713 | 0.0014002 |  | 1079.6737 | 0.0023271 |  | 1036.3851 | 0.044424 |  | 888 | 0.0049219 |  | 1288 | 0.07059 |  | 1014.0422 | 0 |  | 1014.0359 | 0.04744
| 543.3015 | 0.00294 |  | 258.9629 | 0 |  | 258.9629 | 0 |  | 542.1292 | 0 |  | 258.9629 | 0 |  | 545.5739 | 3.9919e-05 |  | 543.3015 | 0.00378 |  | 258.9629 | 0 |  | 818.8187 | 0.0027472 |  | 869.0213 | 0.00014685 | 633.836 | 0.0015297 |  | 1079.7307 | 0.0023212 |  | 1036.5167 | 0.04412 |  | 889 | 0.0057484 |  | 1289 | 0.07323 |  | 1014.0926 | 0 |  | 1014.0862 | 0.04696
| 543.4575 | 0.00459 |  | 259.1696 | 0 |  | 259.1696 | 0 |  | 542.2862 | 2.6669e-05 |  | 259.1696 | 0 |  | 545.729 | 2.8285e-05 |  | 543.4575 | 0.00356 |  | 259.1696 | 0 |  | 818.8854 | 0.0040117 |  | 869.2613 | 0.00026026 | 633.959 | 0.0022993 |  | 1079.7878 | 0.0023152 |  | 1036.6483 | 0.044136 |  | 890 | 0.0080891 |  | 1290 | 0.07453 |  | 1014.1429 | 0 |  | 1014.1366 | 0.0466
| 543.6136 | 0.00227 |  | 259.3764 | 0 |  | 259.3764 | 0 |  | 542.4432 | 1.0001e-05 |  | 259.3764 | 0 |  | 545.8841 | 3.5306e-05 |  | 543.6136 | 0.00368 |  | 259.3764 | 0 |  | 818.9521 | 0.0043826 |  | 869.5013 | 0.00016038 | 634.083 | 0.0018156 |  | 1079.845 | 0.0023089 |  | 1036.7799 | 0.044444 |  | 891 | 0.012169 |  | 1291 | 0.07603 |  | 1014.1934 | 0 |  | 1014.187 | 0.04631
| 543.7697 | 0.00248 |  | 259.5831 | 0 |  | 259.5831 | 0 |  | 542.6003 | 0 |  | 259.5831 | 0 |  | 546.0392 | 4.012e-05 |  | 543.7697 | 0.00348 |  | 259.5831 | 0 |  | 819.0189 | 0.0030125 |  | 869.7413 | 0.00028203 | 634.206 | 0.0015529 |  | 1079.9021 | 0.0023024 |  | 1036.9116 | 0.044943 |  | 892 | 0.0034204 |  | 1292 | 0.07751 |  | 1014.2437 | 0 |  | 1014.2374 | 0.04607
| 543.9258 | 0.0029 |  | 259.7899 | 0 |  | 259.7899 | 0 |  | 542.7573 | 1.0001e-05 |  | 259.7899 | 0 |  | 546.1943 | 2.6078e-05 |  | 543.9258 | 0.00367 |  | 259.7899 | 0 |  | 819.0856 | 0.0029858 |  | 869.9813 | 0.00017085 | 634.329 | 0.0016025 |  | 1079.9592 | 0.0022957 |  | 1037.0432 | 0.045498 |  | 893 | 0.01086 |  | 1293 | 0.07879 |  | 1014.2941 | 0 |  | 1014.2878 | 0.04585
| 544.082 | 0.00278 |  | 259.9967 | 0 |  | 259.9967 | 0 |  | 542.9144 | 0 |  | 259.9967 | 0 |  | 546.3494 | 5.1955e-05 |  | 544.082 | 0.00353 |  | 259.9967 | 0 |  | 819.1524 | 0.0035767 |  | 870.2213 | 0.00027821 | 634.452 | 0.0020031 |  | 1080.0164 | 0.0022887 |  | 1037.175 | 0.045973 |  | 894 | 0.0070811 |  | 1294 | 0.08147 |  | 1014.3445 | 0 |  | 1014.3382 | 0.04564
| 544.2381 | 0.00269 |  | 260.2035 | 0 |  | 260.2035 | 0 |  | 543.0714 | 0 |  | 260.2035 | 0 |  | 546.5045 | 1.9057e-05 |  | 544.2381 | 0.00365 |  | 260.2035 | 0 |  | 819.2192 | 0.0035018 |  | 870.4613 | 0.00012353 | 634.575 | 0.0012721 |  | 1080.0735 | 0.0022815 |  | 1037.3068 | 0.046269 |  | 895 | 0.006726 |  | 1295 | 0.08281 |  | 1014.395 | 0 |  | 1014.3886 | 0.04543
| 544.3942 | 0.00431 |  | 260.4103 | 0 |  | 260.4103 | 0 |  | 543.2285 | 2.6669e-05 |  | 260.4103 | 0 |  | 546.6597 | 4.7943e-05 |  | 544.3942 | 0.00347 |  | 260.4103 | 0 |  | 819.286 | 0.0030807 |  | 870.7014 | 0.00027853 | 634.699 | 0.0018698 |  | 1080.1306 | 0.0022741 |  | 1037.4386 | 0.046351 |  | 896 | 0.0030173 |  | 1296 | 0.08418 |  | 1014.4454 | 0 |  | 1014.439 | 0.04527
| 544.5504 | 0.00266 |  | 260.6172 | 0 |  | 260.6172 | 0 |  | 543.3856 | 1.0001e-05 |  | 260.6172 | 0 |  | 546.8148 | 2.2066e-05 |  | 544.5504 | 0.00362 |  | 260.6172 | 0 |  | 819.3528 | 0.0029192 |  | 870.9414 | 0.00018272 | 634.822 | 0.0030944 |  | 1080.1877 | 0.0022664 |  | 1037.5704 | 0.046241 |  | 897 | 0.0093595 |  | 1297 | 0.08555 |  | 1014.4958 | 0 |  | 1014.4894 | 0.04518
| 544.7065 | 0.00311 |  | 260.8241 | 0 |  | 260.8241 | 0 |  | 543.5427 | 6.6672e-06 |  | 260.8241 | 0 |  | 546.97 | 4.8144e-05 |  | 544.7065 | 0.00349 |  | 260.8241 | 0 |  | 819.4196 | 0.0030779 |  | 871.1814 | 0.00029522 | 634.945 | 0.0022864 |  | 1080.2449 | 0.0022585 |  | 1037.7023 | 0.046001 |  | 898 | 0.0064062 |  | 1298 | 0.08683 |  | 1014.5462 | 0 |  | 1014.5399 | 0.04522
| 544.8627 | 0.00299 |  | 261.0309 | 0 |  | 261.0309 | 0 |  | 543.6997 | 1.0001e-05 |  | 261.0309 | 0 |  | 547.1251 | 2.7883e-05 |  | 544.8627 | 0.00366 |  | 261.0309 | 0 |  | 819.4865 | 0.0031142 |  | 871.4215 | 0.00017243 | 635.069 | 0.0020324 |  | 1080.302 | 0.0022504 |  | 1037.8341 | 0.0457 |  | 899 | 0.0073647 |  | 1299 | 0.08833 |  | 1014.5966 | 0 |  | 1014.5903 | 0.04542
| 545.0189 | 0.00304 |  | 261.2378 | 0 |  | 261.2378 | 0 |  | 543.8568 | 6.6672e-06 |  | 261.2378 | 0 |  | 547.2803 | 4.3731e-05 |  | 545.0189 | 0.00342 |  | 261.2378 | 0 |  | 819.5533 | 0.0036547 |  | 871.6616 | 0.00029072 | 635.192 | 0.0028128 |  | 1080.3592 | 0.0022422 |  | 1037.9661 | 0.045385 |  | 900 | 0.0099325 |  | 1300 | 0.09205 |  | 1014.647 | 0 |  | 1014.6408 | 0.04579
| 545.175 | 0.00322 |  | 261.4448 | 0 |  | 261.4448 | 0 |  | 544.014 | 0 |  | 261.4448 | 0 |  | 547.4355 | 3.1895e-05 |  | 545.175 | 0.00362 |  | 261.4448 | 0 |  | 819.6201 | 0.0026379 |  | 871.9016 | 0.00017822 | 635.316 | 0.001917 |  | 1080.4164 | 0.0022336 |  | 1038.098 | 0.045068 |  | 901 | 0.0055836 |  | 1301 | 0.0935 |  | 1014.6975 | 0 |  | 1014.6912 | 0.04634
| 545.3312 | 0.00334 |  | 261.6517 | 0 |  | 261.6517 | 0 |  | 544.1711 | 0 |  | 261.6517 | 0 |  | 547.5907 | 4.3731e-05 |  | 545.3312 | 0.00337 |  | 261.6517 | 0 |  | 819.687 | 0.0035696 |  | 872.1417 | 0.00028105 | 635.44 | 0.0020058 |  | 1080.4735 | 0.0022249 |  | 1038.2301 | 0.044736 |  | 902 | 0.0063323 |  | 1302 | 0.09496 |  | 1014.7479 | 0 |  | 1014.7416 | 0.04703
| 545.4874 | 0.00181 |  | 261.8586 | 0 |  | 261.8586 | 0 |  | 544.3282 | 1.0001e-05 |  | 261.8586 | 0 |  | 547.7459 | 3.4303e-05 |  | 545.4874 | 0.00363 |  | 261.8586 | 0 |  | 819.7538 | 0.0037051 |  | 872.3818 | 0.00017726 | 635.563 | 0.0012381 |  | 1080.5308 | 0.002216 |  | 1038.3621 | 0.044375 |  | 903 | 0.0075318 |  | 1303 | 0.09657 |  | 1014.7984 | 0 |  | 1014.7921 | 0.04781
| 545.6436 | 0.00427 |  | 262.0656 | 0 |  | 262.0656 | 0 |  | 544.4853 | 0 |  | 262.0656 | 0 |  | 547.9011 | 4.2527e-05 |  | 545.6436 | 0.00341 |  | 262.0656 | 0 |  | 819.8207 | 0.0037083 |  | 872.6219 | 0.00028303 | 635.687 | 0.0019356 |  | 1080.5879 | 0.0022068 |  | 1038.4941 | 0.044005 |  | 904 | 0.0081919 |  | 1304 | 0.09836 |  | 1014.8488 | 0 |  | 1014.8425 | 0.04865
| 545.7998 | 0.0026 |  | 262.2726 | 0 |  | 262.2726 | 0 |  | 544.6424 | 1.0001e-05 |  | 262.2726 | 0 |  | 548.0563 | 2.7081e-05 |  | 545.7998 | 0.00365 |  | 262.2726 | 0 |  | 819.8876 | 0.0033292 |  | 872.862 | 0.00021541 | 635.811 | 0.002196 |  | 1080.6451 | 0.0021975 |  | 1038.6262 | 0.043683 |  | 905 | 0.0095174 |  | 1305 | 0.10216 |  | 1014.8993 | 0 |  | 1014.8929 | 0.04951
| 545.9561 | 0.00146 |  | 262.4796 | 0 |  | 262.4796 | 0 |  | 544.7996 | 6.6672e-06 |  | 262.4796 | 0 |  | 548.2115 | 4.0922e-05 |  | 545.9561 | 0.00338 |  | 262.4796 | 0 |  | 819.9544 | 0.0042725 |  | 873.1021 | 0.00030959 | 635.934 | 0.0022585 |  | 1080.7023 | 0.0021879 |  | 1038.7584 | 0.043497 |  | 906 | 0.0061796 |  | 1306 | 0.10391 |  | 1014.9498 | 0 |  | 1014.9434 | 0.05033
| 546.1123 | 0.00188 |  | 262.6866 | 0 |  | 262.6866 | 0 |  | 544.9567 | 0 |  | 262.6866 | 0 |  | 548.3668 | 3.4102e-05 |  | 546.1123 | 0.00351 |  | 262.6866 | 0 |  | 820.0214 | 0.0039144 |  | 873.3422 | 0.00018269 | 636.058 | 0.002029 |  | 1080.7595 | 0.0021783 |  | 1038.8905 | 0.043527 |  | 907 | 0.0064636 |  | 1307 | 0.10576 |  | 1015.0002 | 0 |  | 1014.9939 | 0.05107
| 546.2685 | 0.00209 |  | 262.8937 | 0 |  | 262.8937 | 0 |  | 545.1139 | 6.6672e-06 |  | 262.8937 | 0 |  | 548.522 | 4.3931e-05 |  | 546.2685 | 0.00331 |  | 262.8937 | 0 |  | 820.0883 | 0.0032245 |  | 873.5823 | 0.00032868 | 636.182 | 0.0019884 |  | 1080.8166 | 0.0021683 |  | 1039.0227 | 0.04381 |  | 908 | 0.0050843 |  | 1308 | 0.1076 |  | 1015.0507 | 0 |  | 1015.0444 | 0.05169
| 546.4248 | 0.0025 |  | 263.1007 | 0 |  | 263.1007 | 0 |  | 545.271 | 3.0002e-05 |  | 263.1007 | 0 |  | 548.6773 | 3.671e-05 |  | 546.4248 | 0.00351 |  | 263.1007 | 0 |  | 820.1553 | 0.0023856 |  | 873.8224 | 0.00020563 | 636.306 | 0.0021695 |  | 1080.8739 | 0.0021582 |  | 1039.155 | 0.044325 |  | 909 | 0.0084114 |  | 1309 | 0.10943 |  | 1015.1011 | 0 |  | 1015.0948 | 0.05213
| 546.581 | 0.00318 |  | 263.3078 | 0 |  | 263.3078 | 0 |  | 545.4282 | 0 |  | 263.3078 | 0 |  | 548.8325 | 3.0692e-05 |  | 546.581 | 0.00343 |  | 263.3078 | 0 |  | 820.2221 | 0.0025265 |  | 874.0626 | 0.00032526 | 636.43 | 0.0017445 |  | 1080.9311 | 0.002148 |  | 1039.2872 | 0.044999 |  | 910 | 0.0038181 |  | 1310 | 0.1114 |  | 1015.1517 | 0 |  | 1015.1453 | 0.05234
| 546.7373 | 0.00304 |  | 263.5149 | 0 |  | 263.5149 | 0 |  | 545.5854 | 3.0002e-05 |  | 263.5149 | 0 |  | 548.9878 | 3.1695e-05 |  | 546.7373 | 0.00367 |  | 263.5149 | 0 |  | 820.2891 | 0.0025471 |  | 874.3027 | 0.00020285 | 636.554 | 0.0014205 |  | 1080.9884 | 0.0021375 |  | 1039.4196 | 0.04574 |  | 911 | 0.0097236 |  | 1311 | 0.11575 |  | 1015.2021 | 0 |  | 1015.1958 | 0.05226
| 546.8936 | 0.00343 |  | 263.722 | 0 |  | 263.722 | 0 |  | 545.7426 | 0 |  | 263.722 | 0 |  | 549.1431 | 3.4503e-05 |  | 546.8936 | 0.00351 |  | 263.722 | 0 |  | 820.356 | 0.0030867 |  | 874.5429 | 0.0003159 | 636.678 | 0.002136 |  | 1081.0457 | 0.0021269 |  | 1039.5519 | 0.046472 |  | 912 | 0.0094918 |  | 1312 | 0.11761 |  | 1015.2526 | 0 |  | 1015.2463 | 0.05189
| 547.0498 | 0.00207 |  | 263.9291 | 0 |  | 263.9291 | 0 |  | 545.8997 | 3.0002e-05 |  | 263.9291 | 0 |  | 549.2984 | 4.333e-05 |  | 547.0498 | 0.00362 |  | 263.9291 | 0 |  | 820.423 | 0.0033005 |  | 874.783 | 0.000189 | 636.802 | 0.0018675 |  | 1081.1029 | 0.0021161 |  | 1039.6843 | 0.047145 |  | 913 | 0.013805 |  | 1313 | 0.11929 |  | 1015.3031 | 0 |  | 1015.2968 | 0.05122
| 547.2061 | 0.00378 |  | 264.1363 | 0 |  | 264.1363 | 0 |  | 546.0569 | 4.667e-05 |  | 264.1363 | 0 |  | 549.4537 | 3.4102e-05 |  | 547.2061 | 0.00338 |  | 264.1363 | 0 |  | 820.49 | 0.0038497 |  | 875.0232 | 0.00036844 | 636.927 | 0.00075053 |  | 1081.16 | 0.0021051 |  | 1039.8166 | 0.047739 |  | 914 | 0.0049796 |  | 1314 | 0.12132 |  | 1015.3536 | 0 |  | 1015.3473 | 0.0503
| 547.3624 | 0.0029 |  | 264.3434 | 0 |  | 264.3434 | 0 |  | 546.2141 | 3.0002e-05 |  | 264.3434 | 0 |  | 549.609 | 3.0892e-05 |  | 547.3624 | 0.00354 |  | 264.3435 | 0 |  | 820.557 | 0.00364 |  | 875.2634 | 0.00020751 | 637.051 | 0.0021051 |  | 1081.2174 | 0.002094 |  | 1039.9491 | 0.048235 |  | 915 | 0.0087875 |  | 1315 | 0.12373 |  | 1015.4041 | 0 |  | 1015.3978 | 0.0492
| 547.5187 | 0.00385 |  | 264.5506 | 0 |  | 264.5506 | 0 |  | 546.3713 | 0 |  | 264.5506 | 0 |  | 549.7644 | 3.7713e-05 |  | 547.5187 | 0.00335 |  | 264.5506 | 0 |  | 820.624 | 0.0024668 |  | 875.5036 | 0.0003514 | 637.175 | 0.0025451 |  | 1081.2747 | 0.0020827 |  | 1040.0815 | 0.048611 |  | 916 | 0.010691 |  | 1316 | 0.12608 |  | 1015.4547 | 0 |  | 1015.4483 | 0.04801
| 547.675 | 0.00327 |  | 264.7578 | 0 |  | 264.7578 | 0 |  | 546.5286 | 0 |  | 264.7578 | 0 |  | 549.9197 | 3.4704e-05 |  | 547.675 | 0.00357 |  | 264.7578 | 0 |  | 820.691 | 0.0027799 |  | 875.7437 | 0.00023828 | 637.299 | 0.0015047 |  | 1081.3319 | 0.0020712 |  | 1040.2141 | 0.048832 |  | 917 | 0.0052001 |  | 1317 | 0.13042 |  | 1015.5052 | 0 |  | 1015.4988 | 0.04683
| 547.8314 | 0.0032 |  | 264.965 | 0 |  | 264.965 | 0 |  | 546.6858 | 6.6672e-06 |  | 264.965 | 0 |  | 550.0751 | 3.2297e-05 |  | 547.8314 | 0.00334 |  | 264.9651 | 0 |  | 820.7581 | 0.0037227 |  | 875.984 | 0.00036551 | 637.424 | 0.0022295 |  | 1081.3892 | 0.0020596 |  | 1040.3467 | 0.048866 |  | 918 | 0.0084924 |  | 1318 | 0.13278 |  | 1015.5557 | 0 |  | 1015.5494 | 0.04577
| 547.9877 | 0.0019 |  | 265.1723 | 0 |  | 265.1723 | 0 |  | 546.843 | 3.0002e-05 |  | 265.1723 | 0 |  | 550.2304 | 3.33e-05 |  | 547.9877 | 0.00348 |  | 265.1723 | 0 |  | 820.8251 | 0.0031408 |  | 876.2242 | 0.00026206 | 637.548 | 0.002582 |  | 1081.4464 | 0.0020478 |  | 1040.4792 | 0.048698 |  | 919 | 0.0079183 |  | 1319 | 0.13514 |  | 1015.6062 | 0 |  | 1015.5998 | 0.04489
| 548.144 | 0.00283 |  | 265.3795 | 0 |  | 265.3795 | 0 |  | 547.0003 | 2.6669e-05 |  | 265.3795 | 0 |  | 550.3858 | 3.8114e-05 |  | 548.144 | 0.00325 |  | 265.3795 | 0 |  | 820.8922 | 0.0015591 |  | 876.4644 | 0.00038621 | 637.673 | 0.0016159 |  | 1081.5037 | 0.0020358 |  | 1040.6118 | 0.048337 |  | 920 | 0.0054647 |  | 1320 | 0.13753 |  | 1015.6567 | 0 |  | 1015.6504 | 0.04425
| 548.3004 | 0.00213 |  | 265.5868 | 0 |  | 265.5868 | 0 |  | 547.1575 | 5.0004e-05 |  | 265.5868 | 0 |  | 550.5412 | 3.671e-05 |  | 548.3004 | 0.00352 |  | 265.5868 | 0 |  | 820.9592 | 0.0023529 |  | 876.7046 | 0.00026096 | 637.797 | 0.0017776 |  | 1081.561 | 0.0020237 |  | 1040.7445 | 0.047808 |  | 921 | 0.0079333 |  | 1321 | 0.14013 |  | 1015.7073 | 0 |  | 1015.7009 | 0.04388
| 548.4567 | 0.00406 |  | 265.7941 | 0 |  | 265.7941 | 0 |  | 547.3147 | 6.6672e-06 |  | 265.7941 | 0 |  | 550.6966 | 4.0321e-05 |  | 548.4567 | 0.0034 |  | 265.7941 | 0 |  | 821.0263 | 0.0029208 |  | 876.9448 | 0.00034842 | 637.922 | 0.0017391 |  | 1081.6183 | 0.0020114 |  | 1040.8771 | 0.047147 |  | 922 | 0.0058972 |  | 1322 | 0.14266 |  | 1015.7578 | 0 |  | 1015.7515 | 0.04375
| 548.6131 | 0.00215 |  | 266.0014 | 0 |  | 266.0014 | 0 |  | 547.472 | 1.0001e-05 |  | 266.0014 | 0 |  | 550.8519 | 2.688e-05 |  | 548.6131 | 0.0036 |  | 266.0014 | 0 |  | 821.0934 | 0.0021952 |  | 877.1851 | 0.00028676 | 638.046 | 0.0022429 |  | 1081.6755 | 0.0019989 |  | 1041.0099 | 0.046396 |  | 923 | 0.005972 |  | 1323 | 0.14517 |  | 1015.8084 | 0 |  | 1015.8021 | 0.04382
| 548.7694 | 0.002 |  | 266.2087 | 0 |  | 266.2087 | 0 |  | 547.6293 | 0 |  | 266.2087 | 0 |  | 551.0073 | 3.8114e-05 |  | 548.7694 | 0.00342 |  | 266.2087 | 0 |  | 821.1605 | 0.0024245 |  | 877.4253 | 0.00040974 | 638.171 | 0.0010702 |  | 1081.7329 | 0.0019863 |  | 1041.1426 | 0.04561 |  | 924 | 0.0083923 |  | 1324 | 0.1507 |  | 1015.859 | 0 |  | 1015.8526 | 0.04405
| 548.9258 | 0.00232 |  | 266.4161 | 0 |  | 266.4161 | 0 |  | 547.7865 | 3.0002e-05 |  | 266.4161 | 0 |  | 551.1628 | 2.9488e-05 |  | 548.9258 | 0.00356 |  | 266.416 | 0 |  | 821.2276 | 0.0022846 |  | 877.6656 | 0.00025921 | 638.296 | 0.002056 |  | 1081.7902 | 0.0019734 |  | 1041.2754 | 0.044867 |  | 925 | 0.0066245 |  | 1325 | 0.15333 |  | 1015.9095 | 0 |  | 1015.9031 | 0.04435
| 549.0822 | 0.00223 |  | 266.6234 | 0 |  | 266.6234 | 0 |  | 547.9438 | 6.6672e-06 |  | 266.6234 | 0 |  | 551.3182 | 4.7943e-05 |  | 549.0822 | 0.00334 |  | 266.6234 | 0 |  | 821.2947 | 0.0031936 |  | 877.9058 | 0.00042797 | 638.421 | 0.0013376 |  | 1081.8475 | 0.0019605 |  | 1041.4082 | 0.044267 |  | 926 | 0.0047235 |  | 1326 | 0.15619 |  | 1015.96 | 0 |  | 1015.9537 | 0.04466
| 549.2386 | 0.0032 |  | 266.8308 | 0 |  | 266.8308 | 0 |  | 548.1011 | 1.0001e-05 |  | 266.8308 | 0 |  | 551.4736 | 2.5476e-05 |  | 549.2386 | 0.00348 |  | 266.8308 | 0 |  | 821.3618 | 0.0036438 |  | 878.1461 | 0.00030374 | 638.545 | 0.0016592 |  | 1081.9049 | 0.0019473 |  | 1041.541 | 0.04391 |  | 927 | 0.003567 |  | 1327 | 0.15914 |  | 1016.0106 | 0 |  | 1016.0043 | 0.04492
| 549.395 | 0.00308 |  | 267.0382 | 0 |  | 267.0382 | 0 |  | 548.2584 | 0 |  | 267.0382 | 0 |  | 551.6291 | 4.4333e-05 |  | 549.395 | 0.0033 |  | 267.0382 | 0 |  | 821.429 | 0.003252 |  | 878.3864 | 0.00040941 | 638.67 | 0.0016972 |  | 1081.9622 | 0.0019339 |  | 1041.6738 | 0.043865 |  | 928 | 0.0034873 |  | 1328 | 0.16192 |  | 1016.0612 | 0 |  | 1016.0549 | 0.04508
| 549.5514 | 0.00359 |  | 267.2456 | 0 |  | 267.2456 | 0 |  | 548.4157 | 1.0001e-05 |  | 267.2456 | 0 |  | 551.7845 | 2.8886e-05 |  | 549.5514 | 0.00351 |  | 267.2456 | 0 |  | 821.4961 | 0.0015342 |  | 878.6267 | 0.00028983 | 638.795 | 0.00074654 |  | 1082.0195 | 0.0019204 |  | 1041.8068 | 0.044139 |  | 929 | 0.0057512 |  | 1329 | 0.16471 |  | 1016.1118 | 0 |  | 1016.1054 | 0.04514
| 549.7078 | 0.00364 |  | 267.453 | 0 |  | 267.453 | 0 |  | 548.573 | 6.6672e-06 |  | 267.453 | 0 |  | 551.94 | 3.691e-05 |  | 549.7078 | 0.00333 |  | 267.453 | 0 |  | 821.5633 | 0.0023332 |  | 878.8669 | 0.00047521 | 638.92 | 0.0019499 |  | 1082.0769 | 0.0019067 |  | 1041.9397 | 0.044664 |  | 930 | 0.0061785 |  | 1330 | 0.16761 |  | 1016.1623 | 0 |  | 1016.156 | 0.04508
| 549.8643 | 0.00266 |  | 267.6605 | 0 |  | 267.6605 | 0 |  | 548.7303 | 0 |  | 267.6605 | 0 |  | 552.0955 | 4.4734e-05 |  | 549.8643 | 0.00354 |  | 267.6605 | 0 |  | 821.6304 | 0.0024562 |  | 879.1072 | 0.00030355 | 639.045 | 0.0018544 |  | 1082.1342 | 0.0018927 |  | 1042.0728 | 0.045312 |  | 931 | 0.0064206 |  | 1331 | 0.17364 |  | 1016.2129 | 0 |  | 1016.2066 | 0.04495
| 550.0207 | 0.00299 |  | 267.8679 | 0 |  | 267.8679 | 0 |  | 548.8876 | 6.6672e-06 |  | 267.8679 | 0 |  | 552.251 | 3.2698e-05 |  | 550.0207 | 0.00336 |  | 267.8679 | 0 |  | 821.6976 | 0.0027357 |  | 879.3475 | 0.000455 | 639.17 | 0.0017667 |  | 1082.1915 | 0.0018786 |  | 1042.2057 | 0.045938 |  | 932 | 0.0069935 |  | 1332 | 0.177 |  | 1016.2636 | 0 |  | 1016.2572 | 0.04479
| 550.1772 | 0.00318 |  | 268.0754 | 0 |  | 268.0754 | 0 |  | 549.045 | 0 |  | 268.0754 | 0 |  | 552.4065 | 4.1123e-05 |  | 550.1772 | 0.00357 |  | 268.0754 | 0 |  | 821.7648 | 0.0024076 |  | 879.5879 | 0.00033945 | 639.295 | 0.0022809 |  | 1082.2489 | 0.0018643 |  | 1042.3387 | 0.046416 |  | 933 | 0.00763 |  | 1333 | 0.1803 |  | 1016.3142 | 0 |  | 1016.3078 | 0.04466
| 550.3336 | 0.00325 |  | 268.2829 | 0 |  | 268.2829 | 0 |  | 549.2023 | 6.6672e-06 |  | 268.2829 | 0 |  | 552.562 | 3.3701e-05 |  | 550.3336 | 0.00334 |  | 268.2829 | 0 |  | 821.832 | 0.0024988 |  | 879.8282 | 0.00047264 | 639.421 | 0.0016462 |  | 1082.3063 | 0.0018497 |  | 1042.4718 | 0.046681 |  | 934 | 0.0064796 |  | 1334 | 0.18356 |  | 1016.3647 | 0 |  | 1016.3584 | 0.04462
| 550.4901 | 0.00325 |  | 268.4904 | 0 |  | 268.4904 | 0 |  | 549.3596 | 3.0002e-05 |  | 268.4904 | 0 |  | 552.7175 | 3.9318e-05 |  | 550.4901 | 0.00349 |  | 268.4904 | 0 |  | 821.8992 | 0.0017918 |  | 880.0685 | 0.00032691 | 639.546 | 0.001368 |  | 1082.3637 | 0.0018349 |  | 1042.605 | 0.046729 |  | 935 | 0.0057948 |  | 1335 | 0.18684 |  | 1016.4153 | 0 |  | 1016.409 | 0.04471
| 550.6465 | 0.00413 |  | 268.6979 | 0 |  | 268.6979 | 0 |  | 549.517 | 0 |  | 268.6979 | 0 |  | 552.873 | 4.4132e-05 |  | 550.6465 | 0.00327 |  | 268.6979 | 0 |  | 821.9664 | 0.0033429 |  | 880.3089 | 0.00047597 | 639.671 | 0.001708 |  | 1082.421 | 0.0018199 |  | 1042.7382 | 0.046613 |  | 936 | 0.0070048 |  | 1336 | 0.19028 |  | 1016.4659 | 0 |  | 1016.4596 | 0.04494
| 550.803 | 0.00313 |  | 268.9055 | 0 |  | 268.9055 | 0 |  | 549.6744 | 0 |  | 268.9055 | 0 |  | 553.0285 | 3.3099e-05 |  | 550.803 | 0.00346 |  | 268.9055 | 0 |  | 822.0336 | 0.00311 |  | 880.5492 | 0.00036188 | 639.796 | 0.0016177 |  | 1082.4784 | 0.0018046 |  | 1042.8713 | 0.046405 |  | 937 | 0.0066069 |  | 1337 | 0.19393 |  | 1016.5166 | 0 |  | 1016.5103 | 0.04529
| 550.9595 | 0.00359 |  | 269.113 | 0 |  | 269.113 | 0 |  | 549.8317 | 6.6672e-06 |  | 269.113 | 0 |  | 553.1841 | 4.6339e-05 |  | 550.9595 | 0.0033 |  | 269.113 | 0 |  | 822.1009 | 0.0039114 |  | 880.7895 | 0.00036828 | 639.922 | 0.0013843 |  | 1082.5359 | 0.0017892 |  | 1043.0045 | 0.046167 |  | 938 | 0.0052545 |  | 1338 | 0.19752 |  | 1016.5672 | 0 |  | 1016.5608 | 0.04572
| 551.116 | 0.00193 |  | 269.3206 | 0 |  | 269.3206 | 0 |  | 549.9891 | 1.0001e-05 |  | 269.3206 | 0 |  | 553.3396 | 2.6279e-05 |  | 551.116 | 0.00353 |  | 269.3206 | 0 |  | 822.1682 | 0.0031766 |  | 881.0299 | 0.00050333 | 640.047 | 0.0013883 |  | 1082.5933 | 0.0017734 |  | 1043.1378 | 0.045929 |  | 939 | 0.0038203 |  | 1339 | 0.20432 |  | 1016.6178 | 0 |  | 1016.6115 | 0.04615
| 551.2725 | 0.00362 |  | 269.5282 | 0 |  | 269.5282 | 0 |  | 550.1465 | 6.6672e-06 |  | 269.5282 | 0 |  | 553.4952 | 5.5165e-05 |  | 551.2725 | 0.00337 |  | 269.5282 | 0 |  | 822.2354 | 0.0031968 |  | 881.2703 | 0.0004146 | 640.173 | 0.0022078 |  | 1082.6506 | 0.0017573 |  | 1043.271 | 0.045685 |  | 940 | 0.0051647 |  | 1340 | 0.20787 |  | 1016.6685 | 0 |  | 1016.6621 | 0.04651
| 551.429 | 0.00285 |  | 269.7359 | 0 |  | 269.7359 | 0 |  | 550.3039 | 1.0001e-05 |  | 269.7359 | 0 |  | 553.6508 | 2.2467e-05 |  | 551.429 | 0.00358 |  | 269.7359 | 0 |  | 822.3027 | 0.0030199 |  | 881.5107 | 0.00054025 | 640.298 | 0.0016762 |  | 1082.708 | 0.001741 |  | 1043.4044 | 0.0454 |  | 941 | 0.0086559 |  | 1341 | 0.21162 |  | 1016.7191 | 0 |  | 1016.7128 | 0.04672
| 551.5855 | 0.00355 |  | 269.9435 | 0 |  | 269.9435 | 0 |  | 550.4612 | 6.6672e-06 |  | 269.9435 | 0 |  | 553.8064 | 5.5967e-05 |  | 551.5855 | 0.00336 |  | 269.9435 | 0 |  | 822.37 | 0.0026257 |  | 881.751 | 0.00043626 | 640.424 | 0.0022814 |  | 1082.7655 | 0.0017245 |  | 1043.5377 | 0.045033 |  | 942 | 0.0072806 |  | 1342 | 0.21545 |  | 1016.7697 | 0 |  | 1016.7634 | 0.04673
| 551.7421 | 0.00357 |  | 270.1511 | 0 |  | 270.1511 | 0 |  | 550.6186 | 1.0001e-05 |  | 270.1511 | 0 |  | 553.962 | 2.6279e-05 |  | 551.7421 | 0.00351 |  | 270.1511 | 0 |  | 822.4373 | 0.003131 |  | 881.9914 | 0.00055418 | 640.549 | 0.0017755 |  | 1082.8229 | 0.0017076 |  | 1043.6711 | 0.04455 |  | 943 | 0.002905 |  | 1343 | 0.21931 |  | 1016.8204 | 0 |  | 1016.814 | 0.04654
| 551.8986 | 0.00397 |  | 270.3588 | 0 |  | 270.3588 | 0 |  | 550.7761 | 0 |  | 270.3588 | 0 |  | 554.1176 | 4.2928e-05 |  | 551.8986 | 0.00334 |  | 270.3588 | 0 |  | 822.5046 | 0.003944 |  | 882.2318 | 0.00044452 | 640.675 | 0.0018692 |  | 1082.8804 | 0.0016904 |  | 1043.8046 | 0.043943 |  | 944 | 0.0052646 |  | 1344 | 0.22318 |  | 1016.871 | 0 |  | 1016.8647 | 0.04618
| 552.0552 | 0.00267 |  | 270.5665 | 0 |  | 270.5665 | 0 |  | 550.9335 | 0 |  | 270.5665 | 0 |  | 554.2732 | 2.7482e-05 |  | 552.0552 | 0.0035 |  | 270.5665 | 0 |  | 822.572 | 0.0023236 |  | 882.4722 | 0.00060223 | 640.801 | 0.0026061 |  | 1082.9377 | 0.0016729 |  | 1043.938 | 0.043229 |  | 945 | 0.0050614 |  | 1345 | 0.22727 |  | 1016.9217 | 0 |  | 1016.9153 | 0.04569
| 552.2117 | 0.00352 |  | 270.7742 | 0 |  | 270.7742 | 0 |  | 551.0909 | 0 |  | 270.7742 | 0 |  | 554.4288 | 5.356e-05 |  | 552.2117 | 0.00329 |  | 270.7742 | 0 |  | 822.6393 | 0.0018527 |  | 882.7126 | 0.00046035 | 640.926 | 0.0010907 |  | 1082.9952 | 0.0016552 |  | 1044.0715 | 0.04246 |  | 946 | 0.0068492 |  | 1346 | 0.23155 |  | 1016.9724 | 0 |  | 1016.966 | 0.04517
| 552.3683 | 0.00106 |  | 270.9819 | 0 |  | 270.9819 | 0 |  | 551.2483 | 1.0001e-05 |  | 270.9819 | 0 |  | 554.5844 | 2.8686e-05 |  | 552.3683 | 0.00336 |  | 270.9819 | 0 |  | 822.7067 | 0.0027637 |  | 882.9531 | 0.00060606 | 641.052 | 0.0023784 |  | 1083.0526 | 0.001637 |  | 1044.205 | 0.041711 |  | 947 | 0.0046598 |  | 1347 | 0.23522 |  | 1017.023 | 0 |  | 1017.0167 | 0.04469
| 552.5248 | 0.00244 |  | 271.1897 | 0 |  | 271.1897 | 0 |  | 551.4057 | 0 |  | 271.1897 | 0 |  | 554.7401 | 4.9348e-05 |  | 552.5248 | 0.00315 |  | 271.1897 | 0 |  | 822.774 | 0.002983 |  | 883.1935 | 0.00049595 | 641.178 | 0.0016769 |  | 1083.1101 | 0.0016186 |  | 1044.3385 | 0.041079 |  | 948 | 0.0063731 |  | 1348 | 0.24289 |  | 1017.0737 | 0 |  | 1017.0674 | 0.04433
| 552.6814 | 0.00297 |  | 271.3974 | 0 |  | 271.3974 | 0 |  | 551.5632 | 5.0004e-05 |  | 271.3974 | 0 |  | 554.8957 | 2.327e-05 |  | 552.6814 | 0.00338 |  | 271.3974 | 0 |  | 822.8414 | 0.0025295 |  | 883.4339 | 0.00063864 | 641.304 | 0.0012163 |  | 1083.1676 | 0.0015998 |  | 1044.4722 | 0.040661 |  | 949 | 0.0055012 |  | 1349 | 0.24735 |  | 1017.1244 | 0 |  | 1017.118 | 0.04413
| 552.838 | 0.00239 |  | 271.6052 | 0 |  | 271.6052 | 0 |  | 551.7206 | 6.6672e-06 |  | 271.6052 | 0 |  | 555.0514 | 3.7913e-05 |  | 552.838 | 0.00323 |  | 271.6052 | 0 |  | 822.9088 | 0.0015198 |  | 883.6744 | 0.00050572 | 641.43 | 0.0013148 |  | 1083.225 | 0.0015806 |  | 1044.6057 | 0.040538 |  | 950 | 0.0039033 |  | 1350 | 0.25121 |  | 1017.1751 | 0 |  | 1017.1687 | 0.04409
| 552.9946 | 0.00266 |  | 271.813 | 0 |  | 271.813 | 0 |  | 551.8781 | 3.0002e-05 |  | 271.813 | 0 |  | 555.207 | 5.015e-05 |  | 552.9946 | 0.00346 |  | 271.813 | 0 |  | 822.9761 | 0.0012683 |  | 883.9148 | 0.00066588 | 641.556 | 0.0011491 |  | 1083.2825 | 0.0015612 |  | 1044.7394 | 0.040758 |  | 951 | 0.0092135 |  | 1351 | 0.25504 |  | 1017.2258 | 0 |  | 1017.2194 | 0.04419
| 553.1512 | 0.00431 |  | 272.0208 | 0 |  | 272.0208 | 0 |  | 552.0355 | 0 |  | 272.0208 | 0 |  | 555.3627 | 2.5877e-05 |  | 553.1512 | 0.00324 |  | 272.0208 | 0 |  | 823.0435 | 0.0024404 |  | 884.1553 | 0.0004953 | 641.682 | 0.0015997 |  | 1083.34 | 0.0015413 |  | 1044.8732 | 0.041326 |  | 952 | 0.0050894 |  | 1352 | 0.25873 |  | 1017.2764 | 0 |  | 1017.2701 | 0.04437
| 553.3078 | 0.00466 |  | 272.2286 | 0 |  | 272.2286 | 0 |  | 552.193 | 0 |  | 272.2286 | 0 |  | 555.5184 | 4.0521e-05 |  | 553.3078 | 0.00339 |  | 272.2286 | 0 |  | 823.111 | 0.0029986 |  | 884.3958 | 0.00074494 | 641.808 | 0.0025691 |  | 1083.3975 | 0.0015212 |  | 1045.0068 | 0.042208 |  | 953 | 0.0053044 |  | 1353 | 0.26283 |  | 1017.3271 | 0 |  | 1017.3208 | 0.04455
| 553.4644 | 0.00431 |  | 272.4365 | 0 |  | 272.4365 | 0 |  | 552.3505 | 0 |  | 272.4365 | 0 |  | 555.6741 | 3.9117e-05 |  | 553.4644 | 0.00314 |  | 272.4365 | 0 |  | 823.1784 | 0.0026252 |  | 884.6362 | 0.00057543 | 641.934 | 0.0016311 |  | 1083.455 | 0.0015006 |  | 1045.1406 | 0.043337 |  | 954 | 0.0032815 |  | 1354 | 0.26565 |  | 1017.3779 | 0 |  | 1017.3715 | 0.04465
| 553.6211 | 0.00125 |  | 272.6443 | 0 |  | 272.6443 | 0 |  | 552.508 | 1.0001e-05 |  | 272.6443 | 0 |  | 555.8298 | 3.5907e-05 |  | 553.6211 | 0.00338 |  | 272.6443 | 0 |  | 823.2459 | 0.0029965 |  | 884.8767 | 0.00072173 | 642.06 | 0.0015862 |  | 1083.5124 | 0.0014797 |  | 1045.2744 | 0.044616 |  | 955 | 0.0063898 |  | 1355 | 0.26775 |  | 1017.4286 | 0 |  | 1017.4222 | 0.04461
| 553.7777 | 0.00304 |  | 272.8522 | 0 |  | 272.8522 | 0 |  | 552.6655 | 0 |  | 272.8522 | 0 |  | 555.9855 | 4.8144e-05 |  | 553.7777 | 0.00323 |  | 272.8522 | 0 |  | 823.3133 | 0.0024617 |  | 885.1172 | 0.00059114 | 642.187 | 0.0027367 |  | 1083.57 | 0.0014584 |  | 1045.4082 | 0.045923 |  | 956 | 0.0046674 |  | 1356 | 0.27244 |  | 1017.4793 | 0 |  | 1017.473 | 0.04439
| 553.9343 | 0.00299 |  | 273.0601 | 0 |  | 273.0601 | 0 |  | 552.823 | 3.0002e-05 |  | 273.0601 | 0 |  | 556.1413 | 3.0491e-05 |  | 553.9343 | 0.00344 |  | 273.0601 | 0 |  | 823.3807 | 0.0029755 |  | 885.3577 | 0.00078066 | 642.313 | 0.0010503 |  | 1083.6274 | 0.0014367 |  | 1045.5421 | 0.047128 |  | 957 | 0.0054467 |  | 1357 | 0.27786 |  | 1017.53 | 0 |  | 1017.5237 | 0.04398
| 554.091 | 0.00336 |  | 273.268 | 0 |  | 273.268 | 0 |  | 552.9805 | 6.6672e-06 |  | 273.268 | 0 |  | 556.297 | 3.6108e-05 |  | 554.091 | 0.0032 |  | 273.268 | 0 |  | 823.4482 | 0.0024907 |  | 885.5982 | 0.00058506 | 642.439 | 0.0016558 |  | 1083.6849 | 0.0014146 |  | 1045.676 | 0.048097 |  | 958 | 0.0069334 |  | 1358 | 0.28238 |  | 1017.5807 | 0 |  | 1017.5744 | 0.04343
| 554.2477 | 0.0035 |  | 273.476 | 0 |  | 273.476 | 0 |  | 553.138 | 1.0001e-05 |  | 273.476 | 0 |  | 556.4528 | 4.4734e-05 |  | 554.2477 | 0.00336 |  | 273.476 | 0 |  | 823.5157 | 0.0032078 |  | 885.8387 | 0.00081519 | 642.566 | 0.0014375 |  | 1083.7424 | 0.0013922 |  | 1045.8099 | 0.048726 |  | 959 | 0.0050504 |  | 1359 | 0.28829 |  | 1017.6315 | 0 |  | 1017.6251 | 0.04281
| 554.4043 | 0.00396 |  | 273.6839 | 0 |  | 273.6839 | 0 |  | 553.2955 | 0 |  | 273.6839 | 0 |  | 556.6085 | 3.9318e-05 |  | 554.4043 | 0.00321 |  | 273.6839 | 0 |  | 823.5832 | 0.0025929 |  | 886.0792 | 0.00063086 | 642.692 | 0.0011484 |  | 1083.8001 | 0.0013695 |  | 1045.944 | 0.048951 |  | 960 | 0.004928 |  | 1360 | 0.29052 |  | 1017.6822 | 0 |  | 1017.6758 | 0.04221
| 554.561 | 0.00167 |  | 273.8919 | 0 |  | 273.8919 | 0 |  | 553.453 | 1.0001e-05 |  | 273.8919 | 0 |  | 556.7643 | 4.5937e-05 |  | 554.561 | 0.00344 |  | 273.8919 | 0 |  | 823.6507 | 0.0020542 |  | 886.3198 | 0.00081887 | 642.819 | 0.0017276 |  | 1083.8575 | 0.0013463 |  | 1046.0779 | 0.048772 |  | 961 | 0.0066707 |  | 1361 | 0.28916 |  | 1017.7329 | 0 |  | 1017.7266 | 0.04171
| 554.7177 | 0.00258 |  | 274.0999 | 0 |  | 274.0999 | 0 |  | 553.6105 | 6.6672e-06 |  | 274.0999 | 0 |  | 556.9201 | 3.9117e-05 |  | 554.7177 | 0.00325 |  | 274.0999 | 0 |  | 823.7182 | 0.0031112 |  | 886.5603 | 0.00069772 | 642.945 | 0.0020379 |  | 1083.915 | 0.0013227 |  | 1046.2119 | 0.048245 |  | 962 | 0.0024045 |  | 1362 | 0.29371 |  | 1017.7837 | 0 |  | 1017.7773 | 0.04139
| 554.8744 | 0.0035 |  | 274.3079 | 0 |  | 274.3079 | 0 |  | 553.7681 | 3.0002e-05 |  | 274.3079 | 0 |  | 557.0758 | 3.009e-05 |  | 554.8744 | 0.00336 |  | 274.3079 | 0 |  | 823.7857 | 0.002176 |  | 886.8008 | 0.00087031 | 643.072 | 0.001872 |  | 1083.9727 | 0.0012936 |  | 1046.3461 | 0.04748 |  | 963 | 0.0051125 |  | 1363 | 0.30383 |  | 1017.8344 | 0 |  | 1017.8281 | 0.04127
| 555.0311 | 0.00271 |  | 274.5159 | 0 |  | 274.5159 | 0 |  | 553.9256 | 0 |  | 274.5159 | 0 |  | 557.2316 | 4.4934e-05 |  | 555.0311 | 0.00311 |  | 274.5159 | 0 |  | 823.8532 | 0.0045021 |  | 887.0414 | 0.00071581 | 643.198 | 0.001706 |  | 1084.0302 | 0.0012716 |  | 1046.4801 | 0.046614 |  | 964 | 0.0078961 |  | 1364 | 0.30492 |  | 1017.8852 | 0 |  | 1017.8789 | 0.04136
| 555.1878 | 0.00244 |  | 274.7239 | 0 |  | 274.7239 | 0 |  | 554.0832 | 1.0001e-05 |  | 274.7239 | 0 |  | 557.3874 | 3.5105e-05 |  | 555.1878 | 0.0033 |  | 274.7239 | 0 |  | 823.9207 | 0.0038982 |  | 887.282 | 0.00091813 | 643.325 | 0.0015021 |  | 1084.0878 | 0.0012497 |  | 1046.6143 | 0.045791 |  | 965 | 0.0037671 |  | 1365 | 0.30727 |  | 1017.9359 | 0 |  | 1017.9296 | 0.04163
| 555.3445 | 0.00503 |  | 274.932 | 0 |  | 274.932 | 0 |  | 554.2407 | 6.6672e-06 |  | 274.932 | 0 |  | 557.5433 | 4.8144e-05 |  | 555.3445 | 0.00316 |  | 274.932 | 0 |  | 823.9883 | 0.0017102 |  | 887.5225 | 0.0007755 | 643.452 | 0.0015737 |  | 1084.1453 | 0.0012278 |  | 1046.7484 | 0.045133 |  | 966 | 0.0037744 |  | 1366 | 0.31579 |  | 1017.9867 | 0 |  | 1017.9804 | 0.04202
| 555.5013 | 0.00281 |  | 275.14 | 0 |  | 275.14 | 0 |  | 554.3983 | 1.0001e-05 |  | 275.14 | 0 |  | 557.6991 | 3.6509e-05 |  | 555.5013 | 0.00338 |  | 275.14 | 0 |  | 824.0558 | 0.0029686 |  | 887.7631 | 0.00097294 | 643.579 | 0.0015604 |  | 1084.2029 | 0.0011949 |  | 1046.8827 | 0.044724 |  | 967 | 0.0037783 |  | 1367 | 0.3172 |  | 1018.0375 | 0 |  | 1018.0311 | 0.0425
| 555.658 | 0.00378 |  | 275.3481 | 0 |  | 275.3481 | 0 |  | 554.5559 | 6.6672e-06 |  | 275.3481 | 0 |  | 557.8549 | 3.6509e-05 |  | 555.658 | 0.00315 |  | 275.3481 | 0 |  | 824.1235 | 0.0028033 |  | 888.0037 | 0.00080278 | 643.705 | 0.0012603 |  | 1084.2605 | 0.001173 |  | 1047.0168 | 0.04459 |  | 968 | 0.0059702 |  | 1368 | 0.31567 |  | 1018.0883 | 0 |  | 1018.0819 | 0.04304
| 555.8147 | 0.00096712 |  | 275.5562 | 0 |  | 275.5562 | 0 |  | 554.7135 | 3.0002e-05 |  | 275.5562 | 0 |  | 558.0108 | 3.6309e-05 |  | 555.8147 | 0.0033 |  | 275.5562 | 0 |  | 824.191 | 0.0021221 |  | 888.2442 | 0.00094303 | 643.832 | 0.0010861 |  | 1084.318 | 0.0011511 |  | 1047.1511 | 0.044703 |  | 969 | 0.0043016 |  | 1369 | 0.32049 |  | 1018.139 | 0 |  | 1018.1327 | 0.04363
| 555.9715 | 0.00309 |  | 275.7644 | 0 |  | 275.7644 | 0 |  | 554.871 | 6.6672e-06 |  | 275.7644 | 0 |  | 558.1666 | 4.1324e-05 |  | 555.9715 | 0.00306 |  | 275.7644 | 0 |  | 824.2587 | 0.0021992 |  | 888.4849 | 0.00083083 | 643.959 | 0.0019204 |  | 1084.3756 | 0.0011182 |  | 1047.2855 | 0.044993 |  | 970 | 0.0062916 |  | 1370 | 0.32551 |  | 1018.1898 | 0 |  | 1018.1835 | 0.04427
| 556.1282 | 0.00443 |  | 275.9725 | 0 |  | 275.9725 | 0 |  | 555.0286 | 0 |  | 275.9725 | 0 |  | 558.3225 | 3.6309e-05 |  | 556.1282 | 0.00326 |  | 275.9725 | 0 |  | 824.3262 | 0.0031223 |  | 888.7255 | 0.00105 | 644.086 | 0.0013954 |  | 1084.4332 | 0.0010962 |  | 1047.4198 | 0.045365 |  | 971 | 0.0072712 |  | 1371 | 0.32776 |  | 1018.2406 | 0 |  | 1018.2342 | 0.04495
| 556.285 | 0.0041 |  | 276.1807 | 0 |  | 276.1807 | 0 |  | 555.1862 | 0 |  | 276.1807 | 0 |  | 558.4784 | 4.9548e-05 |  | 556.285 | 0.00314 |  | 276.1807 | 0 |  | 824.3939 | 0.0012391 |  | 888.9661 | 0.0009103 | 644.213 | 0.0023467 |  | 1084.4908 | 0.0010743 |  | 1047.5542 | 0.045722 |  | 972 | 0.005134 |  | 1372 | 0.34074 |  | 1018.2914 | 0 |  | 1018.285 | 0.04567
| 556.4418 | 0.00329 |  | 276.3888 | 0 |  | 276.3888 | 0 |  | 555.3438 | 3.0002e-05 |  | 276.3888 | 0 |  | 558.6342 | 2.7482e-05 |  | 556.4418 | 0.00336 |  | 276.3888 | 0 |  | 824.4615 | 0.00215 |  | 889.2067 | 0.0011 | 644.34 | 0.0014956 |  | 1084.5485 | 0.0010414 |  | 1047.6886 | 0.045977 |  | 973 | 0.0053472 |  | 1373 | 0.34543 |  | 1018.3422 | 0 |  | 1018.3359 | 0.04637
| 556.5986 | 0.00267 |  | 276.597 | 0 |  | 276.597 | 0 |  | 555.5015 | 6.6672e-06 |  | 276.597 | 0 |  | 558.7902 | 4.5135e-05 |  | 556.5986 | 0.00318 |  | 276.597 | 0 |  | 824.5292 | 0.0032662 |  | 889.4473 | 0.0009611 | 644.467 | 0.0016788 |  | 1084.6061 | 0.0010195 |  | 1047.8231 | 0.046066 |  | 974 | 0.0069889 |  | 1374 | 0.34773 |  | 1018.393 | 0 |  | 1018.3867 | 0.04701
| 556.7554 | 0.00207 |  | 276.8052 | 0 |  | 276.8052 | 0 |  | 555.6591 | 3.0002e-05 |  | 276.8052 | 0 |  | 558.9461 | 4.2327e-05 |  | 556.7554 | 0.00337 |  | 276.8052 | 0 |  | 824.5968 | 0.0045 |  | 889.6879 | 0.00113 | 644.595 | 0.0020716 |  | 1084.6637 | 0.00098661 |  | 1047.9575 | 0.045955 |  | 975 | 0.0031049 |  | 1375 | 0.3491 |  | 1018.4438 | 0 |  | 1018.4374 | 0.04755
| 556.9122 | 0.00364 |  | 277.0135 | 0 |  | 277.0135 | 0 |  | 555.8167 | 0 |  | 277.0135 | 0 |  | 559.102 | 3.6509e-05 |  | 556.9122 | 0.00318 |  | 277.0135 | 0 |  | 824.6645 | 0.0042386 |  | 889.9286 | 0.00104 | 644.722 | 0.0011304 |  | 1084.7213 | 0.00096469 |  | 1048.092 | 0.045648 |  | 976 | 0.0036513 |  | 1376 | 0.35024 |  | 1018.4946 | 0 |  | 1018.4883 | 0.04796
| 557.069 | 0.00178 |  | 277.2217 | 0 |  | 277.2217 | 0 |  | 555.9743 | 1.0001e-05 |  | 277.2217 | 0 |  | 559.2579 | 4.9348e-05 |  | 557.069 | 0.00343 |  | 277.2217 | 0 |  | 824.7322 | 0.0037628 |  | 890.1692 | 0.00121 | 644.849 | 0.0017454 |  | 1084.7789 | 0.0009318 |  | 1048.2267 | 0.045183 |  | 977 | 0.005801 |  | 1377 | 0.35141 |  | 1018.5455 | 0 |  | 1018.5391 | 0.04824
| 557.2258 | 0.00288 |  | 277.43 | 0 |  | 277.43 | 0 |  | 556.132 | 6.6672e-06 |  | 277.43 | 0 |  | 559.4138 | 2.0461e-05 |  | 557.2258 | 0.0032 |  | 277.43 | 0 |  | 824.7999 | 0.0044121 |  | 890.4099 | 0.00108 | 644.977 | 0.0020394 |  | 1084.8365 | 0.00089892 |  | 1048.3612 | 0.044632 |  | 978 | 0.0035291 |  | 1378 | 0.35332 |  | 1018.5963 | 0 |  | 1018.5899 | 0.04843
| 557.3826 | 0.00267 |  | 277.6383 | 0 |  | 277.6383 | 0 |  | 556.2897 | 1.0001e-05 |  | 277.6383 | 0 |  | 559.5698 | 5.6369e-05 |  | 557.3826 | 0.00336 |  | 277.6383 | 0 |  | 824.8676 | 0.0026915 |  | 890.6505 | 0.00123 | 645.104 | 0.0031252 |  | 1084.8942 | 0.00087699 |  | 1048.4959 | 0.044079 |  | 979 | 0.0062922 |  | 1379 | 0.35393 |  | 1018.6471 | 0 |  | 1018.6408 | 0.04859
| 557.5394 | 0.00468 |  | 277.8465 | 0 |  | 277.8465 | 0 |  | 556.4473 | 6.6672e-06 |  | 277.8465 | 0 |  | 559.7257 | 2.5677e-05 |  | 557.5394 | 0.00311 |  | 277.8465 | 0 |  | 824.9353 | 0.0028767 |  | 890.8912 | 0.00111 | 645.231 | 0.0019837 |  | 1084.9518 | 0.0008441 |  | 1048.6305 | 0.043605 |  | 980 | 0.0042323 |  | 1380 | 0.35155 |  | 1018.6979 | 0 |  | 1018.6916 | 0.04876
| 557.6963 | 0.00215 |  | 278.0549 | 0 |  | 278.0549 | 0 |  | 556.605 | 0 |  | 278.0549 | 0 |  | 559.8817 | 5.0351e-05 |  | 557.6963 | 0.00326 |  | 278.0549 | 0 |  | 825.003 | 0.0017991 |  | 891.1319 | 0.00134 | 645.359 | 0.0024351 |  | 1085.0095 | 0.00082218 |  | 1048.7653 | 0.043269 |  | 981 | 0.0025719 |  | 1381 | 0.35433 |  | 1018.7488 | 0 |  | 1018.7424 | 0.04898
| 557.8532 | 0.00339 |  | 278.2632 | 0 |  | 278.2632 | 0 |  | 556.7626 | 6.6672e-06 |  | 278.2632 | 0 |  | 560.0376 | 3.2497e-05 |  | 557.8532 | 0.00309 |  | 278.2632 | 0 |  | 825.0707 | 0.0031161 |  | 891.3726 | 0.00123 | 645.486 | 0.00089863 |  | 1085.0671 | 0.00078929 |  | 1048.8999 | 0.043106 |  | 982 | 0.0052711 |  | 1382 | 0.35808 |  | 1018.7996 | 0 |  | 1018.7933 | 0.04925
| 558.01 | 0.00331 |  | 278.4715 | 0 |  | 278.4715 | 0 |  | 556.9203 | 3.0002e-05 |  | 278.4715 | 0 |  | 560.1936 | 3.8114e-05 |  | 558.01 | 0.0032 |  | 278.4715 | 0 |  | 825.1385 | 0.0029475 |  | 891.6133 | 0.00142 | 645.614 | 0.0020737 |  | 1085.1248 | 0.00076737 |  | 1049.0347 | 0.043125 |  | 983 | 0.0045462 |  | 1383 | 0.3636 |  | 1018.8505 | 0 |  | 1018.8441 | 0.04953
| 558.1669 | 0.00487 |  | 278.6799 | 0 |  | 278.6799 | 0 |  | 557.078 | 6.6672e-06 |  | 278.6799 | 0 |  | 560.3496 | 4.4132e-05 |  | 558.1669 | 0.0031 |  | 278.6799 | 0 |  | 825.2062 | 0.0027161 |  | 891.854 | 0.00129 | 645.742 | 0.001308 |  | 1085.1825 | 0.00073448 |  | 1049.1694 | 0.043317 |  | 984 | 0.0090579 |  | 1384 | 0.376 |  | 1018.9013 | 0 |  | 1018.895 | 0.04977
| 558.3238 | 0.00234 |  | 278.8883 | 0 |  | 278.8883 | 0 |  | 557.2357 | 1.0001e-05 |  | 278.8883 | 0 |  | 560.5056 | 3.6108e-05 |  | 558.3238 | 0.00326 |  | 278.8883 | 0 |  | 825.274 | 0.001833 |  | 892.0947 | 0.00148 | 645.869 | 0.0015867 |  | 1085.2401 | 0.00071256 |  | 1049.3043 | 0.043663 |  | 985 | 0.0062337 |  | 1385 | 0.38515 |  | 1018.9522 | 0 |  | 1018.9459 | 0.04989
| 558.4806 | 0.00313 |  | 279.0967 | 0 |  | 279.0967 | 0 |  | 557.3934 | 0 |  | 279.0967 | 0 |  | 560.6616 | 4.2126e-05 |  | 558.4806 | 0.00316 |  | 279.0967 | 0 |  | 825.3418 | 0.002121 |  | 892.3354 | 0.00133 | 645.997 | 0.0019196 |  | 1085.2978 | 0.00067967 |  | 1049.4392 | 0.044132 |  | 986 | 0.0068908 |  | 1386 | 0.39483 |  | 1019.0031 | 0 |  | 1018.9967 | 0.04985
| 558.6375 | 0.00236 |  | 279.3051 | 0 |  | 279.3051 | 0 |  | 557.5511 | 3.0002e-05 |  | 279.3051 | 0 |  | 560.8176 | 4.1123e-05 |  | 558.6375 | 0.00324 |  | 279.3051 | 0 |  | 825.4096 | 0.0036506 |  | 892.5761 | 0.00149 | 646.125 | 0.0021687 |  | 1085.3556 | 0.00064678 |  | 1049.5741 | 0.044688 |  | 987 | 0.005254 |  | 1387 | 0.40298 |  | 1019.054 | 0 |  | 1019.0476 | 0.04961
| 558.7944 | 0.00327 |  | 279.5135 | 0 |  | 279.5135 | 0 |  | 557.7088 | 6.6672e-06 |  | 279.5135 | 0 |  | 560.9737 | 3.6309e-05 |  | 558.7944 | 0.00309 |  | 279.5135 | 0 |  | 825.4775 | 0.0029275 |  | 892.8169 | 0.0014 | 646.253 | 0.0020603 |  | 1085.4132 | 0.00062486 |  | 1049.709 | 0.045297 |  | 988 | 0.0056098 |  | 1388 | 0.40731 |  | 1019.1048 | 0 |  | 1019.0984 | 0.04921
| 558.9513 | 0.00276 |  | 279.722 | 0 |  | 279.722 | 0 |  | 557.8665 | 0 |  | 279.722 | 0 |  | 561.1297 | 5.015e-05 |  | 558.9513 | 0.00328 |  | 279.722 | 0 |  | 825.5452 | 0.0025519 |  | 893.0576 | 0.00157 | 646.381 | 0.0021409 |  | 1085.4709 | 0.00059197 |  | 1049.844 | 0.045922 |  | 989 | 0.00289 |  | 1389 | 0.41742 |  | 1019.1557 | 0 |  | 1019.1494 | 0.04869
| 559.1082 | 0.00396 |  | 279.9305 | 0 |  | 279.9305 | 0 |  | 558.0243 | 0 |  | 279.9305 | 0 |  | 561.2858 | 3.33e-05 |  | 559.1082 | 0.00321 |  | 279.9305 | 0 |  | 825.613 | 0.0030732 |  | 893.2983 | 0.00141 | 646.509 | 0.0015732 |  | 1085.5287 | 0.00057004 |  | 1049.979 | 0.046536 |  | 990 | 0.001676 |  | 1390 | 0.42928 |  | 1019.2066 | 0 |  | 1019.2003 | 0.04814
| 559.2652 | 0.00368 |  | 280.1389 | 0 |  | 280.1389 | 0 |  | 558.182 | 3.0002e-05 |  | 280.1389 | 0 |  | 561.4418 | 5.0351e-05 |  | 559.2652 | 0.00338 |  | 280.1389 | 0 |  | 825.6808 | 0.0034512 |  | 893.5391 | 0.00163 | 646.637 | 0.00097193 |  | 1085.5864 | 0.00054812 |  | 1050.114 | 0.047106 |  | 991 | 0.0029354 |  | 1391 | 0.43668 |  | 1019.2574 | 0 |  | 1019.2511 | 0.04764
| 559.4221 | 0.00468 |  | 280.3474 | 0 |  | 280.3474 | 0 |  | 558.3397 | 6.6672e-06 |  | 280.3474 | 0 |  | 561.5979 | 3.33e-05 |  | 559.4221 | 0.00316 |  | 280.3474 | 0 |  | 825.7487 | 0.0030242 |  | 893.7799 | 0.00151 | 646.765 | 0.0014155 |  | 1085.644 | 0.00051523 |  | 1050.2491 | 0.047595 |  | 992 | 0.005268 |  | 1392 | 0.4446 |  | 1019.3084 | 0 |  | 1019.302 | 0.04727
| 559.579 | 0.00299 |  | 280.556 | 0 |  | 280.556 | 0 |  | 558.4975 | 0 |  | 280.556 | 0 |  | 561.754 | 4.1925e-05 |  | 559.579 | 0.00331 |  | 280.556 | 0 |  | 825.8165 | 0.0025934 |  | 894.0206 | 0.00174 | 646.893 | 0.0015354 |  | 1085.7018 | 0.00049331 |  | 1050.3843 | 0.047955 |  | 993 | 0.0061069 |  | 1393 | 0.45668 |  | 1019.3592 | 0 |  | 1019.3529 | 0.04707
| 559.736 | 0.00299 |  | 280.7645 | 0 |  | 280.7645 | 0 |  | 558.6552 | 0 |  | 280.7645 | 0 |  | 561.91 | 4.8345e-05 |  | 559.736 | 0.00306 |  | 280.7645 | 0 |  | 825.8844 | 0.002187 |  | 894.2614 | 0.00161 | 647.021 | 0.001475 |  | 1085.7595 | 0.00046042 |  | 1050.5194 | 0.048137 |  | 994 | 0.004979 |  | 1394 | 0.46068 |  | 1019.4102 | 0 |  | 1019.4038 | 0.04705
| 559.893 | 0.0029 |  | 280.9731 | 0 |  | 280.9731 | 0 |  | 558.813 | 1.0001e-05 |  | 280.9731 | 0 |  | 562.0661 | 2.1264e-05 |  | 559.893 | 0.00323 |  | 280.9731 | 0 |  | 825.9523 | 0.0031134 |  | 894.5022 | 0.00179 | 647.149 | 0.0015773 |  | 1085.8173 | 0.0004385 |  | 1050.6545 | 0.048095 |  | 995 | 0.0041557 |  | 1395 | 0.46353 |  | 1019.4611 | 0 |  | 1019.4547 | 0.04718
| 560.0499 | 0.00415 |  | 281.1816 | 0 |  | 281.1816 | 0 |  | 558.9707 | 0 |  | 281.1816 | 0 |  | 562.2222 | 6.8003e-05 |  | 560.0499 | 0.00301 |  | 281.1816 | 0 |  | 826.0201 | 0.0023466 |  | 894.743 | 0.00169 | 647.277 | 0.0018039 |  | 1085.875 | 0.00041657 |  | 1050.7898 | 0.047803 |  | 996 | 0.0071681 |  | 1396 | 0.47624 |  | 1019.512 | 0 |  | 1019.5057 | 0.04744
| 560.2069 | 0.00125 |  | 281.3902 | 0 |  | 281.3902 | 0 |  | 559.1285 | 0 |  | 281.3902 | 0 |  | 562.3783 | 2.2467e-05 |  | 560.2069 | 0.00329 |  | 281.3902 | 0 |  | 826.0881 | 0.0030032 |  | 894.9838 | 0.00188 | 647.406 | 0.0014744 |  | 1085.9327 | 0.00038368 |  | 1050.925 | 0.047255 |  | 997 | 0.0051651 |  | 1397 | 0.49402 |  | 1019.5629 | 0 |  | 1019.5566 | 0.04776
| 560.3639 | 0.00348 |  | 281.5988 | 0 |  | 281.5988 | 0 |  | 559.2863 | 6.6672e-06 |  | 281.5988 | 0 |  | 562.5345 | 6.1584e-05 |  | 560.3639 | 0.00311 |  | 281.5988 | 0 |  | 826.1559 | 0.0030148 |  | 895.2246 | 0.00174 | 647.534 | 0.001833 |  | 1085.9906 | 0.00036176 |  | 1051.0603 | 0.046462 |  | 998 | 0.0046099 |  | 1398 | 0.50516 |  | 1019.6138 | 0 |  | 1019.6075 | 0.04809
| 560.5209 | 0.00125 |  | 281.8075 | 0 |  | 281.8075 | 0 |  | 559.4441 | 3.0002e-05 |  | 281.8075 | 0 |  | 562.6906 | 2.7081e-05 |  | 560.5209 | 0.00334 |  | 281.8075 | 0 |  | 826.2239 | 0.0035708 |  | 895.4654 | 0.00196 | 647.663 | 0.0016509 |  | 1086.0483 | 0.00033983 |  | 1051.1956 | 0.045457 |  | 999 | 0.0041625 |  | 1399 | 0.50712 |  | 1019.6648 | 0 |  | 1019.6585 | 0.04837
| 560.6779 | 0.00281 |  | 282.0161 | 0 |  | 282.0161 | 0 |  | 559.6019 | 6.6672e-06 |  | 282.0161 | 0 |  | 562.8468 | 4.2928e-05 |  | 560.6779 | 0.00308 |  | 282.0161 | 0 |  | 826.2918 | 0.0036218 |  | 895.7062 | 0.00186 | 647.791 | 0.001515 |  | 1086.1061 | 0.00031791 |  | 1051.3309 | 0.04428 |  | 1000 | 0.0021715 |  | 1400 | 0.51194 |  | 1019.7157 | 0 |  | 1019.7093 | 0.04856
| 560.8349 | 0.00248 |  | 282.2247 | 0 |  | 282.2247 | 0 |  | 559.7597 | 3.0002e-05 |  | 282.2247 | 0 |  | 563.0029 | 4.7342e-05 |  | 560.8349 | 0.00327 |  | 282.2247 | 0 |  | 826.3598 | 0.0035239 |  | 895.947 | 0.00202 | 647.919 | 0.0019909 |  | 1086.1638 | 0.00029598 |  | 1051.4663 | 0.042989 |  | 1001 | 0.0053887 |  | 1401 | 0.527 |  | 1019.7667 | 0 |  | 1019.7603 | 0.04862
| 560.9919 | 0.00429 |  | 282.4334 | 0 |  | 282.4334 | 0 |  | 559.9175 | 6.6672e-06 |  | 282.4334 | 0 |  | 563.1591 | 4.2327e-05 |  | 560.9919 | 0.00305 |  | 282.4334 | 0 |  | 826.4277 | 0.0030336 |  | 896.1879 | 0.00192 | 648.048 | 0.0014083 |  | 1086.2217 | 0.00027406 |  | 1051.6018 | 0.04166 |  | 1002 | 0.0045488 |  | 1402 | 0.54401 |  | 1019.8176 | 0 |  | 1019.8113 | 0.04853
| 561.1489 | 0.0026 |  | 282.6421 | 0 |  | 282.6421 | 0 |  | 560.0753 | 5.0004e-05 |  | 282.6421 | 0 |  | 563.3152 | 5.8375e-05 |  | 561.1489 | 0.00322 |  | 282.6421 | 0 |  | 826.4957 | 0.0013336 |  | 896.4287 | 0.00212 | 648.177 | 0.0022784 |  | 1086.2794 | 0.00025213 |  | 1051.7372 | 0.040385 |  | 1003 | 0.0040515 |  | 1403 | 0.55177 |  | 1019.8686 | 0 |  | 1019.8622 | 0.0483
| 561.3059 | 0.00338 |  | 282.8508 | 0 |  | 282.8508 | 0 |  | 560.2331 | 0 |  | 282.8508 | 0 |  | 563.4714 | 2.3671e-05 |  | 561.3059 | 0.00304 |  | 282.8508 | 0 |  | 826.5638 | 0.003256 |  | 896.6696 | 0.00199 | 648.305 | 0.0016589 |  | 1086.3373 | 0.00023021 |  | 1051.8727 | 0.039261 |  | 1004 | 0.001669 |  | 1404 | 0.55333 |  | 1019.9195 | 0 |  | 1019.9131 | 0.04793
| 561.463 | 0.0032 |  | 283.0596 | 0 |  | 283.0596 | 0 |  | 560.391 | 1.0001e-05 |  | 283.0596 | 0 |  | 563.6276 | 5.8174e-05 |  | 561.463 | 0.00322 |  | 283.0596 | 0 |  | 826.6318 | 0.0039409 |  | 896.9104 | 0.0022 | 648.434 | 0.0018098 |  | 1086.395 | 0.00020829 |  | 1052.0082 | 0.038375 |  | 1005 | 0.0029175 |  | 1405 | 0.56444 |  | 1019.9705 | 0 |  | 1019.9641 | 0.04748
| 561.62 | 0.00309 |  | 283.2683 | 0 |  | 283.2683 | 0 |  | 560.5488 | 0 |  | 283.2683 | 0 |  | 563.7838 | 2.5677e-05 |  | 561.62 | 0.00309 |  | 283.2683 | 0 |  | 826.6997 | 0.0035223 |  | 897.1513 | 0.00208 | 648.563 | 0.00162 |  | 1086.4529 | 0.00019732 |  | 1052.1438 | 0.037778 |  | 1006 | 0.0060232 |  | 1406 | 0.58028 |  | 1020.0214 | 0 |  | 1020.0151 | 0.04698
| 561.7771 | 0.00292 |  | 283.4771 | 0 |  | 283.4771 | 0 |  | 560.7066 | 3.0002e-05 |  | 283.4771 | 0 |  | 563.94 | 6.1183e-05 |  | 561.7771 | 0.00324 |  | 283.4771 | 0 |  | 826.7677 | 0.0023372 |  | 897.3922 | 0.00228 | 648.692 | 0.001295 |  | 1086.5106 | 0.0001754 |  | 1052.2794 | 0.037478 |  | 1007 | 0.0045125 |  | 1407 | 0.59266 |  | 1020.0725 | 0 |  | 1020.0661 | 0.04649
| 561.9341 | 0.00443 |  | 283.6858 | 0 |  | 283.6858 | 0 |  | 560.8645 | 0 |  | 283.6858 | 0 |  | 564.0963 | 3.6309e-05 |  | 561.9341 | 0.00303 |  | 283.6858 | 0 |  | 826.8358 | 0.0029567 |  | 897.6331 | 0.0022 | 648.82 | 0.0019833 |  | 1086.5685 | 0.00015347 |  | 1052.415 | 0.037433 |  | 1008 | 0.0033915 |  | 1408 | 0.60418 |  | 1020.1234 | 0 |  | 1020.1171 | 0.04603
| 562.0912 | 0.00165 |  | 283.8946 | 0 |  | 283.8946 | 0 |  | 561.0223 | 3.0002e-05 |  | 283.8946 | 0 |  | 564.2525 | 4.5937e-05 |  | 562.0912 | 0.00312 |  | 283.8946 | 0 |  | 826.9037 | 0.0024299 |  | 897.8739 | 0.00234 | 648.949 | 0.0014953 |  | 1086.6263 | 0.00014251 |  | 1052.5507 | 0.03757 |  | 1009 | 0.0042752 |  | 1409 | 0.61444 |  | 1020.1744 | 0 |  | 1020.168 | 0.04565
| 562.2483 | 0.00424 |  | 284.1034 | 0 |  | 284.1034 | 0 |  | 561.1802 | 2.6669e-05 |  | 284.1034 | 0 |  | 564.4087 | 4.1725e-05 |  | 562.2483 | 0.00298 |  | 284.1035 | 0 |  | 826.9718 | 0.0017593 |  | 898.1148 | 0.00224 | 649.078 | 0.0020255 |  | 1086.6842 | 0.00012059 |  | 1052.6864 | 0.037809 |  | 1010 | 0.005958 |  | 1410 | 0.63016 |  | 1020.2254 | 0 |  | 1020.2191 | 0.04535
| 562.4054 | 0.00262 |  | 284.3123 | 0 |  | 284.3123 | 0 |  | 561.3381 | 0 |  | 284.3123 | 0 |  | 564.565 | 4.2126e-05 |  | 562.4054 | 0.00313 |  | 284.3123 | 0 |  | 827.0399 | 0.0025176 |  | 898.3557 | 0.00244 | 649.207 | 0.0011974 |  | 1086.7419 | 0.00010962 |  | 1052.8221 | 0.03809 |  | 1011 | 0.0051609 |  | 1411 | 0.64626 |  | 1020.2764 | 0 |  | 1020.27 | 0.04513
| 562.5625 | 0.00229 |  | 284.5211 | 0 |  | 284.5211 | 0 |  | 561.496 | 6.6672e-06 |  | 284.5211 | 0 |  | 564.7212 | 5.7171e-05 |  | 562.5625 | 0.00297 |  | 284.5211 | 0 |  | 827.108 | 0.0035518 |  | 898.5966 | 0.00234 | 649.336 | 0.0016805 |  | 1086.7998 | 9.8661e-05 |  | 1052.9579 | 0.038393 |  | 1012 | 0.0046401 |  | 1412 | 0.65865 |  | 1020.3274 | 0 |  | 1020.3211 | 0.04499
| 562.7196 | 0.0026 |  | 284.73 | 0 |  | 284.73 | 0 |  | 561.6539 | 1.0001e-05 |  | 284.73 | 0 |  | 564.8775 | 2.668e-05 |  | 562.7196 | 0.00314 |  | 284.73 | 0 |  | 827.176 | 0.0025111 |  | 898.8376 | 0.00257 | 649.466 | 0.0024587 |  | 1086.8577 | 8.7699e-05 |  | 1053.0938 | 0.038742 |  | 1013 | 0.0040076 |  | 1413 | 0.66877 |  | 1020.3784 | 0 |  | 1020.372 | 0.04491
| 562.8767 | 0.00408 |  | 284.9389 | 0 |  | 284.9389 | 0 |  | 561.8117 | 0 |  | 284.9389 | 0 |  | 565.0338 | 6.8405e-05 |  | 562.8767 | 0.00297 |  | 284.9389 | 0 |  | 827.2441 | 0.0025716 |  | 899.0785 | 0.00244 | 649.595 | 0.0014115 |  | 1086.9155 | 7.6737e-05 |  | 1053.2295 | 0.039181 |  | 1014 | 0.0054815 |  | 1414 | 0.67933 |  | 1020.4294 | 0 |  | 1020.423 | 0.04486
| 563.0338 | 0.00218 |  | 285.1478 | 0 |  | 285.1478 | 0 |  | 561.9696 | 1.0001e-05 |  | 285.1478 | 0 |  | 565.1901 | 2.7482e-05 |  | 563.0338 | 0.00317 |  | 285.1478 | 0 |  | 827.3123 | 0.0020541 |  | 899.3194 | 0.00266 | 649.724 | 0.00097278 |  | 1086.9734 | 6.5774e-05 |  | 1053.3655 | 0.039756 |  | 1015 | 0.0027849 |  | 1415 | 0.6968 |  | 1020.4804 | 0 |  | 1020.4741 | 0.04483
| 563.1909 | 0.00431 |  | 285.3567 | 0 |  | 285.3567 | 0 |  | 562.1276 | 6.6672e-06 |  | 285.3567 | 0 |  | 565.3464 | 6.8605e-05 |  | 563.1909 | 0.003 |  | 285.3567 | 0 |  | 827.3804 | 0.0024576 |  | 899.5604 | 0.00252 | 649.853 | 0.0017985 |  | 1087.0312 | 5.4812e-05 |  | 1053.5013 | 0.040469 |  | 1016 | 0.0032188 |  | 1416 | 0.71425 |  | 1020.5314 | 0 |  | 1020.5251 | 0.04479
| 563.348 | 0.0028 |  | 285.5656 | 0 |  | 285.5656 | 0 |  | 562.2855 | 1.0001e-05 |  | 285.5656 | 0 |  | 565.5027 | 2.4674e-05 |  | 563.348 | 0.00314 |  | 285.5656 | 0 |  | 827.4485 | 0.0025005 |  | 899.8013 | 0.00272 | 649.983 | 0.0013287 |  | 1087.0891 | 4.385e-05 |  | 1053.6373 | 0.041265 |  | 1017 | 0.0046894 |  | 1417 | 0.72679 |  | 1020.5825 | 0 |  | 1020.5761 | 0.04472
| 563.5052 | 0.00336 |  | 285.7746 | 0 |  | 285.7746 | 0 |  | 562.4434 | 0 |  | 285.7746 | 0 |  | 565.659 | 5.0952e-05 |  | 563.5052 | 0.00296 |  | 285.7746 | 0 |  | 827.5166 | 0.0018277 |  | 900.0423 | 0.00262 | 650.112 | 0.0022581 |  | 1087.147 | 3.2887e-05 |  | 1053.7733 | 0.042017 |  | 1018 | 0.0064683 |  | 1418 | 0.73726 |  | 1020.6335 | 0 |  | 1020.6271 | 0.04461
| 563.6623 | 0.00306 |  | 285.9835 | 0 |  | 285.9835 | 0 |  | 562.6013 | 1.0001e-05 |  | 285.9835 | 0 |  | 565.8153 | 4.2327e-05 |  | 563.6623 | 0.00302 |  | 285.9835 | 0 |  | 827.5848 | 0.0029286 |  | 900.2832 | 0.00285 | 650.241 | 0.001611 |  | 1087.205 | 2.1925e-05 |  | 1053.9093 | 0.042557 |  | 1019 | 0.0033278 |  | 1419 | 0.74857 |  | 1020.6845 | 0 |  | 1020.6782 | 0.04446
| 563.8195 | 0.00512 |  | 286.1925 | 0 |  | 286.1925 | 0 |  | 562.7592 | 0 |  | 286.1925 | 0 |  | 565.9716 | 5.1554e-05 |  | 563.8195 | 0.0029 |  | 286.1925 | 0 |  | 827.6529 | 0.0029706 |  | 900.5242 | 0.00276 | 650.371 | 0.0021721 |  | 1087.2628 | 2.1925e-05 |  | 1054.0453 | 0.042711 |  | 1020 | 0.0048197 |  | 1420 | 0.762 |  | 1020.7355 | 0 |  | 1020.7292 | 0.04428
| 563.9767 | 0.00324 |  | 286.4015 | 0 |  | 286.4015 | 0 |  | 562.9172 | 0 |  | 286.4015 | 0 |  | 566.128 | 4.4934e-05 |  | 563.9767 | 0.00308 |  | 286.4015 | 0 |  | 827.7211 | 0.0036411 |  | 900.7652 | 0.00295 | 650.5 | 0.0017273 |  | 1087.3207 | 1.0962e-05 |  | 1054.1814 | 0.042359 |  | 1021 | 0.0038227 |  | 1421 | 0.77422 |  | 1020.7866 | 0 |  | 1020.7802 | 0.04408
| 564.1339 | 0.00366 |  | 286.6105 | 0 |  | 286.6105 | 0 |  | 563.0751 | 6.6672e-06 |  | 286.6105 | 0 |  | 566.2843 | 4.5737e-05 |  | 564.1339 | 0.003 |  | 286.6105 | 0 |  | 827.7892 | 0.0036406 |  | 901.0062 | 0.00282 | 650.63 | 0.0014753 |  | 1087.3787 | 1.0962e-05 |  | 1054.3175 | 0.041477 |  | 1022 | 0.0018288 |  | 1422 | 0.78283 |  | 1020.8377 | 0 |  | 1020.8313 | 0.04388
| 564.291 | 0.00397 |  | 286.8196 | 0 |  | 286.8196 | 0 |  | 563.2331 | 0 |  | 286.8196 | 0 |  | 566.4407 | 3.35e-05 |  | 564.291 | 0.00312 |  | 286.8196 | 0 |  | 827.8574 | 0.0036769 |  | 901.2471 | 0.00305 | 650.76 | 0.0015005 |  | 1087.4365 | 1.0962e-05 |  | 1054.4537 | 0.040162 |  | 1023 | 0.006298 |  | 1423 | 0.78983 |  | 1020.8887 | 0 |  | 1020.8823 | 0.04369
| 564.4482 | 0.00526 |  | 287.0286 | 0 |  | 287.0286 | 0 |  | 563.391 | 6.6672e-06 |  | 287.0286 | 0 |  | 566.5971 | 5.5366e-05 |  | 564.4482 | 0.00294 |  | 287.0286 | 0 |  | 827.9256 | 0.0022366 |  | 901.4881 | 0.00292 | 650.889 | 0.001687 |  | 1087.4945 | 0 |  | 1054.5898 | 0.038622 |  | 1024 | 0.0044865 |  | 1424 | 0.7989 |  | 1020.9398 | 0 |  | 1020.9334 | 0.04355
| 564.6054 | 0.00334 |  | 287.2377 | 0 |  | 287.2377 | 0 |  | 563.549 | 5.0004e-05 |  | 287.2377 | 0 |  | 566.7534 | 3.8315e-05 |  | 564.6054 | 0.00313 |  | 287.2377 | 0 |  | 827.9938 | 0.0025243 |  | 901.7291 | 0.00317 | 651.019 | 0.0013558 |  | 1087.5524 | 0 |  | 1054.7261 | 0.037125 |  | 1025 | 0.0028697 |  | 1425 | 0.8092 |  | 1020.9908 | 0 |  | 1020.9844 | 0.04346
| 564.7626 | 0.00348 |  | 287.4468 | 0 |  | 287.4468 | 0 |  | 563.707 | 0 |  | 287.4468 | 0 |  | 566.9098 | 4.5135e-05 |  | 564.7626 | 0.00301 |  | 287.4468 | 0 |  | 828.0621 | 0.001895 |  | 901.9702 | 0.00297 | 651.149 | 0.0030735 |  | 1087.6103 | 0 |  | 1054.8624 | 0.035942 |  | 1026 | 0.0034614 |  | 1426 | 0.81894 |  | 1021.0419 | 0 |  | 1021.0355 | 0.04346
| 564.9198 | 0.00302 |  | 287.6559 | 0 |  | 287.6559 | 0 |  | 563.865 | 1.0001e-05 |  | 287.6559 | 0 |  | 567.0662 | 5.2557e-05 |  | 564.9198 | 0.00315 |  | 287.6559 | 0 |  | 828.1303 | 0.0027413 |  | 902.2112 | 0.00323 | 651.279 | 0.002688 |  | 1087.6682 | 0 |  | 1054.9987 | 0.035286 |  | 1027 | 0.006316 |  | 1427 | 0.82832 |  | 1021.093 | 0 |  | 1021.0866 | 0.04358
| 565.0771 | 0.00388 |  | 287.865 | 0 |  | 287.865 | 0 |  | 564.0229 | 6.6672e-06 |  | 287.865 | 0 |  | 567.2227 | 3.9919e-05 |  | 565.0771 | 0.00297 |  | 287.865 | 0 |  | 828.1985 | 0.00267 |  | 902.4522 | 0.00316 | 651.409 | 0.0017289 |  | 1087.7262 | 1.0962e-05 |  | 1055.135 | 0.035269 |  | 1028 | 0.0042202 |  | 1428 | 0.83838 |  | 1021.144 | 0 |  | 1021.1377 | 0.04383
| 565.2343 | 0.00295 |  | 288.0741 | 0 |  | 288.0741 | 0 |  | 564.1809 | 0 |  | 288.0741 | 0 |  | 567.3791 | 4.3731e-05 |  | 565.2343 | 0.00307 |  | 288.0741 | 0 |  | 828.2668 | 0.0031525 |  | 902.6932 | 0.00332 | 651.539 | 0.0031359 |  | 1087.7842 | 1.0962e-05 |  | 1055.2714 | 0.035889 |  | 1029 | 0.0055944 |  | 1429 | 0.85 |  | 1021.1951 | 0 |  | 1021.1888 | 0.04424
| 565.3916 | 0.00323 |  | 288.2833 | 0 |  | 288.2833 | 0 |  | 564.3389 | 6.6672e-06 |  | 288.2833 | 0 |  | 567.5355 | 5.2156e-05 |  | 565.3916 | 0.00288 |  | 288.2833 | 0 |  | 828.3351 | 0.0034544 |  | 902.9343 | 0.00322 | 651.669 | 0.0018738 |  | 1087.842 | 1.0962e-05 |  | 1055.4078 | 0.037046 |  | 1030 | 0.0042111 |  | 1430 | 0.86027 |  | 1021.2462 | 0 |  | 1021.2399 | 0.04479
| 565.5488 | 0.00207 |  | 288.4925 | 0 |  | 288.4925 | 0 |  | 564.4969 | 3.0002e-05 |  | 288.4925 | 0 |  | 567.6919 | 2.4473e-05 |  | 565.5488 | 0.00306 |  | 288.4925 | 0 |  | 828.4034 | 0.0023936 |  | 903.1753 | 0.00343 | 651.799 | 0.0010401 |  | 1087.9 | 2.1925e-05 |  | 1055.5442 | 0.038574 |  | 1031 | 0.0046873 |  | 1431 | 0.8682 |  | 1021.2973 | 0 |  | 1021.291 | 0.04546
| 565.7061 | 0.00545 |  | 288.7017 | 0 |  | 288.7017 | 0 |  | 564.655 | 6.6672e-06 |  | 288.7017 | 0 |  | 567.8484 | 6.9207e-05 |  | 565.7061 | 0.00295 |  | 288.7017 | 0 |  | 828.4717 | 0.0022648 |  | 903.4164 | 0.00334 | 651.929 | 0.0016197 |  | 1087.958 | 2.1925e-05 |  | 1055.6807 | 0.040286 |  | 1032 | 0.0035345 |  | 1432 | 0.87651 |  | 1021.3484 | 0 |  | 1021.342 | 0.04621
| 565.8633 | 0.0016 |  | 288.9109 | 0 |  | 288.9109 | 0 |  | 564.813 | 3.0002e-05 |  | 288.9109 | 0 |  | 568.0048 | 2.1063e-05 |  | 565.8633 | 0.00314 |  | 288.9109 | 0 |  | 828.54 | 0.0023443 |  | 903.6575 | 0.00353 | 652.059 | 0.0025687 |  | 1088.016 | 3.2887e-05 |  | 1055.8173 | 0.042013 |  | 1033 | 0.0035324 |  | 1433 | 0.88354 |  | 1021.3995 | 0 |  | 1021.3932 | 0.04699
| 566.0206 | 0.00322 |  | 289.1201 | 0 |  | 289.1201 | 0 |  | 564.971 | 0 |  | 289.1201 | 0 |  | 568.1613 | 6.7e-05 |  | 566.0206 | 0.00295 |  | 289.1201 | 0 |  | 828.6083 | 0.0015512 |  | 903.8985 | 0.00337 | 652.189 | 0.0014395 |  | 1088.074 | 4.385e-05 |  | 1055.9537 | 0.043623 |  | 1034 | 0.0078576 |  | 1434 | 0.88844 |  | 1021.4506 | 0 |  | 1021.4443 | 0.04774
| 566.1779 | 0.0026 |  | 289.3293 | 0 |  | 289.3293 | 0 |  | 565.1291 | 3.0002e-05 |  | 289.3293 | 0 |  | 568.3178 | 1.665e-05 |  | 566.1779 | 0.00307 |  | 289.3293 | 0 |  | 828.6766 | 0.0025163 |  | 904.1396 | 0.00367 | 652.319 | 0.0017924 |  | 1088.132 | 4.385e-05 |  | 1056.0903 | 0.045032 |  | 1035 | 0.0058917 |  | 1435 | 0.89336 |  | 1021.5018 | 0 |  | 1021.4954 | 0.04845
| 566.3352 | 0.00394 |  | 289.5386 | 0 |  | 289.5386 | 0 |  | 565.2871 | 0 |  | 289.5386 | 0 |  | 568.4743 | 6.5797e-05 |  | 566.3352 | 0.00288 |  | 289.5386 | 0 |  | 828.7449 | 0.0037551 |  | 904.3807 | 0.00356 | 652.45 | 0.00092885 |  | 1088.1899 | 5.4812e-05 |  | 1056.2269 | 0.046183 |  | 1036 | 0.0035047 |  | 1436 | 0.89704 |  | 1021.5529 | 0 |  | 1021.5465 | 0.04907
| 566.4924 | 0.00197 |  | 289.7479 | 0 |  | 289.7479 | 0 |  | 565.4451 | 0 |  | 289.7479 | 0 |  | 568.6308 | 1.6249e-05 |  | 566.4924 | 0.00304 |  | 289.7479 | 0 |  | 828.8133 | 0.0026667 |  | 904.6218 | 0.00379 | 652.58 | 0.001518 |  | 1088.2479 | 6.5774e-05 |  | 1056.3636 | 0.047031 |  | 1037 | 0.0045886 |  | 1437 | 0.90091 |  | 1021.604 | 0 |  | 1021.5977 | 0.0496
| 566.6498 | 0.00376 |  | 289.9572 | 0 |  | 289.9572 | 0 |  | 565.6032 | 0 |  | 289.9572 | 0 |  | 568.7873 | 7.5827e-05 |  | 566.6498 | 0.0029 |  | 289.9572 | 0 |  | 828.8817 | 0.0017701 |  | 904.8629 | 0.00362 | 652.71 | 0.0013174 |  | 1088.306 | 7.6737e-05 |  | 1056.5002 | 0.047534 |  | 1038 | 0.0042671 |  | 1438 | 0.90708 |  | 1021.6551 | 0 |  | 1021.6487 | 0.05002
| 566.8071 | 0.00299 |  | 290.1665 | 0 |  | 290.1665 | 0 |  | 565.7613 | 3.0002e-05 |  | 290.1665 | 0 |  | 568.9438 | 2.7883e-05 |  | 566.8071 | 0.00316 |  | 290.1665 | 0 |  | 828.9501 | 0.0027303 |  | 905.104 | 0.00391 | 652.841 | 0.0022657 |  | 1088.364 | 8.7699e-05 |  | 1056.637 | 0.047657 |  | 1039 | 0.0045279 |  | 1439 | 0.91402 |  | 1021.7062 | 0 |  | 1021.6999 | 0.05031
| 566.9644 | 0.00422 |  | 290.3758 | 0 |  | 290.3758 | 0 |  | 565.9193 | 6.6672e-06 |  | 290.3758 | 0 |  | 569.1003 | 5.4764e-05 |  | 566.9644 | 0.00297 |  | 290.3758 | 0 |  | 829.0184 | 0.0025855 |  | 905.3451 | 0.00378 | 652.971 | 0.0019591 |  | 1088.422 | 0.00010962 |  | 1056.7738 | 0.047398 |  | 1040 | 0.0034876 |  | 1441 | 0.92074 |  | 1021.7574 | 0 |  | 1021.751 | 0.05047
| 567.1217 | 0.0032 |  | 290.5851 | 0 |  | 290.5851 | 0 |  | 566.0774 | 3.0002e-05 |  | 290.5851 | 0 |  | 569.2568 | 3.6309e-05 |  | 567.1217 | 0.00317 |  | 290.5851 | 0 |  | 829.0869 | 0.0028946 |  | 905.5862 | 0.004 | 653.102 | 0.0019963 |  | 1088.48 | 0.00012059 |  | 1056.9105 | 0.046804 |  | 1041 | 0.0051969 |  | 1442 | 0.92745 |  | 1021.8085 | 0 |  | 1021.8022 | 0.05051
| 567.2791 | 0.00432 |  | 290.7945 | 0 |  | 290.7945 | 0 |  | 566.2355 | 0 |  | 290.7945 | 0 |  | 569.4134 | 4.7743e-05 |  | 567.2791 | 0.00285 |  | 290.7945 | 0 |  | 829.1552 | 0.0032921 |  | 905.8274 | 0.00386 | 653.233 | 0.0012627 |  | 1088.5381 | 0.00013155 |  | 1057.0474 | 0.045984 |  | 1042 | 0.0050799 |  | 1443 | 0.93484 |  | 1021.8597 | 0 |  | 1021.8533 | 0.05042
| 567.4364 | 0.00195 |  | 291.0039 | 0 |  | 291.0039 | 0 |  | 566.3936 | 1.0001e-05 |  | 291.0039 | 0 |  | 569.5699 | 5.2758e-05 |  | 567.4364 | 0.00302 |  | 291.0039 | 0 |  | 829.2236 | 0.0044151 |  | 906.0685 | 0.00407 | 653.363 | 0.0018529 |  | 1088.5961 | 0.00015347 |  | 1057.1842 | 0.045081 |  | 1043 | 0.006279 |  | 1444 | 0.94153 |  | 1021.9108 | 0 |  | 1021.9045 | 0.05024
| 567.5938 | 0.00388 |  | 291.2133 | 0 |  | 291.2133 | 0 |  | 566.5517 | 6.6672e-06 |  | 291.2133 | 0 |  | 569.7265 | 4.7542e-05 |  | 567.5938 | 0.00283 |  | 291.2133 | 0 |  | 829.2922 | 0.0042071 |  | 906.3097 | 0.00397 | 653.494 | 0.0015326 |  | 1088.6542 | 0.00016444 |  | 1057.3212 | 0.044241 |  | 1044 | 0.0041614 |  | 1445 | 0.94526 |  | 1021.962 | 0 |  | 1021.9557 | 0.05002
| 567.7511 | 0.00222 |  | 291.4227 | 0 |  | 291.4227 | 0 |  | 566.7098 | 3.0002e-05 |  | 291.4227 | 0 |  | 569.8831 | 3.9117e-05 |  | 567.7511 | 0.00309 |  | 291.4227 | 0 |  | 829.3605 | 0.0037574 |  | 906.5508 | 0.00422 | 653.625 | 0.0023438 |  | 1088.7122 | 0.00018636 |  | 1057.4581 | 0.043567 |  | 1045 | 0.003088 |  | 1446 | 0.95038 |  | 1022.0132 | 0 |  | 1022.0068 | 0.04978
| 567.9085 | 0.00366 |  | 291.6321 | 0 |  | 291.6321 | 0 |  | 566.8679 | 0 |  | 291.6321 | 0 |  | 570.0397 | 4.9749e-05 |  | 567.9085 | 0.00288 |  | 291.6321 | 0 |  | 829.429 | 0.0034916 |  | 906.792 | 0.00406 | 653.756 | 0.0011015 |  | 1088.7703 | 0.00020829 |  | 1057.5951 | 0.043092 |  | 1046 | 0.0027252 |  | 1447 | 0.9587 |  | 1022.0643 | 0 |  | 1022.058 | 0.04956
| 568.0659 | 0.0028 |  | 291.8416 | 0 |  | 291.8416 | 0 |  | 567.026 | 5.0004e-05 |  | 291.8416 | 0 |  | 570.1962 | 4.2928e-05 |  | 568.0659 | 0.00308 |  | 291.8416 | 0 |  | 829.4974 | 0.0039747 |  | 907.0331 | 0.00427 | 653.887 | 0.001825 |  | 1088.8283 | 0.00021925 |  | 1057.7321 | 0.042776 |  | 1047 | 0.0052258 |  | 1448 | 0.96571 |  | 1022.1155 | 0 |  | 1022.1092 | 0.04937
| 568.2232 | 0.00403 |  | 292.051 | 0 |  | 292.051 | 0 |  | 567.1841 | 0 |  | 292.051 | 0 |  | 570.3528 | 5.1153e-05 |  | 568.2232 | 0.00284 |  | 292.051 | 0 |  | 829.5659 | 0.0033562 |  | 907.2743 | 0.00418 | 654.018 | 0.0013349 |  | 1088.8863 | 0.00024117 |  | 1057.8691 | 0.042531 |  | 1048 | 0.0020337 |  | 1449 | 0.97038 |  | 1022.1667 | 0 |  | 1022.1603 | 0.0492
| 568.3806 | 0.00348 |  | 292.2605 | 0 |  | 292.2605 | 0 |  | 567.3423 | 1.0001e-05 |  | 292.2605 | 0 |  | 570.5095 | 4.5135e-05 |  | 568.3806 | 0.00303 |  | 292.2605 | 0 |  | 829.6344 | 0.0030489 |  | 907.5155 | 0.00445 | 654.148 | 0.002091 |  | 1088.9445 | 0.0002631 |  | 1058.0062 | 0.042248 |  | 1049 | 0.0050338 |  | 1450 | 0.97394 |  | 1022.2179 | 0 |  | 1022.2115 | 0.04902
| 568.538 | 0.00295 |  | 292.47 | 0 |  | 292.47 | 0 |  | 567.5004 | 0 |  | 292.47 | 0 |  | 570.6661 | 4.0722e-05 |  | 568.538 | 0.00284 |  | 292.47 | 0 |  | 829.7029 | 0.0035019 |  | 907.7567 | 0.00426 | 654.28 | 0.0013251 |  | 1089.0026 | 0.00028502 |  | 1058.1433 | 0.041842 |  | 1050 | 0.0067079 |  | 1451 | 0.97921 |  | 1022.2691 | 0 |  | 1022.2628 | 0.04878
| 568.6955 | 0.00329 |  | 292.6795 | 0 |  | 292.6795 | 0 |  | 567.6585 | 3.0002e-05 |  | 292.6795 | 0 |  | 570.8227 | 5.015e-05 |  | 568.6955 | 0.00304 |  | 292.6795 | 0 |  | 829.7714 | 0.0026343 |  | 907.9979 | 0.00456 | 654.411 | 0.0014403 |  | 1089.0607 | 0.00030695 |  | 1058.2804 | 0.041281 |  | 1051 | 0.004341 |  | 1452 | 0.9858 |  | 1022.3203 | 0 |  | 1022.314 | 0.04844
| 568.8529 | 0.00487 |  | 292.889 | 0 |  | 292.889 | 0 |  | 567.8167 | 4.667e-05 |  | 292.889 | 0 |  | 570.9793 | 4.0722e-05 |  | 568.8529 | 0.00289 |  | 292.889 | 0 |  | 829.84 | 0.0021324 |  | 908.2391 | 0.00445 | 654.542 | 0.0012296 |  | 1089.1186 | 0.00032887 |  | 1058.4176 | 0.04059 |  | 1052 | 0.0025911 |  | 1453 | 0.99095 |  | 1022.3715 | 0 |  | 1022.3651 | 0.04799
| 569.0103 | 0.00197 |  | 293.0986 | 0 |  | 293.0986 | 0 |  | 567.9748 | 1.0001e-05 |  | 293.0986 | 0 |  | 571.136 | 5.1153e-05 |  | 569.0103 | 0.00297 |  | 293.0986 | 0 |  | 829.9084 | 0.0024337 |  | 908.4803 | 0.00468 | 654.673 | 0.0018639 |  | 1089.1768 | 0.0003508 |  | 1058.5548 | 0.039855 |  | 1053 | 0.0063518 |  | 1454 | 0.99383 |  | 1022.4227 | 0 |  | 1022.4163 | 0.04743
| 569.1677 | 0.00427 |  | 293.3082 | 0 |  | 293.3082 | 0 |  | 568.133 | 6.6672e-06 |  | 293.3082 | 0 |  | 571.2926 | 3.4704e-05 |  | 569.1677 | 0.00285 |  | 293.3082 | 0 |  | 829.9769 | 0.0022875 |  | 908.7215 | 0.00451 | 654.804 | 0.0021045 |  | 1089.2349 | 0.00038368 |  | 1058.6921 | 0.039192 |  | 1054 | 0.0049733 |  | 1455 | 0.99585 |  | 1022.4739 | 0 |  | 1022.4676 | 0.04681
| 569.3252 | 0.00355 |  | 293.5177 | 0 |  | 293.5177 | 0 |  | 568.2912 | 1.0001e-05 |  | 293.5177 | 0 |  | 571.4493 | 4.9749e-05 |  | 569.3252 | 0.00302 |  | 293.5177 | 0 |  | 830.0456 | 0.0024278 |  | 908.9627 | 0.0047 | 654.936 | 0.0021321 |  | 1089.293 | 0.00040561 |  | 1058.8293 | 0.038715 |  | 1055 | 0.0040918 |  | 1456 | 0.99843 |  | 1022.5252 | 0 |  | 1022.5188 | 0.0462
| 569.4826 | 0.00338 |  | 293.7273 | 0 |  | 293.7273 | 0 |  | 568.4494 | 0 |  | 293.7273 | 0 |  | 571.606 | 3.1695e-05 |  | 569.4826 | 0.00291 |  | 293.7273 | 0 |  | 830.1141 | 0.0026711 |  | 909.204 | 0.00469 | 655.067 | 0.0017943 |  | 1089.3512 | 0.00042753 |  | 1058.9667 | 0.038513 |  | 1056 | 0.0040863 |  | 1457 | 0.99999 |  | 1022.5764 | 0 |  | 1022.57 | 0.04569
| 569.6401 | 0.00283 |  | 293.9369 | 0 |  | 293.9369 | 0 |  | 568.6075 | 3.0002e-05 |  | 293.9369 | 0 |  | 571.7627 | 6.5195e-05 |  | 569.6401 | 0.0031 |  | 293.937 | 0 |  | 830.1827 | 0.0020513 |  | 909.4452 | 0.0049 | 655.198 | 0.0018449 |  | 1089.4093 | 0.00046042 |  | 1059.104 | 0.038627 |  | 1057 | 0.0053662 |  | 1458 | 1 |  | 1022.6276 | 0 |  | 1022.6212 | 0.04537
| 569.7975 | 0.00499 |  | 294.1466 | 0 |  | 294.1466 | 0 |  | 568.7657 | 0 |  | 294.1466 | 0 |  | 571.9194 | 2.2066e-05 |  | 569.7975 | 0.00296 |  | 294.1466 | 0 |  | 830.2512 | 0.0017922 |  | 909.6865 | 0.00476 | 655.33 | 0.00199 |  | 1089.4674 | 0.00048235 |  | 1059.2415 | 0.039048 |  | 1058 | 0.0026876 |  | 1459 | 0.99796 |  | 1022.6788 | 0 |  | 1022.6725 | 0.04532
| 569.955 | 0.00172 |  | 294.3562 | 0 |  | 294.3562 | 0 |  | 568.9239 | 1.0001e-05 |  | 294.3562 | 0 |  | 572.0761 | 6.7201e-05 |  | 569.955 | 0.00315 |  | 294.3562 | 0 |  | 830.3198 | 0.0029049 |  | 909.9277 | 0.00496 | 655.461 | 0.0025601 |  | 1089.5255 | 0.00051523 |  | 1059.3789 | 0.039727 |  | 1059 | 0.0064904 |  | 1460 | 0.99491 |  | 1022.73 | 0 |  | 1022.7237 | 0.04555
| 570.1125 | 0.00381 |  | 294.5659 | 0 |  | 294.5659 | 0 |  | 569.0821 | 0 |  | 294.5659 | 0 |  | 572.2328 | 2.7282e-05 |  | 570.1125 | 0.0029 |  | 294.5659 | 0 |  | 830.3884 | 0.0029849 |  | 910.169 | 0.0049 | 655.593 | 0.0016632 |  | 1089.5836 | 0.00053716 |  | 1059.5164 | 0.040587 |  | 1060 | 0.0025059 |  | 1462 | 0.99179 |  | 1022.7813 | 0 |  | 1022.775 | 0.04606
| 570.27 | 0.00266 |  | 294.7756 | 0 |  | 294.7756 | 0 |  | 569.2404 | 0 |  | 294.7756 | 0 |  | 572.3895 | 5.5566e-05 |  | 570.27 | 0.00301 |  | 294.7756 | 0 |  | 830.4571 | 0.0036701 |  | 910.4103 | 0.00516 | 655.725 | 0.0017293 |  | 1089.6418 | 0.00057004 |  | 1059.6538 | 0.041538 |  | 1061 | 0.0036482 |  | 1463 | 0.98806 |  | 1022.8326 | 0 |  | 1022.8262 | 0.04677
| 570.4275 | 0.00396 |  | 294.9853 | 0 |  | 294.9853 | 0 |  | 569.3986 | 6.6672e-06 |  | 294.9853 | 0 |  | 572.5462 | 3.7713e-05 |  | 570.4275 | 0.00276 |  | 294.9853 | 0 |  | 830.5257 | 0.0031102 |  | 910.6515 | 0.00499 | 655.856 | 0.0017752 |  | 1089.6999 | 0.00060293 |  | 1059.7914 | 0.04249 |  | 1062 | 0.0047124 |  | 1464 | 0.98416 |  | 1022.8838 | 0 |  | 1022.8774 | 0.04759
| 570.585 | 0.00299 |  | 295.195 | 0 |  | 295.195 | 0 |  | 569.5568 | 1.0001e-05 |  | 295.195 | 0 |  | 572.703 | 6.0982e-05 |  | 570.585 | 0.003 |  | 295.195 | 0 |  | 830.5944 | 0.0033122 |  | 910.8928 | 0.00524 | 655.988 | 0.0018483 |  | 1089.7582 | 0.00063582 |  | 1059.929 | 0.043375 |  | 1063 | 0.0052678 |  | 1465 | 0.97909 |  | 1022.9351 | 0 |  | 1022.9287 | 0.04839
| 570.7425 | 0.00538 |  | 295.4047 | 0 |  | 295.4047 | 0 |  | 569.715 | 6.6672e-06 |  | 295.4047 | 0 |  | 572.8597 | 3.9919e-05 |  | 570.7425 | 0.00281 |  | 295.4047 | 0 |  | 830.663 | 0.0028692 |  | 911.1341 | 0.00518 | 656.12 | 0.0011205 |  | 1089.8163 | 0.00065774 |  | 1060.0665 | 0.044157 |  | 1064 | 0.0049788 |  | 1466 | 0.97202 |  | 1022.9863 | 0 |  | 1022.98 | 0.04907
| 570.9 | 0.00165 |  | 295.6145 | 0 |  | 295.6145 | 0 |  | 569.8733 | 1.0001e-05 |  | 295.6145 | 0 |  | 573.0165 | 5.8375e-05 |  | 570.9 | 0.00297 |  | 295.6145 | 0 |  | 830.7317 | 0.0026559 |  | 911.3754 | 0.00542 | 656.252 | 0.0016438 |  | 1089.8745 | 0.00069063 |  | 1060.2042 | 0.04484 |  | 1065 | 0.0025824 |  | 1467 | 0.96368 |  | 1023.0376 | 0 |  | 1023.0312 | 0.04956
| 571.0575 | 0.00371 |  | 295.8242 | 0 |  | 295.8242 | 0 |  | 570.0315 | 0 |  | 295.8242 | 0 |  | 573.1732 | 3.1695e-05 |  | 571.0575 | 0.00282 |  | 295.8243 | 0 |  | 830.8004 | 0.0026039 |  | 911.6167 | 0.00531 | 656.383 | 0.0021899 |  | 1089.9326 | 0.00072352 |  | 1060.3419 | 0.045464 |  | 1066 | 0.0064094 |  | 1468 | 0.95378 |  | 1023.0889 | 0 |  | 1023.0825 | 0.04982
| 571.2151 | 0.00403 |  | 296.034 | 0 |  | 296.034 | 0 |  | 570.1898 | 0 |  | 296.034 | 0 |  | 573.33 | 5.1755e-05 |  | 571.2151 | 0.00301 |  | 296.034 | 0 |  | 830.8691 | 0.0016816 |  | 911.858 | 0.00552 | 656.515 | 0.0020244 |  | 1089.9908 | 0.0007564 |  | 1060.4796 | 0.04607 |  | 1067 | 0.0027362 |  | 1469 | 0.94106 |  | 1023.1401 | 0 |  | 1023.1338 | 0.04987
| 571.3726 | 0.0042 |  | 296.2438 | 0 |  | 296.2438 | 0 |  | 570.348 | 2.6669e-05 |  | 296.2438 | 0 |  | 573.4868 | 4.9749e-05 |  | 571.3726 | 0.00284 |  | 296.2438 | 0 |  | 830.9377 | 0.0026988 |  | 912.0993 | 0.00543 | 656.647 | 0.001094 |  | 1090.0491 | 0.00078929 |  | 1060.6174 | 0.046675 |  | 1068 | 0.0036172 |  | 1470 | 0.92641 |  | 1023.1915 | 0 |  | 1023.1851 | 0.04975
| 571.5302 | 0.00297 |  | 296.4537 | 0 |  | 296.4537 | 0 |  | 570.5063 | 1.0001e-05 |  | 296.4537 | 0 |  | 573.6436 | 4.0722e-05 |  | 571.5302 | 0.00288 |  | 296.4537 | 0 |  | 831.0065 | 0.0030953 |  | 912.3407 | 0.00571 | 656.779 | 0.0010504 |  | 1090.1072 | 0.00082218 |  | 1060.7551 | 0.047239 |  | 1069 | 0.0030592 |  | 1471 | 0.91089 |  | 1023.2427 | 0 |  | 1023.2364 | 0.04952
| 571.6877 | 0.0039 |  | 296.6635 | 0 |  | 296.6635 | 0 |  | 570.6646 | 6.6672e-06 |  | 296.6635 | 0 |  | 573.8004 | 5.2357e-05 |  | 571.6877 | 0.00273 |  | 296.6635 | 0 |  | 831.0752 | 0.0026376 |  | 912.582 | 0.00553 | 656.912 | 0.0019695 |  | 1090.1654 | 0.00086603 |  | 1060.8929 | 0.047666 |  | 1070 | 0.0040828 |  | 1472 | 0.89483 |  | 1023.294 | 0 |  | 1023.2877 | 0.04925
| 571.8453 | 0.00215 |  | 296.8733 | 0 |  | 296.8733 | 0 |  | 570.8229 | 1.0001e-05 |  | 296.8733 | 0 |  | 573.9572 | 3.1695e-05 |  | 571.8453 | 0.00297 |  | 296.8733 | 0 |  | 831.1439 | 0.0022405 |  | 912.8233 | 0.00585 | 657.044 | 0.0011687 |  | 1090.2236 | 0.00089892 |  | 1061.0309 | 0.047827 |  | 1071 | 0.0063881 |  | 1473 | 0.87987 |  | 1023.3453 | 0 |  | 1023.339 | 0.04901
| 572.0029 | 0.00404 |  | 297.0832 | 0 |  | 297.0832 | 0 |  | 570.9811 | 0 |  | 297.0832 | 0 |  | 574.1141 | 5.677e-05 |  | 572.0029 | 0.00284 |  | 297.0832 | 0 |  | 831.2127 | 0.0016455 |  | 913.0647 | 0.00577 | 657.176 | 0.0016273 |  | 1090.2819 | 0.0009318 |  | 1061.1687 | 0.047606 |  | 1072 | 0.0034702 |  | 1474 | 0.86634 |  | 1023.3966 | 0 |  | 1023.3903 | 0.04885
| 572.1604 | 0.00304 |  | 297.2931 | 0 |  | 297.2931 | 0 |  | 571.1394 | 1.0001e-05 |  | 297.2931 | 0 |  | 574.2709 | 3.2297e-05 |  | 572.1604 | 0.00295 |  | 297.2931 | 0 |  | 831.2814 | 0.0022969 |  | 913.3061 | 0.00601 | 657.308 | 0.0014286 |  | 1090.3401 | 0.00096469 |  | 1061.3066 | 0.04695 |  | 1073 | 0.0029844 |  | 1476 | 0.85349 |  | 1023.4479 | 0 |  | 1023.4416 | 0.04881
| 572.318 | 0.00452 |  | 297.503 | 0 |  | 297.503 | 0 |  | 571.2977 | 0 |  | 297.503 | 0 |  | 574.4277 | 5.697e-05 |  | 572.318 | 0.00272 |  | 297.503 | 0 |  | 831.3502 | 0.0016207 |  | 913.5474 | 0.00584 | 657.44 | 0.0015913 |  | 1090.3983 | 0.0010085 |  | 1061.4447 | 0.045893 |  | 1074 | 0.0076952 |  | 1477 | 0.84105 |  | 1023.4993 | 0 |  | 1023.4929 | 0.04887
| 572.4756 | 0.00174 |  | 297.7129 | 0 |  | 297.7129 | 0 |  | 571.4561 | 1.0001e-05 |  | 297.7129 | 0 |  | 574.5846 | 3.3099e-05 |  | 572.4756 | 0.00296 |  | 297.7129 | 0 |  | 831.419 | 0.0028013 |  | 913.7888 | 0.00612 | 657.573 | 0.0014629 |  | 1090.4565 | 0.0010414 |  | 1061.5826 | 0.044562 |  | 1075 | 0.004923 |  | 1478 | 0.82878 |  | 1023.5506 | 0 |  | 1023.5443 | 0.04904
| 572.6332 | 0.00441 |  | 297.9229 | 0 |  | 297.9229 | 0 |  | 571.6144 | 0 |  | 297.9229 | 0 |  | 574.7414 | 5.9578e-05 |  | 572.6332 | 0.00285 |  | 297.9229 | 0 |  | 831.4878 | 0.0036039 |  | 914.0302 | 0.00606 | 657.705 | 0.0022494 |  | 1090.5148 | 0.0010743 |  | 1061.7207 | 0.04315 |  | 1076 | 0.0030798 |  | 1479 | 0.81558 |  | 1023.6019 | 0 |  | 1023.5955 | 0.04928
| 572.7909 | 0.00301 |  | 298.1328 | 0 |  | 298.1328 | 0 |  | 571.7727 | 0 |  | 298.1328 | 0 |  | 574.8983 | 2.9488e-05 |  | 572.7909 | 0.00305 |  | 298.1328 | 0 |  | 831.5566 | 0.0035289 |  | 914.2716 | 0.00636 | 657.838 | 0.0016445 |  | 1090.573 | 0.0011182 |  | 1061.8588 | 0.041865 |  | 1077 | 0.0058803 |  | 1480 | 0.80031 |  | 1023.6533 | 0 |  | 1023.6468 | 0.04955
| 572.9485 | 0.00359 |  | 298.3428 | 0 |  | 298.3428 | 0 |  | 571.931 | 2.6669e-05 |  | 298.3428 | 0 |  | 575.0552 | 6.1183e-05 |  | 572.9485 | 0.00279 |  | 298.3428 | 0 |  | 831.6254 | 0.0032865 |  | 914.5129 | 0.00627 | 657.97 | 0.0020496 |  | 1090.6314 | 0.0011511 |  | 1061.9969 | 0.040889 |  | 1078 | 0.0045401 |  | 1481 | 0.78332 |  | 1023.7046 | 0 |  | 1023.6982 | 0.04982
| 573.1061 | 0.00244 |  | 298.5528 | 0 |  | 298.5528 | 0 |  | 572.0893 | 1.0001e-05 |  | 298.5528 | 0 |  | 575.2121 | 3.0491e-05 |  | 573.1061 | 0.00298 |  | 298.5528 | 0 |  | 831.6942 | 0.0036798 |  | 914.7543 | 0.00645 | 658.103 | 0.001577 |  | 1090.6896 | 0.0011949 |  | 1062.135 | 0.040337 |  | 1079 | 0.0071928 |  | 1482 | 0.76506 |  | 1023.7559 | 0 |  | 1023.7496 | 0.05004
| 573.2638 | 0.00339 |  | 298.7628 | 0 |  | 298.7628 | 0 |  | 572.2477 | 6.6672e-06 |  | 298.7628 | 0 |  | 575.369 | 5.7372e-05 |  | 573.2638 | 0.0028 |  | 298.7628 | 0 |  | 831.763 | 0.0026553 |  | 914.9958 | 0.00643 | 658.235 | 0.0024962 |  | 1090.7478 | 0.0012278 |  | 1062.2732 | 0.040239 |  | 1080 | 0.0032961 |  | 1483 | 0.74581 |  | 1023.8072 | 0 |  | 1023.8009 | 0.05016
| 573.4214 | 0.00199 |  | 298.9728 | 0 |  | 298.9728 | 0 |  | 572.406 | 1.0001e-05 |  | 298.9728 | 0 |  | 575.5259 | 4.2126e-05 |  | 573.4214 | 0.00296 |  | 298.9728 | 0 |  | 831.8318 | 0.0020574 |  | 915.2372 | 0.00668 | 658.368 | 0.0013458 |  | 1090.806 | 0.0012716 |  | 1062.4115 | 0.040541 |  | 1081 | 0.0057794 |  | 1484 | 0.72618 |  | 1023.8586 | 0 |  | 1023.8522 | 0.05016
| 573.5791 | 0.00313 |  | 299.1828 | 0 |  | 299.1828 | 0 |  | 572.5644 | 0 |  | 299.1828 | 0 |  | 575.6828 | 4.3931e-05 |  | 573.5791 | 0.00275 |  | 299.1828 | 0 |  | 831.9008 | 0.0021387 |  | 915.4786 | 0.00654 | 658.501 | 0.0011986 |  | 1090.8644 | 0.0013103 |  | 1062.5497 | 0.041119 |  | 1082 | 0.0037781 |  | 1485 | 0.70662 |  | 1023.91 | 0 |  | 1023.9036 | 0.05001
| 573.7367 | 0.00397 |  | 299.3929 | 0 |  | 299.3929 | 0 |  | 572.7228 | 3.0002e-05 |  | 299.3929 | 0 |  | 575.8397 | 4.7743e-05 |  | 573.7367 | 0.00285 |  | 299.3929 | 0 |  | 831.9696 | 0.0034134 |  | 915.72 | 0.00678 | 658.634 | 0.0019659 |  | 1090.9226 | 0.0013503 |  | 1062.688 | 0.041819 |  | 1083 | 0.0064666 |  | 1487 | 0.68702 |  | 1023.9614 | 0 |  | 1023.955 | 0.04973
| 573.8944 | 0.00339 |  | 299.603 | 0 |  | 299.603 | 0 |  | 572.8811 | 6.6672e-06 |  | 299.603 | 0 |  | 575.9967 | 3.9719e-05 |  | 573.8944 | 0.00269 |  | 299.603 | 0 |  | 832.0386 | 0.0037566 |  | 915.9615 | 0.00668 | 658.767 | 0.0010509 |  | 1090.981 | 0.0013907 |  | 1062.8263 | 0.042487 |  | 1084 | 0.0091598 |  | 1488 | 0.66753 |  | 1024.0127 | 0 |  | 1024.0064 | 0.04933
| 574.0521 | 0.00276 |  | 299.8131 | 0 |  | 299.8131 | 0 |  | 573.0395 | 0 |  | 299.8131 | 0 |  | 576.1536 | 4.7342e-05 |  | 574.0521 | 0.00293 |  | 299.8131 | 0 |  | 832.1074 | 0.0039059 |  | 916.2029 | 0.00692 | 658.899 | 0.0022487 |  | 1091.0392 | 0.0014313 |  | 1062.9647 | 0.043004 |  | 1085 | 0.0040937 |  | 1489 | 0.64828 |  | 1024.0641 | 0 |  | 1024.0577 | 0.04885
| 574.2098 | 0.00348 |  | 300.0232 | 0 |  | 300.0232 | 0 |  | 573.1979 | 2.6669e-05 |  | 300.0232 | 0 |  | 576.3106 | 4.8345e-05 |  | 574.2098 | 0.00282 |  | 300.0232 | 0 |  | 832.1763 | 0.0034896 |  | 916.4443 | 0.00682 | 659.032 | 0.0019382 |  | 1091.0975 | 0.0014723 |  | 1063.103 | 0.043308 |  | 1086 | 0.0065889 |  | 1490 | 0.62924 |  | 1024.1155 | 0 |  | 1024.1091 | 0.04831
| 574.3675 | 0.0023 |  | 300.2333 | 0 |  | 300.2333 | 0 |  | 573.3563 | 1.0001e-05 |  | 300.2333 | 0 |  | 576.4676 | 3.5707e-05 |  | 574.3675 | 0.00299 |  | 300.2333 | 0 |  | 832.2453 | 0.0037967 |  | 916.6858 | 0.00711 | 659.165 | 0.0011273 |  | 1091.1559 | 0.0015136 |  | 1063.2416 | 0.043394 |  | 1087 | 0.0074946 |  | 1491 | 0.61022 |  | 1024.1669 | 0 |  | 1024.1605 | 0.04775
| 574.5252 | 0.00415 |  | 300.4434 | 0 |  | 300.4434 | 0 |  | 573.5147 | 6.6672e-06 |  | 300.4434 | 0 |  | 576.6245 | 6.7e-05 |  | 574.5252 | 0.00271 |  | 300.4434 | 0 |  | 832.3141 | 0.0033439 |  | 916.9273 | 0.0071 | 659.299 | 0.0028493 |  | 1091.2141 | 0.001555 |  | 1063.38 | 0.043301 |  | 1088 | 0.0026624 |  | 1492 | 0.591 |  | 1024.2183 | 0 |  | 1024.2119 | 0.04718
| 574.6829 | 0.00438 |  | 300.6536 | 0 |  | 300.6536 | 0 |  | 573.6731 | 0 |  | 300.6536 | 0 |  | 576.7815 | 1.1835e-05 |  | 574.6829 | 0.0028 |  | 300.6536 | 0 |  | 832.3831 | 0.0032052 |  | 917.1687 | 0.00729 | 659.432 | 0.001925 |  | 1091.2725 | 0.0015967 |  | 1063.5186 | 0.043099 |  | 1089 | 0.0056834 |  | 1493 | 0.57147 |  | 1024.2696 | 0 |  | 1024.2633 | 0.04662
| 574.8406 | 0.00431 |  | 300.8638 | 0 |  | 300.8638 | 0 |  | 573.8315 | 0 |  | 300.8638 | 0 |  | 576.9385 | 7.0009e-05 |  | 574.8406 | 0.00258 |  | 300.8638 | 0 |  | 832.452 | 0.0034567 |  | 917.4102 | 0.0072 | 659.565 | 0.001965 |  | 1091.3308 | 0.0016386 |  | 1063.6571 | 0.042869 |  | 1090 | 0.0024628 |  | 1494 | 0.55153 |  | 1024.321 | 0 |  | 1024.3147 | 0.04606
| 574.9983 | 0.00267 |  | 301.0739 | 0 |  | 301.0739 | 0 |  | 573.9899 | 3.0002e-05 |  | 301.0739 | 0 |  | 577.0955 | 2.327e-05 |  | 574.9983 | 0.00279 |  | 301.074 | 0 |  | 832.521 | 0.0029342 |  | 917.6517 | 0.00741 | 659.698 | 0.0015982 |  | 1091.3892 | 0.0016806 |  | 1063.7957 | 0.042696 |  | 1091 | 0.0036028 |  | 1495 | 0.53097 |  | 1024.3724 | 0 |  | 1024.3661 | 0.04553
| 575.1561 | 0.00341 |  | 301.2842 | 0 |  | 301.2842 | 0 |  | 574.1483 | 6.6672e-06 |  | 301.2842 | 0 |  | 577.2525 | 6.9207e-05 |  | 575.1561 | 0.00269 |  | 301.2842 | 0 |  | 832.59 | 0.0033766 |  | 917.8932 | 0.00738 | 659.831 | 0.0014814 |  | 1091.4475 | 0.0017229 |  | 1063.9342 | 0.042663 |  | 1092 | 0.0029416 |  | 1497 | 0.50955 |  | 1024.4238 | 0 |  | 1024.4175 | 0.04507
| 575.3138 | 0.00234 |  | 301.4944 | 0 |  | 301.4944 | 0 |  | 574.3067 | 1.0001e-05 |  | 301.4944 | 0 |  | 577.4095 | 3.0291e-05 |  | 575.3138 | 0.00289 |  | 301.4944 | 0 |  | 832.6591 | 0.0028092 |  | 918.1347 | 0.00763 | 659.965 | 0.002004 |  | 1091.5059 | 0.0017652 |  | 1064.0729 | 0.042833 |  | 1093 | 0.0067617 |  | 1498 | 0.48759 |  | 1024.4752 | 0 |  | 1024.4689 | 0.04473
| 575.4715 | 0.0025 |  | 301.7046 | 0 |  | 301.7046 | 0 |  | 574.4652 | 0 |  | 301.7046 | 0 |  | 577.5666 | 3.9117e-05 |  | 575.4715 | 0.00271 |  | 301.7046 | 0 |  | 832.728 | 0.0026441 |  | 918.3762 | 0.00762 | 660.098 | 0.0020673 |  | 1091.5642 | 0.0018076 |  | 1064.2115 | 0.04324 |  | 1094 | 0.011546 |  | 1499 | 0.46543 |  | 1024.5266 | 0 |  | 1024.5203 | 0.04455
| 575.6293 | 0.00408 |  | 301.9149 | 0 |  | 301.9149 | 0 |  | 574.6236 | 3.0002e-05 |  | 301.9149 | 0 |  | 577.7236 | 4.7542e-05 |  | 575.6293 | 0.00295 |  | 301.9149 | 0 |  | 832.797 | 0.0033901 |  | 918.6177 | 0.00783 | 660.231 | 0.0016315 |  | 1091.6226 | 0.0018501 |  | 1064.3503 | 0.043861 |  | 1095 | 0.0046787 |  | 1500 | 0.44379 |  | 1024.5781 | 0 |  | 1024.5718 | 0.0446
| 575.7871 | 0.00359 |  | 302.1252 | 0 |  | 302.1252 | 0 |  | 574.7821 | 6.6672e-06 |  | 302.1252 | 0 |  | 577.8807 | 4.2126e-05 |  | 575.7871 | 0.00277 |  | 302.1252 | 0 |  | 832.8661 | 0.0032284 |  | 918.8592 | 0.00772 | 660.365 | 0.0019469 |  | 1091.6809 | 0.0018926 |  | 1064.489 | 0.044611 |  | 1096 | 0.00849 |  | 1501 | 0.4234 |  | 1024.6295 | 0 |  | 1024.6232 | 0.0449
| 575.9448 | 0.00306 |  | 302.3354 | 0 |  | 302.3354 | 0 |  | 574.9405 | 3.0002e-05 |  | 302.3354 | 0 |  | 578.0377 | 5.4363e-05 |  | 575.9448 | 0.0029 |  | 302.3354 | 0 |  | 832.9351 | 0.0031332 |  | 919.1008 | 0.00804 | 660.498 | 0.0023304 |  | 1091.7393 | 0.0019351 |  | 1064.6278 | 0.045355 |  | 1097 | 0.0088562 |  | 1502 | 0.40382 |  | 1024.6809 | 0 |  | 1024.6746 | 0.04545
| 576.1026 | 0.00202 |  | 302.5458 | 0 |  | 302.5458 | 0 |  | 575.099 | 6.6672e-06 |  | 302.5458 | 0 |  | 578.1948 | 3.33e-05 |  | 576.1026 | 0.0027 |  | 302.5457 | 0 |  | 833.0041 | 0.0021732 |  | 919.3423 | 0.00788 | 660.632 | 0.0014836 |  | 1091.7977 | 0.0019776 |  | 1064.7667 | 0.045934 |  | 1098 | 0.0063052 |  | 1503 | 0.38491 |  | 1024.7324 | 0 |  | 1024.7261 | 0.04625
| 576.2604 | 0.0029 |  | 302.7561 | 0 |  | 302.7561 | 0 |  | 575.2574 | 3.0002e-05 |  | 302.7561 | 0 |  | 578.3519 | 4.5536e-05 |  | 576.2604 | 0.00292 |  | 302.7561 | 0 |  | 833.0731 | 0.0020525 |  | 919.5838 | 0.00813 | 660.766 | 0.0018934 |  | 1091.8561 | 0.00202 |  | 1064.9055 | 0.046207 |  | 1099 | 0.0090021 |  | 1504 | 0.36691 |  | 1024.7838 | 0 |  | 1024.7775 | 0.04724
| 576.4182 | 0.0036 |  | 302.9664 | 0 |  | 302.9664 | 0 |  | 575.4159 | 0 |  | 302.9664 | 0 |  | 578.509 | 4.2928e-05 |  | 576.4182 | 0.00279 |  | 302.9664 | 0 |  | 833.1422 | 0.0015238 |  | 919.8254 | 0.0081 | 660.899 | 0.0013237 |  | 1091.9144 | 0.0020623 |  | 1065.0444 | 0.046091 |  | 1100 | 0.00462 |  | 1506 | 0.34933 |  | 1024.8353 | 0 |  | 1024.829 | 0.04836
| 576.576 | 0.00237 |  | 303.1768 | 0 |  | 303.1768 | 0 |  | 575.5744 | 3.0002e-05 |  | 303.1768 | 0 |  | 578.6661 | 4.5737e-05 |  | 576.576 | 0.00283 |  | 303.1768 | 0 |  | 833.2113 | 0.002069 |  | 920.067 | 0.00842 | 661.033 | 0.0019101 |  | 1091.9729 | 0.0021046 |  | 1065.1835 | 0.04557 |  | 1101 | 0.0056117 |  | 1507 | 0.33183 |  | 1024.8867 | 0 |  | 1024.8804 | 0.04952
| 576.7338 | 0.00176 |  | 303.3872 | 0 |  | 303.3872 | 0 |  | 575.7329 | 0 |  | 303.3872 | 0 |  | 578.8232 | 4.7342e-05 |  | 576.7338 | 0.00255 |  | 303.3872 | 0 |  | 833.2804 | 0.0024583 |  | 920.3085 | 0.00821 | 661.167 | 0.0011763 |  | 1092.0312 | 0.0021466 |  | 1065.3224 | 0.044701 |  | 1102 | 0.0066054 |  | 1508 | 0.31474 |  | 1024.9382 | 0 |  | 1024.9319 | 0.05067
| 576.8916 | 0.00315 |  | 303.5975 | 0 |  | 303.5975 | 0 |  | 575.8914 | 3.0002e-05 |  | 303.5975 | 0 |  | 578.9803 | 4.5336e-05 |  | 576.8916 | 0.0027 |  | 303.5976 | 0 |  | 833.3495 | 0.0017094 |  | 920.5501 | 0.00851 | 661.301 | 0.0026758 |  | 1092.0897 | 0.0021885 |  | 1065.4614 | 0.043585 |  | 1103 | 0.0073512 |  | 1509 | 0.29857 |  | 1024.9896 | 0 |  | 1024.9833 | 0.05174
| 577.0495 | 0.00371 |  | 303.808 | 0 |  | 303.808 | 0 |  | 576.0499 | 0 |  | 303.808 | 0 |  | 579.1374 | 5.3761e-05 |  | 577.0495 | 0.00261 |  | 303.808 | 0 |  | 833.4186 | 0.0024956 |  | 920.7917 | 0.00851 | 661.435 | 0.0014803 |  | 1092.1481 | 0.0022301 |  | 1065.6005 | 0.042334 |  | 1104 | 0.0052257 |  | 1510 | 0.28368 |  | 1025.0411 | 0 |  | 1025.0348 | 0.05268
| 577.2073 | 0.0038 |  | 304.0184 | 0 |  | 304.0184 | 0 |  | 576.2084 | 0 |  | 304.0184 | 0 |  | 579.2945 | 3.0491e-05 |  | 577.2073 | 0.0028 |  | 304.0184 | 0 |  | 833.4877 | 0.0032937 |  | 921.0333 | 0.00887 | 661.569 | 0.001351 |  | 1092.2065 | 0.0022714 |  | 1065.7395 | 0.041049 |  | 1105 | 0.01068 |  | 1511 | 0.27005 |  | 1025.0927 | 0 |  | 1025.0863 | 0.05346
| 577.3651 | 0.0036 |  | 304.2288 | 0 |  | 304.2288 | 0 |  | 576.3669 | 0 |  | 304.2288 | 0 |  | 579.4517 | 5.5767e-05 |  | 577.3651 | 0.0026 |  | 304.2288 | 0 |  | 833.5568 | 0.003602 |  | 921.2749 | 0.00865 | 661.703 | 0.002079 |  | 1092.2649 | 0.0023124 |  | 1065.8787 | 0.039795 |  | 1106 | 0.0099849 |  | 1512 | 0.25746 |  | 1025.144 | 0 |  | 1025.1377 | 0.05406
| 577.523 | 0.00317 |  | 304.4393 | 0 |  | 304.4393 | 0 |  | 576.5254 | 3.0002e-05 |  | 304.4393 | 0 |  | 579.6088 | 4.0321e-05 |  | 577.523 | 0.00273 |  | 304.4393 | 0 |  | 833.626 | 0.003258 |  | 921.5164 | 0.00888 | 661.837 | 0.0020846 |  | 1092.3234 | 0.0023532 |  | 1066.0178 | 0.03861 |  | 1107 | 0.0099161 |  | 1513 | 0.24584 |  | 1025.1956 | 0 |  | 1025.1892 | 0.05445
| 577.6809 | 0.00454 |  | 304.6498 | 0 |  | 304.6498 | 0 |  | 576.684 | 6.6672e-06 |  | 304.6498 | 0 |  | 579.766 | 5.8375e-05 |  | 577.6809 | 0.0026 |  | 304.6498 | 0 |  | 833.6951 | 0.0034882 |  | 921.7581 | 0.00886 | 661.971 | 0.0014992 |  | 1092.3818 | 0.0023935 |  | 1066.157 | 0.037525 |  | 1108 | 0.0090808 |  | 1515 | 0.23493 |  | 1025.2471 | 0 |  | 1025.2407 | 0.05463
| 577.8387 | 0.00295 |  | 304.8603 | 0 |  | 304.8603 | 0 |  | 576.8425 | 1.0001e-05 |  | 304.8603 | 0 |  | 579.9231 | 4.674e-05 |  | 577.8387 | 0.00276 |  | 304.8603 | 0 |  | 833.7643 | 0.0024375 |  | 921.9997 | 0.00919 | 662.105 | 0.0021484 |  | 1092.4403 | 0.0024335 |  | 1066.2963 | 0.036584 |  | 1109 | 0.010601 |  | 1516 | 0.2244 |  | 1025.2986 | 0 |  | 1025.2922 | 0.05458
| 577.9966 | 0.00371 |  | 305.0708 | 0 |  | 305.0708 | 0 |  | 577.001 | 0 |  | 305.0708 | 0 |  | 580.0803 | 3.9318e-05 |  | 577.9966 | 0.00263 |  | 305.0708 | 0 |  | 833.8334 | 0.0022616 |  | 922.2413 | 0.00909 | 662.24 | 0.0015147 |  | 1092.4987 | 0.0024729 |  | 1066.4355 | 0.035867 |  | 1110 | 0.0067347 |  | 1517 | 0.21423 |  | 1025.3501 | 0 |  | 1025.3438 | 0.05431
| 578.1545 | 0.00318 |  | 305.2813 | 0 |  | 305.2813 | 0 |  | 577.1596 | 3.0002e-05 |  | 305.2813 | 0 |  | 580.2375 | 4.012e-05 |  | 578.1545 | 0.00274 |  | 305.2813 | 0 |  | 833.9026 | 0.0035425 |  | 922.4829 | 0.00941 | 662.374 | 0.0014911 |  | 1092.5571 | 0.0025119 |  | 1066.5748 | 0.035483 |  | 1111 | 0.0094059 |  | 1518 | 0.20451 |  | 1025.4016 | 0 |  | 1025.3953 | 0.05384
| 578.3124 | 0.00318 |  | 305.4918 | 0 |  | 305.4918 | 0 |  | 577.3182 | 0 |  | 305.4918 | 0 |  | 580.3947 | 4.4333e-05 |  | 578.3124 | 0.00263 |  | 305.4918 | 0 |  | 833.9719 | 0.0031796 |  | 922.7246 | 0.00928 | 662.508 | 0.0018116 |  | 1092.6156 | 0.0025504 |  | 1066.7142 | 0.035549 |  | 1112 | 0.011529 |  | 1519 | 0.19511 |  | 1025.4531 | 0 |  | 1025.4468 | 0.05323
| 578.4703 | 0.00244 |  | 305.7024 | 0 |  | 305.7024 | 0 |  | 577.4767 | 0 |  | 305.7024 | 0 |  | 580.5519 | 4.8144e-05 |  | 578.4703 | 0.00283 |  | 305.7024 | 0 |  | 834.0411 | 0.0029197 |  | 922.9662 | 0.00965 | 662.643 | 0.0016392 |  | 1092.6741 | 0.0025883 |  | 1066.8535 | 0.036147 |  | 1113 | 0.010052 |  | 1520 | 0.18567 |  | 1025.5046 | 0 |  | 1025.4983 | 0.05252
| 578.6282 | 0.00383 |  | 305.913 | 0 |  | 305.913 | 0 |  | 577.6353 | 0 |  | 305.913 | 0 |  | 580.7091 | 3.7512e-05 |  | 578.6282 | 0.00272 |  | 305.913 | 0 |  | 834.1103 | 0.0030486 |  | 923.2079 | 0.00961 | 662.777 | 0.0013336 |  | 1092.7325 | 0.0026256 |  | 1066.9929 | 0.037287 |  | 1114 | 0.015233 |  | 1522 | 0.17614 |  | 1025.5561 | 0 |  | 1025.5498 | 0.05178
| 578.7861 | 0.00338 |  | 306.1236 | 0 |  | 306.1236 | 0 |  | 577.7939 | 1.0001e-05 |  | 306.1236 | 0 |  | 580.8664 | 4.9147e-05 |  | 578.7861 | 0.00293 |  | 306.1236 | 0 |  | 834.1795 | 0.00299 |  | 923.4495 | 0.00985 | 662.912 | 0.0016098 |  | 1092.791 | 0.0026623 |  | 1067.1324 | 0.038884 |  | 1115 | 0.011641 |  | 1523 | 0.16715 |  | 1025.6077 | 0 |  | 1025.6013 | 0.05108
| 578.944 | 0.00418 |  | 306.3342 | 0 |  | 306.3342 | 0 |  | 577.9524 | 0 |  | 306.3342 | 0 |  | 581.0236 | 3.4102e-05 |  | 578.944 | 0.00272 |  | 306.3342 | 0 |  | 834.2488 | 0.0031699 |  | 923.6912 | 0.00979 | 663.046 | 0.0014919 |  | 1092.8496 | 0.0026984 |  | 1067.2719 | 0.040765 |  | 1116 | 0.012617 |  | 1524 | 0.15903 |  | 1025.6592 | 0 |  | 1025.6528 | 0.05045
| 579.1019 | 0.00338 |  | 306.5448 | 0 |  | 306.5448 | 0 |  | 578.111 | 3.0002e-05 |  | 306.5448 | 0 |  | 581.1808 | 4.0722e-05 |  | 579.1019 | 0.00283 |  | 306.5448 | 0 |  | 834.3181 | 0.0039924 |  | 923.9328 | 0.01014 | 663.181 | 0.0020204 |  | 1092.9081 | 0.0027337 |  | 1067.4114 | 0.042702 |  | 1117 | 0.011211 |  | 1525 | 0.15151 |  | 1025.7107 | 0 |  | 1025.7043 | 0.04993
| 579.2599 | 0.00371 |  | 306.7554 | 0 |  | 306.7554 | 0 |  | 578.2696 | 0 |  | 306.7554 | 0 |  | 581.3381 | 4.3931e-05 |  | 579.2599 | 0.00262 |  | 306.7554 | 0 |  | 834.3873 | 0.0023011 |  | 924.1745 | 0.01 | 663.315 | 0.0018826 |  | 1092.9666 | 0.0027683 |  | 1067.551 | 0.044466 |  | 1118 | 0.009996 |  | 1526 | 0.14437 |  | 1025.7623 | 0 |  | 1025.7559 | 0.04951
| 579.4178 | 0.00287 |  | 306.9661 | 0 |  | 306.9661 | 0 |  | 578.4282 | 1.0001e-05 |  | 306.9661 | 0 |  | 581.4954 | 3.5506e-05 |  | 579.4178 | 0.0027 |  | 306.9661 | 0 |  | 834.4566 | 0.0031284 |  | 924.4162 | 0.01031 | 663.45 | 0.0026501 |  | 1093.025 | 0.0028021 |  | 1067.6906 | 0.045877 |  | 1119 | 0.0093094 |  | 1527 | 0.13766 |  | 1025.8138 | 0 |  | 1025.8075 | 0.04918
| 579.5758 | 0.00452 |  | 307.1768 | 0 |  | 307.1768 | 0 |  | 578.5869 | 2.6669e-05 |  | 307.1768 | 0 |  | 581.6526 | 5.015e-05 |  | 579.5758 | 0.00258 |  | 307.1768 | 0 |  | 834.5259 | 0.0036157 |  | 924.6579 | 0.01036 | 663.585 | 0.0017382 |  | 1093.0836 | 0.0028352 |  | 1067.8302 | 0.046839 |  | 1120 | 0.014774 |  | 1528 | 0.13146 |  | 1025.8654 | 0 |  | 1025.859 | 0.04892
| 579.7337 | 0.00371 |  | 307.3875 | 0 |  | 307.3875 | 0 |  | 578.7455 | 1.0001e-05 |  | 307.3875 | 0 |  | 581.8099 | 3.6509e-05 |  | 579.7337 | 0.00268 |  | 307.3875 | 0 |  | 834.5952 | 0.0034488 |  | 924.8996 | 0.0106 | 663.72 | 0.001987 |  | 1093.1421 | 0.0028675 |  | 1067.9698 | 0.047344 |  | 1121 | 0.012231 |  | 1530 | 0.12573 |  | 1025.917 | 0 |  | 1025.9105 | 0.0487
| 579.8917 | 0.0052 |  | 307.5982 | 0 |  | 307.5982 | 0 |  | 578.9041 | 6.6672e-06 |  | 307.5982 | 0 |  | 581.9672 | 5.356e-05 |  | 579.8917 | 0.00262 |  | 307.5982 | 0 |  | 834.6646 | 0.003306 |  | 925.1413 | 0.01047 | 663.855 | 0.0018697 |  | 1093.2007 | 0.0028989 |  | 1068.1096 | 0.04746 |  | 1122 | 0.012896 |  | 1531 | 0.12031 |  | 1025.9685 | 0 |  | 1025.9622 | 0.04852
| 580.0497 | 0.0035 |  | 307.8089 | 0 |  | 307.8089 | 0 |  | 579.0627 | 1.0001e-05 |  | 307.8089 | 0 |  | 582.1245 | 3.0291e-05 |  | 580.0497 | 0.0028 |  | 307.8089 | 0 |  | 834.7339 | 0.0029114 |  | 925.383 | 0.01078 | 663.99 | 0.0014569 |  | 1093.2592 | 0.0029294 |  | 1068.2494 | 0.047295 |  | 1123 | 0.010076 |  | 1532 | 0.11503 |  | 1026.02 | 0 |  | 1026.0137 | 0.04835
| 580.2077 | 0.00527 |  | 308.0197 | 0 |  | 308.0197 | 0 |  | 579.2214 | 6.6672e-06 |  | 308.0197 | 0 |  | 582.2818 | 5.4764e-05 |  | 580.2077 | 0.00267 |  | 308.0197 | 0 |  | 834.8032 | 0.0020912 |  | 925.6247 | 0.01078 | 664.125 | 0.0016424 |  | 1093.3177 | 0.0029591 |  | 1068.3892 | 0.046964 |  | 1124 | 0.017747 |  | 1533 | 0.10973 |  | 1026.0717 | 0 |  | 1026.0653 | 0.04819
| 580.3657 | 0.00269 |  | 308.2304 | 0 |  | 308.2304 | 0 |  | 579.38 | 1.0001e-05 |  | 308.2304 | 0 |  | 582.4391 | 3.1695e-05 |  | 580.3657 | 0.00278 |  | 308.2304 | 0 |  | 834.8726 | 0.003744 |  | 925.8665 | 0.01113 | 664.26 | 0.0014905 |  | 1093.3762 | 0.0029878 |  | 1068.5289 | 0.046569 |  | 1125 | 0.014832 |  | 1534 | 0.10439 |  | 1026.1232 | 0 |  | 1026.1168 | 0.04803
| 580.5237 | 0.00473 |  | 308.4412 | 0 |  | 308.4412 | 0 |  | 579.5386 | 6.6672e-06 |  | 308.4412 | 0 |  | 582.5965 | 4.5737e-05 |  | 580.5237 | 0.00259 |  | 308.4412 | 0 |  | 834.942 | 0.0028777 |  | 926.1082 | 0.0109 | 664.395 | 0.0013357 |  | 1093.4348 | 0.0030156 |  | 1068.6688 | 0.046187 |  | 1126 | 0.01241 |  | 1536 | 0.09924 |  | 1026.1748 | 0 |  | 1026.1685 | 0.04784
| 580.6817 | 0.00336 |  | 308.652 | 0 |  | 308.652 | 0 |  | 579.6973 | 0 |  | 308.652 | 0 |  | 582.7538 | 4.7743e-05 |  | 580.6817 | 0.00277 |  | 308.652 | 0 |  | 835.0113 | 0.0025827 |  | 926.35 | 0.01128 | 664.53 | 0.001686 |  | 1093.4934 | 0.0030425 |  | 1068.8087 | 0.045865 |  | 1127 | 0.019162 |  | 1537 | 0.09427 |  | 1026.2264 | 0 |  | 1026.22 | 0.0476
| 580.8397 | 0.00404 |  | 308.8628 | 0 |  | 308.8628 | 0 |  | 579.856 | 6.6672e-06 |  | 308.8628 | 0 |  | 582.9111 | 4.1324e-05 |  | 580.8397 | 0.00261 |  | 308.8628 | 0 |  | 835.0807 | 0.0026456 |  | 926.5917 | 0.01128 | 664.665 | 0.0012251 |  | 1093.552 | 0.0030684 |  | 1068.9486 | 0.045622 |  | 1128 | 0.023015 |  | 1538 | 0.08961 |  | 1026.2779 | 0 |  | 1026.2716 | 0.04731
| 580.9977 | 0.00364 |  | 309.0736 | 0 |  | 309.0736 | 0 |  | 580.0146 | 1.0001e-05 |  | 309.0736 | 0 |  | 583.0685 | 3.8114e-05 |  | 580.9977 | 0.00272 |  | 309.0736 | 0 |  | 835.1501 | 0.0031243 |  | 926.8334 | 0.01158 | 664.801 | 0.0010828 |  | 1093.6105 | 0.0030852 |  | 1069.0886 | 0.045448 |  | 1129 | 0.01953 |  | 1539 | 0.08549 |  | 1026.3296 | 0 |  | 1026.3232 | 0.04697
| 581.1558 | 0.00441 |  | 309.2845 | 0 |  | 309.2845 | 0 |  | 580.1733 | 0 |  | 309.2845 | 0 |  | 583.2259 | 4.694e-05 |  | 581.1558 | 0.00249 |  | 309.2845 | 0 |  | 835.2195 | 0.0025046 |  | 927.0752 | 0.01153 | 664.936 | 0.0011126 |  | 1093.6691 | 0.0030961 |  | 1069.2285 | 0.045313 |  | 1130 | 0.01633 |  | 1540 | 0.08174 |  | 1026.3812 | 0 |  | 1026.3749 | 0.04661
| 581.3138 | 0.00308 |  | 309.4953 | 0 |  | 309.4953 | 0 |  | 580.332 | 1.0001e-05 |  | 309.4953 | 0 |  | 583.3832 | 3.2698e-05 |  | 581.3138 | 0.00265 |  | 309.4953 | 0 |  | 835.2889 | 0.0032005 |  | 927.317 | 0.01181 | 665.071 | 0.0019702 |  | 1093.7277 | 0.003106 |  | 1069.3687 | 0.045171 |  | 1131 | 0.019255 |  | 1541 | 0.07802 |  | 1026.4329 | 0 |  | 1026.4264 | 0.04626
| 581.4718 | 0.00524 |  | 309.7062 | 0 |  | 309.7062 | 0 |  | 580.4907 | 6.6672e-06 |  | 309.7062 | 0 |  | 583.5406 | 5.015e-05 |  | 581.4718 | 0.00253 |  | 309.7062 | 0 |  | 835.3585 | 0.0032913 |  | 927.5588 | 0.01183 | 665.207 | 0.0015022 |  | 1093.7863 | 0.0031149 |  | 1069.5087 | 0.044975 |  | 1132 | 0.017403 |  | 1543 | 0.07439 |  | 1026.4844 | 0 |  | 1026.478 | 0.04598
| 581.6299 | 0.00345 |  | 309.9171 | 0 |  | 309.9171 | 0 |  | 580.6494 | 1.0001e-05 |  | 309.9171 | 0 |  | 583.698 | 4.3931e-05 |  | 581.6299 | 0.00268 |  | 309.9171 | 0 |  | 835.4278 | 0.0020433 |  | 927.8006 | 0.01216 | 665.342 | 0.0025749 |  | 1093.8448 | 0.0031228 |  | 1069.6488 | 0.044692 |  | 1133 | 0.024623 |  | 1544 | 0.07092 |  | 1026.536 | 0 |  | 1026.5297 | 0.04578
| 581.788 | 0.00406 |  | 310.128 | 0 |  | 310.128 | 0 |  | 580.8081 | 0 |  | 310.128 | 0 |  | 583.8554 | 3.8916e-05 |  | 581.788 | 0.00254 |  | 310.128 | 0 |  | 835.4973 | 0.003446 |  | 928.0423 | 0.01201 | 665.478 | 0.0013272 |  | 1093.9034 | 0.0031296 |  | 1069.7889 | 0.044313 |  | 1134 | 0.013343 |  | 1545 | 0.0675 |  | 1026.5876 | 0 |  | 1026.5813 | 0.0457
| 581.946 | 0.00357 |  | 310.3389 | 0 |  | 310.3389 | 0 |  | 580.9668 | 0 |  | 310.3389 | 0 |  | 584.0128 | 4.4333e-05 |  | 581.946 | 0.00272 |  | 310.339 | 0 |  | 835.5668 | 0.0037606 |  | 928.2841 | 0.01244 | 665.614 | 0.0008955 |  | 1093.962 | 0.0031354 |  | 1069.9291 | 0.043859 |  | 1135 | 0.021896 |  | 1546 | 0.06412 |  | 1026.6393 | 0 |  | 1026.6329 | 0.04573
| 582.1041 | 0.00496 |  | 310.5499 | 0 |  | 310.5499 | 0 |  | 581.1255 | 0 |  | 310.5499 | 0 |  | 584.1702 | 4.0922e-05 |  | 582.1041 | 0.0026 |  | 310.5499 | 0 |  | 835.6362 | 0.0032228 |  | 928.5259 | 0.01241 | 665.749 | 0.0018001 |  | 1094.0207 | 0.0031402 |  | 1070.0693 | 0.043371 |  | 1136 | 0.016916 |  | 1547 | 0.06087 |  | 1026.6909 | 0 |  | 1026.6846 | 0.04584
| 582.2622 | 0.00417 |  | 310.7609 | 0 |  | 310.7609 | 0 |  | 581.2842 | 0 |  | 310.7609 | 0 |  | 584.3276 | 3.9318e-05 |  | 582.2622 | 0.00274 |  | 310.7609 | 0 |  | 835.7058 | 0.0034254 |  | 928.7678 | 0.01272 | 665.885 | 0.0015937 |  | 1094.0793 | 0.003144 |  | 1070.2096 | 0.042907 |  | 1137 | 0.021809 |  | 1549 | 0.05795 |  | 1026.7425 | 0 |  | 1026.7362 | 0.04601
| 582.4203 | 0.00418 |  | 310.9718 | 0 |  | 310.9718 | 0 |  | 581.443 | 0 |  | 310.9718 | 0 |  | 584.4851 | 4.4132e-05 |  | 582.4203 | 0.00256 |  | 310.9718 | 0 |  | 835.7752 | 0.0027767 |  | 929.0096 | 0.01275 | 666.021 | 0.0014761 |  | 1094.1379 | 0.0031467 |  | 1070.3499 | 0.042518 |  | 1138 | 0.023655 |  | 1550 | 0.05528 |  | 1026.7942 | 0 |  | 1026.7878 | 0.04621
| 582.5784 | 0.00441 |  | 311.1828 | 0 |  | 311.1828 | 0 |  | 581.6017 | 3.0002e-05 |  | 311.1828 | 0 |  | 584.6425 | 3.9518e-05 |  | 582.5784 | 0.0027 |  | 311.1828 | 0 |  | 835.8447 | 0.0020791 |  | 929.2514 | 0.01302 | 666.157 | 0.0014215 |  | 1094.1965 | 0.0031485 |  | 1070.4902 | 0.042239 |  | 1139 | 0.026204 |  | 1551 | 0.05269 |  | 1026.8458 | 0 |  | 1026.8395 | 0.04642
| 582.7365 | 0.00292 |  | 311.3938 | 0 |  | 311.3938 | 0 |  | 581.7604 | 6.6672e-06 |  | 311.3938 | 0 |  | 584.8 | 4.4132e-05 |  | 582.7365 | 0.00254 |  | 311.3938 | 0 |  | 835.9142 | 0.0027356 |  | 929.4932 | 0.01304 | 666.293 | 0.0024319 |  | 1094.2552 | 0.0031493 |  | 1070.6306 | 0.042072 |  | 1140 | 0.023103 |  | 1552 | 0.05022 |  | 1026.8976 | 0 |  | 1026.8911 | 0.04661
| 582.8946 | 0.00278 |  | 311.6049 | 0 |  | 311.6049 | 0 |  | 581.9192 | 3.0002e-05 |  | 311.6049 | 0 |  | 584.9574 | 3.9518e-05 |  | 582.8946 | 0.0027 |  | 311.6049 | 0 |  | 835.9838 | 0.0024461 |  | 929.7351 | 0.01337 | 666.429 | 0.001652 |  | 1094.3138 | 0.0031491 |  | 1070.771 | 0.041988 |  | 1141 | 0.022461 |  | 1553 | 0.04781 |  | 1026.9492 | 0 |  | 1026.9429 | 0.04679
| 583.0527 | 0.00538 |  | 311.8159 | 0 |  | 311.8159 | 0 |  | 582.0779 | 0 |  | 311.8159 | 0 |  | 585.1149 | 2.7482e-05 |  | 583.0527 | 0.00254 |  | 311.8159 | 0 |  | 836.0533 | 0.0022299 |  | 929.9769 | 0.01331 | 666.565 | 0.0016955 |  | 1094.3726 | 0.003148 |  | 1070.9114 | 0.041925 |  | 1142 | 0.027252 |  | 1555 | 0.04554 |  | 1027.0008 | 0 |  | 1026.9945 | 0.04696
| 583.2109 | 0.0028 |  | 312.027 | 0 |  | 312.027 | 0 |  | 582.2367 | 6.9993e-05 |  | 312.027 | 0 |  | 585.2724 | 4.1925e-05 |  | 583.2109 | 0.00268 |  | 312.027 | 0 |  | 836.1229 | 0.0031104 |  | 930.2188 | 0.01363 | 666.701 | 0.002823 |  | 1094.4311 | 0.0031459 |  | 1071.0519 | 0.041812 |  | 1143 | 0.028494 |  | 1556 | 0.04347 |  | 1027.0525 | 0 |  | 1027.0461 | 0.04716
| 583.369 | 0.00399 |  | 312.238 | 0 |  | 312.238 | 0 |  | 582.3955 | 0 |  | 312.238 | 0 |  | 585.4299 | 3.9919e-05 |  | 583.369 | 0.00247 |  | 312.238 | 0 |  | 836.1924 | 0.002903 |  | 930.4606 | 0.01368 | 666.837 | 0.0011143 |  | 1094.4899 | 0.0031429 |  | 1071.1924 | 0.041595 |  | 1144 | 0.027292 |  | 1557 | 0.04145 |  | 1027.1043 | 0 |  | 1027.0979 | 0.04739
| 583.5272 | 0.00417 |  | 312.4491 | 0 |  | 312.4491 | 0 |  | 582.5543 | 1.0001e-05 |  | 312.4491 | 0 |  | 585.5874 | 4.5536e-05 |  | 583.5272 | 0.00258 |  | 312.4491 | 0 |  | 836.262 | 0.0019132 |  | 930.7025 | 0.01397 | 666.973 | 0.0012785 |  | 1094.5486 | 0.003139 |  | 1071.333 | 0.041252 |  | 1145 | 0.027861 |  | 1558 | 0.03951 |  | 1027.1559 | 0 |  | 1027.1495 | 0.04766
| 583.6853 | 0.00334 |  | 312.6603 | 0 |  | 312.6603 | 0 |  | 582.713 | 0 |  | 312.6603 | 0 |  | 585.7449 | 3.3701e-05 |  | 583.6853 | 0.00246 |  | 312.6603 | 0 |  | 836.3316 | 0.0020856 |  | 930.9444 | 0.0139 | 667.109 | 0.0010021 |  | 1094.6072 | 0.0031343 |  | 1071.4735 | 0.040812 |  | 1146 | 0.027654 |  | 1559 | 0.03771 |  | 1027.2076 | 0 |  | 1027.2012 | 0.04797
| 583.8435 | 0.00378 |  | 312.8714 | 0 |  | 312.8714 | 0 |  | 582.8718 | 0 |  | 312.8714 | 0 |  | 585.9024 | 2.5075e-05 |  | 583.8435 | 0.00266 |  | 312.8714 | 0 |  | 836.4012 | 0.0026795 |  | 931.1863 | 0.01432 | 667.245 | 0.0015021 |  | 1094.6659 | 0.0031288 |  | 1071.6141 | 0.040338 |  | 1147 | 0.029887 |  | 1561 | 0.03605 |  | 1027.2593 | 0 |  | 1027.2529 | 0.04826
| 584.0016 | 0.00318 |  | 313.0825 | 0 |  | 313.0825 | 0 |  | 583.0306 | 0 |  | 313.0825 | 0 |  | 586.06 | 4.1925e-05 |  | 584.0016 | 0.00252 |  | 313.0825 | 0 |  | 836.4708 | 0.0027426 |  | 931.4282 | 0.01431 | 667.382 | 0.0014115 |  | 1094.7246 | 0.0031225 |  | 1071.7549 | 0.039912 |  | 1148 | 0.032278 |  | 1562 | 0.03447 |  | 1027.311 | 0 |  | 1027.3046 | 0.04849
| 584.1598 | 0.00232 |  | 313.2937 | 0 |  | 313.2937 | 0 |  | 583.1894 | 5.0004e-05 |  | 313.2937 | 0 |  | 586.2175 | 3.8315e-05 |  | 584.1598 | 0.00262 |  | 313.2937 | 0 |  | 836.5405 | 0.0029111 |  | 931.6701 | 0.01467 | 667.518 | 0.001127 |  | 1094.7833 | 0.0031154 |  | 1071.8955 | 0.039607 |  | 1149 | 0.034721 |  | 1563 | 0.03295 |  | 1027.3627 | 0 |  | 1027.3563 | 0.04858
| 584.318 | 0.00432 |  | 313.5049 | 0 |  | 313.5049 | 0 |  | 583.3482 | 0 |  | 313.5049 | 0 |  | 586.375 | 4.7342e-05 |  | 584.318 | 0.00246 |  | 313.5049 | 0 |  | 836.6101 | 0.0034496 |  | 931.912 | 0.01455 | 667.655 | 0.0015415 |  | 1094.842 | 0.0031077 |  | 1072.0363 | 0.039465 |  | 1150 | 0.033904 |  | 1564 | 0.03158 |  | 1027.4144 | 0 |  | 1027.4081 | 0.04848
| 584.4762 | 0.00241 |  | 313.7161 | 0 |  | 313.7161 | 0 |  | 583.5071 | 1.0001e-05 |  | 313.7161 | 0 |  | 586.5326 | 2.668e-05 |  | 584.4762 | 0.00263 |  | 313.7161 | 0 |  | 836.6799 | 0.0030512 |  | 932.1539 | 0.01499 | 667.791 | 0.0013008 |  | 1094.9008 | 0.0030993 |  | 1072.177 | 0.039482 |  | 1151 | 0.035274 |  | 1566 | 0.03043 |  | 1027.4661 | 0 |  | 1027.4597 | 0.04818
| 584.6344 | 0.00313 |  | 313.9273 | 0 |  | 313.9273 | 0 |  | 583.6659 | 6.6672e-06 |  | 313.9273 | 0 |  | 586.6902 | 4.7542e-05 |  | 584.6344 | 0.00253 |  | 313.9273 | 0 |  | 836.7495 | 0.0023832 |  | 932.3958 | 0.01497 | 667.928 | 0.0013696 |  | 1094.9595 | 0.0030902 |  | 1072.3179 | 0.039616 |  | 1152 | 0.034876 |  | 1567 | 0.02933 |  | 1027.5178 | 0 |  | 1027.5115 | 0.04767
| 584.7926 | 0.00341 |  | 314.1385 | 0 |  | 314.1385 | 0 |  | 583.8247 | 3.0002e-05 |  | 314.1385 | 0 |  | 586.8477 | 2.7883e-05 |  | 584.7926 | 0.00275 |  | 314.1385 | 0 |  | 836.8192 | 0.0024177 |  | 932.6377 | 0.01546 | 668.064 | 0.0016978 |  | 1095.0182 | 0.0030806 |  | 1072.4587 | 0.039792 |  | 1153 | 0.039392 |  | 1568 | 0.02805 |  | 1027.5696 | 0 |  | 1027.5632 | 0.047
| 584.9508 | 0.00417 |  | 314.3497 | 0 |  | 314.3497 | 0 |  | 583.9836 | 0 |  | 314.3497 | 0 |  | 587.0053 | 5.0351e-05 |  | 584.9508 | 0.00257 |  | 314.3497 | 0 |  | 836.8888 | 0.0027391 |  | 932.8796 | 0.01534 | 668.201 | 0.0016828 |  | 1095.0769 | 0.0030704 |  | 1072.5996 | 0.039925 |  | 1154 | 0.039496 |  | 1569 | 0.02682 |  | 1027.6213 | 0 |  | 1027.6149 | 0.04621
| 585.109 | 0.00283 |  | 314.561 | 0 |  | 314.561 | 0 |  | 584.1424 | 3.0002e-05 |  | 314.561 | 0 |  | 587.1629 | 3.1695e-05 |  | 585.109 | 0.00269 |  | 314.561 | 0 |  | 836.9585 | 0.0035608 |  | 933.1216 | 0.01572 | 668.338 | 0.0011535 |  | 1095.1356 | 0.0030598 |  | 1072.7405 | 0.039948 |  | 1155 | 0.040787 |  | 1570 | 0.02578 |  | 1027.673 | 0 |  | 1027.6666 | 0.04536
| 585.2673 | 0.00432 |  | 314.7723 | 0 |  | 314.7723 | 0 |  | 584.3012 | 6.6672e-06 |  | 314.7723 | 0 |  | 587.3205 | 4.1725e-05 |  | 585.2673 | 0.00241 |  | 314.7723 | 0 |  | 837.0283 | 0.0040667 |  | 933.3635 | 0.01569 | 668.475 | 0.001663 |  | 1095.1943 | 0.0030487 |  | 1072.8815 | 0.039827 |  | 1156 | 0.042362 |  | 1572 | 0.02486 |  | 1027.7247 | 0 |  | 1027.7184 | 0.04446
| 585.4255 | 0.00239 |  | 314.9836 | 0 |  | 314.9836 | 0 |  | 584.4601 | 1.0001e-05 |  | 314.9836 | 0 |  | 587.4781 | 3.6108e-05 |  | 585.4255 | 0.00254 |  | 314.9836 | 0 |  | 837.098 | 0.0034684 |  | 933.6055 | 0.01604 | 668.611 | 0.0015146 |  | 1095.2531 | 0.0030373 |  | 1073.0225 | 0.039584 |  | 1157 | 0.043297 |  | 1573 | 0.02399 |  | 1027.7765 | 0 |  | 1027.7701 | 0.04354
| 585.5838 | 0.00285 |  | 315.1949 | 0 |  | 315.1949 | 0 |  | 584.619 | 0 |  | 315.1949 | 0 |  | 587.6358 | 4.2327e-05 |  | 585.5838 | 0.00238 |  | 315.1949 | 0 |  | 837.1678 | 0.0026248 |  | 933.8474 | 0.01595 | 668.748 | 0.0013319 |  | 1095.3119 | 0.0030256 |  | 1073.1635 | 0.03929 |  | 1158 | 0.044913 |  | 1574 | 0.02305 |  | 1027.8283 | 0 |  | 1027.8219 | 0.04262
| 585.742 | 0.00327 |  | 315.4062 | 0 |  | 315.4062 | 0 |  | 584.7778 | 1.0001e-05 |  | 315.4062 | 0 |  | 587.7934 | 3.5907e-05 |  | 585.742 | 0.00258 |  | 315.4062 | 0 |  | 837.2374 | 0.0024905 |  | 934.0894 | 0.01638 | 668.885 | 0.0027017 |  | 1095.3706 | 0.0030136 |  | 1073.3046 | 0.039046 |  | 1159 | 0.047696 |  | 1575 | 0.02214 |  | 1027.88 | 0 |  | 1027.8737 | 0.0417
| 585.9003 | 0.00512 |  | 315.6176 | 0 |  | 315.6176 | 0 |  | 584.9367 | 6.6672e-06 |  | 315.6176 | 0 |  | 587.951 | 3.6309e-05 |  | 585.9003 | 0.00253 |  | 315.6175 | 0 |  | 837.3072 | 0.0023188 |  | 934.3314 | 0.01646 | 669.022 | 0.0020741 |  | 1095.4294 | 0.0030015 |  | 1073.4457 | 0.038949 |  | 1160 | 0.04683 |  | 1577 | 0.02132 |  | 1027.9318 | 0 |  | 1027.9254 | 0.04083
| 586.0585 | 0.00313 |  | 315.8289 | 0 |  | 315.8289 | 0 |  | 585.0956 | 1.0001e-05 |  | 315.8289 | 0 |  | 588.1087 | 3.2297e-05 |  | 586.0585 | 0.00266 |  | 315.8289 | 0 |  | 837.377 | 0.0036087 |  | 934.5734 | 0.01685 | 669.159 | 0.0010723 |  | 1095.4882 | 0.0029891 |  | 1073.5868 | 0.039053 |  | 1161 | 0.047886 |  | 1578 | 0.02053 |  | 1027.9835 | 0 |  | 1027.9772 | 0.04008
| 586.2168 | 0.00308 |  | 316.0403 | 0 |  | 316.0403 | 0 |  | 585.2545 | 6.6672e-06 |  | 316.0403 | 0 |  | 588.2663 | 3.4904e-05 |  | 586.2168 | 0.00253 |  | 316.0403 | 0 |  | 837.4468 | 0.00283 |  | 934.8153 | 0.01688 | 669.297 | 0.0015943 |  | 1095.547 | 0.0029767 |  | 1073.728 | 0.039347 |  | 1162 | 0.051022 |  | 1579 | 0.01963 |  | 1028.0353 | 0 |  | 1028.0289 | 0.03952
| 586.3751 | 0.00369 |  | 316.2517 | 0 |  | 316.2517 | 0 |  | 585.4134 | 0 |  | 316.2517 | 0 |  | 588.424 | 3.9919e-05 |  | 586.3751 | 0.00253 |  | 316.2517 | 0 |  | 837.5165 | 0.0031415 |  | 935.0573 | 0.01709 | 669.434 | 0.0014981 |  | 1095.6057 | 0.0029643 |  | 1073.8693 | 0.039756 |  | 1163 | 0.054563 |  | 1580 | 0.01863 |  | 1028.087 | 0 |  | 1028.0807 | 0.03923
| 586.5334 | 0.00445 |  | 316.4631 | 0 |  | 316.4631 | 0 |  | 585.5723 | 0 |  | 316.4631 | 0 |  | 588.5817 | 3.4904e-05 |  | 586.5334 | 0.0024 |  | 316.4631 | 0 |  | 837.5864 | 0.0031064 |  | 935.2993 | 0.01732 | 669.571 | 0.002725 |  | 1095.6645 | 0.0029519 |  | 1074.0105 | 0.040175 |  | 1164 | 0.055412 |  | 1582 | 0.0177 |  | 1028.1389 | 0 |  | 1028.1325 | 0.03926
| 586.6917 | 0.00429 |  | 316.6745 | 0 |  | 316.6745 | 0 |  | 585.7312 | 3.0002e-05 |  | 316.6745 | 0 |  | 588.7393 | 3.0692e-05 |  | 586.6917 | 0.00257 |  | 316.6745 | 0 |  | 837.6562 | 0.0027054 |  | 935.5413 | 0.01774 | 669.708 | 0.001665 |  | 1095.7233 | 0.0029396 |  | 1074.1517 | 0.040509 |  | 1165 | 0.05745 |  | 1583 | 0.01693 |  | 1028.1907 | 0 |  | 1028.1843 | 0.03964
| 586.85 | 0.00396 |  | 316.886 | 0 |  | 316.886 | 0 |  | 585.8901 | 2.6669e-05 |  | 316.886 | 0 |  | 588.897 | 3.6309e-05 |  | 586.85 | 0.00247 |  | 316.886 | 0 |  | 837.726 | 0.0034623 |  | 935.7834 | 0.01765 | 669.846 | 0.0021107 |  | 1095.7821 | 0.0029276 |  | 1074.2931 | 0.040709 |  | 1166 | 0.058037 |  | 1584 | 0.01615 |  | 1028.2424 | 0 |  | 1028.2361 | 0.04034
| 587.0083 | 0.00283 |  | 317.0974 | 0 |  | 317.0974 | 0 |  | 586.049 | 0 |  | 317.0974 | 0 |  | 589.0547 | 3.1494e-05 |  | 587.0083 | 0.00258 |  | 317.0974 | 0 |  | 837.7958 | 0.002677 |  | 936.0254 | 0.01807 | 669.983 | 0.001948 |  | 1095.8409 | 0.0029157 |  | 1074.4344 | 0.040791 |  | 1167 | 0.059212 |  | 1585 | 0.01539 |  | 1028.2943 | 0 |  | 1028.2878 | 0.0413
| 587.1667 | 0.00506 |  | 317.3089 | 0 |  | 317.3089 | 0 |  | 586.2079 | 2.6669e-05 |  | 317.3089 | 0 |  | 589.2124 | 4.353e-05 |  | 587.1667 | 0.00239 |  | 317.3089 | 0 |  | 837.8657 | 0.0021628 |  | 936.2674 | 0.01807 | 670.12 | 0.0015543 |  | 1095.8998 | 0.0029042 |  | 1074.5758 | 0.040814 |  | 1168 | 0.059089 |  | 1587 | 0.01466 |  | 1028.3461 | 0 |  | 1028.3397 | 0.04242
| 587.325 | 0.00503 |  | 317.5204 | 0 |  | 317.5204 | 0 |  | 586.3669 | 1.0001e-05 |  | 317.5204 | 0 |  | 589.3702 | 3.1294e-05 |  | 587.325 | 0.00256 |  | 317.5204 | 0 |  | 837.9355 | 0.0022344 |  | 936.5095 | 0.01851 | 670.258 | 0.00073439 |  | 1095.9586 | 0.002893 |  | 1074.7173 | 0.040857 |  | 1169 | 0.061598 |  | 1588 | 0.01399 |  | 1028.3978 | 0 |  | 1028.3915 | 0.04361
| 587.4833 | 0.00443 |  | 317.7319 | 0 |  | 317.7319 | 0 |  | 586.5258 | 6.6672e-06 |  | 317.7319 | 0 |  | 589.5279 | 4.2527e-05 |  | 587.4833 | 0.00246 |  | 317.7319 | 0 |  | 838.0054 | 0.0028184 |  | 936.7515 | 0.01845 | 670.396 | 0.0014111 |  | 1096.0175 | 0.0028822 |  | 1074.8588 | 0.040984 |  | 1170 | 0.06076 |  | 1589 | 0.01335 |  | 1028.4497 | 0 |  | 1028.4434 | 0.04476
| 587.6417 | 0.00457 |  | 317.9434 | 0 |  | 317.9434 | 0 |  | 586.6848 | 0 |  | 317.9434 | 0 |  | 589.6856 | 2.8285e-05 |  | 587.6417 | 0.00261 |  | 317.9434 | 0 |  | 838.0753 | 0.0031172 |  | 936.9936 | 0.01878 | 670.533 | 0.0015532 |  | 1096.0763 | 0.0028719 |  | 1075.0002 | 0.041236 |  | 1171 | 0.068239 |  | 1590 | 0.0127 |  | 1028.5015 | 0 |  | 1028.4951 | 0.04577
| 587.8 | 0.00554 |  | 318.155 | 0 |  | 318.155 | 0 |  | 586.8437 | 2.6669e-05 |  | 318.155 | 0 |  | 589.8434 | 4.4533e-05 |  | 587.8 | 0.00248 |  | 318.155 | 0 |  | 838.1451 | 0.003871 |  | 937.2356 | 0.01887 | 670.671 | 0.0017646 |  | 1096.1351 | 0.0028621 |  | 1075.1418 | 0.041627 |  | 1172 | 0.067131 |  | 1592 | 0.01214 |  | 1028.5533 | 0 |  | 1028.547 | 0.04659
| 587.9584 | 0.00297 |  | 318.3665 | 0 |  | 318.3665 | 0 |  | 587.0027 | 1.0001e-05 |  | 318.3665 | 0 |  | 590.0012 | 3.5506e-05 |  | 587.9584 | 0.00254 |  | 318.3665 | 0 |  | 838.2151 | 0.003701 |  | 937.4777 | 0.0193 | 670.809 | 0.0011962 |  | 1096.194 | 0.0028529 |  | 1075.2834 | 0.042155 |  | 1173 | 0.067962 |  | 1593 | 0.0116 |  | 1028.6051 | 0 |  | 1028.5988 | 0.04716
| 588.1168 | 0.00364 |  | 318.5781 | 0 |  | 318.5781 | 0 |  | 587.1617 | 2.6669e-05 |  | 318.5781 | 0 |  | 590.1589 | 3.1494e-05 |  | 588.1168 | 0.0024 |  | 318.5781 | 0 |  | 838.285 | 0.0027755 |  | 937.7197 | 0.01918 | 670.946 | 0.0013135 |  | 1096.2528 | 0.0028445 |  | 1075.425 | 0.042809 |  | 1174 | 0.071703 |  | 1594 | 0.01112 |  | 1028.657 | 0 |  | 1028.6506 | 0.04747
| 588.2751 | 0.0038 |  | 318.7897 | 0 |  | 318.7897 | 0 |  | 587.3206 | 1.0001e-05 |  | 318.7897 | 0 |  | 590.3167 | 3.8916e-05 |  | 588.2751 | 0.00249 |  | 318.7897 | 0 |  | 838.3549 | 0.0027284 |  | 937.9618 | 0.01973 | 671.084 | 0.0023856 |  | 1096.3117 | 0.0028367 |  | 1075.5668 | 0.04356 |  | 1175 | 0.070543 |  | 1595 | 0.01065 |  | 1028.7089 | 0 |  | 1028.7024 | 0.04755
| 588.4335 | 0.00462 |  | 319.0013 | 0 |  | 319.0013 | 0 |  | 587.4796 | 0 |  | 319.0013 | 0 |  | 590.4745 | 3.4303e-05 |  | 588.4335 | 0.0024 |  | 319.0013 | 0 |  | 838.4249 | 0.0032376 |  | 938.2039 | 0.0198 | 671.222 | 0.0024911 |  | 1096.3705 | 0.0028297 |  | 1075.7084 | 0.044352 |  | 1176 | 0.073283 |  | 1597 | 0.01015 |  | 1028.7606 | 0 |  | 1028.7543 | 0.04741
| 588.5919 | 0.0032 |  | 319.2129 | 0 |  | 319.2129 | 0 |  | 587.6386 | 0 |  | 319.2129 | 0 |  | 590.6323 | 4.0521e-05 |  | 588.5919 | 0.00256 |  | 319.2129 | 0 |  | 838.4948 | 0.0028007 |  | 938.446 | 0.02027 | 671.36 | 0.0021642 |  | 1096.4294 | 0.0028235 |  | 1075.8501 | 0.045094 |  | 1177 | 0.076845 |  | 1598 | 0.0097 |  | 1028.8125 | 0 |  | 1028.8061 | 0.04712
| 588.7503 | 0.00352 |  | 319.4246 | 0 |  | 319.4246 | 0 |  | 587.7976 | 6.6672e-06 |  | 319.4246 | 0 |  | 590.7901 | 4.1524e-05 |  | 588.7503 | 0.00248 |  | 319.4246 | 0 |  | 838.5648 | 0.0020015 |  | 938.6881 | 0.02013 | 671.498 | 0.0017128 |  | 1096.4883 | 0.0028183 |  | 1075.9919 | 0.045669 |  | 1178 | 0.08242 |  | 1599 | 0.00922 |  | 1028.8644 | 0 |  | 1028.858 | 0.04674
| 588.9087 | 0.00357 |  | 319.6362 | 0 |  | 319.6362 | 0 |  | 587.9566 | 0 |  | 319.6362 | 0 |  | 590.9479 | 1.665e-05 |  | 588.9087 | 0.00256 |  | 319.6362 | 0 |  | 838.6348 | 0.0021235 |  | 938.9302 | 0.02069 | 671.636 | 0.0023072 |  | 1096.5471 | 0.0028139 |  | 1076.1338 | 0.045959 |  | 1179 | 0.078039 |  | 1601 | 0.00884 |  | 1028.9163 | 0 |  | 1028.9099 | 0.04635
| 589.0671 | 0.00262 |  | 319.8479 | 0 |  | 319.8479 | 0 |  | 588.1156 | 6.6672e-06 |  | 319.8479 | 0 |  | 591.1057 | 5.6168e-05 |  | 589.0671 | 0.00243 |  | 319.8479 | 0 |  | 838.7048 | 0.0020141 |  | 939.1723 | 0.02065 | 671.775 | 0.0013277 |  | 1096.6061 | 0.0028106 |  | 1076.2756 | 0.045876 |  | 1180 | 0.082134 |  | 1602 | 0.00862 |  | 1028.9681 | 0 |  | 1028.9617 | 0.04602
| 589.2256 | 0.00417 |  | 320.0596 | 0 |  | 320.0596 | 0 |  | 588.2746 | 3.0002e-05 |  | 320.0596 | 0 |  | 591.2635 | 1.7452e-05 |  | 589.2256 | 0.00255 |  | 320.0596 | 0 |  | 838.7748 | 0.0019146 |  | 939.4144 | 0.0211 | 671.913 | 0.0012475 |  | 1096.6649 | 0.0028082 |  | 1076.4175 | 0.045397 |  | 1181 | 0.079255 |  | 1603 | 0.00831 |  | 1029.02 | 0 |  | 1029.0135 | 0.04582
| 589.384 | 0.00478 |  | 320.2713 | 0 |  | 320.2713 | 0 |  | 588.4336 | 6.6672e-06 |  | 320.2713 | 0 |  | 591.4214 | 5.4964e-05 |  | 589.384 | 0.00252 |  | 320.2713 | 0 |  | 838.8448 | 0.0024035 |  | 939.6566 | 0.02105 | 672.051 | 0.0029741 |  | 1096.7239 | 0.002807 |  | 1076.5594 | 0.044578 |  | 1182 | 0.078797 |  | 1604 | 0.00802 |  | 1029.0719 | 0 |  | 1029.0654 | 0.04581
| 589.5424 | 0.00311 |  | 320.483 | 0 |  | 320.483 | 0 |  | 588.5927 | 3.0002e-05 |  | 320.483 | 0 |  | 591.5792 | 2.0261e-05 |  | 589.5424 | 0.00259 |  | 320.483 | 0 |  | 838.9149 | 0.003466 |  | 939.8987 | 0.02153 | 672.189 | 0.0016464 |  | 1096.7828 | 0.0028069 |  | 1076.7014 | 0.043553 |  | 1183 | 0.082534 |  | 1606 | 0.00772 |  | 1029.1238 | 0 |  | 1029.1173 | 0.04602
| 589.7009 | 0.00366 |  | 320.6948 | 0 |  | 320.6948 | 0 |  | 588.7517 | 0 |  | 320.6948 | 0 |  | 591.7371 | 3.9919e-05 |  | 589.7009 | 0.00248 |  | 320.6948 | 0 |  | 838.9849 | 0.0047703 |  | 940.1408 | 0.02164 | 672.328 | 0.0012 |  | 1096.8417 | 0.0028079 |  | 1076.8434 | 0.042501 |  | 1184 | 0.085964 |  | 1607 | 0.00741 |  | 1029.1757 | 0 |  | 1029.1692 | 0.04642
| 589.8593 | 0.00339 |  | 320.9065 | 0 |  | 320.9065 | 0 |  | 588.9107 | 3.0002e-05 |  | 320.9065 | 0 |  | 591.8949 | 4.0722e-05 |  | 589.8593 | 0.00254 |  | 320.9065 | 0 |  | 839.0549 | 0.0042199 |  | 940.383 | 0.02208 | 672.466 | 0.0015934 |  | 1096.9006 | 0.0028101 |  | 1076.9854 | 0.041602 |  | 1185 | 0.085001 |  | 1608 | 0.00721 |  | 1029.2275 | 0 |  | 1029.2212 | 0.04697
| 590.0178 | 0.0032 |  | 321.1183 | 0 |  | 321.1183 | 0 |  | 589.0698 | 0 |  | 321.1183 | 0 |  | 592.0528 | 2.3871e-05 |  | 590.0178 | 0.00239 |  | 321.1183 | 0 |  | 839.125 | 0.0026785 |  | 940.6251 | 0.02201 | 672.605 | 0.0019594 |  | 1096.9596 | 0.0028136 |  | 1077.1274 | 0.040991 |  | 1186 | 0.086764 |  | 1610 | 0.00682 |  | 1029.2794 | 0 |  | 1029.2731 | 0.04759
| 590.1763 | 0.00267 |  | 321.3301 | 0 |  | 321.3301 | 0 |  | 589.2288 | 3.0002e-05 |  | 321.3301 | 0 |  | 592.2107 | 4.1324e-05 |  | 590.1763 | 0.00248 |  | 321.3301 | 0 |  | 839.1951 | 0.0027438 |  | 940.8673 | 0.02262 | 672.743 | 0.0021895 |  | 1097.0186 | 0.0028183 |  | 1077.2697 | 0.04072 |  | 1187 | 0.08978 |  | 1611 | 0.0065 |  | 1029.3313 | 0 |  | 1029.3249 | 0.04816
| 590.3347 | 0.0055 |  | 321.5419 | 0 |  | 321.5419 | 0 |  | 589.3879 | 0 |  | 321.5419 | 0 |  | 592.3686 | 2.7482e-05 |  | 590.3347 | 0.00234 |  | 321.5419 | 0 |  | 839.2651 | 0.0039599 |  | 941.1095 | 0.02276 | 672.882 | 0.001811 |  | 1097.0774 | 0.0028242 |  | 1077.4117 | 0.040759 |  | 1188 | 0.093054 |  | 1612 | 0.0064 |  | 1029.3832 | 0 |  | 1029.3768 | 0.04858
| 590.4932 | 0.00239 |  | 321.7537 | 0 |  | 321.7537 | 0 |  | 589.547 | 1.0001e-05 |  | 321.7537 | 0 |  | 592.5265 | 4.0922e-05 |  | 590.4932 | 0.0025 |  | 321.7537 | 0 |  | 839.3353 | 0.0038198 |  | 941.3516 | 0.02334 | 673.02 | 0.0015131 |  | 1097.1363 | 0.0028315 |  | 1077.554 | 0.04101 |  | 1189 | 0.099033 |  | 1613 | 0.00612 |  | 1029.4352 | 0 |  | 1029.4287 | 0.04874
| 590.6517 | 0.00316 |  | 321.9655 | 0 |  | 321.9655 | 0 |  | 589.706 | 0 |  | 321.9655 | 0 |  | 592.6844 | 3.35e-05 |  | 590.6517 | 0.00236 |  | 321.9655 | 0 |  | 839.4053 | 0.0027961 |  | 941.5938 | 0.02318 | 673.159 | 0.0019972 |  | 1097.1953 | 0.0028402 |  | 1077.6962 | 0.041349 |  | 1190 | 0.10183 |  | 1615 | 0.00589 |  | 1029.4871 | 0 |  | 1029.4807 | 0.04861
| 590.8102 | 0.00331 |  | 322.1774 | 0 |  | 322.1774 | 0 |  | 589.8651 | 0 |  | 322.1774 | 0 |  | 592.8423 | 2.8886e-05 |  | 590.8102 | 0.00246 |  | 322.1774 | 0 |  | 839.4755 | 0.0029799 |  | 941.836 | 0.02379 | 673.298 | 0.0014094 |  | 1097.2543 | 0.0028501 |  | 1077.8384 | 0.041666 |  | 1191 | 0.10966 |  | 1616 | 0.00586 |  | 1029.5389 | 0 |  | 1029.5326 | 0.04814
| 590.9687 | 0.00422 |  | 322.3893 | 0 |  | 322.3893 | 0 |  | 590.0242 | 6.6672e-06 |  | 322.3893 | 0 |  | 593.0002 | 3.33e-05 |  | 590.9687 | 0.00234 |  | 322.3893 | 0 |  | 839.5456 | 0.0036351 |  | 942.0782 | 0.02374 | 673.437 | 0.0023527 |  | 1097.3132 | 0.0028614 |  | 1077.9807 | 0.041881 |  | 1192 | 0.10713 |  | 1617 | 0.00569 |  | 1029.5909 | 0 |  | 1029.5845 | 0.04739
| 591.1272 | 0.00304 |  | 322.6012 | 0 |  | 322.6012 | 0 |  | 590.1833 | 1.0001e-05 |  | 322.6012 | 0 |  | 593.1582 | 3.8716e-05 |  | 591.1272 | 0.00244 |  | 322.6012 | 0 |  | 839.6158 | 0.0039087 |  | 942.3204 | 0.0244 | 673.576 | 0.0019846 |  | 1097.3723 | 0.0028742 |  | 1078.123 | 0.041953 |  | 1193 | 0.11342 |  | 1619 | 0.00542 |  | 1029.6428 | 0 |  | 1029.6365 | 0.04643
| 591.2858 | 0.00475 |  | 322.8131 | 0 |  | 322.8131 | 0 |  | 590.3424 | 0 |  | 322.8131 | 0 |  | 593.3161 | 3.4102e-05 |  | 591.2858 | 0.00239 |  | 322.8131 | 0 |  | 839.6859 | 0.0038332 |  | 942.5626 | 0.02471 | 673.715 | 0.0024674 |  | 1097.4313 | 0.0028882 |  | 1078.2654 | 0.041859 |  | 1194 | 0.12205 |  | 1620 | 0.0052 |  | 1029.6948 | 0 |  | 1029.6883 | 0.04537
| 591.4443 | 0.0032 |  | 323.025 | 0 |  | 323.025 | 0 |  | 590.5015 | 1.0001e-05 |  | 323.025 | 0 |  | 593.4741 | 3.8716e-05 |  | 591.4443 | 0.00249 |  | 323.025 | 0 |  | 839.7561 | 0.0033359 |  | 942.8048 | 0.02506 | 673.854 | 0.0021301 |  | 1097.4902 | 0.0029037 |  | 1078.4078 | 0.04158 |  | 1195 | 0.12618 |  | 1621 | 0.00504 |  | 1029.7467 | 0 |  | 1029.7404 | 0.04435
| 591.6028 | 0.00207 |  | 323.2369 | 0 |  | 323.2369 | 0 |  | 590.6606 | 6.6672e-06 |  | 323.2369 | 0 |  | 593.632 | 2.688e-05 |  | 591.6028 | 0.00237 |  | 323.2369 | 0 |  | 839.8264 | 0.0031756 |  | 943.047 | 0.02537 | 673.993 | 0.0019424 |  | 1097.5492 | 0.0029205 |  | 1078.5503 | 0.041091 |  | 1196 | 0.13813 |  | 1623 | 0.00491 |  | 1029.7987 | 0 |  | 1029.7922 | 0.04351
| 591.7614 | 0.00366 |  | 323.4489 | 0 |  | 323.4489 | 0 |  | 590.8197 | 3.0002e-05 |  | 323.4489 | 0 |  | 593.79 | 4.5336e-05 |  | 591.7614 | 0.00238 |  | 323.4489 | 0 |  | 839.8964 | 0.002603 |  | 943.2893 | 0.0253 | 674.132 | 0.0023056 |  | 1097.6083 | 0.0029388 |  | 1078.6927 | 0.04037 |  | 1197 | 0.14012 |  | 1624 | 0.00476 |  | 1029.8506 | 0 |  | 1029.8442 | 0.04296
| 591.9199 | 0.0054 |  | 323.6608 | 0 |  | 323.6608 | 0 |  | 590.9789 | 2.6669e-05 |  | 323.6608 | 0 |  | 593.948 | 1.9659e-05 |  | 591.9199 | 0.0022 |  | 323.6608 | 0 |  | 839.9666 | 0.0032841 |  | 943.5315 | 0.02582 | 674.271 | 0.0014335 |  | 1097.6672 | 0.0029583 |  | 1078.8353 | 0.039419 |  | 1198 | 0.14765 |  | 1625 | 0.00458 |  | 1029.9026 | 0 |  | 1029.8962 | 0.04279
| 592.0785 | 0.0036 |  | 323.8728 | 0 |  | 323.8728 | 0 |  | 591.138 | 1.0001e-05 |  | 323.8728 | 0 |  | 594.106 | 5.1153e-05 |  | 592.0785 | 0.00233 |  | 323.8728 | 0 |  | 840.0368 | 0.0029068 |  | 943.7737 | 0.02606 | 674.41 | 0.0017025 |  | 1097.7262 | 0.0029792 |  | 1078.9779 | 0.038282 |  | 1199 | 0.15062 |  | 1627 | 0.00438 |  | 1029.9546 | 0 |  | 1029.9481 | 0.04302
| 592.2371 | 0.00468 |  | 324.0848 | 0 |  | 324.0848 | 0 |  | 591.2971 | 6.6672e-06 |  | 324.0848 | 0 |  | 594.264 | 1.8455e-05 |  | 592.2371 | 0.00224 |  | 324.0848 | 0 |  | 840.1071 | 0.003975 |  | 944.016 | 0.02658 | 674.549 | 0.0016685 |  | 1097.7853 | 0.0030015 |  | 1079.1205 | 0.037054 |  | 1200 | 0.15557 |  | 1628 | 0.00426 |  | 1030.0065 | 0 |  | 1030.0001 | 0.04362
| 592.3956 | 0.00222 |  | 324.2969 | 0 |  | 324.2969 | 0 |  | 591.4563 | 3.0002e-05 |  | 324.2969 | 0 |  | 594.422 | 3.7512e-05 |  | 592.3956 | 0.00233 |  | 324.2969 | 0 |  | 840.1774 | 0.0037843 |  | 944.2582 | 0.02645 | 674.689 | 0.0014593 |  | 1097.8444 | 0.0030252 |  | 1079.2632 | 0.035873 |  | 1201 | 0.15918 |  | 1629 | 0.00418 |  | 1030.0585 | 0 |  | 1030.0521 | 0.04453
| 592.5542 | 0.00438 |  | 324.5089 | 0 |  | 324.5089 | 0 |  | 591.6154 | 6.6672e-06 |  | 324.5089 | 0 |  | 594.58 | 3.671e-05 |  | 592.5542 | 0.00218 |  | 324.5089 | 0 |  | 840.2476 | 0.0021478 |  | 944.5005 | 0.027 | 674.828 | 0.0013491 |  | 1097.9033 | 0.0030501 |  | 1079.4058 | 0.034894 |  | 1202 | 0.16859 |  | 1631 | 0.00399 |  | 1030.1105 | 0 |  | 1030.1041 | 0.04564
| 592.7128 | 0.00322 |  | 324.7209 | 0 |  | 324.7209 | 0 |  | 591.7746 | 0 |  | 324.7209 | 0 |  | 594.7381 | 2.7683e-05 |  | 592.7128 | 0.00228 |  | 324.7209 | 0 |  | 840.3178 | 0.0032455 |  | 944.7428 | 0.02717 | 674.968 | 0.0016763 |  | 1097.9624 | 0.0030763 |  | 1079.5485 | 0.034262 |  | 1203 | 0.16913 |  | 1632 | 0.00384 |  | 1030.1625 | 0 |  | 1030.1561 | 0.04681
| 592.8714 | 0.00308 |  | 324.933 | 0 |  | 324.933 | 0 |  | 591.9338 | 0 |  | 324.933 | 0 |  | 594.8961 | 3.8716e-05 |  | 592.8714 | 0.00222 |  | 324.933 | 0 |  | 840.3881 | 0.0025993 |  | 944.9851 | 0.02782 | 675.107 | 0.0012938 |  | 1098.0215 | 0.0031037 |  | 1079.6913 | 0.034086 |  | 1204 | 0.17871 |  | 1633 | 0.00377 |  | 1030.2145 | 0 |  | 1030.2081 | 0.04795
| 593.03 | 0.00535 |  | 325.1451 | 0 |  | 325.1451 | 0 |  | 592.0929 | 0 |  | 325.1451 | 0 |  | 595.0541 | 3.6108e-05 |  | 593.03 | 0.00234 |  | 325.1451 | 0 |  | 840.4584 | 0.0025626 |  | 945.2273 | 0.02783 | 675.247 | 0.0013792 |  | 1098.0804 | 0.0031324 |  | 1079.8341 | 0.03442 |  | 1205 | 0.17815 |  | 1635 | 0.00364 |  | 1030.2665 | 0 |  | 1030.2601 | 0.04896
| 593.1886 | 0.00406 |  | 325.3572 | 0 |  | 325.3572 | 0 |  | 592.2521 | 0 |  | 325.3572 | 0 |  | 595.2122 | 2.1063e-05 |  | 593.1886 | 0.00224 |  | 325.3572 | 0 |  | 840.5286 | 0.0021944 |  | 945.4696 | 0.02829 | 675.386 | 0.0017926 |  | 1098.1395 | 0.0031622 |  | 1079.9769 | 0.035252 |  | 1206 | 0.1815 |  | 1636 | 0.00346 |  | 1030.3185 | 0 |  | 1030.3121 | 0.04979
| 593.3472 | 0.00413 |  | 325.5693 | 0 |  | 325.5693 | 0 |  | 592.4113 | 1.0001e-05 |  | 325.5693 | 0 |  | 595.3703 | 4.2327e-05 |  | 593.3472 | 0.00236 |  | 325.5693 | 0 |  | 840.5989 | 0.0025766 |  | 945.7119 | 0.0285 | 675.526 | 0.0016468 |  | 1098.1986 | 0.0031933 |  | 1080.1198 | 0.036511 |  | 1207 | 0.18751 |  | 1637 | 0.00331 |  | 1030.3705 | 0 |  | 1030.3641 | 0.0504
| 593.5059 | 0.00415 |  | 325.7814 | 0 |  | 325.7814 | 0 |  | 592.5705 | 0 |  | 325.7814 | 0 |  | 595.5283 | 3.0892e-05 |  | 593.5059 | 0.00229 |  | 325.7815 | 0 |  | 840.6694 | 0.0022878 |  | 945.9542 | 0.02901 | 675.666 | 0.0012321 |  | 1098.2577 | 0.0032254 |  | 1080.2627 | 0.038077 |  | 1208 | 0.19302 |  | 1639 | 0.00324 |  | 1030.4225 | 0 |  | 1030.4161 | 0.05082
| 593.6645 | 0.00334 |  | 325.9936 | 0 |  | 325.9936 | 0 |  | 592.7297 | 1.0001e-05 |  | 325.9936 | 0 |  | 595.6864 | 4.0321e-05 |  | 593.6645 | 0.00239 |  | 325.9936 | 0 |  | 840.7396 | 0.0020758 |  | 946.1965 | 0.02899 | 675.806 | 0.0015575 |  | 1098.3168 | 0.0032586 |  | 1080.4056 | 0.039798 |  | 1209 | 0.2012 |  | 1640 | 0.00315 |  | 1030.4745 | 0 |  | 1030.4681 | 0.05107
| 593.8232 | 0.00461 |  | 326.2058 | 0 |  | 326.2058 | 0 |  | 592.8889 | 0 |  | 326.2058 | 0 |  | 595.8445 | 4.353e-05 |  | 593.8232 | 0.00225 |  | 326.2058 | 0 |  | 840.8099 | 0.0029463 |  | 946.4389 | 0.02955 | 675.945 | 0.0020456 |  | 1098.3758 | 0.0032928 |  | 1080.5486 | 0.041521 |  | 1210 | 0.21013 |  | 1641 | 0.00303 |  | 1030.5265 | 0 |  | 1030.5201 | 0.05116
| 593.9818 | 0.00262 |  | 326.4179 | 0 |  | 326.4179 | 0 |  | 593.0481 | 0 |  | 326.4179 | 0 |  | 596.0026 | 2.4874e-05 |  | 593.9818 | 0.00231 |  | 326.418 | 0 |  | 840.8803 | 0.0023905 |  | 946.6812 | 0.02969 | 676.085 | 0.0011152 |  | 1098.4349 | 0.003328 |  | 1080.6916 | 0.043112 |  | 1211 | 0.20714 |  | 1643 | 0.00282 |  | 1030.5785 | 0 |  | 1030.5721 | 0.05112
| 594.1405 | 0.00387 |  | 326.6301 | 0 |  | 326.6301 | 0 |  | 593.2073 | 0 |  | 326.6301 | 0 |  | 596.1607 | 3.2497e-05 |  | 594.1405 | 0.00223 |  | 326.6302 | 0 |  | 840.9507 | 0.0023947 |  | 946.9235 | 0.03041 | 676.225 | 0.0014432 |  | 1098.494 | 0.0033641 |  | 1080.8346 | 0.044478 |  | 1212 | 0.21271 |  | 1644 | 0.00266 |  | 1030.6306 | 0 |  | 1030.6242 | 0.05093
| 594.2991 | 0.00392 |  | 326.8424 | 0 |  | 326.8424 | 0 |  | 593.3665 | 1.0001e-05 |  | 326.8424 | 0 |  | 596.3188 | 3.33e-05 |  | 594.2991 | 0.00233 |  | 326.8424 | 0 |  | 841.0211 | 0.0026141 |  | 947.1658 | 0.03033 | 676.365 | 0.0015557 |  | 1098.5531 | 0.0034011 |  | 1080.9778 | 0.045574 |  | 1213 | 0.22057 |  | 1645 | 0.00262 |  | 1030.6826 | 0 |  | 1030.6763 | 0.05059
| 594.4578 | 0.00517 |  | 327.0546 | 0 |  | 327.0546 | 0 |  | 593.5258 | 6.6672e-06 |  | 327.0546 | 0 |  | 596.4769 | 3.33e-05 |  | 594.4578 | 0.00224 |  | 327.0546 | 0 |  | 841.0914 | 0.0026422 |  | 947.4082 | 0.0309 | 676.506 | 0.0022246 |  | 1098.6122 | 0.003439 |  | 1081.1209 | 0.046395 |  | 1214 | 0.22574 |  | 1647 | 0.00251 |  | 1030.7346 | 0 |  | 1030.7283 | 0.0501
| 594.6165 | 0.00364 |  | 327.2668 | 0 |  | 327.2668 | 0 |  | 593.685 | 0 |  | 327.2668 | 0 |  | 596.6351 | 4.6539e-05 |  | 594.6165 | 0.00233 |  | 327.2668 | 0 |  | 841.1619 | 0.0033759 |  | 947.6505 | 0.03125 | 676.646 | 0.001754 |  | 1098.6714 | 0.0034776 |  | 1081.264 | 0.046957 |  | 1215 | 0.22894 |  | 1648 | 0.00248 |  | 1030.7867 | 0 |  | 1030.7803 | 0.04944
| 594.7752 | 0.00406 |  | 327.4791 | 0 |  | 327.4791 | 0 |  | 593.8442 | 0 |  | 327.4791 | 0 |  | 596.7932 | 1.9859e-05 |  | 594.7752 | 0.00218 |  | 327.4791 | 0 |  | 841.2323 | 0.0035143 |  | 947.8929 | 0.0318 | 676.786 | 0.001241 |  | 1098.7305 | 0.0035189 |  | 1081.4072 | 0.047283 |  | 1216 | 0.23977 |  | 1649 | 0.0025 |  | 1030.8387 | 0 |  | 1030.8324 | 0.04864
| 594.9339 | 0.00359 |  | 327.6914 | 0 |  | 327.6914 | 0 |  | 594.0035 | 1.0001e-05 |  | 327.6914 | 0 |  | 596.9514 | 3.8515e-05 |  | 594.9339 | 0.00234 |  | 327.6914 | 0 |  | 841.3028 | 0.0028999 |  | 948.1353 | 0.03183 | 676.926 | 0.0015442 |  | 1098.7895 | 0.0035518 |  | 1081.5505 | 0.047393 |  | 1217 | 0.25125 |  | 1651 | 0.00239 |  | 1030.8909 | 0 |  | 1030.8844 | 0.04774
| 595.0926 | 0.00457 |  | 327.9037 | 0 |  | 327.9037 | 0 |  | 594.1627 | 6.6672e-06 |  | 327.9037 | 0 |  | 597.1095 | 2.7683e-05 |  | 595.0926 | 0.00223 |  | 327.9037 | 0 |  | 841.3732 | 0.0028476 |  | 948.3776 | 0.03254 | 677.067 | 0.0015444 |  | 1098.8488 | 0.0035957 |  | 1081.6937 | 0.047312 |  | 1218 | 0.24579 |  | 1652 | 0.00228 |  | 1030.9429 | 0 |  | 1030.9365 | 0.04676
| 595.2513 | 0.00348 |  | 328.116 | 0 |  | 328.116 | 0 |  | 594.322 | 0 |  | 328.116 | 0 |  | 597.2677 | 4.012e-05 |  | 595.2513 | 0.00242 |  | 328.116 | 0 |  | 841.4436 | 0.0032585 |  | 948.62 | 0.03293 | 677.207 | 0.00157 |  | 1098.9078 | 0.0036395 |  | 1081.837 | 0.04708 |  | 1219 | 0.26078 |  | 1653 | 0.00219 |  | 1030.995 | 0 |  | 1030.9885 | 0.04575
| 595.41 | 0.00459 |  | 328.3283 | 0 |  | 328.3283 | 0 |  | 594.4813 | 2.6669e-05 |  | 328.3283 | 0 |  | 597.4259 | 3.1895e-05 |  | 595.41 | 0.0022 |  | 328.3283 | 0 |  | 841.514 | 0.0024415 |  | 948.8624 | 0.03364 | 677.347 | 0.0012299 |  | 1098.967 | 0.0036834 |  | 1081.9805 | 0.046754 |  | 1220 | 0.2659 |  | 1655 | 0.00203 |  | 1031.047 | 0 |  | 1031.0406 | 0.04475
| 595.5687 | 0.00271 |  | 328.5407 | 0 |  | 328.5407 | 0 |  | 594.6405 | 5.0004e-05 |  | 328.5407 | 0 |  | 597.5841 | 3.33e-05 |  | 595.5687 | 0.00229 |  | 328.5407 | 0 |  | 841.5845 | 0.0025897 |  | 949.1048 | 0.03378 | 677.488 | 0.0012645 |  | 1099.0261 | 0.0037272 |  | 1082.1239 | 0.0464 |  | 1221 | 0.26947 |  | 1656 | 0.002 |  | 1031.0991 | 0 |  | 1031.0928 | 0.04378
| 595.7275 | 0.0035 |  | 328.753 | 0 |  | 328.753 | 0 |  | 594.7998 | 0 |  | 328.753 | 0 |  | 597.7423 | 3.0892e-05 |  | 595.7275 | 0.00214 |  | 328.753 | 0 |  | 841.655 | 0.0030065 |  | 949.3472 | 0.0342 | 677.628 | 0.0013137 |  | 1099.0853 | 0.0037601 |  | 1082.2673 | 0.046071 |  | 1222 | 0.27781 |  | 1658 | 0.00213 |  | 1031.1512 | 0 |  | 1031.1448 | 0.04287
| 595.8862 | 0.00366 |  | 328.9654 | 0 |  | 328.9654 | 0 |  | 594.9591 | 3.0002e-05 |  | 328.9654 | 0 |  | 597.9005 | 3.2898e-05 |  | 595.8862 | 0.00228 |  | 328.9654 | 0 |  | 841.7255 | 0.0034071 |  | 949.5896 | 0.03453 | 677.769 | 0.0012984 |  | 1099.1445 | 0.0038039 |  | 1082.4108 | 0.045786 |  | 1223 | 0.28648 |  | 1659 | 0.00222 |  | 1031.2033 | 0 |  | 1031.1969 | 0.04204
| 596.0449 | 0.0051 |  | 329.1778 | 0 |  | 329.1778 | 0 |  | 595.1184 | 0 |  | 329.1778 | 0 |  | 598.0587 | 3.7312e-05 |  | 596.0449 | 0.00222 |  | 329.1778 | 0 |  | 841.796 | 0.003168 |  | 949.832 | 0.03505 | 677.91 | 0.0014382 |  | 1099.2037 | 0.0038478 |  | 1082.5543 | 0.045517 |  | 1224 | 0.29485 |  | 1660 | 0.00212 |  | 1031.2554 | 0 |  | 1031.249 | 0.04134
| 596.2037 | 0.00397 |  | 329.3902 | 0 |  | 329.3902 | 0 |  | 595.2777 | 0 |  | 329.3902 | 0 |  | 598.2169 | 2.9889e-05 |  | 596.2037 | 0.00232 |  | 329.3902 | 0 |  | 841.8666 | 0.0019926 |  | 950.0744 | 0.03496 | 678.05 | 0.0014219 |  | 1099.2628 | 0.0038916 |  | 1082.6979 | 0.045199 |  | 1225 | 0.30112 |  | 1662 | 0.00201 |  | 1031.3075 | 0 |  | 1031.3012 | 0.04079
| 596.3625 | 0.00513 |  | 329.6027 | 0 |  | 329.6027 | 0 |  | 595.437 | 0 |  | 329.6027 | 0 |  | 598.3751 | 3.9719e-05 |  | 596.3625 | 0.00223 |  | 329.6027 | 0 |  | 841.937 | 0.0023375 |  | 950.3169 | 0.03561 | 678.191 | 0.0011479 |  | 1099.322 | 0.0039355 |  | 1082.8414 | 0.044757 |  | 1226 | 0.3136 |  | 1663 | 0.00198 |  | 1031.3596 | 0 |  | 1031.3533 | 0.04045
| 596.5212 | 0.00408 |  | 329.8151 | 0 |  | 329.8151 | 0 |  | 595.5963 | 0 |  | 329.8151 | 0 |  | 598.5334 | 2.7883e-05 |  | 596.5212 | 0.0023 |  | 329.8151 | 0 |  | 842.0076 | 0.0016017 |  | 950.5593 | 0.03598 | 678.332 | 0.0012783 |  | 1099.3812 | 0.0039793 |  | 1082.985 | 0.044138 |  | 1227 | 0.31918 |  | 1664 | 0.00191 |  | 1031.4117 | 0 |  | 1031.4053 | 0.04035
| 596.68 | 0.0048 |  | 330.0276 | 0 |  | 330.0276 | 0 |  | 595.7557 | 6.6672e-06 |  | 330.0276 | 0 |  | 598.6916 | 3.4904e-05 |  | 596.68 | 0.00222 |  | 330.0276 | 0 |  | 842.0781 | 0.002697 |  | 950.8017 | 0.03656 | 678.473 | 0.0011258 |  | 1099.4404 | 0.0040232 |  | 1083.1287 | 0.043337 |  | 1228 | 0.33332 |  | 1666 | 0.00184 |  | 1031.4639 | 0 |  | 1031.4574 | 0.04048
| 596.8388 | 0.00304 |  | 330.24 | 0 |  | 330.24 | 0 |  | 595.915 | 0 |  | 330.24 | 0 |  | 598.8499 | 2.6479e-05 |  | 596.8388 | 0.00225 |  | 330.24 | 0 |  | 842.1487 | 0.002224 |  | 951.0442 | 0.03678 | 678.614 | 0.0027086 |  | 1099.4996 | 0.004067 |  | 1083.2723 | 0.042398 |  | 1229 | 0.33696 |  | 1667 | 0.00179 |  | 1031.516 | 0 |  | 1031.5095 | 0.04084
| 596.9976 | 0.00436 |  | 330.4525 | 0 |  | 330.4525 | 0 |  | 596.0743 | 6.6672e-06 |  | 330.4525 | 0 |  | 599.0082 | 3.2096e-05 |  | 596.9976 | 0.00216 |  | 330.4525 | 0 |  | 842.2192 | 0.0022738 |  | 951.2866 | 0.03732 | 678.755 | 0.0020674 |  | 1099.5588 | 0.0041109 |  | 1083.4161 | 0.041399 |  | 1230 | 0.34853 |  | 1669 | 0.00171 |  | 1031.5681 | 0 |  | 1031.5617 | 0.04138
| 597.1564 | 0.00366 |  | 330.665 | 0 |  | 330.665 | 0 |  | 596.2337 | 1.0001e-05 |  | 330.665 | 0 |  | 599.1665 | 3.7913e-05 |  | 597.1564 | 0.00227 |  | 330.665 | 0 |  | 842.2899 | 0.0030006 |  | 951.5291 | 0.03768 | 678.896 | 0.0020559 |  | 1099.618 | 0.0041547 |  | 1083.5599 | 0.040422 |  | 1231 | 0.35364 |  | 1670 | 0.0016 |  | 1031.6202 | 0 |  | 1031.6139 | 0.04204
| 597.3152 | 0.0029 |  | 330.8776 | 0 |  | 330.8776 | 0 |  | 596.393 | 6.6672e-06 |  | 330.8776 | 0 |  | 599.3247 | 3.2096e-05 |  | 597.3152 | 0.00222 |  | 330.8776 | 0 |  | 842.3605 | 0.0031475 |  | 951.7715 | 0.0383 | 679.037 | 0.0011596 |  | 1099.6772 | 0.0041876 |  | 1083.7037 | 0.039535 |  | 1232 | 0.36802 |  | 1671 | 0.00153 |  | 1031.6724 | 0 |  | 1031.666 | 0.04274
| 597.474 | 0.00433 |  | 331.0901 | 0 |  | 331.0901 | 0 |  | 596.5524 | 1.0001e-05 |  | 331.0901 | 0 |  | 599.483 | 3.35e-05 |  | 597.474 | 0.0023 |  | 331.0901 | 0 |  | 842.4311 | 0.0036695 |  | 952.014 | 0.03841 | 679.178 | 0.0017121 |  | 1099.7366 | 0.0042315 |  | 1083.8475 | 0.038778 |  | 1233 | 0.37441 |  | 1673 | 0.00156 |  | 1031.7245 | 0 |  | 1031.7181 | 0.04341
| 597.6328 | 0.00476 |  | 331.3027 | 0 |  | 331.3027 | 0 |  | 596.7117 | 6.6672e-06 |  | 331.3027 | 0 |  | 599.6413 | 3.1093e-05 |  | 597.6328 | 0.00215 |  | 331.3027 | 0 |  | 842.5017 | 0.0032118 |  | 952.2565 | 0.0392 | 679.32 | 0.0022202 |  | 1099.7958 | 0.0042753 |  | 1083.9915 | 0.038168 |  | 1234 | 0.38106 |  | 1674 | 0.00151 |  | 1031.7766 | 0 |  | 1031.7703 | 0.04399
| 597.7917 | 0.00317 |  | 331.5152 | 0 |  | 331.5152 | 0 |  | 596.8711 | 3.0002e-05 |  | 331.5152 | 0 |  | 599.7997 | 3.4102e-05 |  | 597.7917 | 0.00229 |  | 331.5152 | 0 |  | 842.5723 | 0.0024606 |  | 952.499 | 0.03928 | 679.461 | 0.0017701 |  | 1099.855 | 0.0043192 |  | 1084.1354 | 0.037712 |  | 1235 | 0.38659 |  | 1676 | 0.00137 |  | 1031.8289 | 0 |  | 1031.8224 | 0.04443
| 597.9505 | 0.00494 |  | 331.7278 | 0 |  | 331.7278 | 0 |  | 597.0305 | 0 |  | 331.7278 | 0 |  | 599.958 | 3.009e-05 |  | 597.9505 | 0.00218 |  | 331.7278 | 0 |  | 842.643 | 0.0027052 |  | 952.7415 | 0.03984 | 679.602 | 0.0024275 |  | 1099.9143 | 0.004363 |  | 1084.2794 | 0.037422 |  | 1236 | 0.40005 |  | 1677 | 0.00135 |  | 1031.881 | 0 |  | 1031.8746 | 0.04472
| 598.1094 | 0.00438 |  | 331.9404 | 0 |  | 331.9404 | 0 |  | 597.1898 | 1.0001e-05 |  | 331.9404 | 0 |  | 600.1163 | 3.5506e-05 |  | 598.1094 | 0.00232 |  | 331.9404 | 0 |  | 842.7137 | 0.0027131 |  | 952.984 | 0.04006 | 679.744 | 0.0024611 |  | 1099.9735 | 0.0043959 |  | 1084.4233 | 0.037314 |  | 1237 | 0.40598 |  | 1678 | 0.00131 |  | 1031.9331 | 0 |  | 1031.9268 | 0.04486
| 598.2682 | 0.00527 |  | 332.1531 | 0 |  | 332.1531 | 0 |  | 597.3492 | 6.6672e-06 |  | 332.1531 | 0 |  | 600.2746 | 3.0291e-05 |  | 598.2682 | 0.00219 |  | 332.1531 | 0 |  | 842.7844 | 0.0027046 |  | 953.2265 | 0.04076 | 679.885 | 0.0021102 |  | 1100.0328 | 0.0044398 |  | 1084.5674 | 0.037407 |  | 1238 | 0.41384 |  | 1680 | 0.00138 |  | 1031.9853 | 0 |  | 1031.9789 | 0.04486
| 598.4271 | 0.00401 |  | 332.3657 | 0 |  | 332.3657 | 0 |  | 597.5086 | 3.0002e-05 |  | 332.3657 | 0 |  | 600.433 | 3.9719e-05 |  | 598.4271 | 0.00224 |  | 332.3657 | 0 |  | 842.855 | 0.002721 |  | 953.469 | 0.04075 | 680.027 | 0.0022023 |  | 1100.092 | 0.0044727 |  | 1084.7115 | 0.037707 |  | 1239 | 0.42336 |  | 1681 | 0.00145 |  | 1032.0375 | 0 |  | 1032.0311 | 0.04477
| 598.5859 | 0.0033 |  | 332.5784 | 0 |  | 332.5784 | 0 |  | 597.668 | 0 |  | 332.5784 | 0 |  | 600.5914 | 2.9087e-05 |  | 598.5859 | 0.00212 |  | 332.5784 | 0 |  | 842.9257 | 0.0022722 |  | 953.7115 | 0.04147 | 680.169 | 0.0011543 |  | 1100.1514 | 0.0045165 |  | 1084.8556 | 0.038191 |  | 1240 | 0.43051 |  | 1683 | 0.0015 |  | 1032.0896 | 0 |  | 1032.0832 | 0.0446
| 598.7448 | 0.00406 |  | 332.791 | 0 |  | 332.791 | 0 |  | 597.8274 | 0 |  | 332.791 | 0 |  | 600.7497 | 3.6309e-05 |  | 598.7448 | 0.00216 |  | 332.791 | 0 |  | 842.9965 | 0.0022177 |  | 953.954 | 0.04191 | 680.31 | 0.002633 |  | 1100.2106 | 0.0045494 |  | 1084.9998 | 0.038803 |  | 1241 | 0.44436 |  | 1684 | 0.0016 |  | 1032.1418 | 0 |  | 1032.1355 | 0.04441
| 598.9037 | 0.00439 |  | 333.0037 | 0 |  | 333.0037 | 0 |  | 597.9868 | 0 |  | 333.0037 | 0 |  | 600.9081 | 2.2868e-05 |  | 598.9037 | 0.0021 |  | 333.0037 | 0 |  | 843.0671 | 0.0031252 |  | 954.1966 | 0.0424 | 680.452 | 0.0019083 |  | 1100.2699 | 0.0045932 |  | 1085.1439 | 0.039454 |  | 1242 | 0.45172 |  | 1685 | 0.00153 |  | 1032.1941 | 0 |  | 1032.1876 | 0.04423
| 599.0626 | 0.00355 |  | 333.2164 | 0 |  | 333.2164 | 0 |  | 598.1463 | 1.0001e-05 |  | 333.2164 | 0 |  | 601.0665 | 4.8144e-05 |  | 599.0626 | 0.00221 |  | 333.2164 | 0 |  | 843.1379 | 0.0037475 |  | 954.4391 | 0.04274 | 680.594 | 0.0018084 |  | 1100.3292 | 0.0046261 |  | 1085.2882 | 0.040037 |  | 1243 | 0.46142 |  | 1687 | 0.00146 |  | 1032.2462 | 0 |  | 1032.2399 | 0.04408
| 599.2215 | 0.00519 |  | 333.4292 | 0 |  | 333.4292 | 0 |  | 598.3057 | 0 |  | 333.4292 | 0 |  | 601.2249 | 1.9258e-05 |  | 599.2215 | 0.00219 |  | 333.4291 | 0 |  | 843.2086 | 0.0027256 |  | 954.6817 | 0.04319 | 680.736 | 0.001622 |  | 1100.3884 | 0.004659 |  | 1085.4325 | 0.040459 |  | 1244 | 0.47091 |  | 1688 | 0.00151 |  | 1032.2985 | 0 |  | 1032.292 | 0.044
| 599.3804 | 0.00352 |  | 333.6419 | 0 |  | 333.6419 | 0 |  | 598.4651 | 3.0002e-05 |  | 333.6419 | 0 |  | 601.3833 | 4.2327e-05 |  | 599.3804 | 0.00223 |  | 333.6419 | 0 |  | 843.2794 | 0.0022392 |  | 954.9242 | 0.04338 | 680.878 | 0.0019176 |  | 1100.4478 | 0.0047029 |  | 1085.5768 | 0.040663 |  | 1245 | 0.48098 |  | 1690 | 0.0015 |  | 1032.3506 | 0 |  | 1032.3442 | 0.04402
| 599.5393 | 0.00367 |  | 333.8546 | 0 |  | 333.8546 | 0 |  | 598.6245 | 0 |  | 333.8546 | 0 |  | 601.5417 | 2.4072e-05 |  | 599.5393 | 0.00208 |  | 333.8546 | 0 |  | 843.3502 | 0.0025271 |  | 955.1668 | 0.04404 | 681.02 | 0.0018298 |  | 1100.5071 | 0.0047358 |  | 1085.7212 | 0.040653 |  | 1246 | 0.49099 |  | 1691 | 0.00148 |  | 1032.4028 | 0 |  | 1032.3965 | 0.04417
| 599.6982 | 0.00276 |  | 334.0674 | 0 |  | 334.0674 | 0 |  | 598.784 | 3.0002e-05 |  | 334.0674 | 0 |  | 601.7001 | 3.8114e-05 |  | 599.6982 | 0.00214 |  | 334.0674 | 0 |  | 843.421 | 0.00315 |  | 955.4093 | 0.04442 | 681.162 | 0.0015736 |  | 1100.5664 | 0.0047686 |  | 1085.8656 | 0.040489 |  | 1247 | 0.50285 |  | 1693 | 0.0014 |  | 1032.4551 | 0 |  | 1032.4487 | 0.04446
| 599.8572 | 0.00508 |  | 334.2802 | 0 |  | 334.2802 | 0 |  | 598.9434 | 6.6672e-06 |  | 334.2802 | 0 |  | 601.8585 | 3.2497e-05 |  | 599.8572 | 0.00213 |  | 334.2802 | 0 |  | 843.4918 | 0.003037 |  | 955.6519 | 0.0452 | 681.304 | 0.001634 |  | 1100.6257 | 0.0048015 |  | 1086.01 | 0.040273 |  | 1248 | 0.51519 |  | 1694 | 0.00128 |  | 1032.5073 | 0 |  | 1032.5008 | 0.04488
| 600.0161 | 0.00262 |  | 334.493 | 0 |  | 334.493 | 0 |  | 599.1029 | 1.0001e-05 |  | 334.493 | 0 |  | 602.017 | 3.1093e-05 |  | 600.0161 | 0.00229 |  | 334.493 | 0 |  | 843.5626 | 0.0030805 |  | 955.8945 | 0.04538 | 681.446 | 0.001347 |  | 1100.6851 | 0.0048235 |  | 1086.1544 | 0.040115 |  | 1249 | 0.52224 |  | 1695 | 0.00165 |  | 1032.5596 | 0 |  | 1032.5531 | 0.04541
| 600.175 | 0.00503 |  | 334.7058 | 0 |  | 334.7058 | 0 |  | 599.2623 | 6.6672e-06 |  | 334.7058 | 0 |  | 602.1754 | 2.7683e-05 |  | 600.175 | 0.00222 |  | 334.7058 | 0 |  | 843.6334 | 0.0029376 |  | 956.1371 | 0.04598 | 681.588 | 0.0018019 |  | 1100.7444 | 0.0048563 |  | 1086.299 | 0.040098 |  | 1250 | 0.53584 |  | 1697 | 0.00177 |  | 1032.6118 | 0 |  | 1032.6054 | 0.046
| 600.334 | 0.00517 |  | 334.9187 | 0 |  | 334.9187 | 0 |  | 599.4218 | 0 |  | 334.9187 | 0 |  | 602.3339 | 4.1524e-05 |  | 600.334 | 0.00234 |  | 334.9187 | 0 |  | 843.7042 | 0.0028014 |  | 956.3797 | 0.04649 | 681.73 | 0.001437 |  | 1100.8038 | 0.0048892 |  | 1086.4435 | 0.040259 |  | 1251 | 0.54812 |  | 1698 | 0.00131 |  | 1032.6639 | 0 |  | 1032.6576 | 0.0466
| 600.4929 | 0.00482 |  | 335.1315 | 0 |  | 335.1315 | 0 |  | 599.5813 | 6.6672e-06 |  | 335.1315 | 0 |  | 602.4923 | 2.4473e-05 |  | 600.4929 | 0.00224 |  | 335.1315 | 0 |  | 843.775 | 0.0021199 |  | 956.6223 | 0.04744 | 681.873 | 0.0015456 |  | 1100.8632 | 0.0049221 |  | 1086.588 | 0.040576 |  | 1252 | 0.5615 |  | 1700 | 0.00118 |  | 1032.7162 | 0 |  | 1032.7098 | 0.04717
| 600.6519 | 0.00343 |  | 335.3444 | 0 |  | 335.3444 | 0 |  | 599.7408 | 3.0002e-05 |  | 335.3444 | 0 |  | 602.6508 | 4.2527e-05 |  | 600.6519 | 0.00234 |  | 335.3444 | 0 |  | 843.8459 | 0.0034074 |  | 956.8649 | 0.0476 | 682.015 | 0.0020099 |  | 1100.9225 | 0.004944 |  | 1086.7327 | 0.040985 |  | 1253 | 0.57265 |  |  |  |  | 1032.7686 | 0 |  | 1032.7621 | 0.04764
| 600.8109 | 0.0029 |  | 335.5573 | 0 |  | 335.5573 | 0 |  | 599.9003 | 6.6672e-06 |  | 335.5573 | 0 |  | 602.8093 | 2.9689e-05 |  | 600.8109 | 0.00217 |  | 335.5573 | 0 |  | 843.9167 | 0.0037018 |  | 957.1075 | 0.04833 | 682.157 | 0.0015998 |  | 1100.9818 | 0.0049769 |  | 1086.8773 | 0.041399 |  | 1254 | 0.58118 |  |  |  |  | 1032.8208 | 0 |  | 1032.8143 | 0.04798
| 600.9698 | 0.00369 |  | 335.7702 | 0 |  | 335.7702 | 0 |  | 600.0598 | 1.0001e-05 |  | 335.7702 | 0 |  | 602.9678 | 3.3901e-05 |  | 600.9698 | 0.00225 |  | 335.7702 | 0 |  | 843.9877 | 0.0026363 |  | 957.3501 | 0.04865 | 682.3 | 0.0017484 |  | 1101.0413 | 0.0049988 |  | 1087.0221 | 0.041734 |  | 1255 | 0.59818 |  |  |  |  | 1032.873 | 0 |  | 1032.8666 | 0.04816
| 601.1288 | 0.00522 |  | 335.9831 | 0 |  | 335.9831 | 0 |  | 600.2193 | 0 |  | 335.9831 | 0 |  | 603.1263 | 4.5536e-05 |  | 601.1288 | 0.00213 |  | 335.9831 | 0 |  | 844.0585 | 0.0025861 |  | 957.5927 | 0.04937 | 682.443 | 0.0021969 |  | 1101.1006 | 0.0050317 |  | 1087.1667 | 0.041932 |  | 1256 | 0.60715 |  |  |  |  | 1032.9253 | 0 |  | 1032.9188 | 0.04815
| 601.2878 | 0.00357 |  | 336.196 | 0 |  | 336.196 | 0 |  | 600.3788 | 0 |  | 336.196 | 0 |  | 603.2848 | 2.327e-05 |  | 601.2878 | 0.0022 |  | 336.196 | 0 |  | 844.1295 | 0.0038547 |  | 957.8354 | 0.04951 | 682.585 | 0.0013172 |  | 1101.16 | 0.0050537 |  | 1087.3115 | 0.041972 |  | 1257 | 0.62581 |  |  |  |  | 1032.9775 | 0 |  | 1032.9712 | 0.04793
| 601.4468 | 0.00413 |  | 336.409 | 0 |  | 336.409 | 0 |  | 600.5383 | 0 |  | 336.409 | 0 |  | 603.4433 | 4.4533e-05 |  | 601.4468 | 0.00207 |  | 336.409 | 0 |  | 844.2003 | 0.0037118 |  | 958.078 | 0.05007 | 682.728 | 0.0015732 |  | 1101.2194 | 0.0050756 |  | 1087.4564 | 0.041866 |  | 1258 | 0.63138 |  |  |  |  | 1033.0298 | 0 |  | 1033.0234 | 0.0475
| 601.6059 | 0.00415 |  | 336.6219 | 0 |  | 336.6219 | 0 |  | 600.6978 | 1.0001e-05 |  | 336.6219 | 0 |  | 603.6018 | 2.7081e-05 |  | 601.6059 | 0.00216 |  | 336.6219 | 0 |  | 844.2712 | 0.0028589 |  | 958.3207 | 0.0507 | 682.871 | 0.001547 |  | 1101.2788 | 0.0050975 |  | 1087.6012 | 0.041652 |  | 1259 | 0.64268 |  |  |  |  | 1033.0821 | 0 |  | 1033.0757 | 0.0469
| 601.7649 | 0.00469 |  | 336.8349 | 0 |  | 336.8349 | 0 |  | 600.8573 | 0 |  | 336.8349 | 0 |  | 603.7604 | 4.6339e-05 |  | 601.7649 | 0.00209 |  | 336.8349 | 0 |  | 844.3422 | 0.0028866 |  | 958.5633 | 0.05123 | 683.013 | 0.0011374 |  | 1101.3381 | 0.0051194 |  | 1087.7461 | 0.041367 |  | 1260 | 0.65095 |  |  |  |  | 1033.1344 | 0 |  | 1033.1281 | 0.04616
| 601.9239 | 0.00266 |  | 337.0479 | 0 |  | 337.0479 | 0 |  | 601.0169 | 1.0001e-05 |  | 337.0479 | 0 |  | 603.9189 | 2.6078e-05 |  | 601.9239 | 0.00219 |  | 337.0479 | 0 |  | 844.4131 | 0.0023658 |  | 958.806 | 0.05154 | 683.156 | 0.0019957 |  | 1101.3976 | 0.0051414 |  | 1087.891 | 0.041038 |  | 1261 | 0.6642 |  |  |  |  | 1033.1867 | 0 |  | 1033.1803 | 0.04536
| 602.0829 | 0.00413 |  | 337.2609 | 0 |  | 337.2609 | 0 |  | 601.1764 | 6.6672e-06 |  | 337.2609 | 0 |  | 604.0775 | 3.9719e-05 |  | 602.0829 | 0.00209 |  | 337.2609 | 0 |  | 844.4841 | 0.0016682 |  | 959.0486 | 0.05253 | 683.299 | 0.0019323 |  | 1101.457 | 0.0051633 |  | 1088.036 | 0.040666 |  | 1262 | 0.67964 |  |  |  |  | 1033.239 | 0 |  | 1033.2325 | 0.04457
| 602.242 | 0.00454 |  | 337.4739 | 0 |  | 337.4739 | 0 |  | 601.336 | 1.0001e-05 |  | 337.4739 | 0 |  | 604.236 | 2.3069e-05 |  | 602.242 | 0.00215 |  | 337.4739 | 0 |  | 844.5551 | 0.0033852 |  | 959.2913 | 0.05293 | 683.442 | 0.0017108 |  | 1101.5165 | 0.0051852 |  | 1088.181 | 0.040241 |  | 1263 | 0.69208 |  |  |  |  | 1033.2913 | 0 |  | 1033.2849 | 0.04389
| 602.401 | 0.00663 |  | 337.687 | 0 |  | 337.687 | 0 |  | 601.4955 | 4.667e-05 |  | 337.687 | 0 |  | 604.3946 | 4.7542e-05 |  | 602.401 | 0.00204 |  | 337.687 | 0 |  | 844.626 | 0.0029438 |  | 959.534 | 0.05338 | 683.585 | 0.0024228 |  | 1101.5758 | 0.0052071 |  | 1088.3261 | 0.039749 |  | 1264 | 0.69676 |  |  |  |  | 1033.3436 | 0 |  | 1033.3372 | 0.04338
| 602.5601 | 0.00218 |  | 337.9 | 0 |  | 337.9 | 0 |  | 601.6551 | 0 |  | 337.9 | 0 |  | 604.5532 | 1.9659e-05 |  | 602.5601 | 0.0022 |  | 337.9 | 0 |  | 844.697 | 0.0028292 |  | 959.7767 | 0.05357 | 683.728 | 0.001263 |  | 1101.6353 | 0.0052291 |  | 1088.4712 | 0.039193 |  | 1265 | 0.7186 |  |  |  |  | 1033.3959 | 0 |  | 1033.3895 | 0.0431
| 602.7191 | 0.00483 |  | 338.1131 | 0 |  | 338.1131 | 0 |  | 601.8146 | 6.6672e-06 |  | 338.1131 | 0 |  | 604.7118 | 4.4333e-05 |  | 602.7191 | 0.00213 |  | 338.1131 | 0 |  | 844.768 | 0.0033468 |  | 960.0194 | 0.0541 | 683.872 | 0.0013024 |  | 1101.6947 | 0.005251 |  | 1088.6162 | 0.038597 |  | 1266 | 0.72499 |  |  |  |  | 1033.4482 | 0 |  | 1033.4418 | 0.04307
| 602.8782 | 0.00485 |  | 338.3262 | 0 |  | 338.3262 | 0 |  | 601.9742 | 0 |  | 338.3262 | 0 |  | 604.8704 | 2.347e-05 |  | 602.8782 | 0.00224 |  | 338.3262 | 0 |  | 844.8391 | 0.0025982 |  | 960.2621 | 0.05462 | 684.015 | 0.0012178 |  | 1101.7541 | 0.0052619 |  | 1088.7615 | 0.038003 |  | 1267 | 0.73797 |  |  |  |  | 1033.5005 | 0 |  | 1033.4941 | 0.04327
| 603.0373 | 0.00672 |  | 338.5393 | 0 |  | 338.5393 | 0 |  | 602.1338 | 6.6672e-06 |  | 338.5393 | 0 |  | 605.029 | 3.9919e-05 |  | 603.0373 | 0.00205 |  | 338.5393 | 0 |  | 844.9101 | 0.0025804 |  | 960.5048 | 0.05529 | 684.158 | 0.0018099 |  | 1101.8136 | 0.0052839 |  | 1088.9066 | 0.037458 |  | 1268 | 0.74737 |  |  |  |  | 1033.5529 | 0 |  | 1033.5465 | 0.04368
| 603.1963 | 0.00348 |  | 338.7524 | 0 |  | 338.7524 | 0 |  | 602.2934 | 0 |  | 338.7524 | 0 |  | 605.1876 | 3.1494e-05 |  | 603.1963 | 0.00217 |  | 338.7525 | 0 |  | 844.9811 | 0.0024647 |  | 960.7475 | 0.05544 | 684.301 | 0.0020113 |  | 1101.873 | 0.0053058 |  | 1089.0519 | 0.037003 |  | 1269 | 0.75848 |  |  |  |  | 1033.6052 | 0 |  | 1033.5988 | 0.04423
| 603.3554 | 0.00543 |  | 338.9656 | 0 |  | 338.9656 | 0 |  | 602.453 | 0 |  | 338.9656 | 0 |  | 605.3462 | 3.6509e-05 |  | 603.3554 | 0.00209 |  | 338.9656 | 0 |  | 845.0522 | 0.003259 |  | 960.9902 | 0.05624 | 684.445 | 0.0015796 |  | 1101.9326 | 0.0053168 |  | 1089.1971 | 0.036675 |  | 1270 | 0.77632 |  |  |  |  | 1033.6576 | 0 |  | 1033.6511 | 0.04489
| 603.5145 | 0.00297 |  | 339.1787 | 0 |  | 339.1787 | 0 |  | 602.6126 | 0 |  | 339.1787 | 0 |  | 605.5048 | 3.009e-05 |  | 603.5145 | 0.00226 |  | 339.1787 | 0 |  | 845.1232 | 0.0023394 |  | 961.2329 | 0.05656 | 684.588 | 0.0012586 |  | 1101.9921 | 0.0053387 |  | 1089.3424 | 0.036513 |  | 1271 | 0.7892 |  |  |  |  | 1033.7098 | 0 |  | 1033.7035 | 0.04559
| 603.6736 | 0.00519 |  | 339.3919 | 0 |  | 339.3919 | 0 |  | 602.7722 | 6.6672e-06 |  | 339.3919 | 0 |  | 605.6635 | 4.1725e-05 |  | 603.6736 | 0.00216 |  | 339.3919 | 0 |  | 845.1943 | 0.0026198 |  | 961.4757 | 0.05718 | 684.732 | 0.0028599 |  | 1102.0515 | 0.0053606 |  | 1089.4878 | 0.036562 |  | 1272 | 0.80179 |  |  |  |  | 1033.7622 | 0 |  | 1033.7559 | 0.04628
| 603.8328 | 0.00339 |  | 339.6051 | 0 |  | 339.6051 | 0 |  | 602.9318 | 3.0002e-05 |  | 339.6051 | 0 |  | 605.8221 | 2.6479e-05 |  | 603.8328 | 0.00226 |  | 339.6051 | 0 |  | 845.2655 | 0.0031094 |  | 961.7184 | 0.05763 | 684.875 | 0.0015634 |  | 1102.111 | 0.0053716 |  | 1089.6332 | 0.036868 |  | 1273 | 0.81906 |  |  |  |  | 1033.8146 | 0 |  | 1033.8082 | 0.04694
| 603.9919 | 0.00401 |  | 339.8183 | 0 |  | 339.8183 | 0 |  | 603.0914 | 0 |  | 339.8183 | 0 |  | 605.9808 | 4.674e-05 |  | 603.9919 | 0.00211 |  | 339.8183 | 0 |  | 845.3366 | 0.0029257 |  | 961.9612 | 0.05831 | 685.019 | 0.0014064 |  | 1102.1705 | 0.0053935 |  | 1089.7787 | 0.03746 |  | 1274 | 0.82755 |  |  |  |  | 1033.8669 | 0 |  | 1033.8606 | 0.04752
| 604.151 | 0.00322 |  | 340.0315 | 0 |  | 340.0315 | 0 |  | 603.251 | 1.0001e-05 |  | 340.0315 | 0 |  | 606.1395 | 2.5276e-05 |  | 604.151 | 0.00224 |  | 340.0315 | 0 |  | 845.4077 | 0.0026089 |  | 962.2039 | 0.05884 | 685.163 | 0.0013084 |  | 1102.23 | 0.0054045 |  | 1089.9241 | 0.038326 |  | 1275 | 0.84376 |  |  |  |  | 1033.9193 | 0 |  | 1033.913 | 0.04802
| 604.3101 | 0.00476 |  | 340.2448 | 0 |  | 340.2448 | 0 |  | 603.4107 | 0 |  | 340.2448 | 0 |  | 606.2981 | 4.3731e-05 |  | 604.3101 | 0.00211 |  | 340.2448 | 0 |  | 845.4788 | 0.0030345 |  | 962.4467 | 0.05952 | 685.306 | 0.0012561 |  | 1102.2895 | 0.0054264 |  | 1090.0696 | 0.039403 |  | 1276 | 0.85119 |  |  |  |  | 1033.9717 | 0 |  | 1033.9653 | 0.04841
| 604.4693 | 0.00397 |  | 340.458 | 0 |  | 340.458 | 0 |  | 603.5703 | 1.0001e-05 |  | 340.458 | 0 |  | 606.4568 | 3.0692e-05 |  | 604.4693 | 0.00226 |  | 340.458 | 0 |  | 845.5499 | 0.003441 |  | 962.6894 | 0.05991 | 685.45 | 0.0021409 |  | 1102.349 | 0.0054483 |  | 1090.2152 | 0.040585 |  | 1277 | 0.86708 |  |  |  |  | 1034.024 | 0 |  | 1034.0177 | 0.04867
| 604.6284 | 0.00552 |  | 340.6713 | 0 |  | 340.6713 | 0 |  | 603.7299 | 0 |  | 340.6713 | 0 |  | 606.6155 | 3.4503e-05 |  | 604.6284 | 0.00209 |  | 340.6713 | 0 |  | 845.621 | 0.0033838 |  | 962.9322 | 0.06067 | 685.594 | 0.00097507 |  | 1102.4086 | 0.0054593 |  | 1090.3607 | 0.041752 |  | 1278 | 0.87705 |  |  |  |  | 1034.0764 | 0 |  | 1034.0701 | 0.0488
| 604.7876 | 0.00448 |  | 340.8846 | 0 |  | 340.8846 | 0 |  | 603.8896 | 1.0001e-05 |  | 340.8846 | 0 |  | 606.7742 | 3.6509e-05 |  | 604.7876 | 0.00212 |  | 340.8846 | 0 |  | 845.6922 | 0.0025613 |  | 963.175 | 0.06102 | 685.738 | 0.0015297 |  | 1102.468 | 0.0054812 |  | 1090.5063 | 0.042794 |  | 1279 | 0.88881 |  |  |  |  | 1034.1289 | 0 |  | 1034.1224 | 0.0488
| 604.9467 | 0.00633 |  | 341.0979 | 0 |  | 341.0979 | 0 |  | 604.0492 | 0 |  | 341.0979 | 0 |  | 606.9329 | 3.2497e-05 |  | 604.9467 | 0.002 |  | 341.0979 | 0 |  | 845.7635 | 0.0029689 |  | 963.4178 | 0.06171 | 685.882 | 0.0017463 |  | 1102.5276 | 0.0055031 |  | 1090.6521 | 0.043635 |  | 1280 | 0.896 |  |  |  |  | 1034.1813 | 0 |  | 1034.1748 | 0.04869
| 605.1059 | 0.00317 |  | 341.3112 | 0 |  | 341.3112 | 0 |  | 604.2089 | 3.0002e-05 |  | 341.3112 | 0 |  | 607.0916 | 3.8515e-05 |  | 605.1059 | 0.00211 |  | 341.3112 | 0 |  | 845.8346 | 0.0028984 |  | 963.6606 | 0.0621 | 686.026 | 0.0018403 |  | 1102.5872 | 0.0055141 |  | 1090.7977 | 0.044235 |  | 1281 | 0.90961 |  |  |  |  | 1034.2336 | 0 |  | 1034.2273 | 0.04849
| 605.2651 | 0.00584 |  | 341.5246 | 0 |  | 341.5246 | 0 |  | 604.3686 | 0 |  | 341.5246 | 0 |  | 607.2504 | 3.5105e-05 |  | 605.2651 | 0.00213 |  | 341.5245 | 0 |  | 845.9058 | 0.0035585 |  | 963.9034 | 0.06288 | 686.17 | 0.0017804 |  | 1102.6467 | 0.005536 |  | 1090.9435 | 0.044575 |  | 1282 | 0.91803 |  |  |  |  | 1034.286 | 0 |  | 1034.2797 | 0.04824
| 605.4243 | 0.00411 |  | 341.7379 | 0 |  | 341.7379 | 0 |  | 604.5282 | 3.0002e-05 |  | 341.7379 | 0 |  | 607.4091 | 3.5306e-05 |  | 605.4243 | 0.00222 |  | 341.7379 | 0 |  | 845.977 | 0.0036659 |  | 964.1462 | 0.06329 | 686.315 | 0.0010865 |  | 1102.7062 | 0.0055579 |  | 1091.0892 | 0.044651 |  | 1283 | 0.92432 |  |  |  |  | 1034.3385 | 0 |  | 1034.332 | 0.04797
| 605.5835 | 0.00559 |  | 341.9513 | 0 |  | 341.9513 | 0 |  | 604.6879 | 0 |  | 341.9513 | 0 |  | 607.5679 | 3.2497e-05 |  | 605.5835 | 0.00214 |  | 341.9513 | 0 |  | 846.0482 | 0.0029584 |  | 964.389 | 0.0642 | 686.459 | 0.0022607 |  | 1102.7658 | 0.0055799 |  | 1091.2351 | 0.044456 |  | 1284 | 0.9387 |  |  |  |  | 1034.3909 | 0 |  | 1034.3845 | 0.04768
| 605.7427 | 0.00357 |  | 342.1647 | 0 |  | 342.1647 | 0 |  | 604.8476 | 1.0001e-05 |  | 342.1647 | 0 |  | 607.7266 | 3.33e-05 |  | 605.7427 | 0.00216 |  | 342.1646 | 0 |  | 846.1194 | 0.00263 |  | 964.6318 | 0.06434 | 686.603 | 0.0017672 |  | 1102.8253 | 0.0056018 |  | 1091.381 | 0.043991 |  | 1285 | 0.9479 |  |  |  |  | 1034.4432 | 0 |  | 1034.4369 | 0.0474
| 605.9019 | 0.00513 |  | 342.3781 | 0 |  | 342.3781 | 0 |  | 605.0073 | 6.6672e-06 |  | 342.3781 | 0 |  | 607.8854 | 4.1725e-05 |  | 605.9019 | 0.00203 |  | 342.378 | 0 |  | 846.1906 | 0.0024027 |  | 964.8746 | 0.06534 | 686.747 | 0.0013934 |  | 1102.8849 | 0.0056237 |  | 1091.5269 | 0.043267 |  | 1286 | 0.94972 |  |  |  |  | 1034.4957 | 0 |  | 1034.4893 | 0.0471
| 606.0611 | 0.00366 |  | 342.5915 | 0 |  | 342.5915 | 0 |  | 605.167 | 5.0004e-05 |  | 342.5915 | 0 |  | 608.0441 | 2.8285e-05 |  | 606.0611 | 0.00214 |  | 342.5915 | 0 |  | 846.2619 | 0.0031009 |  | 965.1174 | 0.0659 | 686.892 | 0.0014406 |  | 1102.9445 | 0.0056456 |  | 1091.6729 | 0.042315 |  | 1287 | 0.95355 |  |  |  |  | 1034.5481 | 0 |  | 1034.5418 | 0.04679
| 606.2203 | 0.00396 |  | 342.8049 | 0 |  | 342.8049 | 0 |  | 605.3267 | 0 |  | 342.8049 | 0 |  | 608.2029 | 4.5737e-05 |  | 606.2203 | 0.00203 |  | 342.8049 | 0 |  | 846.3332 | 0.0038608 |  | 965.3603 | 0.06663 | 687.036 | 0.0013509 |  | 1103.004 | 0.0056676 |  | 1091.8187 | 0.041181 |  | 1288 | 0.96588 |  |  |  |  | 1034.6006 | 0 |  | 1034.5941 | 0.04648
| 606.3795 | 0.00455 |  | 343.0183 | 0 |  | 343.0183 | 0 |  | 605.4864 | 3.0002e-05 |  | 343.0183 | 0 |  | 608.3617 | 2.0662e-05 |  | 606.3795 | 0.00218 |  | 343.0183 | 0 |  | 846.4045 | 0.0039113 |  | 965.6031 | 0.067 | 687.181 | 0.001645 |  | 1103.0637 | 0.0056895 |  | 1091.9648 | 0.039928 |  | 1289 | 0.96819 |  |  |  |  | 1034.6529 | 0 |  | 1034.6466 | 0.04617
| 606.5388 | 0.0028 |  | 343.2318 | 0 |  | 343.2318 | 0 |  | 605.6461 | 6.6672e-06 |  | 343.2318 | 0 |  | 608.5205 | 4.8345e-05 |  | 606.5388 | 0.00203 |  | 343.2318 | 0 |  | 846.4758 | 0.0031794 |  | 965.846 | 0.06773 | 687.326 | 0.0013191 |  | 1103.1233 | 0.0057114 |  | 1092.1108 | 0.038631 |  | 1290 | 0.97342 |  |  |  |  | 1034.7054 | 0 |  | 1034.6991 | 0.0459
| 606.698 | 0.00469 |  | 343.4453 | 0 |  | 343.4453 | 0 |  | 605.8059 | 3.0002e-05 |  | 343.4453 | 0 |  | 608.6793 | 2.0662e-05 |  | 606.698 | 0.00223 |  | 343.4453 | 0 |  | 846.5471 | 0.0017477 |  | 966.0888 | 0.06833 | 687.47 | 0.0018584 |  | 1103.1829 | 0.0057333 |  | 1092.257 | 0.037378 |  | 1291 | 0.97453 |  |  |  |  | 1034.7579 | 0 |  | 1034.7515 | 0.0457
| 606.8573 | 0.0057 |  | 343.6588 | 0 |  | 343.6588 | 0 |  | 605.9656 | 0 |  | 343.6588 | 0 |  | 608.8381 | 4.9548e-05 |  | 606.8573 | 0.00205 |  | 343.6588 | 0 |  | 846.6185 | 0.0022321 |  | 966.3317 | 0.06892 | 687.615 | 0.0019502 |  | 1103.2424 | 0.0057662 |  | 1092.4031 | 0.036274 |  | 1292 | 0.9798 |  |  |  |  | 1034.8104 | 0 |  | 1034.804 | 0.04559
| 607.0165 | 0.00311 |  | 343.8723 | 0 |  | 343.8723 | 0 |  | 606.1253 | 0 |  | 343.8723 | 0 |  | 608.997 | 1.7051e-05 |  | 607.0165 | 0.00224 |  | 343.8723 | 0 |  | 846.6897 | 0.0027876 |  | 966.5746 | 0.06945 | 687.76 | 0.0012648 |  | 1103.3021 | 0.0057881 |  | 1092.5492 | 0.035425 |  | 1293 | 0.98329 |  |  |  |  | 1034.8628 | 0 |  | 1034.8564 | 0.04557
| 607.1758 | 0.00485 |  | 344.0858 | 0 |  | 344.0858 | 0 |  | 606.2851 | 0 |  | 344.0858 | 0 |  | 609.1558 | 4.6539e-05 |  | 607.1758 | 0.002 |  | 344.0858 | 0 |  | 846.761 | 0.0032524 |  | 966.8175 | 0.07024 | 687.905 | 0.00074192 |  | 1103.3617 | 0.005821 |  | 1092.6954 | 0.034922 |  | 1294 | 0.99106 |  |  |  |  | 1034.9153 | 0 |  | 1034.9089 | 0.04562
| 607.3351 | 0.0039 |  | 344.2994 | 0 |  | 344.2994 | 0 |  | 606.4448 | 1.0001e-05 |  | 344.2994 | 0 |  | 609.3146 | 3.3701e-05 |  | 607.3351 | 0.0021 |  | 344.2994 | 0 |  | 846.8324 | 0.0033937 |  | 967.0603 | 0.07096 | 688.05 | 0.0013631 |  | 1103.4214 | 0.0058539 |  | 1092.8417 | 0.034813 |  | 1295 | 0.99672 |  |  |  |  | 1034.9678 | 0 |  | 1034.9614 | 0.04573
| 607.4944 | 0.00315 |  | 344.5129 | 0 |  | 344.5129 | 0 |  | 606.6046 | 0 |  | 344.5129 | 0 |  | 609.4735 | 3.3901e-05 |  | 607.4944 | 0.00194 |  | 344.5129 | 0 |  | 846.9039 | 0.0035655 |  | 967.3032 | 0.07151 | 688.195 | 0.0017192 |  | 1103.481 | 0.0058758 |  | 1092.988 | 0.035079 |  | 1296 | 0.99855 |  |  |  |  | 1035.0203 | 0 |  | 1035.0138 | 0.04586
| 607.6536 | 0.00436 |  | 344.7265 | 0 |  | 344.7265 | 0 |  | 606.7644 | 5.0004e-05 |  | 344.7265 | 0 |  | 609.6323 | 4.2327e-05 |  | 607.6536 | 0.00207 |  | 344.7265 | 0 |  | 846.9752 | 0.0023161 |  | 967.5461 | 0.07186 | 688.34 | 0.001378 |  | 1103.5406 | 0.0059087 |  | 1093.1343 | 0.035629 |  | 1297 | 1 |  |  |  |  | 1035.0728 | 0 |  | 1035.0663 | 0.046
| 607.8129 | 0.00445 |  | 344.9401 | 0 |  | 344.9401 | 0 |  | 606.9241 | 0 |  | 344.9401 | 0 |  | 609.7912 | 2.1264e-05 |  | 607.8129 | 0.00197 |  | 344.9401 | 0 |  | 847.0466 | 0.0020779 |  | 967.789 | 0.0726 | 688.485 | 0.001865 |  | 1103.6002 | 0.0059416 |  | 1093.2806 | 0.036314 |  | 1298 | 0.99785 |  |  |  |  | 1035.1252 | 0 |  | 1035.1188 | 0.04614
| 607.9723 | 0.00341 |  | 345.1537 | 0 |  | 345.1537 | 0 |  | 607.0839 | 1.0001e-05 |  | 345.1537 | 0 |  | 609.9501 | 4.5336e-05 |  | 607.9723 | 0.00208 |  | 345.1537 | 0 |  | 847.118 | 0.0024597 |  | 968.0319 | 0.07308 | 688.63 | 0.0013071 |  | 1103.6599 | 0.0059745 |  | 1093.4271 | 0.036959 |  | 1299 | 0.99609 |  |  |  |  | 1035.1777 | 0 |  | 1035.1713 | 0.04629
| 608.1316 | 0.00436 |  | 345.3673 | 0 |  | 345.3673 | 0 |  | 607.2437 | 6.6672e-06 |  | 345.3673 | 0 |  | 610.109 | 3.7512e-05 |  | 608.1316 | 0.00189 |  | 345.3673 | 0 |  | 847.1894 | 0.0024322 |  | 968.2749 | 0.07381 | 688.775 | 0.001898 |  | 1103.7196 | 0.0060074 |  | 1093.5735 | 0.037406 |  | 1300 | 0.9938 |  |  |  |  | 1035.2302 | 0 |  | 1035.2238 | 0.04645
| 608.2909 | 0.00274 |  | 345.581 | 0 |  | 345.581 | 0 |  | 607.4035 | 1.0001e-05 |  | 345.581 | 0 |  | 610.2679 | 3.5506e-05 |  | 608.2909 | 0.00199 |  | 345.581 | 0 |  | 847.2608 | 0.0021725 |  | 968.5178 | 0.07408 | 688.92 | 0.0022756 |  | 1103.7793 | 0.0060512 |  | 1093.72 | 0.037552 |  | 1301 | 0.99133 |  |  |  |  | 1035.2827 | 0 |  | 1035.2764 | 0.04662
| 608.4502 | 0.00369 |  | 345.7946 | 0 |  | 345.7946 | 0 |  | 607.5633 | 0 |  | 345.7946 | 0 |  | 610.4268 | 4.2126e-05 |  | 608.4502 | 0.00181 |  | 345.7946 | 0 |  | 847.3322 | 0.0023112 |  | 968.7607 | 0.07479 | 689.066 | 0.0017749 |  | 1103.8389 | 0.0060841 |  | 1093.8666 | 0.037364 |  | 1302 | 0.99091 |  |  |  |  | 1035.3352 | 0 |  | 1035.3289 | 0.04681
| 608.6095 | 0.00443 |  | 346.0083 | 0 |  | 346.0083 | 0 |  | 607.7231 | 1.0001e-05 |  | 346.0083 | 0 |  | 610.5857 | 2.8485e-05 |  | 608.6095 | 0.002 |  | 346.0083 | 0 |  | 847.4037 | 0.0033357 |  | 969.0036 | 0.07528 | 689.211 | 0.0010711 |  | 1103.8986 | 0.006128 |  | 1094.0131 | 0.03689 |  | 1303 | 0.98866 |  |  |  |  | 1035.3877 | 0 |  | 1035.3814 | 0.04699
| 608.7689 | 0.0049 |  | 346.222 | 0 |  | 346.222 | 0 |  | 607.8829 | 6.6672e-06 |  | 346.222 | 0 |  | 610.7446 | 3.9919e-05 |  | 608.7689 | 0.002 |  | 346.222 | 0 |  | 847.4752 | 0.0034512 |  | 969.2466 | 0.07591 | 689.357 | 0.0017238 |  | 1103.9582 | 0.0061718 |  | 1094.1597 | 0.036237 |  | 1304 | 0.97977 |  |  |  |  | 1035.4403 | 0 |  | 1035.4338 | 0.04716
| 608.9282 | 0.00533 |  | 346.4357 | 0 |  | 346.4357 | 0 |  | 608.0427 | 5.0004e-05 |  | 346.4357 | 0 |  | 610.9035 | 4.4132e-05 |  | 608.9282 | 0.00215 |  | 346.4357 | 0 |  | 847.5466 | 0.0036062 |  | 969.4895 | 0.07661 | 689.502 | 0.0021134 |  | 1104.0179 | 0.0062047 |  | 1094.3064 | 0.035548 |  | 1305 | 0.97289 |  |  |  |  | 1035.4928 | 0 |  | 1035.4863 | 0.0473
| 609.0876 | 0.00515 |  | 346.6494 | 0 |  | 346.6494 | 0 |  | 608.2025 | 6.6672e-06 |  | 346.6494 | 0 |  | 611.0625 | 2.0662e-05 |  | 609.0876 | 0.00205 |  | 346.6494 | 0 |  | 847.6181 | 0.002437 |  | 969.7325 | 0.07725 | 689.648 | 0.0013656 |  | 1104.0776 | 0.0062486 |  | 1094.453 | 0.034964 |  | 1306 | 0.96026 |  |  |  |  | 1035.5453 | 0 |  | 1035.5389 | 0.04743
| 609.2469 | 0.0048 |  | 346.8632 | 0 |  | 346.8632 | 0 |  | 608.3623 | 0 |  | 346.8632 | 0 |  | 611.2214 | 5.9378e-05 |  | 609.2469 | 0.00212 |  | 346.8632 | 0 |  | 847.6896 | 0.0034883 |  | 969.9755 | 0.07757 | 689.793 | 0.0016852 |  | 1104.1373 | 0.0062924 |  | 1094.5997 | 0.034595 |  | 1307 | 0.95051 |  |  |  |  | 1035.5979 | 0 |  | 1035.5914 | 0.04755
| 609.4063 | 0.00561 |  | 347.0769 | 0 |  | 347.0769 | 0 |  | 608.5222 | 2.6669e-05 |  | 347.0769 | 0 |  | 611.3804 | 1.1234e-05 |  | 609.4063 | 0.00201 |  | 347.0769 | 0 |  | 847.7612 | 0.004132 |  | 970.2184 | 0.07842 | 689.939 | 0.0021244 |  | 1104.1971 | 0.0063472 |  | 1094.7466 | 0.034496 |  | 1308 | 0.93352 |  |  |  |  | 1035.6504 | 0 |  | 1035.644 | 0.04768
| 609.5657 | 0.00505 |  | 347.2907 | 0 |  | 347.2907 | 0 |  | 608.682 | 3.0002e-05 |  | 347.2907 | 0 |  | 611.5394 | 6.1985e-05 |  | 609.5657 | 0.00211 |  | 347.2907 | 0 |  | 847.8326 | 0.0029235 |  | 970.4614 | 0.07854 | 690.085 | 0.0024274 |  | 1104.2568 | 0.0063911 |  | 1094.8933 | 0.034667 |  | 1309 | 0.92386 |  |  |  |  | 1035.703 | 0 |  | 1035.6965 | 0.04784
| 609.7251 | 0.00622 |  | 347.5045 | 0 |  | 347.5045 | 0 |  | 608.8419 | 6.6672e-06 |  | 347.5045 | 0 |  | 611.6983 | 1.685e-05 |  | 609.7251 | 0.00194 |  | 347.5045 | 0 |  | 847.9042 | 0.0027438 |  | 970.7044 | 0.07913 | 690.231 | 0.00080289 |  | 1104.3165 | 0.0064349 |  | 1095.0402 | 0.035059 |  | 1310 | 0.91294 |  |  |  |  | 1035.7555 | 0 |  | 1035.7492 | 0.04804
| 609.8845 | 0.00352 |  | 347.7183 | 0 |  | 347.7183 | 0 |  | 609.0017 | 1.0001e-05 |  | 347.7183 | 0 |  | 611.8573 | 4.7342e-05 |  | 609.8845 | 0.00201 |  | 347.7183 | 0 |  | 847.9758 | 0.0032145 |  | 970.9474 | 0.07966 | 690.377 | 0.0012203 |  | 1104.3762 | 0.0064897 |  | 1095.187 | 0.035603 |  | 1311 | 0.90165 |  |  |  |  | 1035.8081 | 0 |  | 1035.8016 | 0.04831
| 610.0438 | 0.00394 |  | 347.9321 | 0 |  | 347.9321 | 0 |  | 609.1616 | 0 |  | 347.9321 | 0 |  | 612.0163 | 2.9288e-05 |  | 610.0438 | 0.00182 |  | 347.9321 | 0 |  | 848.0473 | 0.002413 |  | 971.1904 | 0.08048 | 690.523 | 0.0013227 |  | 1104.436 | 0.0065336 |  | 1095.334 | 0.036229 |  | 1312 | 0.88907 |  |  |  |  | 1035.8606 | 0 |  | 1035.8543 | 0.04865
| 610.2033 | 0.0039 |  | 348.1459 | 0 |  | 348.1459 | 0 |  | 609.3214 | 1.0001e-05 |  | 348.1459 | 0 |  | 612.1753 | 4.8746e-05 |  | 610.2033 | 0.0019 |  | 348.1459 | 0 |  | 848.1189 | 0.0021203 |  | 971.4334 | 0.08073 | 690.669 | 0.001789 |  | 1104.4957 | 0.0065884 |  | 1095.481 | 0.036881 |  | 1313 | 0.87558 |  |  |  |  | 1035.9132 | 0 |  | 1035.9067 | 0.04906
| 610.3627 | 0.00541 |  | 348.3598 | 0 |  | 348.3598 | 0 |  | 609.4813 | 6.6672e-06 |  | 348.3598 | 0 |  | 612.3343 | 2.8285e-05 |  | 610.3627 | 0.00177 |  | 348.3598 | 0 |  | 848.1905 | 0.0017095 |  | 971.6764 | 0.08129 | 690.815 | 0.0026493 |  | 1104.5555 | 0.0066432 |  | 1095.6279 | 0.037523 |  | 1314 | 0.85623 |  |  |  |  | 1035.9657 | 0 |  | 1035.9594 | 0.04953
| 610.5221 | 0.00339 |  | 348.5736 | 0 |  | 348.5736 | 0 |  | 609.6412 | 3.0002e-05 |  | 348.5736 | 0 |  | 612.4933 | 4.7743e-05 |  | 610.5221 | 0.00192 |  | 348.5736 | 0 |  | 848.262 | 0.002435 |  | 971.9194 | 0.08173 | 690.961 | 0.0016132 |  | 1104.6152 | 0.006698 |  | 1095.7749 | 0.038128 |  | 1315 | 0.8413 |  |  |  |  | 1036.0183 | 0 |  | 1036.012 | 0.05004
| 610.6815 | 0.00548 |  | 348.7875 | 0 |  | 348.7875 | 0 |  | 609.8011 | 6.6672e-06 |  | 348.7875 | 0 |  | 612.6523 | 2.0461e-05 |  | 610.6815 | 0.00181 |  | 348.7875 | 0 |  | 848.3336 | 0.0028807 |  | 972.1624 | 0.08253 | 691.107 | 0.0016519 |  | 1104.6751 | 0.0067528 |  | 1095.922 | 0.038666 |  | 1316 | 0.82682 |  |  |  |  | 1036.0709 | 0 |  | 1036.0646 | 0.05053
| 610.8409 | 0.00357 |  | 349.0014 | 0 |  | 349.0014 | 0 |  | 609.961 | 1.0001e-05 |  | 349.0014 | 0 |  | 612.8114 | 4.9749e-05 |  | 610.8409 | 0.00188 |  | 349.0014 | 0 |  | 848.4052 | 0.003997 |  | 972.4054 | 0.08258 | 691.253 | 0.0016166 |  | 1104.7347 | 0.0068186 |  | 1096.0692 | 0.039099 |  | 1317 | 0.8073 |  |  |  |  | 1036.1235 | 0 |  | 1036.1171 | 0.05095
| 611.0004 | 0.00598 |  | 349.2153 | 0 |  | 349.2153 | 0 |  | 610.1209 | 0 |  | 349.2153 | 0 |  | 612.9704 | 3.6509e-05 |  | 611.0004 | 0.00174 |  | 349.2153 | 0 |  | 848.4769 | 0.003308 |  | 972.6485 | 0.08329 | 691.4 | 0.0013941 |  | 1104.7946 | 0.0068734 |  | 1096.2163 | 0.039378 |  | 1318 | 0.78893 |  |  |  |  | 1036.1762 | 0 |  | 1036.1697 | 0.05123
| 611.1598 | 0.00373 |  | 349.4292 | 0 |  | 349.4292 | 0 |  | 610.2808 | 0 |  | 349.4292 | 0 |  | 613.1295 | 4.3731e-05 |  | 611.1598 | 0.00188 |  | 349.4292 | 0 |  | 848.5485 | 0.0028768 |  | 972.8915 | 0.08382 | 691.546 | 0.0011624 |  | 1104.8544 | 0.0069392 |  | 1096.3635 | 0.039453 |  | 1319 | 0.77134 |  |  |  |  | 1036.2288 | 0 |  | 1036.2223 | 0.05131
| 611.3193 | 0.00427 |  | 349.6432 | 0 |  | 349.6432 | 0 |  | 610.4407 | 6.6672e-06 |  | 349.6432 | 0 |  | 613.2885 | 3.9719e-05 |  | 611.3193 | 0.0019 |  | 349.6432 | 0 |  | 848.6202 | 0.0028108 |  | 973.1345 | 0.0845 | 691.693 | 0.0020042 |  | 1104.9142 | 0.006994 |  | 1096.5107 | 0.039284 |  | 1320 | 0.75273 |  |  |  |  | 1036.2814 | 0 |  | 1036.2749 | 0.05118
| 611.4787 | 0.00464 |  | 349.8571 | 0 |  | 349.8571 | 0 |  | 610.6006 | 0 |  | 349.8571 | 0 |  | 613.4476 | 3.6309e-05 |  | 611.4787 | 0.00201 |  | 349.8571 | 0 |  | 848.6918 | 0.0033884 |  | 973.3776 | 0.08463 | 691.839 | 0.002488 |  | 1104.9739 | 0.0070598 |  | 1096.658 | 0.038856 |  | 1321 | 0.7294 |  |  |  |  | 1036.334 | 0 |  | 1036.3275 | 0.05081
| 611.6382 | 0.00397 |  | 350.0711 | 0 |  | 350.0711 | 0 |  | 610.7605 | 0 |  | 350.0711 | 0 |  | 613.6067 | 4.4333e-05 |  | 611.6382 | 0.00194 |  | 350.0711 | 0 |  | 848.7636 | 0.0030794 |  | 973.6207 | 0.08494 | 691.986 | 0.0021074 |  | 1105.0337 | 0.0071256 |  | 1096.8053 | 0.038189 |  | 1322 | 0.70921 |  |  |  |  | 1036.3866 | 0 |  | 1036.3801 | 0.05024
| 611.7977 | 0.00338 |  | 350.2851 | 0 |  | 350.2851 | 0 |  | 610.9204 | 0 |  | 350.2851 | 0 |  | 613.7658 | 4.0521e-05 |  | 611.7977 | 0.00201 |  | 350.2851 | 0 |  | 848.8352 | 0.0046544 |  | 973.8637 | 0.08555 | 692.132 | 0.0020843 |  | 1105.0935 | 0.0071913 |  | 1096.9526 | 0.03734 |  | 1323 | 0.68849 |  |  |  |  | 1036.4392 | 0 |  | 1036.4327 | 0.04952
| 611.9572 | 0.00468 |  | 350.4991 | 0 |  | 350.4991 | 0 |  | 611.0804 | 6.6672e-06 |  | 350.4991 | 0 |  | 613.9248 | 3.5707e-05 |  | 611.9572 | 0.00191 |  | 350.4991 | 0 |  | 848.9069 | 0.0045885 |  | 974.1068 | 0.08632 | 692.279 | 0.0015421 |  | 1105.1533 | 0.0072571 |  | 1097.1001 | 0.036399 |  | 1324 | 0.66654 |  |  |  |  | 1036.4918 | 0 |  | 1036.4853 | 0.0487
| 612.1167 | 0.00281 |  | 350.7131 | 0 |  | 350.7131 | 0 |  | 611.2403 | 3.0002e-05 |  | 350.7131 | 0 |  | 614.0839 | 4.5336e-05 |  | 612.1167 | 0.00202 |  | 350.7131 | 0 |  | 848.9786 | 0.0026266 |  | 974.3499 | 0.0866 | 692.426 | 0.0015321 |  | 1105.2131 | 0.0073229 |  | 1097.2476 | 0.035472 |  | 1325 | 0.64172 |  |  |  |  | 1036.5444 | 0 |  | 1036.538 | 0.04785
| 612.2762 | 0.00376 |  | 350.9272 | 0 |  | 350.9272 | 0 |  | 611.4003 | 6.6672e-06 |  | 350.9272 | 0 |  | 614.2431 | 4.2126e-05 |  | 612.2762 | 0.00188 |  | 350.9272 | 0 |  | 849.0504 | 0.0023118 |  | 974.593 | 0.08719 | 692.573 | 0.001391 |  | 1105.2731 | 0.0073886 |  | 1097.395 | 0.03467 |  | 1326 | 0.61903 |  |  |  |  | 1036.5971 | 0 |  | 1036.5907 | 0.04705
| 612.4357 | 0.00375 |  | 351.1412 | 0 |  | 351.1412 | 0 |  | 611.5602 | 0 |  | 351.1412 | 0 |  | 614.4022 | 4.5937e-05 |  | 612.4357 | 0.00202 |  | 351.1412 | 0 |  | 849.1221 | 0.0031463 |  | 974.8361 | 0.0876 | 692.72 | 0.0010808 |  | 1105.3329 | 0.0074544 |  | 1097.5425 | 0.034087 |  | 1327 | 0.59863 |  |  |  |  | 1036.6497 | 0 |  | 1036.6433 | 0.04634
| 612.5952 | 0.00534 |  | 351.3553 | 0 |  | 351.3553 | 0 |  | 611.7202 | 6.6672e-06 |  | 351.3553 | 0 |  | 614.5613 | 3.671e-05 |  | 612.5952 | 0.00185 |  | 351.3553 | 0 |  | 849.1938 | 0.0031252 |  | 975.0792 | 0.08843 | 692.866 | 0.001944 |  | 1105.3927 | 0.0075312 |  | 1097.6901 | 0.033788 |  | 1328 | 0.58062 |  |  |  |  | 1036.7024 | 0 |  | 1036.6959 | 0.04579
| 612.7547 | 0.0035 |  | 351.5694 | 0 |  | 351.5694 | 0 |  | 611.8801 | 1.0001e-05 |  | 351.5694 | 0 |  | 614.7204 | 4.0922e-05 |  | 612.7547 | 0.00197 |  | 351.5694 | 0 |  | 849.2656 | 0.0034953 |  | 975.3223 | 0.08855 | 693.013 | 0.0012278 |  | 1105.4525 | 0.0075969 |  | 1097.8376 | 0.033798 |  | 1329 | 0.55653 |  |  |  |  | 1036.755 | 0 |  | 1036.7487 | 0.04543
| 612.9142 | 0.00575 |  | 351.7835 | 0 |  | 351.7835 | 0 |  | 612.0401 | 6.6672e-06 |  | 351.7835 | 0 |  | 614.8796 | 3.8114e-05 |  | 612.9142 | 0.00181 |  | 351.7835 | 0 |  | 849.3374 | 0.0029695 |  | 975.5654 | 0.08903 | 693.161 | 0.0014772 |  | 1105.5124 | 0.0076627 |  | 1097.9852 | 0.034104 |  | 1330 | 0.54018 |  |  |  |  | 1036.8076 | 0 |  | 1036.8013 | 0.04527
| 613.0738 | 0.00447 |  | 351.9976 | 0 |  | 351.9976 | 0 |  | 612.2001 | 3.0002e-05 |  | 351.9976 | 0 |  | 615.0387 | 4.7342e-05 |  | 613.0738 | 0.00195 |  | 351.9976 | 0 |  | 849.4092 | 0.0035426 |  | 975.8085 | 0.08929 | 693.308 | 0.0012557 |  | 1105.5723 | 0.0077394 |  | 1098.1329 | 0.034657 |  | 1331 | 0.51687 |  |  |  |  | 1036.8603 | 0 |  | 1036.8539 | 0.04529
| 613.2333 | 0.00418 |  | 352.2117 | 0 |  | 352.2117 | 0 |  | 612.3601 | 6.6672e-06 |  | 352.2117 | 0 |  | 615.1979 | 3.6108e-05 |  | 613.2333 | 0.00187 |  | 352.2117 | 0 |  | 849.481 | 0.0039214 |  | 976.0516 | 0.09015 | 693.455 | 0.0025072 |  | 1105.6321 | 0.0078162 |  | 1098.2806 | 0.035386 |  | 1332 | 0.49234 |  |  |  |  | 1036.913 | 0 |  | 1036.9066 | 0.04548
| 613.3928 | 0.00292 |  | 352.4259 | 0 |  | 352.4259 | 0 |  | 612.5201 | 1.0001e-05 |  | 352.4259 | 0 |  | 615.3571 | 4.2728e-05 |  | 613.3928 | 0.00206 |  | 352.4259 | 0 |  | 849.5528 | 0.0030028 |  | 976.2947 | 0.09072 | 693.602 | 0.0019097 |  | 1105.692 | 0.007882 |  | 1098.4283 | 0.036207 |  | 1333 | 0.47103 |  |  |  |  | 1036.9657 | 0 |  | 1036.9592 | 0.0458
| 613.5524 | 0.00432 |  | 352.6401 | 0 |  | 352.6401 | 0 |  | 612.6801 | 0 |  | 352.6401 | 0 |  | 615.5163 | 4.4533e-05 |  | 613.5524 | 0.00196 |  | 352.64 | 0 |  | 849.6246 | 0.0027462 |  | 976.5379 | 0.09122 | 693.75 | 0.0025371 |  | 1105.7518 | 0.0079587 |  | 1098.5762 | 0.037044 |  | 1334 | 0.45363 |  |  |  |  | 1037.0183 | 0 |  | 1037.012 | 0.04623
| 613.712 | 0.0057 |  | 352.8542 | 0 |  | 352.8542 | 0 |  | 612.8401 | 1.0001e-05 |  | 352.8542 | 0 |  | 615.6754 | 3.1895e-05 |  | 613.712 | 0.00207 |  | 352.8542 | 0 |  | 849.6965 | 0.0032933 |  | 976.781 | 0.09165 | 693.897 | 0.0020189 |  | 1105.8118 | 0.0080354 |  | 1098.724 | 0.03784 |  | 1335 | 0.43011 |  |  |  |  | 1037.071 | 0 |  | 1037.0646 | 0.04673
| 613.8715 | 0.00513 |  | 353.0684 | 0 |  | 353.0684 | 0 |  | 613.0001 | 6.6672e-06 |  | 353.0684 | 0 |  | 615.8346 | 4.8545e-05 |  | 613.8715 | 0.00185 |  | 353.0684 | 0 |  | 849.7684 | 0.0030935 |  | 977.0242 | 0.09245 | 694.044 | 0.00081106 |  | 1105.8717 | 0.0081122 |  | 1098.8718 | 0.038563 |  | 1336 | 0.41366 |  |  |  |  | 1037.1238 | 0 |  | 1037.1173 | 0.04729
| 614.0311 | 0.00485 |  | 353.2826 | 0 |  | 353.2826 | 0 |  | 613.1601 | 3.0002e-05 |  | 353.2826 | 0 |  | 615.9938 | 3.0892e-05 |  | 614.0311 | 0.00203 |  | 353.2826 | 0 |  | 849.8402 | 0.0036689 |  | 977.2673 | 0.09266 | 694.192 | 0.00095279 |  | 1105.9315 | 0.0081889 |  | 1099.0198 | 0.039203 |  | 1337 | 0.39843 |  |  |  |  | 1037.1764 | 0 |  | 1037.17 | 0.04787
| 614.1907 | 0.00494 |  | 353.4969 | 0 |  | 353.4969 | 0 |  | 613.3201 | 6.6672e-06 |  | 353.4969 | 0 |  | 616.1531 | 5.2156e-05 |  | 614.1907 | 0.00191 |  | 353.4969 | 0 |  | 849.9122 | 0.0043805 |  | 977.5105 | 0.0933 | 694.339 | 0.0018278 |  | 1105.9915 | 0.0082656 |  | 1099.1677 | 0.039756 |  | 1338 | 0.38092 |  |  |  |  | 1037.2291 | 0 |  | 1037.2228 | 0.0484
| 614.3503 | 0.00424 |  | 353.7111 | 0 |  | 353.7111 | 0 |  | 613.4802 | 1.0001e-05 |  | 353.7111 | 0 |  | 616.3123 | 3.5506e-05 |  | 614.3503 | 0.00193 |  | 353.7111 | 0 |  | 849.9839 | 0.0039468 |  | 977.7537 | 0.094 | 694.487 | 0.0013957 |  | 1106.0514 | 0.0083424 |  | 1099.3157 | 0.040215 |  | 1339 | 0.36225 |  |  |  |  | 1037.2819 | 0 |  | 1037.2754 | 0.04884
| 614.5099 | 0.00475 |  | 353.9254 | 0 |  | 353.9254 | 0 |  | 613.6402 | 0 |  | 353.9254 | 0 |  | 616.4715 | 3.8315e-05 |  | 614.5099 | 0.00172 |  | 353.9254 | 0 |  | 850.0558 | 0.0026598 |  | 977.9968 | 0.09445 | 694.635 | 0.001378 |  | 1106.1113 | 0.0084191 |  | 1099.4637 | 0.040554 |  | 1340 | 0.34675 |  |  |  |  | 1037.3346 | 0 |  | 1037.3281 | 0.04913
| 614.6695 | 0.0045 |  | 354.1397 | 0 |  | 354.1397 | 0 |  | 613.8002 | 3.0002e-05 |  | 354.1397 | 0 |  | 616.6308 | 3.7913e-05 |  | 614.6695 | 0.00187 |  | 354.1397 | 0 |  | 850.1278 | 0.0028461 |  | 978.24 | 0.09453 | 694.783 | 0.0017919 |  | 1106.1713 | 0.0084849 |  | 1099.6118 | 0.040738 |  | 1341 | 0.33185 |  |  |  |  | 1037.3873 | 0 |  | 1037.3809 | 0.0492
| 614.8291 | 0.00438 |  | 354.354 | 0 |  | 354.354 | 0 |  | 613.9603 | 0 |  | 354.354 | 0 |  | 616.79 | 4.7141e-05 |  | 614.8291 | 0.00184 |  | 354.354 | 0 |  | 850.1997 | 0.0027959 |  | 978.4832 | 0.0949 | 694.93 | 0.0017245 |  | 1106.2312 | 0.0085616 |  | 1099.7599 | 0.040739 |  | 1342 | 0.318 |  |  |  |  | 1037.4399 | 0 |  | 1037.4336 | 0.04903
| 614.9887 | 0.0041 |  | 354.5683 | 0 |  | 354.5683 | 0 |  | 614.1203 | 3.0002e-05 |  | 354.5683 | 0 |  | 616.9493 | 3.5105e-05 |  | 614.9887 | 0.00195 |  | 354.5683 | 0 |  | 850.2717 | 0.0036256 |  | 978.7264 | 0.09586 | 695.078 | 0.0010521 |  | 1106.2911 | 0.0086493 |  | 1099.9081 | 0.040551 |  | 1343 | 0.30473 |  |  |  |  | 1037.4927 | 0 |  | 1037.4863 | 0.04862
| 615.1484 | 0.00522 |  | 354.7826 | 0 |  | 354.7826 | 0 |  | 614.2804 | 4.667e-05 |  | 354.7826 | 0 |  | 617.1085 | 5.5967e-05 |  | 615.1484 | 0.00175 |  | 354.7826 | 0 |  | 850.3435 | 0.0031066 |  | 978.9696 | 0.09607 | 695.226 | 0.0019225 |  | 1106.3511 | 0.0087261 |  | 1100.0563 | 0.04021 |  | 1344 | 0.29352 |  |  |  |  | 1037.5454 | 0 |  | 1037.5391 | 0.04803
| 615.308 | 0.00352 |  | 354.9969 | 0 |  | 354.9969 | 0 |  | 614.4405 | 3.0002e-05 |  | 354.9969 | 0 |  | 617.2678 | 2.7282e-05 |  | 615.308 | 0.0019 |  | 354.9969 | 0 |  | 850.4155 | 0.0017989 |  | 979.2128 | 0.09667 | 695.374 | 0.0020648 |  | 1106.411 | 0.0088028 |  | 1100.2045 | 0.039788 |  | 1345 | 0.28256 |  |  |  |  | 1037.5981 | 0 |  | 1037.5918 | 0.04734
| 615.4676 | 0.00487 |  | 355.2113 | 0 |  | 355.2113 | 0 |  | 614.6005 | 0 |  | 355.2113 | 0 |  | 617.4271 | 4.9949e-05 |  | 615.4676 | 0.0018 |  | 355.2113 | 0 |  | 850.4875 | 0.0025525 |  | 979.456 | 0.09718 | 695.522 | 0.0013479 |  | 1106.4709 | 0.0088795 |  | 1100.3528 | 0.039379 |  | 1346 | 0.26825 |  |  |  |  | 1037.651 | 0 |  | 1037.6445 | 0.04665
| 615.6273 | 0.00404 |  | 355.4257 | 0 |  | 355.4257 | 0 |  | 614.7606 | 1.0001e-05 |  | 355.4257 | 0 |  | 617.5864 | 3.2898e-05 |  | 615.6273 | 0.00188 |  | 355.4257 | 0 |  | 850.5594 | 0.0027126 |  | 979.6992 | 0.09758 | 695.671 | 0.0018843 |  | 1106.5309 | 0.0089563 |  | 1100.5011 | 0.03907 |  | 1347 | 0.25996 |  |  |  |  | 1037.7037 | 0 |  | 1037.6973 | 0.04604
| 615.7869 | 0.00622 |  | 355.64 | 0 |  | 355.64 | 0 |  | 614.9207 | 6.6672e-06 |  | 355.64 | 0 |  | 617.7457 | 4.4734e-05 |  | 615.7869 | 0.00177 |  | 355.64 | 0 |  | 850.6315 | 0.0025973 |  | 979.9425 | 0.09803 | 695.819 | 0.002086 |  | 1106.5909 | 0.009033 |  | 1100.6494 | 0.038915 |  | 1348 | 0.24942 |  |  |  |  | 1037.7565 | 0 |  | 1037.75 | 0.04558
| 615.9466 | 0.00371 |  | 355.8545 | 0 |  | 355.8545 | 0 |  | 615.0808 | 3.0002e-05 |  | 355.8545 | 0 |  | 617.905 | 4.8946e-05 |  | 615.9466 | 0.00194 |  | 355.8544 | 0 |  | 850.7034 | 0.0037962 |  | 980.1857 | 0.09837 | 695.967 | 0.0015021 |  | 1106.6509 | 0.0090988 |  | 1100.7979 | 0.03892 |  | 1349 | 0.2349 |  |  |  |  | 1037.8092 | 0 |  | 1037.8029 | 0.04528
| 616.1063 | 0.00515 |  | 356.0689 | 0 |  | 356.0689 | 0 |  | 615.2409 | 2.6669e-05 |  | 356.0689 | 0 |  | 618.0643 | 3.8716e-05 |  | 616.1063 | 0.00189 |  | 356.0689 | 0 |  | 850.7755 | 0.0034383 |  | 980.4289 | 0.09873 | 696.115 | 0.0010575 |  | 1106.7108 | 0.0091755 |  | 1100.9463 | 0.03904 |  | 1350 | 0.22657 |  |  |  |  | 1037.8619 | 0 |  | 1037.8556 | 0.04513
| 616.2659 | 0.00373 |  | 356.2833 | 0 |  | 356.2833 | 0 |  | 615.401 | 0 |  | 356.2833 | 0 |  | 618.2236 | 3.691e-05 |  | 616.2659 | 0.00211 |  | 356.2833 | 0 |  | 850.8475 | 0.0031269 |  | 980.6722 | 0.09925 | 696.264 | 0.0017357 |  | 1106.7709 | 0.0092523 |  | 1101.0947 | 0.039198 |  | 1351 | 0.21719 |  |  |  |  | 1037.9148 | 0 |  | 1037.9083 | 0.04506
| 616.4256 | 0.00475 |  | 356.4978 | 0 |  | 356.4978 | 0 |  | 615.5611 | 2.6669e-05 |  | 356.4978 | 0 |  | 618.383 | 4.2728e-05 |  | 616.4256 | 0.00198 |  | 356.4978 | 0 |  | 850.9196 | 0.002947 |  | 980.9154 | 0.1 | 696.412 | 0.00106 |  | 1106.8308 | 0.009329 |  | 1101.2432 | 0.039308 |  | 1352 | 0.2 |  |  |  |  | 1037.9675 | 0 |  | 1037.9611 | 0.04502
| 616.5853 | 0.00366 |  | 356.7122 | 0 |  | 356.7122 | 0 |  | 615.7212 | 1.0001e-05 |  | 356.7122 | 0 |  | 618.5423 | 4.1524e-05 |  | 616.5853 | 0.0021 |  | 356.7122 | 0 |  | 850.9916 | 0.0026263 |  | 981.1587 | 0.09988 | 696.561 | 0.0013269 |  | 1106.8909 | 0.0094057 |  | 1101.3917 | 0.039308 |  | 1353 | 0.19661 |  |  |  |  | 1038.0203 | 0 |  | 1038.0139 | 0.04493
| 616.745 | 0.00468 |  | 356.9267 | 0 |  | 356.9267 | 0 |  | 615.8814 | 2.6669e-05 |  | 356.9267 | 0 |  | 618.7017 | 3.5907e-05 |  | 616.745 | 0.00182 |  | 356.9267 | 0 |  | 851.0637 | 0.0023482 |  | 981.402 | 0.10086 | 696.709 | 0.0012861 |  | 1106.9508 | 0.0094825 |  | 1101.5403 | 0.039179 |  | 1354 | 0.18662 |  |  |  |  | 1038.0731 | 0 |  | 1038.0666 | 0.04477
| 616.9047 | 0.00338 |  | 357.1412 | 0 |  | 357.1412 | 0 |  | 616.0415 | 1.0001e-05 |  | 357.1412 | 0 |  | 618.861 | 4.6339e-05 |  | 616.9047 | 0.00188 |  | 357.1412 | 0 |  | 851.1357 | 0.0022528 |  | 981.6452 | 0.10103 | 696.858 | 0.0023294 |  | 1107.0109 | 0.0095482 |  | 1101.689 | 0.038954 |  | 1355 | 0.18096 |  |  |  |  | 1038.1258 | 0 |  | 1038.1195 | 0.04452
| 617.0644 | 0.0071 |  | 357.3557 | 0 |  | 357.3557 | 0 |  | 616.2016 | 2.6669e-05 |  | 357.3557 | 0 |  | 619.0204 | 3.671e-05 |  | 617.0644 | 0.00179 |  | 357.3557 | 0 |  | 851.2079 | 0.0034137 |  | 981.8885 | 0.10213 | 697.007 | 0.0016791 |  | 1107.0709 | 0.009625 |  | 1101.8376 | 0.038709 |  | 1356 | 0.14905 |  |  |  |  | 1038.1787 | 0 |  | 1038.1722 | 0.04423
| 617.2242 | 0.00346 |  | 357.5703 | 0 |  | 357.5703 | 0 |  | 616.3618 | 0 |  | 357.5703 | 0 |  | 619.1798 | 4.8144e-05 |  | 617.2242 | 0.00194 |  | 357.5702 | 0 |  | 851.28 | 0.0030766 |  | 982.1318 | 0.10231 | 697.156 | 0.0013416 |  | 1107.1309 | 0.0097017 |  | 1101.9863 | 0.038548 |  | 1357 | 0.15988 |  |  |  |  | 1038.2314 | 0 |  | 1038.2251 | 0.04395
| 617.3839 | 0.00485 |  | 357.7848 | 0 |  | 357.7848 | 0 |  | 616.5219 | 6.6672e-06 |  | 357.7848 | 0 |  | 619.3392 | 3.8916e-05 |  | 617.3839 | 0.00182 |  | 357.7848 | 0 |  | 851.3521 | 0.0019085 |  | 982.3751 | 0.10286 | 697.304 | 0.001442 |  | 1107.1909 | 0.0097675 |  | 1102.1351 | 0.038564 |  | 1358 | 0.15112 |  |  |  |  | 1038.2843 | 0 |  | 1038.2778 | 0.04377
| 617.5436 | 0.00334 |  | 357.9994 | 0 |  | 357.9994 | 0 |  | 616.6821 | 1.0001e-05 |  | 357.9994 | 0 |  | 619.4986 | 2.3069e-05 |  | 617.5436 | 0.00188 |  | 357.9994 | 0 |  | 851.4243 | 0.0027744 |  | 982.6184 | 0.10387 | 697.453 | 0.00199 |  | 1107.251 | 0.0098442 |  | 1102.2839 | 0.038813 |  | 1359 | 0.14704 |  |  |  |  | 1038.3372 | 0 |  | 1038.3307 | 0.04375
| 617.7034 | 0.00561 |  | 358.2139 | 0 |  | 358.2139 | 0 |  | 616.8422 | 2.6669e-05 |  | 358.2139 | 0 |  | 619.658 | 6.0982e-05 |  | 617.7034 | 0.00179 |  | 358.2139 | 0 |  | 851.4965 | 0.0029369 |  | 982.8617 | 0.10373 | 697.602 | 0.0015829 |  | 1107.311 | 0.00991 |  | 1102.4327 | 0.03928 |  | 1360 | 0.14161 |  |  |  |  | 1038.3899 | 0 |  | 1038.3835 | 0.04394
| 617.8631 | 0.00343 |  | 358.4285 | 0 |  | 358.4285 | 0 |  | 617.0024 | 0 |  | 358.4285 | 0 |  | 619.8174 | 2.4072e-05 |  | 617.8631 | 0.0019 |  | 358.4285 | 0 |  | 851.5685 | 0.0025573 |  | 983.105 | 0.10412 | 697.751 | 0.0016925 |  | 1107.3711 | 0.0099867 |  | 1102.5815 | 0.039874 |  | 1361 | 0.11909 |  |  |  |  | 1038.4427 | 0 |  | 1038.4364 | 0.04434
| 618.0229 | 0.00563 |  | 358.6431 | 0 |  | 358.6431 | 0 |  | 617.1626 | 6.6672e-06 |  | 358.6431 | 0 |  | 619.9768 | 5.8174e-05 |  | 618.0229 | 0.00183 |  | 358.6431 | 0 |  | 851.6407 | 0.0027843 |  | 983.3483 | 0.1051 | 697.9 | 0.0019382 |  | 1107.4311 | 0.010053 |  | 1102.7305 | 0.040442 |  | 1362 | 0.12962 |  |  |  |  | 1038.4956 | 0 |  | 1038.4891 | 0.04493
| 618.1826 | 0.00353 |  | 358.8578 | 0 |  | 358.8578 | 0 |  | 617.3228 | 3.0002e-05 |  | 358.8578 | 0 |  | 620.1362 | 2.668e-05 |  | 618.1826 | 0.00193 |  | 358.8578 | 0 |  | 851.7129 | 0.0019386 |  | 983.5916 | 0.10588 | 698.049 | 0.0019226 |  | 1107.4912 | 0.010118 |  | 1102.8794 | 0.040809 |  | 1363 | 0.11622 |  |  |  |  | 1038.5485 | 0 |  | 1038.542 | 0.04563
| 618.3424 | 0.00626 |  | 359.0724 | 0 |  | 359.0724 | 0 |  | 617.4829 | 0 |  | 359.0724 | 0 |  | 620.2957 | 3.9117e-05 |  | 618.3424 | 0.00186 |  | 359.0724 | 0 |  | 851.7851 | 0.0028864 |  | 983.8349 | 0.10662 | 698.199 | 0.0019673 |  | 1107.5513 | 0.010184 |  | 1103.0284 | 0.040833 |  | 1364 | 0.11694 |  |  |  |  | 1038.6013 | 0 |  | 1038.5948 | 0.04638
| 618.5022 | 0.00357 |  | 359.2871 | 0 |  | 359.2871 | 0 |  | 617.6431 | 0 |  | 359.2871 | 0 |  | 620.4551 | 5.2156e-05 |  | 618.5022 | 0.00196 |  | 359.2871 | 0 |  | 851.8573 | 0.0026367 |  | 984.0783 | 0.10691 | 698.348 | 0.0022342 |  | 1107.6115 | 0.01025 |  | 1103.1775 | 0.040452 |  | 1365 | 0.10694 |  |  |  |  | 1038.6541 | 0 |  | 1038.6477 | 0.0471
| 618.662 | 0.00445 |  | 359.5017 | 0 |  | 359.5017 | 0 |  | 617.8033 | 0 |  | 359.5017 | 0 |  | 620.6146 | 2.8886e-05 |  | 618.662 | 0.00186 |  | 359.5017 | 0 |  | 851.9295 | 0.003833 |  | 984.3216 | 0.1073 | 698.497 | 0.0024469 |  | 1107.6715 | 0.010316 |  | 1103.3265 | 0.039701 |  | 1366 | 0.10313 |  |  |  |  | 1038.7069 | 0 |  | 1038.7006 | 0.04771
| 618.8218 | 0.00484 |  | 359.7164 | 0 |  | 359.7164 | 0 |  | 617.9635 | 1.0001e-05 |  | 359.7164 | 0 |  | 620.774 | 5.0351e-05 |  | 618.8218 | 0.00198 |  | 359.7164 | 0 |  | 852.0017 | 0.0039734 |  | 984.565 | 0.1082 | 698.647 | 0.0016367 |  | 1107.7316 | 0.010381 |  | 1103.4756 | 0.038692 |  | 1367 | 0.097863 |  |  |  |  | 1038.7598 | 0 |  | 1038.7534 | 0.04816
| 618.9816 | 0.00422 |  | 359.9311 | 0 |  | 359.9311 | 0 |  | 618.1237 | 0 |  | 359.9311 | 0 |  | 620.9335 | 4.5937e-05 |  | 618.9816 | 0.00184 |  | 359.9311 | 0 |  | 852.074 | 0.0038737 |  | 984.8083 | 0.10913 | 698.796 | 0.00097042 |  | 1107.7916 | 0.010447 |  | 1103.6248 | 0.037572 |  | 1368 | 0.090233 |  |  |  |  | 1038.8127 | 0 |  | 1038.8063 | 0.0484
| 619.1414 | 0.00315 |  | 360.1458 | 0 |  | 360.1458 | 0 |  | 618.284 | 3.0002e-05 |  | 360.1458 | 0 |  | 621.093 | 3.5306e-05 |  | 619.1414 | 0.00188 |  | 360.1458 | 0 |  | 852.1462 | 0.0035 |  | 985.0517 | 0.10945 | 698.946 | 0.0021161 |  | 1107.8518 | 0.010513 |  | 1103.7739 | 0.036467 |  | 1369 | 0.088771 |  |  |  |  | 1038.8656 | 0 |  | 1038.8591 | 0.04839
| 619.3012 | 0.00311 |  | 360.3606 | 0 |  | 360.3606 | 0 |  | 618.4442 | 0 |  | 360.3606 | 0 |  | 621.2524 | 6.0782e-05 |  | 619.3012 | 0.00171 |  | 360.3606 | 0 |  | 852.2185 | 0.0032104 |  | 985.295 | 0.11074 | 699.095 | 0.0015695 |  | 1107.9119 | 0.010579 |  | 1103.9232 | 0.03545 |  | 1370 | 0.080786 |  |  |  |  | 1038.9185 | 0 |  | 1038.912 | 0.04814
| 619.461 | 0.00461 |  | 360.5753 | 0 |  | 360.5753 | 0 |  | 618.6044 | 3.0002e-05 |  | 360.5753 | 0 |  | 621.412 | 3.2497e-05 |  | 619.461 | 0.00183 |  | 360.5753 | 0 |  | 852.2908 | 0.0030426 |  | 985.5384 | 0.11053 | 699.245 | 0.0020091 |  | 1107.9721 | 0.010634 |  | 1104.0725 | 0.034537 |  | 1371 | 0.078447 |  |  |  |  | 1038.9713 | 0 |  | 1038.9648 | 0.04767
| 619.6208 | 0.00485 |  | 360.7901 | 0 |  | 360.7901 | 0 |  | 618.7646 | 6.6672e-06 |  | 360.7901 | 0 |  | 621.5715 | 5.2557e-05 |  | 619.6208 | 0.00188 |  | 360.7901 | 0 |  | 852.363 | 0.0028712 |  | 985.7818 | 0.11163 | 699.395 | 0.0016521 |  | 1108.0321 | 0.010699 |  | 1104.2218 | 0.03371 |  | 1372 | 0.074942 |  |  |  |  | 1039.0242 | 0 |  | 1039.0178 | 0.04702
| 619.7807 | 0.00311 |  | 361.0049 | 0 |  | 361.0049 | 0 |  | 618.9249 | 1.0001e-05 |  | 361.0049 | 0 |  | 621.731 | 5.015e-05 |  | 619.7807 | 0.002 |  | 361.0049 | 0 |  | 852.4353 | 0.0027286 |  | 986.0252 | 0.11201 | 699.545 | 0.00083034 |  | 1108.0923 | 0.010754 |  | 1104.3711 | 0.032949 |  | 1373 | 0.073563 |  |  |  |  | 1039.077 | 0 |  | 1039.0707 | 0.04629
| 619.9405 | 0.00274 |  | 361.2197 | 0 |  | 361.2197 | 0 |  | 619.0851 | 0 |  | 361.2197 | 0 |  | 621.8905 | 4.2728e-05 |  | 619.9405 | 0.00192 |  | 361.2197 | 0 |  | 852.5076 | 0.0021961 |  | 986.2686 | 0.11233 | 699.695 | 0.0014728 |  | 1108.1525 | 0.010809 |  | 1104.5205 | 0.032255 |  | 1374 | 0.06917 |  |  |  |  | 1039.13 | 0 |  | 1039.1235 | 0.04558
| 620.1004 | 0.00464 |  | 361.4345 | 0 |  | 361.4345 | 0 |  | 619.2454 | 5.0004e-05 |  | 361.4345 | 0 |  | 622.05 | 5.3159e-05 |  | 620.1004 | 0.00194 |  | 361.4345 | 0 |  | 852.58 | 0.0024241 |  | 986.5119 | 0.113 | 699.844 | 0.0019311 |  | 1108.2125 | 0.010864 |  | 1104.6699 | 0.031661 |  | 1375 | 0.061256 |  |  |  |  | 1039.1829 | 0 |  | 1039.1765 | 0.04502
| 620.2602 | 0.00436 |  | 361.6493 | 0 |  | 361.6493 | 0 |  | 619.4057 | 6.6672e-06 |  | 361.6493 | 0 |  | 622.2096 | 4.2126e-05 |  | 620.2602 | 0.0018 |  | 361.6493 | 0 |  | 852.6523 | 0.0025636 |  | 986.7554 | 0.11347 | 699.995 | 0.0013738 |  | 1108.2727 | 0.01093 |  | 1104.8195 | 0.031218 |  | 1376 | 0.060662 |  |  |  |  | 1039.2358 | 0 |  | 1039.2294 | 0.04469
| 620.4201 | 0.00482 |  | 361.8642 | 0 |  | 361.8642 | 0 |  | 619.5659 | 1.0001e-05 |  | 361.8642 | 0 |  | 622.3691 | 3.9117e-05 |  | 620.4201 | 0.0018 |  | 361.8642 | 0 |  | 852.7246 | 0.0023928 |  | 986.9988 | 0.11412 | 700.145 | 0.0012504 |  | 1108.3329 | 0.010984 |  | 1104.969 | 0.030976 |  | 1377 | 0.057796 |  |  |  |  | 1039.2887 | 0 |  | 1039.2822 | 0.04463
| 620.5799 | 0.00466 |  | 362.079 | 0 |  | 362.079 | 0 |  | 619.7262 | 0 |  | 362.079 | 0 |  | 622.5287 | 5.0551e-05 |  | 620.5799 | 0.00168 |  | 362.079 | 0 |  | 852.797 | 0.0019201 |  | 987.2422 | 0.11468 | 700.295 | 0.0021192 |  | 1108.3931 | 0.011039 |  | 1105.1185 | 0.030966 |  | 1378 | 0.057429 |  |  |  |  | 1039.3416 | 0 |  | 1039.3352 | 0.04486
| 620.7398 | 0.00419 |  | 362.2939 | 0 |  | 362.2939 | 0 |  | 619.8865 | 1.0001e-05 |  | 362.2939 | 0 |  | 622.6882 | 4.8545e-05 |  | 620.7398 | 0.00176 |  | 362.2939 | 0 |  | 852.8694 | 0.0029134 |  | 987.4856 | 0.11533 | 700.445 | 0.0013811 |  | 1108.4533 | 0.011083 |  | 1105.2681 | 0.031185 |  | 1379 | 0.044398 |  |  |  |  | 1039.3945 | 0 |  | 1039.3881 | 0.04532
| 620.8997 | 0.00445 |  | 362.5088 | 0 |  | 362.5088 | 0 |  | 620.0468 | 6.6672e-06 |  | 362.5088 | 0 |  | 622.8478 | 4.3731e-05 |  | 620.8997 | 0.00169 |  | 362.5088 | 0 |  | 852.9418 | 0.0035679 |  | 987.729 | 0.11592 | 700.595 | 0.0013977 |  | 1108.5134 | 0.011138 |  | 1105.4177 | 0.031601 |  | 1380 | 0.05011 |  |  |  |  | 1039.4475 | 0 |  | 1039.441 | 0.0459
| 621.0596 | 0.00452 |  | 362.7237 | 0 |  | 362.7237 | 0 |  | 620.207 | 1.0001e-05 |  | 362.7237 | 0 |  | 623.0074 | 4.8345e-05 |  | 621.0596 | 0.00178 |  | 362.7237 | 0 |  | 853.0142 | 0.0039595 |  | 987.9725 | 0.11651 | 700.745 | 0.0015094 |  | 1108.5736 | 0.011193 |  | 1105.5674 | 0.032166 |  | 1381 | 0.044858 |  |  |  |  | 1039.5004 | 0 |  | 1039.494 | 0.04652
| 621.2195 | 0.00529 |  | 362.9386 | 0 |  | 362.9386 | 0 |  | 620.3673 | 0 |  | 362.9386 | 0 |  | 623.167 | 3.4904e-05 |  | 621.2195 | 0.00172 |  | 362.9386 | 0 |  | 853.0865 | 0.0031564 |  | 988.2159 | 0.11739 | 700.896 | 0.0016526 |  | 1108.6338 | 0.011236 |  | 1105.7172 | 0.032834 |  | 1382 | 0.047804 |  |  |  |  | 1039.5533 | 0 |  | 1039.5469 | 0.04706
| 621.3794 | 0.00397 |  | 363.1536 | 0 |  | 363.1536 | 0 |  | 620.5276 | 1.0001e-05 |  | 363.1536 | 0 |  | 623.3266 | 4.333e-05 |  | 621.3794 | 0.00186 |  | 363.1536 | 0 |  | 853.159 | 0.0022701 |  | 988.4593 | 0.11771 | 701.046 | 0.0021222 |  | 1108.694 | 0.011291 |  | 1105.8669 | 0.033582 |  | 1383 | 0.041785 |  |  |  |  | 1039.6063 | 0 |  | 1039.5999 | 0.04743
| 621.5393 | 0.00587 |  | 363.3685 | 0 |  | 363.3685 | 0 |  | 620.688 | 0 |  | 363.3685 | 0 |  | 623.4862 | 4.8946e-05 |  | 621.5393 | 0.00178 |  | 363.3685 | 0 |  | 853.2314 | 0.0036465 |  | 988.7028 | 0.11877 | 701.197 | 0.0018525 |  | 1108.7541 | 0.011335 |  | 1106.0167 | 0.034419 |  | 1384 | 0.043489 |  |  |  |  | 1039.6592 | 0 |  | 1039.6528 | 0.04758
| 621.6992 | 0.00394 |  | 363.5835 | 0 |  | 363.5835 | 0 |  | 620.8483 | 3.0002e-05 |  | 363.5835 | 0 |  | 623.6458 | 4.4333e-05 |  | 621.6992 | 0.00189 |  | 363.5835 | 0 |  | 853.3039 | 0.0039757 |  | 988.9463 | 0.11933 | 701.347 | 0.0016329 |  | 1108.8145 | 0.01139 |  | 1106.1665 | 0.035381 |  | 1385 | 0.043161 |  |  |  |  | 1039.7122 | 0 |  | 1039.7058 | 0.04747
| 621.8591 | 0.00489 |  | 363.7985 | 0 |  | 363.7985 | 0 |  | 621.0086 | 0 |  | 363.7985 | 0 |  | 623.8054 | 4.3931e-05 |  | 621.8591 | 0.00173 |  | 363.7985 | 0 |  | 853.3763 | 0.0032898 |  | 989.1897 | 0.12096 | 701.498 | 0.0010731 |  | 1108.8746 | 0.011434 |  | 1106.3164 | 0.036505 |  | 1386 | 0.038167 |  |  |  |  | 1039.7651 | 0 |  | 1039.7587 | 0.04712
| 622.0191 | 0.00426 |  | 364.0135 | 0 |  | 364.0135 | 0 |  | 621.1689 | 3.0002e-05 |  | 364.0135 | 0 |  | 623.9651 | 4.4934e-05 |  | 622.0191 | 0.00183 |  | 364.0135 | 0 |  | 853.4489 | 0.0028093 |  | 989.4332 | 0.12115 | 701.649 | 0.0016511 |  | 1108.9348 | 0.011478 |  | 1106.4663 | 0.037795 |  | 1387 | 0.035412 |  |  |  |  | 1039.8181 | 0 |  | 1039.8117 | 0.04656
| 622.179 | 0.00464 |  | 364.2285 | 0 |  | 364.2285 | 0 |  | 621.3293 | 6.6672e-06 |  | 364.2285 | 0 |  | 624.1247 | 3.6309e-05 |  | 622.179 | 0.00178 |  | 364.2285 | 0 |  | 853.5213 | 0.0026996 |  | 989.6767 | 0.12189 | 701.799 | 0.00081685 |  | 1108.9951 | 0.011521 |  | 1106.6163 | 0.039198 |  | 1388 | 0.034714 |  |  |  |  | 1039.8711 | 0 |  | 1039.8646 | 0.04586
| 622.339 | 0.0044 |  | 364.4435 | 0 |  | 364.4435 | 0 |  | 621.4896 | 5.0004e-05 |  | 364.4435 | 0 |  | 624.2843 | 4.5737e-05 |  | 622.339 | 0.00196 |  | 364.4435 | 0 |  | 853.5938 | 0.0030035 |  | 989.9202 | 0.12277 | 701.95 | 0.0015466 |  | 1109.0553 | 0.011576 |  | 1106.7664 | 0.040599 |  | 1389 | 0.031972 |  |  |  |  | 1039.9241 | 0 |  | 1039.9176 | 0.04511
| 622.4989 | 0.0049 |  | 364.6586 | 0 |  | 364.6586 | 0 |  | 621.65 | 6.6672e-06 |  | 364.6586 | 0 |  | 624.444 | 4.2327e-05 |  | 622.4989 | 0.00186 |  | 364.6586 | 0 |  | 853.6663 | 0.0043128 |  | 990.1636 | 0.12395 | 702.101 | 0.0014451 |  | 1109.1156 | 0.01162 |  | 1106.9164 | 0.041837 |  | 1390 | 0.029505 |  |  |  |  | 1039.977 | 0 |  | 1039.9706 | 0.04439
| 622.6589 | 0.00392 |  | 364.8736 | 0 |  | 364.8736 | 0 |  | 621.8103 | 1.0001e-05 |  | 364.8736 | 0 |  | 624.6037 | 3.8916e-05 |  | 622.6589 | 0.00194 |  | 364.8736 | 0 |  | 853.7388 | 0.0036474 |  | 990.4072 | 0.12475 | 702.252 | 0.00094465 |  | 1109.1758 | 0.011664 |  | 1107.0664 | 0.042752 |  | 1391 | 0.025828 |  |  |  |  | 1040.03 | 0 |  | 1040.0236 | 0.04379
| 622.8188 | 0.00397 |  | 365.0887 | 0 |  | 365.0887 | 0 |  | 621.9707 | 0 |  | 365.0887 | 0 |  | 624.7633 | 5.0952e-05 |  | 622.8188 | 0.00177 |  | 365.0887 | 0 |  | 853.8114 | 0.0030025 |  | 990.6507 | 0.12474 | 702.403 | 0.0011798 |  | 1109.2361 | 0.011697 |  | 1107.2166 | 0.043225 |  | 1392 | 0.029749 |  |  |  |  | 1040.083 | 0 |  | 1040.0765 | 0.04337
| 622.9788 | 0.00334 |  | 365.3038 | 0 |  | 365.3038 | 0 |  | 622.131 | 1.0001e-05 |  | 365.3038 | 0 |  | 624.923 | 3.8916e-05 |  | 622.9788 | 0.00183 |  | 365.3038 | 0 |  | 853.884 | 0.0035018 |  | 990.8942 | 0.12582 | 702.554 | 0.002023 |  | 1109.2964 | 0.011741 |  | 1107.3667 | 0.043207 |  | 1393 | 0.024372 |  |  |  |  | 1040.136 | 0 |  | 1040.1296 | 0.04316
| 623.1388 | 0.00487 |  | 365.5189 | 0 |  | 365.5189 | 0 |  | 622.2914 | 6.6672e-06 |  | 365.5189 | 0 |  | 625.0827 | 4.6539e-05 |  | 623.1388 | 0.00173 |  | 365.5189 | 0 |  | 853.9565 | 0.0029249 |  | 991.1377 | 0.12646 | 702.705 | 0.0016293 |  | 1109.3566 | 0.011785 |  | 1107.517 | 0.042725 |  | 1394 | 0.02639 |  |  |  |  | 1040.189 | 0 |  | 1040.1826 | 0.04316
| 623.2988 | 0.00311 |  | 365.7341 | 0 |  | 365.7341 | 0 |  | 622.4518 | 1.0001e-05 |  | 365.7341 | 0 |  | 625.2424 | 3.3901e-05 |  | 623.2988 | 0.00177 |  | 365.7341 | 0 |  | 854.0291 | 0.0019956 |  | 991.3812 | 0.1279 | 702.857 | 0.0011265 |  | 1109.4169 | 0.011828 |  | 1107.6671 | 0.041866 |  | 1395 | 0.026142 |  |  |  |  | 1040.2421 | 0 |  | 1040.2356 | 0.04334
| 623.4588 | 0.00527 |  | 365.9492 | 0 |  | 365.9492 | 0 |  | 622.6122 | 0 |  | 365.9492 | 0 |  | 625.4021 | 5.0551e-05 |  | 623.4588 | 0.00172 |  | 365.9492 | 0 |  | 854.1017 | 0.0025992 |  | 991.6247 | 0.1284 | 703.008 | 0.0011402 |  | 1109.4772 | 0.011872 |  | 1107.8175 | 0.04075 |  | 1396 | 0.025354 |  |  |  |  | 1040.295 | 0 |  | 1040.2886 | 0.04364
| 623.6188 | 0.00369 |  | 366.1644 | 0 |  | 366.1644 | 0 |  | 622.7726 | 1.0001e-05 |  | 366.1644 | 0 |  | 625.5618 | 3.0291e-05 |  | 623.6188 | 0.00183 |  | 366.1644 | 0 |  | 854.1743 | 0.0030596 |  | 991.8683 | 0.12873 | 703.159 | 0.0011871 |  | 1109.5375 | 0.011905 |  | 1107.9678 | 0.039506 |  | 1397 | 0.018193 |  |  |  |  | 1040.348 | 0 |  | 1040.3417 | 0.04398
| 623.7788 | 0.00513 |  | 366.3795 | 0 |  | 366.3795 | 0 |  | 622.933 | 6.6672e-06 |  | 366.3795 | 0 |  | 625.7216 | 5.8776e-05 |  | 623.7788 | 0.00182 |  | 366.3795 | 0 |  | 854.2469 | 0.0036647 |  | 992.1118 | 0.13022 | 703.311 | 0.0014192 |  | 1109.5978 | 0.011949 |  | 1108.1182 | 0.038249 |  | 1398 | 0.020674 |  |  |  |  | 1040.4011 | 0 |  | 1040.3946 | 0.04432
| 623.9388 | 0.00419 |  | 366.5947 | 0 |  | 366.5947 | 0 |  | 623.0934 | 0 |  | 366.5947 | 0 |  | 625.8813 | 2.9689e-05 |  | 623.9388 | 0.00188 |  | 366.5947 | 0 |  | 854.3195 | 0.0026328 |  | 992.3554 | 0.1309 | 703.462 | 0.001404 |  | 1109.6581 | 0.011993 |  | 1108.2686 | 0.037068 |  | 1399 | 0.023701 |  |  |  |  | 1040.4541 | 0 |  | 1040.4478 | 0.04459
| 624.0988 | 0.00622 |  | 366.8099 | 0 |  | 366.8099 | 0 |  | 623.2538 | 0 |  | 366.8099 | 0 |  | 626.041 | 6.0782e-05 |  | 624.0988 | 0.00174 |  | 366.8099 | 0 |  | 854.3922 | 0.0016404 |  | 992.5989 | 0.13202 | 703.614 | 0.0010209 |  | 1109.7184 | 0.012026 |  | 1108.4189 | 0.03602 |  | 1400 | 0.01975 |  |  |  |  | 1040.5072 | 0 |  | 1040.5007 | 0.04477
| 624.2589 | 0.00443 |  | 367.0252 | 0 |  | 367.0252 | 0 |  | 623.4142 | 1.0001e-05 |  | 367.0252 | 0 |  | 626.2008 | 3.4704e-05 |  | 624.2589 | 0.00186 |  | 367.0251 | 0 |  | 854.4648 | 0.0020306 |  | 992.8425 | 0.13245 | 703.765 | 0.0015371 |  | 1109.7787 | 0.01207 |  | 1108.5695 | 0.035128 |  | 1401 | 0.018327 |  |  |  |  | 1040.5602 | 0 |  | 1040.5537 | 0.04485
| 624.4189 | 0.00538 |  | 367.2404 | 0 |  | 367.2404 | 0 |  | 623.5746 | 2.6669e-05 |  | 367.2404 | 0 |  | 626.3605 | 5.677e-05 |  | 624.4189 | 0.00183 |  | 367.2404 | 0 |  | 854.5375 | 0.0031903 |  | 993.086 | 0.13305 | 703.917 | 0.0014109 |  | 1109.839 | 0.012102 |  | 1108.72 | 0.034385 |  | 1402 | 0.016772 |  |  |  |  | 1040.6133 | 0 |  | 1040.6068 | 0.04484
| 624.5789 | 0.00373 |  | 367.4556 | 0 |  | 367.4556 | 0 |  | 623.735 | 1.0001e-05 |  | 367.4556 | 0 |  | 626.5203 | 2.9689e-05 |  | 624.5789 | 0.00194 |  | 367.4556 | 0 |  | 854.61 | 0.0029923 |  | 993.3296 | 0.13396 | 704.069 | 0.0016858 |  | 1109.8993 | 0.012146 |  | 1108.8706 | 0.033767 |  | 1403 | 0.019436 |  |  |  |  | 1040.6663 | 0 |  | 1040.6599 | 0.04475
| 624.739 | 0.00513 |  | 367.6709 | 0 |  | 367.6709 | 0 |  | 623.8955 | 0 |  | 367.6709 | 0 |  | 626.6801 | 6.4593e-05 |  | 624.739 | 0.00174 |  | 367.6709 | 0 |  | 854.6827 | 0.0024124 |  | 993.5732 | 0.13507 | 704.221 | 0.0011973 |  | 1109.9597 | 0.012179 |  | 1109.0212 | 0.033237 |  | 1404 | 0.019089 |  |  |  |  | 1040.7194 | 0 |  | 1040.7129 | 0.0446
| 624.8991 | 0.00376 |  | 367.8862 | 0 |  | 367.8862 | 0 |  | 624.0559 | 0 |  | 367.8862 | 0 |  | 626.8399 | 3.5105e-05 |  | 624.8991 | 0.0018 |  | 367.8862 | 0 |  | 854.7554 | 0.0026422 |  | 993.8168 | 0.13539 | 704.372 | 0.00194 |  | 1110.02 | 0.012223 |  | 1109.1719 | 0.032764 |  | 1405 | 0.01708 |  |  |  |  | 1040.7725 | 0 |  | 1040.766 | 0.04439
| 625.0591 | 0.00316 |  | 368.1015 | 0 |  | 368.1015 | 0 |  | 624.2164 | 6.6672e-06 |  | 368.1015 | 0 |  | 626.9997 | 6.68e-05 |  | 625.0591 | 0.00171 |  | 368.1015 | 0 |  | 854.8281 | 0.0022614 |  | 994.0603 | 0.13587 | 704.524 | 0.0016453 |  | 1110.0803 | 0.012256 |  | 1109.3225 | 0.032326 |  | 1406 | 0.015001 |  |  |  |  | 1040.8254 | 0 |  | 1040.8191 | 0.04413
| 625.2192 | 0.00385 |  | 368.3168 | 0 |  | 368.3168 | 0 |  | 624.3768 | 3.0002e-05 |  | 368.3168 | 0 |  | 627.1595 | 3.7713e-05 |  | 625.2192 | 0.00192 |  | 368.3168 | 0 |  | 854.9009 | 0.0024897 |  | 994.3039 | 0.13693 | 704.676 | 0.00075998 |  | 1110.1408 | 0.0123 |  | 1109.4733 | 0.031911 |  | 1407 | 0.018328 |  |  |  |  | 1040.8785 | 0 |  | 1040.8721 | 0.04386
| 625.3793 | 0.00575 |  | 368.5321 | 0 |  | 368.5321 | 0 |  | 624.5373 | 6.6672e-06 |  | 368.5321 | 0 |  | 627.3193 | 5.7572e-05 |  | 625.3793 | 0.00183 |  | 368.5321 | 0 |  | 854.9736 | 0.0031101 |  | 994.5476 | 0.13778 | 704.828 | 0.0010909 |  | 1110.201 | 0.012333 |  | 1109.624 | 0.031523 |  | 1408 | 0.018546 |  |  |  |  | 1040.9316 | 0 |  | 1040.9252 | 0.04359
| 625.5394 | 0.00401 |  | 368.7475 | 0 |  | 368.7475 | 0 |  | 624.6977 | 3.0002e-05 |  | 368.7475 | 0 |  | 627.4791 | 3.671e-05 |  | 625.5394 | 0.00187 |  | 368.7475 | 0 |  | 855.0463 | 0.0029082 |  | 994.7912 | 0.13825 | 704.981 | 0.0013541 |  | 1110.2615 | 0.012377 |  | 1109.7749 | 0.031177 |  | 1409 | 0.019533 |  |  |  |  | 1040.9847 | 0 |  | 1040.9783 | 0.04337
| 625.6995 | 0.00527 |  | 368.9628 | 0 |  | 368.9628 | 0 |  | 624.8582 | 2.6669e-05 |  | 368.9628 | 0 |  | 627.6389 | 5.336e-05 |  | 625.6995 | 0.00172 |  | 368.9629 | 0 |  | 855.1191 | 0.0024894 |  | 995.0348 | 0.13964 | 705.133 | 0.0011713 |  | 1110.3219 | 0.012409 |  | 1109.9258 | 0.0309 |  | 1410 | 0.015101 |  |  |  |  | 1041.0378 | 0 |  | 1041.0314 | 0.04324
| 625.8596 | 0.00369 |  | 369.1782 | 0 |  | 369.1782 | 0 |  | 625.0187 | 3.0002e-05 |  | 369.1782 | 0 |  | 627.7988 | 3.5907e-05 |  | 625.8596 | 0.00179 |  | 369.1782 | 0 |  | 855.1919 | 0.0034672 |  | 995.2784 | 0.14046 | 705.285 | 0.0021088 |  | 1110.3822 | 0.012453 |  | 1110.0767 | 0.030726 |  | 1411 | 0.015331 |  |  |  |  | 1041.0909 | 0 |  | 1041.0845 | 0.04326
| 626.0197 | 0.00571 |  | 369.3936 | 0 |  | 369.3936 | 0 |  | 625.1792 | 0 |  | 369.3936 | 0 |  | 627.9586 | 6.6198e-05 |  | 626.0197 | 0.00173 |  | 369.3936 | 0 |  | 855.2646 | 0.0033976 |  | 995.522 | 0.1416 | 705.437 | 0.0018767 |  | 1110.4426 | 0.012486 |  | 1110.2275 | 0.030691 |  | 1412 | 0.015675 |  |  |  |  | 1041.144 | 0 |  | 1041.1376 | 0.04347
| 626.1798 | 0.00355 |  | 369.609 | 0 |  | 369.609 | 0 |  | 625.3397 | 1.0001e-05 |  | 369.609 | 0 |  | 628.1185 | 3.0491e-05 |  | 626.1798 | 0.00179 |  | 369.609 | 0 |  | 855.3375 | 0.0033603 |  | 995.7657 | 0.14239 | 705.59 | 0.0014781 |  | 1110.5031 | 0.01253 |  | 1110.3785 | 0.030815 |  | 1413 | 0.016738 |  |  |  |  | 1041.1971 | 0 |  | 1041.1907 | 0.04389
| 626.3399 | 0.00478 |  | 369.8244 | 0 |  | 369.8244 | 0 |  | 625.5001 | 6.6672e-06 |  | 369.8244 | 0 |  | 628.2783 | 6.8204e-05 |  | 626.3399 | 0.00171 |  | 369.8245 | 0 |  | 855.4103 | 0.0026643 |  | 996.0093 | 0.14356 | 705.742 | 0.0012408 |  | 1110.5633 | 0.012574 |  | 1110.5295 | 0.031094 |  | 1414 | 0.010655 |  |  |  |  | 1041.2502 | 0 |  | 1041.2438 | 0.04454
| 626.5 | 0.00364 |  | 370.0399 | 0 |  | 370.0399 | 0 |  | 625.6607 | 3.0002e-05 |  | 370.0399 | 0 |  | 628.4382 | 2.9889e-05 |  | 626.5 | 0.00188 |  | 370.0399 | 0 |  | 855.4831 | 0.002632 |  | 996.2529 | 0.14502 | 705.895 | 0.0021031 |  | 1110.6238 | 0.012607 |  | 1110.6807 | 0.031492 |  | 1415 | 0.015878 |  |  |  |  | 1041.3033 | 0 |  | 1041.2969 | 0.0454
| 626.6602 | 0.00515 |  | 370.2553 | 0 |  | 370.2553 | 0 |  | 625.8212 | 6.6672e-06 |  | 370.2553 | 0 |  | 628.5981 | 5.6369e-05 |  | 626.6602 | 0.00181 |  | 370.2553 | 0 |  | 855.5559 | 0.002299 |  | 996.4966 | 0.14601 | 706.047 | 0.0012399 |  | 1110.6842 | 0.012651 |  | 1110.8318 | 0.031948 |  | 1416 | 0.015487 |  |  |  |  | 1041.3564 | 0 |  | 1041.35 | 0.04643
| 626.8203 | 0.00362 |  | 370.4708 | 0 |  | 370.4708 | 0 |  | 625.9817 | 1.0001e-05 |  | 370.4708 | 0 |  | 628.7579 | 4.3731e-05 |  | 626.8203 | 0.00188 |  | 370.4708 | 0 |  | 855.6288 | 0.0024089 |  | 996.7402 | 0.14745 | 706.2 | 0.0020249 |  | 1110.7446 | 0.012694 |  | 1110.9829 | 0.032393 |  | 1417 | 0.014576 |  |  |  |  | 1041.4096 | 0 |  | 1041.4032 | 0.04755
| 626.9805 | 0.00589 |  | 370.6863 | 0 |  | 370.6863 | 0 |  | 626.1422 | 0 |  | 370.6863 | 0 |  | 628.9178 | 4.8545e-05 |  | 626.9805 | 0.00174 |  | 370.6863 | 0 |  | 855.7017 | 0.0026808 |  | 996.9839 | 0.14881 | 706.353 | 0.0013599 |  | 1110.805 | 0.012727 |  | 1111.1342 | 0.032769 |  | 1418 | 0.012312 |  |  |  |  | 1041.4628 | 0 |  | 1041.4563 | 0.04869
| 627.1406 | 0.00413 |  | 370.9018 | 0 |  | 370.9018 | 0 |  | 626.3027 | 1.0001e-05 |  | 370.9018 | 0 |  | 629.0777 | 5.4162e-05 |  | 627.1406 | 0.00185 |  | 370.9018 | 0 |  | 855.7745 | 0.0031224 |  | 997.2276 | 0.14979 | 706.506 | 0.0013556 |  | 1110.8655 | 0.012771 |  | 1111.2853 | 0.03305 |  | 1419 | 0.012676 |  |  |  |  | 1041.5159 | 0 |  | 1041.5094 | 0.04973
| 627.3008 | 0.00645 |  | 371.1173 | 0 |  | 371.1173 | 0 |  | 626.4633 | 0 |  | 371.1173 | 0 |  | 629.2376 | 4.694e-05 |  | 627.3008 | 0.00173 |  | 371.1173 | 0 |  | 855.8475 | 0.0030832 |  | 997.4713 | 0.15117 | 706.659 | 0.0010713 |  | 1110.926 | 0.012815 |  | 1111.4366 | 0.03325 |  | 1420 | 0.012085 |  |  |  |  | 1041.569 | 0 |  | 1041.5626 | 0.05057
| 627.461 | 0.00211 |  | 371.3328 | 0 |  | 371.3328 | 0 |  | 626.6238 | 5.0004e-05 |  | 371.3328 | 0 |  | 629.3976 | 4.5937e-05 |  | 627.461 | 0.00181 |  | 371.3329 | 0 |  | 855.9203 | 0.0032255 |  | 997.7149 | 0.1522 | 706.811 | 0.0019905 |  | 1110.9865 | 0.012859 |  | 1111.5879 | 0.03341 |  | 1421 | 0.0098841 |  |  |  |  | 1041.6222 | 0 |  | 1041.6157 | 0.05112
| 627.6211 | 0.00394 |  | 371.5484 | 0 |  | 371.5484 | 0 |  | 626.7843 | 0 |  | 371.5484 | 0 |  | 629.5575 | 5.4964e-05 |  | 627.6211 | 0.0017 |  | 371.5484 | 0 |  | 855.9932 | 0.0035373 |  | 997.9586 | 0.15376 | 706.964 | 0.001157 |  | 1111.0469 | 0.012903 |  | 1111.7393 | 0.033582 |  | 1422 | 0.0086827 |  |  |  |  | 1041.6753 | 0 |  | 1041.6688 | 0.05131
| 627.7813 | 0.00308 |  | 371.764 | 0 |  | 371.764 | 0 |  | 626.9449 | 0 |  | 371.764 | 0 |  | 629.7174 | 3.3901e-05 |  | 627.7813 | 0.00182 |  | 371.764 | 0 |  | 856.0661 | 0.0028147 |  | 998.2023 | 0.1555 | 707.117 | 0.0018355 |  | 1111.1073 | 0.012947 |  | 1111.8906 | 0.0338 |  | 1423 | 0.01138 |  |  |  |  | 1041.7285 | 0 |  | 1041.7221 | 0.05112
| 627.9415 | 0.0057 |  | 371.9795 | 0 |  | 371.9795 | 0 |  | 627.1055 | 0 |  | 371.9795 | 0 |  | 629.8774 | 5.9779e-05 |  | 627.9415 | 0.0017 |  | 371.9795 | 0 |  | 856.139 | 0.0025033 |  | 998.446 | 0.15696 | 707.271 | 0.0016688 |  | 1111.1679 | 0.01299 |  | 1112.0421 | 0.034062 |  | 1424 | 0.0066643 |  |  |  |  | 1041.7816 | 0 |  | 1041.7751 | 0.05055
| 628.1017 | 0.0026 |  | 372.1951 | 0 |  | 372.1951 | 0 |  | 627.266 | 3.0002e-05 |  | 372.1951 | 0 |  | 630.0373 | 3.009e-05 |  | 628.1017 | 0.00185 |  | 372.1951 | 0 |  | 856.212 | 0.0026779 |  | 998.6897 | 0.15786 | 707.424 | 0.0019631 |  | 1111.2283 | 0.013034 |  | 1112.1936 | 0.034321 |  | 1425 | 0.0089767 |  |  |  |  | 1041.8348 | 0 |  | 1041.8284 | 0.04965
| 628.2619 | 0.00447 |  | 372.4107 | 0 |  | 372.4107 | 0 |  | 627.4266 | 0 |  | 372.4107 | 0 |  | 630.1973 | 7.6228e-05 |  | 628.2619 | 0.00183 |  | 372.4107 | 0 |  | 856.285 | 0.0025754 |  | 998.9334 | 0.15984 | 707.577 | 0.0010939 |  | 1111.2888 | 0.013078 |  | 1112.3451 | 0.034504 |  | 1426 | 0.0097901 |  |  |  |  | 1041.8879 | 0 |  | 1041.8816 | 0.04853
| 628.4221 | 0.00478 |  | 372.6264 | 0 |  | 372.6264 | 0 |  | 627.5871 | 5.0004e-05 |  | 372.6264 | 0 |  | 630.3573 | 3.3701e-05 |  | 628.4221 | 0.00189 |  | 372.6264 | 0 |  | 856.3579 | 0.0032785 |  | 999.1772 | 0.16215 | 707.73 | 0.0012707 |  | 1111.3492 | 0.013122 |  | 1112.4966 | 0.034539 |  | 1427 | 0.0090611 |  |  |  |  | 1041.9412 | 0 |  | 1041.9347 | 0.04728
| 628.5823 | 0.00392 |  | 372.842 | 0 |  | 372.842 | 0 |  | 627.7477 | 6.6672e-06 |  | 372.842 | 0 |  | 630.5172 | 5.2357e-05 |  | 628.5823 | 0.00175 |  | 372.842 | 0 |  | 856.4309 | 0.002284 |  | 999.4209 | 0.16328 | 707.884 | 0.00062629 |  | 1111.4098 | 0.013166 |  | 1112.6482 | 0.03439 |  | 1428 | 0.011338 |  |  |  |  | 1041.9944 | 0 |  | 1041.9879 | 0.04602
| 628.7426 | 0.00346 |  | 373.0577 | 0 |  | 373.0577 | 0 |  | 627.9083 | 1.0001e-05 |  | 373.0577 | 0 |  | 630.6772 | 4.2527e-05 |  | 628.7426 | 0.00175 |  | 373.0577 | 0 |  | 856.5039 | 0.0023585 |  | 999.6646 | 0.16489 | 708.037 | 0.0014234 |  | 1111.4702 | 0.013221 |  | 1112.7999 | 0.034087 |  | 1429 | 0.0090569 |  |  |  |  | 1042.0475 | 0 |  | 1042.0411 | 0.04485
| 628.9028 | 0.00469 |  | 373.2733 | 0 |  | 373.2733 | 0 |  | 628.0689 | 0 |  | 373.2733 | 0 |  | 630.8372 | 5.2357e-05 |  | 628.9028 | 0.00168 |  | 373.2733 | 0 |  | 856.5769 | 0.0016275 |  | 999.9084 | 0.16565 | 708.191 | 0.00094527 |  | 1111.5308 | 0.013264 |  | 1112.9515 | 0.03373 |  | 1430 | 0.0086017 |  |  |  |  | 1042.1007 | 0 |  | 1042.0944 | 0.04385
| 629.063 | 0.00468 |  | 373.489 | 0 |  | 373.489 | 0 |  | 628.2295 | 1.0001e-05 |  | 373.489 | 0 |  | 630.9972 | 5.8575e-05 |  | 629.063 | 0.00171 |  | 373.489 | 0 |  | 856.6499 | 0.002167 |  | 1000.1521 | 0.16676 | 708.344 | 0.0020433 |  | 1111.5913 | 0.013308 |  | 1113.1033 | 0.03347 |  | 1431 | 0.0079243 |  |  |  |  | 1042.1539 | 0 |  | 1042.1475 | 0.04306
| 629.2233 | 0.00489 |  | 373.7047 | 0 |  | 373.7047 | 0 |  | 628.3901 | 6.6672e-06 |  | 373.7047 | 0 |  | 631.1572 | 4.5737e-05 |  | 629.2233 | 0.00161 |  | 373.7047 | 0 |  | 856.7229 | 0.003168 |  | 1000.3958 | 0.16788 | 708.498 | 0.0011282 |  | 1111.6517 | 0.013363 |  | 1113.255 | 0.033461 |  | 1432 | 0.011655 |  |  |  |  | 1042.2071 | 0 |  | 1042.2007 | 0.04248
| 629.3835 | 0.00419 |  | 373.9204 | 0 |  | 373.9204 | 0 |  | 628.5507 | 1.0001e-05 |  | 373.9204 | 0 |  | 631.3172 | 4.333e-05 |  | 629.3835 | 0.00178 |  | 373.9204 | 0 |  | 856.796 | 0.0019039 |  | 1000.6396 | 0.16852 | 708.652 | 0.0011087 |  | 1111.7123 | 0.013418 |  | 1113.4069 | 0.033812 |  | 1433 | 0.0087791 |  |  |  |  | 1042.2604 | 0 |  | 1042.2539 | 0.04209
| 629.5438 | 0.0039 |  | 374.1362 | 0 |  | 374.1362 | 0 |  | 628.7114 | 0 |  | 374.1362 | 0 |  | 631.4773 | 4.9949e-05 |  | 629.5438 | 0.00177 |  | 374.1362 | 0 |  | 856.8691 | 0.0029103 |  | 1000.8834 | 0.16943 | 708.806 | 0.0012126 |  | 1111.7728 | 0.013462 |  | 1113.5587 | 0.034547 |  | 1434 | 0.0091565 |  |  |  |  | 1042.3136 | 0 |  | 1042.3071 | 0.04184
| 629.7041 | 0.00306 |  | 374.3519 | 0 |  | 374.3519 | 0 |  | 628.872 | 1.0001e-05 |  | 374.3519 | 0 |  | 631.6373 | 5.2357e-05 |  | 629.7041 | 0.00186 |  | 374.3519 | 0 |  | 856.9421 | 0.0030663 |  | 1001.1271 | 0.17067 | 708.959 | 0.0010321 |  | 1111.8334 | 0.013517 |  | 1113.7106 | 0.035589 |  | 1435 | 0.0076484 |  |  |  |  | 1042.3668 | 0 |  | 1042.3603 | 0.04166
| 629.8643 | 0.00461 |  | 374.5677 | 0 |  | 374.5677 | 0 |  | 629.0326 | 6.6672e-06 |  | 374.5677 | 0 |  | 631.7973 | 4.674e-05 |  | 629.8643 | 0.00177 |  | 374.5677 | 0 |  | 857.0151 | 0.0028802 |  | 1001.3709 | 0.17126 | 709.113 | 0.0014583 |  | 1111.8939 | 0.013571 |  | 1113.8625 | 0.036783 |  | 1436 | 0.0057376 |  |  |  |  | 1042.42 | 0 |  | 1042.4136 | 0.0415
| 630.0246 | 0.00482 |  | 374.7835 | 0 |  | 374.7835 | 0 |  | 629.1932 | 5.0004e-05 |  | 374.7835 | 0 |  | 631.9574 | 5.5165e-05 |  | 630.0246 | 0.00181 |  | 374.7835 | 0 |  | 857.0883 | 0.0035072 |  | 1001.6147 | 0.1723 | 709.267 | 0.0015479 |  | 1111.9545 | 0.013626 |  | 1114.0145 | 0.037945 |  | 1437 | 0.0056836 |  |  |  |  | 1042.4733 | 0 |  | 1042.4668 | 0.04131
| 630.1849 | 0.00429 |  | 374.9993 | 0 |  | 374.9993 | 0 |  | 629.3539 | 0 |  | 374.9993 | 0 |  | 632.1174 | 3.2698e-05 |  | 630.1849 | 0.00179 |  | 374.9993 | 0 |  | 857.1613 | 0.0040441 |  | 1001.8585 | 0.1738 | 709.421 | 0.0016525 |  | 1112.015 | 0.013681 |  | 1114.1665 | 0.038913 |  | 1438 | 0.0032458 |  |  |  |  | 1042.5265 | 0 |  | 1042.5201 | 0.04109
| 630.3452 | 0.00345 |  | 375.2151 | 0 |  | 375.2151 | 0 |  | 629.5145 | 1.0001e-05 |  | 375.2151 | 0 |  | 632.2775 | 4.9548e-05 |  | 630.3452 | 0.00183 |  | 375.2151 | 0 |  | 857.2344 | 0.0038046 |  | 1002.1023 | 0.17425 | 709.576 | 0.0013289 |  | 1112.0756 | 0.013736 |  | 1114.3186 | 0.039587 |  | 1439 | 0.0076974 |  |  |  |  | 1042.5797 | 0 |  | 1042.5734 | 0.04084
| 630.5055 | 0.0054 |  | 375.4309 | 0 |  | 375.4309 | 0 |  | 629.6752 | 6.6672e-06 |  | 375.4309 | 0 |  | 632.4376 | 5.3961e-05 |  | 630.5055 | 0.00179 |  | 375.4309 | 0 |  | 857.3076 | 0.0036416 |  | 1002.3461 | 0.1752 | 709.73 | 0.001722 |  | 1112.1362 | 0.013791 |  | 1114.4707 | 0.039945 |  | 1440 | 0.010955 |  |  |  |  | 1042.6331 | 0 |  | 1042.6266 | 0.04061
| 630.6658 | 0.00433 |  | 375.6467 | 0 |  | 375.6467 | 0 |  | 629.8359 | 0 |  | 375.6467 | 0 |  | 632.5977 | 3.691e-05 |  | 630.6658 | 0.00183 |  | 375.6467 | 0 |  | 857.3807 | 0.0036615 |  | 1002.5899 | 0.17643 | 709.884 | 0.0022225 |  | 1112.1968 | 0.013845 |  | 1114.6228 | 0.040018 |  | 1441 | 0.0042959 |  |  |  |  | 1042.6863 | 0 |  | 1042.6798 | 0.04043
| 630.8261 | 0.00411 |  | 375.8626 | 0 |  | 375.8626 | 0 |  | 629.9965 | 6.6672e-06 |  | 375.8626 | 0 |  | 632.7578 | 6.2387e-05 |  | 630.8261 | 0.00173 |  | 375.8626 | 0 |  | 857.4539 | 0.0029317 |  | 1002.8337 | 0.17727 | 710.038 | 0.0019049 |  | 1112.2573 | 0.013911 |  | 1114.775 | 0.039863 |  | 1442 | 0.0057453 |  |  |  |  | 1042.7395 | 0 |  | 1042.7332 | 0.04036
| 630.9864 | 0.0038 |  | 376.0785 | 0 |  | 376.0785 | 0 |  | 630.1572 | 3.0002e-05 |  | 376.0785 | 0 |  | 632.9179 | 2.8886e-05 |  | 630.9864 | 0.00179 |  | 376.0785 | 0 |  | 857.5272 | 0.0024168 |  | 1003.0775 | 0.17921 | 710.193 | 0.0017879 |  | 1112.318 | 0.013966 |  | 1114.9272 | 0.039522 |  | 1443 | 0.0032669 |  |  |  |  | 1042.7929 | 0 |  | 1042.7864 | 0.04042
| 631.1468 | 0.00348 |  | 376.2944 | 0 |  | 376.2944 | 0 |  | 630.3179 | 6.6672e-06 |  | 376.2944 | 0 |  | 633.078 | 5.7171e-05 |  | 631.1468 | 0.00172 |  | 376.2944 | 0 |  | 857.6003 | 0.0032912 |  | 1003.3213 | 0.17989 | 710.347 | 0.00095709 |  | 1112.3785 | 0.014021 |  | 1115.0795 | 0.039014 |  | 1444 | 0.006782 |  |  |  |  | 1042.8461 | 0 |  | 1042.8396 | 0.04064
| 631.3071 | 0.00415 |  | 376.5103 | 0 |  | 376.5103 | 0 |  | 630.4786 | 0 |  | 376.5103 | 0 |  | 633.2381 | 4.5937e-05 |  | 631.3071 | 0.00186 |  | 376.5103 | 0 |  | 857.6735 | 0.0034471 |  | 1003.5652 | 0.18197 | 710.502 | 0.0011476 |  | 1112.4392 | 0.014087 |  | 1115.2318 | 0.038342 |  | 1445 | 0.0084014 |  |  |  |  | 1042.8994 | 0 |  | 1042.8929 | 0.04102
| 631.4674 | 0.00636 |  | 376.7262 | 0 |  | 376.7262 | 0 |  | 630.6392 | 6.6672e-06 |  | 376.7262 | 0 |  | 633.3982 | 3.8114e-05 |  | 631.4674 | 0.00172 |  | 376.7262 | 0 |  | 857.7466 | 0.0031111 |  | 1003.809 | 0.18418 | 710.656 | 0.0016896 |  | 1112.4998 | 0.014152 |  | 1115.3842 | 0.037517 |  | 1446 | 0.0063596 |  |  |  |  | 1042.9526 | 0 |  | 1042.9462 | 0.04154
| 631.6278 | 0.00484 |  | 376.9421 | 0 |  | 376.9421 | 0 |  | 630.7999 | 0 |  | 376.9421 | 0 |  | 633.5584 | 5.5566e-05 |  | 631.6278 | 0.00183 |  | 376.9421 | 0 |  | 857.8199 | 0.0033809 |  | 1004.0528 | 0.18633 | 710.811 | 0.0014991 |  | 1112.5604 | 0.014207 |  | 1115.5365 | 0.036575 |  | 1447 | 0.0061293 |  |  |  |  | 1043.006 | 0 |  | 1042.9995 | 0.04216
| 631.7881 | 0.00584 |  | 377.1581 | 0 |  | 377.1581 | 0 |  | 630.9606 | 6.6672e-06 |  | 377.1581 | 0 |  | 633.7185 | 4.2527e-05 |  | 631.7881 | 0.00167 |  | 377.1581 | 0 |  | 857.8931 | 0.0035971 |  | 1004.2967 | 0.18907 | 710.966 | 0.00089788 |  | 1112.621 | 0.014273 |  | 1115.689 | 0.035588 |  | 1448 | 0.007394 |  |  |  |  | 1043.0592 | 0 |  | 1043.0529 | 0.04284
| 631.9485 | 0.00448 |  | 377.374 | 0 |  | 377.374 | 0 |  | 631.1214 | 3.0002e-05 |  | 377.374 | 0 |  | 633.8786 | 5.5767e-05 |  | 631.9485 | 0.00186 |  | 377.374 | 0 |  | 857.9664 | 0.0022009 |  | 1004.5405 | 0.18915 | 711.121 | 0.002365 |  | 1112.6816 | 0.014339 |  | 1115.8414 | 0.03465 |  | 1449 | 0.0054309 |  |  |  |  | 1043.1126 | 0 |  | 1043.1061 | 0.04353
| 632.1089 | 0.00536 |  | 377.59 | 0 |  | 377.59 | 0 |  | 631.2821 | 2.6669e-05 |  | 377.59 | 0 |  | 634.0388 | 5.0551e-05 |  | 632.1089 | 0.00165 |  | 377.59 | 0 |  | 858.0396 | 0.0016385 |  | 1004.7844 | 0.19187 | 711.275 | 0.0012787 |  | 1112.7423 | 0.014405 |  | 1115.9939 | 0.033846 |  | 1450 | 0.00613 |  |  |  |  | 1043.1659 | 0 |  | 1043.1594 | 0.04421
| 632.2693 | 0.00408 |  | 377.806 | 0 |  | 377.806 | 0 |  | 631.4428 | 1.0001e-05 |  | 377.806 | 0 |  | 634.199 | 4.1524e-05 |  | 632.2693 | 0.00181 |  | 377.806 | 0 |  | 858.1129 | 0.0025249 |  | 1005.0282 | 0.19409 | 711.43 | 0.0012738 |  | 1112.803 | 0.01447 |  | 1116.1465 | 0.033236 |  | 1451 | 0.0084894 |  |  |  |  | 1043.2191 | 0 |  | 1043.2128 | 0.04488
| 632.4296 | 0.00612 |  | 378.022 | 0 |  | 378.022 | 0 |  | 631.6035 | 0 |  | 378.022 | 0 |  | 634.3592 | 5.3159e-05 |  | 632.4296 | 0.00161 |  | 378.022 | 0 |  | 858.1862 | 0.0029051 |  | 1005.2721 | 0.19481 | 711.585 | 0.0012359 |  | 1112.8637 | 0.014547 |  | 1116.2991 | 0.032836 |  | 1452 | 0.0073868 |  |  |  |  | 1043.2725 | 0 |  | 1043.266 | 0.04551
| 632.59 | 0.00311 |  | 378.2381 | 0 |  | 378.2381 | 0 |  | 631.7643 | 1.0001e-05 |  | 378.2381 | 0 |  | 634.5193 | 4.7141e-05 |  | 632.59 | 0.00181 |  | 378.2381 | 0 |  | 858.2595 | 0.002662 |  | 1005.516 | 0.19612 | 711.74 | 0.00089025 |  | 1112.9242 | 0.014613 |  | 1116.4517 | 0.032629 |  | 1453 | 0.0047869 |  |  |  |  | 1043.3258 | 0 |  | 1043.3193 | 0.04611
| 632.7504 | 0.0049 |  | 378.4541 | 0 |  | 378.4541 | 0 |  | 631.925 | 0 |  | 378.4541 | 0 |  | 634.6795 | 6.1985e-05 |  | 632.7504 | 0.00163 |  | 378.4541 | 0 |  | 858.3328 | 0.0028867 |  | 1005.7599 | 0.19991 | 711.896 | 0.0012508 |  | 1112.9849 | 0.014679 |  | 1116.6044 | 0.03258 |  | 1454 | 0.0051896 |  |  |  |  | 1043.3791 | 0 |  | 1043.3727 | 0.04667
| 632.9108 | 0.00364 |  | 378.6702 | 0 |  | 378.6702 | 0 |  | 632.0857 | 1.0001e-05 |  | 378.6702 | 0 |  | 634.8397 | 3.2497e-05 |  | 632.9108 | 0.00171 |  | 378.6702 | 0 |  | 858.4061 | 0.002936 |  | 1006.0038 | 0.20133 | 712.051 | 0.0012126 |  | 1113.0457 | 0.014755 |  | 1116.7571 | 0.032651 |  | 1455 | 0.0070195 |  |  |  |  | 1043.4325 | 0 |  | 1043.426 | 0.04717
| 633.0712 | 0.00614 |  | 378.8862 | 0 |  | 378.8862 | 0 |  | 632.2465 | 0 |  | 378.8862 | 0 |  | 635 | 6.5596e-05 |  | 633.0712 | 0.00164 |  | 378.8862 | 0 |  | 858.4794 | 0.0032297 |  | 1006.2477 | 0.20327 | 712.206 | 0.0013293 |  | 1113.1063 | 0.014832 |  | 1116.9099 | 0.03281 |  | 1456 | 0.0056629 |  |  |  |  | 1043.4858 | 0 |  | 1043.4794 | 0.04757
| 633.2317 | 0.00359 |  | 379.1023 | 0 |  | 379.1023 | 0 |  | 632.4072 | 1.0001e-05 |  | 379.1023 | 0 |  | 635.1602 | 2.9689e-05 |  | 633.2317 | 0.00176 |  | 379.1023 | 0 |  | 858.5527 | 0.0033771 |  | 1006.4916 | 0.20627 | 712.361 | 0.0018429 |  | 1113.167 | 0.014898 |  | 1117.0626 | 0.033027 |  | 1457 | 0.0065009 |  |  |  |  | 1043.5392 | 0 |  | 1043.5327 | 0.04784
| 633.3921 | 0.00517 |  | 379.3184 | 0 |  | 379.3184 | 0 |  | 632.568 | 6.6672e-06 |  | 379.3184 | 0 |  | 635.3204 | 6.8806e-05 |  | 633.3921 | 0.00172 |  | 379.3184 | 0 |  | 858.6261 | 0.0031272 |  | 1006.7355 | 0.20738 | 712.517 | 0.0013909 |  | 1113.2277 | 0.014975 |  | 1117.2156 | 0.033268 |  | 1458 | 0.0050853 |  |  |  |  | 1043.5925 | 0 |  | 1043.5861 | 0.04793
| 633.5525 | 0.00302 |  | 379.5345 | 0 |  | 379.5345 | 0 |  | 632.7288 | 1.0001e-05 |  | 379.5345 | 0 |  | 635.4806 | 4.012e-05 |  | 633.5525 | 0.00177 |  | 379.5345 | 0 |  | 858.6995 | 0.0030063 |  | 1006.9794 | 0.20886 | 712.672 | 0.0012512 |  | 1113.2883 | 0.015051 |  | 1117.3684 | 0.033499 |  | 1459 | 0.0057846 |  |  |  |  | 1043.6459 | 0 |  | 1043.6394 | 0.04782
| 633.713 | 0.00483 |  | 379.7507 | 0 |  | 379.7507 | 0 |  | 632.8896 | 6.6672e-06 |  | 379.7507 | 0 |  | 635.6409 | 5.2156e-05 |  | 633.713 | 0.0017 |  | 379.7507 | 0 |  | 858.7729 | 0.0035364 |  | 1007.2233 | 0.21109 | 712.828 | 0.0010909 |  | 1113.349 | 0.015128 |  | 1117.5214 | 0.033689 |  | 1460 | 0.0042482 |  |  |  |  | 1043.6992 | 0 |  | 1043.6927 | 0.04751
| 633.8734 | 0.00411 |  | 379.9668 | 0 |  | 379.9668 | 0 |  | 633.0503 | 3.0002e-05 |  | 379.9668 | 0 |  | 635.8011 | 4.7743e-05 |  | 633.8734 | 0.00174 |  | 379.9668 | 0 |  | 858.8463 | 0.0038666 |  | 1007.4672 | 0.21222 | 712.983 | 0.0017889 |  | 1113.4098 | 0.015205 |  | 1117.6743 | 0.033828 |  | 1461 | 0.0055372 |  |  |  |  | 1043.7526 | 0 |  | 1043.7461 | 0.04701
| 634.0339 | 0.00492 |  | 380.183 | 0 |  | 380.183 | 0 |  | 633.2111 | 0 |  | 380.183 | 0 |  | 635.9614 | 4.4132e-05 |  | 634.0339 | 0.00168 |  | 380.183 | 0 |  | 858.9196 | 0.0036801 |  | 1007.7112 | 0.21265 | 713.139 | 0.0016718 |  | 1113.4705 | 0.015293 |  | 1117.8273 | 0.033936 |  | 1462 | 0.0040201 |  |  |  |  | 1043.8059 | 0 |  | 1043.7996 | 0.04634
| 634.1943 | 0.00466 |  | 380.3992 | 0 |  | 380.3992 | 0 |  | 633.3719 | 0 |  | 380.3992 | 0 |  | 636.1216 | 5.1153e-05 |  | 634.1943 | 0.00175 |  | 380.3992 | 0 |  | 858.993 | 0.002428 |  | 1007.9551 | 0.21386 | 713.295 | 0.0018614 |  | 1113.5312 | 0.015369 |  | 1117.9803 | 0.034057 |  | 1463 | 0.0049751 |  |  |  |  | 1043.8594 | 0 |  | 1043.8529 | 0.04556
| 634.3548 | 0.00635 |  | 380.6154 | 0 |  | 380.6154 | 0 |  | 633.5327 | 6.6672e-06 |  | 380.6154 | 0 |  | 636.2819 | 4.9749e-05 |  | 634.3548 | 0.00172 |  | 380.6154 | 0 |  | 859.0665 | 0.00282 |  | 1008.1991 | 0.21527 | 713.451 | 0.0011234 |  | 1113.5919 | 0.015446 |  | 1118.1334 | 0.034245 |  | 1464 | 0.0035379 |  |  |  |  | 1043.9127 | 0 |  | 1043.9062 | 0.04471
| 634.5153 | 0.00468 |  | 380.8316 | 0 |  | 380.8316 | 0 |  | 633.6935 | 1.0001e-05 |  | 380.8316 | 0 |  | 636.4422 | 4.1324e-05 |  | 634.5153 | 0.00175 |  | 380.8316 | 0 |  | 859.1399 | 0.0027537 |  | 1008.443 | 0.21789 | 713.607 | 0.001636 |  | 1113.6527 | 0.015534 |  | 1118.2866 | 0.034534 |  | 1465 | 0.0031465 |  |  |  |  | 1043.9661 | 0 |  | 1043.9597 | 0.04385
| 634.6757 | 0.00478 |  | 381.0478 | 0 |  | 381.0478 | -0.0010145 |  | 633.8543 | 0 |  | 381.0478 | 0.0053243 |  | 636.6025 | 5.2958e-05 |  | 634.6757 | 0.00168 |  | 381.0478 | 0 |  | 859.2134 | 0.0027526 |  | 1008.687 | 0.22004 | 713.763 | 0.0020521 |  | 1113.7134 | 0.015621 |  | 1118.4398 | 0.03492 |  | 1466 | 0.0032256 |  |  |  |  | 1044.0195 | 0 |  | 1044.0131 | 0.04302
| 634.8362 | 0.0036 |  | 381.2641 | 0 |  | 381.2641 | 0.00032925 |  | 634.0152 | 1.0001e-05 |  | 381.2641 | -0.0063044 |  | 636.7628 | 3.671e-05 |  | 634.8362 | 0.00172 |  | 381.264 | 0 |  | 859.2868 | 0.0028071 |  | 1008.9309 | 0.2227 | 713.919 | 0.00084918 |  | 1113.7742 | 0.015709 |  | 1118.593 | 0.035353 |  | 1467 | 0.0038246 |  |  |  |  | 1044.0729 | 0 |  | 1044.0665 | 0.04227
| 634.9967 | 0.00464 |  | 381.4803 | 0 |  | 381.4803 | 0.0090974 |  | 634.176 | 0 |  | 381.4803 | 0.0053396 |  | 636.9231 | 5.4363e-05 |  | 634.9967 | 0.00173 |  | 381.4803 | 0 |  | 859.3603 | 0.0038735 |  | 1009.1749 | 0.22347 | 714.075 | 0.0012825 |  | 1113.835 | 0.015786 |  | 1118.7463 | 0.035751 |  | 1468 | 0.0054138 |  |  |  |  | 1044.1263 | 0 |  | 1044.1199 | 0.04164
| 635.1572 | 0.00373 |  | 381.6966 | 0 |  | 381.6966 | -0.0061764 |  | 634.3368 | 1.0001e-05 |  | 381.6966 | -0.0041609 |  | 637.0834 | 3.9318e-05 |  | 635.1572 | 0.00179 |  | 381.6966 | 0 |  | 859.4339 | 0.0029353 |  | 1009.4189 | 0.22438 | 714.231 | 0.00079324 |  | 1113.8957 | 0.015885 |  | 1118.8997 | 0.036028 |  | 1469 | 0.0025876 |  |  |  |  | 1044.1797 | 0 |  | 1044.1733 | 0.04114
| 635.3177 | 0.00524 |  | 381.9129 | 0 |  | 381.9129 | 0.0031841 |  | 634.4977 | 0 |  | 381.9129 | 0.0048263 |  | 637.2437 | 5.5566e-05 |  | 635.3177 | 0.00176 |  | 381.9129 | 0 |  | 859.5073 | 0.0019041 |  | 1009.6628 | 0.22696 | 714.387 | 0.0014678 |  | 1113.9565 | 0.015972 |  | 1119.053 | 0.036122 |  | 1470 | 0.0056794 |  |  |  |  | 1044.2332 | 0 |  | 1044.2267 | 0.04081
| 635.4782 | 0.00258 |  | 382.1292 | 0 |  | 382.1292 | -0.022583 |  | 634.6585 | 3.0002e-05 |  | 382.1292 | -0.0052582 |  | 637.4041 | 3.0892e-05 |  | 635.4782 | 0.00179 |  | 382.1292 | 0 |  | 859.5808 | 0.0027924 |  | 1009.9068 | 0.22692 | 714.543 | 0.00097028 |  | 1114.0172 | 0.01606 |  | 1119.2063 | 0.036012 |  | 1471 | 0.0017294 |  |  |  |  | 1044.2865 | 0 |  | 1044.2802 | 0.04064
| 635.6387 | 0.00548 |  | 382.3455 | 0 |  | 382.3455 | 0.014174 |  | 634.8193 | 6.6672e-06 |  | 382.3455 | -0.00031514 |  | 637.5644 | 6.7201e-05 |  | 635.6387 | 0.00169 |  | 382.3455 | 0 |  | 859.6544 | 0.0029449 |  | 1010.1508 | 0.22848 | 714.7 | 0.0014706 |  | 1114.078 | 0.016148 |  | 1119.3597 | 0.035715 |  | 1472 | 0.0046356 |  |  |  |  | 1044.34 | 0 |  | 1044.3335 | 0.04063
| 635.7993 | 0.00285 |  | 382.5618 | 0 |  | 382.5618 | -0.0014615 |  | 634.9802 | 3.0002e-05 |  | 382.5618 | -0.0038065 |  | 637.7248 | 2.2267e-05 |  | 635.7993 | 0.00172 |  | 382.5618 | 0 |  | 859.7279 | 0.0038537 |  | 1010.3948 | 0.23058 | 714.856 | 0.0010709 |  | 1114.1388 | 0.016246 |  | 1119.5133 | 0.035274 |  | 1473 | 0.0038727 |  |  |  |  | 1044.3934 | 0 |  | 1044.387 | 0.04077
| 635.9598 | 0.00436 |  | 382.7782 | 0 |  | 382.7782 | -0.0049134 |  | 635.1411 | 6.6672e-06 |  | 382.7782 | 0.0039711 |  | 637.8851 | 7.1414e-05 |  | 635.9598 | 0.00163 |  | 382.7782 | 0 |  | 859.8015 | 0.00395 |  | 1010.6388 | 0.23246 | 715.013 | 0.0024056 |  | 1114.1996 | 0.016345 |  | 1119.6667 | 0.034741 |  | 1474 | 0.0047379 |  |  |  |  | 1044.4469 | 0 |  | 1044.4404 | 0.04101
| 636.1204 | 0.00411 |  | 382.9945 | 0 |  | 382.9945 | -0.0028719 |  | 635.3019 | 3.0002e-05 |  | 382.9945 | -0.004848 |  | 638.0455 | 3.5306e-05 |  | 636.1204 | 0.00171 |  | 382.9946 | 0 |  | 859.8751 | 0.0031936 |  | 1010.8828 | 0.23382 | 715.169 | 0.0013389 |  | 1114.2605 | 0.016444 |  | 1119.8203 | 0.034159 |  | 1475 | 0.0038616 |  |  |  |  | 1044.5002 | 0 |  | 1044.4939 | 0.04132
| 636.2809 | 0.00455 |  | 383.2109 | 0 |  | 383.2109 | 0.003445 |  | 635.4628 | 0 |  | 383.2109 | 0.001275 |  | 638.2059 | 4.5737e-05 |  | 636.2809 | 0.00169 |  | 383.2109 | 0 |  | 859.9486 | 0.003025 |  | 1011.1268 | 0.23609 | 715.326 | 0.0019077 |  | 1114.3213 | 0.016542 |  | 1119.9739 | 0.033562 |  | 1476 | 0.0033474 |  |  |  |  | 1044.5537 | 0 |  | 1044.5474 | 0.04169
| 636.4415 | 0.00419 |  | 383.4273 | 0 |  | 383.4273 | -0.00087209 |  | 635.6237 | 1.0001e-05 |  | 383.4273 | -0.0028202 |  | 638.3662 | 5.0752e-05 |  | 636.4415 | 0.00181 |  | 383.4273 | 0 |  | 860.0222 | 0.003572 |  | 1011.3709 | 0.23823 | 715.483 | 0.0014685 |  | 1114.3821 | 0.016641 |  | 1120.1276 | 0.032971 |  | 1477 | 0.0035028 |  |  |  |  | 1044.6072 | 0 |  | 1044.6007 | 0.04208
| 636.602 | 0.00439 |  | 383.6437 | 0 |  | 383.6437 | 0.0079424 |  | 635.7846 | 0 |  | 383.6437 | 0.0044533 |  | 638.5266 | 3.1494e-05 |  | 636.602 | 0.00179 |  | 383.6437 | 0 |  | 860.0958 | 0.0036682 |  | 1011.6149 | 0.24019 | 715.639 | 0.0011342 |  | 1114.4429 | 0.01674 |  | 1120.2812 | 0.032404 |  | 1478 | 0.0021904 |  |  |  |  | 1044.6606 | 0 |  | 1044.6542 | 0.04252
| 636.7626 | 0.00368 |  | 383.8602 | 0 |  | 383.8602 | -0.0017545 |  | 635.9455 | 3.0002e-05 |  | 383.8602 | -0.001184 |  | 638.687 | 6.1785e-05 |  | 636.7626 | 0.00182 |  | 383.8602 | 0 |  | 860.1694 | 0.0034318 |  | 1011.8589 | 0.24097 | 715.796 | 0.0015456 |  | 1114.5038 | 0.016838 |  | 1120.4349 | 0.031876 |  | 1479 | 0.0052671 |  |  |  |  | 1044.7141 | 0 |  | 1044.7076 | 0.043
| 636.9231 | 0.00457 |  | 384.0766 | 0 |  | 384.0766 | 0.0019565 |  | 636.1064 | 0 |  | 384.0766 | 0.0022032 |  | 638.8474 | 3.5907e-05 |  | 636.9231 | 0.00171 |  | 384.0766 | 0 |  | 860.2431 | 0.00216 |  | 1012.103 | 0.24218 | 715.953 | 0.0013145 |  | 1114.5646 | 0.016948 |  | 1120.5887 | 0.031402 |  | 1480 | 0.0042261 |  |  |  |  | 1044.7676 | 0 |  | 1044.7611 | 0.04354
| 637.0837 | 0.00433 |  | 384.2931 | 0 |  | 384.2931 | -0.0003963 |  | 636.2673 | 1.0001e-05 |  | 384.2931 | -0.0025452 |  | 639.0078 | 3.9518e-05 |  | 637.0837 | 0.00169 |  | 384.2931 | 0.00060072 |  | 860.3167 | 0.0024596 |  | 1012.347 | 0.24474 | 716.11 | 0.0011504 |  | 1114.6254 | 0.017047 |  | 1120.7426 | 0.030996 |  | 1481 | 0.0020696 |  |  |  |  | 1044.821 | 0 |  | 1044.8147 | 0.04413
| 637.2443 | 0.00471 |  | 384.5095 | 0 |  | 384.5095 | -0.00097561 |  | 636.4282 | 6.6672e-06 |  | 384.5095 | 0.0052601 |  | 639.1683 | 4.9548e-05 |  | 637.2443 | 0.00155 |  | 384.5095 | 0.00040048 |  | 860.3904 | 0.0022768 |  | 1012.5911 | 0.24646 | 716.267 | 0.00080306 |  | 1114.6863 | 0.017156 |  | 1120.8965 | 0.030679 |  | 1482 | 0.0062893 |  |  |  |  | 1044.8745 | 0 |  | 1044.8682 | 0.04475
| 637.4049 | 0.00373 |  | 384.726 | 0 |  | 384.726 | -0.013624 |  | 636.5891 | 1.0001e-05 |  | 384.726 | -0.0024453 |  | 639.3287 | 2.7482e-05 |  | 637.4049 | 0.00167 |  | 384.726 | 0.0012 |  | 860.4641 | 0.0029877 |  | 1012.8351 | 0.24871 | 716.424 | 0.0014985 |  | 1114.7471 | 0.017266 |  | 1121.0503 | 0.030478 |  | 1483 | 0.0056099 |  |  |  |  | 1044.9281 | 0 |  | 1044.9216 | 0.04535
| 637.5655 | 0.00506 |  | 384.9425 | 0 |  | 384.9425 | 0.011707 |  | 636.75 | 6.6672e-06 |  | 384.9425 | 0.0038487 |  | 639.4891 | 6.7803e-05 |  | 637.5655 | 0.00163 |  | 384.9425 | 0.00441 |  | 860.5378 | 0.0042533 |  | 1013.0792 | 0.25203 | 716.581 | 0.0016653 |  | 1114.808 | 0.017375 |  | 1121.2042 | 0.030429 |  | 1484 | 0.004802 |  |  |  |  | 1044.9816 | 0 |  | 1044.9751 | 0.04586
| 637.7261 | 0.00447 |  | 385.159 | 0 |  | 385.159 | -0.0070639 |  | 636.9109 | 0 |  | 385.159 | -0.0032362 |  | 639.6496 | 2.7883e-05 |  | 637.7261 | 0.00174 |  | 385.159 | 0.0032 |  | 860.6115 | 0.0045242 |  | 1013.3233 | 0.25543 | 716.739 | 0.0016706 |  | 1114.8689 | 0.017485 |  | 1121.3583 | 0.030561 |  | 1485 | 0.0037425 |  |  |  |  | 1045.035 | 0 |  | 1045.0286 | 0.04625
| 637.8867 | 0.00545 |  | 385.3756 | 0 |  | 385.3756 | -0.0039034 |  | 637.0719 | 0 |  | 385.3756 | 0.0031237 |  | 639.81 | 6.1785e-05 |  | 637.8867 | 0.00158 |  | 385.3756 | 0.0022 |  | 860.6852 | 0.0044152 |  | 1013.5673 | 0.25867 | 716.896 | 0.0011988 |  | 1114.9297 | 0.017606 |  | 1121.5123 | 0.030894 |  | 1486 | 0.0039136 |  |  |  |  | 1045.0885 | 0 |  | 1045.0821 | 0.04645
| 638.0474 | 0.00348 |  | 385.5921 | 0 |  | 385.5921 | -0.0046945 |  | 637.2328 | 1.0001e-05 |  | 385.5921 | -0.0037904 |  | 639.9705 | 2.8886e-05 |  | 638.0474 | 0.00173 |  | 385.5921 | 0.0014 |  | 860.7589 | 0.0045549 |  | 1013.8114 | 0.26148 | 717.053 | 0.0015483 |  | 1114.9906 | 0.017715 |  | 1121.6664 | 0.031421 |  | 1487 | 0.0051369 |  |  |  |  | 1045.1421 | 0 |  | 1045.1356 | 0.04645
| 638.208 | 0.00529 |  | 385.8087 | 0 |  | 385.8087 | 0.0023629 |  | 637.3938 | 0 |  | 385.8087 | 0.0021788 |  | 640.131 | 5.4563e-05 |  | 638.208 | 0.00172 |  | 385.8087 | 0.00481 |  | 860.8326 | 0.0044151 |  | 1014.0555 | 0.26378 | 717.211 | 0.00094981 |  | 1115.0515 | 0.017836 |  | 1121.8204 | 0.03211 |  | 1488 | 0.0011154 |  |  |  |  | 1045.1956 | 0 |  | 1045.1891 | 0.04625
| 638.3686 | 0.00434 |  | 386.0253 | 0 |  | 386.0253 | -0.0060269 |  | 637.5547 | 3.0002e-05 |  | 386.0253 | -0.0056428 |  | 640.2915 | 4.0722e-05 |  | 638.3686 | 0.00177 |  | 386.0253 | 0.0032 |  | 860.9064 | 0.0040215 |  | 1014.2996 | 0.26643 | 717.368 | 0.0020781 |  | 1115.1124 | 0.017956 |  | 1121.9746 | 0.032904 |  | 1489 | 0.0037198 |  |  |  |  | 1045.249 | 0 |  | 1045.2427 | 0.04587
| 638.5293 | 0.00473 |  | 386.2419 | 0 |  | 386.2419 | 0.0016852 |  | 637.7157 | 2.6669e-05 |  | 386.2419 | 0.0041325 |  | 640.452 | 5.9378e-05 |  | 638.5293 | 0.00167 |  | 386.2419 | 0.0016 |  | 860.9801 | 0.0030039 |  | 1014.5437 | 0.269 | 717.526 | 0.0016422 |  | 1115.1733 | 0.018066 |  | 1122.1288 | 0.03373 |  | 1490 | 0.0043673 |  |  |  |  | 1045.3026 | 0 |  | 1045.2961 | 0.04536
| 638.6899 | 0.00382 |  | 386.4585 | 0 |  | 386.4585 | -0.0030287 |  | 637.8766 | 5.0004e-05 |  | 386.4585 | -0.0023807 |  | 640.6124 | 3.9518e-05 |  | 638.6899 | 0.00171 |  | 386.4585 | 0.0012 |  | 861.0538 | 0.0032075 |  | 1014.7878 | 0.27067 | 717.684 | 0.001432 |  | 1115.2342 | 0.018187 |  | 1122.2831 | 0.034513 |  | 1491 | 0.0017734 |  |  |  |  | 1045.3561 | 0 |  | 1045.3497 | 0.04478
| 638.8506 | 0.00599 |  | 386.6751 | 0 |  | 386.6751 | -0.00073575 |  | 638.0376 | 6.6672e-06 |  | 386.6751 | 0.0034063 |  | 640.773 | 5.0551e-05 |  | 638.8506 | 0.00167 |  | 386.6751 | 0.00461 |  | 861.1276 | 0.0035837 |  | 1015.0319 | 0.2737 | 717.841 | 0.0013724 |  | 1115.2952 | 0.018318 |  | 1122.4373 | 0.035181 |  | 1492 | 0.0047096 |  |  |  |  | 1045.4097 | 0 |  | 1045.4032 | 0.04417
| 639.0112 | 0.00477 |  | 386.8917 | 0 |  | 386.8917 | -0.0053486 |  | 638.1986 | 1.0001e-05 |  | 386.8917 | -0.00182 |  | 640.9335 | 3.7312e-05 |  | 639.0112 | 0.00168 |  | 386.8917 | 0.0014 |  | 861.2014 | 0.0032271 |  | 1015.276 | 0.27469 | 717.999 | 0.0013253 |  | 1115.3561 | 0.018439 |  | 1122.5917 | 0.035671 |  | 1493 | 0.0022473 |  |  |  |  | 1045.4633 | 0 |  | 1045.4568 | 0.04357
| 639.1719 | 0.00675 |  | 387.1084 | 0 |  | 387.1084 | 0.0044357 |  | 638.3596 | 0 |  | 387.1084 | 0.0018573 |  | 641.094 | 5.4764e-05 |  | 639.1719 | 0.0016 |  | 387.1084 | 0.001 |  | 861.2752 | 0.002916 |  | 1015.5201 | 0.2774 | 718.157 | 0.0013579 |  | 1115.417 | 0.018559 |  | 1122.746 | 0.035936 |  | 1494 | 0.0078011 |  |  |  |  | 1045.5167 | 0 |  | 1045.5104 | 0.04302
| 639.3326 | 0.00273 |  | 387.3251 | 0 |  | 387.3251 | -0.0075774 |  | 638.5205 | 1.0001e-05 |  | 387.3251 | -0.0012407 |  | 641.2545 | 3.8515e-05 |  | 639.3326 | 0.0017 |  | 387.3251 | 0.0016 |  | 861.3491 | 0.0031566 |  | 1015.7643 | 0.27705 | 718.315 | 0.0013518 |  | 1115.4779 | 0.018691 |  | 1122.9004 | 0.035949 |  | 1495 | 0.0047016 |  |  |  |  | 1045.5703 | 0 |  | 1045.5638 | 0.04253
| 639.4932 | 0.0048 |  | 387.5417 | 0 |  | 387.5417 | -0.0009868 |  | 638.6815 | 6.6672e-06 |  | 387.5417 | 0.0037496 |  | 641.415 | 4.674e-05 |  | 639.4932 | 0.00166 |  | 387.5417 | 0.0018 |  | 861.423 | 0.0034539 |  | 1016.0084 | 0.27898 | 718.473 | 0.001023 |  | 1115.5389 | 0.018822 |  | 1123.0548 | 0.035712 |  | 1496 | 0.006416 |  |  |  |  | 1045.6239 | 0 |  | 1045.6174 | 0.04211
| 639.6539 | 0.00329 |  | 387.7584 | 0 |  | 387.7584 | 0.0020326 |  | 638.8425 | 0 |  | 387.7584 | -0.0016392 |  | 641.5756 | 4.4934e-05 |  | 639.6539 | 0.0018 |  | 387.7584 | 0.00040048 |  | 861.4967 | 0.0031562 |  | 1016.2525 | 0.28047 | 718.631 | 0.0012799 |  | 1115.5999 | 0.018954 |  | 1123.2094 | 0.035262 |  | 1497 | 0.0021549 |  |  |  |  | 1045.6775 | 0 |  | 1045.671 | 0.04176
| 639.8146 | 0.00643 |  | 387.9752 | 0 |  | 387.9752 | 0.0078391 |  | 639.0035 | 0 |  | 387.9752 | 0.00066616 |  | 641.7361 | 4.6539e-05 |  | 639.8146 | 0.00163 |  | 387.9752 | 0.001 |  | 861.5706 | 0.0030244 |  | 1016.4967 | 0.28253 | 718.789 | 0.0015503 |  | 1115.6608 | 0.019086 |  | 1123.3639 | 0.034677 |  | 1498 | 0.0032787 |  |  |  |  | 1045.731 | 0 |  | 1045.7246 | 0.0415
| 639.9753 | 0.00329 |  | 388.1919 | 0 |  | 388.1919 | -0.00033196 |  | 639.1645 | 1.0001e-05 |  | 388.1919 | -0.0031288 |  | 641.8967 | 4.7943e-05 |  | 639.9753 | 0.00178 |  | 388.1919 | 0.0024 |  | 861.6445 | 0.0027312 |  | 1016.7408 | 0.28407 | 718.948 | 0.0012453 |  | 1115.7218 | 0.019217 |  | 1123.5184 | 0.034065 |  | 1499 | 0.003093 |  |  |  |  | 1045.7846 | 0 |  | 1045.7782 | 0.04133
| 640.136 | 0.0048 |  | 388.4086 | 0 |  | 388.4086 | 0.00322 |  | 639.3256 | 0 |  | 388.4086 | 0.0035756 |  | 642.0573 | 3.8315e-05 |  | 640.136 | 0.00166 |  | 388.4086 | 0.00020044 |  | 861.7184 | 0.0032257 |  | 1016.985 | 0.28566 | 719.106 | 0.0017585 |  | 1115.7827 | 0.019349 |  | 1123.6731 | 0.033546 |  | 1500 | 0.0020856 |  |  |  |  | 1045.8381 | 0 |  | 1045.8317 | 0.04128
| 640.2968 | 0.00311 |  | 388.6254 | 0 |  | 388.6254 | -0.0032471 |  | 639.4866 | 1.0001e-05 |  | 388.6254 | -0.0023869 |  | 642.2178 | 5.5165e-05 |  | 640.2968 | 0.00179 |  | 388.6254 | 0.003 |  | 861.7922 | 0.0027559 |  | 1017.2292 | 0.28685 | 719.264 | 0.0016183 |  | 1115.8438 | 0.01948 |  | 1123.8278 | 0.03323 |  | 1501 | 0.0086358 |  |  |  |  | 1045.8917 | 0 |  | 1045.8853 | 0.04134
| 640.4575 | 0.00309 |  | 388.8422 | 0 |  | 388.8422 | -0.0023886 |  | 639.6476 | 0 |  | 388.8422 | 0.0034257 |  | 642.3784 | 3.6309e-05 |  | 640.4575 | 0.00167 |  | 388.8422 | 0.0014 |  | 861.8661 | 0.0023855 |  | 1017.4733 | 0.29015 | 719.423 | 0.0012151 |  | 1115.9047 | 0.019623 |  | 1123.9824 | 0.033187 |  | 1502 | 0.0064479 |  |  |  |  | 1045.9453 | 0 |  | 1045.9388 | 0.04151
| 640.6182 | 0.00232 |  | 389.059 | 0 |  | 389.059 | -0.0020836 |  | 639.8087 | 0 |  | 389.059 | -0.0037395 |  | 642.539 | 4.9348e-05 |  | 640.6182 | 0.00179 |  | 389.059 | 0.001 |  | 861.9401 | 0.0019683 |  | 1017.7175 | 0.29226 | 719.581 | 0.0013836 |  | 1115.9657 | 0.019754 |  | 1124.1372 | 0.033436 |  | 1503 | 0.0033957 |  |  |  |  | 1045.9989 | 0 |  | 1045.9925 | 0.04179
| 640.779 | 0.00432 |  | 389.2758 | 0 |  | 389.2758 | 0.00031896 |  | 639.9697 | 6.6672e-06 |  | 389.2758 | 0.0019585 |  | 642.6996 | 4.2728e-05 |  | 640.779 | 0.00173 |  | 389.2758 | 0.004 |  | 862.014 | 0.0022947 |  | 1017.9617 | 0.29306 | 719.74 | 0.0014165 |  | 1116.0267 | 0.019897 |  | 1124.292 | 0.033939 |  | 1504 | 0.0050769 |  |  |  |  | 1046.0525 | 0 |  | 1046.0461 | 0.04216
| 640.9397 | 0.00338 |  | 389.4926 | 0 |  | 389.4926 | 0.00040379 |  | 640.1308 | 0 |  | 389.4926 | -0.0037224 |  | 642.8602 | 4.5336e-05 |  | 640.9397 | 0.00179 |  | 389.4926 | 0.00080116 |  | 862.088 | 0.0031062 |  | 1018.2059 | 0.29709 | 719.898 | 0.002248 |  | 1116.0876 | 0.020039 |  | 1124.4468 | 0.03462 |  | 1505 | 0.006392 |  |  |  |  | 1046.1062 | 0 |  | 1046.0997 | 0.04258
| 641.1004 | 0.00663 |  | 389.7094 | 0 |  | 389.7094 | -0.0037369 |  | 640.2918 | 6.6672e-06 |  | 389.7094 | 0.004792 |  | 643.0209 | 4.9348e-05 |  | 641.1004 | 0.0016 |  | 389.7094 | 0.002 |  | 862.1619 | 0.0029612 |  | 1018.4501 | 0.30072 | 720.057 | 0.0015958 |  | 1116.1487 | 0.020182 |  | 1124.6017 | 0.035383 |  | 1506 | 0.0028989 |  |  |  |  | 1046.1598 | 0 |  | 1046.1533 | 0.04304
| 641.2612 | 0.00343 |  | 389.9263 | 0 |  | 389.9263 | 0.00050435 |  | 640.4529 | 3.0002e-05 |  | 389.9263 | -0.0018166 |  | 643.1815 | 4.5536e-05 |  | 641.2612 | 0.0017 |  | 389.9263 | 0.001 |  | 862.2359 | 0.0024761 |  | 1018.6943 | 0.30223 | 720.216 | 0.0014181 |  | 1116.2097 | 0.020324 |  | 1124.7566 | 0.03614 |  | 1507 | 0.0028126 |  |  |  |  | 1046.2134 | 0 |  | 1046.2069 | 0.04348
| 641.422 | 0.00522 |  | 390.1432 | 0 |  | 390.1432 | 0.0011197 |  | 640.6139 | 0 |  | 390.1432 | 0.0025082 |  | 643.3421 | 4.0722e-05 |  | 641.422 | 0.00161 |  | 390.1432 | 0.0038 |  | 862.31 | 0.00241 |  | 1018.9385 | 0.3066 | 720.375 | 0.0012335 |  | 1116.2707 | 0.020467 |  | 1124.9115 | 0.036822 |  | 1508 | 0.0035964 |  |  |  |  | 1046.267 | 0 |  | 1046.2606 | 0.04387
| 641.5827 | 0.00431 |  | 390.36 | 0 |  | 390.36 | -0.0048896 |  | 640.775 | 3.0002e-05 |  | 390.36 | -0.0010685 |  | 643.5028 | 5.4964e-05 |  | 641.5827 | 0.00175 |  | 390.36 | 0.0018 |  | 862.3839 | 0.0022984 |  | 1019.1827 | 0.30858 | 720.534 | 0.0010716 |  | 1116.3318 | 0.020609 |  | 1125.0665 | 0.037391 |  | 1509 | 0.0025253 |  |  |  |  | 1046.3207 | 0 |  | 1046.3142 | 0.04417
| 641.7435 | 0.00589 |  | 390.5769 | 0 |  | 390.5769 | 0.0029626 |  | 640.9361 | 6.6672e-06 |  | 390.5769 | 0.00042564 |  | 643.6634 | 3.7512e-05 |  | 641.7435 | 0.00159 |  | 390.5769 | 0.002 |  | 862.4579 | 0.0024142 |  | 1019.4269 | 0.31405 | 720.693 | 0.0014853 |  | 1116.3928 | 0.020752 |  | 1125.2216 | 0.037841 |  | 1510 | 0.0031992 |  |  |  |  | 1046.3743 | 0 |  | 1046.3678 | 0.04434
| 641.9043 | 0.0057 |  | 390.7939 | 0 |  | 390.7939 | -0.0072005 |  | 641.0972 | 1.0001e-05 |  | 390.7939 | -0.0033691 |  | 643.8241 | 4.5737e-05 |  | 641.9043 | 0.00173 |  | 390.7939 | -0.00040028 |  | 862.5319 | 0.0032239 |  | 1019.6711 | 0.31645 | 720.852 | 0.0014437 |  | 1116.4539 | 0.020894 |  | 1125.3767 | 0.038188 |  | 1511 | 0.003431 |  |  |  |  | 1046.4279 | 0 |  | 1046.4215 | 0.04436
| 642.0651 | 0.00513 |  | 391.0108 | 0 |  | 391.0108 | 0.0091625 |  | 641.2582 | 6.6672e-06 |  | 391.0108 | 0.0032788 |  | 643.9847 | 4.9949e-05 |  | 642.0651 | 0.00163 |  | 391.0108 | 0 |  | 862.6061 | 0.0034039 |  | 1019.9153 | 0.3192 | 721.011 | 0.00080753 |  | 1116.5149 | 0.021048 |  | 1125.5319 | 0.038465 |  | 1512 | 0.0040718 |  |  |  |  | 1046.4816 | 0 |  | 1046.4751 | 0.04422
| 642.2259 | 0.00274 |  | 391.2277 | 0 |  | 391.2277 | -0.0035969 |  | 641.4193 | 1.0001e-05 |  | 391.2277 | -0.00099625 |  | 644.1454 | 4.1123e-05 |  | 642.2259 | 0.00176 |  | 391.2277 | 0.0024 |  | 862.6801 | 0.0029515 |  | 1020.1596 | 0.32171 | 721.17 | 0.0013547 |  | 1116.5759 | 0.02119 |  | 1125.687 | 0.038707 |  | 1513 | 0.0051029 |  |  |  |  | 1046.5352 | 0 |  | 1046.5288 | 0.04393
| 642.3867 | 0.00501 |  | 391.4447 | 0 |  | 391.4447 | 5.6487e-05 |  | 641.5804 | 0 |  | 391.4447 | 0.0022458 |  | 644.3061 | 5.6369e-05 |  | 642.3867 | 0.00162 |  | 391.4447 | 0.0016 |  | 862.7541 | 0.0030056 |  | 1020.1761 | 0.32141 | 721.329 | 0.00062747 |  | 1116.6371 | 0.021344 |  | 1125.8422 | 0.038934 |  | 1514 | 0.0049307 |  |  |  |  | 1046.5889 | 0 |  | 1046.5824 | 0.04355
| 642.5475 | 0.00375 |  | 391.6617 | 0 |  | 391.6617 | -0.00017348 |  | 641.7415 | 0 |  | 391.6617 | -0.0045202 |  | 644.4668 | 4.3931e-05 |  | 642.5475 | 0.0017 |  | 391.6617 | -0.00080076 |  | 862.8282 | 0.0035701 |  | 1020.4311 | 0.32522 | 721.489 | 0.0023619 |  | 1116.6981 | 0.021486 |  | 1125.9974 | 0.039131 |  | 1515 | 0.006391 |  |  |  |  | 1046.6426 | 0 |  | 1046.6361 | 0.04311
| 642.7083 | 0.00441 |  | 391.8787 | 0 |  | 391.8787 | -8.7306e-05 |  | 641.9027 | 0 |  | 391.8787 | 0.0018861 |  | 644.6275 | 4.0722e-05 |  | 642.7083 | 0.0016 |  | 391.8786 | 0.0028 |  | 862.9023 | 0.0044943 |  | 1020.6862 | 0.3279 | 721.648 | 0.0015192 |  | 1116.7592 | 0.02164 |  | 1126.1528 | 0.039248 |  | 1516 | 0.0021937 |  |  |  |  | 1046.6962 | 0 |  | 1046.6897 | 0.0427
| 642.8691 | 0.00436 |  | 392.0957 | 0 |  | 392.0957 | -0.0044218 |  | 642.0638 | 3.0002e-05 |  | 392.0957 | -0.0021163 |  | 644.7882 | 4.4533e-05 |  | 642.8691 | 0.00172 |  | 392.0957 | 0.00040068 |  | 862.9764 | 0.0039782 |  | 1020.9414 | 0.33163 | 721.807 | 0.0017328 |  | 1116.8203 | 0.021793 |  | 1126.3081 | 0.039203 |  | 1517 | 0.0026663 |  |  |  |  | 1046.7499 | 0 |  | 1046.7434 | 0.04236
| 643.0299 | 0.00483 |  | 392.3127 | 0 |  | 392.3127 | 0.002881 |  | 642.2249 | 0 |  | 392.3127 | 0.001859 |  | 644.9489 | 4.353e-05 |  | 643.0299 | 0.00165 |  | 392.3127 | 0.00060072 |  | 863.0505 | 0.0032985 |  | 1021.1968 | 0.33372 | 721.967 | 0.0014375 |  | 1116.8814 | 0.021936 |  | 1126.4635 | 0.038915 |  | 1518 | 0.0038086 |  |  |  |  | 1046.8036 | 0 |  | 1046.7971 | 0.04214
| 643.1908 | 0.0041 |  | 392.5297 | 0 |  | 392.5297 | -0.0062663 |  | 642.386 | 0 |  | 392.5297 | -0.0021012 |  | 645.1096 | 4.8545e-05 |  | 643.1908 | 0.00179 |  | 392.5297 | 0.0026 |  | 863.1246 | 0.0027766 |  | 1021.4523 | 0.33807 | 722.127 | 0.0010943 |  | 1116.9425 | 0.022089 |  | 1126.6189 | 0.038337 |  | 1519 | 0.0043046 |  |  |  |  | 1046.8572 | 0 |  | 1046.8508 | 0.04207
| 643.3516 | 0.00489 |  | 392.7468 | 0 |  | 392.7468 | 0.0019408 |  | 642.5472 | 0 |  | 392.7468 | 0.0015002 |  | 645.2704 | 5.7973e-05 |  | 643.3516 | 0.00168 |  | 392.7468 | 0.0018 |  | 863.1987 | 0.0025997 |  | 1021.7079 | 0.33933 | 722.286 | 0.0014814 |  | 1117.0035 | 0.022243 |  | 1126.7744 | 0.037488 |  | 1520 | 0.0021703 |  |  |  |  | 1046.9109 | 0 |  | 1046.9045 | 0.04216
| 643.5125 | 0.00315 |  | 392.9638 | 0 |  | 392.9638 | -0.0036763 |  | 642.7083 | 1.0001e-05 |  | 392.9638 | -0.0021527 |  | 645.4311 | 2.5075e-05 |  | 643.5125 | 0.00186 |  | 392.9638 | 0.0012 |  | 863.2728 | 0.0022939 |  | 1021.9637 | 0.34368 | 722.446 | 0.0011778 |  | 1117.0647 | 0.022396 |  | 1126.9299 | 0.036459 |  | 1521 | 0.0043432 |  |  |  |  | 1046.9646 | 0 |  | 1046.9581 | 0.04237
| 643.6733 | 0.00334 |  | 393.1809 | 0 |  | 393.1809 | 0.0041649 |  | 642.8695 | 0 |  | 393.1809 | 0.0025701 |  | 645.5919 | 5.4964e-05 |  | 643.6733 | 0.00173 |  | 393.1809 | 0.001 |  | 863.347 | 0.0020013 |  | 1022.2196 | 0.34857 | 722.606 | 0.0010309 |  | 1117.1258 | 0.02255 |  | 1127.0854 | 0.035386 |  | 1522 | 0.002519 |  |  |  |  | 1047.0183 | 0 |  | 1047.0118 | 0.04269
| 643.8342 | 0.00313 |  | 393.398 | 0 |  | 393.398 | -0.005474 |  | 643.0306 | 3.0002e-05 |  | 393.398 | -0.00063282 |  | 645.7526 | 3.1695e-05 |  | 643.8342 | 0.00182 |  | 393.398 | 0.002 |  | 863.4212 | 0.0020492 |  | 1022.4756 | 0.35129 | 722.766 | 0.0010932 |  | 1117.1869 | 0.022703 |  | 1127.2411 | 0.034416 |  | 1523 | 0.0059075 |  |  |  |  | 1047.072 | 0 |  | 1047.0656 | 0.04307
| 643.9951 | 0.00584 |  | 393.6151 | 0 |  | 393.6151 | 0.0020379 |  | 643.1918 | 0 |  | 393.6151 | 0.0042057 |  | 645.9134 | 6.0581e-05 |  | 643.9951 | 0.00163 |  | 393.6151 | 0.00020044 |  | 863.4954 | 0.0032592 |  | 1022.7318 | 0.35349 | 722.926 | 0.0012463 |  | 1117.248 | 0.022846 |  | 1127.3967 | 0.033656 |  | 1524 | 0.0017614 |  |  |  |  | 1047.1257 | 0 |  | 1047.1193 | 0.04344
| 644.1559 | 0.00401 |  | 393.8322 | 0 |  | 393.8322 | 0.0027302 |  | 643.3529 | 1.0001e-05 |  | 393.8322 | -0.0010114 |  | 646.0742 | 3.9117e-05 |  | 644.1559 | 0.00174 |  | 393.8322 | 0.001 |  | 863.5696 | 0.0039175 |  | 1022.988 | 0.3569 | 723.086 | 0.0014391 |  | 1117.3092 | 0.022999 |  | 1127.5524 | 0.033153 |  | 1525 | 0.0021957 |  |  |  |  | 1047.1794 | 0 |  | 1047.173 | 0.04377
| 644.3168 | 0.00568 |  | 394.0494 | 0 |  | 394.0494 | 0.006369 |  | 643.5141 | 6.6672e-06 |  | 394.0494 | 0.0015014 |  | 646.2349 | 4.4333e-05 |  | 644.3168 | 0.00162 |  | 394.0494 | 0.001 |  | 863.6438 | 0.0036329 |  | 1023.2445 | 0.36105 | 723.246 | 0.0010286 |  | 1117.3704 | 0.023153 |  | 1127.7081 | 0.032889 |  | 1526 | 0.0031096 |  |  |  |  | 1047.2332 | 0 |  | 1047.2267 | 0.04401
| 644.4777 | 0.00434 |  | 394.2665 | 0 |  | 394.2665 | 0.0034678 |  | 643.6753 | 3.0002e-05 |  | 394.2665 | -0.0036256 |  | 646.3957 | 4.2728e-05 |  | 644.4777 | 0.00174 |  | 394.2665 | 0.001 |  | 863.718 | 0.0038156 |  | 1023.501 | 0.36148 | 723.406 | 0.0010921 |  | 1117.4315 | 0.023306 |  | 1127.8639 | 0.032803 |  | 1527 | 0.0018136 |  |  |  |  | 1047.2869 | 0 |  | 1047.2805 | 0.04415
| 644.6386 | 0.00563 |  | 394.4837 | 0 |  | 394.4837 | 0.00074825 |  | 643.8365 | 2.6669e-05 |  | 394.4837 | 0.0018107 |  | 646.5565 | 4.0922e-05 |  | 644.6386 | 0.00164 |  | 394.4837 | 0.00080096 |  | 863.7923 | 0.0035893 |  | 1023.7576 | 0.36637 | 723.567 | 0.0020974 |  | 1117.4927 | 0.02346 |  | 1128.0198 | 0.032823 |  | 1528 | 0.002982 |  |  |  |  | 1047.3407 | 0 |  | 1047.3342 | 0.04419
| 644.7995 | 0.00364 |  | 394.7009 | 0 |  | 394.7009 | -0.0054465 |  | 643.9977 | 3.0002e-05 |  | 394.7009 | -0.0037014 |  | 646.7173 | 5.4162e-05 |  | 644.7995 | 0.00173 |  | 394.7009 | -0.00060072 |  | 863.8665 | 0.0030837 |  | 1024.0144 | 0.37069 | 723.727 | 0.0015458 |  | 1117.5538 | 0.023613 |  | 1128.1757 | 0.032894 |  | 1529 | 0.0061856 |  |  |  |  | 1047.3944 | 0 |  | 1047.3879 | 0.04417
| 644.9604 | 0.00476 |  | 394.9181 | 0 |  | 394.9181 | 0.0014751 |  | 644.1589 | 0 |  | 394.9181 | 0.0030185 |  | 646.8781 | 3.5907e-05 |  | 644.9604 | 0.00159 |  | 394.9181 | 0.001 |  | 863.9408 | 0.0027449 |  | 1024.2714 | 0.37501 | 723.887 | 0.0010947 |  | 1117.615 | 0.023755 |  | 1128.3315 | 0.032984 |  | 1530 | 0.005124 |  |  |  |  | 1047.4481 | 0 |  | 1047.4416 | 0.04415
| 645.1213 | 0.00387 |  | 395.1353 | 0 |  | 395.1353 | -0.0076817 |  | 644.3201 | 0 |  | 395.1353 | -0.0029446 |  | 647.0389 | 4.2527e-05 |  | 645.1213 | 0.00166 |  | 395.1353 | 0.00020024 |  | 864.0151 | 0.0030487 |  | 1024.5283 | 0.378 | 724.048 | 0.0015268 |  | 1117.6762 | 0.023909 |  | 1128.4874 | 0.033082 |  | 1531 | 0.0028919 |  |  |  |  | 1047.5018 | 0 |  | 1047.4955 | 0.04416
| 645.2823 | 0.00447 |  | 395.3525 | 0 |  | 395.3525 | 0.0010984 |  | 644.4813 | 0 |  | 395.3525 | 0.0018442 |  | 647.1998 | 4.6539e-05 |  | 645.2823 | 0.00163 |  | 395.3525 | 0 |  | 864.0894 | 0.0023408 |  | 1024.7855 | 0.37863 | 724.208 | 0.0013513 |  | 1117.7373 | 0.024062 |  | 1128.6434 | 0.033184 |  | 1532 | 0.0029405 |  |  |  |  | 1047.5557 | 0 |  | 1047.5492 | 0.04426
| 645.4432 | 0.00468 |  | 395.5698 | 0 |  | 395.5698 | -0.0023739 |  | 644.6425 | 1.0001e-05 |  | 395.5698 | -0.0036326 |  | 647.3606 | 3.3701e-05 |  | 645.4432 | 0.00175 |  | 395.5698 | 0.0014 |  | 864.1637 | 0.0028642 |  | 1025.0429 | 0.38488 | 724.369 | 0.001711 |  | 1117.7986 | 0.024216 |  | 1128.7994 | 0.033274 |  | 1533 | 0.0049586 |  |  |  |  | 1047.6094 | 0 |  | 1047.6029 | 0.04446
| 645.6041 | 0.00448 |  | 395.787 | 0 |  | 395.787 | 0.0061148 |  | 644.8037 | 0 |  | 395.787 | 0.0018259 |  | 647.5215 | 6.359e-05 |  | 645.6041 | 0.00166 |  | 395.7871 | 0.0022 |  | 864.238 | 0.002454 |  | 1025.3003 | 0.38628 | 724.53 | 0.001975 |  | 1117.8597 | 0.024358 |  | 1128.9556 | 0.033317 |  | 1534 | 0.006872 |  |  |  |  | 1047.6632 | 0 |  | 1047.6567 | 0.04474
| 645.7651 | 0.00339 |  | 396.0043 | 0 |  | 396.0043 | -0.0026701 |  | 644.9649 | 0 |  | 396.0043 | -0.0033235 |  | 647.6823 | 2.2668e-05 |  | 645.7651 | 0.00173 |  | 396.0043 | 0.001 |  | 864.3123 | 0.0024321 |  | 1025.5579 | 0.39134 | 724.69 | 0.0017471 |  | 1117.9209 | 0.024512 |  | 1129.1117 | 0.033265 |  | 1535 | 0.0046692 |  |  |  |  | 1047.7169 | 0 |  | 1047.7105 | 0.04505
| 645.926 | 0.00385 |  | 396.2216 | 0 |  | 396.2216 | 0.00058564 |  | 645.1262 | 0 |  | 396.2216 | 0.002631 |  | 647.8432 | 5.1755e-05 |  | 645.926 | 0.00167 |  | 396.2216 | 0 |  | 864.3867 | 0.0028378 |  | 1025.8156 | 0.39383 | 724.851 | 0.00083745 |  | 1117.9822 | 0.024665 |  | 1129.2678 | 0.033065 |  | 1536 | 0.0021018 |  |  |  |  | 1047.7707 | 0 |  | 1047.7643 | 0.04531
| 646.087 | 0.00542 |  | 396.4389 | 0 |  | 396.4389 | -0.0016431 |  | 645.2874 | 3.0002e-05 |  | 396.4389 | -0.0043049 |  | 648.004 | 4.4333e-05 |  | 646.087 | 0.00175 |  | 396.4389 | 0 |  | 864.4611 | 0.0033415 |  | 1026.0734 | 0.39763 | 725.012 | 0.0013976 |  | 1118.0433 | 0.024808 |  | 1129.4241 | 0.032686 |  | 1537 | 0.0047892 |  |  |  |  | 1047.8245 | 0 |  | 1047.8181 | 0.04545
| 646.2479 | 0.00487 |  | 396.6562 | 0 |  | 396.6562 | 0.0058458 |  | 645.4487 | 2.6669e-05 |  | 396.6562 | 0.0033761 |  | 648.1649 | 4.0521e-05 |  | 646.2479 | 0.00161 |  | 396.6562 | -0.00020004 |  | 864.5354 | 0.0037518 |  | 1026.3313 | 0.40016 | 725.173 | 0.0011113 |  | 1118.1046 | 0.024961 |  | 1129.5803 | 0.032127 |  | 1538 | 0.002758 |  |  |  |  | 1047.8783 | 0 |  | 1047.8718 | 0.0454
| 646.4089 | 0.00366 |  | 396.8736 | 0 |  | 396.8736 | -0.0044776 |  | 645.6099 | 1.0001e-05 |  | 396.8736 | -0.0025248 |  | 648.3258 | 4.8545e-05 |  | 646.4089 | 0.00179 |  | 396.8736 | 0.003 |  | 864.6098 | 0.0026299 |  | 1026.5894 | 0.4041 | 725.334 | 0.0017953 |  | 1118.1659 | 0.025104 |  | 1129.7366 | 0.03143 |  | 1539 | 0.0044629 |  |  |  |  | 1047.9321 | 0 |  | 1047.9257 | 0.04509
| 646.5699 | 0.00473 |  | 397.0909 | 0 |  | 397.0909 | 0.0019499 |  | 645.7712 | 6.6672e-06 |  | 397.0909 | 0.001716 |  | 648.4867 | 3.1695e-05 |  | 646.5699 | 0.00168 |  | 397.0909 | -0.00020004 |  | 864.6842 | 0.002439 |  | 1026.8475 | 0.40842 | 725.495 | 0.0022899 |  | 1118.227 | 0.025246 |  | 1129.8929 | 0.030672 |  | 1540 | 0.0035458 |  |  |  |  | 1047.9858 | 0 |  | 1047.9795 | 0.04452
| 646.7309 | 0.00441 |  | 397.3083 | 0 |  | 397.3083 | -0.0033217 |  | 645.9324 | 1.0001e-05 |  | 397.3083 | -0.0035479 |  | 648.6476 | 4.4734e-05 |  | 646.7309 | 0.00184 |  | 397.3083 | 0.001 |  | 864.7586 | 0.0033267 |  | 1027.106 | 0.41505 | 725.657 | 0.00086653 |  | 1118.2883 | 0.0254 |  | 1130.0493 | 0.029954 |  | 1541 | 0.0043028 |  |  |  |  | 1048.0397 | 0 |  | 1048.0332 | 0.04372
| 646.8918 | 0.00406 |  | 397.5257 | 0 |  | 397.5257 | 0.0078048 |  | 646.0937 | 6.6672e-06 |  | 397.5257 | 0.00063961 |  | 648.8085 | 5.8976e-05 |  | 646.8918 | 0.00162 |  | 397.5257 | 0.00080096 |  | 864.833 | 0.0027901 |  | 1027.3644 | 0.41719 | 725.818 | 0.0012078 |  | 1118.3496 | 0.025542 |  | 1130.2057 | 0.029375 |  | 1542 | 0.0024601 |  |  |  |  | 1048.0935 | 0 |  | 1048.087 | 0.04279
| 647.0528 | 0.00299 |  | 397.7431 | 0 |  | 397.7431 | -0.00030239 |  | 646.255 | 1.0001e-05 |  | 397.7431 | -0.0041743 |  | 648.9694 | 3.0692e-05 |  | 647.0528 | 0.00178 |  | 397.7431 | 0.001 |  | 864.9075 | 0.0032211 |  | 1027.623 | 0.42081 | 725.979 | 0.0011681 |  | 1118.4109 | 0.025685 |  | 1130.3622 | 0.029019 |  | 1543 | 0.0034593 |  |  |  |  | 1048.1473 | 0 |  | 1048.1409 | 0.04184
| 647.2138 | 0.00432 |  | 397.9605 | 0 |  | 397.9605 | 0.0039131 |  | 646.4162 | 6.6672e-06 |  | 397.9605 | 0.0026692 |  | 649.1303 | 5.0752e-05 |  | 647.2138 | 0.00161 |  | 397.9605 | 0.00080116 |  | 864.9819 | 0.0036375 |  | 1027.8817 | 0.42316 | 726.141 | 0.0018439 |  | 1118.4722 | 0.025827 |  | 1130.5187 | 0.028934 |  | 1544 | 0.0024094 |  |  |  |  | 1048.2012 | 0 |  | 1048.1947 | 0.04104
| 647.3749 | 0.00294 |  | 398.1779 | 0 |  | 398.1779 | 0.00073396 |  | 646.5775 | 5.0004e-05 |  | 398.1779 | -0.0010655 |  | 649.2913 | 3.35e-05 |  | 647.3749 | 0.00171 |  | 398.1779 | 0 |  | 865.0563 | 0.0040882 |  | 1028.1406 | 0.42619 | 726.302 | 0.0013931 |  | 1118.5333 | 0.02597 |  | 1130.6753 | 0.029128 |  | 1545 | 0.004512 |  |  |  |  | 1048.255 | 0 |  | 1048.2485 | 0.04051
| 647.5359 | 0.00374 |  | 398.3954 | 0 |  | 398.3954 | -0.0031717 |  | 646.7388 | 6.6672e-06 |  | 398.3954 | 0.0023967 |  | 649.4522 | 4.8144e-05 |  | 647.5359 | 0.00158 |  | 398.3954 | 0.00020044 |  | 865.1309 | 0.0041811 |  | 1028.3995 | 0.43115 | 726.464 | 0.0017413 |  | 1118.5946 | 0.026112 |  | 1130.8318 | 0.029571 |  | 1546 | 0.002322 |  |  |  |  | 1048.3088 | 0 |  | 1048.3024 | 0.04034
| 647.6969 | 0.00408 |  | 398.6128 | 0 |  | 398.6128 | -0.0071489 |  | 646.9001 | 3.0002e-05 |  | 398.6128 | -0.0020489 |  | 649.6132 | 3.9919e-05 |  | 647.6969 | 0.0017 |  | 398.6128 | 0.001 |  | 865.2053 | 0.0030723 |  | 1028.6587 | 0.43453 | 726.625 | 0.0018631 |  | 1118.656 | 0.026255 |  | 1130.9885 | 0.030207 |  | 1547 | 0.0035269 |  |  |  |  | 1048.3627 | 0 |  | 1048.3562 | 0.04056
| 647.8579 | 0.00545 |  | 398.8303 | 0 |  | 398.8303 | -0.00195 |  | 647.0614 | 6.6672e-06 |  | 398.8303 | 0.0022125 |  | 649.7741 | 4.7342e-05 |  | 647.8579 | 0.00162 |  | 398.8303 | 0 |  | 865.2799 | 0.0030194 |  | 1028.918 | 0.43997 | 726.787 | 0.001005 |  | 1118.7173 | 0.026397 |  | 1131.1451 | 0.030963 |  | 1548 | 0.0047941 |  |  |  |  | 1048.4165 | 0 |  | 1048.41 | 0.04114
| 648.0189 | 0.00431 |  | 399.0478 | 0 |  | 399.0478 | -0.001676 |  | 647.2227 | 1.0001e-05 |  | 399.0478 | -0.0043384 |  | 649.9351 | 3.6509e-05 |  | 648.0189 | 0.00175 |  | 399.0478 | 0.0014 |  | 865.3543 | 0.0032217 |  | 1029.1774 | 0.44425 | 726.949 | 0.0016515 |  | 1118.7786 | 0.02654 |  | 1131.3019 | 0.031762 |  | 1549 | 0.0051144 |  |  |  |  | 1048.4703 | 0 |  | 1048.4639 | 0.04196
| 648.18 | 0.00526 |  | 399.2653 | 0 |  | 399.2653 | 0.0013429 |  | 647.384 | 6.6672e-06 |  | 399.2653 | 0.0043671 |  | 650.0961 | 5.2557e-05 |  | 648.18 | 0.00164 |  | 399.2653 | 0.001 |  | 865.4288 | 0.0033409 |  | 1029.4369 | 0.44685 | 727.111 | 0.0014962 |  | 1118.8398 | 0.026682 |  | 1131.4586 | 0.032528 |  | 1550 | 0.0032212 |  |  |  |  | 1048.5242 | 0 |  | 1048.5177 | 0.0429
| 648.341 | 0.00346 |  | 399.4828 | 0 |  | 399.4828 | -0.0043218 |  | 647.5454 | 0 |  | 399.4828 | -0.0018693 |  | 650.257 | 3.4503e-05 |  | 648.341 | 0.00169 |  | 399.4828 | -0.0014 |  | 865.5033 | 0.0042392 |  | 1029.6965 | 0.45061 | 727.272 | 0.0012623 |  | 1118.9011 | 0.026814 |  | 1131.6155 | 0.033193 |  | 1551 | 0.0032125 |  |  |  |  | 1048.5781 | 0 |  | 1048.5717 | 0.04379
| 648.5021 | 0.00448 |  | 399.7003 | 0 |  | 399.7003 | 0.0040795 |  | 647.7067 | 6.6672e-06 |  | 399.7003 | 0.0027435 |  | 650.418 | 4.0521e-05 |  | 648.5021 | 0.00157 |  | 399.7003 | 0 |  | 865.5779 | 0.0030063 |  | 1029.9563 | 0.45661 | 727.434 | 0.0018472 |  | 1118.9625 | 0.026957 |  | 1131.7723 | 0.033697 |  | 1552 | 0.005985 |  |  |  |  | 1048.632 | 0 |  | 1048.6255 | 0.04452
| 648.6631 | 0.00375 |  | 399.9179 | 0 |  | 399.9179 | 0.0015396 |  | 647.868 | 1.0001e-05 |  | 399.9179 | -0.0028646 |  | 650.579 | 4.7342e-05 |  | 648.6631 | 0.00168 |  | 399.9179 | 0 |  | 865.6524 | 0.0017386 |  | 1030.2162 | 0.4629 | 727.596 | 0.0013544 |  | 1119.0238 | 0.027099 |  | 1131.9292 | 0.034 |  | 1553 | 0.0029342 |  |  |  |  | 1048.6858 | 0 |  | 1048.6793 | 0.04501
| 648.8242 | 0.00833 |  | 400.1354 | 0 |  | 400.1354 | 0.0021679 |  | 648.0294 | 6.6672e-06 |  | 400.1354 | 0.003585 |  | 650.74 | 3.7111e-05 |  | 648.8242 | 0.0017 |  | 400.1354 | 0.002 |  | 865.727 | 0.0024692 |  | 1030.4762 | 0.46521 | 727.759 | 0.0014097 |  | 1119.0851 | 0.027231 |  | 1132.0862 | 0.034087 |  | 1554 | 0.0052283 |  |  |  |  | 1048.7397 | 0 |  | 1048.7333 | 0.04521
| 648.9853 | 0.00403 |  | 400.353 | 0 |  | 400.353 | 0.0017303 |  | 648.1907 | 0 |  | 400.353 | -0.0030919 |  | 650.901 | 4.1324e-05 |  | 648.9853 | 0.00179 |  | 400.353 | 0.0016 |  | 865.8016 | 0.0038508 |  | 1030.7365 | 0.46999 | 727.921 | 0.0012721 |  | 1119.1465 | 0.027373 |  | 1132.2432 | 0.033969 |  | 1555 | 0.0039295 |  |  |  |  | 1048.7936 | 0 |  | 1048.7871 | 0.04516
| 649.1464 | 0.00534 |  | 400.5706 | 0 |  | 400.5706 | -0.00017151 |  | 648.3521 | 6.6672e-06 |  | 400.5706 | 0.0038568 |  | 651.0621 | 4.9749e-05 |  | 649.1464 | 0.00169 |  | 400.5706 | 0.001 |  | 865.8762 | 0.0041273 |  | 1030.9967 | 0.47215 | 728.083 | 0.0011382 |  | 1119.2079 | 0.027505 |  | 1132.4001 | 0.033686 |  | 1556 | 0.0035966 |  |  |  |  | 1048.8474 | 0 |  | 1048.8411 | 0.0449
| 649.3075 | 0.00469 |  | 400.7882 | 0 |  | 400.7882 | -0.0041053 |  | 648.5134 | 0 |  | 400.7882 | -0.0057772 |  | 651.2231 | 2.6078e-05 |  | 649.3075 | 0.00174 |  | 400.7882 | 0.001 |  | 865.9508 | 0.0034664 |  | 1031.2571 | 0.47979 | 728.245 | 0.0010473 |  | 1119.2692 | 0.027647 |  | 1132.5573 | 0.033296 |  | 1557 | 0.0025 |  |  |  |  | 1048.9014 | 0 |  | 1048.8949 | 0.04452
| 649.4686 | 0.00673 |  | 401.0058 | 0 |  | 401.0058 | 0.0031735 |  | 648.6748 | 6.6672e-06 |  | 401.0058 | 0.0011756 |  | 651.3841 | 5.9779e-05 |  | 649.4686 | 0.00163 |  | 401.0058 | 0.0022 |  | 866.0255 | 0.002899 |  | 1031.5177 | 0.48188 | 728.408 | 0.0015039 |  | 1119.3306 | 0.027779 |  | 1132.7144 | 0.03287 |  | 1558 | 0.0044594 |  |  |  |  | 1048.9552 | 0 |  | 1048.9488 | 0.04409
| 649.6296 | 0.00397 |  | 401.2235 | 0 |  | 401.2235 | 0.0054249 |  | 648.8361 | 3.0002e-05 |  | 401.2235 | -0.0018599 |  | 651.5452 | 2.7482e-05 |  | 649.6296 | 0.00175 |  | 401.2235 | -0.001 |  | 866.1001 | 0.0032447 |  | 1031.7784 | 0.48646 | 728.57 | 0.001898 |  | 1119.3918 | 0.02791 |  | 1132.8715 | 0.032483 |  | 1559 | 0.0021923 |  |  |  |  | 1049.0092 | 0 |  | 1049.0027 | 0.04371
| 649.7908 | 0.00605 |  | 401.4411 | 0 |  | 401.4411 | 0.0059729 |  | 648.9975 | 0 |  | 401.4411 | 0.0011496 |  | 651.7062 | 4.694e-05 |  | 649.7908 | 0.00162 |  | 401.4411 | 0.0014 |  | 866.1747 | 0.0024853 |  | 1032.0392 | 0.49037 | 728.733 | 0.0010765 |  | 1119.4533 | 0.028053 |  | 1133.0287 | 0.0322 |  | 1560 | 0.0027438 |  |  |  |  | 1049.0631 | 0 |  | 1049.0566 | 0.04342
| 649.9519 | 0.00258 |  | 401.6588 | 0 |  | 401.6588 | -0.0034608 |  | 649.1589 | 0 |  | 401.6588 | -0.0021168 |  | 651.8673 | 4.1123e-05 |  | 649.9519 | 0.00175 |  | 401.6588 | 0.00060072 |  | 866.2494 | 0.0021576 |  | 1032.3002 | 0.49466 | 728.896 | 0.0012134 |  | 1119.5147 | 0.028184 |  | 1133.1859 | 0.032068 |  | 1561 | 0.0020186 |  |  |  |  | 1049.1169 | 0 |  | 1049.1106 | 0.0433
| 650.113 | 0.00417 |  | 401.8765 | 0 |  | 401.8765 | 0.0025182 |  | 649.3203 | 0 |  | 401.8765 | 0.0018326 |  | 652.0284 | 3.671e-05 |  | 650.113 | 0.0017 |  | 401.8765 | 0.0012 |  | 866.3241 | 0.0022365 |  | 1032.5613 | 0.49794 | 729.058 | 0.00084944 |  | 1119.576 | 0.028316 |  | 1133.3433 | 0.032098 |  | 1562 | 0.0044497 |  |  |  |  | 1049.1709 | 0 |  | 1049.1644 | 0.04336
| 650.2741 | 0.00397 |  | 402.0942 | 0 |  | 402.0942 | -0.0041464 |  | 649.4817 | 1.0001e-05 |  | 402.0942 | -0.0037535 |  | 652.1894 | 4.694e-05 |  | 650.2741 | 0.00179 |  | 402.0942 | 0.00020024 |  | 866.3987 | 0.0022688 |  | 1032.8225 | 0.50489 | 729.221 | 0.0010939 |  | 1119.6374 | 0.028447 |  | 1133.5006 | 0.032259 |  | 1563 | 0.0039567 |  |  |  |  | 1049.2249 | 0 |  | 1049.2184 | 0.04363
| 650.4352 | 0.00517 |  | 402.3119 | 0 |  | 402.3119 | 0.0037509 |  | 649.6431 | 6.6672e-06 |  | 402.3119 | 0.001026 |  | 652.3505 | 4.2327e-05 |  | 650.4352 | 0.00177 |  | 402.3119 | 0.003 |  | 866.4734 | 0.0028515 |  | 1033.0839 | 0.51198 | 729.384 | 0.0017136 |  | 1119.6988 | 0.02859 |  | 1133.658 | 0.032475 |  | 1564 | 0.0050806 |  |  |  |  | 1049.2788 | 0 |  | 1049.2723 | 0.04409
| 650.5964 | 0.0036 |  | 402.5296 | 0 |  | 402.5296 | -0.0032179 |  | 649.8045 | 1.0001e-05 |  | 402.5296 | -0.0023028 |  | 652.5116 | 3.691e-05 |  | 650.5964 | 0.00186 |  | 402.5296 | 0.00040068 |  | 866.5482 | 0.0027248 |  | 1033.3453 | 0.51356 | 729.547 | 0.0013179 |  | 1119.7603 | 0.028721 |  | 1133.8154 | 0.032648 |  | 1565 | 0.0029978 |  |  |  |  | 1049.3328 | 0 |  | 1049.3263 | 0.04468
| 650.7575 | 0.0074 |  | 402.7474 | 0 |  | 402.7474 | 0.0019708 |  | 649.9659 | 0 |  | 402.7474 | 0.0020517 |  | 652.6727 | 4.694e-05 |  | 650.7575 | 0.00183 |  | 402.7474 | 0.002 |  | 866.6229 | 0.0025157 |  | 1033.6069 | 0.51805 | 729.71 | 0.0010175 |  | 1119.8217 | 0.028853 |  | 1133.9729 | 0.032683 |  | 1566 | 0.004539 |  |  |  |  | 1049.3867 | 0 |  | 1049.3802 | 0.04533
| 650.9187 | 0.00385 |  | 402.9651 | 0 |  | 402.9651 | 0.0026964 |  | 650.1273 | 3.0002e-05 |  | 402.9651 | -0.00019744 |  | 652.8338 | 3.1895e-05 |  | 650.9187 | 0.00176 |  | 402.9651 | 0.002 |  | 866.6977 | 0.0023586 |  | 1033.8686 | 0.5238 | 729.873 | 0.0017465 |  | 1119.8831 | 0.028985 |  | 1134.1304 | 0.03252 |  | 1567 | 0.0038843 |  |  |  |  | 1049.4406 | 0 |  | 1049.4342 | 0.04592
| 651.0798 | 0.00592 |  | 403.1829 | 0 |  | 403.1829 | -0.0017428 |  | 650.2887 | 0 |  | 403.1829 | 0.0023069 |  | 652.9949 | 5.1554e-05 |  | 651.0798 | 0.00163 |  | 403.1829 | 0.0022 |  | 866.7724 | 0.0017716 |  | 1034.1306 | 0.52995 | 730.036 | 0.0020206 |  | 1119.9445 | 0.029127 |  | 1134.288 | 0.03215 |  | 1568 | 0.0043843 |  |  |  |  | 1049.4945 | 0 |  | 1049.4882 | 0.04637
| 651.241 | 0.00343 |  | 403.4007 | 0 |  | 403.4007 | -0.0027287 |  | 650.4501 | 1.0001e-05 |  | 403.4007 | -0.0015021 |  | 653.1561 | 3.6108e-05 |  | 651.241 | 0.00172 |  | 403.4007 | 0 |  | 866.8472 | 0.0024924 |  | 1034.3926 | 0.53749 | 730.199 | 0.0014743 |  | 1120.006 | 0.029259 |  | 1134.4456 | 0.031614 |  | 1569 | 0.002837 |  |  |  |  | 1049.5486 | 0 |  | 1049.5421 | 0.04658
| 651.4022 | 0.00636 |  | 403.6185 | 0 |  | 403.6185 | 0.0048468 |  | 650.6116 | 0 |  | 403.6185 | 0.0022937 |  | 653.3172 | 5.2156e-05 |  | 651.4022 | 0.00173 |  | 403.6185 | 0.004 |  | 866.922 | 0.0029901 |  | 1034.6548 | 0.53978 | 730.363 | 0.0014666 |  | 1120.0674 | 0.02939 |  | 1134.6031 | 0.030985 |  | 1570 | 0.0043252 |  |  |  |  | 1049.6025 | 0 |  | 1049.5961 | 0.0465
| 651.5634 | 0.00309 |  | 403.8363 | 0 |  | 403.8363 | -0.0026086 |  | 650.773 | 1.0001e-05 |  | 403.8363 | -0.0015861 |  | 653.4783 | 3.2497e-05 |  | 651.5634 | 0.00179 |  | 403.8363 | 0.00040028 |  | 866.9968 | 0.002676 |  | 1034.917 | 0.54422 | 730.526 | 0.0019923 |  | 1120.1288 | 0.029533 |  | 1134.7609 | 0.030347 |  | 1571 | 0.0033199 |  |  |  |  | 1049.6565 | 0 |  | 1049.65 | 0.04612
| 651.7245 | 0.00626 |  | 404.0541 | 0 |  | 404.0541 | 0.0014848 |  | 650.9345 | 6.6672e-06 |  | 404.0541 | 0.0016372 |  | 653.6395 | 4.5536e-05 |  | 651.7245 | 0.00166 |  | 404.0541 | 0.001 |  | 867.0716 | 0.0028532 |  | 1035.1794 | 0.55143 | 730.689 | 0.0016966 |  | 1120.1903 | 0.029664 |  | 1134.9186 | 0.02977 |  | 1572 | 0.002133 |  |  |  |  | 1049.7105 | 0 |  | 1049.704 | 0.04547
| 651.8857 | 0.00499 |  | 404.272 | 0 |  | 404.272 | 0.0033583 |  | 651.0959 | 1.0001e-05 |  | 404.272 | -0.0020552 |  | 653.8006 | 2.9488e-05 |  | 651.8857 | 0.00172 |  | 404.272 | 0 |  | 867.1464 | 0.0027687 |  | 1035.442 | 0.55471 | 730.853 | 0.0017311 |  | 1120.2517 | 0.029796 |  | 1135.0763 | 0.029302 |  | 1573 | 0.0026172 |  |  |  |  | 1049.7644 | 0 |  | 1049.7579 | 0.04459
| 652.0469 | 0.00454 |  | 404.4898 | 0 |  | 404.4898 | 0.00014398 |  | 651.2574 | 0 |  | 404.4898 | 0.0037503 |  | 653.9618 | 5.677e-05 |  | 652.0469 | 0.0017 |  | 404.4898 | 0.0016 |  | 867.2213 | 0.0025484 |  | 1035.7047 | 0.55979 | 731.016 | 0.0019768 |  | 1120.3132 | 0.029938 |  | 1135.2341 | 0.028973 |  | 1574 | 0.0024356 |  |  |  |  | 1049.8184 | 0 |  | 1049.812 | 0.04359
| 652.2081 | 0.00322 |  | 404.7077 | 0 |  | 404.7077 | -0.0027528 |  | 651.4188 | 1.0001e-05 |  | 404.7077 | -0.001173 |  | 654.123 | 3.7512e-05 |  | 652.2081 | 0.00177 |  | 404.7077 | 0.001 |  | 867.2961 | 0.0024275 |  | 1035.9675 | 0.56378 | 731.18 | 0.0017185 |  | 1120.3746 | 0.03007 |  | 1135.392 | 0.028805 |  | 1575 | 0.0065496 |  |  |  |  | 1049.8724 | 0 |  | 1049.866 | 0.04255
| 652.3693 | 0.00357 |  | 404.9256 | 0 |  | 404.9256 | 0.0048914 |  | 651.5803 | 2.6669e-05 |  | 404.9256 | 0.0014975 |  | 654.2841 | 5.0551e-05 |  | 652.3693 | 0.00172 |  | 404.9256 | 0.0028 |  | 867.3709 | 0.0032878 |  | 1036.2305 | 0.56811 | 731.344 | 0.00088044 |  | 1120.4362 | 0.030212 |  | 1135.5499 | 0.028829 |  | 1576 | 0.0016796 |  |  |  |  | 1049.9264 | 0 |  | 1049.9199 | 0.04156
| 652.5306 | 0.0032 |  | 405.1435 | 0 |  | 405.1435 | 0.00045576 |  | 651.7418 | 1.0001e-05 |  | 405.1435 | -0.003109 |  | 654.4453 | 3.2898e-05 |  | 652.5306 | 0.00175 |  | 405.1435 | 0.001 |  | 867.4458 | 0.003549 |  | 1036.4935 | 0.57381 | 731.508 | 0.00075032 |  | 1120.4977 | 0.030355 |  | 1135.7079 | 0.029086 |  | 1577 | 0.0051674 |  |  |  |  | 1049.9805 | 0 |  | 1049.974 | 0.0407
| 652.6918 | 0.00425 |  | 405.3614 | 0 |  | 405.3614 | 0.0028251 |  | 651.9032 | 6.6672e-06 |  | 405.3614 | 0.00036545 |  | 654.6065 | 3.8315e-05 |  | 652.6918 | 0.0016 |  | 405.3614 | 0.002 |  | 867.5207 | 0.0033549 |  | 1036.7567 | 0.58135 | 731.671 | 0.0015038 |  | 1120.5592 | 0.030486 |  | 1135.8658 | 0.029619 |  | 1578 | 0.0022391 |  |  |  |  | 1050.0344 | 0 |  | 1050.0279 | 0.04001
| 652.853 | 0.00399 |  | 405.5794 | 0 |  | 405.5794 | -0.0027697 |  | 652.0647 | 3.0002e-05 |  | 405.5794 | -0.0023421 |  | 654.7677 | 4.7542e-05 |  | 652.853 | 0.00162 |  | 405.5794 | 0.00060052 |  | 867.5956 | 0.0028026 |  | 1037.0201 | 0.58751 | 731.835 | 0.0012019 |  | 1120.6206 | 0.030629 |  | 1136.0239 | 0.030453 |  | 1579 | 0.0033043 |  |  |  |  | 1050.0885 | 0 |  | 1050.082 | 0.03953
| 653.0142 | 0.00501 |  | 405.7973 | 0 |  | 405.7973 | -0.0011852 |  | 652.2262 | 0 |  | 405.7973 | 0.0012585 |  | 654.9289 | 3.8716e-05 |  | 653.0142 | 0.00153 |  | 405.7973 | 0.001 |  | 867.6704 | 0.0026003 |  | 1037.2836 | 0.59334 | 731.999 | 0.0015883 |  | 1120.6821 | 0.030771 |  | 1136.182 | 0.031565 |  | 1580 | 0.0046657 |  |  |  |  | 1050.1425 | 0 |  | 1050.136 | 0.03924
| 653.1755 | 0.00315 |  | 406.0153 | 0 |  | 406.0153 | -0.0055424 |  | 652.3877 | 1.0001e-05 |  | 406.0153 | -0.0021797 |  | 655.0901 | 4.694e-05 |  | 653.1755 | 0.00168 |  | 406.0153 | 0 |  | 867.7454 | 0.0032765 |  | 1037.5472 | 0.59758 | 732.164 | 0.0016226 |  | 1120.7436 | 0.030914 |  | 1136.3401 | 0.032872 |  | 1581 | 0.0020348 |  |  |  |  | 1050.1965 | 0 |  | 1050.1901 | 0.03913
| 653.3367 | 0.00411 |  | 406.2333 | 0 |  | 406.2333 | 0.0037193 |  | 652.5492 | 0 |  | 406.2333 | 0.0020139 |  | 655.2514 | 3.9518e-05 |  | 653.3367 | 0.00166 |  | 406.2333 | 0.001 |  | 867.8203 | 0.0042081 |  | 1037.8109 | 0.59887 | 732.328 | 0.0013099 |  | 1120.8052 | 0.031056 |  | 1136.4983 | 0.034226 |  | 1582 | 0.0037683 |  |  |  |  | 1050.2505 | 0 |  | 1050.244 | 0.03914
| 653.498 | 0.00327 |  | 406.4513 | 0 |  | 406.4513 | -0.00017438 |  | 652.7107 | 3.0002e-05 |  | 406.4513 | -0.00090961 |  | 655.4126 | 4.333e-05 |  | 653.498 | 0.00182 |  | 406.4513 | 0 |  | 867.8953 | 0.0039691 |  | 1038.0748 | 0.60658 | 732.492 | 0.00092314 |  | 1120.8667 | 0.03121 |  | 1136.6565 | 0.03545 |  | 1583 | 0.002509 |  |  |  |  | 1050.3046 | 0 |  | 1050.2981 | 0.03923
| 653.6593 | 0.00499 |  | 406.6693 | 0 |  | 406.6693 | 0.0027684 |  | 652.8722 | 6.6672e-06 |  | 406.6693 | 0.0019108 |  | 655.5738 | 3.8716e-05 |  | 653.6593 | 0.00178 |  | 406.6693 | 0.0014 |  | 867.9702 | 0.0035913 |  | 1038.3389 | 0.61466 | 732.656 | 0.0011495 |  | 1120.9282 | 0.031352 |  | 1136.8147 | 0.03638 |  | 1584 | 0.0022559 |  |  |  |  | 1050.3586 | 0 |  | 1050.3522 | 0.03935
| 653.8205 | 0.00397 |  | 406.8873 | 0 |  | 406.8873 | -0.0027253 |  | 653.0338 | 3.0002e-05 |  | 406.8873 | -0.001654 |  | 655.7351 | 4.2527e-05 |  | 653.8205 | 0.00184 |  | 406.8873 | 0.0014 |  | 868.0452 | 0.0028488 |  | 1038.603 | 0.62203 | 732.821 | 0.0011939 |  | 1120.9899 | 0.031506 |  | 1136.973 | 0.036918 |  | 1585 | 0.0058369 |  |  |  |  | 1050.4127 | 0 |  | 1050.4062 | 0.03948
| 653.9818 | 0.00413 |  | 407.1053 | 0 |  | 407.1053 | 0.0011254 |  | 653.1953 | 2.6669e-05 |  | 407.1053 | 0.0014079 |  | 655.8964 | 4.8345e-05 |  | 653.9818 | 0.00171 |  | 407.1053 | 0.0018 |  | 868.1202 | 0.0026896 |  | 1038.8673 | 0.62506 | 732.985 | 0.0010851 |  | 1121.0514 | 0.031648 |  | 1137.1313 | 0.037059 |  | 1586 | 0.0043981 |  |  |  |  | 1050.4667 | 0 |  | 1050.4602 | 0.03959
| 654.1431 | 0.00297 |  | 407.3234 | 0 |  | 407.3234 | 0.00011704 |  | 653.3568 | 1.0001e-05 |  | 407.3234 | -0.0017877 |  | 656.0576 | 5.4764e-05 |  | 654.1431 | 0.00181 |  | 407.3234 | 0 |  | 868.1952 | 0.003131 |  | 1039.1317 | 0.62948 | 733.15 | 0.0015872 |  | 1121.1129 | 0.031802 |  | 1137.2898 | 0.03689 |  | 1587 | 0.0024874 |  |  |  |  | 1050.5207 | 0 |  | 1050.5143 | 0.03966
| 654.3044 | 0.00478 |  | 407.5415 | 0 |  | 407.5415 | 0.0016986 |  | 653.5184 | 4.667e-05 |  | 407.5415 | 0.0015906 |  | 656.2189 | 6.4593e-05 |  | 654.3044 | 0.00165 |  | 407.5415 | 0.00040068 |  | 868.2702 | 0.0028678 |  | 1039.3964 | 0.63806 | 733.314 | 0.0012705 |  | 1121.1744 | 0.031955 |  | 1137.4482 | 0.036556 |  | 1588 | 0.003193 |  |  |  |  | 1050.5748 | 0 |  | 1050.5684 | 0.03968
| 654.4657 | 0.0052 |  | 407.7595 | 0 |  | 407.7595 | 0.0028245 |  | 653.6799 | 3.0002e-05 |  | 407.7595 | -0.0010406 |  | 656.3802 | 6.6599e-05 |  | 654.4657 | 0.00171 |  | 407.7595 | 0.0012 |  | 868.3452 | 0.0030512 |  | 1039.661 | 0.6487 | 733.479 | 0.0018077 |  | 1121.2361 | 0.032109 |  | 1137.6067 | 0.036206 |  | 1589 | 0.0025252 |  |  |  |  | 1050.6289 | 0 |  | 1050.6224 | 0.03965
| 654.627 | 0.00519 |  | 407.9776 | 0 |  | 407.9776 | 0.00015279 |  | 653.8415 | 6.6672e-06 |  | 407.9776 | 0.0014815 |  | 656.5415 | 1.5045e-05 |  | 654.627 | 0.00157 |  | 407.9776 | 0.002 |  | 868.4202 | 0.0034257 |  | 1039.9258 | 0.65379 | 733.644 | 0.0016787 |  | 1121.2976 | 0.032262 |  | 1137.7653 | 0.035946 |  | 1590 | 0.0023697 |  |  |  |  | 1050.683 | 0 |  | 1050.6765 | 0.03957
| 654.7883 | 0.00387 |  | 408.1958 | 0 |  | 408.1958 | -0.0015596 |  | 654.003 | 3.0002e-05 |  | 408.1958 | -0.002215 |  | 656.7028 | 6.8003e-05 |  | 654.7883 | 0.00165 |  | 408.1958 | 0 |  | 868.4953 | 0.0036624 |  | 1040.1908 | 0.65658 | 733.809 | 0.001031 |  | 1121.3592 | 0.032416 |  | 1137.9238 | 0.035816 |  | 1591 | 0.0037879 |  |  |  |  | 1050.7371 | 0 |  | 1050.7306 | 0.03945
| 654.9496 | 0.0042 |  | 408.4139 | 0 |  | 408.4139 | -0.0028788 |  | 654.1646 | 0 |  | 408.4139 | -0.0020661 |  | 656.8641 | 2.2668e-05 |  | 654.9496 | 0.00169 |  | 408.4139 | 0.001 |  | 868.5704 | 0.0042405 |  | 1040.4559 | 0.66446 | 733.973 | 0.0014447 |  | 1121.4208 | 0.03258 |  | 1138.0824 | 0.035791 |  | 1592 | 0.0031041 |  |  |  |  | 1050.7911 | 0 |  | 1050.7847 | 0.03934
| 655.1109 | 0.00366 |  | 408.632 | 0 |  | 408.632 | -0.0014454 |  | 654.3261 | 6.9993e-05 |  | 408.632 | 0.0015083 |  | 657.0254 | 6.4192e-05 |  | 655.1109 | 0.00167 |  | 408.632 | 0.002 |  | 868.6454 | 0.0044032 |  | 1040.7211 | 0.67115 | 734.138 | 0.0015105 |  | 1121.4824 | 0.032734 |  | 1138.2411 | 0.035808 |  | 1593 | 0.0037834 |  |  |  |  | 1050.8452 | 0 |  | 1050.8389 | 0.03927
| 655.2722 | 0.00417 |  | 408.8502 | 0 |  | 408.8502 | -0.0015489 |  | 654.4877 | 0 |  | 408.8502 | -0.001819 |  | 657.1867 | 1.7653e-05 |  | 655.2722 | 0.00184 |  | 408.8502 | 0.002 |  | 868.7205 | 0.0041773 |  | 1040.9865 | 0.67608 | 734.304 | 0.00081769 |  | 1121.5439 | 0.032898 |  | 1138.3998 | 0.035795 |  | 1594 | 0.0031241 |  |  |  |  | 1050.8994 | 0 |  | 1050.8929 | 0.0393
| 655.4336 | 0.00475 |  | 409.0684 | 0 |  | 409.0684 | 0.004206 |  | 654.6493 | 6.9993e-05 |  | 409.0684 | 0.00090989 |  | 657.348 | 6.0381e-05 |  | 655.4336 | 0.00166 |  | 409.0684 | 0.001 |  | 868.7957 | 0.0036216 |  | 1041.252 | 0.68399 | 734.469 | 0.0014961 |  | 1121.6056 | 0.033063 |  | 1138.5585 | 0.035695 |  | 1595 | 0.0031663 |  |  |  |  | 1050.9535 | 0 |  | 1050.947 | 0.03946
| 655.5949 | 0.00327 |  | 409.2866 | 0 |  | 409.2866 | -0.0034286 |  | 654.8109 | 0 |  | 409.2866 | -0.002094 |  | 657.5094 | 3.35e-05 |  | 655.5949 | 0.00182 |  | 409.2865 | 0 |  | 868.8708 | 0.0027092 |  | 1041.5176 | 0.68984 | 734.634 | 0.00085676 |  | 1121.6672 | 0.033227 |  | 1138.7173 | 0.035472 |  | 1596 | 0.0040586 |  |  |  |  | 1051.0076 | 0 |  | 1051.0011 | 0.03978
| 655.7563 | 0.00457 |  | 409.5048 | 0 |  | 409.5048 | 0.0033205 |  | 654.9725 | 6.9993e-05 |  | 409.5048 | 0.0013407 |  | 657.6707 | 5.356e-05 |  | 655.7563 | 0.00172 |  | 409.5048 | 0.0024 |  | 868.9459 | 0.003115 |  | 1041.7834 | 0.6923 | 734.799 | 0.001316 |  | 1121.7289 | 0.033402 |  | 1138.8761 | 0.035112 |  | 1597 | 0.0016936 |  |  |  |  | 1051.0617 | 0 |  | 1051.0553 | 0.04025
| 655.9176 | 0.00429 |  | 409.723 | 0 |  | 409.723 | 0.0018097 |  | 655.1341 | 0 |  | 409.723 | -0.0031146 |  | 657.8321 | 4.2928e-05 |  | 655.9176 | 0.0019 |  | 409.723 | 0.00080116 |  | 869.0211 | 0.0036638 |  | 1042.0493 | 0.7007 | 734.964 | 0.0013278 |  | 1121.7905 | 0.033567 |  | 1139.0349 | 0.034614 |  | 1598 | 0.0038135 |  |  |  |  | 1051.1158 | 0 |  | 1051.1094 | 0.04084
| 656.079 | 0.00482 |  | 409.9412 | 0 |  | 409.9412 | 0.002599 |  | 655.2957 | 6.9993e-05 |  | 409.9412 | 0.0010785 |  | 657.9934 | 4.0321e-05 |  | 656.079 | 0.00176 |  | 409.9412 | 0.002 |  | 869.0962 | 0.0032017 |  | 1042.3153 | 0.70902 | 735.13 | 0.0013688 |  | 1121.852 | 0.033742 |  | 1139.1938 | 0.033996 |  | 1599 | 0.0043687 |  |  |  |  | 1051.1699 | 0 |  | 1051.1635 | 0.04148
| 656.2403 | 0.00265 |  | 410.1595 | 0 |  | 410.1595 | -0.0050324 |  | 655.4573 | 0 |  | 410.1595 | -0.0018812 |  | 658.1548 | 3.7111e-05 |  | 656.2403 | 0.00179 |  | 410.1595 | 0.001 |  | 869.1714 | 0.0030075 |  | 1042.5815 | 0.71405 | 735.295 | 0.0013372 |  | 1121.9137 | 0.033918 |  | 1139.3529 | 0.033292 |  | 1600 | 0.0025118 |  |  |  |  | 1051.2241 | 0 |  | 1051.2177 | 0.04211
| 656.4017 | 0.00382 |  | 410.3777 | 0 |  | 410.3777 | 0.0016363 |  | 655.6189 | 5.0004e-05 |  | 410.3777 | 0.0020292 |  | 658.3162 | 4.3731e-05 |  | 656.4017 | 0.00171 |  | 410.3777 | 0.0014 |  | 869.2466 | 0.0039988 |  | 1042.8479 | 0.72312 | 735.461 | 0.0011363 |  | 1121.9753 | 0.034093 |  | 1139.5118 | 0.032562 |  | 1601 | 0.0034588 |  |  |  |  | 1051.2782 | 0 |  | 1051.2717 | 0.04268
| 656.5631 | 0.007 |  | 410.596 | 0 |  | 410.596 | 0.00085112 |  | 655.7805 | 0 |  | 410.596 | -0.0022996 |  | 658.4776 | 5.0952e-05 |  | 656.5631 | 0.00187 |  | 410.596 | 0.0018 |  | 869.3218 | 0.0045239 |  | 1043.1144 | 0.73006 | 735.627 | 0.0017583 |  | 1122.0371 | 0.034268 |  | 1139.6709 | 0.031886 |  | 1602 | 0.001486 |  |  |  |  | 1051.3324 | 0 |  | 1051.3259 | 0.04315
| 656.7245 | 0.0042 |  | 410.8143 | 0 |  | 410.8143 | 0.0029283 |  | 655.9421 | 5.0004e-05 |  | 410.8143 | 0.001318 |  | 658.639 | 3.2698e-05 |  | 656.7245 | 0.00176 |  | 410.8143 | 0.002 |  | 869.397 | 0.0032149 |  | 1043.3809 | 0.73528 | 735.792 | 0.0014128 |  | 1122.0988 | 0.034444 |  | 1139.83 | 0.031357 |  | 1603 | 0.0039667 |  |  |  |  | 1051.3865 | 0 |  | 1051.38 | 0.04352
| 656.8859 | 0.00362 |  | 411.0326 | 0 |  | 411.0326 | -0.0051149 |  | 656.1037 | 0 |  | 411.0326 | -0.0010542 |  | 658.8003 | 5.7773e-05 |  | 656.8859 | 0.00184 |  | 411.0326 | 0.0012 |  | 869.4722 | 0.0033588 |  | 1043.6476 | 0.7441 | 735.958 | 0.0021323 |  | 1122.1604 | 0.03463 |  | 1139.9891 | 0.03106 |  | 1604 | 0.0052267 |  |  |  |  | 1051.4407 | 0 |  | 1051.4342 | 0.04379
| 657.0472 | 0.00491 |  | 411.2509 | 0 |  | 411.2509 | 0.002846 |  | 656.2654 | 5.0004e-05 |  | 411.2509 | 0.0016476 |  | 658.9618 | 2.3069e-05 |  | 657.0472 | 0.00162 |  | 411.2509 | 0.0022 |  | 869.5474 | 0.0036047 |  | 1043.9145 | 0.7495 | 736.124 | 0.0017851 |  | 1122.2221 | 0.034817 |  | 1140.1483 | 0.031047 |  | 1605 | 0.0057454 |  |  |  |  | 1051.4949 | 0 |  | 1051.4884 | 0.044
| 657.2087 | 0.00295 |  | 411.4693 | 0 |  | 411.4693 | -0.00055707 |  | 656.427 | 0 |  | 411.4693 | -0.0026879 |  | 659.1232 | 5.1554e-05 |  | 657.2087 | 0.00174 |  | 411.4692 | 0 |  | 869.6227 | 0.0026389 |  | 1044.1815 | 0.76049 | 736.29 | 0.0016125 |  | 1122.2838 | 0.035003 |  | 1140.3076 | 0.031319 |  | 1606 | 0.0036402 |  |  |  |  | 1051.549 | 0 |  | 1051.5426 | 0.04418
| 657.3701 | 0.00529 |  | 411.6876 | 0 |  | 411.6876 | 0.0060617 |  | 656.5887 | 5.0004e-05 |  | 411.6876 | 0.00066433 |  | 659.2846 | 4.2928e-05 |  | 657.3701 | 0.00157 |  | 411.6876 | 0.00080116 |  | 869.6979 | 0.0026574 |  | 1044.4486 | 0.76581 | 736.456 | 0.0015714 |  | 1122.3455 | 0.035189 |  | 1140.4668 | 0.031817 |  | 1607 | 0.002932 |  |  |  |  | 1051.6031 | 0 |  | 1051.5967 | 0.04436
| 657.5315 | 0.00362 |  | 411.906 | 0 |  | 411.906 | -0.0016531 |  | 656.7503 | 0 |  | 411.906 | -0.0011179 |  | 659.446 | 3.33e-05 |  | 657.5315 | 0.00173 |  | 411.906 | 0.001 |  | 869.7732 | 0.0036925 |  | 1044.7159 | 0.76949 | 736.622 | 0.0010507 |  | 1122.4071 | 0.035376 |  | 1140.6261 | 0.032432 |  | 1608 | 0.0028084 |  |  |  |  | 1051.6573 | 0 |  | 1051.6509 | 0.04453
| 657.6929 | 0.00441 |  | 412.1244 | 0 |  | 412.1244 | 0.0018097 |  | 656.912 | 6.9993e-05 |  | 412.1244 | 0.0017516 |  | 659.6075 | 5.7171e-05 |  | 657.6929 | 0.00162 |  | 412.1243 | 0.0014 |  | 869.8485 | 0.003605 |  | 1044.9833 | 0.78098 | 736.788 | 0.00088698 |  | 1122.4689 | 0.035573 |  | 1140.7855 | 0.033019 |  | 1609 | 0.0044831 |  |  |  |  | 1051.7115 | 0 |  | 1051.7051 | 0.0447
| 657.8543 | 0.00454 |  | 412.3427 | 0 |  | 412.3427 | 0.00029551 |  | 657.0737 | 0 |  | 412.3427 | -0.00049837 |  | 659.7689 | 2.8686e-05 |  | 657.8543 | 0.00175 |  | 412.3428 | 0.001 |  | 869.9237 | 0.0039508 |  | 1045.2508 | 0.78433 | 736.955 | 0.00097423 |  | 1122.5305 | 0.035759 |  | 1140.9449 | 0.033439 |  | 1610 | 0.0012933 |  |  |  |  | 1051.7658 | 0 |  | 1051.7593 | 0.04484
| 658.0158 | 0.00411 |  | 412.5612 | 0 |  | 412.5612 | -0.0074983 |  | 657.2353 | 3.0002e-05 |  | 412.5612 | 0.0011979 |  | 659.9304 | 5.1955e-05 |  | 658.0158 | 0.00161 |  | 412.5612 | 0.001 |  | 869.999 | 0.0037765 |  | 1045.5186 | 0.79035 | 737.121 | 0.0017638 |  | 1122.5923 | 0.035957 |  | 1141.1044 | 0.033583 |  | 1611 | 0.0019656 |  |  |  |  | 1051.82 | 0 |  | 1051.8135 | 0.04495
| 658.1772 | 0.00373 |  | 412.7796 | 0 |  | 412.7796 | -0.0020265 |  | 657.397 | 0 |  | 412.7796 | -0.0022604 |  | 660.0918 | 3.6108e-05 |  | 658.1772 | 0.00175 |  | 412.7796 | 0 |  | 870.0743 | 0.002924 |  | 1045.7864 | 0.80097 | 737.287 | 0.0012835 |  | 1122.6541 | 0.036154 |  | 1141.2639 | 0.033402 |  | 1612 | 0.0041094 |  |  |  |  | 1051.8742 | 0 |  | 1051.8677 | 0.04502
| 658.3387 | 0.00411 |  | 412.998 | 0 |  | 412.998 | 0.00040673 |  | 657.5587 | 6.9993e-05 |  | 412.998 | 0.0007308 |  | 660.2533 | 4.5536e-05 |  | 658.3387 | 0.00167 |  | 412.998 | 0.00080116 |  | 870.1497 | 0.0020344 |  | 1046.0543 | 0.80929 | 737.454 | 0.0012957 |  | 1122.7157 | 0.036362 |  | 1141.4235 | 0.03291 |  | 1613 | 0.0032904 |  |  |  |  | 1051.9283 | 0 |  | 1051.9219 | 0.04503
| 658.5001 | 0.00278 |  | 413.2165 | 0 |  | 413.2165 | -0.0038976 |  | 657.7204 | 0 |  | 413.2165 | -0.00059127 |  | 660.4148 | 4.1524e-05 |  | 658.5001 | 0.00187 |  | 413.2165 | 0.00060092 |  | 870.225 | 0.0023081 |  | 1046.3224 | 0.81418 | 737.62 | 0.0021489 |  | 1122.7775 | 0.03656 |  | 1141.583 | 0.03218 |  | 1614 | 0.0045849 |  |  |  |  | 1051.9825 | 0 |  | 1051.9761 | 0.04498
| 658.6616 | 0.00471 |  | 413.435 | 0 |  | 413.435 | 0.0026476 |  | 657.8821 | 6.9993e-05 |  | 413.435 | 0.0015564 |  | 660.5763 | 4.0722e-05 |  | 658.6616 | 0.00175 |  | 413.435 | 0.0012 |  | 870.3004 | 0.0020821 |  | 1046.5907 | 0.82156 | 737.787 | 0.0016769 |  | 1122.8392 | 0.036768 |  | 1141.7427 | 0.03132 |  | 1615 | 0.003148 |  |  |  |  | 1052.0367 | 0 |  | 1052.0303 | 0.0449
| 658.823 | 0.00424 |  | 413.6534 | 0 |  | 413.6534 | -0.00121 |  | 658.0438 | 0 |  | 413.6534 | -0.00098052 |  | 660.7378 | 3.7512e-05 |  | 658.823 | 0.00193 |  | 413.6534 | 0.00040068 |  | 870.3758 | 0.0024508 |  | 1046.859 | 0.82816 | 737.954 | 0.0011929 |  | 1122.901 | 0.036965 |  | 1141.9023 | 0.030447 |  | 1616 | 0.0032378 |  |  |  |  | 1052.0909 | 0 |  | 1052.0845 | 0.04478
| 658.9845 | 0.00462 |  | 413.8719 | 0 |  | 413.8719 | -2.2017e-05 |  | 658.2055 | 5.0004e-05 |  | 413.8719 | 0.0012766 |  | 660.8993 | 4.3731e-05 |  | 658.9845 | 0.00175 |  | 413.8719 | 0.0018 |  | 870.4512 | 0.0030684 |  | 1047.1276 | 0.83604 | 738.12 | 0.00085868 |  | 1122.9628 | 0.037173 |  | 1142.062 | 0.029664 |  | 1617 | 0.0032237 |  |  |  |  | 1052.1453 | 0 |  | 1052.1388 | 0.04464
| 659.146 | 0.00432 |  | 414.0904 | 0 |  | 414.0904 | -0.00097699 |  | 658.3672 | 0 |  | 414.0904 | -0.00095253 |  | 661.0608 | 3.4904e-05 |  | 659.146 | 0.00188 |  | 414.0904 | 0.0018 |  | 870.5266 | 0.0027168 |  | 1047.3962 | 0.84398 | 738.287 | 0.0011458 |  | 1123.0245 | 0.037393 |  | 1142.2218 | 0.029047 |  | 1618 | 0.0033245 |  |  |  |  | 1052.1995 | 0 |  | 1052.193 | 0.04446
| 659.3075 | 0.0042 |  | 414.309 | 0 |  | 414.309 | 0.0036418 |  | 658.5289 | 6.9993e-05 |  | 414.309 | 0.0016213 |  | 661.2223 | 5.1755e-05 |  | 659.3075 | 0.00174 |  | 414.309 | 0.0014 |  | 870.602 | 0.0023201 |  | 1047.6649 | 0.84807 | 738.454 | 0.0012828 |  | 1123.0863 | 0.037601 |  | 1142.3816 | 0.028634 |  | 1619 | 0.0027148 |  |  |  |  | 1052.2537 | 0 |  | 1052.2472 | 0.04425
| 659.469 | 0.00274 |  | 414.5275 | 0 |  | 414.5275 | -0.0024166 |  | 658.6906 | 0 |  | 414.5275 | -0.0017781 |  | 661.3838 | 2.1464e-05 |  | 659.469 | 0.00185 |  | 414.5275 | 0.00040068 |  | 870.6774 | 0.0020239 |  | 1047.9338 | 0.85772 | 738.621 | 0.0012517 |  | 1123.1481 | 0.03782 |  | 1142.5415 | 0.028429 |  | 1620 | 0.0023158 |  |  |  |  | 1052.308 | 0 |  | 1052.3015 | 0.044
| 659.6305 | 0.00373 |  | 414.7461 | 0 |  | 414.7461 | 0.0017519 |  | 658.8524 | 5.0004e-05 |  | 414.7461 | 0.0018787 |  | 661.5453 | 6.0982e-05 |  | 659.6305 | 0.00168 |  | 414.7461 | 0.0014 |  | 870.7529 | 0.0023636 |  | 1048.203 | 0.8646 | 738.788 | 0.00098825 |  | 1123.2098 | 0.038029 |  | 1142.7014 | 0.028407 |  | 1621 | 0.0019893 |  |  |  |  | 1052.3622 | 0 |  | 1052.3557 | 0.04371
| 659.792 | 0.00322 |  | 414.9647 | 0 |  | 414.9647 | -0.0034225 |  | 659.0141 | 0 |  | 414.9647 | -0.002087 |  | 661.7069 | 1.8856e-05 |  | 659.792 | 0.00178 |  | 414.9647 | 0.00040068 |  | 870.8284 | 0.0027576 |  | 1048.4722 | 0.86841 | 738.955 | 0.0014961 |  | 1123.2716 | 0.038248 |  | 1142.8613 | 0.028525 |  | 1622 | 0.0065465 |  |  |  |  | 1052.4164 | 0 |  | 1052.41 | 0.04339
| 659.9535 | 0.00459 |  | 415.1832 | 0 |  | 415.1832 | 0.0015671 |  | 659.1758 | 6.9993e-05 |  | 415.1832 | 0.0010557 |  | 661.8684 | 5.7372e-05 |  | 659.9535 | 0.00162 |  | 415.1832 | 0.001 |  | 870.9038 | 0.0019278 |  | 1048.7415 | 0.87715 | 739.123 | 0.0014894 |  | 1123.3334 | 0.038467 |  | 1143.0212 | 0.028733 |  | 1623 | 0.0015434 |  |  |  |  | 1052.4707 | 0 |  | 1052.4642 | 0.04307
| 660.115 | 0.00411 |  | 415.4018 | 0 |  | 415.4018 | -0.0032007 |  | 659.3376 | 0 |  | 415.4018 | 5.7578e-05 |  | 662.03 | 3.009e-05 |  | 660.115 | 0.00179 |  | 415.4018 | 0.001 |  | 870.9793 | 0.0034494 |  | 1049.011 | 0.88205 | 739.29 | 0.0010181 |  | 1123.3953 | 0.038686 |  | 1143.1813 | 0.028996 |  | 1624 | 0.0065576 |  |  |  |  | 1052.525 | 0 |  | 1052.5186 | 0.0428
| 660.2766 | 0.00427 |  | 415.6205 | 0 |  | 415.6205 | 0.00043896 |  | 659.4993 | 6.9993e-05 |  | 415.6205 | 0.0012155 |  | 662.1915 | 4.2527e-05 |  | 660.2766 | 0.00161 |  | 415.6205 | 0 |  | 871.0548 | 0.0036422 |  | 1049.2806 | 0.89382 | 739.457 | 0.0017296 |  | 1123.457 | 0.038916 |  | 1143.3414 | 0.0293 |  | 1625 | 0.0040053 |  |  |  |  | 1052.5792 | 0 |  | 1052.5728 | 0.04262
| 660.4381 | 0.00397 |  | 415.8391 | 0 |  | 415.8391 | -0.00080203 |  | 659.6611 | 0 |  | 415.8391 | -0.0020075 |  | 662.3531 | 4.2728e-05 |  | 660.4381 | 0.00185 |  | 415.8391 | 0 |  | 871.1303 | 0.0033757 |  | 1049.5503 | 0.90048 | 739.625 | 0.0016445 |  | 1123.5189 | 0.039136 |  | 1143.5016 | 0.029659 |  | 1626 | 0.0020316 |  |  |  |  | 1052.6335 | 0 |  | 1052.6271 | 0.04259
| 660.5996 | 0.00691 |  | 416.0577 | 0 |  | 416.0577 | 0.0010613 |  | 659.8229 | 6.9993e-05 |  | 416.0577 | 0.0019706 |  | 662.5147 | 4.2728e-05 |  | 660.5996 | 0.00172 |  | 416.0577 | 0.00020044 |  | 871.2058 | 0.00336 |  | 1049.8202 | 0.90502 | 739.792 | 0.0013716 |  | 1123.5807 | 0.039366 |  | 1143.6617 | 0.030094 |  | 1627 | 0.003642 |  |  |  |  | 1052.6879 | 0 |  | 1052.6814 | 0.04272
| 660.7612 | 0.00387 |  | 416.2764 | 0 |  | 416.2764 | -0.00054993 |  | 659.9846 | 0 |  | 416.2764 | -0.00075253 |  | 662.6763 | 4.8144e-05 |  | 660.7612 | 0.00185 |  | 416.2764 | 0 |  | 871.2814 | 0.0037725 |  | 1050.0902 | 0.91113 | 739.96 | 0.001129 |  | 1123.6426 | 0.039596 |  | 1143.8219 | 0.030614 |  | 1628 | 0.0033574 |  |  |  |  | 1052.7421 | 0 |  | 1052.7356 | 0.04303
| 660.9227 | 0.00394 |  | 416.4951 | 0 |  | 416.4951 | -0.0023119 |  | 660.1464 | 6.9993e-05 |  | 416.4951 | 0.0015189 |  | 662.8379 | 3.691e-05 |  | 660.9227 | 0.00169 |  | 416.4951 | 0 |  | 871.3569 | 0.0043838 |  | 1050.3605 | 0.91847 | 740.128 | 0.0017914 |  | 1123.7043 | 0.039815 |  | 1143.9822 | 0.031189 |  | 1629 | 0.0040468 |  |  |  |  | 1052.7964 | 0 |  | 1052.7899 | 0.04349
| 661.0843 | 0.00476 |  | 416.7138 | 0 |  | 416.7138 | -0.0037184 |  | 660.3082 | 0 |  | 416.7138 | -0.0014971 |  | 662.9995 | 3.8114e-05 |  | 661.0843 | 0.00182 |  | 416.7138 | 0 |  | 871.4325 | 0.0046415 |  | 1050.6307 | 0.92473 | 740.295 | 0.0014243 |  | 1123.7662 | 0.040057 |  | 1144.1425 | 0.031743 |  | 1630 | 0.0034693 |  |  |  |  | 1052.8507 | 0 |  | 1052.8442 | 0.04408
| 661.2458 | 0.00387 |  | 416.9325 | 0 |  | 416.9325 | 0.0037832 |  | 660.47 | 5.0004e-05 |  | 416.9325 | 0.0013455 |  | 663.1611 | 4.0722e-05 |  | 661.2458 | 0.00175 |  | 416.9325 | 0.002 |  | 871.5081 | 0.004045 |  | 1050.9011 | 0.93324 | 740.463 | 0.0011012 |  | 1123.8281 | 0.040287 |  | 1144.3029 | 0.032174 |  | 1631 | 0.0027551 |  |  |  |  | 1052.905 | 0 |  | 1052.8986 | 0.04474
| 661.4074 | 0.00432 |  | 417.1512 | 0 |  | 417.1512 | -0.00011905 |  | 660.6318 | 0 |  | 417.1512 | -0.0024485 |  | 663.3227 | 4.5336e-05 |  | 661.4074 | 0.00189 |  | 417.1512 | 0.001 |  | 871.5836 | 0.0035595 |  | 1051.1717 | 0.9349 | 740.631 | 0.0016186 |  | 1123.8899 | 0.040517 |  | 1144.4633 | 0.032381 |  | 1632 | 0.0024357 |  |  |  |  | 1052.9594 | 0 |  | 1052.9529 | 0.04542
| 661.569 | 0.0044 |  | 417.3699 | 0 |  | 417.3699 | 0.0016108 |  | 660.7935 | 6.9993e-05 |  | 417.3699 | 0.00041073 |  | 663.4843 | 4.4934e-05 |  | 661.569 | 0.00175 |  | 417.3699 | 0.0018 |  | 871.6592 | 0.0028241 |  | 1051.4425 | 0.93738 | 740.799 | 0.0013884 |  | 1123.9518 | 0.040758 |  | 1144.6237 | 0.032313 |  | 1633 | 0.0039547 |  |  |  |  | 1053.0137 | 0 |  | 1053.0072 | 0.04607
| 661.7306 | 0.00436 |  | 417.5887 | 0 |  | 417.5887 | 0.00036006 |  | 660.9554 | 0 |  | 417.5887 | -0.00071419 |  | 663.646 | 4.1123e-05 |  | 661.7306 | 0.00182 |  | 417.5887 | 0 |  | 871.7349 | 0.0025143 |  | 1051.7134 | 0.94671 | 740.967 | 0.0014799 |  | 1124.0137 | 0.040988 |  | 1144.7842 | 0.031991 |  | 1634 | 0.0035847 |  |  |  |  | 1053.068 | 0 |  | 1053.0615 | 0.04663
| 661.8922 | 0.00443 |  | 417.8074 | 0 |  | 417.8074 | 0.0020675 |  | 661.1172 | 3.0002e-05 |  | 417.8074 | 0.001405 |  | 663.8076 | 3.691e-05 |  | 661.8922 | 0.00167 |  | 417.8074 | 0.00040068 |  | 871.8105 | 0.0031873 |  | 1051.9844 | 0.95069 | 741.135 | 0.0017787 |  | 1124.0756 | 0.04123 |  | 1144.9447 | 0.03151 |  | 1635 | 0.0042868 |  |  |  |  | 1053.1223 | 0 |  | 1053.1158 | 0.04708
| 662.0537 | 0.00496 |  | 418.0262 | 0 |  | 418.0262 | 0.0011092 |  | 661.279 | 0 |  | 418.0262 | -0.0022717 |  | 663.9692 | 4.4132e-05 |  | 662.0537 | 0.00179 |  | 418.0262 | 0.00080116 |  | 871.8861 | 0.0030969 |  | 1052.2555 | 0.95429 | 741.304 | 0.0018573 |  | 1124.1374 | 0.041471 |  | 1145.1052 | 0.031009 |  | 1636 | 0.0028628 |  |  |  |  | 1053.1766 | 0 |  | 1053.1702 | 0.04736
| 662.2153 | 0.00433 |  | 418.245 | 0 |  | 418.245 | -0.00035402 |  | 661.4408 | 6.9993e-05 |  | 418.245 | 0.00041798 |  | 664.1309 | 3.9518e-05 |  | 662.2153 | 0.00168 |  | 418.245 | 0.001 |  | 871.9618 | 0.003718 |  | 1052.5267 | 0.96294 | 741.472 | 0.0012312 |  | 1124.1993 | 0.041701 |  | 1145.2659 | 0.030631 |  | 1637 | 0.0040535 |  |  |  |  | 1053.231 | 0 |  | 1053.2245 | 0.04748
| 662.3769 | 0.00381 |  | 418.4638 | 0 |  | 418.4638 | -0.0068244 |  | 661.6026 | 0 |  | 418.4638 | -0.0021482 |  | 664.2926 | 3.7913e-05 |  | 662.3769 | 0.00181 |  | 418.4638 | 0.00020024 |  | 872.0375 | 0.0029313 |  | 1052.7982 | 0.96797 | 741.64 | 0.001273 |  | 1124.2612 | 0.041942 |  | 1145.4265 | 0.03048 |  | 1638 | 0.006149 |  |  |  |  | 1053.2853 | 0 |  | 1053.2788 | 0.04741
| 662.5386 | 0.00322 |  | 418.6826 | 0 |  | 418.6826 | 0.0033235 |  | 661.7645 | 5.0004e-05 |  | 418.6826 | 0.0018594 |  | 664.4542 | 4.5536e-05 |  | 662.5386 | 0.00174 |  | 418.6826 | 0.0018 |  | 872.113 | 0.0032394 |  | 1053.0698 | 0.97522 | 741.809 | 0.0013949 |  | 1124.3231 | 0.042194 |  | 1145.5873 | 0.030595 |  | 1639 | 0.003725 |  |  |  |  | 1053.3397 | 0 |  | 1053.3332 | 0.04716
| 662.7002 | 0.00494 |  | 418.9015 | 0 |  | 418.9015 | -0.0029327 |  | 661.9263 | 0 |  | 418.9015 | -0.0020693 |  | 664.6159 | 4.333e-05 |  | 662.7002 | 0.00183 |  | 418.9015 | 0 |  | 872.1887 | 0.0040389 |  | 1053.3414 | 0.97924 | 741.977 | 0.0017377 |  | 1124.385 | 0.042435 |  | 1145.7479 | 0.030949 |  | 1640 | 0.0036675 |  |  |  |  | 1053.394 | 0 |  | 1053.3876 | 0.04674
| 662.8618 | 0.00299 |  | 419.1203 | 0 |  | 419.1203 | 0.0011666 |  | 662.0881 | 5.0004e-05 |  | 419.1203 | 0.0010353 |  | 664.7776 | 4.4934e-05 |  | 662.8618 | 0.00166 |  | 419.1203 | 0 |  | 872.2645 | 0.0041479 |  | 1053.6133 | 0.98109 | 742.146 | 0.0015308 |  | 1124.447 | 0.042677 |  | 1145.9088 | 0.031467 |  | 1641 | 0.0026843 |  |  |  |  | 1053.4484 | 0 |  | 1053.4419 | 0.04614
| 663.0234 | 0.00531 |  | 419.3392 | 0 |  | 419.3392 | -0.0014991 |  | 662.25 | 0 |  | 419.3392 | -0.0017815 |  | 664.9393 | 3.3701e-05 |  | 663.0234 | 0.00172 |  | 419.3392 | 0 |  | 872.3401 | 0.002323 |  | 1053.8854 | 0.98164 | 742.315 | 0.001542 |  | 1124.5089 | 0.042918 |  | 1146.0696 | 0.03205 |  | 1642 | 0.0026308 |  |  |  |  | 1053.5028 | 0 |  | 1053.4963 | 0.04539
| 663.1851 | 0.00538 |  | 419.5581 | 0 |  | 419.5581 | 0.00085502 |  | 662.4118 | 8.9995e-05 |  | 419.5581 | 0.0029656 |  | 665.101 | 3.5506e-05 |  | 663.1851 | 0.00167 |  | 419.5581 | 0.001 |  | 872.4159 | 0.0021763 |  | 1054.1575 | 0.98851 | 742.483 | 0.002109 |  | 1124.5708 | 0.04317 |  | 1146.2305 | 0.032609 |  | 1643 | 0.0046782 |  |  |  |  | 1053.5571 | 0 |  | 1053.5507 | 0.0445
| 663.3467 | 0.00334 |  | 419.777 | 0 |  | 419.777 | -0.0042733 |  | 662.5737 | 0 |  | 419.777 | -0.0018291 |  | 665.2627 | 4.3129e-05 |  | 663.3467 | 0.00182 |  | 419.777 | 0.001 |  | 872.4916 | 0.0029732 |  | 1054.4297 | 0.9874 | 742.652 | 0.00079444 |  | 1124.6328 | 0.043411 |  | 1146.3915 | 0.033069 |  | 1644 | 0.0026224 |  |  |  |  | 1053.6115 | 0 |  | 1053.605 | 0.04352
| 663.5084 | 0.00352 |  | 419.9959 | 0 |  | 419.9959 | 0.0025589 |  | 662.7356 | 6.9993e-05 |  | 419.9959 | 0.0018412 |  | 665.4244 | 4.6138e-05 |  | 663.5084 | 0.00171 |  | 419.9959 | 0.001 |  | 872.5674 | 0.0037451 |  | 1054.7022 | 0.9899 | 742.821 | 0.0013941 |  | 1124.6947 | 0.043663 |  | 1146.5524 | 0.033377 |  | 1645 | 0.0026685 |  |  |  |  | 1053.6659 | 0 |  | 1053.6594 | 0.0425
| 663.67 | 0.00425 |  | 420.2148 | 0 |  | 420.2148 | -0.0024334 |  | 662.8975 | 0 |  | 420.2148 | -0.0021764 |  | 665.5862 | 4.8746e-05 |  | 663.67 | 0.00183 |  | 420.2148 | 0 |  | 872.6432 | 0.0042692 |  | 1054.9746 | 0.99394 | 742.99 | 0.0019851 |  | 1124.7567 | 0.043904 |  | 1146.7135 | 0.033498 |  | 1646 | 0.0037137 |  |  |  |  | 1053.7203 | 0 |  | 1053.7139 | 0.0415
| 663.8317 | 0.00436 |  | 420.4338 | 0 |  | 420.4338 | -2.8642e-05 |  | 663.0593 | 5.0004e-05 |  | 420.4338 | 0.00036813 |  | 665.7479 | 3.2898e-05 |  | 663.8317 | 0.00166 |  | 420.4337 | 0.001 |  | 872.7191 | 0.0041559 |  | 1055.2473 | 0.99521 | 743.159 | 0.00083277 |  | 1124.8186 | 0.044156 |  | 1146.8745 | 0.033414 |  | 1647 | 0.0044933 |  |  |  |  | 1053.7747 | 0 |  | 1053.7682 | 0.04061
| 663.9934 | 0.00401 |  | 420.6527 | 0 |  | 420.6527 | -0.0014397 |  | 663.2212 | 0 |  | 420.6527 | -0.002136 |  | 665.9096 | 3.9117e-05 |  | 663.9934 | 0.0018 |  | 420.6527 | 0.0018 |  | 872.7947 | 0.0033485 |  | 1055.5201 | 0.99504 | 743.328 | 0.0016987 |  | 1124.8806 | 0.044409 |  | 1147.0356 | 0.033123 |  | 1648 | 0.0043426 |  |  |  |  | 1053.8291 | 0 |  | 1053.8226 | 0.03987
| 664.155 | 0.00589 |  | 420.8717 | 0 |  | 420.8717 | -0.0010451 |  | 663.3831 | 6.9993e-05 |  | 420.8717 | 0.0019635 |  | 666.0714 | 4.0722e-05 |  | 664.155 | 0.00164 |  | 420.8717 | 0.001 |  | 872.8707 | 0.0020987 |  | 1055.7931 | 0.99615 | 743.497 | 0.0012254 |  | 1124.9426 | 0.044661 |  | 1147.1968 | 0.032649 |  | 1649 | 0.0037035 |  |  |  |  | 1053.8835 | 0 |  | 1053.8771 | 0.03933
| 664.3167 | 0.00438 |  | 421.0907 | 0 |  | 421.0907 | -0.0018217 |  | 663.545 | 0 |  | 421.0907 | -0.001912 |  | 666.2331 | 4.5737e-05 |  | 664.3167 | 0.00183 |  | 421.0907 | 0 |  | 872.9464 | 0.0025043 |  | 1056.0663 | 0.99639 | 743.667 | 0.00099094 |  | 1125.0046 | 0.044913 |  | 1147.358 | 0.032044 |  | 1650 | 0.002955 |  |  |  |  | 1053.9379 | 0 |  | 1053.9314 | 0.03901
| 664.4784 | 0.00529 |  | 421.3097 | 0 |  | 421.3097 | -0.001579 |  | 663.7069 | 5.0004e-05 |  | 421.3097 | 0.0014535 |  | 666.3949 | 4.9749e-05 |  | 664.4784 | 0.00169 |  | 421.3097 | 0.001 |  | 873.0222 | 0.0026262 |  | 1056.3395 | 0.9957 | 743.836 | 0.001631 |  | 1125.0665 | 0.045154 |  | 1147.5193 | 0.031378 |  | 1651 | 0.0040731 |  |  |  |  | 1053.9923 | 0 |  | 1053.9858 | 0.03891
| 664.6401 | 0.00364 |  | 421.5287 | 0 |  | 421.5287 | -0.0029657 |  | 663.8688 | 0 |  | 421.5287 | -0.0022462 |  | 666.5567 | 3.3701e-05 |  | 664.6401 | 0.00181 |  | 421.5287 | 0.00040068 |  | 873.0981 | 0.0024416 |  | 1056.6129 | 0.99905 | 744.006 | 0.001157 |  | 1125.1285 | 0.045406 |  | 1147.6805 | 0.030728 |  | 1652 | 0.005072 |  |  |  |  | 1054.0467 | 0 |  | 1054.0403 | 0.039
| 664.8018 | 0.00318 |  | 421.7477 | 0 |  | 421.7477 | 0.0026747 |  | 664.0307 | 5.0004e-05 |  | 421.7477 | 0.0017551 |  | 666.7185 | 5.4964e-05 |  | 664.8018 | 0.00166 |  | 421.7477 | 0.00080096 |  | 873.174 | 0.0026615 |  | 1056.8865 | 1 | 744.175 | 0.00059735 |  | 1125.1906 | 0.045658 |  | 1147.8419 | 0.030155 |  | 1653 | 0.0035231 |  |  |  |  | 1054.1012 | 0 |  | 1054.0947 | 0.03925
| 664.9635 | 0.00418 |  | 421.9667 | 0 |  | 421.9667 | -0.0021345 |  | 664.1926 | 0 |  | 421.9667 | -0.0012503 |  | 666.8803 | 3.3099e-05 |  | 664.9635 | 0.00177 |  | 421.9667 | 0.00060092 |  | 873.2498 | 0.0038468 |  | 1057.1602 | 0.99937 | 744.345 | 0.0018819 |  | 1125.2526 | 0.04591 |  | 1148.0033 | 0.029691 |  | 1654 | 0.0044027 |  |  |  |  | 1054.1556 | 0 |  | 1054.1492 | 0.03964
| 665.1252 | 0.00413 |  | 422.1858 | 0 |  | 422.1858 | 0.0047057 |  | 664.3546 | 5.0004e-05 |  | 422.1858 | 0.0021717 |  | 667.042 | 4.8946e-05 |  | 665.1252 | 0.0017 |  | 422.1858 | 0.0012 |  | 873.3257 | 0.0032831 |  | 1057.434 | 0.99683 | 744.514 | 0.0016275 |  | 1125.3146 | 0.046163 |  | 1148.1647 | 0.029331 |  | 1655 | 0.0028987 |  |  |  |  | 1054.2101 | 0 |  | 1054.2036 | 0.04011
| 665.287 | 0.00464 |  | 422.4049 | 0 |  | 422.4049 | -0.0026196 |  | 664.5165 | 0 |  | 422.4049 | -0.00075697 |  | 667.2038 | 4.2527e-05 |  | 665.287 | 0.00187 |  | 422.4049 | 0 |  | 873.4016 | 0.0029887 |  | 1057.7079 | 0.99246 | 744.684 | 0.0015165 |  | 1125.3766 | 0.046415 |  | 1148.3262 | 0.029044 |  | 1656 | 0.0030915 |  |  |  |  | 1054.2645 | 0 |  | 1054.2581 | 0.04062
| 665.4487 | 0.00496 |  | 422.624 | 0 |  | 422.624 | 0.00028107 |  | 664.6784 | 6.9993e-05 |  | 422.624 | 0.001459 |  | 667.3656 | 4.6339e-05 |  | 665.4487 | 0.00175 |  | 422.6239 | 0.001 |  | 873.4775 | 0.0028735 |  | 1057.9821 | 0.98991 | 744.854 | 0.0012535 |  | 1125.4387 | 0.046667 |  | 1148.4877 | 0.02879 |  | 1657 | 0.0032828 |  |  |  |  | 1054.319 | 0 |  | 1054.3125 | 0.04115
| 665.6104 | 0.0039 |  | 422.8431 | 0 |  | 422.8431 | -0.00035477 |  | 664.8404 | 0 |  | 422.8431 | -0.0022556 |  | 667.5275 | 4.4132e-05 |  | 665.6104 | 0.00181 |  | 422.8431 | 0.001 |  | 873.5535 | 0.0026237 |  | 1058.2562 | 0.98766 | 745.024 | 0.00068607 |  | 1125.5007 | 0.046919 |  | 1148.6493 | 0.028537 |  | 1658 | 0.0014788 |  |  |  |  | 1054.3734 | 0 |  | 1054.3669 | 0.04164
| 665.7722 | 0.00522 |  | 423.0622 | 0 |  | 423.0622 | -0.00011206 |  | 665.0023 | 6.9993e-05 |  | 423.0622 | 0.00019023 |  | 667.6893 | 4.8345e-05 |  | 665.7722 | 0.00162 |  | 423.0622 | 0.001 |  | 873.6294 | 0.0039983 |  | 1058.5306 | 0.98369 | 745.194 | 0.00087408 |  | 1125.5627 | 0.047171 |  | 1148.8109 | 0.028278 |  | 1659 | 0.0020693 |  |  |  |  | 1054.4279 | 0 |  | 1054.4214 | 0.04207
| 665.9339 | 0.00367 |  | 423.2813 | 0 |  | 423.2813 | -0.0039044 |  | 665.1643 | 0 |  | 423.2813 | -0.0016333 |  | 667.8511 | 3.2497e-05 |  | 665.9339 | 0.00174 |  | 423.2813 | 0 |  | 873.7054 | 0.0039625 |  | 1058.8052 | 0.98084 | 745.364 | 0.001739 |  | 1125.6248 | 0.047423 |  | 1148.9725 | 0.028034 |  | 1660 | 0.0021264 |  |  |  |  | 1054.4823 | 0 |  | 1054.4758 | 0.0424
| 666.0957 | 0.00362 |  | 423.5004 | 0 |  | 423.5004 | 0.0058285 |  | 665.3262 | 6.9993e-05 |  | 423.5004 | 0.00078715 |  | 668.013 | 5.9979e-05 |  | 666.0957 | 0.00161 |  | 423.5004 | 0.00020044 |  | 873.7814 | 0.0028375 |  | 1059.0798 | 0.97449 | 745.534 | 0.0014217 |  | 1125.6869 | 0.047675 |  | 1149.1343 | 0.027846 |  | 1661 | 0.0057577 |  |  |  |  | 1054.5369 | 0 |  | 1054.5304 | 0.04263
| 666.2574 | 0.00445 |  | 423.7196 | 0 |  | 423.7196 | -0.00058901 |  | 665.4882 | 0 |  | 423.7196 | -0.0015758 |  | 668.1748 | 2.7282e-05 |  | 666.2574 | 0.00177 |  | 423.7196 | 0.001 |  | 873.8573 | 0.0026433 |  | 1059.3546 | 0.97086 | 745.704 | 0.0011305 |  | 1125.7489 | 0.047928 |  | 1149.296 | 0.027767 |  | 1662 | 0.0057846 |  |  |  |  | 1054.5913 | 0 |  | 1054.5848 | 0.04277
| 666.4192 | 0.00461 |  | 423.9388 | 0 |  | 423.9388 | 0.0061174 |  | 665.6502 | 5.0004e-05 |  | 423.9388 | 0.0016064 |  | 668.3367 | 5.9779e-05 |  | 666.4192 | 0.00169 |  | 423.9388 | 0.001 |  | 873.9333 | 0.0035002 |  | 1059.6296 | 0.96731 | 745.875 | 0.0013792 |  | 1125.811 | 0.04818 |  | 1149.4578 | 0.027839 |  | 1663 | 0.0023119 |  |  |  |  | 1054.6457 | 0 |  | 1054.6393 | 0.04284
| 666.581 | 0.00552 |  | 424.158 | 0 |  | 424.158 | -0.0016905 |  | 665.8121 | 0 |  | 424.158 | -0.0018426 |  | 668.4985 | 3.009e-05 |  | 666.581 | 0.00189 |  | 424.158 | 0.00020044 |  | 874.0093 | 0.00364 |  | 1059.9047 | 0.95706 | 746.045 | 0.0010863 |  | 1125.873 | 0.048432 |  | 1149.6196 | 0.028083 |  | 1664 | 0.0042445 |  |  |  |  | 1054.7003 | 0 |  | 1054.6939 | 0.0429
| 666.7427 | 0.00364 |  | 424.3772 | 0 |  | 424.3772 | 0.0010601 |  | 665.9741 | 6.9993e-05 |  | 424.3772 | 0.0012354 |  | 668.6604 | 5.5366e-05 |  | 666.7427 | 0.00178 |  | 424.3772 | 0.001 |  | 874.0854 | 0.0034578 |  | 1060.1799 | 0.94542 | 746.215 | 0.0014093 |  | 1125.9352 | 0.048684 |  | 1149.7815 | 0.028487 |  | 1665 | 0.0036499 |  |  |  |  | 1054.7548 | 0 |  | 1054.7483 | 0.04298
| 666.9045 | 0.00288 |  | 424.5964 | 0 |  | 424.5964 | -0.0024571 |  | 666.1361 | 0 |  | 424.5964 | -0.0014688 |  | 668.8223 | 3.1494e-05 |  | 666.9045 | 0.00185 |  | 424.5964 | 0.00040048 |  | 874.1614 | 0.0038469 |  | 1060.4553 | 0.93932 | 746.386 | 0.0016387 |  | 1125.9973 | 0.048936 |  | 1149.9435 | 0.029007 |  | 1666 | 0.0034857 |  |  |  |  | 1054.8093 | 0 |  | 1054.8029 | 0.04311
| 667.0663 | 0.00373 |  | 424.8156 | 0 |  | 424.8156 | 0.0040729 |  | 666.2981 | 8.9995e-05 |  | 424.8156 | 0.0011765 |  | 668.9842 | 4.674e-05 |  | 667.0663 | 0.00167 |  | 424.8156 | 0 |  | 874.2374 | 0.0043873 |  | 1060.7308 | 0.93054 | 746.557 | 0.0014363 |  | 1126.0593 | 0.049188 |  | 1150.1055 | 0.029568 |  | 1667 | 0.0036592 |  |  |  |  | 1054.8638 | 0 |  | 1054.8573 | 0.04332
| 667.2281 | 0.00432 |  | 425.0349 | 0 |  | 425.0349 | -0.0029951 |  | 666.4601 | 0 |  | 425.0349 | -0.0019233 |  | 669.1461 | 4.1524e-05 |  | 667.2281 | 0.00178 |  | 425.0349 | 0.001 |  | 874.3135 | 0.0044689 |  | 1061.0066 | 0.92583 | 746.727 | 0.0012961 |  | 1126.1215 | 0.04944 |  | 1150.2675 | 0.030087 |  | 1668 | 0.0025232 |  |  |  |  | 1054.9183 | 0 |  | 1054.9119 | 0.04356
| 667.3899 | 0.00477 |  | 425.2541 | 0 |  | 425.2541 | 0.0019803 |  | 666.6221 | 6.9993e-05 |  | 425.2541 | 0.0013199 |  | 669.308 | 4.2928e-05 |  | 667.3899 | 0.00169 |  | 425.2541 | 0.001 |  | 874.3895 | 0.004874 |  | 1061.2823 | 0.91749 | 746.898 | 0.0015383 |  | 1126.1836 | 0.049693 |  | 1150.4296 | 0.030486 |  | 1669 | 0.0040689 |  |  |  |  | 1054.9728 | 0 |  | 1054.9663 | 0.04379
| 667.5517 | 0.0039 |  | 425.4734 | 0 |  | 425.4734 | -0.0016425 |  | 666.7841 | 0 |  | 425.4734 | -0.0021462 |  | 669.4699 | 4.0922e-05 |  | 667.5517 | 0.00176 |  | 425.4734 | 0.002 |  | 874.4656 | 0.0039316 |  | 1061.5584 | 0.90705 | 747.069 | 0.0013541 |  | 1126.2457 | 0.049945 |  | 1150.5917 | 0.030709 |  | 1670 | 0.0029767 |  |  |  |  | 1055.0273 | 0 |  | 1055.0209 | 0.04395
| 667.7135 | 0.00596 |  | 425.6927 | 0 |  | 425.6927 | 0.00098034 |  | 666.9461 | 5.0004e-05 |  | 425.6927 | 0.00080922 |  | 669.6318 | 4.3129e-05 |  | 667.7135 | 0.00165 |  | 425.6927 | 0.0024 |  | 874.5417 | 0.0035842 |  | 1061.8345 | 0.89367 | 747.24 | 0.0017127 |  | 1126.3079 | 0.050197 |  | 1150.7538 | 0.030736 |  | 1671 | 0.0024817 |  |  |  |  | 1055.0819 | 0 |  | 1055.0754 | 0.04397
| 667.8753 | 0.00406 |  | 425.912 | 0 |  | 425.912 | -0.0022163 |  | 667.1081 | 6.6672e-06 |  | 425.912 | -0.0017902 |  | 669.7937 | 3.7512e-05 |  | 667.8753 | 0.00187 |  | 425.912 | 0.0014 |  | 874.6178 | 0.0040338 |  | 1062.1107 | 0.8795 | 747.411 | 0.001096 |  | 1126.37 | 0.050449 |  | 1150.916 | 0.030576 |  | 1672 | 0.0053227 |  |  |  |  | 1055.1365 | 0 |  | 1055.13 | 0.04382
| 668.0372 | 0.00419 |  | 426.1313 | 0 |  | 426.1313 | 0.0017902 |  | 667.2702 | 6.9993e-05 |  | 426.1313 | 0.0012876 |  | 669.9557 | 5.3159e-05 |  | 668.0372 | 0.00179 |  | 426.1313 | 0 |  | 874.694 | 0.0036724 |  | 1062.3871 | 0.87274 | 747.582 | 0.0011765 |  | 1126.4321 | 0.050701 |  | 1151.0782 | 0.030263 |  | 1673 | 0.0046583 |  |  |  |  | 1055.1909 | 0 |  | 1055.1844 | 0.04346
| 668.199 | 0.00387 |  | 426.3506 | 0 |  | 426.3506 | -0.00054385 |  | 667.4322 | 0 |  | 426.3506 | -0.0022092 |  | 670.1176 | 4.1925e-05 |  | 668.199 | 0.00192 |  | 426.3506 | 0.001 |  | 874.7701 | 0.003135 |  | 1062.6636 | 0.86035 | 747.753 | 0.0012636 |  | 1126.4943 | 0.050942 |  | 1151.2406 | 0.029842 |  | 1674 | 0.0032791 |  |  |  |  | 1055.2455 | 0 |  | 1055.239 | 0.04295
| 668.3608 | 0.00317 |  | 426.57 | 0 |  | 426.57 | -0.0014893 |  | 667.5942 | 6.9993e-05 |  | 426.57 | 0.001663 |  | 670.2795 | 3.691e-05 |  | 668.3608 | 0.00168 |  | 426.57 | 0.0018 |  | 874.8463 | 0.0042737 |  | 1062.9403 | 0.8457 | 747.924 | 0.00099478 |  | 1126.5564 | 0.051194 |  | 1151.4028 | 0.029365 |  | 1675 | 0.0049031 |  |  |  |  | 1055.3001 | 0 |  | 1055.2936 | 0.04233
| 668.5227 | 0.00373 |  | 426.7894 | 0 |  | 426.7894 | -0.0010993 |  | 667.7563 | 0 |  | 426.7894 | -0.0029886 |  | 670.4415 | 5.1153e-05 |  | 668.5227 | 0.00183 |  | 426.7894 | 0.001 |  | 874.9224 | 0.0042082 |  | 1063.217 | 0.83394 | 748.096 | 0.0014089 |  | 1126.6185 | 0.051446 |  | 1151.5653 | 0.028888 |  | 1676 | 0.0062316 |  |  |  |  | 1055.3546 | 0 |  | 1055.3481 | 0.0417
| 668.6845 | 0.00431 |  | 427.0087 | 0 |  | 427.0087 | -0.0025052 |  | 667.9183 | 6.9993e-05 |  | 427.0087 | 0.00088259 |  | 670.6035 | 3.009e-05 |  | 668.6845 | 0.0017 |  | 427.0087 | 0 |  | 874.9986 | 0.0036339 |  | 1063.494 | 0.82216 | 748.267 | 0.00097608 |  | 1126.6808 | 0.051688 |  | 1151.7277 | 0.028472 |  | 1677 | 0.0025125 |  |  |  |  | 1055.4092 | 0 |  | 1055.4027 | 0.04115
| 668.8464 | 0.00424 |  | 427.2281 | 0 |  | 427.2281 | 0.0016121 |  | 668.0804 | 0 |  | 427.2281 | -0.0010255 |  | 670.7654 | 6.0581e-05 |  | 668.8464 | 0.00181 |  | 427.2281 | -0.00040028 |  | 875.0748 | 0.0023204 |  | 1063.7712 | 0.80969 | 748.438 | 0.0017113 |  | 1126.7429 | 0.05194 |  | 1151.8901 | 0.028184 |  | 1678 | 0.0027265 |  |  |  |  | 1055.4637 | 0 |  | 1055.4573 | 0.04073
| 669.0083 | 0.00707 |  | 427.4475 | 0 |  | 427.4475 | 0.0071267 |  | 668.2424 | 5.0004e-05 |  | 427.4475 | 0.0018713 |  | 670.9274 | 3.6309e-05 |  | 669.0083 | 0.00164 |  | 427.4475 | 0 |  | 875.151 | 0.0018767 |  | 1064.0485 | 0.7942 | 748.61 | 0.001618 |  | 1126.805 | 0.052192 |  | 1152.0527 | 0.028088 |  | 1679 | 0.0036666 |  |  |  |  | 1055.5183 | 0 |  | 1055.5118 | 0.0405
| 669.1701 | 0.00392 |  | 427.6669 | 0 |  | 427.6669 | 0.00065399 |  | 668.4045 | 0 |  | 427.6669 | -0.0019641 |  | 671.0894 | 3.6309e-05 |  | 669.1701 | 0.00165 |  | 427.6669 | 0 |  | 875.2272 | 0.0034023 |  | 1064.3258 | 0.78022 | 748.782 | 0.0012637 |  | 1126.8673 | 0.052433 |  | 1152.2153 | 0.028232 |  | 1680 | 0.0022907 |  |  |  |  | 1055.5729 | 0 |  | 1055.5664 | 0.04045
| 669.332 | 0.00459 |  | 427.8864 | 0 |  | 427.8864 | 0.0018596 |  | 668.5666 | 0.00011 |  | 427.8864 | 0.0016808 |  | 671.2514 | 4.7342e-05 |  | 669.332 | 0.00152 |  | 427.8864 | 0.00040068 |  | 875.3035 | 0.0041861 |  | 1064.6034 | 0.76627 | 748.953 | 0.0016541 |  | 1126.9294 | 0.052685 |  | 1152.3779 | 0.028633 |  | 1681 | 0.0019001 |  |  |  |  | 1055.6276 | 0 |  | 1055.6211 | 0.04057
| 669.4939 | 0.00388 |  | 428.1058 | 0 |  | 428.1058 | -0.0035314 |  | 668.7287 | 0 |  | 428.1058 | -0.0015245 |  | 671.4134 | 3.0892e-05 |  | 669.4939 | 0.00175 |  | 428.1058 | 0 |  | 875.3797 | 0.0047795 |  | 1064.8811 | 0.74948 | 749.125 | 0.0013925 |  | 1126.9917 | 0.052926 |  | 1152.5405 | 0.029265 |  | 1682 | 0.0020836 |  |  |  |  | 1055.6821 | 0 |  | 1055.6757 | 0.04082
| 669.6558 | 0.00482 |  | 428.3253 | 0 |  | 428.3253 | 0.0020892 |  | 668.8907 | 8.9995e-05 |  | 428.3253 | 0.0022319 |  | 671.5754 | 6.0782e-05 |  | 669.6558 | 0.00172 |  | 428.3253 | 0.001 |  | 875.4559 | 0.005604 |  | 1065.1589 | 0.7358 | 749.297 | 0.0011829 |  | 1127.054 | 0.053168 |  | 1152.7032 | 0.030056 |  | 1683 | 0.0066598 |  |  |  |  | 1055.7367 | 0 |  | 1055.7302 | 0.04117
| 669.8177 | 0.00485 |  | 428.5448 | 0 |  | 428.5448 | 0.00032234 |  | 669.0528 | 0 |  | 428.5448 | -0.00067701 |  | 671.7374 | 1.1033e-05 |  | 669.8177 | 0.00189 |  | 428.5448 | 0 |  | 875.5322 | 0.0042174 |  | 1065.4369 | 0.72269 | 749.469 | 0.0012806 |  | 1127.1161 | 0.05342 |  | 1152.8661 | 0.030907 |  | 1684 | 0.0058781 |  |  |  |  | 1055.7913 | 0 |  | 1055.7848 | 0.04159
| 669.9796 | 0.00276 |  | 428.7643 | 0 |  | 428.7643 | 0.0029247 |  | 669.2149 | 8.9995e-05 |  | 428.7643 | 0.0025054 |  | 671.8995 | 6.5195e-05 |  | 669.9796 | 0.00172 |  | 428.7643 | 0.00020024 |  | 875.6085 | 0.0035749 |  | 1065.715 | 0.70657 | 749.641 | 0.0017272 |  | 1127.1783 | 0.053661 |  | 1153.0288 | 0.031704 |  | 1685 | 0.0080908 |  |  |  |  | 1055.8459 | 0 |  | 1055.8395 | 0.04207
| 670.1415 | 0.00378 |  | 428.9838 | 0 |  | 428.9838 | 0.00217 |  | 669.377 | 0 |  | 428.9838 | -0.0014864 |  | 672.0615 | 2.8485e-05 |  | 670.1415 | 0.00186 |  | 428.9838 | 0 |  | 875.6848 | 0.0044839 |  | 1065.9933 | 0.69295 | 749.813 | 0.00096875 |  | 1127.2406 | 0.053902 |  | 1153.1916 | 0.032341 |  | 1686 | 0.0043779 |  |  |  |  | 1055.9005 | 0 |  | 1055.894 | 0.04259
| 670.3034 | 0.00422 |  | 429.2033 | 0 |  | 429.2033 | 0.0013711 |  | 669.5391 | 5.0004e-05 |  | 429.2033 | 0.002066 |  | 672.2235 | 5.6569e-05 |  | 670.3034 | 0.0017 |  | 429.2033 | 0.001 |  | 875.7611 | 0.0049152 |  | 1066.2717 | 0.67929 | 749.985 | 0.0011011 |  | 1127.3029 | 0.054154 |  | 1153.3546 | 0.032736 |  | 1687 | 0.0037731 |  |  |  |  | 1055.9552 | 0 |  | 1055.9487 | 0.04315
| 670.4653 | 0.00359 |  | 429.4228 | 0 |  | 429.4228 | -0.0020793 |  | 669.7012 | 0 |  | 429.4228 | -0.0012247 |  | 672.3856 | 4.0321e-05 |  | 670.4653 | 0.0019 |  | 429.4228 | 0.0012 |  | 875.8375 | 0.0050522 |  | 1066.5503 | 0.66399 | 750.157 | 0.0012907 |  | 1127.365 | 0.054395 |  | 1153.5176 | 0.032847 |  | 1688 | 0.0059722 |  |  |  |  | 1056.0098 | 0 |  | 1056.0033 | 0.04374
| 670.6272 | 0.00419 |  | 429.6424 | 0 |  | 429.6424 | -0.00046185 |  | 669.8634 | 5.0004e-05 |  | 429.6424 | 0.0012069 |  | 672.5476 | 4.4132e-05 |  | 670.6272 | 0.00178 |  | 429.6424 | 0.0012 |  | 875.9138 | 0.0047097 |  | 1066.829 | 0.64858 | 750.33 | 0.0016938 |  | 1127.4272 | 0.054637 |  | 1153.6805 | 0.032673 |  | 1689 | 0.0072878 |  |  |  |  | 1056.0645 | 0 |  | 1056.058 | 0.04436
| 670.7892 | 0.00434 |  | 429.8619 | 0 |  | 429.8619 | -0.0050374 |  | 670.0255 | 0 |  | 429.8619 | -0.0018146 |  | 672.7097 | 4.4333e-05 |  | 670.7892 | 0.00194 |  | 429.8619 | 0.001 |  | 875.9902 | 0.0047992 |  | 1067.1078 | 0.63425 | 750.502 | 0.0014082 |  | 1127.4895 | 0.054878 |  | 1153.8435 | 0.032259 |  | 1690 | 0.010002 |  |  |  |  | 1056.119 | 0 |  | 1056.1126 | 0.045
| 670.9511 | 0.0038 |  | 430.0815 | 0 |  | 430.0815 | -0.00038823 |  | 670.1876 | 6.9993e-05 |  | 430.0815 | 0.0017713 |  | 672.8718 | 4.4734e-05 |  | 670.9511 | 0.00175 |  | 430.0815 | 0.001 |  | 876.0665 | 0.0049739 |  | 1067.3868 | 0.61748 | 750.675 | 0.0010787 |  | 1127.5519 | 0.055119 |  | 1154.0066 | 0.031684 |  | 1691 | 0.0083498 |  |  |  |  | 1056.1737 | 0 |  | 1056.1672 | 0.04563
| 671.1131 | 0.00394 |  | 430.3011 | 0 |  | 430.3011 | -0.003889 |  | 670.3497 | 0 |  | 430.3011 | -0.0015511 |  | 673.0338 | 4.9949e-05 |  | 671.1131 | 0.0019 |  | 430.3011 | 0 |  | 876.1429 | 0.004685 |  | 1067.6659 | 0.60317 | 750.847 | 0.0011548 |  | 1127.6141 | 0.05536 |  | 1154.1698 | 0.031048 |  | 1692 | 0.0094832 |  |  |  |  | 1056.2284 | 0 |  | 1056.2219 | 0.04624
| 671.275 | 0.00318 |  | 430.5207 | 0 |  | 430.5207 | 0.00017563 |  | 670.5119 | 6.9993e-05 |  | 430.5207 | 0.0016811 |  | 673.1959 | 4.7141e-05 |  | 671.275 | 0.00172 |  | 430.5207 | 0 |  | 876.2193 | 0.0049048 |  | 1067.9452 | 0.58899 | 751.02 | 0.0010448 |  | 1127.6764 | 0.055601 |  | 1154.3329 | 0.030443 |  | 1693 | 0.0075312 |  |  |  |  | 1056.283 | 0 |  | 1056.2765 | 0.04678
| 671.437 | 0.00431 |  | 430.7404 | 0 |  | 430.7404 | 4.4633e-05 |  | 670.674 | 0 |  | 430.7404 | -0.0026178 |  | 673.358 | 4.0521e-05 |  | 671.437 | 0.00182 |  | 430.7403 | 0.002 |  | 876.2957 | 0.0049139 |  | 1068.2247 | 0.57469 | 751.193 | 0.0018635 |  | 1127.7387 | 0.055842 |  | 1154.4961 | 0.029942 |  | 1694 | 0.0045208 |  |  |  |  | 1056.3376 | 0 |  | 1056.3312 | 0.04722
| 671.5989 | 0.00371 |  | 430.96 | 0 |  | 430.96 | 0.0012285 |  | 670.8362 | 5.0004e-05 |  | 430.96 | -0.00034418 |  | 673.5201 | 4.9749e-05 |  | 671.5989 | 0.00169 |  | 430.96 | 0.0014 |  | 876.3721 | 0.0043745 |  | 1068.5043 | 0.55827 | 751.366 | 0.0014215 |  | 1127.8009 | 0.056084 |  | 1154.6594 | 0.029589 |  | 1695 | 0.011865 |  |  |  |  | 1056.3923 | 0 |  | 1056.3859 | 0.04754
| 671.7609 | 0.00294 |  | 431.1796 | 0 |  | 431.1796 | -0.00038255 |  | 670.9983 | 0 |  | 431.1796 | -0.0017065 |  | 673.6822 | 3.4303e-05 |  | 671.7609 | 0.00194 |  | 431.1796 | 0.00020044 |  | 876.4485 | 0.0045091 |  | 1068.7839 | 0.54566 | 751.538 | 0.001684 |  | 1127.8633 | 0.056325 |  | 1154.8228 | 0.029406 |  | 1696 | 0.010951 |  |  |  |  | 1056.447 | 0 |  | 1056.4406 | 0.04773
| 671.9229 | 0.0057 |  | 431.3993 | 0 |  | 431.3993 | 0.0016317 |  | 671.1605 | 6.9993e-05 |  | 431.3993 | 0.0016669 |  | 673.8443 | 6.4192e-05 |  | 671.9229 | 0.00181 |  | 431.3993 | 0.001 |  | 876.525 | 0.0041817 |  | 1069.0638 | 0.53003 | 751.711 | 0.0011288 |  | 1127.9255 | 0.056566 |  | 1154.9861 | 0.029405 |  | 1697 | 0.014238 |  |  |  |  | 1056.5017 | 0 |  | 1056.4952 | 0.04778
| 672.0848 | 0.00387 |  | 431.619 | 0 |  | 431.619 | 7.721e-05 |  | 671.3227 | 0 |  | 431.619 | -0.00072682 |  | 674.0065 | 2.9689e-05 |  | 672.0848 | 0.00192 |  | 431.619 | 0 |  | 876.6015 | 0.0037805 |  | 1069.3439 | 0.5158 | 751.884 | 0.0017544 |  | 1127.9879 | 0.056807 |  | 1155.1494 | 0.029605 |  | 1698 | 0.0068627 |  |  |  |  | 1056.5564 | 0 |  | 1056.5499 | 0.04771
| 672.2468 | 0.00436 |  | 431.8387 | 0 |  | 431.8387 | 0.0034766 |  | 671.4848 | 5.0004e-05 |  | 431.8387 | 0.0006601 |  | 674.1686 | 5.697e-05 |  | 672.2468 | 0.00176 |  | 431.8387 | 0 |  | 876.6779 | 0.00315 |  | 1069.624 | 0.50209 | 752.058 | 0.0012045 |  | 1128.0502 | 0.057048 |  | 1155.3129 | 0.030031 |  | 1699 | 0.018396 |  |  |  |  | 1056.6111 | 0 |  | 1056.6046 | 0.04756
| 672.4088 | 0.00367 |  | 432.0584 | 0 |  | 432.0584 | 0.0014718 |  | 671.647 | 0 |  | 432.0584 | -0.00065042 |  | 674.3307 | 2.668e-05 |  | 672.4088 | 0.0019 |  | 432.0584 | -0.00020024 |  | 876.7545 | 0.0040438 |  | 1069.9044 | 0.48619 | 752.231 | 0.0015161 |  | 1128.1126 | 0.057289 |  | 1155.4764 | 0.030706 |  | 1700 | 0.0049559 |  |  |  |  | 1056.6658 | 0 |  | 1056.6593 | 0.04736
| 672.5708 | 0.0038 |  | 432.2781 | 0 |  | 432.2781 | -0.0015005 |  | 671.8092 | 6.9993e-05 |  | 432.2781 | 0.0011848 |  | 674.4929 | 6.5195e-05 |  | 672.5708 | 0.00175 |  | 432.2781 | 0.001 |  | 876.8309 | 0.0037596 |  | 1070.1848 | 0.47367 | 752.404 | 0.001097 |  | 1128.1748 | 0.057531 |  | 1155.6399 | 0.031632 | [7 empty] | 1056.7205 | 0 |  | 1056.714 | 0.04715
| 672.7328 | 0.00394 |  | 432.4979 | 0 |  | 432.4979 | -0.0037658 |  | 671.9714 | 0 |  | 432.4979 | -0.0014493 |  | 674.655 | 3.2698e-05 |  | 672.7328 | 0.0019 |  | 432.4979 | 0.001 |  | 876.9075 | 0.0033632 |  | 1070.4654 | 0.46129 | 752.577 | 0.001307 |  | 1128.2372 | 0.057772 |  | 1155.8036 | 0.032777 | [7 empty] | 1056.7751 | 0 |  | 1056.7687 | 0.04694
| 672.8948 | 0.00438 |  | 432.7176 | 0 |  | 432.7176 | 0.0002706 |  | 672.1336 | 6.9993e-05 |  | 432.7176 | 0.0021487 |  | 674.8172 | 6.5195e-05 |  | 672.8948 | 0.00183 |  | 432.7176 | 0.00020044 |  | 876.9839 | 0.0030669 |  | 1070.7462 | 0.44712 | 752.751 | 0.00084747 |  | 1128.2996 | 0.058002 |  | 1155.9672 | 0.034073 | [7 empty] | 1056.8298 | 0 |  | 1056.8234 | 0.04674
| 673.0569 | 0.00466 |  | 432.9374 | 0 |  | 432.9374 | -0.00073809 |  | 672.2958 | 0 |  | 432.9374 | -0.00055488 |  | 674.9793 | 2.7482e-05 |  | 673.0569 | 0.00193 |  | 432.9374 | 0 |  | 877.0604 | 0.0028755 |  | 1071.0271 | 0.43312 | 752.924 | 0.0010444 |  | 1128.3619 | 0.058243 |  | 1156.1309 | 0.035419 | [7 empty] | 1056.8846 | 0 |  | 1056.8782 | 0.04652
| 673.2189 | 0.00508 |  | 433.1572 | 0 |  | 433.1572 | 0.0014816 |  | 672.458 | 5.0004e-05 |  | 433.1572 | 0.00019214 |  | 675.1415 | 6.2587e-05 |  | 673.2189 | 0.00172 |  | 433.1572 | 0.001 |  | 877.137 | 0.0024461 |  | 1071.3081 | 0.4217 | 753.098 | 0.0023125 |  | 1128.4242 | 0.058484 |  | 1156.2946 | 0.036704 | [7 empty] | 1056.9393 | 0 |  | 1056.9329 | 0.04626
| 673.3809 | 0.00327 |  | 433.377 | 0 |  | 433.377 | 0.0015002 |  | 672.6202 | 0 |  | 433.377 | -0.0024515 |  | 675.3037 | 2.347e-05 |  | 673.3809 | 0.00185 |  | 433.377 | 0 |  | 877.2136 | 0.0023087 |  | 1071.5894 | 0.41033 | 753.272 | 0.0011028 |  | 1128.4866 | 0.058726 |  | 1156.4584 | 0.037814 | [7 empty] | 1056.994 | 0 |  | 1056.9876 | 0.04592
| 673.543 | 0.00485 |  | 433.5968 | 0 |  | 433.5968 | 0.0036046 |  | 672.7824 | 6.9993e-05 |  | 433.5968 | 0.00042925 |  | 675.4659 | 6.2587e-05 |  | 673.543 | 0.00176 |  | 433.5968 | 0.002 |  | 877.2902 | 0.0029843 |  | 1071.8707 | 0.39449 | 753.446 | 0.0011211 |  | 1128.549 | 0.058967 |  | 1156.6222 | 0.038643 | [7 empty] | 1057.0488 | 0 |  | 1057.0424 | 0.04548
| 673.705 | 0.0035 |  | 433.8166 | 0 |  | 433.8166 | -0.0026102 |  | 672.9447 | 0 |  | 433.8166 | -0.0023762 |  | 675.6281 | 3.5707e-05 |  | 673.705 | 0.00189 |  | 433.8166 | 0.001 |  | 877.3668 | 0.0034066 |  | 1072.1522 | 0.38315 | 753.619 | 0.0012182 |  | 1128.6113 | 0.059197 |  | 1156.786 | 0.039096 | [7 empty] | 1057.1035 | 0 |  | 1057.0971 | 0.0449
| 673.867 | 0.00445 |  | 434.0364 | 0 |  | 434.0364 | 0.00028451 |  | 673.1069 | 6.9993e-05 |  | 434.0364 | 0.0012221 |  | 675.7903 | 5.1153e-05 |  | 673.867 | 0.00172 |  | 434.0364 | 0.00020024 |  | 877.4434 | 0.0035607 |  | 1072.4338 | 0.36925 | 753.793 | 0.0011002 |  | 1128.6737 | 0.059438 |  | 1156.95 | 0.039098 | [7 empty] | 1057.1583 | 0 |  | 1057.1519 | 0.04419
| 674.0291 | 0.00672 |  | 434.2563 | 0 |  | 434.2563 | -0.0036272 |  | 673.2691 | 0 |  | 434.2563 | -0.0016395 |  | 675.9525 | 4.9147e-05 |  | 674.0291 | 0.00184 |  | 434.2563 | -0.00020004 |  | 877.52 | 0.0037741 |  | 1072.7156 | 0.36029 | 753.967 | 0.00089147 |  | 1128.7362 | 0.059679 |  | 1157.1139 | 0.038608 | [7 empty] | 1057.213 | 0 |  | 1057.2065 | 0.04339
| 674.1912 | 0.00535 |  | 434.4761 | 0 |  | 434.4761 | 0.0013266 |  | 673.4314 | 5.0004e-05 |  | 434.4761 | 0.0010347 |  | 676.1147 | 4.0521e-05 |  | 674.1912 | 0.00171 |  | 434.4762 | -0.00080096 |  | 877.5966 | 0.0035508 |  | 1072.9976 | 0.3484 | 754.141 | 0.00189 |  | 1128.7986 | 0.05992 |  | 1157.278 | 0.037637 | [7 empty] | 1057.2678 | 0 |  | 1057.2613 | 0.04254
| 674.3532 | 0.00482 |  | 434.696 | 0 |  | 434.696 | -0.0011096 |  | 673.5936 | 0 |  | 434.696 | -0.00088344 |  | 676.277 | 3.8315e-05 |  | 674.3532 | 0.00183 |  | 434.696 | 0 |  | 877.6733 | 0.0032974 |  | 1073.2797 | 0.33774 | 754.316 | 0.00081375 |  | 1128.861 | 0.060162 |  | 1157.442 | 0.036262 | [7 empty] | 1057.3225 | 0 |  | 1057.316 | 0.04173
| 674.5153 | 0.00401 |  | 434.9159 | 0 |  | 434.9159 | 0.0015645 |  | 673.7559 | 6.9993e-05 |  | 434.9159 | 0.00070305 |  | 676.4392 | 6.018e-05 |  | 674.5153 | 0.00175 |  | 434.9159 | 0.00020044 |  | 877.7499 | 0.0034878 |  | 1073.5619 | 0.3264 | 754.49 | 0.0012063 |  | 1128.9233 | 0.060392 |  | 1157.6061 | 0.03462 | [7 empty] | 1057.3773 | 0 |  | 1057.3709 | 0.04106
| 674.6774 | 0.00308 |  | 435.1358 | 0 |  | 435.1358 | -0.0031088 |  | 673.9181 | 0 |  | 435.1358 | -0.0017793 |  | 676.6014 | 3.3099e-05 |  | 674.6774 | 0.00192 |  | 435.1358 | 0 |  | 877.8266 | 0.0034478 |  | 1073.8442 | 0.31673 | 754.664 | 0.0012566 |  | 1128.9858 | 0.060633 |  | 1157.7701 | 0.032891 | [7 empty] | 1057.4321 | 0 |  | 1057.4257 | 0.04061
| 674.8395 | 0.00436 |  | 435.3558 | 0 |  | 435.3558 | 0.0019634 |  | 674.0804 | 6.9993e-05 |  | 435.3558 | 0.0019551 |  | 676.7637 | 6.339e-05 |  | 674.8395 | 0.00179 |  | 435.3558 | 0.001 |  | 877.9033 | 0.0044078 |  | 1074.1268 | 0.3068 | 754.839 | 0.0017674 |  | 1129.0482 | 0.060874 |  | 1157.9344 | 0.03126 | [7 empty] | 1057.4869 | 0 |  | 1057.4804 | 0.04044
| 675.0015 | 0.00345 |  | 435.5757 | 0 |  | 435.5757 | -0.00092532 |  | 674.2427 | 0 |  | 435.5757 | -0.0026422 |  | 676.926 | 3.7713e-05 |  | 675.0015 | 0.00187 |  | 435.5757 | 0.00080116 |  | 877.98 | 0.0040012 |  | 1074.4094 | 0.29771 | 755.013 | 0.0011298 |  | 1129.1107 | 0.061115 |  | 1158.0986 | 0.029878 | [7 empty] | 1057.5416 | 0 |  | 1057.5352 | 0.04059
| 675.1636 | 0.00471 |  | 435.7957 | 0 |  | 435.7957 | 0.0047587 |  | 674.4049 | 5.0004e-05 |  | 435.7957 | 0.0011231 |  | 677.0882 | 5.2758e-05 |  | 675.1636 | 0.00171 |  | 435.7957 | 0 |  | 878.0567 | 0.0039415 |  | 1074.6923 | 0.28457 | 755.188 | 0.00097296 |  | 1129.1731 | 0.061356 |  | 1158.2629 | 0.028838 | [7 empty] | 1057.5964 | 0 |  | 1057.59 | 0.04102
| 675.3257 | 0.00399 |  | 436.0156 | 0 |  | 436.0156 | -0.00031379 |  | 674.5672 | 0 |  | 436.0156 | -0.001019 |  | 677.2505 | 5.3761e-05 |  | 675.3257 | 0.00178 |  | 436.0156 | 0 |  | 878.1334 | 0.0034489 |  | 1074.9753 | 0.27644 | 755.362 | 0.0016752 |  | 1129.2356 | 0.061598 |  | 1158.4272 | 0.028159 | [7 empty] | 1057.6512 | 0 |  | 1057.6448 | 0.04167
| 675.4879 | 0.00455 |  | 436.2356 | 0 |  | 436.2356 | 0.00057623 |  | 674.7295 | 6.9993e-05 |  | 436.2356 | 0.0012715 |  | 677.4128 | 3.8716e-05 |  | 675.4879 | 0.00162 |  | 436.2356 | 0.001 |  | 878.2101 | 0.0042562 |  | 1075.2584 | 0.26593 | 755.537 | 0.0016483 |  | 1129.298 | 0.061839 |  | 1158.5917 | 0.027798 | [7 empty] | 1057.7061 | 0 |  | 1057.6996 | 0.04244
| 675.65 | 0.00429 |  | 436.4556 | 0 |  | 436.4556 | -0.004296 |  | 674.8918 | 0 |  | 436.4556 | -0.00056496 |  | 677.5751 | 5.3961e-05 |  | 675.65 | 0.00177 |  | 436.4556 | 0.00020044 |  | 878.2869 | 0.0047787 |  | 1075.5418 | 0.25733 | 755.712 | 0.0014183 |  | 1129.3605 | 0.06208 |  | 1158.756 | 0.027673 | [7 empty] | 1057.7609 | 0 |  | 1057.7544 | 0.04323
| 675.8121 | 0.0035 |  | 436.6756 | 0 |  | 436.6756 | 0.0011929 |  | 675.0541 | 5.0004e-05 |  | 436.6756 | 0.0020687 |  | 677.7374 | 4.4734e-05 |  | 675.8121 | 0.00161 |  | 436.6756 | 0.0016 |  | 878.3637 | 0.0041902 |  | 1075.8251 | 0.24979 | 755.887 | 0.00089503 |  | 1129.423 | 0.062321 |  | 1158.9205 | 0.027697 | [7 empty] | 1057.8157 | 0 |  | 1057.8092 | 0.04393
| 675.9742 | 0.00388 |  | 436.8956 | 0 |  | 436.8956 | -0.00094062 |  | 675.2164 | 0 |  | 436.8956 | -0.0018634 |  | 677.8997 | 5.7372e-05 |  | 675.9742 | 0.00175 |  | 436.8956 | 0.0012 |  | 878.4405 | 0.0034684 |  | 1076.1086 | 0.24027 | 756.062 | 0.00095586 |  | 1129.4855 | 0.062562 |  | 1159.0851 | 0.027804 | [7 empty] | 1057.8705 | 0 |  | 1057.864 | 0.04448
| 676.1364 | 0.00447 |  | 437.1157 | 0 |  | 437.1157 | 0.00067651 |  | 675.3787 | 5.0004e-05 |  | 437.1157 | 0.00043313 |  | 678.062 | 3.9719e-05 |  | 676.1364 | 0.00165 |  | 437.1157 | 0.0012 |  | 878.5173 | 0.0038112 |  | 1076.3925 | 0.23252 | 756.237 | 0.00067169 |  | 1129.548 | 0.062814 |  | 1159.2496 | 0.02797 | [7 empty] | 1057.9253 | 0 |  | 1057.9188 | 0.04481
| 676.2985 | 0.0039 |  | 437.3357 | 0 |  | 437.3357 | -0.0020949 |  | 675.541 | 0 |  | 437.3357 | -0.0016144 |  | 678.2243 | 5.8976e-05 |  | 676.2985 | 0.00184 |  | 437.3357 | 0 |  | 878.5941 | 0.0041314 |  | 1076.6763 | 0.22237 | 756.412 | 0.00095575 |  | 1129.6105 | 0.063056 |  | 1159.4142 | 0.028208 | [7 empty] | 1057.9802 | 0 |  | 1057.9736 | 0.04493
| 676.4606 | 0.00403 |  | 437.5558 | 0 |  | 437.5558 | 0.0024039 |  | 675.7033 | 6.9993e-05 |  | 437.5558 | 0.0015106 |  | 678.3866 | 4.0521e-05 |  | 676.4606 | 0.00173 |  | 437.5558 | 0.001 |  | 878.6709 | 0.0041117 |  | 1076.9603 | 0.21522 | 756.587 | 0.0011779 |  | 1129.673 | 0.063297 |  | 1159.5789 | 0.028551 | [7 empty] | 1058.035 | 0 |  | 1058.0286 | 0.04482
| 676.6228 | 0.00517 |  | 437.7759 | 0 |  | 437.7759 | -0.0013173 |  | 675.8656 | 0 |  | 437.7759 | -0.0016065 |  | 678.5489 | 5.7773e-05 |  | 676.6228 | 0.00179 |  | 437.7759 | 0 |  | 878.7477 | 0.0039104 |  | 1077.2445 | 0.2076 | 756.763 | 0.0010571 |  | 1129.7355 | 0.063538 |  | 1159.7435 | 0.029024 | [7 empty] | 1058.0898 | 0 |  | 1058.0834 | 0.04453
| 676.785 | 0.00306 |  | 437.996 | 0 |  | 437.996 | 0.0048231 |  | 676.028 | 5.0004e-05 |  | 437.996 | 0.0013664 |  | 678.7113 | 4.8345e-05 |  | 676.785 | 0.0017 |  | 437.996 | 0.001 |  | 878.8246 | 0.0033512 |  | 1077.5288 | 0.20102 | 756.938 | 0.000974 |  | 1129.798 | 0.06379 |  | 1159.9083 | 0.029622 | [7 empty] | 1058.1446 | 0 |  | 1058.1382 | 0.04412
| 676.9471 | 0.00483 |  | 438.2161 | 0 |  | 438.2161 | -0.0014104 |  | 676.1903 | 0 |  | 438.2161 | -0.0016754 |  | 678.8736 | 5.336e-05 |  | 676.9471 | 0.00181 |  | 438.2161 | 0 |  | 878.9014 | 0.0030079 |  | 1077.8132 | 0.19343 | 757.113 | 0.00084915 |  | 1129.8605 | 0.064031 |  | 1160.0731 | 0.03029 | [7 empty] | 1058.1996 | 0 |  | 1058.1931 | 0.04366
| 677.1093 | 0.00536 |  | 438.4362 | 0 |  | 438.4362 | 0.0030519 |  | 676.3527 | 5.0004e-05 |  | 438.4362 | 0.00084114 |  | 679.036 | 5.2958e-05 |  | 677.1093 | 0.00176 |  | 438.4362 | 0.001 |  | 878.9783 | 0.0039748 |  | 1078.0979 | 0.18746 | 757.289 | 0.001077 |  | 1129.923 | 0.064283 |  | 1160.2379 | 0.030931 | [7 empty] | 1058.2544 | 0 |  | 1058.2479 | 0.04321
| 677.2715 | 0.00404 |  | 438.6564 | 0 |  | 438.6564 | 0.00086095 |  | 676.515 | 0 |  | 438.6564 | -0.0015388 |  | 679.1984 | 4.7943e-05 |  | 677.2715 | 0.00189 |  | 438.6564 | 0 |  | 879.0552 | 0.0039515 |  | 1078.3827 | 0.18215 | 757.465 | 0.001609 |  | 1129.9855 | 0.064525 |  | 1160.4028 | 0.031427 | [7 empty] | 1058.3093 | 0 |  | 1058.3027 | 0.04286
| 677.4336 | 0.00419 |  | 438.8765 | 0 |  | 438.8765 | 0.0029139 |  | 676.6774 | 5.0004e-05 |  | 438.8765 | 0.0010369 |  | 679.3607 | 6.0581e-05 |  | 677.4336 | 0.00178 |  | 438.8765 | 0 |  | 879.132 | 0.0025757 |  | 1078.6676 | 0.1745 | 757.64 | 0.001249 |  | 1130.0481 | 0.064777 |  | 1160.5677 | 0.031683 | [7 empty] | 1058.3641 | 0 |  | 1058.3577 | 0.04266
| 677.5958 | 0.00306 |  | 439.0967 | 0 |  | 439.0967 | -0.001122 |  | 676.8397 | 0 |  | 439.0967 | -0.0018502 |  | 679.5231 | 4.4533e-05 |  | 677.5958 | 0.00189 |  | 439.0967 | 0 |  | 879.209 | 0.00253 |  | 1078.9526 | 0.16971 | 757.816 | 0.00063011 |  | 1130.1106 | 0.065029 |  | 1160.7328 | 0.031655 | [7 empty] | 1058.4191 | 0 |  | 1058.4126 | 0.04268
| 677.758 | 0.00436 |  | 439.3169 | 0 |  | 439.3169 | 0.0025947 |  | 677.0021 | 5.0004e-05 |  | 439.3169 | 0.00099806 |  | 679.6855 | 6.339e-05 |  | 677.758 | 0.00175 |  | 439.3169 | 0.001 |  | 879.2859 | 0.0039125 |  | 1079.2379 | 0.16457 | 757.992 | 0.0012477 |  | 1130.1732 | 0.065281 |  | 1160.8978 | 0.031375 | [7 empty] | 1058.4739 | 0 |  | 1058.4674 | 0.04293
| 677.9202 | 0.00348 |  | 439.5371 | 0 |  | 439.5371 | -0.0012974 |  | 677.1644 | 0 |  | 439.5371 | -0.0010496 |  | 679.8479 | 2.9288e-05 |  | 677.9202 | 0.00188 |  | 439.5371 | 0 |  | 879.3629 | 0.0048578 |  | 1079.5233 | 0.15855 | 758.168 | 0.0014535 |  | 1130.2357 | 0.065522 |  | 1161.0629 | 0.030946 | [7 empty] | 1058.5288 | 0 |  | 1058.5223 | 0.04339
| 678.0824 | 0.0035 |  | 439.7573 | 0 |  | 439.7573 | 0.00061391 |  | 677.3268 | 8.9995e-05 |  | 439.7573 | 0.00093629 |  | 680.0103 | 6.9408e-05 |  | 678.0824 | 0.00171 |  | 439.7573 | 0 |  | 879.4398 | 0.0048035 |  | 1079.8088 | 0.15164 | 758.344 | 0.0014108 |  | 1130.2983 | 0.065774 |  | 1161.228 | 0.030512 | [7 empty] | 1058.5837 | 0 |  | 1058.5772 | 0.044
| 678.2446 | 0.00327 |  | 439.9775 | 0 |  | 439.9775 | -0.0015784 |  | 677.4892 | 0 |  | 439.9775 | -0.0020891 |  | 680.1727 | 3.6509e-05 |  | 678.2446 | 0.00183 |  | 439.9775 | 0 |  | 879.5168 | 0.0049412 |  | 1080.0945 | 0.14616 | 758.52 | 0.001374 |  | 1130.3608 | 0.066026 |  | 1161.3932 | 0.030212 | [7 empty] | 1058.6385 | 0 |  | 1058.6321 | 0.04468
| 678.4069 | 0.00454 |  | 440.1977 | 0 |  | 440.1977 | 6.7317e-06 |  | 677.6516 | 6.9993e-05 |  | 440.1977 | 0.0012432 |  | 680.3351 | 7.0009e-05 |  | 678.4069 | 0.0017 |  | 440.1977 | 0 |  | 879.5938 | 0.0042789 |  | 1080.3804 | 0.14203 | 758.696 | 0.000679 |  | 1130.4235 | 0.066279 |  | 1161.5584 | 0.030139 | [7 empty] | 1058.6935 | 0 |  | 1058.687 | 0.04534
| 678.5691 | 0.00394 |  | 440.418 | 0 |  | 440.418 | 0.0023436 |  | 677.814 | 0 |  | 440.418 | -0.00078148 |  | 680.4975 | 3.6509e-05 |  | 678.5691 | 0.00189 |  | 440.418 | 0.001 |  | 879.6708 | 0.0048453 |  | 1080.6663 | 0.13618 | 758.873 | 0.001126 |  | 1130.4861 | 0.066542 |  | 1161.7236 | 0.030315 | [7 empty] | 1058.7484 | 0 |  | 1058.7419 | 0.04587
| 678.7313 | 0.00368 |  | 440.6383 | 0 |  | 440.6383 | 1.4594e-05 |  | 677.9764 | 6.9993e-05 |  | 440.6383 | 0.0007246 |  | 680.66 | 6.1785e-05 |  | 678.7313 | 0.0018 |  | 440.6383 | 0.001 |  | 879.7477 | 0.0041439 |  | 1080.9524 | 0.13185 | 759.049 | 0.001377 |  | 1130.5486 | 0.066794 |  | 1161.889 | 0.030687 | [7 empty] | 1058.8033 | 0 |  | 1058.7969 | 0.04619
| 678.8936 | 0.00309 |  | 440.8585 | 0 |  | 440.8585 | -0.0010236 |  | 678.1388 | 0 |  | 440.8585 | -0.0013122 |  | 680.8224 | 3.7913e-05 |  | 678.8936 | 0.00187 |  | 440.8585 | -0.00060052 |  | 879.8248 | 0.00344 |  | 1081.2388 | 0.12733 | 759.225 | 0.001219 |  | 1130.6112 | 0.067046 |  | 1162.0543 | 0.031156 | [7 empty] | 1058.8583 | 0 |  | 1058.8518 | 0.04628
| 679.0558 | 0.00429 |  | 441.0788 | 0 |  | 441.0788 | 0.0025337 |  | 678.3012 | 8.9995e-05 |  | 441.0788 | 0.0010371 |  | 680.9849 | 5.8575e-05 |  | 679.0558 | 0.00175 |  | 441.0788 | 0.002 |  | 879.9018 | 0.002466 |  | 1081.5251 | 0.12267 | 759.402 | 0.0015832 |  | 1130.6738 | 0.067309 |  | 1162.2197 | 0.031612 | [7 empty] | 1058.9132 | 0 |  | 1058.9067 | 0.04613
| 679.218 | 0.00531 |  | 441.2992 | 0 |  | 441.2992 | -0.0010778 |  | 678.4636 | 0 |  | 441.2992 | -0.0011304 |  | 681.1473 | 4.674e-05 |  | 679.218 | 0.00177 |  | 441.2991 | 0.00020004 |  | 879.9789 | 0.0037715 |  | 1081.8118 | 0.11936 | 759.579 | 0.0014064 |  | 1130.7365 | 0.067561 |  | 1162.3853 | 0.031973 | [7 empty] | 1058.9681 | 0 |  | 1058.9617 | 0.04576
| 679.3803 | 0.00302 |  | 441.5195 | 0 |  | 441.5195 | 0.00062091 |  | 678.626 | 6.9993e-05 |  | 441.5195 | 0.0014437 |  | 681.3098 | 6.3991e-05 |  | 679.3803 | 0.00171 |  | 441.5195 | 0 |  | 880.0559 | 0.0042714 |  | 1082.0985 | 0.11578 | 759.755 | 0.0018556 |  | 1130.7991 | 0.067824 |  | 1162.5507 | 0.032202 | [7 empty] | 1059.0231 | 0 |  | 1059.0166 | 0.04524
| 679.5426 | 0.00445 |  | 441.7398 | 0 |  | 441.7398 | -9.3685e-05 |  | 678.7885 | 0 |  | 441.7398 | -0.0013224 |  | 681.4722 | 5.0351e-05 |  | 679.5426 | 0.00173 |  | 441.7398 | 0 |  | 880.133 | 0.0033237 |  | 1082.3854 | 0.11116 | 759.932 | 0.0016885 |  | 1130.8617 | 0.068076 |  | 1162.7163 | 0.032309 | [7 empty] | 1059.078 | 0 |  | 1059.0715 | 0.04465
| 679.7048 | 0.00306 |  | 441.9602 | 0 |  | 441.9602 | 0.0029673 |  | 678.9509 | 6.9993e-05 |  | 441.9602 | 0.00099657 |  | 681.6347 | 5.3761e-05 |  | 679.7048 | 0.00175 |  | 441.9602 | 0.00040068 |  | 880.2101 | 0.0032848 |  | 1082.6725 | 0.10833 | 760.109 | 0.0010142 |  | 1130.9243 | 0.06834 |  | 1162.8818 | 0.032336 | [7 empty] | 1059.1329 | 0 |  | 1059.1265 | 0.04404
| 679.8671 | 0.00394 |  | 442.1805 | 0 |  | 442.1805 | 0.00021031 |  | 679.1133 | 0 |  | 442.1805 | -0.00094451 |  | 681.7972 | 5.0551e-05 |  | 679.8671 | 0.00186 |  | 442.1805 | 0 |  | 880.2872 | 0.0030245 |  | 1082.9596 | 0.10383 | 760.286 | 0.0012014 |  | 1130.9871 | 0.068603 |  | 1163.0475 | 0.032335 | [7 empty] | 1059.1879 | 0 |  | 1059.1814 | 0.0435
| 680.0294 | 0.00406 |  | 442.4009 | 0 |  | 442.4009 | -0.00064513 |  | 679.2758 | 6.9993e-05 |  | 442.4009 | 0.00086921 |  | 681.9597 | 5.7572e-05 |  | 680.0294 | 0.00183 |  | 442.4009 | 0 |  | 880.3643 | 0.0032639 |  | 1083.2469 | 0.09968 | 760.463 | 0.0011178 |  | 1131.0497 | 0.068866 |  | 1163.2131 | 0.032351 | [7 empty] | 1059.2429 | 0 |  | 1059.2363 | 0.04307
| 680.1917 | 0.00466 |  | 442.6213 | 0 |  | 442.6213 | 0.00051597 |  | 679.4382 | 0 |  | 442.6213 | -0.0010706 |  | 682.1222 | 5.9578e-05 |  | 680.1917 | 0.00195 |  | 442.6213 | 0.00020044 |  | 880.4415 | 0.0036684 |  | 1083.5344 | 0.09715 | 760.64 | 0.0017937 |  | 1131.1123 | 0.069129 |  | 1163.3789 | 0.032409 | [7 empty] | 1059.2978 | 0 |  | 1059.2914 | 0.04278
| 680.354 | 0.00455 |  | 442.8417 | 0 |  | 442.8417 | 3.0311e-05 |  | 679.6006 | 8.9995e-05 |  | 442.8417 | 0.00059358 |  | 682.2847 | 5.9177e-05 |  | 680.354 | 0.00184 |  | 442.8417 | 0 |  | 880.5186 | 0.0038796 |  | 1083.8221 | 0.09316 | 760.817 | 0.0015102 |  | 1131.1749 | 0.069392 |  | 1163.5447 | 0.032518 | [7 empty] | 1059.3528 | 0 |  | 1059.3463 | 0.04266
| 680.5163 | 0.00359 |  | 443.0622 | 0 |  | 443.0622 | -0.0031192 |  | 679.7631 | 0 |  | 443.0622 | -0.00076307 |  | 682.4472 | 4.2527e-05 |  | 680.5163 | 0.00196 |  | 443.0622 | 0 |  | 880.5958 | 0.0039348 |  | 1084.11 | 0.08986 | 760.994 | 0.0017342 |  | 1131.2377 | 0.069655 |  | 1163.7106 | 0.032671 | [7 empty] | 1059.4078 | 0 |  | 1059.4012 | 0.0427
| 680.6786 | 0.00531 |  | 443.2826 | 0 |  | 443.2826 | 0.0017862 |  | 679.9256 | 3.0002e-05 |  | 443.2826 | 0.00078204 |  | 682.6097 | 7.0009e-05 |  | 680.6786 | 0.00183 |  | 443.2826 | 0.001 |  | 880.673 | 0.0027606 |  | 1084.398 | 0.08734 | 761.172 | 0.0010301 |  | 1131.3003 | 0.069918 |  | 1163.8765 | 0.032849 | [7 empty] | 1059.4628 | 0 |  | 1059.4563 | 0.04289
| 680.8409 | 0.00241 |  | 443.5031 | 0 |  | 443.5031 | -0.0015588 |  | 680.088 | 0 |  | 443.5031 | -0.00096308 |  | 682.7722 | 5.2156e-05 |  | 680.8409 | 0.00191 |  | 443.503 | 0 |  | 880.7501 | 0.0036056 |  | 1084.686 | 0.08384 | 761.349 | 0.0015339 |  | 1131.363 | 0.070192 |  | 1164.0424 | 0.033031 | [7 empty] | 1059.5178 | 0 |  | 1059.5112 | 0.04323
| 681.0032 | 0.00433 |  | 443.7235 | 0 |  | 443.7235 | -0.0005875 |  | 680.2505 | 3.0002e-05 |  | 443.7235 | 0.00039226 |  | 682.9348 | 7.0009e-05 |  | 681.0032 | 0.00177 |  | 443.7235 | 0.002 |  | 880.8273 | 0.0040585 |  | 1084.9742 | 0.08271 | 761.527 | 0.001595 |  | 1131.4257 | 0.070455 |  | 1164.2084 | 0.033194 | [7 empty] | 1059.5728 | 0 |  | 1059.5663 | 0.04368
| 681.1655 | 0.00309 |  | 443.944 | 0 |  | 443.944 | -0.0023959 |  | 680.413 | 0 |  | 443.944 | -0.0010781 |  | 683.0973 | 4.3129e-05 |  | 681.1655 | 0.00187 |  | 443.944 | 0.001 |  | 880.9045 | 0.0032554 |  | 1085.2627 | 0.07841 | 761.704 | 0.0016278 |  | 1131.4884 | 0.070729 |  | 1164.3744 | 0.03332 | [7 empty] | 1059.6278 | 0 |  | 1059.6213 | 0.04421
| 681.3278 | 0.0039 |  | 444.1645 | 0 |  | 444.1645 | 2.1224e-05 |  | 680.5755 | 5.0004e-05 |  | 444.1645 | 0.00056703 |  | 683.2599 | 5.6569e-05 |  | 681.3278 | 0.00173 |  | 444.1645 | 0 |  | 880.9818 | 0.0033393 |  | 1085.5513 | 0.07608 | 761.882 | 0.0010181 |  | 1131.5512 | 0.071003 |  | 1164.5404 | 0.033401 | [7 empty] | 1059.6827 | 0 |  | 1059.6763 | 0.04479
| 681.4902 | 0.00338 |  | 444.385 | 0 |  | 444.385 | -0.00021567 |  | 680.738 | 0 |  | 444.385 | -0.0016114 |  | 683.4224 | 5.1955e-05 |  | 681.4902 | 0.0019 |  | 444.385 | 0 |  | 881.059 | 0.0039045 |  | 1085.84 | 0.07279 | 762.06 | 0.0012421 |  | 1131.6139 | 0.071266 |  | 1164.7065 | 0.033434 | [7 empty] | 1059.7378 | 0 |  | 1059.7313 | 0.04536
| 681.6525 | 0.0045 |  | 444.6055 | 0 |  | 444.6055 | 0.0015435 |  | 680.9005 | 5.0004e-05 |  | 444.6055 | 0.0016724 |  | 683.585 | 7.6027e-05 |  | 681.6525 | 0.00177 |  | 444.6055 | 0 |  | 881.1363 | 0.0030839 |  | 1086.1289 | 0.06983 | 762.238 | 0.001088 |  | 1131.6765 | 0.071541 |  | 1164.8727 | 0.033413 | [7 empty] | 1059.7929 | 0 |  | 1059.7864 | 0.04589
| 681.8148 | 0.0041 |  | 444.8261 | 0 |  | 444.8261 | 0.00028751 |  | 681.063 | 0 |  | 444.8261 | -0.00078631 |  | 683.7476 | 4.9548e-05 |  | 681.8148 | 0.00187 |  | 444.8261 | 0.00040048 |  | 881.2134 | 0.0033243 |  | 1086.418 | 0.06786 | 762.416 | 0.00087967 |  | 1131.7393 | 0.071815 |  | 1165.0389 | 0.033325 | [7 empty] | 1059.8478 | 0 |  | 1059.8413 | 0.04631
| 681.9772 | 0.00336 |  | 445.0466 | 0 |  | 445.0466 | 0.002387 |  | 681.2255 | 6.9993e-05 |  | 445.0466 | 0.00015697 |  | 683.9101 | 7.362e-05 |  | 681.9772 | 0.00166 |  | 445.0466 | 0.001 |  | 881.2907 | 0.0031794 |  | 1086.7071 | 0.06697 | 762.594 | 0.0016683 |  | 1131.802 | 0.072089 |  | 1165.2052 | 0.033142 | [7 empty] | 1059.9028 | 0 |  | 1059.8964 | 0.0466
| 682.1396 | 0.00462 |  | 445.2672 | 0 |  | 445.2672 | -0.0024988 |  | 681.388 | 0 |  | 445.2672 | -0.0024265 |  | 684.0727 | 3.4102e-05 |  | 682.1396 | 0.00178 |  | 445.2672 | 0.00040068 |  | 881.368 | 0.0042731 |  | 1086.9965 | 0.06392 | 762.772 | 0.0018445 |  | 1131.8647 | 0.072363 |  | 1165.3715 | 0.032828 | [7 empty] | 1059.9579 | 0 |  | 1059.9514 | 0.04675
| 682.3019 | 0.00464 |  | 445.4878 | 0 |  | 445.4878 | 0.001417 |  | 681.5505 | 5.0004e-05 |  | 445.4878 | 0.0015981 |  | 684.2353 | 6.9207e-05 |  | 682.3019 | 0.00169 |  | 445.4878 | 0 |  | 881.4454 | 0.0041628 |  | 1087.2859 | 0.0622 | 762.95 | 0.0012025 |  | 1131.9275 | 0.072648 |  | 1165.5378 | 0.032361 | [7 empty] | 1060.0129 | 0 |  | 1060.0065 | 0.04676
| 682.4643 | 0.00417 |  | 445.7084 | 0 |  | 445.7084 | -0.00020383 |  | 681.713 | 0 |  | 445.7084 | -0.0014652 |  | 684.3979 | 6.0982e-05 |  | 682.4643 | 0.00185 |  | 445.7084 | 0 |  | 881.5226 | 0.0040607 |  | 1087.5756 | 0.0599 | 763.128 | 0.00087145 |  | 1131.9902 | 0.072922 |  | 1165.7042 | 0.031742 | [7 empty] | 1060.068 | 0 |  | 1060.0615 | 0.04668
| 682.6267 | 0.00438 |  | 445.929 | 0 |  | 445.929 | 0.0025567 |  | 681.8756 | 3.0002e-05 |  | 445.929 | 0.00073078 |  | 684.5605 | 6.1384e-05 |  | 682.6267 | 0.0017 |  | 445.929 | 0.001 |  | 881.6 | 0.0035274 |  | 1087.8654 | 0.05754 | 763.307 | 0.001303 |  | 1132.053 | 0.073196 |  | 1165.8707 | 0.031015 | [7 empty] | 1060.123 | 0 |  | 1060.1166 | 0.04655
| 682.789 | 0.00371 |  | 446.1496 | 0 |  | 446.1496 | -0.0033874 |  | 682.0381 | 0 |  | 446.1496 | -0.0016055 |  | 684.7231 | 7.2617e-05 |  | 682.789 | 0.00189 |  | 446.1496 | 0.00040068 |  | 881.6774 | 0.0028919 |  | 1088.1554 | 0.05535 | 763.485 | 0.0010184 |  | 1132.1158 | 0.073481 |  | 1166.0371 | 0.030255 | [7 empty] | 1060.1781 | 0 |  | 1060.1716 | 0.04644
| 682.9514 | 0.00338 |  | 446.3702 | 0 |  | 446.3702 | 0.0020538 |  | 682.2006 | 6.9993e-05 |  | 446.3702 | 0.0014465 |  | 684.8858 | 3.1093e-05 |  | 682.9514 | 0.00177 |  | 446.3702 | 0.001 |  | 881.7547 | 0.0030881 |  | 1088.4454 | 0.05519 | 763.663 | 0.0015079 |  | 1132.1786 | 0.073755 |  | 1166.2037 | 0.029564 | [7 empty] | 1060.2332 | 0 |  | 1060.2267 | 0.04638
| 683.1138 | 0.00271 |  | 446.5909 | 0 |  | 446.5909 | -0.00070532 |  | 682.3632 | 0 |  | 446.5909 | -0.001033 |  | 685.0484 | 7.1414e-05 |  | 683.1138 | 0.00192 |  | 446.5909 | 0 |  | 881.8321 | 0.0030633 |  | 1088.7357 | 0.05276 | 763.842 | 0.0013825 |  | 1132.2413 | 0.07404 |  | 1166.3704 | 0.029043 | [7 empty] | 1060.2882 | 0 |  | 1060.2817 | 0.04641
| 683.2762 | 0.00313 |  | 446.8116 | 0 |  | 446.8116 | 0.0035352 |  | 682.5257 | 8.9995e-05 |  | 446.8116 | 0.0019396 |  | 685.211 | 4.9749e-05 |  | 683.2762 | 0.00173 |  | 446.8116 | 0.001 |  | 881.9095 | 0.0033654 |  | 1089.0261 | 0.05055 | 764.021 | 0.0014787 |  | 1132.3042 | 0.074325 |  | 1166.537 | 0.028771 | [7 empty] | 1060.3433 | 0 |  | 1060.3368 | 0.04652
| 683.4386 | 0.00357 |  | 447.0322 | 0 |  | 447.0322 | -0.00028726 |  | 682.6883 | 0 |  | 447.0322 | -0.00055363 |  | 685.3737 | 7.3219e-05 |  | 683.4386 | 0.00184 |  | 447.0322 | 0.001 |  | 881.9869 | 0.0034707 |  | 1089.3168 | 0.04913 | 764.2 | 0.00091759 |  | 1132.3669 | 0.07461 |  | 1166.7036 | 0.028795 | [7 empty] | 1060.3984 | 0 |  | 1060.392 | 0.0467
| 683.601 | 0.00487 |  | 447.2529 | 0 |  | 447.2529 | 0.0010759 |  | 682.8509 | 8.9995e-05 |  | 447.2529 | 0.0013802 |  | 685.5363 | 4.4333e-05 |  | 683.601 | 0.00171 |  | 447.2529 | 0.001 |  | 882.0643 | 0.0046013 |  | 1089.6074 | 0.04723 | 764.378 | 0.0013566 |  | 1132.4297 | 0.074895 |  | 1166.8704 | 0.029116 | [7 empty] | 1060.4535 | 0 |  | 1060.447 | 0.04693
| 683.7635 | 0.00461 |  | 447.4736 | 0 |  | 447.4736 | -0.0038307 |  | 683.0134 | 0 |  | 447.4736 | -0.0021342 |  | 685.699 | 5.8575e-05 |  | 683.7635 | 0.00187 |  | 447.4736 | 0 |  | 882.1417 | 0.0041609 |  | 1089.8983 | 0.04519 | 764.557 | 0.0011782 |  | 1132.4925 | 0.07518 |  | 1167.0371 | 0.029701 | [7 empty] | 1060.5085 | 0 |  | 1060.5021 | 0.04716
| 683.9259 | 0.00471 |  | 447.6944 | 0 |  | 447.6944 | 0.0007037 |  | 683.176 | 6.9993e-05 |  | 447.6944 | 0.00061694 |  | 685.8617 | 4.7141e-05 |  | 683.9259 | 0.00177 |  | 447.6944 | 0.001 |  | 882.2192 | 0.0031362 |  | 1090.1895 | 0.04441 | 764.736 | 0.00063412 |  | 1132.5554 | 0.075465 |  | 1167.204 | 0.030481 | [7 empty] | 1060.5637 | 0 |  | 1060.5573 | 0.04737
| 684.0883 | 0.0035 |  | 447.9151 | 0 |  | 447.9151 | 0.0004284 |  | 683.3386 | 0 |  | 447.9151 | -0.00029081 |  | 686.0243 | 6.3791e-05 |  | 684.0883 | 0.00191 |  | 447.9151 | -0.00020004 |  | 882.2966 | 0.0031642 |  | 1090.4806 | 0.04469 | 764.915 | 0.001494 |  | 1132.6182 | 0.075761 |  | 1167.3709 | 0.031364 | [7 empty] | 1060.6188 | 0 |  | 1060.6123 | 0.04753
| 684.2507 | 0.0041 |  | 448.1359 | 0 |  | 448.1359 | 0.0001803 |  | 683.5012 | 3.0002e-05 |  | 448.1359 | 0.00054402 |  | 686.187 | 5.8575e-05 |  | 684.2507 | 0.00176 |  | 448.1359 | 0.001 |  | 882.3741 | 0.0031582 |  | 1090.772 | 0.04189 | 765.095 | 0.0012721 |  | 1132.681 | 0.076046 |  | 1167.5377 | 0.032247 | [7 empty] | 1060.674 | 0 |  | 1060.6674 | 0.04763
| 684.4132 | 0.00381 |  | 448.3566 | 0 |  | 448.3566 | -0.0031855 |  | 683.6638 | 0 |  | 448.3566 | -0.0014629 |  | 686.3497 | 6.7602e-05 |  | 684.4132 | 0.00195 |  | 448.3566 | 0.0012 |  | 882.4516 | 0.0032718 |  | 1091.0635 | 0.04047 | 765.274 | 0.0017286 |  | 1132.7439 | 0.076342 |  | 1167.7047 | 0.033024 | [7 empty] | 1060.729 | 0 |  | 1060.7225 | 0.04766
| 684.5756 | 0.00441 |  | 448.5774 | 0 |  | 448.5774 | 0.0026179 |  | 683.8264 | 6.9993e-05 |  | 448.5774 | 0.0013343 |  | 686.5124 | 4.1524e-05 |  | 684.5756 | 0.00182 |  | 448.5774 | 0.002 |  | 882.5291 | 0.0029272 |  | 1091.3551 | 0.03915 | 765.453 | 0.00099563 |  | 1132.8068 | 0.076627 |  | 1167.8718 | 0.033601 | [7 empty] | 1060.7842 | 0 |  | 1060.7777 | 0.04761
| 684.7381 | 0.00186 |  | 448.7982 | 0 |  | 448.7982 | -0.0010015 |  | 683.989 | 0 |  | 448.7982 | -0.00075229 |  | 686.6751 | 6.9408e-05 |  | 684.7381 | 0.00201 |  | 448.7982 | 0 |  | 882.6067 | 0.0038212 |  | 1091.647 | 0.0383 | 765.633 | 0.0016906 |  | 1132.8696 | 0.076923 |  | 1168.0388 | 0.033911 | [7 empty] | 1060.8392 | 0 |  | 1060.8328 | 0.04747
| 684.9005 | 0.00556 |  | 449.019 | 0 |  | 449.019 | 0.00084184 |  | 684.1516 | 5.0004e-05 |  | 449.019 | 0.001819 |  | 686.8378 | 4.353e-05 |  | 684.9005 | 0.00184 |  | 449.019 | 0.00080116 |  | 882.6841 | 0.0034578 |  | 1091.939 | 0.0373 | 765.812 | 0.001592 |  | 1132.9325 | 0.077219 |  | 1168.2059 | 0.033932 | [7 empty] | 1060.8944 | 0 |  | 1060.8879 | 0.04723
| 685.063 | 0.00388 |  | 449.2398 | 0 |  | 449.2398 | -0.0036252 |  | 684.3142 | 0 |  | 449.2398 | 0.00049802 |  | 687.0005 | 7.3219e-05 |  | 685.063 | 0.00201 |  | 449.2398 | 0.001 |  | 882.7617 | 0.0027818 |  | 1092.2311 | 0.03605 | 765.992 | 0.001557 |  | 1132.9954 | 0.077515 |  | 1168.3732 | 0.033691 | [7 empty] | 1060.9496 | 0 |  | 1060.9431 | 0.04689
| 685.2255 | 0.00496 |  | 449.4607 | 0 |  | 449.4607 | 0.00053362 |  | 684.4768 | 6.9993e-05 |  | 449.4607 | 0.0014793 |  | 687.1632 | 6.8405e-05 |  | 685.2255 | 0.00182 |  | 449.4606 | 0.001 |  | 882.8392 | 0.0029939 |  | 1092.5233 | 0.03545 | 766.172 | 0.0011724 |  | 1133.0582 | 0.077811 |  | 1168.5403 | 0.03327 | [7 empty] | 1061.0046 | 0 |  | 1060.9982 | 0.04645
| 685.3879 | 0.00464 |  | 449.6815 | 0 |  | 449.6815 | -0.0018483 |  | 684.6394 | 0 |  | 449.6815 | -0.0012512 |  | 687.326 | 5.3961e-05 |  | 685.3879 | 0.00186 |  | 449.6815 | 0 |  | 882.9168 | 0.0027338 |  | 1092.8158 | 0.03399 | 766.351 | 0.0014096 |  | 1133.1211 | 0.078107 |  | 1168.7076 | 0.032784 | [7 empty] | 1061.0598 | 0 |  | 1061.0533 | 0.04592
| 685.5504 | 0.00371 |  | 449.9024 | 0 |  | 449.9024 | 0.003463 |  | 684.8021 | 6.9993e-05 |  | 449.9024 | 0.0002687 |  | 687.4887 | 6.0381e-05 |  | 685.5504 | 0.00165 |  | 449.9024 | 0.001 |  | 882.9944 | 0.0037123 |  | 1093.1084 | 0.03304 | 766.531 | 0.0014913 |  | 1133.184 | 0.078403 |  | 1168.8749 | 0.032353 | [7 empty] | 1061.115 | 0 |  | 1061.1085 | 0.04533
| 685.7129 | 0.00388 |  | 450.1232 | 0 |  | 450.1232 | -0.0037806 |  | 684.9647 | 0 |  | 450.1232 | -0.0010016 |  | 687.6515 | 5.7773e-05 |  | 685.7129 | 0.00179 |  | 450.1232 | -0.00020004 |  | 883.072 | 0.0038844 |  | 1093.4011 | 0.03283 | 766.711 | 0.0016692 |  | 1133.2468 | 0.07871 |  | 1169.0422 | 0.032077 | [7 empty] | 1061.1702 | 0 |  | 1061.1637 | 0.04471
| 685.8754 | 0.00468 |  | 450.3441 | 0 |  | 450.3441 | 0.00089407 |  | 685.1273 | 8.9995e-05 |  | 450.3441 | 0.0012016 |  | 687.8142 | 5.5366e-05 |  | 685.8754 | 0.00175 |  | 450.3441 | 0.001 |  | 883.1495 | 0.0037729 |  | 1093.6941 | 0.03037 | 766.891 | 0.0019454 |  | 1133.3097 | 0.079006 |  | 1169.2097 | 0.032006 | [7 empty] | 1061.2253 | 0 |  | 1061.2189 | 0.04409
| 686.0379 | 0.00461 |  | 450.565 | 0 |  | 450.565 | -0.00066739 |  | 685.29 | 0 |  | 450.565 | -0.00088463 |  | 687.977 | 6.8405e-05 |  | 686.0379 | 0.00193 |  | 450.565 | 0.001 |  | 883.2272 | 0.0032 |  | 1093.9872 | 0.03077 | 767.071 | 0.0017439 |  | 1133.3727 | 0.079313 |  | 1169.3771 | 0.03214 | [7 empty] | 1061.2805 | 0 |  | 1061.274 | 0.04351
| 686.2004 | 0.00496 |  | 450.786 | 0 |  | 450.786 | 0.0020882 |  | 685.4526 | 6.9993e-05 |  | 450.786 | -0.00031996 |  | 688.1398 | 6.1183e-05 |  | 686.2004 | 0.00184 |  | 450.786 | 0.001 |  | 883.3048 | 0.0033448 |  | 1094.2804 | 0.0292 | 767.251 | 0.0013231 |  | 1133.4355 | 0.07962 |  | 1169.5446 | 0.032434 | [7 empty] | 1061.3357 | 0 |  | 1061.3292 | 0.04297
| 686.3629 | 0.00376 |  | 451.0069 | 0 |  | 451.0069 | -0.0026829 |  | 685.6153 | 0 |  | 451.0069 | -0.00061553 |  | 688.3025 | 5.4563e-05 |  | 686.3629 | 0.00189 |  | 451.0069 | 0 |  | 883.3824 | 0.0039412 |  | 1094.5737 | 0.02864 | 767.432 | 0.00095813 |  | 1133.4985 | 0.079916 |  | 1169.7122 | 0.032825 | [7 empty] | 1061.3909 | 0 |  | 1061.3844 | 0.04248
| 686.5254 | 0.00499 |  | 451.2278 | 0 |  | 451.2278 | -0.00090172 |  | 685.7779 | 6.9993e-05 |  | 451.2278 | 0.0010117 |  | 688.4653 | 6.8204e-05 |  | 686.5254 | 0.00171 |  | 451.2278 | 0.0014 |  | 883.4601 | 0.0045672 |  | 1094.8673 | 0.02659 | 767.612 | 0.00089684 |  | 1133.5614 | 0.080223 |  | 1169.8798 | 0.03325 | [7 empty] | 1061.446 | 0 |  | 1061.4396 | 0.04205
| 686.688 | 0.00274 |  | 451.4488 | 0 |  | 451.4488 | -0.0017881 |  | 685.9406 | 0 |  | 451.4488 | -0.00064273 |  | 688.6281 | 5.0952e-05 |  | 686.688 | 0.00178 |  | 451.4488 | 0.0014 |  | 883.5377 | 0.0042754 |  | 1095.161 | 0.02702 | 767.793 | 0.0012901 |  | 1133.6244 | 0.08053 |  | 1170.0474 | 0.033664 | [7 empty] | 1061.5012 | 0 |  | 1061.4948 | 0.04168
| 686.8505 | 0.00445 |  | 451.6698 | 0 |  | 451.6698 | 0.0012582 |  | 686.1033 | 5.0004e-05 |  | 451.6698 | 0.0010536 |  | 688.7909 | 6.7402e-05 |  | 686.8505 | 0.00174 |  | 451.6698 | 0.001 |  | 883.6154 | 0.004042 |  | 1095.455 | 0.02588 | 767.973 | 0.00090068 |  | 1133.6873 | 0.080837 |  | 1170.2151 | 0.034042 | [7 empty] | 1061.5565 | 0 |  | 1061.5499 | 0.04141
| 687.013 | 0.00311 |  | 451.8908 | 0 |  | 451.8908 | -0.0016306 |  | 686.2659 | 0 |  | 451.8908 | -0.0020124 |  | 688.9537 | 6.8003e-05 |  | 687.013 | 0.00194 |  | 451.8908 | 0 |  | 883.6931 | 0.0037089 |  | 1095.7489 | 0.02465 | 768.154 | 0.0010476 |  | 1133.7502 | 0.081155 |  | 1170.3828 | 0.034381 | [7 empty] | 1061.6117 | 0 |  | 1061.6052 | 0.04125
| 687.1756 | 0.00353 |  | 452.1118 | 0 |  | 452.1118 | 0.00093577 |  | 686.4286 | 8.9995e-05 |  | 452.1118 | 0.0013271 |  | 689.1165 | 6.2186e-05 |  | 687.1756 | 0.00189 |  | 452.1118 | 0 |  | 883.7708 | 0.0038403 |  | 1096.0431 | 0.02398 | 768.335 | 0.0013182 |  | 1133.8132 | 0.081462 |  | 1170.5507 | 0.034699 | [7 empty] | 1061.6669 | 0 |  | 1061.6604 | 0.04125
| 687.3381 | 0.00459 |  | 452.3328 | 0 |  | 452.3328 | -0.0028562 |  | 686.5913 | 0 |  | 452.3328 | -0.0022692 |  | 689.2794 | 5.6369e-05 |  | 687.3381 | 0.002 |  | 452.3328 | 0 |  | 883.8486 | 0.0045058 |  | 1096.3374 | 0.02431 | 768.515 | 0.00125 |  | 1133.8762 | 0.081779 |  | 1170.7185 | 0.035025 | [7 empty] | 1061.7222 | 0 |  | 1061.7156 | 0.0414
| 687.5006 | 0.00498 |  | 452.5538 | 0 |  | 452.5538 | 0.0020342 |  | 686.754 | 6.9993e-05 |  | 452.5538 | 0.00084158 |  | 689.4422 | 6.7803e-05 |  | 687.5006 | 0.00181 |  | 452.5538 | 0.00020044 |  | 883.9263 | 0.0049255 |  | 1096.632 | 0.02241 | 768.696 | 0.0013011 |  | 1133.9392 | 0.082086 |  | 1170.8864 | 0.035394 | [7 empty] | 1061.7773 | 0 |  | 1061.7709 | 0.04173
| 687.6632 | 0.00489 |  | 452.7749 | 0 |  | 452.7749 | 1.5621e-05 |  | 686.9167 | 0 |  | 452.7749 | -0.00030447 |  | 689.605 | 6.5596e-05 |  | 687.6632 | 0.00198 |  | 452.7749 | 0.00040048 |  | 884.0041 | 0.0039943 |  | 1096.9266 | 0.02299 | 768.877 | 0.0015151 |  | 1134.0021 | 0.082404 |  | 1171.0543 | 0.035828 | [7 empty] | 1061.8325 | 0 |  | 1061.826 | 0.04221
| 687.8258 | 0.0038 |  | 452.9959 | 0 |  | 452.9959 | -0.0014601 |  | 687.0794 | 3.0002e-05 |  | 452.9959 | 0.00051193 |  | 689.7678 | 7.342e-05 |  | 687.8258 | 0.00185 |  | 452.9959 | 0.00020044 |  | 884.0818 | 0.0028107 |  | 1097.2214 | 0.02209 | 769.058 | 0.0011809 |  | 1134.0651 | 0.082722 |  | 1171.2223 | 0.036321 | [7 empty] | 1061.8878 | 0 |  | 1061.8814 | 0.0428
| 687.9883 | 0.00475 |  | 453.217 | 0 |  | 453.217 | -0.0011806 |  | 687.2421 | 0 |  | 453.217 | -0.0011897 |  | 689.9307 | 5.8174e-05 |  | 687.9883 | 0.00195 |  | 453.217 | 0 |  | 884.1596 | 0.0038019 |  | 1097.5164 | 0.02113 | 769.239 | 0.0011265 |  | 1134.1281 | 0.08304 |  | 1171.3903 | 0.036827 | [7 empty] | 1061.943 | 0 |  | 1061.9365 | 0.04343
| 688.1509 | 0.00485 |  | 453.4381 | 0 |  | 453.4381 | -0.0030787 |  | 687.4049 | 8.9995e-05 |  | 453.4381 | 0.0017588 |  | 690.0936 | 5.8375e-05 |  | 688.1509 | 0.00174 |  | 453.4381 | 0 |  | 884.2374 | 0.0039178 |  | 1097.8115 | 0.02035 | 769.421 | 0.0014184 |  | 1134.1912 | 0.083358 |  | 1171.5584 | 0.037267 | [7 empty] | 1061.9983 | 0 |  | 1061.9918 | 0.04404
| 688.3135 | 0.00452 |  | 453.6592 | 0 |  | 453.6592 | -0.0013922 |  | 687.5676 | 0 |  | 453.6592 | -0.00099026 |  | 690.2564 | 7.1414e-05 |  | 688.3135 | 0.00184 |  | 453.6592 | 0 |  | 884.3152 | 0.0033389 |  | 1098.1068 | 0.02013 | 769.602 | 0.0010024 |  | 1134.2541 | 0.083676 |  | 1171.7264 | 0.037545 | [7 empty] | 1062.0536 | 0 |  | 1062.047 | 0.04456
| 688.4761 | 0.00469 |  | 453.8803 | 0 |  | 453.8803 | 0.00049532 |  | 687.7303 | 5.0004e-05 |  | 453.8803 | 0.00059286 |  | 690.4193 | 5.2357e-05 |  | 688.4761 | 0.0018 |  | 453.8803 | 0.00020044 |  | 884.3931 | 0.0029513 |  | 1098.4022 | 0.01933 | 769.783 | 0.00085669 |  | 1134.3171 | 0.084005 |  | 1171.8947 | 0.037579 | [7 empty] | 1062.1088 | 0 |  | 1062.1023 | 0.04493
| 688.6387 | 0.00466 |  | 454.1015 | 0 |  | 454.1015 | -0.0019856 |  | 687.893 | 0 |  | 454.1015 | -0.00010548 |  | 690.5822 | 8.2647e-05 |  | 688.6387 | 0.00202 |  | 454.1015 | 0.001 |  | 884.4709 | 0.0027977 |  | 1098.6979 | 0.01894 | 769.965 | 0.00078459 |  | 1134.3801 | 0.084323 |  | 1172.0629 | 0.037324 | [7 empty] | 1062.1641 | 0 |  | 1062.1576 | 0.04512
| 688.8013 | 0.0048 |  | 454.3226 | 0 |  | 454.3226 | 0.0029887 |  | 688.0558 | 3.0002e-05 |  | 454.3226 | 0.0014165 |  | 690.7451 | 4.3931e-05 |  | 688.8013 | 0.00195 |  | 454.3226 | 0.00080096 |  | 884.5488 | 0.0036226 |  | 1098.9935 | 0.01895 | 770.146 | 0.0016524 |  | 1134.4432 | 0.084652 |  | 1172.2311 | 0.036788 | [7 empty] | 1062.2194 | 0 |  | 1062.2129 | 0.04511
| 688.9639 | 0.0036 |  | 454.5438 | 0 |  | 454.5438 | -0.00035906 |  | 688.2185 | 0 |  | 454.5438 | -0.00071612 |  | 690.908 | 6.68e-05 |  | 688.9639 | 0.0021 |  | 454.5438 | 0.00080076 |  | 884.6266 | 0.0043139 |  | 1099.2895 | 0.01817 | 770.328 | 0.0011865 |  | 1134.5062 | 0.084969 |  | 1172.3994 | 0.036027 | [7 empty] | 1062.2747 | 0 |  | 1062.2682 | 0.0449
| 689.1265 | 0.00454 |  | 454.7649 | 0 |  | 454.7649 | 0.0038018 |  | 688.3813 | 6.9993e-05 |  | 454.7649 | 0.00066441 |  | 691.0708 | 7.5225e-05 |  | 689.1265 | 0.0019 |  | 454.7649 | 0.00080116 |  | 884.7045 | 0.0051821 |  | 1099.5856 | 0.01886 | 770.51 | 0.0010823 |  | 1134.5692 | 0.085298 |  | 1172.5679 | 0.035132 | [7 empty] | 1062.33 | 0 |  | 1062.3234 | 0.04451
| 689.2891 | 0.00397 |  | 454.9861 | 0 |  | 454.9861 | -0.0033301 |  | 688.544 | 0 |  | 454.9861 | -0.0013509 |  | 691.2338 | 5.2357e-05 |  | 689.2891 | 0.00202 |  | 454.9861 | 0 |  | 884.7824 | 0.0047769 |  | 1099.8818 | 0.01845 | 770.691 | 0.0012073 |  | 1134.6323 | 0.085627 |  | 1172.7362 | 0.034221 | [7 empty] | 1062.3853 | 0 |  | 1062.3787 | 0.04397
| 689.4517 | 0.00434 |  | 455.2073 | 0 |  | 455.2073 | 0.0042052 |  | 688.7068 | 6.9993e-05 |  | 455.2073 | 0.001019 |  | 691.3967 | 7.1414e-05 |  | 689.4517 | 0.00179 |  | 455.2073 | 0.00040048 |  | 884.8603 | 0.004356 |  | 1100.1782 | 0.01689 | 770.873 | 0.0011062 |  | 1134.6953 | 0.085956 |  | 1172.9047 | 0.033421 | [7 empty] | 1062.4406 | 0 |  | 1062.434 | 0.04335
| 689.6144 | 0.00294 |  | 455.4285 | 0 |  | 455.4285 | 0.0036865 |  | 688.8696 | 0 |  | 455.4285 | -0.0016326 |  | 691.5596 | 5.6168e-05 |  | 689.6144 | 0.00193 |  | 455.4285 | 0 |  | 884.9382 | 0.0044899 |  | 1100.4747 | 0.01698 | 771.055 | 0.0011707 |  | 1134.7584 | 0.086285 |  | 1173.0732 | 0.032849 | [7 empty] | 1062.4959 | 0 |  | 1062.4893 | 0.04268
| 689.777 | 0.0044 |  | 455.6498 | 0 |  | 455.6498 | 0.0010414 |  | 689.0323 | 5.0004e-05 |  | 455.6498 | 0.0014508 |  | 691.7225 | 5.4363e-05 |  | 689.777 | 0.00181 |  | 455.6498 | 0 |  | 885.0162 | 0.0040683 |  | 1100.7715 | 0.01676 | 771.237 | 0.0011349 |  | 1134.8215 | 0.086625 |  | 1173.2418 | 0.03259 | [7 empty] | 1062.5512 | 0 |  | 1062.5446 | 0.04204
| 689.9396 | 0.00348 |  | 455.871 | 0 |  | 455.871 | -0.0024968 |  | 689.1951 | 0 |  | 455.871 | -0.00068118 |  | 691.8855 | 8.7863e-05 |  | 689.9396 | 0.00197 |  | 455.871 | 0.00080076 |  | 885.0941 | 0.0045669 |  | 1101.0684 | 0.01521 | 771.42 | 0.0013289 |  | 1134.8845 | 0.086954 |  | 1173.4104 | 0.032674 | [7 empty] | 1062.6064 | 0 |  | 1062.6 | 0.04147
| 690.1023 | 0.00457 |  | 456.0923 | 0 |  | 456.0923 | 0.0039988 |  | 689.3579 | 3.0002e-05 |  | 456.0923 | 0.0013449 |  | 692.0484 | 3.5105e-05 |  | 690.1023 | 0.00181 |  | 456.0923 | 0.001 |  | 885.1721 | 0.0037387 |  | 1101.3655 | 0.01578 | 771.602 | 0.0012796 |  | 1134.9476 | 0.087293 |  | 1173.579 | 0.033062 | [7 empty] | 1062.6617 | 0 |  | 1062.6553 | 0.04099
| 690.2649 | 0.00381 |  | 456.3135 | 0 |  | 456.3135 | -0.0010512 |  | 689.5207 | 0 |  | 456.3135 | -0.00067378 |  | 692.2114 | 7.4824e-05 |  | 690.2649 | 0.00185 |  | 456.3135 | 0 |  | 885.2501 | 0.0029377 |  | 1101.6626 | 0.01496 | 771.784 | 0.0013069 |  | 1135.0107 | 0.087633 |  | 1173.7477 | 0.033651 | [7 empty] | 1062.717 | 0 |  | 1062.7106 | 0.04062
| 690.4276 | 0.00441 |  | 456.5348 | 0 |  | 456.5348 | 0.0017911 |  | 689.6834 | 8.9995e-05 |  | 456.5348 | 0.0010307 |  | 692.3743 | 5.1554e-05 |  | 690.4276 | 0.00176 |  | 456.5348 | 0.001 |  | 885.3281 | 0.002194 |  | 1101.96 | 0.01548 | 771.967 | 0.00088724 |  | 1135.0738 | 0.087962 |  | 1173.9165 | 0.0343 | [7 empty] | 1062.7723 | 0 |  | 1062.7659 | 0.04035
| 690.5902 | 0.00417 |  | 456.7561 | 0 |  | 456.7561 | 0.0025291 |  | 689.8463 | 0 |  | 456.7561 | -0.0014141 |  | 692.5373 | 7.9237e-05 |  | 690.5902 | 0.00195 |  | 456.7561 | 0 |  | 885.4061 | 0.0029616 |  | 1102.2576 | 0.01516 | 772.149 | 0.00077045 |  | 1135.137 | 0.088302 |  | 1174.0853 | 0.034872 | [7 empty] | 1062.8278 | 0 |  | 1062.8212 | 0.04014
| 690.7529 | 0.00526 |  | 456.9774 | 0 |  | 456.9774 | 0.0025925 |  | 690.0091 | 3.0002e-05 |  | 456.9774 | 0.0012511 |  | 692.7002 | 6.6599e-05 |  | 690.7529 | 0.00188 |  | 456.9774 | 0.001 |  | 885.4841 | 0.0030899 |  | 1102.5552 | 0.01434 | 772.332 | 0.0014474 |  | 1135.2001 | 0.088653 |  | 1174.2541 | 0.035272 | [7 empty] | 1062.8831 | 0 |  | 1062.8766 | 0.03997
| 690.9156 | 0.00519 |  | 457.1988 | 0 |  | 457.1988 | -0.0025114 |  | 690.1719 | 0 |  | 457.1988 | -0.0012233 |  | 692.8632 | 4.0521e-05 |  | 690.9156 | 0.00202 |  | 457.1988 | 0 |  | 885.5621 | 0.0032504 |  | 1102.853 | 0.01391 | 772.514 | 0.00076104 |  | 1135.2632 | 0.088993 |  | 1174.4231 | 0.035466 | [7 empty] | 1062.9383 | 0 |  | 1062.9319 | 0.03981
| 691.0783 | 0.00554 |  | 457.4201 | 0 |  | 457.4201 | -0.0021135 |  | 690.3347 | 6.9993e-05 |  | 457.4201 | 0.00089878 |  | 693.0262 | 8.1845e-05 |  | 691.0783 | 0.00176 |  | 457.4201 | 0 |  | 885.6401 | 0.0035347 |  | 1103.151 | 0.01447 | 772.697 | 0.0015069 |  | 1135.3263 | 0.089333 |  | 1174.592 | 0.035477 | [7 empty] | 1062.9938 | 0 |  | 1062.9873 | 0.03967
| 691.241 | 0.00413 |  | 457.6415 | 0 |  | 457.6415 | -0.0010012 |  | 690.4975 | 0 |  | 457.6415 | -0.00087863 |  | 693.1892 | 4.5135e-05 |  | 691.241 | 0.00194 |  | 457.6415 | -0.00040028 |  | 885.7182 | 0.0031411 |  | 1103.4492 | 0.01505 | 772.88 | 0.0015065 |  | 1135.3894 | 0.089683 |  | 1174.761 | 0.035359 | [7 empty] | 1063.0491 | 0 |  | 1063.0426 | 0.03954
| 691.4036 | 0.0045 |  | 457.8628 | 0 |  | 457.8628 | -0.0012252 |  | 690.6603 | 8.9995e-05 |  | 457.8628 | 0.00060793 |  | 693.3522 | 9.1474e-05 |  | 691.4036 | 0.0018 |  | 457.8628 | 0.00020004 |  | 885.7963 | 0.0027112 |  | 1103.7476 | 0.01292 | 773.063 | 0.00094676 |  | 1135.4526 | 0.090023 |  | 1174.9301 | 0.035174 | [7 empty] | 1063.1045 | 0 |  | 1063.098 | 0.03944
| 691.5663 | 0.00418 |  | 458.0842 | 0 |  | 458.0842 | -0.0012116 |  | 690.8232 | 0 |  | 458.0842 | -0.00084829 |  | 693.5152 | 5.4764e-05 |  | 691.5663 | 0.00205 |  | 458.0842 | -0.00080096 |  | 885.8743 | 0.003456 |  | 1104.046 | 0.01273 | 773.246 | 0.0015544 |  | 1135.5158 | 0.090374 |  | 1175.0991 | 0.034976 | [7 empty] | 1063.1599 | 0 |  | 1063.1533 | 0.03938
| 691.7291 | 0.00443 |  | 458.3056 | 0 |  | 458.3056 | 0.0016994 |  | 690.986 | 3.0002e-05 |  | 458.3056 | 0.00066143 |  | 693.6782 | 6.5797e-05 |  | 691.7291 | 0.00183 |  | 458.3056 | 0 |  | 885.9524 | 0.0033395 |  | 1104.3447 | 0.0119 | 773.429 | 0.001158 |  | 1135.5789 | 0.090725 |  | 1175.2683 | 0.03481 | [7 empty] | 1063.2152 | 0 |  | 1063.2087 | 0.0394
| 691.8918 | 0.00325 |  | 458.527 | 0 |  | 458.527 | 0.00025998 |  | 691.1488 | 0 |  | 458.527 | -0.00010513 |  | 693.8413 | 5.7572e-05 |  | 691.8918 | 0.00195 |  | 458.527 | 0.00040068 |  | 886.0305 | 0.0029001 |  | 1104.6434 | 0.01312 | 773.612 | 0.00099501 |  | 1135.6421 | 0.091076 |  | 1175.4375 | 0.034717 | [7 empty] | 1063.2706 | 0 |  | 1063.2642 | 0.0395
| 692.0545 | 0.00471 |  | 458.7484 | 0 |  | 458.7484 | 0.0012206 |  | 691.3117 | 6.9993e-05 |  | 458.7484 | 0.00096922 |  | 694.0043 | 7.9839e-05 |  | 692.0545 | 0.00174 |  | 458.7484 | 0.001 |  | 886.1086 | 0.0027269 |  | 1104.9425 | 0.01206 | 773.796 | 0.0014831 |  | 1135.7052 | 0.091426 |  | 1175.6067 | 0.03473 | [7 empty] | 1063.326 | 0 |  | 1063.3195 | 0.03966
| 692.2172 | 0.0045 |  | 458.9699 | 0 |  | 458.9699 | -0.0025734 |  | 691.4745 | 0 |  | 458.9699 | -0.00098973 |  | 694.1673 | 5.1153e-05 |  | 692.2172 | 0.00194 |  | 458.9699 | 0.00020024 |  | 886.1868 | 0.0039185 |  | 1105.2416 | 0.01237 | 773.979 | 0.00099677 |  | 1135.7684 | 0.091788 |  | 1175.776 | 0.034868 | [7 empty] | 1063.3814 | 0 |  | 1063.3749 | 0.03987
| 692.3799 | 0.00571 |  | 459.1913 | 0 |  | 459.1913 | 0.0049362 |  | 691.6374 | 6.9993e-05 |  | 459.1913 | 0.0019657 |  | 694.3304 | 0.0001007 |  | 692.3799 | 0.0018 |  | 459.1913 | 0 |  | 886.265 | 0.0043806 |  | 1105.5409 | 0.01155 | 774.162 | 0.0017126 |  | 1135.8315 | 0.092139 |  | 1175.9453 | 0.035111 | [7 empty] | 1063.4368 | 0 |  | 1063.4303 | 0.04009
| 692.5426 | 0.00505 |  | 459.4128 | 0 |  | 459.4128 | 0.00042324 |  | 691.8003 | 0 |  | 459.4128 | -0.00048158 |  | 694.4934 | 3.671e-05 |  | 692.5426 | 0.00195 |  | 459.4128 | 0 |  | 886.3431 | 0.0039929 |  | 1105.8403 | 0.01222 | 774.346 | 0.001229 |  | 1135.8948 | 0.092501 |  | 1176.1147 | 0.035395 | [7 empty] | 1063.4922 | 0 |  | 1063.4857 | 0.04028
| 692.7054 | 0.00538 |  | 459.6343 | 0 |  | 459.6343 | 0.0014524 |  | 691.9631 | 3.0002e-05 |  | 459.6343 | 0.0013392 |  | 694.6565 | 8.4653e-05 |  | 692.7054 | 0.0018 |  | 459.6343 | 0.00020024 |  | 886.4213 | 0.0038647 |  | 1106.14 | 0.01112 | 774.53 | 0.0010139 |  | 1135.958 | 0.092862 |  | 1176.2842 | 0.035609 | [7 empty] | 1063.5476 | 0 |  | 1063.5411 | 0.04042
| 692.8681 | 0.00612 |  | 459.8558 | 0 |  | 459.8558 | -0.0034533 |  | 692.126 | 0 |  | 459.8558 | -0.00042283 |  | 694.8196 | 6.5195e-05 |  | 692.8681 | 0.00192 |  | 459.8558 | 0.001 |  | 886.4995 | 0.0050941 |  | 1106.4397 | 0.01144 | 774.713 | 0.0016227 |  | 1136.0211 | 0.093213 |  | 1176.4536 | 0.035628 | [7 empty] | 1063.603 | 0 |  | 1063.5966 | 0.04052
| 693.0309 | 0.00564 |  | 460.0773 | 0 |  | 460.0773 | 0.0025888 |  | 692.2889 | 6.9993e-05 |  | 460.0773 | 0.00067121 |  | 694.9826 | 7.2818e-05 |  | 693.0309 | 0.00186 |  | 460.0773 | 0.001 |  | 886.5777 | 0.0054087 |  | 1106.7397 | 0.01079 | 774.897 | 0.0017733 |  | 1136.0844 | 0.093575 |  | 1176.6232 | 0.035348 | [7 empty] | 1063.6584 | 0 |  | 1063.652 | 0.04062
| 693.1936 | 0.00443 |  | 460.2988 | 0 |  | 460.2988 | -0.0012589 |  | 692.4517 | 0 |  | 460.2988 | -0.00093937 |  | 695.1457 | 7.8836e-05 |  | 693.1936 | 0.00204 |  | 460.2988 | 0 |  | 886.6559 | 0.0045987 |  | 1107.0398 | 0.01051 | 775.081 | 0.0011597 |  | 1136.1476 | 0.093948 |  | 1176.7927 | 0.034729 | [7 empty] | 1063.7139 | 0 |  | 1063.7074 | 0.04078
| 693.3564 | 0.00586 |  | 460.5203 | 0 |  | 460.5203 | 0.00067179 |  | 692.6146 | 0.00011 |  | 460.5203 | 0.00093906 |  | 695.3088 | 6.9408e-05 |  | 693.3564 | 0.00187 |  | 460.5203 | 0 |  | 886.7342 | 0.0038984 |  | 1107.3401 | 0.0108 | 775.265 | 0.0011309 |  | 1136.2108 | 0.094309 |  | 1176.9624 | 0.033812 | [7 empty] | 1063.7693 | 0 |  | 1063.7628 | 0.04106
| 693.5192 | 0.00411 |  | 460.7419 | 0 |  | 460.7419 | -0.00026817 |  | 692.7775 | 0 |  | 460.7419 | -0.00022733 |  | 695.4719 | 6.3991e-05 |  | 693.5192 | 0.00198 |  | 460.7419 | 0.001 |  | 886.8124 | 0.003355 |  | 1107.6405 | 0.01151 | 775.449 | 0.0016212 |  | 1136.274 | 0.094671 |  | 1177.1321 | 0.032711 | [7 empty] | 1063.8247 | 0 |  | 1063.8182 | 0.04152
| 693.6819 | 0.00645 |  | 460.9634 | 0 |  | 460.9634 | 0.0016871 |  | 692.9404 | 8.9995e-05 |  | 460.9634 | 0.0011813 |  | 695.635 | 8.7662e-05 |  | 693.6819 | 0.0018 |  | 460.9635 | 0 |  | 886.8907 | 0.0035532 |  | 1107.9412 | 0.01097 | 775.633 | 0.0015308 |  | 1136.3373 | 0.095044 |  | 1177.3018 | 0.031582 | [7 empty] | 1063.8802 | 0 |  | 1063.8737 | 0.04216
| 693.8447 | 0.00439 |  | 461.185 | 0 |  | 461.185 | -0.0011433 |  | 693.1033 | 0 |  | 461.185 | -0.00048925 |  | 695.7981 | 5.8976e-05 |  | 693.8447 | 0.00201 |  | 461.185 | -0.001 |  | 886.969 | 0.0039942 |  | 1108.2418 | 0.01164 | 775.817 | 0.0014824 |  | 1136.4005 | 0.095417 |  | 1177.4716 | 0.030582 | [7 empty] | 1063.9357 | 0 |  | 1063.9292 | 0.04293
| 694.0075 | 0.00478 |  | 461.4066 | 0 |  | 461.4066 | 0.002006 |  | 693.2663 | 6.9993e-05 |  | 461.4066 | 9.7877e-05 |  | 695.9612 | 8.8264e-05 |  | 694.0075 | 0.00182 |  | 461.4066 | 0.001 |  | 887.0472 | 0.0042071 |  | 1108.5429 | 0.01098 | 776.002 | 0.0010797 |  | 1136.4637 | 0.095778 |  | 1177.6414 | 0.029824 | [7 empty] | 1063.9911 | 0 |  | 1063.9846 | 0.04376
| 694.1703 | 0.00561 |  | 461.6282 | 0 |  | 461.6282 | 0.00058514 |  | 693.4292 | 0 |  | 461.6282 | -0.00065314 |  | 696.1244 | 6.0381e-05 |  | 694.1703 | 0.00194 |  | 461.6282 | 0 |  | 887.1255 | 0.0033505 |  | 1108.8439 | 0.00975 | 776.186 | 0.0013193 |  | 1136.5271 | 0.096151 |  | 1177.8113 | 0.029366 | [7 empty] | 1064.0465 | 0 |  | 1064.04 | 0.04454
| 694.3331 | 0.00396 |  | 461.8498 | 0 |  | 461.8498 | 5.6725e-05 |  | 693.5921 | 6.9993e-05 |  | 461.8498 | 0.00095806 |  | 696.2875 | 8.7462e-05 |  | 694.3331 | 0.00182 |  | 461.8498 | 0 |  | 887.2039 | 0.0027356 |  | 1109.1451 | 0.00978 | 776.371 | 0.0009661 |  | 1136.5903 | 0.096524 |  | 1177.9812 | 0.02921 | [7 empty] | 1064.102 | 0 |  | 1064.0956 | 0.0452
| 694.4959 | 0.00482 |  | 462.0715 | 0 |  | 462.0715 | -0.00085638 |  | 693.755 | 0 |  | 462.0715 | -0.0010823 |  | 696.4506 | 5.8976e-05 |  | 694.4959 | 0.00198 |  | 462.0715 | 0.00040048 |  | 887.2822 | 0.0033821 |  | 1109.4465 | 0.01093 | 776.555 | 0.001659 |  | 1136.6536 | 0.096908 |  | 1178.1511 | 0.02932 | [7 empty] | 1064.1575 | 0 |  | 1064.151 | 0.04568
| 694.6587 | 0.00619 |  | 462.2931 | 0 |  | 462.2931 | 0.0014276 |  | 693.918 | 6.9993e-05 |  | 462.2931 | 0.0010395 |  | 696.6138 | 8.4051e-05 |  | 694.6587 | 0.00188 |  | 462.2931 | 0.001 |  | 887.3606 | 0.0039981 |  | 1109.7482 | 0.01037 | 776.74 | 0.0013842 |  | 1136.7169 | 0.09728 |  | 1178.3212 | 0.02965 | [7 empty] | 1064.213 | 0 |  | 1064.2065 | 0.04598
| 694.8215 | 0.00508 |  | 462.5148 | 0 |  | 462.5148 | 0.00049738 |  | 694.0809 | 0 |  | 462.5148 | -0.00090816 |  | 696.7769 | 6.8003e-05 |  | 694.8215 | 0.00207 |  | 462.5148 | -0.00040028 |  | 887.439 | 0.0034718 |  | 1110.0499 | 0.00985 | 776.925 | 0.00118 |  | 1136.7802 | 0.097664 |  | 1178.4912 | 0.030164 | [7 empty] | 1064.2684 | 0 |  | 1064.262 | 0.04611
| 694.9843 | 0.00684 |  | 462.7365 | 0 |  | 462.7365 | 0.0015827 |  | 694.2438 | 5.0004e-05 |  | 462.7365 | 0.00085602 |  | 696.9401 | 6.6399e-05 |  | 694.9843 | 0.00201 |  | 462.7364 | 0.00040028 |  | 887.5173 | 0.0030675 |  | 1110.3518 | 0.00977 | 777.11 | 0.0015242 |  | 1136.8435 | 0.098037 |  | 1178.6614 | 0.03084 | [7 empty] | 1064.324 | 0 |  | 1064.3175 | 0.04613
| 695.1472 | 0.00482 |  | 462.9581 | 0 |  | 462.9581 | -0.0026808 |  | 694.4068 | 0 |  | 462.9581 | -0.0012758 |  | 697.1033 | 8.1644e-05 |  | 695.1472 | 0.00213 |  | 462.9581 | 0 |  | 887.5957 | 0.0034192 |  | 1110.6538 | 0.00894 | 777.295 | 0.0011486 |  | 1136.9067 | 0.09842 |  | 1178.8315 | 0.031664 | [7 empty] | 1064.3795 | 0 |  | 1064.3729 | 0.04612
| 695.31 | 0.00528 |  | 463.1798 | 0 |  | 463.1798 | 0.0014583 |  | 694.5697 | 6.9993e-05 |  | 463.1798 | 0.0010461 |  | 697.2664 | 9.3078e-05 |  | 695.31 | 0.00187 |  | 463.1798 | 0.00040048 |  | 887.6741 | 0.0029387 |  | 1110.9561 | 0.00868 | 777.48 | 0.0015274 |  | 1136.9701 | 0.098804 |  | 1179.0018 | 0.032624 | [7 empty] | 1064.4349 | 0 |  | 1064.4285 | 0.04611
| 695.4728 | 0.00563 |  | 463.4016 | 0 |  | 463.4016 | -0.0008312 |  | 694.7327 | 0 |  | 463.4016 | -0.00087107 |  | 697.4296 | 8.5255e-05 |  | 695.4728 | 0.00198 |  | 463.4016 | 0.00060092 |  | 887.7526 | 0.0033654 |  | 1111.2585 | 0.0095 | 777.665 | 0.0010607 |  | 1137.0333 | 0.099188 |  | 1179.172 | 0.033695 | [7 empty] | 1064.4905 | 0 |  | 1064.484 | 0.04613
| 695.6357 | 0.0064 |  | 463.6233 | 0 |  | 463.6233 | 0.0023245 |  | 694.8957 | 3.0002e-05 |  | 463.6233 | 0.0011365 |  | 697.5928 | 8.0842e-05 |  | 695.6357 | 0.00187 |  | 463.6233 | 0.001 |  | 887.831 | 0.0040661 |  | 1111.561 | 0.00966 | 777.85 | 0.00061194 |  | 1137.0967 | 0.099571 |  | 1179.3424 | 0.034832 | [7 empty] | 1064.546 | 0 |  | 1064.5394 | 0.04619
| 695.7985 | 0.00659 |  | 463.845 | 0 |  | 463.845 | 0.0012397 |  | 695.0586 | 0 |  | 463.845 | -0.00042689 |  | 697.756 | 7.8033e-05 |  | 695.7985 | 0.00213 |  | 463.845 | 0.001 |  | 887.9094 | 0.0041221 |  | 1111.8638 | 0.00996 | 778.035 | 0.00080854 |  | 1137.16 | 0.099955 |  | 1179.5127 | 0.035976 | [7 empty] | 1064.6016 | 0 |  | 1064.595 | 0.04627
| 695.9614 | 0.007 |  | 464.0668 | 0 |  | 464.0668 | -0.0015063 |  | 695.2216 | 6.9993e-05 |  | 464.0668 | 0.00066448 |  | 697.9192 | 7.6027e-05 |  | 695.9614 | 0.00195 |  | 464.0668 | 0 |  | 887.9879 | 0.003833 |  | 1112.1666 | 0.00933 | 778.221 | 0.0013779 |  | 1137.2234 | 0.10035 |  | 1179.6831 | 0.037049 | [7 empty] | 1064.657 | 0 |  | 1064.6505 | 0.04631
| 696.1242 | 0.0052 |  | 464.2886 | 0 |  | 464.2886 | -0.00090694 |  | 695.3846 | 0 |  | 464.2886 | -0.0011377 |  | 698.0824 | 7.8033e-05 |  | 696.1242 | 0.00213 |  | 464.2886 | 0.001 |  | 888.0663 | 0.0032268 |  | 1112.4697 | 0.0095 | 778.406 | 0.00099326 |  | 1137.2867 | 0.10073 |  | 1179.8536 | 0.037971 | [7 empty] | 1064.7125 | 0 |  | 1064.7061 | 0.04628
| 696.2871 | 0.00665 |  | 464.5103 | 0 |  | 464.5103 | 0.0018325 |  | 695.5476 | 3.0002e-05 |  | 464.5103 | 0.0010222 |  | 698.2456 | 7.6228e-05 |  | 696.2871 | 0.00204 |  | 464.5104 | 0 |  | 888.1448 | 0.0037735 |  | 1112.773 | 0.00943 | 778.592 | 0.00070605 |  | 1137.3501 | 0.10113 |  | 1180.0242 | 0.038664 | [7 empty] | 1064.7681 | 0 |  | 1064.7616 | 0.04612
| 696.45 | 0.00672 |  | 464.7321 | 0 |  | 464.7321 | -0.0013442 |  | 695.7106 | 0 |  | 464.7321 | 0.00068716 |  | 698.4088 | 6.9207e-05 |  | 696.45 | 0.00208 |  | 464.7321 | 0.001 |  | 888.2233 | 0.0042446 |  | 1113.0764 | 0.00793 | 778.777 | 0.0015447 |  | 1137.4135 | 0.10152 |  | 1180.1947 | 0.039065 | [7 empty] | 1064.8236 | 0 |  | 1064.8171 | 0.04583
| 696.6128 | 0.00556 |  | 464.954 | 0 |  | 464.954 | -0.0012049 |  | 695.8736 | 1.0001e-05 |  | 464.954 | -0.00049554 |  | 698.5721 | 7.021e-05 |  | 696.6128 | 0.00204 |  | 464.954 | -0.001 |  | 888.3018 | 0.0041038 |  | 1113.3799 | 0.00945 | 778.963 | 0.0017752 |  | 1137.4768 | 0.10192 |  | 1180.3652 | 0.039134 | [7 empty] | 1064.8791 | 0 |  | 1064.8727 | 0.04541
| 696.7757 | 0.0067 |  | 465.1758 | 0 |  | 465.1758 | -6.2959e-05 |  | 696.0366 | 6.6672e-06 |  | 465.1758 | 0.00073558 |  | 698.7353 | 6.5997e-05 |  | 696.7757 | 0.00193 |  | 465.1758 | 0.001 |  | 888.3803 | 0.0042735 |  | 1113.6836 | 0.00921 | 779.149 | 0.0019538 |  | 1137.5402 | 0.10231 |  | 1180.536 | 0.038857 | [7 empty] | 1064.9347 | 0 |  | 1064.9282 | 0.04489
| 696.9386 | 0.0057 |  | 465.3976 | 0 |  | 465.3976 | -0.0014673 |  | 696.1996 | 3.0002e-05 |  | 465.3976 | -0.0011696 |  | 698.8986 | 6.4593e-05 |  | 696.9386 | 0.00201 |  | 465.3976 | 0.001 |  | 888.4589 | 0.0038983 |  | 1113.9876 | 0.00926 | 779.335 | 0.0016377 |  | 1137.6035 | 0.10271 |  | 1180.7067 | 0.038248 | [7 empty] | 1064.9904 | 0 |  | 1064.9838 | 0.04434
| 697.1015 | 0.00914 |  | 465.6195 | 0 |  | 465.6195 | -0.00030001 |  | 696.3626 | 0 |  | 465.6195 | 0.0007059 |  | 699.0618 | 9.3279e-05 |  | 697.1015 | 0.00192 |  | 465.6195 | 0.001 |  | 888.5374 | 0.0034067 |  | 1114.2916 | 0.00794 | 779.521 | 0.0013989 |  | 1137.6669 | 0.1031 |  | 1180.8774 | 0.037344 | [7 empty] | 1065.0459 | 0 |  | 1065.0394 | 0.04378
| 697.2644 | 0.00712 |  | 465.8414 | 0 |  | 465.8414 | -0.0016198 |  | 696.5256 | 3.0002e-05 |  | 465.8414 | -0.00078666 |  | 699.2251 | 3.7713e-05 |  | 697.2644 | 0.00198 |  | 465.8413 | 0.00060052 |  | 888.616 | 0.0039319 |  | 1114.5958 | 0.00891 | 779.707 | 0.0014065 |  | 1137.7304 | 0.10351 |  | 1181.0482 | 0.036207 | [7 empty] | 1065.1014 | 0 |  | 1065.095 | 0.04326
| 697.4273 | 0.00645 |  | 466.0632 | 0 |  | 466.0632 | 0.0013235 |  | 696.6886 | 0 |  | 466.0632 | 0.0012517 |  | 699.3883 | 0.00011494 |  | 697.4273 | 0.00188 |  | 466.0632 | 0.001 |  | 888.6946 | 0.0048186 |  | 1114.9001 | 0.00823 | 779.893 | 0.0014276 |  | 1137.7937 | 0.1039 |  | 1181.2191 | 0.034922 | [7 empty] | 1065.157 | 0 |  | 1065.1505 | 0.04279
| 697.5902 | 0.00547 |  | 466.2851 | 0 |  | 466.2851 | 0.00017452 |  | 696.8517 | 1.0001e-05 |  | 466.2851 | -0.0015887 |  | 699.5516 | 3.2898e-05 |  | 697.5902 | 0.00196 |  | 466.2851 | 0 |  | 888.7733 | 0.0047869 |  | 1115.2047 | 0.00812 | 780.079 | 0.00084985 |  | 1137.8572 | 0.10431 |  | 1181.39 | 0.033594 | [7 empty] | 1065.2126 | 0 |  | 1065.2061 | 0.04235
| 697.7531 | 0.00791 |  | 466.507 | 0 |  | 466.507 | 0.0005114 |  | 697.0147 | 0 |  | 466.507 | 0.0011109 |  | 699.7149 | 9.6689e-05 |  | 697.7531 | 0.00189 |  | 466.507 | 0.001 |  | 888.8519 | 0.0049738 |  | 1115.5094 | 0.00881 | 780.266 | 0.0020124 |  | 1137.9205 | 0.10471 |  | 1181.5609 | 0.032344 | [7 empty] | 1065.2682 | 0 |  | 1065.2617 | 0.04192
| 697.9161 | 0.00644 |  | 466.729 | 0 |  | 466.729 | -0.0016824 |  | 697.1777 | 3.0002e-05 |  | 466.729 | -0.00065682 |  | 699.8782 | 5.1354e-05 |  | 697.9161 | 0.002 |  | 466.729 | 0.001 |  | 888.9304 | 0.004014 |  | 1115.8143 | 0.00854 | 780.452 | 0.00094519 |  | 1137.984 | 0.10512 |  | 1181.7319 | 0.031289 | [7 empty] | 1065.3238 | 0 |  | 1065.3173 | 0.04146
| 698.079 | 0.00874 |  | 466.9509 | 0 |  | 466.9509 | 0.0018123 |  | 697.3408 | 6.6672e-06 |  | 466.9509 | 0.00081674 |  | 700.0415 | 7.9237e-05 |  | 698.079 | 0.00193 |  | 466.9509 | 0.001 |  | 889.009 | 0.0035423 |  | 1116.1194 | 0.0084 | 780.639 | 0.00097268 |  | 1138.0474 | 0.10552 |  | 1181.9031 | 0.030519 | [7 empty] | 1065.3794 | 0 |  | 1065.3729 | 0.04095
| 698.2419 | 0.00686 |  | 467.1728 | 0 |  | 467.1728 | -0.001276 |  | 697.5038 | 3.0002e-05 |  | 467.1728 | -0.00022342 |  | 700.2048 | 7.7632e-05 |  | 698.2419 | 0.00204 |  | 467.1728 | 0 |  | 889.0877 | 0.004183 |  | 1116.4246 | 0.00793 | 780.825 | 0.00098536 |  | 1138.1108 | 0.10593 |  | 1182.0741 | 0.030074 | [7 empty] | 1065.4351 | 0 |  | 1065.4285 | 0.04037
| 698.4049 | 0.00795 |  | 467.3948 | 0 |  | 467.3948 | -0.0019032 |  | 697.6669 | 6.6672e-06 |  | 467.3948 | 0.00094178 |  | 700.3681 | 7.6629e-05 |  | 698.4049 | 0.00196 |  | 467.3948 | 0.001 |  | 889.1664 | 0.0043161 |  | 1116.73 | 0.00806 | 781.012 | 0.00098405 |  | 1138.1743 | 0.10634 |  | 1182.2452 | 0.029933 | [7 empty] | 1065.4906 | 0 |  | 1065.4841 | 0.03976
| 698.5678 | 0.00705 |  | 467.6168 | 0 |  | 467.6168 | -0.0035777 |  | 697.83 | 1.0001e-05 |  | 467.6168 | -0.00077975 |  | 700.5314 | 6.2186e-05 |  | 698.5678 | 0.00197 |  | 467.6168 | 0.001 |  | 889.2451 | 0.0036959 |  | 1117.0355 | 0.00878 | 781.199 | 0.0014788 |  | 1138.2377 | 0.10674 |  | 1182.4165 | 0.030025 | [7 empty] | 1065.5463 | 0 |  | 1065.5397 | 0.03913
| 698.7307 | 0.01079 |  | 467.8388 | 0 |  | 467.8388 | 0.0011515 |  | 697.993 | 6.6672e-06 |  | 467.8388 | 0.0007799 |  | 700.6947 | 8.8063e-05 |  | 698.7307 | 0.00181 |  | 467.8388 | 0.00020044 |  | 889.3237 | 0.0034774 |  | 1117.3413 | 0.00808 | 781.386 | 0.0015564 |  | 1138.3012 | 0.10716 |  | 1182.5878 | 0.030255 | [7 empty] | 1065.6018 | 0 |  | 1065.5953 | 0.03856
| 698.8937 | 0.00654 |  | 468.0608 | 0 |  | 468.0608 | -0.0025981 |  | 698.1561 | 1.0001e-05 |  | 468.0608 | -0.0011738 |  | 700.8581 | 5.1955e-05 |  | 698.8937 | 0.00194 |  | 468.0608 | 0.001 |  | 889.4025 | 0.0039562 |  | 1117.6471 | 0.00832 | 781.573 | 0.0014249 |  | 1138.3646 | 0.10756 |  | 1182.759 | 0.030537 | [7 empty] | 1065.6575 | 0 |  | 1065.651 | 0.03808
| 699.0567 | 0.0094 |  | 468.2828 | 0 |  | 468.2828 | 2.4333e-05 |  | 698.3192 | 0 |  | 468.2828 | 0.0010884 |  | 701.0214 | 0.00011213 |  | 699.0567 | 0.0019 |  | 468.2828 | 0.002 |  | 889.4812 | 0.0041782 |  | 1117.9533 | 0.00777 | 781.76 | 0.0013003 |  | 1138.4281 | 0.10798 |  | 1182.9304 | 0.030812 | [7 empty] | 1065.7131 | 0 |  | 1065.7067 | 0.03778
| 699.2196 | 0.00809 |  | 468.5048 | 0 |  | 468.5048 | -0.0012582 |  | 698.4823 | 1.0001e-05 |  | 468.5048 | -0.00071633 |  | 701.1847 | 3.8916e-05 |  | 699.2196 | 0.00212 |  | 468.5048 | 0 |  | 889.5599 | 0.003549 |  | 1118.2594 | 0.00754 | 781.947 | 0.0012863 |  | 1138.4916 | 0.1084 |  | 1183.1018 | 0.031058 | [7 empty] | 1065.7688 | 0 |  | 1065.7622 | 0.03768
| 699.3826 | 0.01174 |  | 468.7269 | 0 |  | 468.7269 | -0.0012804 |  | 698.6453 | 0 |  | 468.7269 | 0.00043077 |  | 701.3481 | 0.00010532 |  | 699.3826 | 0.00203 |  | 468.7269 | 0.001 |  | 889.6387 | 0.0048202 |  | 1118.5658 | 0.00815 | 782.134 | 0.0016438 |  | 1138.555 | 0.10881 |  | 1183.2733 | 0.031276 | [7 empty] | 1065.8245 | 0 |  | 1065.8179 | 0.03781
| 699.5456 | 0.00899 |  | 468.949 | 0 |  | 468.949 | -0.0012164 |  | 698.8084 | 0 |  | 468.949 | -1.8021e-05 |  | 701.5114 | 6.4192e-05 |  | 699.5456 | 0.00211 |  | 468.949 | 0.001 |  | 889.7175 | 0.0045417 |  | 1118.8723 | 0.0087 | 782.322 | 0.0015392 |  | 1138.6185 | 0.10923 |  | 1183.4448 | 0.031473 | [7 empty] | 1065.8801 | 0 |  | 1065.8735 | 0.0382
| 699.7086 | 0.01148 |  | 469.171 | 0 |  | 469.171 | 0.0011878 |  | 698.9715 | 6.6672e-06 |  | 469.171 | 0.00029755 |  | 701.6748 | 6.2988e-05 |  | 699.7086 | 0.00192 |  | 469.171 | 0.001 |  | 889.7962 | 0.0036984 |  | 1119.1791 | 0.00883 | 782.509 | 0.0016746 |  | 1138.6821 | 0.10965 |  | 1183.6163 | 0.031651 | [7 empty] | 1065.9358 | 0 |  | 1065.9292 | 0.03881
| 699.8715 | 0.00907 |  | 469.3931 | 0 |  | 469.3931 | -0.0015242 |  | 699.1346 | 1.0001e-05 |  | 469.3931 | -0.00025402 |  | 701.8382 | 0.00010572 |  | 699.8715 | 0.00201 |  | 469.3931 | 0 |  | 889.875 | 0.0040833 |  | 1119.486 | 0.00758 | 782.697 | 0.0011372 |  | 1138.7456 | 0.11006 |  | 1183.788 | 0.03181 | [7 empty] | 1065.9915 | 0 |  | 1065.9849 | 0.03963
| 700.0345 | 0.01157 |  | 469.6152 | 0 |  | 469.6152 | 0.0002457 |  | 699.2977 | 6.6672e-06 |  | 469.6152 | 0.00075893 |  | 702.0016 | 4.7943e-05 |  | 700.0345 | 0.00199 |  | 469.6152 | 0 |  | 889.9538 | 0.0043658 |  | 1119.7931 | 0.0076 | 782.884 | 0.0010585 |  | 1138.8091 | 0.11048 |  | 1183.9596 | 0.03195 | [7 empty] | 1066.0471 | 0 |  | 1066.0405 | 0.04059
| 700.1975 | 0.00782 |  | 469.8373 | 0 |  | 469.8373 | -0.002018 |  | 699.4609 | 1.0001e-05 |  | 469.8373 | -0.00099947 |  | 702.1649 | 0.0001011 |  | 700.1975 | 0.00217 |  | 469.8373 | 0 |  | 890.0327 | 0.0037946 |  | 1120.1003 | 0.00761 | 783.072 | 0.0010239 |  | 1138.8727 | 0.1109 |  | 1184.1313 | 0.032081 | [7 empty] | 1066.1028 | 0 |  | 1066.0962 | 0.04164
| 700.3606 | 0.01106 |  | 470.0595 | 0 |  | 470.0595 | -0.00010835 |  | 699.624 | 6.6672e-06 |  | 470.0595 | 6.8682e-05 |  | 702.3284 | 5.8174e-05 |  | 700.3606 | 0.00205 |  | 470.0595 | 0 |  | 890.1115 | 0.0034921 |  | 1120.4077 | 0.00803 | 783.26 | 0.00095821 |  | 1138.9362 | 0.11132 |  | 1184.3031 | 0.032228 | [7 empty] | 1066.1584 | 0 |  | 1066.152 | 0.04271
| 700.5236 | 0.01277 |  | 470.2816 | 0 |  | 470.2816 | -0.00036088 |  | 699.7871 | 3.0002e-05 |  | 470.2816 | -0.001696 |  | 702.4918 | 5.8776e-05 |  | 700.5236 | 0.0021 |  | 470.2816 | 0 |  | 890.1903 | 0.0033593 |  | 1120.7152 | 0.00767 | 783.448 | 0.0013839 |  | 1138.9996 | 0.11174 |  | 1184.4749 | 0.032421 | [7 empty] | 1066.2141 | 0 |  | 1066.2076 | 0.04372
| 700.6866 | 0.01222 |  | 470.5038 | 0 |  | 470.5038 | 0.0014179 |  | 699.9502 | 6.6672e-06 |  | 470.5038 | 0.00096294 |  | 702.6552 | 0.0001017 |  | 700.6866 | 0.00191 |  | 470.5038 | 0.0018 |  | 890.2692 | 0.0039649 |  | 1121.023 | 0.0075 | 783.636 | 0.0016732 |  | 1139.0632 | 0.11217 |  | 1184.6467 | 0.032685 | [7 empty] | 1066.2698 | 0 |  | 1066.2633 | 0.04462
| 700.8496 | 0.01333 |  | 470.7259 | 0 |  | 470.7259 | -0.0022297 |  | 700.1134 | 1.0001e-05 |  | 470.7259 | -0.00027394 |  | 702.8186 | 5.2758e-05 |  | 700.8496 | 0.00198 |  | 470.7259 | 0.001 |  | 890.3481 | 0.0039675 |  | 1121.3309 | 0.0078 | 783.824 | 0.0012193 |  | 1139.1268 | 0.11259 |  | 1184.8186 | 0.03303 | [7 empty] | 1066.3256 | 0 |  | 1066.319 | 0.04536
| 701.0126 | 0.01071 |  | 470.9481 | 0 |  | 470.9481 | 0.00059162 |  | 700.2765 | 4.667e-05 |  | 470.9481 | 0.00084265 |  | 702.982 | 9.4683e-05 |  | 701.0126 | 0.00189 |  | 470.9481 | 0.0012 |  | 890.4269 | 0.0036424 |  | 1121.6389 | 0.00803 | 784.012 | 0.00083482 |  | 1139.1903 | 0.11302 |  | 1184.9906 | 0.033447 | [7 empty] | 1066.3812 | 0 |  | 1066.3748 | 0.04591
| 701.1757 | 0.01076 |  | 471.1703 | 0 |  | 471.1703 | 0.0002046 |  | 700.4397 | 1.0001e-05 |  | 471.1703 | -0.00079647 |  | 703.1454 | 5.0351e-05 |  | 701.1757 | 0.002 |  | 471.1703 | 0 |  | 890.5059 | 0.0032338 |  | 1121.9473 | 0.00777 | 784.2 | 0.0015995 |  | 1139.2539 | 0.11345 |  | 1185.1626 | 0.033915 | [7 empty] | 1066.4369 | 0 |  | 1066.4304 | 0.04628
| 701.3387 | 0.0138 |  | 471.3925 | 0 |  | 471.3925 | 0.0025948 |  | 700.6028 | 0 |  | 471.3925 | 0.00030528 |  | 703.3089 | 8.3851e-05 |  | 701.3387 | 0.0019 |  | 471.3925 | 0.001 |  | 890.5847 | 0.0045106 |  | 1122.2556 | 0.00786 | 784.388 | 0.0010645 |  | 1139.3175 | 0.11387 |  | 1185.3346 | 0.034412 | [7 empty] | 1066.4927 | 0 |  | 1066.4861 | 0.04647
| 701.5018 | 0.01259 |  | 471.6148 | 0 |  | 471.6148 | 0.00026461 |  | 700.766 | 3.0002e-05 |  | 471.6148 | -0.0012193 |  | 703.4723 | 6.4393e-05 |  | 701.5018 | 0.00206 |  | 471.6148 | 0.001 |  | 890.6636 | 0.0060101 |  | 1122.5642 | 0.00808 | 784.577 | 0.0013846 |  | 1139.3811 | 0.1143 |  | 1185.5067 | 0.034932 | [7 empty] | 1066.5483 | 0 |  | 1066.5419 | 0.04653
| 701.6648 | 0.01334 |  | 471.837 | 0 |  | 471.837 | 3.3054e-05 |  | 700.9291 | 6.6672e-06 |  | 471.837 | 0.00013254 |  | 703.6358 | 9.7692e-05 |  | 701.6648 | 0.00201 |  | 471.837 | 0.001 |  | 890.7426 | 0.0056076 |  | 1122.8729 | 0.00733 | 784.765 | 0.0017063 |  | 1139.4446 | 0.11473 |  | 1185.6788 | 0.035492 | [7 empty] | 1066.6041 | 0 |  | 1066.5975 | 0.04645
| 701.8279 | 0.01301 |  | 472.0592 | 0 |  | 472.0592 | -0.0015479 |  | 701.0923 | 1.0001e-05 |  | 472.0592 | -0.0014604 |  | 703.7992 | 5.8575e-05 |  | 701.8279 | 0.0021 |  | 472.0593 | 0.001 |  | 890.8215 | 0.0053741 |  | 1123.1819 | 0.00715 | 784.954 | 0.0018031 |  | 1139.5082 | 0.11516 |  | 1185.8511 | 0.036129 | [7 empty] | 1066.6598 | 0 |  | 1066.6533 | 0.04624
| 701.9909 | 0.01378 |  | 472.2815 | 0 |  | 472.2815 | 0.001829 |  | 701.2555 | 0 |  | 472.2815 | 0.00055561 |  | 703.9627 | 9.0872e-05 |  | 701.9909 | 0.00196 |  | 472.2815 | 0.001 |  | 890.9005 | 0.0045439 |  | 1123.491 | 0.00745 | 785.143 | 0.0013406 |  | 1139.5718 | 0.11559 |  | 1186.0233 | 0.036886 | [7 empty] | 1066.7156 | 0 |  | 1066.7091 | 0.0459
| 702.154 | 0.01074 |  | 472.5038 | 0 |  | 472.5038 | -0.001319 |  | 701.4186 | 0 |  | 472.5038 | -0.0010488 |  | 704.1262 | 5.6369e-05 |  | 702.154 | 0.00208 |  | 472.5038 | 0.001 |  | 890.9795 | 0.0044104 |  | 1123.8003 | 0.00748 | 785.332 | 0.0011426 |  | 1139.6354 | 0.11603 |  | 1186.1957 | 0.037784 | [7 empty] | 1066.7714 | 0 |  | 1066.7648 | 0.04541
| 702.3171 | 0.01447 |  | 472.7261 | 0 |  | 472.7261 | -0.00054284 |  | 701.5818 | 0 |  | 472.7261 | 0.00025352 |  | 704.2896 | 8.9468e-05 |  | 702.3171 | 0.00202 |  | 472.7261 | 0.00080116 |  | 891.0585 | 0.0048447 |  | 1124.1097 | 0.00829 | 785.52 | 0.0017066 |  | 1139.6991 | 0.11645 |  | 1186.3679 | 0.0388 | [7 empty] | 1066.827 | 0 |  | 1066.8206 | 0.04476
| 702.4802 | 0.01247 |  | 472.9484 | 0 |  | 472.9484 | -0.0010275 |  | 701.745 | 1.0001e-05 |  | 472.9484 | -0.00085636 |  | 704.4531 | 6.1785e-05 |  | 702.4802 | 0.00207 |  | 472.9484 | 0 |  | 891.1375 | 0.0045419 |  | 1124.4193 | 0.00806 | 785.709 | 0.0012335 |  | 1139.7627 | 0.11689 |  | 1186.5404 | 0.039857 | [7 empty] | 1066.8828 | 0 |  | 1066.8763 | 0.04397
| 702.6432 | 0.01427 |  | 473.1707 | 0 |  | 473.1707 | 0.00082044 |  | 701.9082 | 6.6672e-06 |  | 473.1707 | 0.00060968 |  | 704.6166 | 0.0001011 |  | 702.6432 | 0.00192 |  | 473.1707 | 0.00080096 |  | 891.2166 | 0.0042811 |  | 1124.7291 | 0.00769 | 785.898 | 0.001613 |  | 1139.8263 | 0.11732 |  | 1186.7129 | 0.040829 | [7 empty] | 1066.9386 | 0 |  | 1066.9321 | 0.04306
| 702.8063 | 0.01278 |  | 473.3931 | 0 |  | 473.3931 | -0.0026046 |  | 702.0714 | 1.0001e-05 |  | 473.3931 | -0.00084022 |  | 704.7801 | 3.7913e-05 |  | 702.8063 | 0.00196 |  | 473.3931 | 0 |  | 891.2956 | 0.0038196 |  | 1125.0391 | 0.00765 | 786.088 | 0.0011329 |  | 1139.8899 | 0.11776 |  | 1186.8854 | 0.041575 | [7 empty] | 1066.9944 | 0 |  | 1066.9879 | 0.04208
| 702.9694 | 0.01496 |  | 473.6154 | 0 |  | 473.6154 | 0.00090814 |  | 702.2346 | 0 |  | 473.6154 | 0.0011055 |  | 704.9436 | 0.00010271 |  | 702.9694 | 0.00191 |  | 473.6154 | 0 |  | 891.3747 | 0.0047859 |  | 1125.3491 | 0.00692 | 786.277 | 0.0014759 |  | 1139.9536 | 0.1182 |  | 1187.0579 | 0.04197 | [7 empty] | 1067.0502 | 0 |  | 1067.0436 | 0.04109
| 703.1325 | 0.01127 |  | 473.8378 | 0 |  | 473.8378 | -0.002248 |  | 702.3978 | 1.0001e-05 |  | 473.8378 | -0.00069719 |  | 705.1071 | 4.1925e-05 |  | 703.1325 | 0.00203 |  | 473.8378 | 0.001 |  | 891.4537 | 0.0053031 |  | 1125.6594 | 0.00756 | 786.466 | 0.0012326 |  | 1140.0172 | 0.11862 |  | 1187.2305 | 0.041943 | [7 empty] | 1067.106 | 0 |  | 1067.0994 | 0.04015
| 703.2956 | 0.01466 |  | 474.0601 | 0 |  | 474.0601 | 0.0011116 |  | 702.561 | 0 |  | 474.0601 | 0.00062602 |  | 705.2707 | 9.7492e-05 |  | 703.2956 | 0.00205 |  | 474.0601 | 0 |  | 891.5328 | 0.0049929 |  | 1125.9698 | 0.00761 | 786.656 | 0.00071592 |  | 1140.0809 | 0.11906 |  | 1187.4032 | 0.041492 | [7 empty] | 1067.1617 | 0 |  | 1067.1552 | 0.03932
| 703.4588 | 0.01537 |  | 474.2825 | 0 |  | 474.2825 | 3.1817e-05 |  | 702.7243 | 1.0001e-05 |  | 474.2825 | -0.00070552 |  | 705.4342 | 7.2818e-05 |  | 703.4588 | 0.00219 |  | 474.2825 | 0.00020024 |  | 891.6119 | 0.0050362 |  | 1126.2805 | 0.00778 | 786.845 | 0.0010984 |  | 1140.1445 | 0.1195 |  | 1187.5758 | 0.040682 | [7 empty] | 1067.2175 | 0 |  | 1067.2109 | 0.03863
| 703.6219 | 0.01466 |  | 474.5049 | 0 |  | 474.5049 | 0.0011651 |  | 702.8875 | 0 |  | 474.5049 | 0.00099573 |  | 705.5977 | 7.6027e-05 |  | 703.6219 | 0.00203 |  | 474.5049 | 0.001 |  | 891.691 | 0.0047262 |  | 1126.5913 | 0.00761 | 787.035 | 0.0011217 |  | 1140.2082 | 0.11994 |  | 1187.7487 | 0.039622 | [7 empty] | 1067.2733 | 0 |  | 1067.2668 | 0.03813
| 703.785 | 0.01502 |  | 474.7274 | 0 |  | 474.7274 | -0.00035839 |  | 703.0507 | 1.0001e-05 |  | 474.7274 | -0.00018243 |  | 705.7613 | 6.0782e-05 |  | 703.785 | 0.00204 |  | 474.7274 | 0 |  | 891.7702 | 0.0042795 |  | 1126.9022 | 0.0071 | 787.224 | 0.00081897 |  | 1140.2719 | 0.12038 |  | 1187.9214 | 0.03844 | [7 empty] | 1067.3291 | 0 |  | 1067.3226 | 0.03782
| 703.9481 | 0.01524 |  | 474.9498 | 0 |  | 474.9498 | -0.001126 |  | 703.2139 | 6.6672e-06 |  | 474.9498 | 0.0010654 |  | 705.9248 | 9.0471e-05 |  | 703.9481 | 0.00192 |  | 474.9498 | 0 |  | 891.8493 | 0.0038899 |  | 1127.2134 | 0.0075 | 787.414 | 0.0021436 |  | 1140.3356 | 0.12083 |  | 1188.0942 | 0.037254 | [7 empty] | 1067.3849 | 0 |  | 1067.3784 | 0.03771
| 704.1113 | 0.01491 |  | 475.1722 | 0 |  | 475.1722 | -0.0012115 |  | 703.3772 | 3.0002e-05 |  | 475.1722 | -0.00058184 |  | 706.0884 | 5.356e-05 |  | 704.1113 | 0.0021 |  | 475.1722 | 0.001 |  | 891.9285 | 0.0046798 |  | 1127.5248 | 0.00792 | 787.604 | 0.0019647 |  | 1140.3993 | 0.12127 |  | 1188.2672 | 0.036161 | [7 empty] | 1067.4408 | 0 |  | 1067.4342 | 0.03781
| 704.2744 | 0.01487 |  | 475.3947 | 0 |  | 475.3947 | 0.0021356 |  | 703.5404 | 0 |  | 475.3947 | 0.0013965 |  | 706.2519 | 0.00010471 |  | 704.2744 | 0.00202 |  | 475.3947 | 0.001 |  | 892.0077 | 0.0049169 |  | 1127.8362 | 0.00668 | 787.794 | 0.0014521 |  | 1140.463 | 0.1217 |  | 1188.4401 | 0.035233 | [7 empty] | 1067.4966 | 0 |  | 1067.49 | 0.03812
| 704.4375 | 0.01495 |  | 475.6172 | 0 |  | 475.6172 | -0.0010289 |  | 703.7037 | 3.0002e-05 |  | 475.6172 | -0.00058476 |  | 706.4155 | 6.0381e-05 |  | 704.4375 | 0.00218 |  | 475.6172 | 0 |  | 892.0869 | 0.0046923 |  | 1128.148 | 0.00752 | 787.984 | 0.0009675 |  | 1140.5266 | 0.12214 |  | 1188.6132 | 0.034521 | [7 empty] | 1067.5524 | 0 |  | 1067.5459 | 0.03863
| 704.6007 | 0.01519 |  | 475.8396 | 0 |  | 475.8396 | 0.00078779 |  | 703.8669 | 0 |  | 475.8396 | 0.00055741 |  | 706.5791 | 7.8635e-05 |  | 704.6007 | 0.002 |  | 475.8396 | 0.001 |  | 892.1661 | 0.0040139 |  | 1128.4597 | 0.00758 | 788.174 | 0.0010816 |  | 1140.5903 | 0.12259 |  | 1188.7861 | 0.034069 | [7 empty] | 1067.6083 | 0 |  | 1067.6017 | 0.03932
| 704.7639 | 0.01544 |  | 476.0621 | 0 |  | 476.0621 | -0.0024425 |  | 704.0302 | 1.0001e-05 |  | 476.0621 | -0.001519 |  | 706.7427 | 7.9237e-05 |  | 704.7639 | 0.00208 |  | 476.0621 | 0 |  | 892.2452 | 0.0040945 |  | 1128.7717 | 0.0078 | 788.365 | 0.0011043 |  | 1140.6541 | 0.12304 |  | 1188.9592 | 0.033915 | [7 empty] | 1067.6641 | 0 |  | 1067.6576 | 0.04021
| 704.927 | 0.01514 |  | 476.2847 | 0 |  | 476.2847 | 0.0017702 |  | 704.1935 | 0 |  | 476.2847 | 0.00086283 |  | 706.9062 | 5.7171e-05 |  | 704.927 | 0.00188 |  | 476.2846 | 0 |  | 892.3245 | 0.0050615 |  | 1129.0839 | 0.00716 | 788.555 | 0.00095313 |  | 1140.7178 | 0.12348 |  | 1189.1324 | 0.034084 | [7 empty] | 1067.72 | 0 |  | 1067.7134 | 0.04125
| 705.0902 | 0.01584 |  | 476.5072 | 0 |  | 476.5072 | 0.00015792 |  | 704.3568 | 3.0002e-05 |  | 476.5072 | -0.00040425 |  | 707.0698 | 9.368e-05 |  | 705.0902 | 0.00208 |  | 476.5072 | 0 |  | 892.4037 | 0.0041998 |  | 1129.3962 | 0.00762 | 788.745 | 0.0014369 |  | 1140.7816 | 0.12393 |  | 1189.3057 | 0.034583 | [7 empty] | 1067.7758 | 0 |  | 1067.7693 | 0.04241
| 705.2534 | 0.01505 |  | 476.7297 | 0 |  | 476.7297 | 0.0019661 |  | 704.52 | 0 |  | 476.7297 | 0.00068676 |  | 707.2334 | 5.8575e-05 |  | 705.2534 | 0.00201 |  | 476.7297 | 0.001 |  | 892.483 | 0.0033196 |  | 1129.7087 | 0.00706 | 788.936 | 0.0013907 |  | 1140.8453 | 0.12438 |  | 1189.4789 | 0.035383 | [7 empty] | 1067.8317 | 0 |  | 1067.8251 | 0.04361
| 705.4166 | 0.01521 |  | 476.9523 | 0 |  | 476.9523 | -0.001355 |  | 704.6833 | 3.0002e-05 |  | 476.9523 | -0.00059721 |  | 707.3971 | 6.9207e-05 |  | 705.4166 | 0.00214 |  | 476.9523 | 0 |  | 892.5623 | 0.004466 |  | 1130.0215 | 0.0075 | 789.127 | 0.0011792 |  | 1140.9091 | 0.12482 |  | 1189.6522 | 0.036419 | [7 empty] | 1067.8874 | 0 |  | 1067.881 | 0.04476
| 705.5797 | 0.01454 |  | 477.1748 | 0 |  | 477.1748 | 0.003193 |  | 704.8466 | 0 |  | 477.1748 | 0.00033606 |  | 707.5607 | 7.4021e-05 |  | 705.5797 | 0.00196 |  | 477.1748 | 0.00020024 |  | 892.6415 | 0.0050083 |  | 1130.3344 | 0.0074 | 789.317 | 0.0011702 |  | 1140.9728 | 0.12527 |  | 1189.8256 | 0.037585 | [7 empty] | 1067.9434 | 0 |  | 1067.9369 | 0.04575
| 705.7429 | 0.01598 |  | 477.3974 | 0 |  | 477.3974 | -0.00078917 |  | 705.0099 | 1.0001e-05 |  | 477.3974 | -0.00056545 |  | 707.7243 | 7.7432e-05 |  | 705.7429 | 0.0021 |  | 477.3974 | 0 |  | 892.7208 | 0.0044746 |  | 1130.6473 | 0.00699 | 789.508 | 0.0009551 |  | 1141.0366 | 0.12572 |  | 1189.999 | 0.038749 | [7 empty] | 1067.9993 | 0 |  | 1067.9927 | 0.0465
| 705.9061 | 0.01485 |  | 477.62 | 0 |  | 477.62 | 0.0014134 |  | 705.1732 | 0 |  | 477.62 | 0.00064213 |  | 707.8879 | 6.8405e-05 |  | 705.9061 | 0.00195 |  | 477.62 | 0.001 |  | 892.8002 | 0.0044861 |  | 1130.9606 | 0.00693 | 789.699 | 0.00083004 |  | 1141.1003 | 0.12617 |  | 1190.1725 | 0.039775 | [7 empty] | 1068.055 | 0 |  | 1068.0486 | 0.04693
| 706.0693 | 0.01607 |  | 477.8426 | 0 |  | 477.8426 | -0.00018742 |  | 705.3365 | 3.0002e-05 |  | 477.8426 | -0.00047826 |  | 708.0516 | 9.3881e-05 |  | 706.0693 | 0.00212 |  | 477.8426 | 0.00020024 |  | 892.8796 | 0.0048599 |  | 1131.274 | 0.00799 | 789.89 | 0.0012354 |  | 1141.1641 | 0.12663 |  | 1190.3459 | 0.040542 | [7 empty] | 1068.111 | 0 |  | 1068.1045 | 0.04702
| 706.2325 | 0.01491 |  | 478.0652 | 0 |  | 478.0652 | -0.00013197 |  | 705.4998 | 6.6672e-06 |  | 478.0652 | 0.00126 |  | 708.2152 | 3.33e-05 |  | 706.2325 | 0.00195 |  | 478.0652 | 0 |  | 892.9587 | 0.0046603 |  | 1131.5875 | 0.00679 | 790.081 | 0.0010842 |  | 1141.2279 | 0.12708 |  | 1190.5195 | 0.040967 | [7 empty] | 1068.1669 | 0 |  | 1068.1604 | 0.04679
| 706.3958 | 0.01583 |  | 478.2879 | 0 |  | 478.2879 | -0.0028635 |  | 705.6631 | 3.0002e-05 |  | 478.2879 | -0.0012394 |  | 708.3789 | 0.00011835 |  | 706.3958 | 0.0021 |  | 478.2879 | 0 |  | 893.0381 | 0.0045906 |  | 1131.9012 | 0.00734 | 790.272 | 0.0012546 |  | 1141.2918 | 0.12753 |  | 1190.6931 | 0.041019 | [7 empty] | 1068.2228 | 0 |  | 1068.2163 | 0.04631
| 706.559 | 0.01496 |  | 478.5105 | 0 |  | 478.5105 | -0.00031998 |  | 705.8265 | 0 |  | 478.5105 | 0.00055692 |  | 708.5425 | 5.2557e-05 |  | 706.559 | 0.00193 |  | 478.5105 | 0.00080116 |  | 893.1175 | 0.0040335 |  | 1132.2152 | 0.00718 | 790.463 | 0.0011525 |  | 1141.3555 | 0.12799 |  | 1190.8668 | 0.040721 | [7 empty] | 1068.2787 | 0 |  | 1068.2722 | 0.04566
| 706.7222 | 0.01563 |  | 478.7332 | 0 |  | 478.7332 | -0.0011562 |  | 705.9898 | 1.0001e-05 |  | 478.7332 | -0.00086947 |  | 708.7062 | 8.4854e-05 |  | 706.7222 | 0.00215 |  | 478.7332 | 0.001 |  | 893.1968 | 0.0039773 |  | 1132.5293 | 0.00688 | 790.655 | 0.00092692 |  | 1141.4193 | 0.12844 |  | 1191.0405 | 0.040137 | [7 empty] | 1068.3346 | 0 |  | 1068.3281 | 0.04495
| 706.8854 | 0.01434 |  | 478.9559 | 0 |  | 478.9559 | -0.001607 |  | 706.1531 | 0 |  | 478.9559 | 0.00032984 |  | 708.8699 | 8.1845e-05 |  | 706.8854 | 0.00207 |  | 478.9559 | 0.001 |  | 893.2762 | 0.0041199 |  | 1132.8435 | 0.00688 | 790.846 | 0.0011554 |  | 1141.4832 | 0.1289 |  | 1191.2142 | 0.03936 | [7 empty] | 1068.3905 | 0 |  | 1068.384 | 0.04427
| 707.0487 | 0.01579 |  | 479.1786 | 0 |  | 479.1786 | -0.0027022 |  | 706.3164 | 1.0001e-05 |  | 479.1786 | -0.00043145 |  | 709.0336 | 4.7141e-05 |  | 707.0487 | 0.0022 |  | 479.1785 | 0 |  | 893.3557 | 0.0036663 |  | 1133.158 | 0.00707 | 791.038 | 0.0010873 |  | 1141.5469 | 0.12935 |  | 1191.3881 | 0.03849 | [7 empty] | 1068.4464 | 0 |  | 1068.4399 | 0.04366
| 707.2119 | 0.01369 |  | 479.4013 | 0 |  | 479.4013 | -0.00044318 |  | 706.4798 | 0 |  | 479.4013 | 0.0010186 |  | 709.1972 | 0.00011655 |  | 707.2119 | 0.00206 |  | 479.4013 | 0.001 |  | 893.4351 | 0.0036986 |  | 1133.4727 | 0.00737 | 791.229 | 0.00078345 |  | 1141.6107 | 0.12981 |  | 1191.5619 | 0.037625 | [7 empty] | 1068.5023 | 0 |  | 1068.4959 | 0.04317
| 707.3751 | 0.01556 |  | 479.624 | 0 |  | 479.624 | 0.0011503 |  | 706.6431 | 1.0001e-05 |  | 479.624 | -0.00046182 |  | 709.3609 | 4.3129e-05 |  | 707.3751 | 0.00211 |  | 479.624 | 0 |  | 893.5145 | 0.003897 |  | 1133.7874 | 0.00765 | 791.421 | 0.0010555 |  | 1141.6746 | 0.13027 |  | 1191.7358 | 0.036844 | [7 empty] | 1068.5584 | 0 |  | 1068.5518 | 0.04279
| 707.5384 | 0.01369 |  | 479.8467 | 0 |  | 479.8467 | 0.0019228 |  | 706.8065 | 0 |  | 479.8467 | 0.001152 |  | 709.5246 | 0.00010471 |  | 707.5384 | 0.002 |  | 479.8467 | 0.00040028 |  | 893.594 | 0.003733 |  | 1134.1023 | 0.00657 | 791.613 | 0.0010197 |  | 1141.7384 | 0.13073 |  | 1191.9098 | 0.03621 | [7 empty] | 1068.6143 | 0 |  | 1068.6077 | 0.04251
| 707.7017 | 0.01568 |  | 480.0694 | 0 |  | 480.0694 | -0.0017588 |  | 706.9698 | 0 |  | 480.0694 | -0.00066371 |  | 709.6884 | 4.8545e-05 |  | 707.7017 | 0.00209 |  | 480.0695 | 0 |  | 893.6735 | 0.0032963 |  | 1134.4175 | 0.00666 | 791.805 | 0.0010213 |  | 1141.8022 | 0.13119 |  | 1192.0839 | 0.035768 | [7 empty] | 1068.6702 | 0 |  | 1068.6637 | 0.04229
| 707.8649 | 0.01394 |  | 480.2922 | 0 |  | 480.2922 | 0.0018408 |  | 707.1332 | 0 |  | 480.2922 | 0.00032995 |  | 709.8521 | 9.709e-05 |  | 707.8649 | 0.00197 |  | 480.2922 | 0 |  | 893.7529 | 0.0044075 |  | 1134.7328 | 0.00681 | 791.997 | 0.0013177 |  | 1141.8661 | 0.13165 |  | 1192.2579 | 0.035548 | [7 empty] | 1068.7262 | 0 |  | 1068.7196 | 0.04208
| 708.0282 | 0.01556 |  | 480.515 | 0 |  | 480.515 | -0.0019866 |  | 707.2966 | 1.0001e-05 |  | 480.515 | -0.0004135 |  | 710.0158 | 7.3821e-05 |  | 708.0282 | 0.00208 |  | 480.515 | 0 |  | 893.8325 | 0.0046947 |  | 1135.0482 | 0.00692 | 792.189 | 0.0011349 |  | 1141.93 | 0.13212 |  | 1192.432 | 0.03557 | [7 empty] | 1068.7821 | 0 |  | 1068.7756 | 0.04185
| 708.1915 | 0.01383 |  | 480.7378 | 0 |  | 480.7378 | 0.00048284 |  | 707.4599 | 2.6669e-05 |  | 480.7378 | -1.018e-05 |  | 710.1795 | 8.2246e-05 |  | 708.1915 | 0.00199 |  | 480.7378 | 0.00080096 |  | 893.9119 | 0.0040308 |  | 1135.3639 | 0.00642 | 792.381 | 0.0012305 |  | 1141.9939 | 0.13258 |  | 1192.6062 | 0.035842 | [7 empty] | 1068.838 | 0 |  | 1068.8315 | 0.04157
| 708.3547 | 0.01576 |  | 480.9606 | 0 |  | 480.9606 | -0.0019188 |  | 707.6233 | 0 |  | 480.9606 | -0.0005592 |  | 710.3433 | 7.4021e-05 |  | 708.3547 | 0.00216 |  | 480.9606 | 0 |  | 893.9915 | 0.0036453 |  | 1135.6798 | 0.0077 | 792.573 | 0.0016558 |  | 1142.0577 | 0.13305 |  | 1192.7804 | 0.03637 | [7 empty] | 1068.894 | 0 |  | 1068.8874 | 0.04123
| 708.518 | 0.0138 |  | 481.1834 | 0 |  | 481.1834 | 0.00048681 |  | 707.7867 | 6.6672e-06 |  | 481.1834 | 0.0012957 |  | 710.507 | 8.3249e-05 |  | 708.518 | 0.00209 |  | 481.1834 | 0 |  | 894.071 | 0.0038755 |  | 1135.9957 | 0.00716 | 792.766 | 0.00098893 |  | 1142.1216 | 0.13351 |  | 1192.9547 | 0.037156 | [7 empty] | 1068.9499 | 0 |  | 1068.9435 | 0.04086
| 708.6813 | 0.01542 |  | 481.4062 | 0 |  | 481.4062 | -0.0018689 |  | 707.9501 | 5.0004e-05 |  | 481.4062 | -0.0012274 |  | 710.6707 | 8.6057e-05 |  | 708.6813 | 0.00224 |  | 481.4062 | 0 |  | 894.1506 | 0.0043973 |  | 1136.312 | 0.00677 | 792.958 | 0.0013111 |  | 1142.1855 | 0.13398 |  | 1193.129 | 0.0382 | [7 empty] | 1069.006 | 0 |  | 1068.9995 | 0.04048
| 708.8446 | 0.01364 |  | 481.629 | 0 |  | 481.629 | 0.00057345 |  | 708.1135 | 0 |  | 481.629 | 0.00086538 |  | 710.8345 | 0.0001001 |  | 708.8446 | 0.0022 |  | 481.629 | 0.001 |  | 894.2301 | 0.0047122 |  | 1136.6283 | 0.00769 | 793.151 | 0.0010516 |  | 1142.2494 | 0.13445 |  | 1193.3033 | 0.039491 | [7 empty] | 1069.062 | 0 |  | 1069.0554 | 0.04013
| 709.0079 | 0.0156 |  | 481.8519 | 0 |  | 481.8519 | -0.00043481 |  | 708.2769 | 0 |  | 481.8519 | -0.00052534 |  | 710.9983 | 6.4593e-05 |  | 709.0079 | 0.00227 |  | 481.8519 | 0.00040068 |  | 894.3097 | 0.0037655 |  | 1136.9448 | 0.00695 | 793.344 | 0.0011984 |  | 1142.3133 | 0.13493 |  | 1193.4778 | 0.041002 | [7 empty] | 1069.1179 | 0 |  | 1069.1115 | 0.03986
| 709.1712 | 0.01366 |  | 482.0747 | 0 |  | 482.0747 | 0.0010097 |  | 708.4403 | 6.6672e-06 |  | 482.0747 | 0.00086948 |  | 711.162 | 8.345e-05 |  | 709.1712 | 0.00203 |  | 482.0747 | 0.00020024 |  | 894.3893 | 0.0039003 |  | 1137.2616 | 0.00663 | 793.536 | 0.0011258 |  | 1142.3772 | 0.1354 |  | 1193.6522 | 0.04268 | [7 empty] | 1069.174 | 0 |  | 1069.1675 | 0.03967
| 709.3345 | 0.01678 |  | 482.2976 | 0 |  | 482.2976 | -0.00062505 |  | 708.6037 | 1.0001e-05 |  | 482.2976 | -0.00021375 |  | 711.3258 | 7.9237e-05 |  | 709.3345 | 0.00202 |  | 482.2976 | 0.00060072 |  | 894.4689 | 0.0043586 |  | 1137.5785 | 0.00701 | 793.729 | 0.0013264 |  | 1142.4412 | 0.13587 |  | 1193.8268 | 0.044443 | [7 empty] | 1069.23 | 0 |  | 1069.2234 | 0.03958
| 709.4979 | 0.01362 |  | 482.5205 | 0 |  | 482.5205 | 0.0016039 |  | 708.7671 | 0 |  | 482.5205 | 0.00014358 |  | 711.4896 | 6.3991e-05 |  | 709.4979 | 0.00192 |  | 482.5205 | 0.001 |  | 894.5485 | 0.005868 |  | 1137.8955 | 0.00725 | 793.922 | 0.0012272 |  | 1142.5051 | 0.13635 |  | 1194.0013 | 0.046189 | [7 empty] | 1069.286 | 0 |  | 1069.2794 | 0.03957
| 709.6612 | 0.01634 |  | 482.7434 | 0 |  | 482.7434 | -0.001267 |  | 708.9305 | 3.0002e-05 |  | 482.7434 | -0.00075377 |  | 711.6534 | 0.00011775 |  | 709.6612 | 0.00216 |  | 482.7434 | 0.001 |  | 894.6282 | 0.0065753 |  | 1138.2128 | 0.00658 | 794.115 | 0.00099134 |  | 1142.569 | 0.13682 |  | 1194.176 | 0.047813 | [7 empty] | 1069.342 | 0 |  | 1069.3355 | 0.03962
| 709.8245 | 0.01375 |  | 482.9663 | 0 |  | 482.9663 | -0.0021441 |  | 709.094 | 2.6669e-05 |  | 482.9663 | 0.00073621 |  | 711.8172 | 4.9949e-05 |  | 709.8245 | 0.00208 |  | 482.9663 | 0.001 |  | 894.7078 | 0.0052609 |  | 1138.5303 | 0.00716 | 794.308 | 0.00096128 |  | 1142.6329 | 0.1373 |  | 1194.3507 | 0.04922 | [7 empty] | 1069.3981 | 0 |  | 1069.3915 | 0.03969
| 709.9878 | 0.01604 |  | 483.1893 | 0 |  | 483.1893 | -0.0011651 |  | 709.2574 | 3.0002e-05 |  | 483.1893 | -0.0012331 |  | 711.981 | 9.7291e-05 |  | 709.9878 | 0.00218 |  | 483.1893 | 0 |  | 894.7875 | 0.0036884 |  | 1138.8478 | 0.00657 | 794.502 | 0.00092827 |  | 1142.6969 | 0.13779 |  | 1194.5254 | 0.050348 | [7 empty] | 1069.4541 | 0 |  | 1069.4475 | 0.03975
| 710.1512 | 0.0135 |  | 483.4122 | 0 |  | 483.4122 | 0.0005278 |  | 709.4208 | 6.6672e-06 |  | 483.4122 | 0.00093001 |  | 712.1448 | 6.2587e-05 |  | 710.1512 | 0.00201 |  | 483.4122 | 0 |  | 894.8672 | 0.0033456 |  | 1139.1656 | 0.00713 | 794.695 | 0.00095317 |  | 1142.7609 | 0.13826 |  | 1194.7002 | 0.051161 | [7 empty] | 1069.5101 | 0 |  | 1069.5035 | 0.03976
| 710.3145 | 0.0173 |  | 483.6352 | 0 |  | 483.6352 | -0.00051266 |  | 709.5843 | 1.0001e-05 |  | 483.6352 | -0.0014042 |  | 712.3086 | 8.024e-05 |  | 710.3145 | 0.00211 |  | 483.6352 | 0 |  | 894.9469 | 0.0035584 |  | 1139.4835 | 0.00683 | 794.888 | 0.0010961 |  | 1142.8248 | 0.13874 |  | 1194.875 | 0.051651 | [7 empty] | 1069.5662 | 0 |  | 1069.5596 | 0.0397
| 710.4779 | 0.01582 |  | 483.8582 | 0 |  | 483.8582 | 0.00024219 |  | 709.7477 | 0 |  | 483.8582 | 0.001415 |  | 712.4725 | 7.2818e-05 |  | 710.4779 | 0.00203 |  | 483.8582 | 0 |  | 895.0266 | 0.0037757 |  | 1139.8016 | 0.00671 | 795.082 | 0.0012309 |  | 1142.8888 | 0.13923 |  | 1195.0499 | 0.05183 | [7 empty] | 1069.6222 | 0 |  | 1069.6156 | 0.03956
| 710.6412 | 0.0175 |  | 484.0811 | 0 |  | 484.0811 | 0.00010154 |  | 709.9112 | 0 |  | 484.0811 | -0.0011566 |  | 712.6363 | 8.1042e-05 |  | 710.6412 | 0.00213 |  | 484.0811 | 0.00020024 |  | 895.1063 | 0.003453 |  | 1140.12 | 0.00648 | 795.275 | 0.00075582 |  | 1142.9528 | 0.13972 |  | 1195.2249 | 0.051723 | [7 empty] | 1069.6782 | 0 |  | 1069.6716 | 0.03933
| 710.8046 | 0.01371 |  | 484.3041 | 0 |  | 484.3041 | -0.00085867 |  | 710.0746 | 6.6672e-06 |  | 484.3041 | 0.0005129 |  | 712.8001 | 8.7462e-05 |  | 710.8046 | 0.002 |  | 484.3041 | 0 |  | 895.186 | 0.004369 |  | 1140.4385 | 0.00671 | 795.469 | 0.0011758 |  | 1143.0167 | 0.14021 |  | 1195.3999 | 0.051376 | [7 empty] | 1069.7342 | 0 |  | 1069.7278 | 0.03904
| 710.968 | 0.01748 |  | 484.5272 | 0 |  | 484.5272 | -0.0011569 |  | 710.2381 | 0 |  | 484.5272 | -0.0015591 |  | 712.964 | 9.1273e-05 |  | 710.968 | 0.0021 |  | 484.5272 | 0 |  | 895.2658 | 0.0054389 |  | 1140.7572 | 0.00653 | 795.663 | 0.0015783 |  | 1143.0808 | 0.14069 |  | 1195.5748 | 0.050862 | [7 empty] | 1069.7903 | 0 |  | 1069.7838 | 0.03873
| 711.1313 | 0.01665 |  | 484.7502 | 0 |  | 484.7502 | 0.00116 |  | 710.4015 | 0 |  | 484.7502 | 0.00035822 |  | 713.1278 | 6.4393e-05 |  | 711.1313 | 0.00204 |  | 484.7502 | 0.00020024 |  | 895.3455 | 0.0060746 |  | 1141.076 | 0.00734 | 795.857 | 0.0012264 |  | 1143.1448 | 0.14118 |  | 1195.75 | 0.050284 | [7 empty] | 1069.8464 | 0 |  | 1069.8398 | 0.03847
| 711.2947 | 0.01762 |  | 484.9732 | 0 |  | 484.9732 | -0.00027902 |  | 710.565 | 3.0002e-05 |  | 484.9732 | -0.00052183 |  | 713.2917 | 8.0842e-05 |  | 711.2947 | 0.00221 |  | 484.9732 | 0.00040028 |  | 895.4252 | 0.0054963 |  | 1141.395 | 0.00663 | 796.051 | 0.001434 |  | 1143.2087 | 0.14168 |  | 1195.9252 | 0.049771 | [7 empty] | 1069.9025 | 0 |  | 1069.896 | 0.03829
| 711.4581 | 0.01631 |  | 485.1963 | 0 |  | 485.1963 | 0.0015139 |  | 710.7285 | 0 |  | 485.1963 | 0.00077739 |  | 713.4556 | 6.0982e-05 |  | 711.4581 | 0.00211 |  | 485.1963 | 0.001 |  | 895.5051 | 0.0049231 |  | 1141.7142 | 0.00712 | 796.245 | 0.0011269 |  | 1143.2728 | 0.14217 |  | 1196.1003 | 0.049451 | [7 empty] | 1069.9585 | 0 |  | 1069.952 | 0.03825
| 711.6215 | 0.01396 |  | 485.4193 | 0 |  | 485.4193 | -0.00080565 |  | 710.892 | 1.0001e-05 |  | 485.4193 | -0.0010078 |  | 713.6194 | 9.0671e-05 |  | 711.6215 | 0.00224 |  | 485.4193 | 0.001 |  | 895.5848 | 0.0051702 |  | 1142.0336 | 0.00724 | 796.439 | 0.0013374 |  | 1143.3368 | 0.14266 |  | 1196.2755 | 0.04943 | [7 empty] | 1070.0147 | 0 |  | 1070.0081 | 0.03837
| 711.7849 | 0.01811 |  | 485.6424 | 0 |  | 485.6424 | 0.00075982 |  | 711.0555 | 0 |  | 485.6424 | 0.0014008 |  | 713.7833 | 8.8665e-05 |  | 711.7849 | 0.00204 |  | 485.6424 | 0 |  | 895.6647 | 0.004907 |  | 1142.3531 | 0.00654 | 796.633 | 0.0012164 |  | 1143.4008 | 0.14317 |  | 1196.4508 | 0.04977 | [7 empty] | 1070.0707 | 0 |  | 1070.0642 | 0.03864
| 711.9483 | 0.01616 |  | 485.8655 | 0 |  | 485.8655 | -0.0012641 |  | 711.2189 | 1.0001e-05 |  | 485.8655 | -0.00030415 |  | 713.9472 | 6.6599e-05 |  | 711.9483 | 0.00216 |  | 485.8655 | 0 |  | 895.7445 | 0.0050674 |  | 1142.6728 | 0.00627 | 796.828 | 0.001209 |  | 1143.4648 | 0.14366 |  | 1196.6262 | 0.050472 | [7 empty] | 1070.1268 | 0 |  | 1070.1204 | 0.03902
| 712.1117 | 0.01781 |  | 486.0886 | 0 |  | 486.0886 | 0.00083781 |  | 711.3824 | 0 |  | 486.0886 | 0.0013104 |  | 714.1111 | 9.9096e-05 |  | 712.1117 | 0.00198 |  | 486.0886 | 0.00040048 |  | 895.8244 | 0.0057853 |  | 1142.9928 | 0.00689 | 797.022 | 0.0010912 |  | 1143.5289 | 0.14417 |  | 1196.8016 | 0.051488 | [7 empty] | 1070.183 | 0 |  | 1070.1764 | 0.03948
| 712.2751 | 0.0144 |  | 486.3117 | 0 |  | 486.3117 | 0.00013408 |  | 711.5459 | 3.0002e-05 |  | 486.3117 | -0.00045594 |  | 714.275 | 4.7943e-05 |  | 712.2751 | 0.00218 |  | 486.3118 | 0.001 |  | 895.9042 | 0.0056193 |  | 1143.3129 | 0.00675 | 797.217 | 0.0016288 |  | 1143.5929 | 0.14467 |  | 1196.9771 | 0.052729 | [7 empty] | 1070.239 | 0 |  | 1070.2325 | 0.03993
| 712.4385 | 0.01735 |  | 486.5349 | 0 |  | 486.5349 | 0.00047241 |  | 711.7095 | 6.6672e-06 |  | 486.5349 | 0.00056739 |  | 714.4389 | 9.709e-05 |  | 712.4385 | 0.00196 |  | 486.5349 | 0.001 |  | 895.9841 | 0.0044517 |  | 1143.6332 | 0.00673 | 797.411 | 0.00091297 |  | 1143.657 | 0.14517 |  | 1197.1526 | 0.054089 | [7 empty] | 1070.2952 | 0 |  | 1070.2886 | 0.0403
| 712.6019 | 0.01296 |  | 486.758 | 0 |  | 486.758 | -0.0015431 |  | 711.873 | 1.0001e-05 |  | 486.758 | -0.0012804 |  | 714.6028 | 5.7372e-05 |  | 712.6019 | 0.00207 |  | 486.758 | 0.001 |  | 896.064 | 0.0046037 |  | 1143.9536 | 0.00681 | 797.606 | 0.00096369 |  | 1143.7211 | 0.14568 |  | 1197.3281 | 0.055452 | [7 empty] | 1070.3513 | 0 |  | 1070.3447 | 0.04054
| 712.7654 | 0.01754 |  | 486.9812 | 0 |  | 486.9812 | -0.0019449 |  | 712.0365 | 0 |  | 486.9812 | 0.00038768 |  | 714.7668 | 0.00010311 |  | 712.7654 | 0.00196 |  | 486.9812 | 0.00080116 |  | 896.1439 | 0.0058853 |  | 1144.2743 | 0.00704 | 797.801 | 0.0011854 |  | 1143.7852 | 0.14619 |  | 1197.5037 | 0.056706 | [7 empty] | 1070.4073 | 0 |  | 1070.4009 | 0.04061
| 712.9288 | 0.01352 |  | 487.2044 | 0 |  | 487.2044 | -0.00034475 |  | 712.2 | 1.0001e-05 |  | 487.2044 | -0.00065783 |  | 714.9307 | 6.9207e-05 |  | 712.9288 | 0.00214 |  | 487.2044 | 0.00040068 |  | 896.2238 | 0.0052059 |  | 1144.5951 | 0.00696 | 797.996 | 0.00091608 |  | 1143.8492 | 0.1467 |  | 1197.6793 | 0.057737 | [7 empty] | 1070.4635 | 0 |  | 1070.457 | 0.0405
| 713.0922 | 0.017 |  | 487.4276 | 0 |  | 487.4276 | 0.0013033 |  | 712.3636 | 0 |  | 487.4276 | 0.00068107 |  | 715.0946 | 7.9036e-05 |  | 713.0922 | 0.00204 |  | 487.4276 | 0 |  | 896.3038 | 0.004433 |  | 1144.916 | 0.00689 | 798.191 | 0.0011678 |  | 1143.9133 | 0.14721 |  | 1197.8551 | 0.058439 | [7 empty] | 1070.5196 | 0 |  | 1070.5132 | 0.04025
| 713.2557 | 0.01472 |  | 487.6508 | 0 |  | 487.6508 | -0.0014902 |  | 712.5271 | 3.0002e-05 |  | 487.6508 | -0.00087189 |  | 715.2586 | 8.1042e-05 |  | 713.2557 | 0.00215 |  | 487.6508 | 0 |  | 896.3837 | 0.0053056 |  | 1145.2372 | 0.00696 | 798.386 | 0.0014428 |  | 1143.9774 | 0.14773 |  | 1198.0308 | 0.058726 | [7 empty] | 1070.5758 | 0 |  | 1070.5693 | 0.03992
| 713.4191 | 0.01775 |  | 487.874 | 0 |  | 487.874 | 0.00049332 |  | 712.6906 | 6.6672e-06 |  | 487.874 | 0.0012398 |  | 715.4225 | 7.6629e-05 |  | 713.4191 | 0.00206 |  | 487.874 | 0 |  | 896.4637 | 0.0057108 |  | 1145.5586 | 0.00712 | 798.581 | 0.0011765 |  | 1144.0415 | 0.14824 |  | 1198.2067 | 0.058559 | [7 empty] | 1070.632 | 0 |  | 1070.6255 | 0.03958
| 713.5826 | 0.01343 |  | 488.0972 | 0 |  | 488.0972 | -0.0039621 |  | 712.8542 | 1.0001e-05 |  | 488.0972 | -0.00081873 |  | 715.5865 | 6.8605e-05 |  | 713.5826 | 0.00222 |  | 488.0972 | 0.00020004 |  | 896.5437 | 0.0053824 |  | 1145.8801 | 0.00671 | 798.776 | 0.0013046 |  | 1144.1056 | 0.14876 |  | 1198.3824 | 0.057968 | [7 empty] | 1070.6881 | 0 |  | 1070.6816 | 0.03932
| 713.746 | 0.01487 |  | 488.3204 | 0 |  | 488.3204 | 0.0016233 |  | 713.0177 | 6.6672e-06 |  | 488.3204 | 0.00094785 |  | 715.7504 | 8.6659e-05 |  | 713.746 | 0.00217 |  | 488.3204 | 0 |  | 896.6237 | 0.0047078 |  | 1146.2019 | 0.00635 | 798.972 | 0.00083658 |  | 1144.1697 | 0.14929 |  | 1198.5584 | 0.057066 | [7 empty] | 1070.7443 | 0 |  | 1070.7378 | 0.0392
| 713.9095 | 0.01314 |  | 488.5437 | 0 |  | 488.5437 | 0.00074857 |  | 713.1813 | 1.0001e-05 |  | 488.5437 | -0.00098306 |  | 715.9144 | 7.0411e-05 |  | 713.9095 | 0.00221 |  | 488.5437 | 0.001 |  | 896.7037 | 0.0047151 |  | 1146.5237 | 0.00694 | 799.167 | 0.0010762 |  | 1144.2338 | 0.1498 |  | 1198.7344 | 0.05603 | [7 empty] | 1070.8004 | 0 |  | 1070.7939 | 0.03926
| 714.073 | 0.01603 |  | 488.767 | 0 |  | 488.767 | -8.3887e-06 |  | 713.3448 | 2.6669e-05 |  | 488.767 | 0.00023952 |  | 716.0784 | 8.1042e-05 |  | 714.073 | 0.00203 |  | 488.767 | 0.001 |  | 896.7837 | 0.0044174 |  | 1146.8458 | 0.00612 | 799.363 | 0.0015419 |  | 1144.298 | 0.15033 |  | 1198.9104 | 0.055068 | [7 empty] | 1070.8567 | 0 |  | 1070.8501 | 0.0395
| 714.2365 | 0.01315 |  | 488.9902 | 0 |  | 488.9902 | -0.0034269 |  | 713.5084 | 0 |  | 488.9902 | -0.00097092 |  | 716.2423 | 7.5626e-05 |  | 714.2365 | 0.00207 |  | 488.9903 | 0 |  | 896.8637 | 0.0043356 |  | 1147.1681 | 0.00685 | 799.559 | 0.0012574 |  | 1144.3621 | 0.15085 |  | 1199.0864 | 0.054361 | [7 empty] | 1070.9128 | 0 |  | 1070.9062 | 0.03989
| 714.3999 | 0.01542 |  | 489.2135 | 0 |  | 489.2135 | 0.0012 |  | 713.672 | 6.6672e-06 |  | 489.2135 | 0.00047808 |  | 716.4063 | 7.9036e-05 |  | 714.3999 | 0.00203 |  | 489.2135 | 0 |  | 896.9438 | 0.0052345 |  | 1147.4905 | 0.0071 | 799.754 | 0.0019863 |  | 1144.4263 | 0.15138 |  | 1199.2626 | 0.054024 | [7 empty] | 1070.969 | 0 |  | 1070.9625 | 0.0404
| 714.5634 | 0.01301 |  | 489.4369 | 0 |  | 489.4369 | -0.00026127 |  | 713.8355 | 1.0001e-05 |  | 489.4369 | -0.0013167 |  | 716.5703 | 7.9237e-05 |  | 714.5634 | 0.00222 |  | 489.4368 | 0.00060092 |  | 897.0239 | 0.0052492 |  | 1147.8131 | 0.00663 | 799.95 | 0.0014047 |  | 1144.4904 | 0.15191 |  | 1199.4387 | 0.054088 | [7 empty] | 1071.0251 | 0 |  | 1071.0187 | 0.04094
| 714.7269 | 0.01568 |  | 489.6602 | 0 |  | 489.6602 | 0.00085867 |  | 713.9991 | 0 |  | 489.6602 | 0.00023584 |  | 716.7343 | 0.0001009 |  | 714.7269 | 0.00207 |  | 489.6602 | 0 |  | 897.1039 | 0.0060658 |  | 1148.136 | 0.00663 | 800.146 | 0.00097811 |  | 1144.5546 | 0.15244 |  | 1199.615 | 0.054515 | [7 empty] | 1071.0814 | 0 |  | 1071.0748 | 0.04147
| 714.8904 | 0.01296 |  | 489.8835 | 0 |  | 489.8835 | -9.2392e-06 |  | 714.1627 | 0 |  | 489.8835 | -0.0011687 |  | 716.8984 | 4.1725e-05 |  | 714.8904 | 0.00223 |  | 489.8835 | 0 |  | 897.184 | 0.0065949 |  | 1148.4589 | 0.00679 | 800.342 | 0.00062753 |  | 1144.6186 | 0.15297 |  | 1199.7913 | 0.05523 | [7 empty] | 1071.1376 | 0 |  | 1071.1311 | 0.04195
| 715.0539 | 0.0151 |  | 490.1069 | 0 |  | 490.1069 | -0.00086458 |  | 714.3263 | 0 |  | 490.1069 | 0.0010822 |  | 717.0624 | 0.00011194 |  | 715.0539 | 0.00208 |  | 490.1069 | 0 |  | 897.2642 | 0.0068531 |  | 1148.7821 | 0.00714 | 800.539 | 0.0015196 |  | 1144.6829 | 0.15351 |  | 1199.9675 | 0.056153 | [7 empty] | 1071.1939 | 0 |  | 1071.1873 | 0.04235
| 715.2174 | 0.01372 |  | 490.3302 | 0 |  | 490.3302 | -0.0010636 |  | 714.4899 | 1.0001e-05 |  | 490.3302 | -0.00065856 |  | 717.2264 | 4.0922e-05 |  | 715.2174 | 0.00196 |  | 490.3302 | 0 |  | 897.3442 | 0.0064397 |  | 1149.1055 | 0.00663 | 800.735 | 0.0011032 |  | 1144.7471 | 0.15404 |  | 1200.1439 | 0.057209 | [7 empty] | 1071.25 | 0 |  | 1071.2435 | 0.04267
| 715.3809 | 0.0157 |  | 490.5536 | 0 |  | 490.5536 | 0.0010411 |  | 714.6535 | 6.6672e-06 |  | 490.5536 | 0.0015453 |  | 717.3904 | 0.0001326 |  | 715.3809 | 0.00181 |  | 490.5536 | 0 |  | 897.4244 | 0.0055186 |  | 1149.429 | 0.00673 | 800.931 | 0.00079038 |  | 1144.8113 | 0.15458 |  | 1200.3203 | 0.058323 | [7 empty] | 1071.3063 | 0 |  | 1071.2997 | 0.04291
| 715.5445 | 0.01841 |  | 490.777 | 0 |  | 490.777 | -0.0020876 |  | 714.8171 | 3.0002e-05 |  | 490.777 | -0.00057956 |  | 717.5545 | 3.9919e-05 |  | 715.5445 | 0.00189 |  | 490.777 | 0 |  | 897.5045 | 0.0056303 |  | 1149.7527 | 0.0067 | 801.128 | 0.0016153 |  | 1144.8754 | 0.15512 |  | 1200.4968 | 0.059406 | [7 empty] | 1071.3624 | 0 |  | 1071.356 | 0.04308
| 715.708 | 0.02716 |  | 491.0004 | 0 |  | 491.0004 | 8.1581e-05 |  | 714.9807 | 6.6672e-06 |  | 491.0004 | 0.00095389 |  | 717.7185 | 0.00011394 |  | 715.708 | 0.0021 |  | 491.0004 | 0.00040048 |  | 897.5847 | 0.0058512 |  | 1150.0765 | 0.00676 | 801.324 | 0.00162 |  | 1144.9396 | 0.15567 |  | 1200.6733 | 0.060343 | [7 empty] | 1071.4187 | 0 |  | 1071.4122 | 0.0432
| 715.8715 | 0.02245 |  | 491.2238 | 0 |  | 491.2238 | -0.00062546 |  | 715.1443 | 0 |  | 491.2238 | -0.00079157 |  | 717.8826 | 5.4964e-05 |  | 715.8715 | 0.00219 |  | 491.2238 | 0.001 |  | 897.665 | 0.0054621 |  | 1150.4006 | 0.00738 | 801.521 | 0.0011353 |  | 1145.0038 | 0.15621 |  | 1200.85 | 0.061008 | [7 empty] | 1071.475 | 0 |  | 1071.4684 | 0.04327
| 716.0351 | 0.02779 |  | 491.4472 | 0 |  | 491.4472 | -8.8506e-05 |  | 715.308 | 2.6669e-05 |  | 491.4472 | 0.00060711 |  | 718.0466 | 0.00010371 |  | 716.0351 | 0.00212 |  | 491.4472 | 0.00020024 |  | 897.745 | 0.0061576 |  | 1150.7249 | 0.00712 | 801.718 | 0.00072128 |  | 1145.068 | 0.15675 |  | 1201.0266 | 0.061289 | [7 empty] | 1071.5312 | 0 |  | 1071.5247 | 0.0433
| 716.1986 | 0.02145 |  | 491.6707 | 0 |  | 491.6707 | 0.0011087 |  | 715.4716 | 3.0002e-05 |  | 491.6707 | -0.00019186 |  | 718.2107 | 6.68e-05 |  | 716.1986 | 0.00227 |  | 491.6707 | 0 |  | 897.8252 | 0.0061466 |  | 1151.0493 | 0.00678 | 801.914 | 0.0011574 |  | 1145.1323 | 0.1573 |  | 1201.2032 | 0.06112 | [7 empty] | 1071.5874 | 0 |  | 1071.5809 | 0.04331
| 716.3621 | 0.02823 |  | 491.8941 | 0 |  | 491.8941 | 0.00080424 |  | 715.6352 | 2.6669e-05 |  | 491.8941 | 0.00050918 |  | 718.3748 | 9.3881e-05 |  | 716.3621 | 0.00218 |  | 491.8941 | 0 |  | 897.9055 | 0.006211 |  | 1151.3739 | 0.0062 | 802.111 | 0.00096356 |  | 1145.1965 | 0.15786 |  | 1201.38 | 0.060509 | [7 empty] | 1071.6437 | 0 |  | 1071.6372 | 0.04331
| 716.5257 | 0.01883 |  | 492.1176 | 0 |  | 492.1176 | -2.6693e-05 |  | 715.7988 | 0 |  | 492.1176 | -0.00087496 |  | 718.5388 | 7.021e-05 |  | 716.5257 | 0.00219 |  | 492.1176 | 0 |  | 897.9857 | 0.0068802 |  | 1151.6987 | 0.00724 | 802.308 | 0.00085513 |  | 1145.2607 | 0.15841 |  | 1201.5568 | 0.059545 | [7 empty] | 1071.6999 | 0 |  | 1071.6935 | 0.0433
| 716.6893 | 0.02915 |  | 492.3411 | 0 |  | 492.3411 | -0.00029366 |  | 715.9625 | 2.6669e-05 |  | 492.3411 | 0.00074888 |  | 718.7029 | 9.5285e-05 |  | 716.6893 | 0.00206 |  | 492.3411 | 0 |  | 898.0659 | 0.0075449 |  | 1152.0238 | 0.00658 | 802.506 | 0.0012672 |  | 1145.3249 | 0.15895 |  | 1201.7336 | 0.058389 | [7 empty] | 1071.7562 | 0 |  | 1071.7498 | 0.04332
| 716.8528 | 0.02291 |  | 492.5646 | 0 |  | 492.5646 | -0.0024238 |  | 716.1261 | 0 |  | 492.5646 | -0.0004704 |  | 718.867 | 8.1644e-05 |  | 716.8528 | 0.00215 |  | 492.5646 | 0 |  | 898.1462 | 0.0071419 |  | 1152.3489 | 0.00671 | 802.703 | 0.0011527 |  | 1145.3893 | 0.15951 |  | 1201.9105 | 0.057247 | [7 empty] | 1071.8125 | 0 |  | 1071.806 | 0.04337
| 717.0164 | 0.03073 |  | 492.7881 | 0 |  | 492.7881 | -0.00050103 |  | 716.2898 | 6.6672e-06 |  | 492.7881 | 0.00027936 |  | 719.0311 | 8.4854e-05 |  | 717.0164 | 0.00214 |  | 492.7881 | 0.001 |  | 898.2264 | 0.0065213 |  | 1152.6743 | 0.0066 | 802.9 | 0.0011631 |  | 1145.4535 | 0.16007 |  | 1202.0875 | 0.056326 | [7 empty] | 1071.8688 | 0 |  | 1071.8623 | 0.04345
| 717.18 | 0.02483 |  | 493.0116 | 0 |  | 493.0116 | -0.0012898 |  | 716.4534 | 1.0001e-05 |  | 493.0116 | -0.0015161 |  | 719.1952 | 8.5656e-05 |  | 717.18 | 0.00228 |  | 493.0116 | 0.001 |  | 898.3068 | 0.0068216 |  | 1152.9999 | 0.00576 | 803.098 | 0.00081234 |  | 1145.5177 | 0.16063 |  | 1202.2645 | 0.055795 | [7 empty] | 1071.9251 | 0 |  | 1071.9186 | 0.04353
| 717.3435 | 0.0279 |  | 493.2351 | 0 |  | 493.2351 | 0.0010301 |  | 716.6171 | 0 |  | 493.2351 | 0.0007785 |  | 719.3593 | 7.703e-05 |  | 717.3435 | 0.00213 |  | 493.2351 | 0 |  | 898.3871 | 0.0071206 |  | 1153.3256 | 0.00676 | 803.295 | 0.001578 |  | 1145.582 | 0.16119 |  | 1202.4415 | 0.055748 | [7 empty] | 1071.9813 | 0 |  | 1071.9749 | 0.04361
| 717.5071 | 0.02416 |  | 493.4587 | 0 |  | 493.4587 | -0.0020945 |  | 716.7808 | 3.0002e-05 |  | 493.4587 | -0.00045321 |  | 719.5235 | 7.8033e-05 |  | 717.5071 | 0.00219 |  | 493.4587 | 0 |  | 898.4674 | 0.0064271 |  | 1153.6515 | 0.00662 | 803.493 | 0.0011875 |  | 1145.6462 | 0.16176 |  | 1202.6187 | 0.056177 | [7 empty] | 1072.0377 | 0 |  | 1072.0311 | 0.04365
| 717.6707 | 0.03192 |  | 493.6823 | 0 |  | 493.6823 | 0.0031256 |  | 716.9444 | 6.6672e-06 |  | 493.6823 | 0.0010625 |  | 719.6876 | 8.0441e-05 |  | 717.6707 | 0.00205 |  | 493.6823 | 0 |  | 898.5477 | 0.005833 |  | 1153.9775 | 0.00681 | 803.69 | 0.0015844 |  | 1145.7106 | 0.16232 |  | 1202.7958 | 0.056975 | [7 empty] | 1072.094 | 0 |  | 1072.0874 | 0.04361
| 717.8343 | 0.02696 |  | 493.9058 | 0 |  | 493.9058 | -0.00068332 |  | 717.1081 | 1.0001e-05 |  | 493.9058 | -0.0015709 |  | 719.8517 | 8.8866e-05 |  | 717.8343 | 0.00219 |  | 493.9058 | 0.001 |  | 898.6282 | 0.0058734 |  | 1154.3038 | 0.00681 | 803.888 | 0.0014613 |  | 1145.7749 | 0.16289 |  | 1202.973 | 0.05796 | [7 empty] | 1072.1503 | 0 |  | 1072.1438 | 0.04349
| 717.9979 | 0.0321 |  | 494.1294 | 0 |  | 494.1294 | 0.00054209 |  | 717.2718 | 2.6669e-05 |  | 494.1294 | 0.0010251 |  | 720.0159 | 5.677e-05 |  | 717.9979 | 0.00213 |  | 494.1294 | 0 |  | 898.7084 | 0.0060044 |  | 1154.6302 | 0.00686 | 804.086 | 0.00098217 |  | 1145.8392 | 0.16346 |  | 1203.1503 | 0.058926 | [7 empty] | 1072.2065 | 0 |  | 1072.2001 | 0.04328
| 718.1615 | 0.02726 |  | 494.353 | 0 |  | 494.353 | 0.00023035 |  | 717.4355 | 3.0002e-05 |  | 494.353 | -0.00094912 |  | 720.18 | 8.6258e-05 |  | 718.1615 | 0.00225 |  | 494.353 | 0 |  | 898.7888 | 0.0062987 |  | 1154.9569 | 0.00692 | 804.284 | 0.00073424 |  | 1145.9034 | 0.16403 |  | 1203.3276 | 0.059701 | [7 empty] | 1072.2629 | 0 |  | 1072.2564 | 0.04299
| 718.3251 | 0.02792 |  | 494.5766 | 0 |  | 494.5766 | 0.0011384 |  | 717.5992 | 6.6672e-06 |  | 494.5766 | 0.00010428 |  | 720.3442 | 7.342e-05 |  | 718.3251 | 0.00219 |  | 494.5766 | 0 |  | 898.8692 | 0.006922 |  | 1155.2838 | 0.0069 | 804.482 | 0.0017381 |  | 1145.9678 | 0.1646 |  | 1203.505 | 0.060194 | [7 empty] | 1072.3192 | 0 |  | 1072.3127 | 0.04264
| 718.4887 | 0.02704 |  | 494.8003 | 0 |  | 494.8003 | -0.0013804 |  | 717.7629 | 1.0001e-05 |  | 494.8003 | -0.0006306 |  | 720.5083 | 9.2878e-05 |  | 718.4887 | 0.0023 |  | 494.8003 | 0.001 |  | 898.9496 | 0.0072947 |  | 1155.6108 | 0.00631 | 804.68 | 0.001081 |  | 1146.0321 | 0.16517 |  | 1203.6824 | 0.060415 | [7 empty] | 1072.3756 | 0 |  | 1072.369 | 0.04228
| 718.6523 | 0.02911 |  | 495.0239 | 0 |  | 495.0239 | 0.00032908 |  | 717.9266 | 6.6672e-06 |  | 495.0239 | 0.00058072 |  | 720.6725 | 6.5997e-05 |  | 718.6523 | 0.00217 |  | 495.0239 | 0.001 |  | 899.03 | 0.0066655 |  | 1155.938 | 0.00666 | 804.879 | 0.00090022 |  | 1146.0964 | 0.16575 |  | 1203.8599 | 0.060465 | [7 empty] | 1072.4319 | 0 |  | 1072.4254 | 0.04195
| 718.816 | 0.02645 |  | 495.2476 | 0 |  | 495.2476 | -0.0019799 |  | 718.0903 | 1.0001e-05 |  | 495.2476 | -0.00057227 |  | 720.8366 | 6.7201e-05 |  | 718.816 | 0.00227 |  | 495.2476 | 0.00080116 |  | 899.1105 | 0.0052356 |  | 1156.2654 | 0.00672 | 805.077 | 0.0010738 |  | 1146.1608 | 0.16633 |  | 1204.0374 | 0.060488 | [7 empty] | 1072.4883 | 0 |  | 1072.4817 | 0.04168
| 718.9796 | 0.0283 |  | 495.4712 | 0 |  | 495.4712 | -0.00099357 |  | 718.254 | 0 |  | 495.4712 | 0.00045093 |  | 721.0008 | 6.9006e-05 |  | 718.9796 | 0.00216 |  | 495.4712 | 0 |  | 899.1909 | 0.004902 |  | 1156.5929 | 0.00586 | 805.276 | 0.0010668 |  | 1146.2251 | 0.16691 |  | 1204.215 | 0.060613 | [7 empty] | 1072.5447 | 0 |  | 1072.5381 | 0.0415
| 719.1432 | 0.03404 |  | 495.6949 | 0 |  | 495.6949 | -0.00091154 |  | 718.4177 | 0 |  | 495.6949 | -0.00073987 |  | 721.165 | 0.0001005 |  | 719.1432 | 0.00225 |  | 495.6949 | 0.001 |  | 899.2714 | 0.0061486 |  | 1156.9207 | 0.00643 | 805.474 | 0.0013984 |  | 1146.2894 | 0.16749 |  | 1204.3926 | 0.060897 | [7 empty] | 1072.601 | 0 |  | 1072.5945 | 0.04142
| 719.3069 | 0.02908 |  | 495.9186 | 0 |  | 495.9186 | 0.00035643 |  | 718.5815 | 0 |  | 495.9186 | 0.00056216 |  | 721.3292 | 5.7372e-05 |  | 719.3069 | 0.00211 |  | 495.9186 | 0.001 |  | 899.3519 | 0.0064804 |  | 1157.2487 | 0.00666 | 805.673 | 0.00097946 |  | 1146.3539 | 0.16808 |  | 1204.5703 | 0.061309 | [7 empty] | 1072.6573 | 0 |  | 1072.6508 | 0.04145
| 719.4705 | 0.02861 |  | 496.1423 | 0 |  | 496.1423 | -0.0025801 |  | 718.7452 | 3.0002e-05 |  | 496.1423 | -0.0013221 |  | 721.4934 | 9.5285e-05 |  | 719.4705 | 0.00218 |  | 496.1423 | 0.001 |  | 899.4324 | 0.0062986 |  | 1157.5768 | 0.00604 | 805.872 | 0.0011863 |  | 1146.4182 | 0.16866 |  | 1204.748 | 0.061744 | [7 empty] | 1072.7137 | 0 |  | 1072.7071 | 0.04156
| 719.6342 | 0.02918 |  | 496.366 | 0 |  | 496.366 | 0.0012257 |  | 718.9089 | 0 |  | 496.366 | 0.00088046 |  | 721.6576 | 5.4563e-05 |  | 719.6342 | 0.00206 |  | 496.366 | 0.001 |  | 899.5129 | 0.006443 |  | 1157.9052 | 0.00658 | 806.071 | 0.00083822 |  | 1146.4825 | 0.16925 |  | 1204.9258 | 0.062062 | [7 empty] | 1072.7701 | 0 |  | 1072.7635 | 0.04171
| 719.7979 | 0.03854 |  | 496.5898 | 0 |  | 496.5898 | 0.0011396 |  | 719.0727 | 1.0001e-05 |  | 496.5898 | -0.00050839 |  | 721.8218 | 9.9096e-05 |  | 719.7979 | 0.00224 |  | 496.5898 | 0.001 |  | 899.5934 | 0.0066555 |  | 1158.2336 | 0.0061 | 806.27 | 0.0010432 |  | 1146.547 | 0.16984 |  | 1205.1036 | 0.062148 | [7 empty] | 1072.8264 | 0 |  | 1072.82 | 0.04189
| 719.9615 | 0.02897 |  | 496.8135 | 0 |  | 496.8135 | -0.00016229 |  | 719.2364 | 0 |  | 496.8135 | 0.00089041 |  | 721.986 | 6.6198e-05 |  | 719.9615 | 0.00216 |  | 496.8135 | 0 |  | 899.674 | 0.0070074 |  | 1158.5623 | 0.00668 | 806.469 | 0.0014921 |  | 1146.6113 | 0.17043 |  | 1205.2815 | 0.061947 | [7 empty] | 1072.8828 | 0 |  | 1072.8763 | 0.04204
| 720.1252 | 0.03832 |  | 497.0373 | 0 |  | 497.0373 | 0.0010156 |  | 719.4002 | 3.0002e-05 |  | 497.0373 | -0.000377 |  | 722.1503 | 8.8665e-05 |  | 720.1252 | 0.00228 |  | 497.0373 | 0 |  | 899.7545 | 0.0069146 |  | 1158.8911 | 0.00702 | 806.668 | 0.0011732 |  | 1146.6758 | 0.17102 |  | 1205.4595 | 0.061482 | [7 empty] | 1072.9392 | 0 |  | 1072.9327 | 0.04214
| 720.2889 | 0.03396 |  | 497.2611 | 0 |  | 497.2611 | 0.0013027 |  | 719.5639 | 6.6672e-06 |  | 497.2611 | 0.00032634 |  | 722.3145 | 6.7602e-05 |  | 720.2889 | 0.00217 |  | 497.2611 | 0 |  | 899.8351 | 0.0062458 |  | 1159.2202 | 0.00581 | 806.867 | 0.0014913 |  | 1146.7401 | 0.17162 |  | 1205.6375 | 0.060847 | [7 empty] | 1072.9956 | 0 |  | 1072.9891 | 0.04217
| 720.4525 | 0.03846 |  | 497.4849 | 0 |  | 497.4849 | -0.00082345 |  | 719.7277 | 5.0004e-05 |  | 497.4849 | -0.00034151 |  | 722.4787 | 8.2246e-05 |  | 720.4525 | 0.00231 |  | 497.4848 | 0 |  | 899.9156 | 0.00601 |  | 1159.5494 | 0.00623 | 807.067 | 0.0012853 |  | 1146.8046 | 0.17221 |  | 1205.8156 | 0.06017 | [7 empty] | 1073.052 | 0 |  | 1073.0455 | 0.04212
| 720.6162 | 0.03453 |  | 497.7087 | 0 |  | 497.7087 | -3.6692e-06 |  | 719.8914 | 0 |  | 497.7087 | 0.00080974 |  | 722.643 | 7.9036e-05 |  | 720.6162 | 0.00219 |  | 497.7087 | 0 |  | 899.9963 | 0.0054335 |  | 1159.8789 | 0.00658 | 807.266 | 0.0010941 |  | 1146.869 | 0.17281 |  | 1205.9937 | 0.059589 | [7 empty] | 1073.1085 | 0 |  | 1073.1019 | 0.04199
| 720.7799 | 0.0384 |  | 497.9325 | 0 |  | 497.9325 | -0.00031014 |  | 720.0552 | 3.0002e-05 |  | 497.9325 | -0.00076607 |  | 722.8073 | 7.9237e-05 |  | 720.7799 | 0.00224 |  | 497.9325 | 0 |  | 900.0769 | 0.0053718 |  | 1160.2085 | 0.00649 | 807.466 | 0.0010895 |  | 1146.9334 | 0.17341 |  | 1206.1718 | 0.059217 | [7 empty] | 1073.1649 | 0 |  | 1073.1583 | 0.04178
| 720.9436 | 0.03676 |  | 498.1563 | 0 |  | 498.1563 | -0.00061832 |  | 720.219 | 0 |  | 498.1563 | 0.00030972 |  | 722.9715 | 7.9839e-05 |  | 720.9436 | 0.00212 |  | 498.1563 | 0 |  | 900.1574 | 0.0055825 |  | 1160.5383 | 0.0063 | 807.665 | 0.001515 |  | 1146.9978 | 0.17402 |  | 1206.35 | 0.059125 | [7 empty] | 1073.2213 | 0 |  | 1073.2147 | 0.04151
| 721.1073 | 0.03418 |  | 498.3801 | 0 |  | 498.3801 | -0.00080503 |  | 720.3827 | 3.0002e-05 |  | 498.3801 | -0.0010961 |  | 723.1358 | 7.1012e-05 |  | 721.1073 | 0.00227 |  | 498.3801 | 0.00020024 |  | 900.238 | 0.0060208 |  | 1160.8684 | 0.00666 | 807.865 | 0.0012623 |  | 1147.0623 | 0.17462 |  | 1206.5282 | 0.059343 | [7 empty] | 1073.2777 | 0 |  | 1073.2712 | 0.04118
| 721.271 | 0.03709 |  | 498.604 | 0 |  | 498.604 | 8.5868e-05 |  | 720.5465 | 6.6672e-06 |  | 498.604 | 0.0011633 |  | 723.3001 | 7.703e-05 |  | 721.271 | 0.00223 |  | 498.604 | 0 |  | 900.3187 | 0.0057857 |  | 1161.1985 | 0.00654 | 808.065 | 0.0010666 |  | 1147.1267 | 0.17522 |  | 1206.7065 | 0.059862 | [7 empty] | 1073.3342 | 0 |  | 1073.3276 | 0.04081
| 721.4347 | 0.03758 |  | 498.8279 | 0 |  | 498.8279 | -0.0022583 |  | 720.7103 | 1.0001e-05 |  | 498.8279 | -0.00089798 |  | 723.4643 | 7.1213e-05 |  | 721.4347 | 0.00226 |  | 498.8279 | 0 |  | 900.3994 | 0.0062852 |  | 1161.5289 | 0.0062 | 808.265 | 0.0011313 |  | 1147.1912 | 0.17583 |  | 1206.8849 | 0.060653 | [7 empty] | 1073.3906 | 0 |  | 1073.384 | 0.0404
| 721.5984 | 0.03794 |  | 499.0517 | 0 |  | 499.0517 | -0.00075685 |  | 720.8741 | 0 |  | 499.0517 | 0.00058482 |  | 723.6286 | 7.8435e-05 |  | 721.5984 | 0.00211 |  | 499.0517 | 0.001 |  | 900.48 | 0.0066233 |  | 1161.8595 | 0.00633 | 808.465 | 0.00095034 |  | 1147.2556 | 0.17644 |  | 1207.0634 | 0.061683 | [7 empty] | 1073.447 | 0 |  | 1073.4406 | 0.03995
| 721.7622 | 0.03397 |  | 499.2756 | 0 |  | 499.2756 | -0.00014058 |  | 721.0379 | 3.0002e-05 |  | 499.2756 | -0.00077389 |  | 723.7929 | 6.6599e-05 |  | 721.7622 | 0.00221 |  | 499.2756 | 0.001 |  | 900.5608 | 0.0070008 |  | 1162.1902 | 0.00678 | 808.665 | 0.0013082 |  | 1147.3201 | 0.17705 |  | 1207.2418 | 0.062922 | [7 empty] | 1073.5035 | 0 |  | 1073.4969 | 0.03945
| 721.9259 | 0.03386 |  | 499.4995 | 0 |  | 499.4995 | -0.0010912 |  | 721.2017 | 6.6672e-06 |  | 499.4995 | 0.00067614 |  | 723.9572 | 8.7462e-05 |  | 721.9259 | 0.00218 |  | 499.4995 | 0.001 |  | 900.6415 | 0.0067358 |  | 1162.5211 | 0.00588 | 808.866 | 0.00068802 |  | 1147.3845 | 0.17767 |  | 1207.4203 | 0.064342 | [7 empty] | 1073.5599 | 0 |  | 1073.5535 | 0.03894
| 722.0896 | 0.03353 |  | 499.7235 | 0 |  | 499.7235 | 4.6143e-05 |  | 721.3655 | 3.0002e-05 |  | 499.7235 | -0.00093895 |  | 724.1215 | 6.7402e-05 |  | 722.0896 | 0.00236 |  | 499.7235 | 0.00020024 |  | 900.7222 | 0.0066192 |  | 1162.8523 | 0.00655 | 809.066 | 0.0011078 |  | 1147.4491 | 0.17828 |  | 1207.5989 | 0.065915 | [7 empty] | 1073.6165 | 0 |  | 1073.6099 | 0.03844
| 722.2534 | 0.03419 |  | 499.9474 | 0 |  | 499.9474 | 9.0313e-05 |  | 721.5294 | 6.6672e-06 |  | 499.9474 | 0.00099829 |  | 724.2858 | 7.4824e-05 |  | 722.2534 | 0.00223 |  | 499.9474 | 0 |  | 900.8029 | 0.0064519 |  | 1163.1836 | 0.00628 | 809.266 | 0.0012384 |  | 1147.5135 | 0.1789 |  | 1207.7776 | 0.067601 | [7 empty] | 1073.6728 | 0 |  | 1073.6664 | 0.038
| 722.4171 | 0.03302 |  | 500.1713 | -0.0012464 |  | 500.1713 | 0.00012244 |  | 721.6932 | 3.0002e-05 |  | 500.1713 | -0.0006504 |  | 724.4502 | 8.5255e-05 |  | 722.4171 | 0.00235 |  | 500.1713 | 0.00080116 |  | 900.8837 | 0.0073445 |  | 1163.5151 | 0.00661 | 809.467 | 0.001026 |  | 1147.578 | 0.17952 |  | 1207.9562 | 0.069339 | [7 empty] | 1073.7294 | 0 |  | 1073.7229 | 0.03768
| 722.5809 | 0.03449 |  | 500.3953 | 0.0003438 |  | 500.3953 | 0.0010703 |  | 721.857 | 6.6672e-06 |  | 500.3953 | 0.00054995 |  | 724.6145 | 5.7171e-05 |  | 722.5809 | 0.0022 |  | 500.3953 | 0.00060092 |  | 900.9645 | 0.0082318 |  | 1163.8468 | 0.00557 | 809.668 | 0.0014602 |  | 1147.6426 | 0.18013 |  | 1208.135 | 0.071048 | [7 empty] | 1073.7859 | 0 |  | 1073.7793 | 0.03753
| 722.7446 | 0.03316 |  | 500.6193 | -0.00081357 |  | 500.6193 | -0.00013892 |  | 722.0208 | 3.0002e-05 |  | 500.6193 | -0.00043583 |  | 724.7788 | 0.00010491 |  | 722.7446 | 0.00232 |  | 500.6193 | 0.001 |  | 901.0452 | 0.007812 |  | 1164.1787 | 0.00682 | 809.868 | 0.0014042 |  | 1147.707 | 0.18076 |  | 1208.3137 | 0.07263 | [7 empty] | 1073.8424 | 0 |  | 1073.8358 | 0.0376
| 722.9084 | 0.0347 |  | 500.8433 | 0.00024833 |  | 500.8433 | -0.0019541 |  | 722.1847 | 0 |  | 500.8433 | 0.00061179 |  | 724.9432 | 6.0782e-05 |  | 722.9084 | 0.00217 |  | 500.8433 | 0 |  | 901.126 | 0.0072761 |  | 1164.5107 | 0.00646 | 810.069 | 0.0010962 |  | 1147.7716 | 0.18138 |  | 1208.4926 | 0.073982 | [7 empty] | 1073.8988 | 0 |  | 1073.8923 | 0.03791
| 723.0721 | 0.03371 |  | 501.0673 | -0.00085114 |  | 501.0673 | 9.144e-05 |  | 722.3485 | 1.0001e-05 |  | 501.0673 | -0.00090888 |  | 725.1075 | 9.5486e-05 |  | 723.0721 | 0.00223 |  | 501.0673 | 0.001 |  | 901.2068 | 0.0077296 |  | 1164.843 | 0.00602 | 810.27 | 0.0012099 |  | 1147.8361 | 0.18201 |  | 1208.6715 | 0.075017 | [7 empty] | 1073.9553 | 0 |  | 1073.9488 | 0.03843
| 723.2359 | 0.03576 |  | 501.2913 | 0.00042767 |  | 501.2913 | 0.001417 |  | 722.5123 | 6.6672e-06 |  | 501.2913 | 0.00048059 |  | 725.2719 | 6.9408e-05 |  | 723.2359 | 0.00207 |  | 501.2913 | 0 |  | 901.2877 | 0.0082497 |  | 1165.1755 | 0.00681 | 810.471 | 0.0012011 |  | 1147.9006 | 0.18264 |  | 1208.8505 | 0.075685 | [7 empty] | 1074.0118 | 0 |  | 1074.0054 | 0.03914
| 723.3997 | 0.03411 |  | 501.5153 | -0.00059036 |  | 501.5153 | -0.0020245 |  | 722.6762 | 0 |  | 501.5153 | -0.0005646 |  | 725.4362 | 7.0009e-05 |  | 723.3997 | 0.00221 |  | 501.5153 | 0.001 |  | 901.3685 | 0.007132 |  | 1165.5082 | 0.0061 | 810.672 | 0.0010491 |  | 1147.9652 | 0.18327 |  | 1209.0294 | 0.075997 | [7 empty] | 1074.0684 | 0 |  | 1074.0618 | 0.03996
| 723.5634 | 0.03665 |  | 501.7393 | 0.00025229 |  | 501.7393 | 0.00079812 |  | 722.8401 | 2.6669e-05 |  | 501.7393 | 0.00057054 |  | 725.6006 | 8.706e-05 |  | 723.5634 | 0.00214 |  | 501.7393 | 0 |  | 901.4494 | 0.0050048 |  | 1165.8409 | 0.00638 | 810.874 | 0.0012756 |  | 1148.0297 | 0.18391 |  | 1209.2085 | 0.076023 | [7 empty] | 1074.1249 | 0 |  | 1074.1183 | 0.0408
| 723.7272 | 0.03369 |  | 501.9634 | -0.00094377 |  | 501.9634 | -0.0011177 |  | 723.0039 | 0 |  | 501.9634 | -0.0005512 |  | 725.765 | 7.5827e-05 |  | 723.7272 | 0.00232 |  | 501.9634 | 0.001 |  | 901.5303 | 0.00521 |  | 1166.174 | 0.0063 | 811.075 | 0.0010424 |  | 1148.0942 | 0.18454 |  | 1209.3876 | 0.075888 | [7 empty] | 1074.1814 | 0 |  | 1074.1749 | 0.04156
| 723.891 | 0.03924 |  | 502.1875 | 0.00030986 |  | 502.1875 | -0.00036623 |  | 723.1678 | 6.6672e-06 |  | 502.1875 | 0.00055217 |  | 725.9293 | 7.1614e-05 |  | 723.891 | 0.00225 |  | 502.1875 | 0.00020044 |  | 901.6111 | 0.0060454 |  | 1166.5072 | 0.00691 | 811.277 | 0.0015285 |  | 1148.1588 | 0.18518 |  | 1209.5668 | 0.075734 | [7 empty] | 1074.2379 | 0 |  | 1074.2314 | 0.04217
| 724.0548 | 0.038 |  | 502.4115 | -0.00087063 |  | 502.4115 | 0.0010275 |  | 723.3317 | 1.0001e-05 |  | 502.4115 | -0.0001653 |  | 726.0937 | 7.4423e-05 |  | 724.0548 | 0.00241 |  | 502.4115 | 0 |  | 901.6921 | 0.0057614 |  | 1166.8406 | 0.0063 | 811.478 | 0.0010413 |  | 1148.2234 | 0.18581 |  | 1209.746 | 0.07568 | [7 empty] | 1074.2944 | 0 |  | 1074.288 | 0.04256
| 724.2186 | 0.03945 |  | 502.6356 | 0.00062915 |  | 502.6356 | 0.00083452 |  | 723.4955 | 2.6669e-05 |  | 502.6356 | 0.00075178 |  | 726.2581 | 7.0411e-05 |  | 724.2186 | 0.00227 |  | 502.6356 | 0 |  | 901.7729 | 0.0058103 |  | 1167.1742 | 0.00661 | 811.68 | 0.00074861 |  | 1148.288 | 0.18645 |  | 1209.9252 | 0.075783 | [7 empty] | 1074.3511 | 0 |  | 1074.3445 | 0.04271
| 724.3824 | 0.0373 |  | 502.8597 | -0.00084345 |  | 502.8597 | -0.0019581 |  | 723.6594 | 0 |  | 502.8597 | -0.00042593 |  | 726.4225 | 7.8033e-05 |  | 724.3824 | 0.00235 |  | 502.8597 | 0.00040048 |  | 901.8539 | 0.0062017 |  | 1167.5079 | 0.00728 | 811.882 | 0.00101 |  | 1148.3525 | 0.1871 |  | 1210.1045 | 0.076019 | [7 empty] | 1074.4076 | 0 |  | 1074.401 | 0.04264
| 724.5462 | 0.04238 |  | 503.0838 | 0.00047235 |  | 503.0838 | 0.00092993 |  | 723.8233 | 0 |  | 503.0838 | 0.00059408 |  | 726.5869 | 6.4393e-05 |  | 724.5462 | 0.00217 |  | 503.0838 | 0 |  | 901.9348 | 0.0058898 |  | 1167.8419 | 0.00624 | 812.083 | 0.0011147 |  | 1148.4171 | 0.18773 |  | 1210.2839 | 0.076293 | [7 empty] | 1074.4641 | 0 |  | 1074.4575 | 0.04239
| 724.7101 | 0.0389 |  | 503.308 | -0.00048512 |  | 503.308 | -0.0018144 |  | 723.9872 | 1.0001e-05 |  | 503.308 | -0.00068314 |  | 726.7514 | 7.8033e-05 |  | 724.7101 | 0.00222 |  | 503.308 | 0.00040048 |  | 902.0158 | 0.0067567 |  | 1168.1762 | 0.00646 | 812.285 | 0.0013186 |  | 1148.4817 | 0.18838 |  | 1210.4634 | 0.07648 | [7 empty] | 1074.5206 | 0 |  | 1074.5142 | 0.04201
| 724.8739 | 0.04159 |  | 503.5321 | 0.00053793 |  | 503.5321 | -0.0010064 |  | 724.1511 | 0 |  | 503.5321 | 0.00040889 |  | 726.9158 | 6.339e-05 |  | 724.8739 | 0.00209 |  | 503.5321 | 0 |  | 902.0968 | 0.0079817 |  | 1168.5105 | 0.00649 | 812.488 | 0.0011252 |  | 1148.5464 | 0.18902 |  | 1210.6428 | 0.076474 | [7 empty] | 1074.5773 | 0 |  | 1074.5707 | 0.04155
| 725.0377 | 0.04203 |  | 503.7563 | -0.00074929 |  | 503.7563 | 0.0015159 |  | 724.315 | 3.0002e-05 |  | 503.7563 | -0.00026594 |  | 727.0802 | 9.0471e-05 |  | 725.0377 | 0.00227 |  | 503.7563 | 0.001 |  | 902.1777 | 0.0084745 |  | 1168.845 | 0.00609 | 812.69 | 0.0015681 |  | 1148.611 | 0.18967 |  | 1210.8224 | 0.076247 | [7 empty] | 1074.6338 | 0 |  | 1074.6273 | 0.04105
| 725.2015 | 0.04179 |  | 503.9804 | 0.00065248 |  | 503.9804 | -0.0012619 |  | 724.4789 | 6.6672e-06 |  | 503.9804 | 0.00034981 |  | 727.2446 | 6.4192e-05 |  | 725.2015 | 0.00222 |  | 503.9805 | -0.00040028 |  | 902.2588 | 0.0078643 |  | 1169.1798 | 0.00609 | 812.892 | 0.00081679 |  | 1148.6755 | 0.19032 |  | 1211.002 | 0.075866 | [7 empty] | 1074.6904 | 0 |  | 1074.6838 | 0.0405
| 725.3654 | 0.03993 |  | 504.2046 | -0.00097332 |  | 504.2046 | 0.00030353 |  | 724.6428 | 1.0001e-05 |  | 504.2046 | -0.00042487 |  | 727.4091 | 7.6629e-05 |  | 725.3654 | 0.00234 |  | 504.2046 | 0.00080096 |  | 902.3398 | 0.0065728 |  | 1169.5147 | 0.00608 | 813.094 | 0.0013685 |  | 1148.7402 | 0.19098 |  | 1211.1815 | 0.075483 | [7 empty] | 1074.7469 | 0 |  | 1074.7405 | 0.03993
| 725.5292 | 0.04523 |  | 504.4288 | 0.00050433 |  | 504.4288 | 5.2066e-05 |  | 724.8067 | 6.6672e-06 |  | 504.4288 | 0.00089117 |  | 727.5735 | 7.2818e-05 |  | 725.5292 | 0.00218 |  | 504.4288 | 0.00080096 |  | 902.4208 | 0.0068122 |  | 1169.8499 | 0.00651 | 813.297 | 0.0014353 |  | 1148.8048 | 0.19163 |  | 1211.3612 | 0.075282 | [7 empty] | 1074.8036 | 0 |  | 1074.797 | 0.03934
| 725.6931 | 0.04292 |  | 504.653 | -0.00093162 |  | 504.653 | -0.0011671 |  | 724.9706 | 0 |  | 504.653 | -0.00078696 |  | 727.738 | 0.00010251 |  | 725.6931 | 0.00225 |  | 504.653 | 0.001 |  | 902.5018 | 0.0079907 |  | 1170.1852 | 0.00628 | 813.499 | 0.00096508 |  | 1148.8695 | 0.19228 |  | 1211.541 | 0.075411 | [7 empty] | 1074.8601 | 0 |  | 1074.8536 | 0.03878
| 725.8569 | 0.04602 |  | 504.8773 | 0.0002536 |  | 504.8773 | -0.0010955 |  | 725.1346 | 6.6672e-06 |  | 504.8773 | 0.00080943 |  | 727.9024 | 4.4533e-05 |  | 725.8569 | 0.00219 |  | 504.8773 | 0 |  | 902.5828 | 0.0080808 |  | 1170.5206 | 0.0065 | 813.702 | 0.0015517 |  | 1148.9341 | 0.19294 |  | 1211.7208 | 0.075929 | [7 empty] | 1074.9168 | 0 |  | 1074.9103 | 0.03828
| 726.0208 | 0.04531 |  | 505.1015 | -0.0010268 |  | 505.1015 | -1.2857e-05 |  | 725.2985 | 1.0001e-05 |  | 505.1015 | -0.00098725 |  | 728.0669 | 0.00011755 |  | 726.0208 | 0.00239 |  | 505.1015 | 0.00040048 |  | 902.6639 | 0.0072761 |  | 1170.8563 | 0.00616 | 813.905 | 0.0010584 |  | 1148.9988 | 0.1936 |  | 1211.9006 | 0.076773 | [7 empty] | 1074.9734 | 0 |  | 1074.9668 | 0.03789
| 726.1846 | 0.04565 |  | 505.3257 | 0.0007307 |  | 505.3257 | 0.0014334 |  | 725.4624 | 0 |  | 505.3257 | 0.00045513 |  | 728.2314 | 3.9318e-05 |  | 726.1846 | 0.00239 |  | 505.3258 | 0 |  | 902.745 | 0.0066463 |  | 1171.1923 | 0.00624 | 814.108 | 0.0010097 |  | 1149.0635 | 0.19426 |  | 1212.0806 | 0.077784 | [7 empty] | 1075.03 | 0 |  | 1075.0234 | 0.03766
| 726.3485 | 0.05034 |  | 505.55 | -0.00078445 |  | 505.55 | -0.0002684 |  | 725.6264 | 0 |  | 505.55 | -0.00058454 |  | 728.3958 | 0.00011013 |  | 726.3485 | 0.00248 |  | 505.55 | 0 |  | 902.8261 | 0.0070796 |  | 1171.5283 | 0.00608 | 814.311 | 0.0012402 |  | 1149.1282 | 0.19492 |  | 1212.2605 | 0.078755 | [7 empty] | 1075.0865 | 0 |  | 1075.0801 | 0.03757
| 726.5124 | 0.04919 |  | 505.7743 | 0.0001343 |  | 505.7743 | 0.00096015 |  | 725.7903 | 6.6672e-06 |  | 505.7743 | 0.000461 |  | 728.5603 | 6.9207e-05 |  | 726.5124 | 0.00231 |  | 505.7743 | 0.00040048 |  | 902.9072 | 0.0076494 |  | 1171.8646 | 0.00627 | 814.514 | 0.0010631 |  | 1149.1927 | 0.19558 |  | 1212.4406 | 0.079495 | [7 empty] | 1075.1432 | 0 |  | 1075.1367 | 0.0376
| 726.6762 | 0.05061 |  | 505.9986 | -0.00083854 |  | 505.9986 | -0.0010439 |  | 725.9543 | 3.0002e-05 |  | 505.9986 | -0.00015777 |  | 728.7248 | 7.6629e-05 |  | 726.6762 | 0.00237 |  | 505.9986 | 0 |  | 902.9883 | 0.0075607 |  | 1172.201 | 0.00635 | 814.717 | 0.001097 |  | 1149.2575 | 0.19625 |  | 1212.6206 | 0.079885 | [7 empty] | 1075.1998 | 0 |  | 1075.1934 | 0.03769
| 726.8401 | 0.05091 |  | 506.2229 | 0.00049657 |  | 506.2229 | 0.00027697 |  | 726.1182 | 6.6672e-06 |  | 506.2229 | 0.00032774 |  | 728.8893 | 7.8435e-05 |  | 726.8401 | 0.00228 |  | 506.2229 | 0.001 |  | 903.0695 | 0.0071503 |  | 1172.5377 | 0.0064 | 814.92 | 0.0011791 |  | 1149.3221 | 0.19692 |  | 1212.8007 | 0.079903 | [7 empty] | 1075.2565 | 0 |  | 1075.25 | 0.03779
| 727.004 | 0.05112 |  | 506.4472 | -0.00084965 |  | 506.4472 | -0.00086164 |  | 726.2822 | 0 |  | 506.4472 | -0.00055528 |  | 729.0538 | 8.8665e-05 |  | 727.004 | 0.00237 |  | 506.4472 | 0.00040048 |  | 903.1507 | 0.0076055 |  | 1172.8746 | 0.0065 | 815.124 | 0.0012697 |  | 1149.3868 | 0.19759 |  | 1212.9808 | 0.079615 | [7 empty] | 1075.3131 | 0 |  | 1075.3066 | 0.03784
| 727.1679 | 0.05008 |  | 506.6715 | 0.00017795 |  | 506.6715 | -0.00031827 |  | 726.4462 | 2.6669e-05 |  | 506.6715 | 0.00086143 |  | 729.2183 | 6.7402e-05 |  | 727.1679 | 0.00224 |  | 506.6715 | 0 |  | 903.2319 | 0.0074154 |  | 1173.2117 | 0.0061 | 815.327 | 0.00094727 |  | 1149.4515 | 0.19825 |  | 1213.1611 | 0.079144 | [7 empty] | 1075.3698 | 0 |  | 1075.3633 | 0.03782
| 727.3318 | 0.04873 |  | 506.8959 | -0.00059624 |  | 506.8959 | -0.00030641 |  | 726.6101 | 0 |  | 506.8959 | -0.00076705 |  | 729.3829 | 8.0641e-05 |  | 727.3318 | 0.00236 |  | 506.8958 | 0.001 |  | 903.313 | 0.0071116 |  | 1173.549 | 0.00608 | 815.531 | 0.00078545 |  | 1149.5162 | 0.19892 |  | 1213.3413 | 0.07863 | [7 empty] | 1075.4264 | 0 |  | 1075.4199 | 0.03774
| 727.4957 | 0.05326 |  | 507.1202 | 0.00023789 |  | 507.1202 | -0.00040249 |  | 726.7741 | 0 |  | 507.1202 | 0.00028336 |  | 729.5474 | 7.4423e-05 |  | 727.4957 | 0.00227 |  | 507.1202 | 0 |  | 903.3942 | 0.0079177 |  | 1173.8863 | 0.00683 | 815.734 | 0.00064094 |  | 1149.5811 | 0.19959 |  | 1213.5217 | 0.078195 | [7 empty] | 1075.4832 | 0 |  | 1075.4766 | 0.03762
| 727.6596 | 0.05326 |  | 507.3446 | -0.00031469 |  | 507.3446 | -0.00073039 |  | 726.9381 | 1.0001e-05 |  | 507.3446 | -0.00055705 |  | 729.7119 | 6.359e-05 |  | 727.6596 | 0.00244 |  | 507.3446 | 0 |  | 903.4755 | 0.0083287 |  | 1174.224 | 0.00608 | 815.938 | 0.0010471 |  | 1149.6457 | 0.20027 |  | 1213.702 | 0.077922 | [7 empty] | 1075.5398 | 0 |  | 1075.5332 | 0.03753
| 727.8235 | 0.05316 |  | 507.569 | 4.9189e-05 |  | 507.569 | -0.0008172 |  | 727.1021 | 6.6672e-06 |  | 507.569 | 0.00060435 |  | 729.8765 | 8.8465e-05 |  | 727.8235 | 0.00227 |  | 507.5689 | 0 |  | 903.5567 | 0.0079966 |  | 1174.5618 | 0.00629 | 816.142 | 0.00083706 |  | 1149.7105 | 0.20095 |  | 1213.8826 | 0.077859 | [7 empty] | 1075.5964 | 0 |  | 1075.5898 | 0.0375
| 727.9875 | 0.05356 |  | 507.7933 | -0.000462 |  | 507.7933 | -0.00062254 |  | 727.2661 | 1.0001e-05 |  | 507.7933 | -0.00050415 |  | 730.041 | 6.9408e-05 |  | 727.9875 | 0.00241 |  | 507.7933 | 0.00020044 |  | 903.6379 | 0.0080835 |  | 1174.8998 | 0.00636 | 816.346 | 0.00092314 |  | 1149.7753 | 0.20162 |  | 1214.063 | 0.078031 | [7 empty] | 1075.6531 | 0 |  | 1075.6466 | 0.03755
| 728.1514 | 0.05478 |  | 508.0178 | -9.0105e-05 |  | 508.0178 | 0.0014286 |  | 727.4301 | 0 |  | 508.0178 | 0.00025267 |  | 730.2056 | 8.4653e-05 |  | 728.1514 | 0.00223 |  | 508.0177 | 0 |  | 903.7192 | 0.0079863 |  | 1175.238 | 0.00584 | 816.55 | 0.00097413 |  | 1149.84 | 0.2023 |  | 1214.2435 | 0.078445 | [7 empty] | 1075.7098 | 0 |  | 1075.7033 | 0.03769
| 728.3153 | 0.05305 |  | 508.2422 | -0.0008498 |  | 508.2422 | -0.001636 |  | 727.5941 | 1.0001e-05 |  | 508.2422 | -0.00047833 |  | 730.3701 | 6.5797e-05 |  | 728.3153 | 0.00238 |  | 508.2422 | 0.001 |  | 903.8005 | 0.0078143 |  | 1175.5764 | 0.00628 | 816.755 | 0.0011817 |  | 1149.9048 | 0.20298 |  | 1214.4242 | 0.079099 | [7 empty] | 1075.7665 | 0 |  | 1075.76 | 0.03789
| 728.4793 | 0.05497 |  | 508.4666 | 6.0442e-05 |  | 508.4666 | 0.0011796 |  | 727.7581 | 0 |  | 508.4666 | 0.00051807 |  | 730.5347 | 5.8174e-05 |  | 728.4793 | 0.00221 |  | 508.4666 | 0 |  | 903.8818 | 0.0078957 |  | 1175.915 | 0.0064 | 816.959 | 0.0009197 |  | 1149.9695 | 0.20366 |  | 1214.6049 | 0.079974 | [7 empty] | 1075.8232 | 0 |  | 1075.8166 | 0.0381
| 728.6432 | 0.05597 |  | 508.691 | -0.00099705 |  | 508.691 | 0.00037088 |  | 727.9221 | 3.0002e-05 |  | 508.691 | -0.00063193 |  | 730.6993 | 6.9809e-05 |  | 728.6432 | 0.00228 |  | 508.6911 | 0 |  | 903.9631 | 0.0079598 |  | 1176.2539 | 0.00648 | 817.163 | 0.0013715 |  | 1150.0343 | 0.20434 |  | 1214.7855 | 0.081033 | [7 empty] | 1075.8799 | 0 |  | 1075.8733 | 0.03829
| 728.8071 | 0.05878 |  | 508.9155 | 5.1999e-05 |  | 508.9155 | -0.00019369 |  | 728.0861 | 0 |  | 508.9155 | 0.00061589 |  | 730.8638 | 7.5426e-05 |  | 728.8071 | 0.00215 |  | 508.9155 | 0 |  | 904.0444 | 0.0074984 |  | 1176.5929 | 0.00587 | 817.368 | 0.00101 |  | 1150.099 | 0.20503 |  | 1214.9663 | 0.082221 | [7 empty] | 1075.9367 | 0 |  | 1075.93 | 0.0384
| 728.9711 | 0.0579 |  | 509.14 | -0.00075693 |  | 509.14 | -0.0011051 |  | 728.2501 | 6.9993e-05 |  | 509.14 | -0.0010622 |  | 731.0284 | 8.9066e-05 |  | 728.9711 | 0.00235 |  | 509.14 | 0 |  | 904.1257 | 0.0069665 |  | 1176.932 | 0.00614 | 817.572 | 0.00057626 |  | 1150.1638 | 0.20571 |  | 1215.1471 | 0.083475 | [7 empty] | 1075.9933 | 0 |  | 1075.9868 | 0.03841
| 729.135 | 0.05831 |  | 509.3645 | 0.00043802 |  | 509.3645 | -2.4289e-05 |  | 728.4142 | 0 |  | 509.3645 | 0.00016454 |  | 731.193 | 4.9548e-05 |  | 729.135 | 0.00235 |  | 509.3645 | 0 |  | 904.2071 | 0.0065446 |  | 1177.2715 | 0.00559 | 817.777 | 0.0013413 |  | 1150.2286 | 0.2064 |  | 1215.328 | 0.084734 | [7 empty] | 1076.0501 | 0 |  | 1076.0435 | 0.03832
| 729.299 | 0.05892 |  | 509.589 | -0.00095395 |  | 509.589 | -0.00072388 |  | 728.5782 | 5.0004e-05 |  | 509.589 | -0.00060066 |  | 731.3576 | 8.2045e-05 |  | 729.299 | 0.0025 |  | 509.589 | 0.001 |  | 904.2885 | 0.0056086 |  | 1177.6111 | 0.00657 | 817.982 | 0.0012166 |  | 1150.2935 | 0.20708 |  | 1215.5089 | 0.085946 | [7 empty] | 1076.1068 | 0 |  | 1076.1002 | 0.03816
| 729.463 | 0.05977 |  | 509.8135 | 0.00029628 |  | 509.8135 | 0.00084317 |  | 728.7422 | 0 |  | 509.8135 | 0.0006194 |  | 731.5222 | 4.1324e-05 |  | 729.463 | 0.00235 |  | 509.8135 | 0.001 |  | 904.3699 | 0.0044935 |  | 1177.9508 | 0.00644 | 818.187 | 0.001088 |  | 1150.3583 | 0.20777 |  | 1215.6898 | 0.087061 | [7 empty] | 1076.1635 | 0 |  | 1076.157 | 0.03797
| 729.6269 | 0.05912 |  | 510.038 | -0.00044459 |  | 510.038 | -0.00095721 |  | 728.9063 | 1.0001e-05 |  | 510.038 | -0.00096258 |  | 731.6868 | 9.9498e-05 |  | 729.6269 | 0.00243 |  | 510.038 | 0.00020024 |  | 904.4512 | 0.0047402 |  | 1178.2908 | 0.00658 | 818.392 | 0.0011303 |  | 1150.4231 | 0.20846 |  | 1215.8709 | 0.088035 | [7 empty] | 1076.2202 | 0 |  | 1076.2137 | 0.0378
| 729.7909 | 0.06153 |  | 510.2625 | 0.00012625 |  | 510.2625 | -0.0011336 |  | 729.0703 | 0 |  | 510.2625 | 0.0003165 |  | 731.8514 | 5.7372e-05 |  | 729.7909 | 0.00226 |  | 510.2625 | 0 |  | 904.5327 | 0.0061598 |  | 1178.631 | 0.00604 | 818.597 | 0.00095928 |  | 1150.4879 | 0.20915 |  | 1216.052 | 0.08882 | [7 empty] | 1076.277 | 0 |  | 1076.2704 | 0.03767
| 729.9549 | 0.05965 |  | 510.4871 | -0.00057731 |  | 510.4871 | -0.00074982 |  | 729.2344 | 0 |  | 510.4871 | -0.00046504 |  | 732.0161 | 7.2015e-05 |  | 729.9549 | 0.0023 |  | 510.4871 | 0.00020024 |  | 904.6141 | 0.0075619 |  | 1178.9713 | 0.00576 | 818.802 | 0.0011374 |  | 1150.5527 | 0.20984 |  | 1216.2332 | 0.089382 | [7 empty] | 1076.3337 | 0 |  | 1076.3272 | 0.03762
| 730.1189 | 0.06147 |  | 510.7116 | -9.5027e-05 |  | 510.7116 | 0.00032679 |  | 729.3984 | 0 |  | 510.7116 | 0.00027883 |  | 732.1807 | 8.4453e-05 |  | 730.1189 | 0.00214 |  | 510.7116 | 0.00020024 |  | 904.6956 | 0.008771 |  | 1179.3119 | 0.00633 | 819.007 | 0.0015071 |  | 1150.6175 | 0.21053 |  | 1216.4143 | 0.089708 | [7 empty] | 1076.3905 | 0 |  | 1076.3839 | 0.03763
| 730.2829 | 0.06077 |  | 510.9362 | -0.00027606 |  | 510.9362 | 7.5367e-05 |  | 729.5625 | 5.0004e-05 |  | 510.9362 | -0.00055284 |  | 732.3453 | 4.3931e-05 |  | 730.2829 | 0.00231 |  | 510.9362 | 0 |  | 904.777 | 0.0083443 |  | 1179.6527 | 0.00596 | 819.213 | 0.0010845 |  | 1150.6824 | 0.21122 |  | 1216.5956 | 0.089822 | [7 empty] | 1076.4473 | 0 |  | 1076.4407 | 0.0377
| 730.4469 | 0.06172 |  | 511.1608 | 0.00045066 |  | 511.1608 | 0.00062154 |  | 729.7265 | 0 |  | 511.1608 | 0.00054173 |  | 732.51 | 0.00010532 |  | 730.4469 | 0.00232 |  | 511.1608 | 0 |  | 904.8585 | 0.0075314 |  | 1179.9936 | 0.00609 | 819.418 | 0.0012975 |  | 1150.7472 | 0.21191 |  | 1216.7769 | 0.089777 | [7 empty] | 1076.504 | 0 |  | 1076.4974 | 0.03779
| 730.6109 | 0.06302 |  | 511.3854 | -0.00021509 |  | 511.3854 | -0.00032026 |  | 729.8906 | 1.0001e-05 |  | 511.3854 | -0.0011755 |  | 732.6746 | 3.4303e-05 |  | 730.6109 | 0.00246 |  | 511.3854 | 0.001 |  | 904.9399 | 0.0086698 |  | 1180.3348 | 0.00592 | 819.624 | 0.0015796 |  | 1150.8121 | 0.21262 |  | 1216.9583 | 0.089641 | [7 empty] | 1076.5608 | 0 |  | 1076.5542 | 0.03786
| 730.7749 | 0.06244 |  | 511.61 | 4.3635e-05 |  | 511.61 | 0.0021828 |  | 730.0547 | 0 |  | 511.61 | 0.00050031 |  | 732.8393 | 0.00010852 |  | 730.7749 | 0.00231 |  | 511.61 | 0 |  | 905.0214 | 0.0096179 |  | 1180.6762 | 0.0061 | 819.83 | 0.00071164 |  | 1150.877 | 0.21331 |  | 1217.1396 | 0.08947 | [7 empty] | 1076.6175 | 0 |  | 1076.6111 | 0.03787
| 730.9389 | 0.06033 |  | 511.8346 | -0.0002038 |  | 511.8346 | -0.0014974 |  | 730.2188 | 1.0001e-05 |  | 511.8346 | -0.00082423 |  | 733.004 | 4.8946e-05 |  | 730.9389 | 0.00239 |  | 511.8346 | 0 |  | 905.1029 | 0.0084934 |  | 1181.0177 | 0.00665 | 820.036 | 0.0010583 |  | 1150.9419 | 0.21401 |  | 1217.321 | 0.089298 | [7 empty] | 1076.6743 | 0 |  | 1076.6679 | 0.03782
| 731.1029 | 0.06571 |  | 512.0593 | 0.00043153 |  | 512.0593 | 0.00015114 |  | 730.3829 | 0 |  | 512.0593 | 0.00053396 |  | 733.1686 | 8.5857e-05 |  | 731.1029 | 0.0023 |  | 512.0593 | 0 |  | 905.1844 | 0.0073801 |  | 1181.3595 | 0.00601 | 820.242 | 0.0006503 |  | 1151.0067 | 0.21471 |  | 1217.5026 | 0.089138 | [7 empty] | 1076.7312 | 0 |  | 1076.7246 | 0.0377
| 731.2669 | 0.06365 |  | 512.2839 | -0.00047696 |  | 512.2839 | -0.0003864 |  | 730.547 | 3.0002e-05 |  | 512.2839 | -0.00083785 |  | 733.3333 | 6.5596e-05 |  | 731.2669 | 0.00238 |  | 512.2839 | 0 |  | 905.2659 | 0.0079457 |  | 1181.7014 | 0.00659 | 820.448 | 0.00098547 |  | 1151.0717 | 0.21541 |  | 1217.6842 | 0.089006 | [7 empty] | 1076.788 | 0 |  | 1076.7814 | 0.03756
| 731.431 | 0.06478 |  | 512.5086 | 0.00028055 |  | 512.5086 | 0.00066106 |  | 730.7111 | 0 |  | 512.5086 | 0.00076444 |  | 733.498 | 7.5024e-05 |  | 731.431 | 0.00226 |  | 512.5086 | 0 |  | 905.3475 | 0.0087323 |  | 1182.0436 | 0.00575 | 820.654 | 0.0012483 |  | 1151.1365 | 0.21611 |  | 1217.8658 | 0.08895 | [7 empty] | 1076.8447 | 0 |  | 1076.8383 | 0.03745
| 731.595 | 0.06605 |  | 512.7333 | -0.00062494 |  | 512.7333 | -0.00087316 |  | 730.8752 | 1.0001e-05 |  | 512.7333 | -0.00088521 |  | 733.6627 | 7.2216e-05 |  | 731.595 | 0.0023 |  | 512.7333 | 0 |  | 905.4291 | 0.0080028 |  | 1182.3859 | 0.00575 | 820.86 | 0.0014858 |  | 1151.2014 | 0.21681 |  | 1218.0475 | 0.089056 | [7 empty] | 1076.9016 | 0 |  | 1076.895 | 0.03743
| 731.7591 | 0.06673 |  | 512.958 | 0.00023464 |  | 512.958 | 0.00086396 |  | 731.0393 | 6.6672e-06 |  | 512.958 | 0.00052741 |  | 733.8274 | 6.9207e-05 |  | 731.7591 | 0.00229 |  | 512.958 | 0.001 |  | 905.5107 | 0.007368 |  | 1182.7284 | 0.00611 | 821.066 | 0.0017418 |  | 1151.2664 | 0.21752 |  | 1218.2292 | 0.089432 | [7 empty] | 1076.9584 | 0 |  | 1076.9518 | 0.03755
| 731.9231 | 0.0664 |  | 513.1827 | -0.0010644 |  | 513.1827 | -0.00058896 |  | 731.2034 | 1.0001e-05 |  | 513.1827 | -0.00087418 |  | 733.9921 | 7.7432e-05 |  | 731.9231 | 0.00243 |  | 513.1827 | 0.001 |  | 905.5923 | 0.0078701 |  | 1183.0712 | 0.00667 | 821.273 | 0.0011836 |  | 1151.3313 | 0.21822 |  | 1218.411 | 0.090171 | [7 empty] | 1077.0153 | 0 |  | 1077.0087 | 0.03786
| 732.0871 | 0.0678 |  | 513.4074 | 0.00014158 |  | 513.4074 | 0.00085908 |  | 731.3675 | 0 |  | 513.4074 | 0.00053234 |  | 734.1568 | 7.5827e-05 |  | 732.0871 | 0.00235 |  | 513.4074 | 0 |  | 905.6739 | 0.0079179 |  | 1183.4141 | 0.00551 | 821.479 | 0.0011041 |  | 1151.3961 | 0.21892 |  | 1218.5928 | 0.0913 | [7 empty] | 1077.072 | 0 |  | 1077.0654 | 0.03834
| 732.2512 | 0.06821 |  | 513.6321 | -0.00082909 |  | 513.6321 | 5.7977e-05 |  | 731.5316 | 3.0002e-05 |  | 513.6321 | -0.00067903 |  | 734.3215 | 6.4192e-05 |  | 732.2512 | 0.00238 |  | 513.6321 | 0.001 |  | 905.7555 | 0.0077074 |  | 1183.7572 | 0.00566 | 821.686 | 0.00070745 |  | 1151.4611 | 0.21963 |  | 1218.7748 | 0.092755 | [7 empty] | 1077.1289 | 0 |  | 1077.1223 | 0.03897
| 732.4153 | 0.06975 |  | 513.8569 | 0.00028445 |  | 513.8569 | 0.0013798 |  | 731.6957 | 6.6672e-06 |  | 513.8569 | 0.00070775 |  | 734.4862 | 8.0641e-05 |  | 732.4153 | 0.00222 |  | 513.8569 | 0 |  | 905.8372 | 0.0076116 |  | 1184.1006 | 0.00615 | 821.893 | 0.00092512 |  | 1151.526 | 0.22033 |  | 1218.9567 | 0.094377 | [7 empty] | 1077.1857 | 0 |  | 1077.1792 | 0.03971
| 732.5793 | 0.07185 |  | 514.0816 | -0.00063348 |  | 514.0816 | 0.00056065 |  | 731.8599 | 0 |  | 514.0816 | -0.00027066 |  | 734.6509 | 5.1955e-05 |  | 732.5793 | 0.00236 |  | 514.0816 | 0 |  | 905.9188 | 0.007373 |  | 1184.4441 | 0.00651 | 822.1 | 0.00068113 |  | 1151.5909 | 0.22105 |  | 1219.1387 | 0.09596 | [7 empty] | 1077.2425 | 0 |  | 1077.236 | 0.04049
| 732.7434 | 0.07011 |  | 514.3064 | 0.00087171 |  | 514.3064 | 0.0012511 |  | 732.024 | 6.6672e-06 |  | 514.3064 | 0.00035509 |  | 734.8157 | 0.00010351 |  | 732.7434 | 0.00226 |  | 514.3064 | 0.001 |  | 906.0005 | 0.0077965 |  | 1184.7878 | 0.00627 | 822.307 | 0.00088336 |  | 1151.656 | 0.22176 |  | 1219.3208 | 0.097305 | [7 empty] | 1077.2994 | 0 |  | 1077.2929 | 0.04126
| 732.9075 | 0.07139 |  | 514.5312 | -0.00083928 |  | 514.5312 | -0.0023309 |  | 732.1881 | 0 |  | 514.5312 | -0.00049139 |  | 734.9804 | 3.0291e-05 |  | 732.9075 | 0.0024 |  | 514.5312 | 0 |  | 906.0822 | 0.0076133 |  | 1185.1318 | 0.00593 | 822.514 | 0.00095057 |  | 1151.7209 | 0.22247 |  | 1219.5028 | 0.098271 | [7 empty] | 1077.3563 | 0 |  | 1077.3497 | 0.04197
| 733.0715 | 0.07452 |  | 514.756 | 0.00010498 |  | 514.756 | 0.00067246 |  | 732.3523 | 0 |  | 514.756 | 0.00072251 |  | 735.1452 | 0.00011334 |  | 733.0715 | 0.00233 |  | 514.756 | 0 |  | 906.1639 | 0.0071672 |  | 1185.476 | 0.00569 | 822.721 | 0.001073 |  | 1151.7859 | 0.22318 |  | 1219.6851 | 0.098811 | [7 empty] | 1077.4131 | 0 |  | 1077.4066 | 0.04261
| 733.2356 | 0.07445 |  | 514.9808 | -0.0012451 |  | 514.9808 | -0.0010419 |  | 732.5164 | 3.0002e-05 |  | 514.9808 | -0.00077673 |  | 735.3099 | 2.668e-05 |  | 733.2356 | 0.0025 |  | 514.9808 | 0 |  | 906.2456 | 0.0071 |  | 1185.8203 | 0.0057 | 822.928 | 0.00092769 |  | 1151.8508 | 0.2239 |  | 1219.8672 | 0.098973 | [7 empty] | 1077.47 | 0 |  | 1077.4635 | 0.04315
| 733.3997 | 0.07406 |  | 515.2056 | -0.00010724 |  | 515.2056 | 0.0015085 |  | 732.6806 | 0 |  | 515.2056 | 0.00040364 |  | 735.4747 | 0.00010411 |  | 733.3997 | 0.00237 |  | 515.2056 | 0 |  | 906.3273 | 0.0076981 |  | 1186.1648 | 0.00578 | 823.136 | 0.0010827 |  | 1151.9159 | 0.22461 |  | 1220.0496 | 0.09888 | [7 empty] | 1077.5269 | 0 |  | 1077.5204 | 0.0436
| 733.5638 | 0.0744 |  | 515.4304 | -0.00058265 |  | 515.4304 | -0.00020631 |  | 732.8448 | 0 |  | 515.4304 | -0.00063691 |  | 735.6395 | 4.7542e-05 |  | 733.5638 | 0.00247 |  | 515.4304 | 0.001 |  | 906.4091 | 0.0083068 |  | 1186.5095 | 0.00573 | 823.343 | 0.0013725 |  | 1151.9808 | 0.22533 |  | 1220.2318 | 0.098691 | [7 empty] | 1077.5837 | 0 |  | 1077.5773 | 0.04397
| 733.7279 | 0.07749 |  | 515.6553 | 0.00048281 |  | 515.6553 | 0.001036 |  | 733.0089 | 0 |  | 515.6553 | 0.0010492 |  | 735.8042 | 7.5225e-05 |  | 733.7279 | 0.0023 |  | 515.6553 | 0.00080076 |  | 906.4908 | 0.0088692 |  | 1186.8545 | 0.00589 | 823.551 | 0.0010549 |  | 1152.0458 | 0.22604 |  | 1220.4142 | 0.098574 | [7 empty] | 1077.6406 | 0 |  | 1077.6342 | 0.04428
| 733.892 | 0.07737 |  | 515.8801 | -0.00060659 |  | 515.8801 | -0.0008074 |  | 733.1731 | 3.0002e-05 |  | 515.8801 | -0.00096724 |  | 735.969 | 6.8806e-05 |  | 733.892 | 0.00249 |  | 515.8801 | 0.001 |  | 906.5726 | 0.0092417 |  | 1187.1996 | 0.00597 | 823.759 | 0.0010829 |  | 1152.1108 | 0.22677 |  | 1220.5967 | 0.098665 | [7 empty] | 1077.6975 | 0 |  | 1077.691 | 0.0445
| 734.0561 | 0.07795 |  | 516.105 | 0.00041033 |  | 516.105 | 0.0012554 |  | 733.3373 | 0 |  | 516.105 | 0.00077907 |  | 736.1338 | 6.8003e-05 |  | 734.0561 | 0.00237 |  | 516.105 | 0 |  | 906.6544 | 0.0093907 |  | 1187.5449 | 0.00558 | 823.966 | 0.00067631 |  | 1152.1759 | 0.22749 |  | 1220.7792 | 0.099051 | [7 empty] | 1077.7544 | 0 |  | 1077.7479 | 0.04463
| 734.2202 | 0.07702 |  | 516.3299 | -0.00068544 |  | 516.3299 | -5.975e-06 |  | 733.5015 | 1.0001e-05 |  | 516.3299 | -0.00057245 |  | 736.2986 | 6.1985e-05 |  | 734.2202 | 0.00257 |  | 516.3299 | 0 |  | 906.7363 | 0.0085512 |  | 1187.8905 | 0.00624 | 824.174 | 0.0010964 |  | 1152.2408 | 0.22821 |  | 1220.9617 | 0.09976 | [7 empty] | 1077.8114 | 0 |  | 1077.8048 | 0.04465
| 734.3843 | 0.08132 |  | 516.5548 | 0.0010818 |  | 516.5548 | 0.00036636 |  | 733.6656 | 6.6672e-06 |  | 516.5548 | 0.00062533 |  | 736.4634 | 7.1012e-05 |  | 734.3843 | 0.00242 |  | 516.5548 | 0 |  | 906.8181 | 0.0073611 |  | 1188.2362 | 0.00551 | 824.382 | 0.0013672 |  | 1152.3059 | 0.22894 |  | 1221.1443 | 0.10077 | [7 empty] | 1077.8683 | 0 |  | 1077.8617 | 0.04454
| 734.5485 | 0.07913 |  | 516.7797 | -0.00097593 |  | 516.7797 | -0.0015825 |  | 733.8298 | 1.0001e-05 |  | 516.7797 | -0.0013725 |  | 736.6282 | 6.8806e-05 |  | 734.5485 | 0.00253 |  | 516.7797 | 0.001 |  | 906.8999 | 0.0081203 |  | 1188.5821 | 0.00619 | 824.59 | 0.00063211 |  | 1152.371 | 0.22966 |  | 1221.327 | 0.10201 | [7 empty] | 1077.9252 | 0 |  | 1077.9186 | 0.04429
| 734.7126 | 0.08195 |  | 517.0046 | 0.00088401 |  | 517.0046 | 0.0022653 |  | 733.994 | 0 |  | 517.0046 | 0.00042158 |  | 736.793 | 7.1815e-05 |  | 734.7126 | 0.0024 |  | 517.0046 | 0 |  | 906.9818 | 0.0090032 |  | 1188.9283 | 0.00629 | 824.799 | 0.0011312 |  | 1152.436 | 0.2304 |  | 1221.5096 | 0.10343 | [7 empty] | 1077.9821 | 0 |  | 1077.9756 | 0.04393
| 734.8767 | 0.0802 |  | 517.2296 | -0.00029186 |  | 517.2296 | -0.00023413 |  | 734.1582 | 1.0001e-05 |  | 517.2296 | -0.00046303 |  | 736.9578 | 6.7e-05 |  | 734.8767 | 0.00249 |  | 517.2296 | 0 |  | 907.0636 | 0.0086494 |  | 1189.2747 | 0.00599 | 825.007 | 0.0012644 |  | 1152.501 | 0.23112 |  | 1221.6925 | 0.10495 | [7 empty] | 1078.0391 | 0 |  | 1078.0325 | 0.04349
| 735.0409 | 0.08232 |  | 517.4545 | 0.00023651 |  | 517.4545 | -0.00050101 |  | 734.3224 | 6.6672e-06 |  | 517.4545 | 0.00021081 |  | 737.1226 | 7.8234e-05 |  | 735.0409 | 0.00236 |  | 517.4545 | 0 |  | 907.1455 | 0.0093954 |  | 1189.6212 | 0.00581 | 825.216 | 0.0013417 |  | 1152.566 | 0.23185 |  | 1221.8752 | 0.10653 | [7 empty] | 1078.0959 | 0 |  | 1078.0895 | 0.04302
| 735.205 | 0.08097 |  | 517.6795 | -0.00049916 |  | 517.6795 | -0.00065818 |  | 734.4866 | 0 |  | 517.6795 | -0.0012523 |  | 737.2875 | 4.7342e-05 |  | 735.205 | 0.0025 |  | 517.6795 | 0 |  | 907.2274 | 0.0093943 |  | 1189.9679 | 0.00555 | 825.424 | 0.0012495 |  | 1152.6311 | 0.23259 |  | 1222.0582 | 0.10812 | [7 empty] | 1078.1529 | 0 |  | 1078.1464 | 0.04258
| 735.3692 | 0.08308 |  | 517.9045 | 0.0002142 |  | 517.9045 | 0.0012136 |  | 734.6509 | 0 |  | 517.9045 | 0.00029979 |  | 737.4523 | 0.00010291 |  | 735.3692 | 0.00236 |  | 517.9045 | 0 |  | 907.3093 | 0.0083797 |  | 1190.3149 | 0.00574 | 825.633 | 0.00091096 |  | 1152.6963 | 0.23332 |  | 1222.2411 | 0.10963 | [7 empty] | 1078.2098 | 0 |  | 1078.2034 | 0.04222
| 735.5333 | 0.08268 |  | 518.1295 | -0.00058127 |  | 518.1295 | -0.0009447 |  | 734.8151 | 0 |  | 518.1295 | -0.00064754 |  | 737.6172 | 6.1584e-05 |  | 735.5333 | 0.00254 |  | 518.1295 | 0 |  | 907.3912 | 0.008575 |  | 1190.6621 | 0.00523 | 825.841 | 0.00053999 |  | 1152.7613 | 0.23406 |  | 1222.4241 | 0.111 | [7 empty] | 1078.2668 | 0 |  | 1078.2603 | 0.04197
| 735.6975 | 0.08234 |  | 518.3545 | 0.00058913 |  | 518.3545 | 0.00095945 |  | 734.9793 | 6.6672e-06 |  | 518.3545 | 0.00049511 |  | 737.782 | 8.1644e-05 |  | 735.6975 | 0.00237 |  | 518.3545 | 0.001 |  | 907.4731 | 0.0086265 |  | 1191.0094 | 0.00564 | 826.05 | 0.00091898 |  | 1152.8264 | 0.2348 |  | 1222.6072 | 0.11211 | [7 empty] | 1078.3237 | 0 |  | 1078.3173 | 0.0418
| 735.8616 | 0.08555 |  | 518.5795 | -0.00060242 |  | 518.5795 | -0.00097768 |  | 735.1435 | 1.0001e-05 |  | 518.5795 | -0.00067421 |  | 737.9469 | 7.703e-05 |  | 735.8616 | 0.00256 |  | 518.5795 | 0.00020024 |  | 907.5551 | 0.0087342 |  | 1191.3569 | 0.00582 | 826.259 | 0.00088432 |  | 1152.8915 | 0.23554 |  | 1222.7903 | 0.11289 | [7 empty] | 1078.3807 | 0 |  | 1078.3742 | 0.04167
| 736.0258 | 0.0861 |  | 518.8045 | 0.00051695 |  | 518.8045 | -0.00096187 |  | 735.3078 | 0 |  | 518.8045 | 0.00054226 |  | 738.1117 | 6.5997e-05 |  | 736.0258 | 0.00242 |  | 518.8045 | 0 |  | 907.637 | 0.0089729 |  | 1191.7047 | 0.00565 | 826.468 | 0.0010093 |  | 1152.9565 | 0.23628 |  | 1222.9734 | 0.11332 | [7 empty] | 1078.4377 | 0 |  | 1078.4311 | 0.04154
| 736.19 | 0.08741 |  | 519.0295 | -0.00082165 |  | 519.0295 | -0.0008575 |  | 735.472 | 5.0004e-05 |  | 519.0295 | -0.00093135 |  | 738.2766 | 8.4854e-05 |  | 736.19 | 0.00247 |  | 519.0295 | 0 |  | 907.719 | 0.0088255 |  | 1192.0527 | 0.00596 | 826.678 | 0.0011529 |  | 1153.0217 | 0.23703 |  | 1223.1566 | 0.11342 | [7 empty] | 1078.4948 | 0 |  | 1078.4882 | 0.04134
| 736.3542 | 0.08932 |  | 519.2546 | 0.00023886 |  | 519.2546 | 0.0014652 |  | 735.6363 | 0 |  | 519.2546 | 0.00036008 |  | 738.4415 | 6.7602e-05 |  | 736.3542 | 0.00232 |  | 519.2546 | 0.001 |  | 907.801 | 0.0086366 |  | 1192.4009 | 0.00591 | 826.887 | 0.00097964 |  | 1153.0868 | 0.23779 |  | 1223.3398 | 0.11332 | [7 empty] | 1078.5516 | 0 |  | 1078.5452 | 0.04103
| 736.5184 | 0.09031 |  | 519.4797 | -0.00089563 |  | 519.4797 | -0.0013937 |  | 735.8005 | 3.0002e-05 |  | 519.4797 | -0.00073077 |  | 738.6064 | 7.0611e-05 |  | 736.5184 | 0.00241 |  | 519.4797 | 0.001 |  | 907.8831 | 0.0091064 |  | 1192.7493 | 0.00558 | 827.096 | 0.0011507 |  | 1153.152 | 0.23853 |  | 1223.5232 | 0.11315 | [7 empty] | 1078.6086 | 0 |  | 1078.6022 | 0.04061
| 736.6825 | 0.08869 |  | 519.7047 | 0.00054423 |  | 519.7047 | -0.00034003 |  | 735.9648 | 0 |  | 519.7047 | 0.00069878 |  | 738.7713 | 8.6659e-05 |  | 736.6825 | 0.00239 |  | 519.7047 | 0 |  | 907.9651 | 0.0096166 |  | 1193.0978 | 0.00559 | 827.306 | 0.0011297 |  | 1153.217 | 0.23929 |  | 1223.7065 | 0.11306 | [7 empty] | 1078.6656 | 0 |  | 1078.6592 | 0.0401
| 736.8467 | 0.08883 |  | 519.9298 | -0.0012236 |  | 519.9298 | -0.00061914 |  | 736.129 | 3.0002e-05 |  | 519.9298 | -0.00097477 |  | 738.9361 | 8.1644e-05 |  | 736.8467 | 0.00252 |  | 519.9298 | 0 |  | 908.0471 | 0.0086308 |  | 1193.4465 | 0.00582 | 827.515 | 0.0011172 |  | 1153.2822 | 0.24004 |  | 1223.89 | 0.11314 | [7 empty] | 1078.7227 | 0 |  | 1078.7161 | 0.03956
| 737.0109 | 0.09169 |  | 520.1549 | 0.00035222 |  | 520.1549 | 0.00079001 |  | 736.2933 | 2.6669e-05 |  | 520.1549 | 0.00044129 |  | 739.101 | 6.9408e-05 |  | 737.0109 | 0.00239 |  | 520.1549 | 0 |  | 908.1292 | 0.0077645 |  | 1193.7955 | 0.00613 | 827.725 | 0.0010609 |  | 1153.3474 | 0.2408 |  | 1224.0735 | 0.11341 | [7 empty] | 1078.7797 | 0 |  | 1078.7732 | 0.03903
| 737.1751 | 0.09262 |  | 520.3801 | -0.0005815 |  | 520.3801 | 0.00052269 |  | 736.4575 | 1.0001e-05 |  | 520.3801 | -0.00064878 |  | 739.266 | 8.2848e-05 |  | 737.1751 | 0.00253 |  | 520.38 | 0 |  | 908.2112 | 0.0078223 |  | 1194.1448 | 0.00621 | 827.935 | 0.0012493 |  | 1153.4125 | 0.24157 |  | 1224.257 | 0.11381 | [7 empty] | 1078.8367 | 0 |  | 1078.8302 | 0.03859
| 737.3393 | 0.0921 |  | 520.6052 | 4.7641e-05 |  | 520.6052 | 0.00083917 |  | 736.6218 | 0 |  | 520.6052 | -3.1209e-05 |  | 739.4309 | 7.9237e-05 |  | 737.3393 | 0.00238 |  | 520.6052 | 0 |  | 908.2933 | 0.0082816 |  | 1194.4941 | 0.00616 | 828.145 | 0.0013478 |  | 1153.4777 | 0.24232 |  | 1224.4406 | 0.11426 | [7 empty] | 1078.8937 | 0 |  | 1078.8872 | 0.03829
| 737.5036 | 0.09207 |  | 520.8303 | -0.0010643 |  | 520.8303 | -0.00040424 |  | 736.7861 | 3.0002e-05 |  | 520.8303 | -0.00098033 |  | 739.5958 | 7.5024e-05 |  | 737.5036 | 0.00258 |  | 520.8303 | 0 |  | 908.3754 | 0.0085832 |  | 1194.8438 | 0.00561 | 828.355 | 0.0011551 |  | 1153.5429 | 0.24309 |  | 1224.6243 | 0.11469 | [7 empty] | 1078.9508 | 0 |  | 1078.9442 | 0.03814
| 737.6678 | 0.09484 |  | 521.0555 | 0.00060374 |  | 521.0555 | 0.0015105 |  | 736.9504 | 6.6672e-06 |  | 521.0555 | 0.00046094 |  | 739.7607 | 9.1072e-05 |  | 737.6678 | 0.00243 |  | 521.0555 | 0 |  | 908.4576 | 0.0091364 |  | 1195.1935 | 0.00616 | 828.565 | 0.0008541 |  | 1153.608 | 0.24386 |  | 1224.8079 | 0.11506 | [7 empty] | 1079.0078 | 0 |  | 1079.0012 | 0.03816
| 737.832 | 0.09596 |  | 521.2807 | -0.0010093 |  | 521.2807 | -0.00058763 |  | 737.1147 | 1.0001e-05 |  | 521.2807 | -0.00073495 |  | 739.9257 | 7.8033e-05 |  | 737.832 | 0.00251 |  | 521.2807 | 0 |  | 908.5397 | 0.0097677 |  | 1195.5436 | 0.00522 | 828.775 | 0.0015461 |  | 1153.6732 | 0.24464 |  | 1224.9917 | 0.11542 | [7 empty] | 1079.0648 | 0 |  | 1079.0582 | 0.03836
| 737.9962 | 0.09705 |  | 521.5058 | -0.00020809 |  | 521.5058 | 0.001049 |  | 737.279 | 6.6672e-06 |  | 521.5058 | 5.9446e-05 |  | 740.0906 | 6.4794e-05 |  | 737.9962 | 0.00239 |  | 521.5058 | 0 |  | 908.6218 | 0.0093212 |  | 1195.8938 | 0.00606 | 828.986 | 0.00074863 |  | 1153.7384 | 0.2454 |  | 1225.1755 | 0.11587 | [7 empty] | 1079.1218 | 0 |  | 1079.1154 | 0.03871
| 738.1605 | 0.09939 |  | 521.731 | -0.0013556 |  | 521.731 | -0.0021784 |  | 737.4433 | 3.0002e-05 |  | 521.731 | -0.0012451 |  | 740.2555 | 7.5827e-05 |  | 738.1605 | 0.00241 |  | 521.731 | 0 |  | 908.704 | 0.0091066 |  | 1196.2441 | 0.00581 | 829.196 | 0.00076608 |  | 1153.8036 | 0.24618 |  | 1225.3594 | 0.11652 | [7 empty] | 1079.179 | 0 |  | 1079.1724 | 0.0392
| 738.3247 | 0.10076 |  | 521.9562 | -0.00062236 |  | 521.9562 | -0.00083764 |  | 737.6076 | 0 |  | 521.9562 | -0.00046039 |  | 740.4205 | 6.0581e-05 |  | 738.3247 | 0.0024 |  | 521.9562 | 0 |  | 908.7862 | 0.0099257 |  | 1196.5947 | 0.00583 | 829.407 | 0.00099968 |  | 1153.8688 | 0.24696 |  | 1225.5432 | 0.11746 | [7 empty] | 1079.236 | 0 |  | 1079.2294 | 0.0398
| 738.489 | 0.10255 |  | 522.1815 | 0.00013153 |  | 522.1815 | -9.4911e-06 |  | 737.7719 | 6.9993e-05 |  | 522.1815 | 0.0010144 |  | 740.5855 | 8.3851e-05 |  | 738.489 | 0.00239 |  | 522.1815 | 0 |  | 908.8683 | 0.010119 |  | 1196.9456 | 0.00595 | 829.617 | 0.0011296 |  | 1153.934 | 0.24774 |  | 1225.7273 | 0.11872 | [7 empty] | 1079.2931 | 0 |  | 1079.2865 | 0.04049
| 738.6532 | 0.1021 |  | 522.4067 | -0.0012134 |  | 522.4067 | -0.00091174 |  | 737.9362 | 0 |  | 522.4067 | -0.00068061 |  | 740.7504 | 4.5135e-05 |  | 738.6532 | 0.00253 |  | 522.4067 | 0.00020044 |  | 908.9506 | 0.0099108 |  | 1197.2966 | 0.00566 | 829.828 | 0.0011232 |  | 1153.9993 | 0.24853 |  | 1225.9113 | 0.12027 | [7 empty] | 1079.3501 | 0 |  | 1079.3435 | 0.04125
| 738.8175 | 0.10165 |  | 522.6319 | 0.00045524 |  | 522.6319 | 0.0010473 |  | 738.1005 | 6.9993e-05 |  | 522.6319 | 0.00043259 |  | 740.9154 | 9.5686e-05 |  | 738.8175 | 0.00243 |  | 522.6319 | 0 |  | 909.0328 | 0.0098174 |  | 1197.6478 | 0.00529 | 830.039 | 0.0010568 |  | 1154.0645 | 0.24932 |  | 1226.0953 | 0.12201 | [7 empty] | 1079.4072 | 0 |  | 1079.4006 | 0.04204
| 738.9817 | 0.10635 |  | 522.8572 | -0.0010633 |  | 522.8572 | -0.0012099 |  | 738.2648 | 0 |  | 522.8572 | -0.0010639 |  | 741.0804 | 5.0351e-05 |  | 738.9817 | 0.00256 |  | 522.8572 | 0 |  | 909.1151 | 0.0095572 |  | 1197.9993 | 0.00584 | 830.25 | 0.00091641 |  | 1154.1296 | 0.25011 |  | 1226.2795 | 0.12386 | [7 empty] | 1079.4642 | 0 |  | 1079.4578 | 0.04282
| 739.146 | 0.10652 |  | 523.0825 | 0.00017121 |  | 523.0825 | -0.0017602 |  | 738.4292 | 8.9995e-05 |  | 523.0825 | 0.0004271 |  | 741.2454 | 8.9668e-05 |  | 739.146 | 0.00242 |  | 523.0825 | 0 |  | 909.1973 | 0.0094321 |  | 1198.351 | 0.00534 | 830.461 | 0.00095667 |  | 1154.195 | 0.2509 |  | 1226.4637 | 0.12572 | [7 empty] | 1079.5214 | 0 |  | 1079.5148 | 0.04353
| 739.3102 | 0.10878 |  | 523.3077 | -0.00091577 |  | 523.3077 | -0.00095358 |  | 738.5935 | 0 |  | 523.3077 | -0.00077824 |  | 741.4103 | 5.2557e-05 |  | 739.3102 | 0.0026 |  | 523.3077 | 0 |  | 909.2795 | 0.0094958 |  | 1198.7029 | 0.00578 | 830.672 | 0.00065965 |  | 1154.2601 | 0.2517 |  | 1226.6479 | 0.12753 | [7 empty] | 1079.5785 | 0 |  | 1079.5719 | 0.0441
| 739.4745 | 0.10821 |  | 523.533 | 0.0011892 |  | 523.533 | -0.0010112 |  | 738.7578 | 6.9993e-05 |  | 523.533 | 0.0004087 |  | 741.5753 | 8.0039e-05 |  | 739.4745 | 0.00249 |  | 523.533 | 0 |  | 909.3618 | 0.0095467 |  | 1199.0549 | 0.00608 | 830.884 | 0.0012638 |  | 1154.3254 | 0.2525 |  | 1226.8323 | 0.12923 | [7 empty] | 1079.6355 | 0 |  | 1079.629 | 0.04448
| 739.6388 | 0.11207 |  | 523.7584 | -0.00076818 |  | 523.7584 | -0.0013159 |  | 738.9222 | 0 |  | 523.7584 | -0.00080109 |  | 741.7404 | 6.9408e-05 |  | 739.6388 | 0.00258 |  | 523.7583 | 0 |  | 909.4442 | 0.0093793 |  | 1199.4071 | 0.00573 | 831.095 | 0.0011935 |  | 1154.3908 | 0.2533 |  | 1227.0166 | 0.13083 | [7 empty] | 1079.6926 | 0 |  | 1079.686 | 0.04461
| 739.8031 | 0.1095 |  | 523.9837 | 0.00032356 |  | 523.9837 | 0.00085618 |  | 739.0865 | 5.0004e-05 |  | 523.9837 | 0.00070005 |  | 741.9054 | 8.2647e-05 |  | 739.8031 | 0.0024 |  | 523.9837 | 0 |  | 909.5264 | 0.0088736 |  | 1199.7596 | 0.00576 | 831.307 | 0.00092526 |  | 1154.4559 | 0.2541 |  | 1227.2011 | 0.13233 | [7 empty] | 1079.7498 | 0 |  | 1079.7432 | 0.04447
| 739.9674 | 0.11263 |  | 524.209 | -0.0016867 |  | 524.209 | -0.002759 |  | 739.2509 | 0 |  | 524.209 | -0.00081258 |  | 742.0704 | 7.2417e-05 |  | 739.9674 | 0.00249 |  | 524.209 | 0 |  | 909.6088 | 0.0088425 |  |  |  | 831.518 | 0.0013361 |  | 1154.5212 | 0.25491 |  | 1227.3855 | 0.13378 | [7 empty] | 1079.8069 | 0 |  | 1079.8003 | 0.04409
| 740.1317 | 0.11277 |  | 524.4344 | 0.00038937 |  | 524.4344 | -0.00016687 |  | 739.4152 | 6.9993e-05 |  | 524.4344 | 0.00038966 |  | 742.2354 | 7.5626e-05 |  | 740.1317 | 0.00235 |  | 524.4344 | 0 |  | 909.6911 | 0.0099798 |  |  |  | 831.73 | 0.0010937 |  | 1154.5865 | 0.25572 |  | 1227.5701 | 0.1352 | [7 empty] | 1079.864 | 0 |  | 1079.8574 | 0.04352
| 740.296 | 0.11701 |  | 524.6597 | -0.00062804 |  | 524.6597 | 0.00098692 |  | 739.5796 | 0 |  | 524.6597 | -0.00086507 |  | 742.4004 | 7.1213e-05 |  | 740.296 | 0.00253 |  | 524.6597 | 0.001 |  | 909.7735 | 0.010662 |  |  |  | 831.942 | 0.00078081 |  | 1154.6519 | 0.25653 |  | 1227.7546 | 0.13662 | [7 empty] | 1079.9211 | 0 |  | 1079.9145 | 0.04285
| 740.4603 | 0.11521 |  | 524.8851 | 0.00048783 |  | 524.8851 | -0.00024069 |  | 739.744 | 5.0004e-05 |  | 524.8851 | -0.00013067 |  | 742.5655 | 7.7432e-05 |  | 740.4603 | 0.00243 |  | 524.8851 | 0.001 |  | 909.8558 | 0.010431 |  |  |  | 832.154 | 0.00050826 |  | 1154.7172 | 0.25734 |  | 1227.9393 | 0.13801 | [7 empty] | 1079.9783 | 0 |  | 1079.9717 | 0.04218
| 740.6246 | 0.11943 |  | 525.1105 | -0.00080822 |  | 525.1105 | -0.0017248 |  | 739.9083 | 0 |  | 525.1105 | -0.0010043 |  | 742.7305 | 8.6659e-05 |  | 740.6246 | 0.00262 |  | 525.1105 | 0.001 |  | 909.9382 | 0.0099539 |  |  |  | 832.366 | 0.0015388 |  | 1154.7825 | 0.25815 |  | 1228.124 | 0.13928 | [7 empty] | 1080.0354 | 0 |  | 1080.0288 | 0.04159
| 740.7889 | 0.1159 |  | 525.3359 | 5.5506e-05 |  | 525.3359 | 0.00088124 |  | 740.0727 | 6.9993e-05 |  | 525.3359 | 0.00090183 |  | 742.8956 | 4.9949e-05 |  | 740.7889 | 0.00254 |  | 525.3359 | 0 |  | 910.0206 | 0.010184 |  |  |  | 832.578 | 0.0012771 |  | 1154.8478 | 0.25898 |  | 1228.3087 | 0.14035 | [7 empty] | 1080.0925 | 0 |  | 1080.0861 | 0.04114
| 740.9532 | 0.11945 |  | 525.5613 | -0.00094226 |  | 525.5613 | -0.00053288 |  | 740.2371 | 0 |  | 525.5613 | -0.0010542 |  | 743.0606 | 0.00010612 |  | 740.9532 | 0.00267 |  | 525.5613 | 0 |  | 910.103 | 0.0095367 |  |  |  | 832.791 | 0.0016509 |  | 1154.9131 | 0.2598 |  | 1228.4935 | 0.14109 | [7 empty] | 1080.1497 | 0 |  | 1080.1432 | 0.04086
| 741.1175 | 0.11968 |  | 525.7867 | 0.00048807 |  | 525.7867 | 0.00045365 |  | 740.4015 | 5.0004e-05 |  | 525.7867 | 0.00044403 |  | 743.2257 | 5.356e-05 |  | 741.1175 | 0.00249 |  | 525.7867 | 0 |  | 910.1854 | 0.0086966 |  |  |  | 833.003 | 0.00064905 |  | 1154.9784 | 0.26063 |  | 1228.6785 | 0.14145 | [7 empty] | 1080.2069 | 0 |  | 1080.2003 | 0.04073
| 741.2819 | 0.11998 |  | 526.0121 | -0.0010526 |  | 526.0121 | 0.00014146 |  | 740.5659 | 0 |  | 526.0121 | -0.0011752 |  | 743.3908 | 0.00010411 |  | 741.2819 | 0.00261 |  | 526.0122 | 0 |  | 910.2679 | 0.0090325 |  |  |  | 833.216 | 0.0010948 |  | 1155.0437 | 0.26145 |  | 1228.8633 | 0.14142 | [7 empty] | 1080.264 | 0 |  | 1080.2575 | 0.04074
| 741.4462 | 0.12244 |  | 526.2376 | 8.9965e-05 |  | 526.2376 | 0.00042482 |  | 740.7303 | 5.0004e-05 |  | 526.2376 | 0.00063062 |  | 743.5558 | 5.0351e-05 |  | 741.4462 | 0.00248 |  | 526.2376 | 0 |  | 910.3503 | 0.0090673 |  |  |  | 833.428 | 0.0010726 |  | 1155.1091 | 0.26229 |  | 1229.0483 | 0.14106 | [7 empty] | 1080.3212 | 0 |  | 1080.3147 | 0.04082
| 741.6105 | 0.12486 |  | 526.4631 | -0.00064101 |  | 526.4631 | -0.00072102 |  | 740.8947 | 0 |  | 526.4631 | -0.0010462 |  | 743.7209 | 7.0611e-05 |  | 741.6105 | 0.00269 |  | 526.4631 | 0 |  | 910.4328 | 0.009774 |  |  |  | 833.641 | 0.00044161 |  | 1155.1744 | 0.26312 |  | 1229.2334 | 0.14048 | [7 empty] | 1080.3784 | 0 |  | 1080.3718 | 0.04093
| 741.7749 | 0.12622 |  | 526.6885 | 0.0010327 |  | 526.6885 | 0.0012247 |  | 741.0591 | 3.0002e-05 |  | 526.6885 | 0.00064945 |  | 743.886 | 9.7692e-05 |  | 741.7749 | 0.00247 |  | 526.6885 | 0 |  | 910.5153 | 0.01076 |  |  |  | 833.854 | 0.00090805 |  | 1155.2399 | 0.26395 |  | 1229.4185 | 0.13981 | [7 empty] | 1080.4355 | 0 |  | 1080.429 | 0.04103
| 741.9392 | 0.12471 |  | 526.914 | -0.0010227 |  | 526.914 | 0.0015294 |  | 741.2235 | 0 |  | 526.914 | -0.00096668 |  | 744.0511 | 5.4764e-05 |  | 741.9392 | 0.00262 |  | 526.914 | 0.00020044 |  | 910.5978 | 0.010431 |  |  |  | 834.067 | 0.00085058 |  | 1155.3052 | 0.26479 |  | 1229.6035 | 0.13917 | [7 empty] | 1080.4928 | 0 |  | 1080.4862 | 0.04109
| 742.1036 | 0.1278 |  | 527.1395 | 0.00029151 |  | 527.1395 | -0.00070529 |  | 741.3879 | 6.9993e-05 |  | 527.1395 | 2.4579e-05 |  | 744.2162 | 0.00011856 |  | 742.1036 | 0.00246 |  | 527.1395 | 0.001 |  | 910.6803 | 0.01047 |  |  |  | 834.28 | 0.0010686 |  | 1155.3706 | 0.26562 |  | 1229.7888 | 0.13864 | [7 empty] | 1080.5499 | 0 |  | 1080.5435 | 0.04113
| 742.268 | 0.12877 |  | 527.365 | -0.00067243 |  | 527.365 | -0.0011614 |  | 741.5523 | 0 |  | 527.365 | -0.00090814 |  | 744.3813 | 1.7853e-05 |  | 742.268 | 0.00274 |  | 527.365 | 0.00060072 |  | 910.7629 | 0.010737 |  |  |  | 834.493 | 0.00098266 |  | 1155.4359 | 0.26646 |  | 1229.974 | 0.13827 | [7 empty] | 1080.6072 | 0 |  | 1080.6006 | 0.04114
| 742.4323 | 0.13185 |  | 527.5906 | 0.00090259 |  | 527.5906 | 0.00010774 |  | 741.7167 | 5.0004e-05 |  | 527.5906 | 0.00045427 |  | 744.5464 | 0.00012778 |  | 742.4323 | 0.00267 |  | 527.5906 | 0.00040048 |  | 910.8454 | 0.010298 |  |  |  | 834.706 | 0.00090174 |  | 1155.5013 | 0.26731 |  | 1230.1593 | 0.13812 | [7 empty] | 1080.6644 | 0 |  | 1080.6578 | 0.04116
| 742.5967 | 0.13144 |  | 527.8161 | -0.001128 |  | 527.8161 | -0.0020252 |  | 741.8812 | 0 |  | 527.8161 | -0.0005565 |  | 744.7115 | 3.7713e-05 |  | 742.5967 | 0.00281 |  | 527.8161 | 0.001 |  | 910.928 | 0.0098218 |  |  |  | 834.919 | 0.00047083 |  | 1155.5668 | 0.26815 |  | 1230.3447 | 0.13819 | [7 empty] | 1080.7216 | 0 |  | 1080.715 | 0.04119
| 742.761 | 0.12995 |  | 528.0417 | 0.00066463 |  | 528.0417 | -0.00071466 |  | 742.0456 | 8.9995e-05 |  | 528.0417 | 0.00024016 |  | 744.8767 | 0.00010612 |  | 742.761 | 0.00257 |  | 528.0417 | 0 |  | 911.0106 | 0.010137 |  |  |  | 835.133 | 0.00077308 |  | 1155.6321 | 0.269 |  | 1230.5302 | 0.1385 | [7 empty] | 1080.7788 | 0 |  | 1080.7722 | 0.04124
| 742.9254 | 0.13226 |  | 528.2672 | -0.00075512 |  | 528.2672 | -0.0023086 |  | 742.2101 | 0 |  | 528.2672 | -0.00023988 |  | 745.0418 | 5.0952e-05 |  | 742.9254 | 0.00271 |  | 528.2672 | 0 |  | 911.0931 | 0.010313 |  |  |  | 835.347 | 0.0010366 |  | 1155.6975 | 0.26984 |  | 1230.7156 | 0.13904 | [7 empty] | 1080.8361 | 0 |  | 1080.8295 | 0.04132
| 743.0898 | 0.13332 |  | 528.4928 | 0.00051816 |  | 528.4928 | -0.00084081 |  | 742.3745 | 6.9993e-05 |  | 528.4928 | 0.00031296 |  | 745.2069 | 9.2677e-05 |  | 743.0898 | 0.00259 |  | 528.4928 | 0.001 |  | 911.1758 | 0.009948 |  |  |  | 835.56 | 0.00084706 |  | 1155.7629 | 0.27069 |  | 1230.9011 | 0.13981 | [7 empty] | 1080.8933 | 0 |  | 1080.8867 | 0.04141
| 743.2542 | 0.13538 |  | 528.7184 | -0.00090391 |  | 528.7184 | -0.0034348 |  | 742.5389 | 0 |  | 528.7184 | -0.00089367 |  | 745.3721 | 6.2788e-05 |  | 743.2542 | 0.00278 |  | 528.7184 | 0.001 |  | 911.2584 | 0.010206 |  |  |  | 835.774 | 0.0012746 |  | 1155.8284 | 0.27154 |  | 1231.0867 | 0.14078 | [7 empty] | 1080.9506 | 0 |  | 1080.944 | 0.04149
| 743.4186 | 0.13563 |  | 528.944 | 0.00062886 |  | 528.944 | 0.0015367 |  | 742.7034 | 5.0004e-05 |  | 528.944 | 0.00057001 |  | 745.5372 | 0.0001019 |  | 743.4186 | 0.00266 |  | 528.944 | 0.001 |  | 911.341 | 0.010169 |  |  |  | 835.988 | 0.00068194 |  | 1155.8938 | 0.27239 |  | 1231.2723 | 0.14195 | [7 empty] | 1081.0077 | 0 |  | 1081.0012 | 0.04154
| 743.583 | 0.14053 |  | 529.1696 | -0.0011151 |  | 529.1696 | -0.0012153 |  | 742.8679 | 0 |  | 529.1696 | -0.0012681 |  | 745.7024 | 5.356e-05 |  | 743.583 | 0.00281 |  | 529.1696 | 0 |  | 911.4237 | 0.0099029 |  |  |  | 836.202 | 0.001526 |  | 1155.9592 | 0.27325 |  | 1231.458 | 0.1433 | [7 empty] | 1081.0649 | 0 |  | 1081.0585 | 0.04152
| 743.7474 | 0.14 |  | 529.3952 | 0.00082928 |  | 529.3952 | 0.002414 |  | 743.0323 | 6.9993e-05 |  | 529.3952 | 0.0011056 |  | 745.8675 | 9.9899e-05 |  | 743.7474 | 0.00264 |  | 529.3952 | 0 |  | 911.5063 | 0.011149 |  |  |  | 836.416 | 0.0013613 |  | 1156.0247 | 0.2741 |  | 1231.6438 | 0.14481 | [7 empty] | 1081.1223 | 0 |  | 1081.1157 | 0.04142
| 743.9118 | 0.14149 |  | 529.6209 | -0.000816 |  | 529.6209 | -0.0016866 |  | 743.1968 | 0 |  | 529.6209 | -0.00010586 |  | 746.0327 | 7.021e-05 |  | 743.9118 | 0.00276 |  | 529.6209 | 0 |  | 911.5891 | 0.011148 |  |  |  | 836.63 | 0.0012354 |  | 1156.0902 | 0.27496 |  | 1231.8296 | 0.14646 | [7 empty] | 1081.1796 | 0 |  | 1081.173 | 0.0412
| 744.0762 | 0.14143 |  | 529.8465 | 0.00048922 |  | 529.8465 | 0.0012651 |  | 743.3613 | 3.0002e-05 |  | 529.8465 | 0.00031008 |  | 746.1979 | 8.7261e-05 |  | 744.0762 | 0.00258 |  | 529.8465 | 0.001 |  | 911.6718 | 0.0097689 |  |  |  | 836.845 | 0.00040232 |  | 1156.1556 | 0.27581 |  | 1232.0155 | 0.14816 | [7 empty] | 1081.2368 | 0 |  | 1081.2302 | 0.04087
| 744.2406 | 0.14278 |  | 530.0722 | -0.0010001 |  | 530.0722 | -0.00021844 |  | 743.5257 | 0 |  | 530.0722 | -0.00044109 |  | 746.3631 | 7.703e-05 |  | 744.2406 | 0.00269 |  | 530.0722 | 0.001 |  | 911.7545 | 0.010352 |  |  |  | 837.059 | 0.0010066 |  | 1156.2211 | 0.27668 |  | 1232.2014 | 0.1498 | [7 empty] | 1081.2941 | 0 |  | 1081.2875 | 0.04043
| 744.405 | 0.14517 |  | 530.2979 | 0.00045466 |  | 530.2979 | 0.0012691 |  | 743.6902 | 6.9993e-05 |  | 530.2979 | 0.00010846 |  | 746.5282 | 9.1875e-05 |  | 744.405 | 0.00253 |  | 530.2979 | 0.001 |  | 911.8372 | 0.011206 |  |  |  | 837.274 | 0.0012112 |  | 1156.2866 | 0.27753 |  | 1232.3875 | 0.15122 | [7 empty] | 1081.3513 | 0 |  | 1081.3447 | 0.03991
| 744.5695 | 0.14596 |  | 530.5236 | -0.0007522 |  | 530.5236 | -0.00069547 |  | 743.8547 | 0 |  | 530.5236 | -0.00086434 |  | 746.6934 | 7.1614e-05 |  | 744.5695 | 0.00272 |  | 530.5236 | 0.001 |  | 911.9199 | 0.01074 |  |  |  | 837.489 | 0.0010724 |  | 1156.352 | 0.2784 |  | 1232.5735 | 0.15226 | [7 empty] | 1081.4086 | 0 |  | 1081.4021 | 0.03935
| 744.7339 | 0.14667 |  | 530.7493 | 0.00072495 |  | 530.7493 | 0.00063423 |  | 744.0192 | 6.9993e-05 |  | 530.7493 | 0.00091373 |  | 746.8586 | 0.0001003 |  | 744.7339 | 0.00259 |  | 530.7493 | 0.001 |  | 912.0027 | 0.010408 |  |  |  | 837.703 | 0.0010904 |  | 1156.4176 | 0.27926 |  | 1232.7595 | 0.15285 | [7 empty] | 1081.4659 | 0 |  | 1081.4594 | 0.03881
| 744.8984 | 0.15023 |  | 530.975 | -0.0013066 |  | 530.975 | -0.00048371 |  | 744.1837 | 0 |  | 530.975 | -0.00099768 |  | 747.0239 | 5.8174e-05 |  | 744.8984 | 0.00279 |  | 530.975 | 0 |  | 912.0854 | 0.01116 |  |  |  | 837.918 | 0.0011631 |  | 1156.483 | 0.28012 |  | 1232.9457 | 0.15298 | [7 empty] | 1081.5232 | 0 |  | 1081.5166 | 0.03833
| 745.0628 | 0.15611 |  | 531.2007 | 0.00076591 |  | 531.2007 | 0.00098725 |  | 744.3482 | 5.0004e-05 |  | 531.2007 | 0.0003472 |  | 747.1891 | 8.9066e-05 |  | 745.0628 | 0.00264 |  | 531.2007 | 0 |  | 912.1683 | 0.011372 |  |  |  | 838.133 | 0.001124 |  | 1156.5486 | 0.28099 |  | 1233.132 | 0.1528 | [7 empty] | 1081.5806 | 0 |  | 1081.574 | 0.03795
| 745.2272 | 0.15471 |  | 531.4264 | -0.0012695 |  | 531.4264 | -0.0019519 |  | 744.5127 | 0 |  | 531.4264 | -0.00049286 |  | 747.3543 | 7.8234e-05 |  | 745.2272 | 0.00286 |  | 531.4264 | 0.001 |  | 912.2512 | 0.010735 |  |  |  | 838.349 | 0.00060368 |  | 1156.6141 | 0.28184 |  | 1233.3181 | 0.1525 | [7 empty] | 1081.6378 | 0 |  | 1081.6312 | 0.0377
| 745.3917 | 0.15829 |  | 531.6522 | 0.00033373 |  | 531.6522 | -0.00029328 |  | 744.6772 | 6.9993e-05 |  | 531.6522 | 0.00024242 |  | 747.5195 | 8.4051e-05 |  | 745.3917 | 0.00264 |  | 531.6522 | 0.001 |  | 912.3339 | 0.011265 |  |  |  | 838.564 | 0.00047976 |  | 1156.6796 | 0.28271 |  | 1233.5045 | 0.15231 | [7 empty] | 1081.6952 | 0 |  | 1081.6886 | 0.03759
| 745.5561 | 0.15427 |  | 531.878 | -0.0011286 |  | 531.878 | -0.0031178 |  | 744.8417 | 0 |  | 531.878 | -0.00056548 |  | 747.6847 | 7.9036e-05 |  | 745.5561 | 0.00283 |  | 531.878 | 0.001 |  | 912.4166 | 0.011929 |  |  |  | 838.779 | 0.0011176 |  | 1156.7451 | 0.28358 |  | 1233.6909 | 0.1524 | [7 empty] | 1081.7524 | 0 |  | 1081.746 | 0.03759
| 745.7206 | 0.15805 |  | 532.1037 | 0.00032708 |  | 532.1037 | 0.0025434 |  | 745.0063 | 8.9995e-05 |  | 532.1037 | 0.00088941 |  | 747.85 | 7.6429e-05 |  | 745.7206 | 0.00273 |  | 532.1037 | 0.00020024 |  | 912.4995 | 0.011413 |  |  |  | 838.995 | 0.00086116 |  | 1156.8107 | 0.28444 |  | 1233.8773 | 0.15281 | [7 empty] | 1081.8098 | 0 |  | 1081.8032 | 0.03766
| 745.8851 | 0.16041 |  | 532.3295 | -0.00082629 |  | 532.3295 | -0.0011273 |  | 745.1708 | 0 |  | 532.3295 | -0.00061863 |  | 748.0152 | 6.8605e-05 |  | 745.8851 | 0.00288 |  | 532.3295 | 0.00020044 |  | 912.5823 | 0.011915 |  |  |  | 839.21 | 0.00099311 |  | 1156.8762 | 0.28531 |  | 1234.0637 | 0.15354 | [7 empty] | 1081.8672 | 0 |  | 1081.8606 | 0.03776
| 746.0495 | 0.16156 |  | 532.5553 | 0.00027098 |  | 532.5553 | 0.0015227 |  | 745.3353 | 5.0004e-05 |  | 532.5553 | -3.7934e-05 |  | 748.1805 | 8.4653e-05 |  | 746.0495 | 0.00267 |  | 532.5553 | 0 |  | 912.6652 | 0.012915 |  |  |  | 839.426 | 0.00094337 |  | 1156.9418 | 0.28617 |  | 1234.2504 | 0.15448 | [7 empty] | 1081.9244 | 0 |  | 1081.918 | 0.03783
| 746.214 | 0.16287 |  | 532.7812 | -0.0010722 |  | 532.7812 | -0.00029421 |  | 745.4999 | 0 |  | 532.7812 | -0.00036314 |  | 748.3457 | 7.5024e-05 |  | 746.214 | 0.00276 |  | 532.7812 | 0 |  | 912.7482 | 0.013297 |  |  |  | 839.642 | 0.00086268 |  | 1157.0073 | 0.28704 |  | 1234.4369 | 0.15556 | [7 empty] | 1081.9818 | 0 |  | 1081.9752 | 0.0378
| 746.3785 | 0.16805 |  | 533.007 | 0.0004208 |  | 533.007 | 0.001306 |  | 745.6644 | 6.9993e-05 |  | 533.007 | 0.00087537 |  | 748.511 | 7.4623e-05 |  | 746.3785 | 0.00259 |  | 533.007 | 0.001 |  | 912.8311 | 0.012999 |  |  |  | 839.858 | 0.000721 |  | 1157.0729 | 0.28791 |  | 1234.6235 | 0.1567 | [7 empty] | 1082.0392 | 0 |  | 1082.0326 | 0.03765
| 746.543 | 0.16864 |  | 533.2328 | -0.00092362 |  | 533.2328 | -0.0022145 |  | 745.8289 | 0 |  | 533.2328 | -0.00035153 |  | 748.6763 | 9.7291e-05 |  | 746.543 | 0.00285 |  | 533.2328 | 0.00060092 |  | 912.914 | 0.012175 |  |  |  | 840.074 | 0.0012063 |  | 1157.1384 | 0.28877 |  | 1234.8103 | 0.15789 | [7 empty] | 1082.0966 | 0 |  | 1082.09 | 0.03734
| 746.7075 | 0.169 |  | 533.4587 | 0.00032946 |  | 533.4587 | 0.0019544 |  | 745.9935 | 6.9993e-05 |  | 533.4587 | 0.00026571 |  | 748.8415 | 4.6339e-05 |  | 746.7075 | 0.0027 |  | 533.4587 | 0 |  | 912.9969 | 0.011946 |  |  |  | 840.29 | 0.00075178 |  | 1157.2041 | 0.28964 |  | 1234.9971 | 0.15911 | [7 empty] | 1082.1539 | 0 |  | 1082.1473 | 0.03687
| 746.872 | 0.17129 |  | 533.6845 | -0.00056134 |  | 533.6845 | -0.00071769 |  | 746.1581 | 0 |  | 533.6845 | -0.00044734 |  | 749.0068 | 0.00011013 |  | 746.872 | 0.00285 |  | 533.6845 | 0.00020044 |  | 913.0799 | 0.012334 |  |  |  | 840.506 | 0.0010941 |  | 1157.2696 | 0.2905 |  | 1235.1838 | 0.16033 | [7 empty] | 1082.2113 | 0 |  | 1082.2047 | 0.03627
| 747.0365 | 0.16981 |  | 533.9104 | 0.00069901 |  | 533.9104 | 0.00034816 |  | 746.3226 | 6.9993e-05 |  | 533.9104 | 0.00058812 |  | 749.1721 | 5.3761e-05 |  | 747.0365 | 0.00269 |  | 533.9104 | 0.001 |  | 913.1628 | 0.012488 |  |  |  | 840.722 | 0.00071683 |  | 1157.3352 | 0.29137 |  | 1235.3707 | 0.1615 | [7 empty] | 1082.2687 | 0 |  | 1082.2621 | 0.03562
| 747.201 | 0.17421 |  | 534.1363 | -0.00084856 |  | 534.1363 | -0.0019446 |  | 746.4872 | 0 |  | 534.1363 | -0.0010341 |  | 749.3374 | 9.6288e-05 |  | 747.201 | 0.0028 |  | 534.1363 | 0 |  | 913.2458 | 0.012796 |  |  |  | 840.939 | 0.0006162 |  | 1157.4009 | 0.29224 |  | 1235.5577 | 0.16255 | [7 empty] | 1082.326 | 0 |  | 1082.3195 | 0.03499
| 747.3655 | 0.17431 |  | 534.3622 | 0.00039055 |  | 534.3622 | 2.0977e-05 |  | 746.6517 | 8.9995e-05 |  | 534.3622 | 0.00011221 |  | 749.5027 | 6.9408e-05 |  | 747.3655 | 0.00267 |  | 534.3622 | 0 |  | 913.3289 | 0.01235 |  |  |  | 841.155 | 0.00090913 |  | 1157.4664 | 0.2931 |  | 1235.7448 | 0.16346 | [7 empty] | 1082.3834 | 0 |  | 1082.3768 | 0.0345
| 747.53 | 0.17509 |  | 534.5881 | -0.0008797 |  | 534.5881 | -0.00098878 |  | 746.8163 | 0 |  | 534.5881 | -0.0011507 |  | 749.668 | 8.6258e-05 |  | 747.53 | 0.00282 |  | 534.5882 | 0 |  | 913.4119 | 0.010979 |  |  |  | 841.372 | 0.00091247 |  | 1157.5321 | 0.29397 |  | 1235.9318 | 0.16425 | [7 empty] | 1082.4408 | 0 |  | 1082.4343 | 0.03424
| 747.6945 | 0.17883 |  | 534.8141 | 0.00029602 |  | 534.8141 | -0.001526 |  | 746.9809 | 0.00011 |  | 534.8141 | 0.00086159 |  | 749.8333 | 7.3018e-05 |  | 747.6945 | 0.00268 |  | 534.8141 | 0 |  | 913.4949 | 0.011401 |  |  |  | 841.589 | 0.0010344 |  | 1157.5977 | 0.29483 |  | 1236.1189 | 0.16498 | [7 empty] | 1082.4983 | 0 |  | 1082.4917 | 0.03426
| 747.859 | 0.1853 |  | 535.04 | -0.00095175 |  | 535.04 | -0.00042662 |  | 747.1455 | 0 |  | 535.04 | -0.00022155 |  | 749.9986 | 9.2677e-05 |  | 747.859 | 0.00286 |  | 535.04 | 0 |  | 913.5779 | 0.012558 |  |  |  | 841.806 | 0.00093339 |  | 1157.6633 | 0.2957 |  | 1236.306 | 0.16576 | [7 empty] | 1082.5557 | 0 |  | 1082.5491 | 0.03459
| 748.0236 | 0.18571 |  | 535.266 | 0.00054976 |  | 535.266 | -0.00041752 |  | 747.3101 | 8.9995e-05 |  | 535.266 | 0.00048269 |  | 750.164 | 5.6168e-05 |  | 748.0236 | 0.00269 |  | 535.266 | 0 |  | 913.661 | 0.012512 |  |  |  | 842.023 | 0.00096525 |  | 1157.729 | 0.29657 |  | 1236.4933 | 0.16669 | [7 empty] | 1082.613 | 0 |  | 1082.6064 | 0.03519
| 748.1881 | 0.18567 |  | 535.4919 | -0.00089416 |  | 535.4919 | 8.6632e-05 |  | 747.4747 | 0 |  | 535.4919 | -0.00054956 |  | 750.3293 | 0.0001017 |  | 748.1881 | 0.00292 |  | 535.4919 | 0 |  | 913.7441 | 0.012015 |  |  |  | 842.24 | 0.00076127 |  | 1157.7947 | 0.29743 |  | 1236.6805 | 0.16778 | [7 empty] | 1082.6705 | 0 |  | 1082.6639 | 0.03597
| 748.3526 | 0.18637 |  | 535.7179 | 0.00022628 |  | 535.7179 | 0.0019841 |  | 747.6393 | 8.9995e-05 |  | 535.7179 | 0.00030265 |  | 750.4946 | 6.7e-05 |  | 748.3526 | 0.00275 |  | 535.7179 | 0.001 |  | 913.8271 | 0.012199 |  |  |  | 842.457 | 0.0011876 |  | 1157.8602 | 0.2983 |  | 1236.8679 | 0.169 | [7 empty] | 1082.7279 | 0 |  | 1082.7213 | 0.03682
| 748.5172 | 0.1905 |  | 535.9439 | -0.00091468 |  | 535.9439 | 0.00042286 |  | 747.8039 | 0 |  | 535.9439 | -0.00061388 |  | 750.66 | 9.689e-05 |  | 748.5172 | 0.00289 |  | 535.9439 | 0 |  | 913.9103 | 0.013645 |  |  |  | 842.675 | 0.0012007 |  | 1157.9259 | 0.29916 |  | 1237.0553 | 0.17025 | [7 empty] | 1082.7854 | 0 |  | 1082.7788 | 0.03762
| 748.6817 | 0.18935 |  | 536.1699 | 0.00035621 |  | 536.1699 | 0.0018022 |  | 747.9685 | 6.9993e-05 |  | 536.1699 | 0.0011992 |  | 750.8253 | 5.336e-05 |  | 748.6817 | 0.00271 |  | 536.1699 | 0.001 |  | 913.9934 | 0.013807 |  |  |  | 842.892 | 0.0012169 |  | 1157.9916 | 0.30003 |  | 1237.2427 | 0.17144 | [7 empty] | 1082.8428 | 0 |  | 1082.8362 | 0.03827
| 748.8463 | 0.19293 |  | 536.3959 | -0.00061687 |  | 536.3959 | -0.0010127 |  | 748.1331 | 0 |  | 536.3959 | -0.0010025 |  | 750.9907 | 9.9096e-05 |  | 748.8463 | 0.00294 |  | 536.3959 | 0 |  | 914.0765 | 0.012504 |  |  |  | 843.11 | 0.0011561 |  | 1158.0573 | 0.3009 |  | 1237.4302 | 0.17252 | [7 empty] | 1082.9003 | 0 |  | 1082.8937 | 0.03869
| 749.0108 | 0.19332 |  | 536.622 | 0.00034085 |  | 536.622 | 0.0012451 |  | 748.2977 | 3.0002e-05 |  | 536.622 | 0.00045419 |  | 751.1561 | 6.0381e-05 |  | 749.0108 | 0.00278 |  | 536.622 | 0 |  | 914.1597 | 0.011492 |  |  |  | 843.327 | 0.00093815 |  | 1158.123 | 0.30176 |  | 1237.6178 | 0.17351 | [7 empty] | 1082.9576 | 0 |  | 1082.951 | 0.03888
| 749.1754 | 0.19163 |  | 536.848 | -0.00072467 |  | 536.848 | 0.00019456 |  | 748.4623 | 0 |  | 536.848 | -8.3696e-06 |  | 751.3214 | 0.00011274 |  | 749.1754 | 0.00296 |  | 536.848 | 0.00080116 |  | 914.2429 | 0.011814 |  |  |  | 843.545 | 0.0011605 |  | 1158.1887 | 0.30263 |  | 1237.8054 | 0.17451 | [7 empty] | 1083.0151 | 0 |  | 1083.0085 | 0.03885
| 749.34 | 0.19998 |  | 537.0741 | 0.00021764 |  | 537.0741 | 0.0012131 |  | 748.627 | 6.9993e-05 |  | 537.0741 | 0.0005745 |  | 751.4868 | 4.9949e-05 |  | 749.34 | 0.00269 |  | 537.0741 | 0 |  | 914.326 | 0.012607 |  |  |  | 843.763 | 0.00077568 |  | 1158.2544 | 0.30349 |  | 1237.993 | 0.17565 | [7 empty] | 1083.0726 | 0 |  | 1083.066 | 0.03867
| 749.5045 | 0.19525 |  | 537.3001 | -0.00057417 |  | 537.3001 | -0.00022658 |  | 748.7916 | 0 |  | 537.3001 | -0.00091024 |  | 751.6522 | 0.00010371 |  | 749.5045 | 0.0029 |  | 537.3001 | 0.001 |  | 914.4092 | 0.011987 |  |  |  | 843.981 | 0.00085503 |  | 1158.3201 | 0.30435 |  | 1238.1808 | 0.17708 | [7 empty] | 1083.1301 | 0 |  | 1083.1235 | 0.03839
| 749.6691 | 0.20151 |  | 537.5262 | 0.00072424 |  | 537.5262 | -0.00027656 |  | 748.9562 | 6.9993e-05 |  | 537.5262 | 0.00083164 |  | 751.8176 | 6.2788e-05 |  | 749.6691 | 0.00268 |  | 537.5262 | 0 |  | 914.4924 | 0.011873 |  |  |  | 844.199 | 0.0013713 |  | 1158.3859 | 0.30521 |  | 1238.3687 | 0.17886 | [7 empty] | 1083.1875 | 0 |  | 1083.181 | 0.0381
| 749.8337 | 0.2068 |  | 537.7523 | 7.0611e-05 |  | 537.7523 | 0.00044803 |  | 749.1209 | 0 |  | 537.7523 | -0.00075733 |  | 751.983 | 8.4653e-05 |  | 749.8337 | 0.00291 |  | 537.7523 | 0 |  | 914.5757 | 0.012336 |  |  |  | 844.418 | 0.0010468 |  | 1158.4515 | 0.30608 |  | 1238.5565 | 0.18099 | [7 empty] | 1083.245 | 0 |  | 1083.2384 | 0.03783
| 749.9983 | 0.20777 |  | 537.9784 | 0.00036924 |  | 537.9784 | 0.0020076 |  | 749.2855 | 3.0002e-05 |  | 537.9784 | 5.7295e-05 |  | 752.1484 | 9.5686e-05 |  | 749.9983 | 0.00271 |  | 537.9784 | 0 |  | 914.6589 | 0.012126 |  |  |  | 844.636 | 0.0013731 |  | 1158.5172 | 0.30695 |  | 1238.7444 | 0.18336 | [7 empty] | 1083.3025 | 0 |  | 1083.2959 | 0.03761
| 750.1629 | 0.21028 |  | 538.2045 | -0.00027467 |  | 538.2045 | -0.0010328 |  | 749.4502 | 0 |  | 538.2045 | -0.00033526 |  | 752.3138 | 6.9207e-05 |  | 750.1629 | 0.00293 |  | 538.2045 | 0.001 |  | 914.7422 | 0.012797 |  |  |  | 844.854 | 0.00099923 |  | 1158.583 | 0.3078 |  | 1238.9324 | 0.18581 | [7 empty] | 1083.36 | 0 |  | 1083.3534 | 0.03745
| 750.3275 | 0.20811 |  | 538.4307 | 3.6369e-05 |  | 538.4307 | 0.00012729 |  | 749.6148 | 3.0002e-05 |  | 538.4307 | 0.00056504 |  | 752.4792 | 7.8635e-05 |  | 750.3275 | 0.00275 |  | 538.4307 | 0.001 |  | 914.8254 | 0.013958 |  |  |  | 845.073 | 0.00079778 |  | 1158.6488 | 0.30867 |  | 1239.1204 | 0.18819 | [7 empty] | 1083.4175 | 0 |  | 1083.4109 | 0.03735
| 750.4921 | 0.21441 |  | 538.6568 | -0.0011982 |  | 538.6568 | 0.00024945 |  | 749.7795 | 0 |  | 538.6568 | -0.00081292 |  | 752.6446 | 8.8665e-05 |  | 750.4921 | 0.00291 |  | 538.6568 | 0.00080076 |  | 914.9087 | 0.014966 |  |  |  | 845.292 | 0.0009152 |  | 1158.7145 | 0.30953 |  | 1239.3085 | 0.19036 | [7 empty] | 1083.475 | 0 |  | 1083.4684 | 0.0373
| 750.6567 | 0.21555 |  | 538.883 | 0.00046594 |  | 538.883 | 0.0014738 |  | 749.9441 | 6.9993e-05 |  | 538.883 | 0.00056523 |  | 752.81 | 4.9348e-05 |  | 750.6567 | 0.00272 |  | 538.883 | 0.001 |  | 914.9919 | 0.014883 |  |  |  | 845.511 | 0.00095616 |  | 1158.7803 | 0.31039 |  | 1239.4966 | 0.19223 | [7 empty] | 1083.5325 | 0 |  | 1083.526 | 0.0373
| 750.8213 | 0.2184 |  | 539.1091 | -0.0011931 |  | 539.1091 | -0.001652 |  | 750.1088 | 0 |  | 539.1091 | -0.0007621 |  | 752.9755 | 0.00012377 |  | 750.8213 | 0.00296 |  | 539.1091 | 0 |  | 915.0753 | 0.013554 |  |  |  | 845.73 | 0.0010609 |  | 1158.8461 | 0.31126 |  | 1239.6848 | 0.19378 | [7 empty] | 1083.5901 | 0 |  | 1083.5835 | 0.03738
| 750.9859 | 0.214 |  | 539.3353 | 0.00062763 |  | 539.3353 | -0.00092622 |  | 750.2735 | 3.0002e-05 |  | 539.3353 | 0.00054963 |  | 753.1409 | 4.1324e-05 |  | 750.9859 | 0.00279 |  | 539.3353 | 0 |  | 915.1586 | 0.01312 |  |  |  | 845.949 | 0.0014557 |  | 1158.9119 | 0.31212 |  | 1239.873 | 0.19503 | [7 empty] | 1083.6476 | 0 |  | 1083.641 | 0.03754
| 751.1505 | 0.22287 |  | 539.5615 | -0.00082113 |  | 539.5615 | 0.00027838 |  | 750.4382 | 0 |  | 539.5615 | -0.00030779 |  | 753.3063 | 0.00011575 |  | 751.1505 | 0.00301 |  | 539.5615 | 0 |  | 915.242 | 0.01386 |  |  |  | 846.168 | 0.00079401 |  | 1158.9775 | 0.31298 |  | 1240.0613 | 0.19599 | [7 empty] | 1083.7051 | 0 |  | 1083.6985 | 0.03781
| 751.3151 | 0.22319 |  | 539.7877 | 0.00025222 |  | 539.7877 | 0.0003082 |  | 750.6028 | 5.0004e-05 |  | 539.7877 | 0.00035614 |  | 753.4718 | 5.7773e-05 |  | 751.3151 | 0.00283 |  | 539.7877 | 0 |  | 915.3253 | 0.01447 |  |  |  | 846.387 | 0.0012912 |  | 1159.0433 | 0.31384 |  | 1240.2496 | 0.1967 | [7 empty] | 1083.7627 | 0 |  | 1083.7561 | 0.0382
| 751.4798 | 0.22651 |  | 540.0139 | -0.0010788 |  | 540.0139 | -0.00057447 |  | 750.7675 | 0 |  | 540.0139 | -0.00060031 |  | 753.6372 | 9.9899e-05 |  | 751.4798 | 0.00304 |  | 540.0139 | 0 |  | 915.4088 | 0.014002 |  |  |  | 846.606 | 0.0011581 |  | 1159.1091 | 0.3147 |  | 1240.4381 | 0.19716 | [7 empty] | 1083.8202 | 0 |  | 1083.8136 | 0.0387
| 751.6444 | 0.22497 |  | 540.2402 | 0.00081813 |  | 540.2402 | 0.0014089 |  | 750.9322 | 5.0004e-05 |  | 540.2402 | 0.00042422 |  | 753.8027 | 7.5225e-05 |  | 751.6444 | 0.00282 |  | 540.2402 | 0 |  | 915.4921 | 0.013008 |  |  |  | 846.826 | 0.0010266 |  | 1159.1751 | 0.31556 |  | 1240.6266 | 0.19735 | [7 empty] | 1083.8777 | 0 |  | 1083.8712 | 0.03929
| 751.809 | 0.22955 |  | 540.4664 | -0.00034461 |  | 540.4664 | 0.00011283 |  | 751.0969 | 0 |  | 540.4664 | -0.0006778 |  | 753.9682 | 0.00010532 |  | 751.809 | 0.00295 |  | 540.4664 | 0.00020044 |  | 915.5756 | 0.013704 |  |  |  | 847.046 | 0.00064141 |  | 1159.2408 | 0.31643 |  | 1240.8151 | 0.19729 | [7 empty] | 1083.9353 | 0 |  | 1083.9287 | 0.03992
| 751.9737 | 0.23461 |  | 540.6927 | 0.00010475 |  | 540.6927 | 0.00050507 |  | 751.2616 | 3.0002e-05 |  | 540.6927 | 0.00075214 |  | 754.1336 | 5.4363e-05 |  | 751.9737 | 0.00277 |  | 540.6927 | 0.001 |  | 915.6589 | 0.014587 |  |  |  | 847.265 | 0.0014616 |  | 1159.3066 | 0.31728 |  | 1241.0037 | 0.19703 | [7 empty] | 1083.9928 | 0 |  | 1083.9863 | 0.04054
| 752.1383 | 0.23589 |  | 540.9189 | -0.0005904 |  | 540.9189 | -0.00093964 |  | 751.4263 | 0 |  | 540.9189 | -0.00090189 |  | 754.2991 | 0.00012056 |  | 752.1383 | 0.00288 |  | 540.9189 | 0.00040048 |  | 915.7424 | 0.014775 |  |  |  | 847.485 | 0.0011406 |  | 1159.3724 | 0.31815 |  | 1241.1924 | 0.19667 | [7 empty] | 1084.0504 | 0 |  | 1084.0438 | 0.0411
| 752.303 | 0.23719 |  | 541.1452 | 0.0006963 |  | 541.1452 | -0.0016017 |  | 751.5911 | 6.9993e-05 |  | 541.1452 | 0.00036913 |  | 754.4646 | 3.8916e-05 |  | 752.303 | 0.00275 |  | 541.1452 | 0.001 |  | 915.8259 | 0.015476 |  |  |  | 847.705 | 0.0012482 |  | 1159.4383 | 0.31901 |  | 1241.3811 | 0.19635 | [7 empty] | 1084.108 | 0 |  | 1084.1014 | 0.04155
| 752.4677 | 0.2422 |  | 541.3715 | -0.00060453 |  | 541.3715 | 0.00029633 |  | 751.7558 | 0 |  | 541.3715 | -0.001313 |  | 754.6301 | 0.00014102 |  | 752.4677 | 0.00294 |  | 541.3715 | 0.00060092 |  | 915.9093 | 0.015454 |  |  |  | 847.925 | 0.0014014 |  | 1159.5041 | 0.31987 |  | 1241.5698 | 0.19623 | [7 empty] | 1084.1655 | 0 |  | 1084.1589 | 0.04186
| 752.6323 | 0.24477 |  | 541.5978 | 0.00042088 |  | 541.5978 | 0.0002923 |  | 751.9205 | 5.0004e-05 |  | 541.5978 | 0.00074767 |  | 754.7956 | 3.9719e-05 |  | 752.6323 | 0.00288 |  | 541.5978 | 0 |  | 915.9928 | 0.014622 |  |  |  | 848.145 | 0.0010936 |  | 1159.57 | 0.32073 |  | 1241.7587 | 0.19645 | [7 empty] | 1084.2231 | 0 |  | 1084.2166 | 0.04201
| 752.797 | 0.24665 |  | 541.8241 | -0.00061872 |  | 541.8241 | 0.00055229 |  | 752.0852 | 0 |  | 541.8241 | -0.00051349 |  | 754.9611 | 0.00013541 |  | 752.797 | 0.00303 |  | 541.8241 | 0 |  | 916.0763 | 0.014835 |  |  |  | 848.366 | 0.00085759 |  | 1159.6359 | 0.32159 |  | 1241.9475 | 0.19712 | [7 empty] | 1084.2808 | 0 |  | 1084.2742 | 0.04199
| 752.9616 | 0.25281 |  | 542.0505 | 9.2614e-05 |  | 542.0505 | 0.0014017 |  | 752.25 | 5.0004e-05 |  | 542.0505 | 0.00067818 |  | 755.1266 | 3.7512e-05 |  | 752.9616 | 0.00283 |  | 542.0505 | 0 |  | 916.1599 | 0.015053 |  |  |  | 848.586 | 0.0010225 |  | 1159.7017 | 0.32245 |  | 1242.1365 | 0.19826 | [7 empty] | 1084.3384 | 0 |  | 1084.3318 | 0.04182
| 753.1263 | 0.24707 |  | 542.2768 | -0.00072972 |  | 542.2768 | -0.0003195 |  | 752.4147 | 0 |  | 542.2768 | -0.00062295 |  | 755.2921 | 0.00012778 |  | 753.1263 | 0.00299 |  | 542.2768 | 0.001 |  | 916.2433 | 0.014484 |  |  |  | 848.807 | 0.00096463 |  | 1159.7676 | 0.32331 |  | 1242.3254 | 0.19988 | [7 empty] | 1084.396 | 0 |  | 1084.3894 | 0.04153
| 753.291 | 0.25091 |  | 542.5032 | 0.00018556 |  | 542.5032 | -0.00098235 |  | 752.5794 | 3.0002e-05 |  | 542.5032 | -0.00013195 |  | 755.4576 | 4.353e-05 |  | 753.291 | 0.00285 |  | 542.5032 | 0.001 |  | 916.3269 | 0.014256 |  |  |  | 849.027 | 0.0010624 |  | 1159.8335 | 0.32418 |  | 1242.5145 | 0.20193 | [7 empty] | 1084.4536 | 0 |  | 1084.447 | 0.04114
| 753.4557 | 0.25604 |  | 542.7295 | -0.0010448 |  | 542.7295 | -0.00083147 |  | 752.7442 | 0 |  | 542.7295 | -0.00069513 |  | 755.6232 | 0.0001344 |  | 753.4557 | 0.00303 |  | 542.7295 | 0 |  | 916.4105 | 0.015275 |  |  |  | 849.248 | 0.0012118 |  | 1159.8994 | 0.32503 |  | 1242.7036 | 0.20433 | [7 empty] | 1084.5112 | 0 |  | 1084.5046 | 0.04069
| 753.6204 | 0.26058 |  | 542.9559 | 9.3493e-05 |  | 542.9559 | 0.00079363 |  | 752.9089 | 3.0002e-05 |  | 542.9559 | 0.00032733 |  | 755.7887 | 4.2928e-05 |  | 753.6204 | 0.00288 |  | 542.9559 | 0.00060052 |  | 916.4941 | 0.01631 |  |  |  | 849.469 | 0.00077225 |  | 1159.9652 | 0.3259 |  | 1242.8927 | 0.20694 | [7 empty] | 1084.5689 | 0 |  | 1084.5623 | 0.04022
| 753.7851 | 0.26291 |  | 543.1823 | -0.00054913 |  | 543.1823 | 0.00034358 |  | 753.0737 | 0 |  | 543.1823 | -0.00089871 |  | 755.9543 | 0.00014443 |  | 753.7851 | 0.00305 |  | 543.1823 | 0.00060052 |  | 916.5776 | 0.016209 |  |  |  | 849.69 | 0.00068354 |  | 1160.0311 | 0.32676 |  | 1243.082 | 0.20963 | [7 empty] | 1084.6265 | 0 |  | 1084.6199 | 0.03974
| 753.9498 | 0.26584 |  | 543.4087 | 0.00061584 |  | 543.4087 | 0.0006084 |  | 753.2384 | 6.9993e-05 |  | 543.4087 | 8.5995e-05 |  | 756.1198 | 3.009e-05 |  | 753.9498 | 0.00293 |  | 543.4087 | 0 |  | 916.6613 | 0.016231 |  |  |  | 849.911 | 0.00055337 |  | 1160.0971 | 0.32762 |  | 1243.2712 | 0.21224 | [7 empty] | 1084.6841 | 0 |  | 1084.6775 | 0.03927
| 754.1145 | 0.26052 |  | 543.6351 | -0.00060691 |  | 543.6351 | -0.0012365 |  | 753.4032 | 0 |  | 543.6351 | -0.00051213 |  | 756.2853 | 0.00013661 |  | 754.1145 | 0.00312 |  | 543.6351 | 0 |  | 916.7449 | 0.017145 |  |  |  | 850.132 | 0.00074023 |  | 1160.163 | 0.32849 |  | 1243.4606 | 0.21464 | [7 empty] | 1084.7417 | 0 |  | 1084.7351 | 0.03879
| 754.2792 | 0.2665 |  | 543.8616 | 0.00036797 |  | 543.8616 | 0.001696 |  | 753.568 | 6.9993e-05 |  | 543.8616 | 0.00051968 |  | 756.4509 | 5.1755e-05 |  | 754.2792 | 0.00296 |  | 543.8616 | 0 |  | 916.8286 | 0.017027 |  |  |  | 850.354 | 0.0011993 |  | 1160.2289 | 0.32935 |  | 1243.65 | 0.21676 | [7 empty] | 1084.7993 | 0 |  | 1084.7927 | 0.03827
| 754.4439 | 0.27012 |  | 544.088 | -0.00063966 |  | 544.088 | 0.00021595 |  | 753.7328 | 0 |  | 544.088 | -0.00041013 |  | 756.6165 | 0.00011153 |  | 754.4439 | 0.00316 |  | 544.088 | 0 |  | 916.9122 | 0.015567 |  |  |  | 850.575 | 0.00090348 |  | 1160.2948 | 0.33021 |  | 1243.8395 | 0.21853 | [7 empty] | 1084.8571 | 0 |  | 1084.8505 | 0.03768
| 754.6086 | 0.27254 |  | 544.3145 | 0.00025291 |  | 544.3145 | 0.0020475 |  | 753.8975 | 0.00011 |  | 544.3145 | 0.00075904 |  | 756.7821 | 5.5566e-05 |  | 754.6086 | 0.00295 |  | 544.3144 | 0.001 |  | 916.9958 | 0.014848 |  |  |  | 850.797 | 0.0008551 |  | 1160.3608 | 0.33108 |  | 1244.0289 | 0.21996 | [7 empty] | 1084.9147 | 0 |  | 1084.9081 | 0.037
| 754.7734 | 0.27318 |  | 544.5409 | -0.00080122 |  | 544.5409 | -0.00061784 |  | 754.0623 | 0 |  | 544.5409 | -0.00073433 |  | 756.9476 | 0.00012558 |  | 754.7734 | 0.00316 |  | 544.5409 | 0 |  | 917.0795 | 0.015025 |  |  |  | 851.018 | 0.0014174 |  | 1160.4268 | 0.33194 |  | 1244.2185 | 0.22107 | [7 empty] | 1084.9723 | 0 |  | 1084.9657 | 0.03621
| 754.9381 | 0.2767 |  | 544.7674 | 0.000329 |  | 544.7674 | 0.0011201 |  | 754.2271 | 6.9993e-05 |  | 544.7674 | 0.00068683 |  | 757.1132 | 2.2868e-05 |  | 754.9381 | 0.00296 |  | 544.7674 | 0.001 |  | 917.1632 | 0.015119 |  |  |  | 851.24 | 0.0011362 |  | 1160.4927 | 0.33281 |  | 1244.4082 | 0.2219 | [7 empty] | 1085.03 | 0 |  | 1085.0234 | 0.03534
| 755.1028 | 0.27687 |  | 544.9939 | -0.0003837 |  | 544.9939 | -0.0010098 |  | 754.3919 | 0 |  | 544.9939 | -0.00073337 |  | 757.2788 | 0.00017532 |  | 755.1028 | 0.00312 |  | 544.9939 | 0 |  | 917.2469 | 0.01617 |  |  |  | 851.462 | 0.0014058 |  | 1160.5586 | 0.33367 |  | 1244.5979 | 0.22252 | [7 empty] | 1085.0876 | 0 |  | 1085.0811 | 0.03446
| 755.2676 | 0.28384 |  | 545.2204 | 0.00038941 |  | 545.2204 | -8.7344e-05 |  | 754.5567 | 6.9993e-05 |  | 545.2204 | 0.00046998 |  | 757.4444 | 7.8234e-06 |  | 755.2676 | 0.00292 |  | 545.2204 | 0 |  | 917.3307 | 0.017322 |  |  |  | 851.684 | 0.00047342 |  | 1160.6246 | 0.33454 |  | 1244.7876 | 0.22304 | [7 empty] | 1085.1454 | 0 |  | 1085.1388 | 0.03364
| 755.4323 | 0.28671 |  | 545.4469 | -0.00062135 |  | 545.4469 | 0.00058501 |  | 754.7215 | 0 |  | 545.4469 | -0.00030479 |  | 757.61 | 0.00018034 |  | 755.4323 | 0.00308 |  | 545.4469 | 0 |  | 917.4144 | 0.017036 |  |  |  | 851.906 | 0.0011759 |  | 1160.6906 | 0.33541 |  | 1244.9774 | 0.22359 | [7 empty] | 1085.203 | 0 |  | 1085.1964 | 0.03297
| 755.597 | 0.28687 |  | 545.6734 | 0.00048009 |  | 545.6734 | 0.0013173 |  | 754.8863 | 6.9993e-05 |  | 545.6734 | 0.00022814 |  | 757.7756 | 3.2096e-06 |  | 755.597 | 0.00294 |  | 545.6734 | 0 |  | 917.4981 | 0.016722 |  |  |  | 852.129 | 0.00058151 |  | 1160.7566 | 0.33627 |  | 1245.1672 | 0.22431 | [7 empty] | 1085.2607 | 0 |  | 1085.2541 | 0.03255
| 755.7618 | 0.28657 |  | 545.9 | -0.00069824 |  | 545.9 | -0.0014642 |  | 755.0511 | 0 |  | 545.9 | -0.00058072 |  | 757.9412 | 0.00018094 |  | 755.7618 | 0.0031 |  | 545.9 | 0 |  | 917.5819 | 0.016501 |  |  |  | 852.351 | 0.0011437 |  | 1160.8226 | 0.33714 |  | 1245.3572 | 0.22531 | [7 empty] | 1085.3185 | 0 |  | 1085.3119 | 0.03242
| 755.9265 | 0.2919 |  | 546.1265 | 0.00036989 |  | 546.1265 | -0.00090038 |  | 755.2159 | 6.9993e-05 |  | 546.1265 | 0.00034365 |  | 758.1069 | 1.0431e-05 |  | 755.9265 | 0.00292 |  | 546.1265 | 0 |  | 917.6656 | 0.015868 |  |  |  | 852.574 | 0.0010662 |  | 1160.8885 | 0.338 |  | 1245.5471 | 0.22661 | [7 empty] | 1085.3761 | 0 |  | 1085.3696 | 0.03262
| 756.0913 | 0.29441 |  | 546.3531 | -0.00048223 |  | 546.3531 | -0.00033347 |  | 755.3808 | 0 |  | 546.3531 | -0.00048824 |  | 758.2725 | 0.00018435 |  | 756.0913 | 0.00318 |  | 546.3531 | 0 |  | 917.7495 | 0.016226 |  |  |  | 852.796 | 0.00074142 |  | 1160.9546 | 0.33888 |  | 1245.7372 | 0.22817 | [7 empty] | 1085.4338 | 0 |  | 1085.4272 | 0.03315
| 756.2561 | 0.29928 |  | 546.5797 | 0.00048313 |  | 546.5797 | 0.0003947 |  | 755.5456 | 5.0004e-05 |  | 546.5797 | 0.00039551 |  | 758.4381 | 1.0431e-05 |  | 756.2561 | 0.00297 |  | 546.5797 | 0.00080096 |  | 917.8333 | 0.017023 |  |  |  | 853.019 | 0.00083943 |  | 1161.0206 | 0.33975 |  | 1245.9272 | 0.22987 | [7 empty] | 1085.4916 | 0 |  | 1085.485 | 0.03395
| 756.4208 | 0.29884 |  | 546.8063 | -0.00023551 |  | 546.8063 | -0.00084055 |  | 755.7104 | 0 |  | 546.8063 | -0.00018492 |  | 758.6037 | 0.00018957 |  | 756.4208 | 0.00313 |  | 546.8063 | 0.00040048 |  | 917.9171 | 0.016557 |  |  |  | 853.242 | 0.00075912 |  | 1161.0867 | 0.34061 |  | 1246.1174 | 0.2315 | [7 empty] | 1085.5493 | 0 |  | 1085.5427 | 0.03496
| 756.5856 | 0.30447 |  | 547.0329 | 0.00012122 |  | 547.0329 | -0.00046834 |  | 755.8752 | 5.0004e-05 |  | 547.0329 | 0.00030523 |  | 758.7694 | 4.4132e-06 |  | 756.5856 | 0.00289 |  | 547.0329 | 0.001 |  | 918.001 | 0.015895 |  |  |  | 853.465 | 0.0014518 |  | 1161.1527 | 0.34149 |  | 1246.3076 | 0.23286 | [7 empty] | 1085.6071 | 0 |  | 1085.6005 | 0.0361
| 756.7504 | 0.30389 |  | 547.2595 | -0.00039492 |  | 547.2595 | -0.0010116 |  | 756.0401 | 0 |  | 547.2595 | -0.00053403 |  | 758.935 | 0.00018255 |  | 756.7504 | 0.00309 |  | 547.2595 | 0.001 |  | 918.0848 | 0.016454 |  |  |  | 853.688 | 0.001266 |  | 1161.2188 | 0.34236 |  | 1246.4979 | 0.23377 | [7 empty] | 1085.6648 | 0 |  | 1085.6582 | 0.03727
| 756.9152 | 0.30955 |  | 547.4861 | 0.00024721 |  | 547.4861 | -0.0010963 |  | 756.2049 | 5.0004e-05 |  | 547.4861 | 2.5728e-05 |  | 759.1007 | 8.4252e-06 |  | 756.9152 | 0.00293 |  | 547.4861 | 0.00060072 |  | 918.1688 | 0.01742 |  |  |  | 853.911 | 0.00097531 |  | 1161.2848 | 0.34323 |  | 1246.6882 | 0.23412 | [7 empty] | 1085.7225 | 0 |  | 1085.7159 | 0.03842
| 757.08 | 0.31693 |  | 547.7128 | -0.00067501 |  | 547.7128 | -0.00068653 |  | 756.3698 | 0 |  | 547.7128 | -0.00071573 |  | 759.2664 | 0.00017693 |  | 757.08 | 0.00312 |  | 547.7128 | 0 |  | 918.2526 | 0.017205 |  |  |  | 854.134 | 0.00082469 |  | 1161.3508 | 0.34411 |  | 1246.8785 | 0.2339 | [7 empty] | 1085.7803 | 0 |  | 1085.7737 | 0.03946
| 757.2448 | 0.32165 |  | 547.9394 | 0.00015167 |  | 547.9394 | 0.00043979 |  | 756.5346 | 3.0002e-05 |  | 547.9394 | 0.00027857 |  | 759.432 | 1.0632e-05 |  | 757.2448 | 0.00301 |  | 547.9394 | 0 |  | 918.3365 | 0.016966 |  |  |  | 854.358 | 0.0011049 |  | 1161.4169 | 0.34498 |  | 1247.069 | 0.23319 | [7 empty] | 1085.838 | 0 |  | 1085.8314 | 0.04037
| 757.4096 | 0.31922 |  | 548.1661 | -0.00045948 |  | 548.1661 | 0.00026045 |  | 756.6995 | 0 |  | 548.1661 | -0.0004877 |  | 759.5977 | 0.00018596 |  | 757.4096 | 0.00325 |  | 548.1661 | 0 |  | 918.4205 | 0.017196 |  |  |  | 854.581 | 0.0012431 |  | 1161.4829 | 0.34585 |  | 1247.2595 | 0.23219 | [7 empty] | 1085.8957 | 0 |  | 1085.8892 | 0.04111
| 757.5744 | 0.31852 |  | 548.3928 | 0.000169 |  | 548.3928 | 0.00035414 |  | 756.8643 | 8.9995e-05 |  | 548.3928 | 0.00051994 |  | 759.7634 | 1.7252e-05 |  | 757.5744 | 0.00307 |  | 548.3928 | 0 |  | 918.5045 | 0.016742 |  |  |  | 854.805 | 0.0014298 |  | 1161.549 | 0.34673 |  | 1247.4501 | 0.23116 | [7 empty] | 1085.9536 | 0 |  | 1085.947 | 0.04168
| 757.7392 | 0.32716 |  | 548.6194 | -0.00065507 |  | 548.6194 | 0.00070582 |  | 757.0292 | 0 |  | 548.6194 | 2.0656e-05 |  | 759.9291 | 0.00022447 |  | 757.7392 | 0.0033 |  | 548.6195 | 0 |  | 918.5884 | 0.01665 |  |  |  | 855.029 | 0.00081968 |  | 1161.6151 | 0.34761 |  | 1247.6407 | 0.23039 | [7 empty] | 1086.0113 | 0 |  | 1086.0048 | 0.04208
| 757.904 | 0.32212 |  | 548.8462 | 0.00022268 |  | 548.8462 | 0.0015093 |  | 757.1941 | 1.0001e-05 |  | 548.8462 | 0.00043931 |  | 760.0948 | 2.7081e-05 |  | 757.904 | 0.00313 |  | 548.8461 | 0 |  | 918.6724 | 0.017823 |  |  |  | 855.253 | 0.0013101 |  | 1161.6811 | 0.34849 |  | 1247.8314 | 0.23014 | [7 empty] | 1086.0691 | 0 |  | 1086.0625 | 0.04233
| 758.0688 | 0.33889 |  | 549.0729 | -0.00085941 |  | 549.0729 | 0.00031673 |  | 757.359 | 0 |  | 549.0729 | -0.00058028 |  | 760.2605 | 0.00024032 |  | 758.0688 | 0.00334 |  | 549.0729 | 0 |  | 918.7563 | 0.018645 |  |  |  | 855.477 | 0.00079243 |  | 1161.7473 | 0.34937 |  | 1248.0221 | 0.2306 | [7 empty] | 1086.127 | 0 |  | 1086.1204 | 0.04248
| 758.2336 | 0.34466 |  | 549.2996 | 0.00017522 |  | 549.2996 | -1.2583e-05 |  | 757.5239 | 5.0004e-05 |  | 549.2996 | 0.00019741 |  | 760.4262 | 4.8946e-05 |  | 758.2336 | 0.00305 |  | 549.2996 | 0 |  | 918.8404 | 0.01821 |  |  |  | 855.701 | 0.00092833 |  | 1161.8133 | 0.35025 |  | 1248.2129 | 0.23187 | [7 empty] | 1086.1847 | 0 |  | 1086.1781 | 0.04256
| 758.3985 | 0.34564 |  | 549.5263 | -0.00093515 |  | 549.5263 | -0.00035343 |  | 757.6887 | 0 |  | 549.5263 | -0.00044868 |  | 760.5919 | 0.00025095 |  | 758.3985 | 0.00322 |  | 549.5263 | 0 |  | 918.9244 | 0.017795 |  |  |  | 855.925 | 0.00087597 |  | 1161.8795 | 0.35114 |  | 1248.4037 | 0.23389 | [7 empty] | 1086.2425 | 0 |  | 1086.236 | 0.04262
| 758.5633 | 0.34746 |  | 549.7531 | -3.5669e-05 |  | 549.7531 | 0.00041156 |  | 757.8536 | 3.0002e-05 |  | 549.7531 | 0.00040474 |  | 760.7576 | 5.4162e-05 |  | 758.5633 | 0.00304 |  | 549.7531 | 0 |  | 919.0084 | 0.018524 |  |  |  | 856.149 | 0.00091585 |  | 1161.9456 | 0.35201 |  | 1248.5946 | 0.2365 | [7 empty] | 1086.3003 | 0 |  | 1086.2937 | 0.04268
| 758.7281 | 0.34727 |  | 549.9798 | -0.0003091 |  | 549.9798 | 0.00067219 |  | 758.0185 | 0 |  | 549.9798 | -0.00043919 |  | 760.9233 | 0.00024293 |  | 758.7281 | 0.00325 |  | 549.9799 | 0 |  | 919.0925 | 0.019058 |  |  |  | 856.374 | 0.00093346 |  | 1162.0117 | 0.3529 |  | 1248.7856 | 0.23948 | [7 empty] | 1086.3582 | 0 |  | 1086.3516 | 0.04274
| 758.893 | 0.35282 |  | 550.2066 | 0.00032933 |  | 550.2066 | -0.00016835 |  | 758.1834 | 6.9993e-05 |  | 550.2066 | 0.0008757 |  | 761.0891 | 6.5396e-05 |  | 758.893 | 0.00307 |  | 550.2066 | 0.001 |  | 919.1766 | 0.018911 |  |  |  | 856.598 | 0.0011813 |  | 1162.0779 | 0.35379 |  | 1248.9766 | 0.24258 | [7 empty] | 1086.4159 | 0 |  | 1086.4094 | 0.04281
| 759.0578 | 0.35452 |  | 550.4334 | -0.00078314 |  | 550.4334 | -0.0014641 |  | 758.3483 | 0 |  | 550.4334 | -0.00083165 |  | 761.2548 | 0.00027843 |  | 759.0578 | 0.00323 |  | 550.4334 | 0.001 |  | 919.2606 | 0.019181 |  |  |  | 856.823 | 0.0010911 |  | 1162.144 | 0.35468 |  | 1249.1677 | 0.24556 | [7 empty] | 1086.4738 | 0 |  | 1086.4672 | 0.04285
| 759.2227 | 0.36079 |  | 550.6602 | 0.00020855 |  | 550.6602 | -0.00028786 |  | 758.5132 | 5.0004e-05 |  | 550.6602 | 0.0009241 |  | 761.4205 | 7.4222e-05 |  | 759.2227 | 0.00309 |  | 550.6602 | 0.00080096 |  | 919.3447 | 0.019473 |  |  |  | 857.048 | 0.00092366 |  | 1162.2102 | 0.35558 |  | 1249.3589 | 0.24825 | [7 empty] | 1086.5316 | 0 |  | 1086.525 | 0.04281
| 759.3875 | 0.36441 |  | 550.887 | -0.00067769 |  | 550.887 | 0.00028768 |  | 758.6782 | 0 |  | 550.887 | -0.0004365 |  | 761.5863 | 0.00027482 |  | 759.3875 | 0.00333 |  | 550.887 | 0 |  | 919.4288 | 0.020264 |  |  |  | 857.273 | 0.00080893 |  | 1162.2764 | 0.35646 |  | 1249.55 | 0.25057 | [7 empty] | 1086.5895 | 0 |  | 1086.5829 | 0.04267
| 759.5524 | 0.37115 |  | 551.1139 | 0.00024497 |  | 551.1139 | 0.00087136 |  | 758.8431 | 6.9993e-05 |  | 551.1139 | 0.00058188 |  | 761.752 | 0.0001015 |  | 759.5524 | 0.0032 |  | 551.1138 | 0 |  | 919.513 | 0.021322 |  |  |  | 857.498 | 0.0010222 |  | 1162.3425 | 0.35736 |  | 1249.7413 | 0.25252 | [7 empty] | 1086.6473 | 0 |  | 1086.6408 | 0.0424
| 759.7172 | 0.37104 |  | 551.3407 | -0.00079247 |  | 551.3407 | -0.00094098 |  | 759.008 | 0 |  | 551.3407 | -0.00054242 |  | 761.9178 | 0.00029328 |  | 759.7172 | 0.00339 |  | 551.3407 | 0 |  | 919.5971 | 0.02111 |  |  |  | 857.723 | 0.0014111 |  | 1162.4087 | 0.35825 |  | 1249.9326 | 0.25415 | [7 empty] | 1086.7051 | 0 |  | 1086.6986 | 0.04202
| 759.8821 | 0.37834 |  | 551.5675 | 0.00034076 |  | 551.5675 | -0.00091562 |  | 759.1729 | 3.0002e-05 |  | 551.5675 | 0.00060603 |  | 762.0835 | 9.2477e-05 |  | 759.8821 | 0.00319 |  | 551.5675 | 0 |  | 919.6813 | 0.020075 |  |  |  | 857.949 | 0.00088592 |  | 1162.4749 | 0.35915 |  | 1250.124 | 0.25559 | [7 empty] | 1086.7629 | 0 |  | 1086.7564 | 0.04156
| 760.047 | 0.38064 |  | 551.7944 | -0.00060247 |  | 551.7944 | -0.0015805 |  | 759.3379 | 0 |  | 551.7944 | -0.00047989 |  | 762.2493 | 0.00032257 |  | 760.047 | 0.00337 |  | 551.7944 | 0 |  | 919.7654 | 0.019241 |  |  |  | 858.174 | 0.0006167 |  | 1162.541 | 0.36005 |  | 1250.3154 | 0.25693 | [7 empty] | 1086.8208 | 0 |  | 1086.8142 | 0.04106
| 760.2118 | 0.38124 |  | 552.0213 | 0.00030107 |  | 552.0213 | -0.00068769 |  | 759.5028 | 6.9993e-05 |  | 552.0213 | 0.00035722 |  | 762.4151 | 0.00013561 |  | 760.2118 | 0.00322 |  | 552.0213 | 0 |  | 919.8497 | 0.018272 |  |  |  | 858.4 | 0.0012343 |  | 1162.6073 | 0.36096 |  | 1250.507 | 0.25828 | [7 empty] | 1086.8787 | 0 |  | 1086.8722 | 0.04055
| 760.3767 | 0.38132 |  | 552.2482 | -0.00050892 |  | 552.2482 | -0.00025778 |  | 759.6677 | 0 |  | 552.2482 | 3.501e-05 |  | 762.5809 | 0.00036569 |  | 760.3767 | 0.00339 |  | 552.2482 | 0 |  | 919.9338 | 0.017722 |  |  |  | 858.625 | 0.001037 |  | 1162.6735 | 0.36186 |  | 1250.6985 | 0.25967 | [7 empty] | 1086.9367 | 0 |  | 1086.93 | 0.04008
| 760.5416 | 0.38984 |  | 552.4751 | 0.00018475 |  | 552.4751 | 0.0011798 |  | 759.8327 | 5.0004e-05 |  | 552.4751 | 0.00031063 |  | 762.7467 | 0.00016971 |  | 760.5416 | 0.00314 |  | 552.4751 | 0.00080076 |  | 920.018 | 0.018635 |  |  |  | 858.851 | 0.00082916 |  | 1162.7396 | 0.36277 |  | 1250.89 | 0.26111 | [7 empty] | 1086.9945 | 0 |  | 1086.9879 | 0.03966
| 760.7065 | 0.39124 |  | 552.702 | -0.00039108 |  | 552.702 | -0.00050217 |  | 759.9976 | 0 |  | 552.702 | -0.0007084 |  | 762.9125 | 0.0003687 |  | 760.7065 | 0.00336 |  | 552.702 | 0 |  | 920.1022 | 0.01974 |  |  |  | 859.077 | 0.0010484 |  | 1162.8059 | 0.36368 |  | 1251.0818 | 0.26258 | [7 empty] | 1087.0524 | 0 |  | 1087.0458 | 0.03928
| 760.8714 | 0.40158 |  | 552.9289 | 0.00057751 |  | 552.9289 | 0.00037553 |  | 760.1626 | 5.0004e-05 |  | 552.9289 | 0.00032922 |  | 763.0783 | 0.00015767 |  | 760.8714 | 0.00321 |  | 552.9289 | 0.001 |  | 920.1865 | 0.019705 |  |  |  | 859.303 | 0.00054543 |  | 1162.8721 | 0.36459 |  | 1251.2734 | 0.26407 | [7 empty] | 1087.1102 | 0 |  | 1087.1036 | 0.03893
| 761.0363 | 0.40383 |  | 553.1558 | -0.00056129 |  | 553.1558 | -0.00071839 |  | 760.3276 | 0 |  | 553.1558 | -0.00033544 |  | 763.2441 | 0.00036228 |  | 761.0363 | 0.00341 |  | 553.1558 | 0.001 |  | 920.2708 | 0.020079 |  |  |  | 859.529 | 0.0012296 |  | 1162.9383 | 0.36551 |  | 1251.4652 | 0.26557 | [7 empty] | 1087.1682 | 0 |  | 1087.1616 | 0.03859
| 761.2012 | 0.40586 |  | 553.3828 | 0.00033369 |  | 553.3828 | 0.0017789 |  | 760.4925 | 5.0004e-05 |  | 553.3828 | 0.00068635 |  | 763.4099 | 0.00016048 |  | 761.2012 | 0.0032 |  | 553.3828 | 0 |  | 920.355 | 0.020522 |  |  |  | 859.755 | 0.0014051 |  | 1163.0045 | 0.36642 |  | 1251.6571 | 0.2671 | [7 empty] | 1087.2261 | 0 |  | 1087.2195 | 0.03824
| 761.3661 | 0.40957 |  | 553.6097 | -0.00055928 |  | 553.6097 | -0.00070951 |  | 760.6575 | 0 |  | 553.6097 | -0.00029614 |  | 763.5757 | 0.00037653 |  | 761.3661 | 0.00337 |  | 553.6097 | 0 |  | 920.4393 | 0.020312 |  |  |  | 859.982 | 0.0010264 |  | 1163.0708 | 0.36734 |  | 1251.849 | 0.2687 | [7 empty] | 1087.2839 | 0 |  | 1087.2773 | 0.03788
| 761.531 | 0.40918 |  | 553.8367 | 0.00018309 |  | 553.8367 | -0.00069419 |  | 760.8225 | 5.0004e-05 |  | 553.8367 | 0.0003181 |  | 763.7415 | 0.0001677 |  | 761.531 | 0.00318 |  | 553.8367 | 0 |  | 920.5237 | 0.020567 |  |  |  | 860.208 | 0.0010833 |  | 1163.1371 | 0.36826 |  | 1252.0409 | 0.27044 | [7 empty] | 1087.3419 | 0 |  | 1087.3353 | 0.0375
| 761.6959 | 0.41828 |  | 554.0637 | -0.00090025 |  | 554.0637 | -0.0013039 |  | 760.9874 | 0 |  | 554.0637 | -0.00042788 |  | 763.9074 | 0.00037472 |  | 761.6959 | 0.00332 |  | 554.0637 | 0 |  | 920.608 | 0.020598 |  |  |  | 860.435 | 0.0013917 |  | 1163.2034 | 0.36919 |  | 1252.2329 | 0.27236 | [7 empty] | 1087.3998 | 0 |  | 1087.3932 | 0.03713
| 761.8609 | 0.4214 |  | 554.2907 | 0.00022393 |  | 554.2907 | 0.0012163 |  | 761.1524 | 6.9993e-05 |  | 554.2907 | 0.00020429 |  | 764.0732 | 0.00018014 |  | 761.8609 | 0.00306 |  | 554.2907 | 0 |  | 920.6923 | 0.020036 |  |  |  | 860.662 | 0.00065305 |  | 1163.2696 | 0.37011 |  | 1252.425 | 0.27449 | [7 empty] | 1087.4578 | 0 |  | 1087.4512 | 0.0368
| 762.0258 | 0.42942 |  | 554.5177 | -0.00054649 |  | 554.5177 | -0.00033255 |  | 761.3174 | 0 |  | 554.5177 | -0.00052844 |  | 764.2391 | 0.00035947 |  | 762.0258 | 0.00334 |  | 554.5177 | 0 |  | 920.7767 | 0.020583 |  |  |  | 860.888 | 0.00089821 |  | 1163.3359 | 0.37104 |  | 1252.6172 | 0.2768 | [7 empty] | 1087.5156 | 0 |  | 1087.509 | 0.03655
| 762.1907 | 0.43327 |  | 554.7447 | 0.00040217 |  | 554.7447 | 0.00077888 |  | 761.4824 | 6.9993e-05 |  | 554.7447 | 0.00022631 |  | 764.4049 | 0.00014804 |  | 762.1907 | 0.00319 |  | 554.7447 | 0 |  | 920.8611 | 0.02133 |  |  |  | 861.116 | 0.00098455 |  | 1163.4022 | 0.37199 |  | 1252.8093 | 0.27925 | [7 empty] | 1087.5736 | 0 |  | 1087.567 | 0.03639
| 762.3557 | 0.43121 |  | 554.9718 | -0.00054986 |  | 554.9718 | -0.001004 |  | 761.6474 | 0 |  | 554.9718 | -0.00055831 |  | 764.5708 | 0.00039438 |  | 762.3557 | 0.00354 |  | 554.9718 | 0 |  | 920.9455 | 0.020835 |  |  |  | 861.343 | 0.0013438 |  | 1163.4685 | 0.37292 |  | 1253.0016 | 0.28176 | [7 empty] | 1087.6316 | 0 |  | 1087.625 | 0.03636
| 762.5206 | 0.43863 |  | 555.1988 | 0.0002105 |  | 555.1988 | -0.00040497 |  | 761.8124 | 6.9993e-05 |  | 555.1988 | 0.00014221 |  | 764.7366 | 0.0001992 |  | 762.5206 | 0.00332 |  | 555.1988 | 0 |  | 921.0298 | 0.020395 |  |  |  | 861.57 | 0.00095603 |  | 1163.5348 | 0.37386 |  | 1253.194 | 0.28426 | [7 empty] | 1087.6896 | 0 |  | 1087.683 | 0.03644
| 762.6855 | 0.44155 |  | 555.4259 | -0.00056732 |  | 555.4259 | 0.00038336 |  | 761.9774 | 0 |  | 555.4259 | -0.00042736 |  | 764.9025 | 0.00040862 |  | 762.6855 | 0.00356 |  | 555.4259 | 0 |  | 921.1143 | 0.020353 |  |  |  | 861.797 | 0.00099003 |  | 1163.6011 | 0.3748 |  | 1253.3864 | 0.28668 | [7 empty] | 1087.7474 | 0 |  | 1087.7408 | 0.03663
| 762.8505 | 0.45212 |  | 555.6529 | 2.9149e-05 |  | 555.6529 | 0.00083819 |  | 762.1424 | 3.0002e-05 |  | 555.6529 | 0.00036283 |  | 765.0684 | 0.00022547 |  | 762.8505 | 0.00334 |  | 555.6529 | 0 |  | 921.1987 | 0.020665 |  |  |  | 862.025 | 0.00097824 |  | 1163.6674 | 0.37576 |  | 1253.5787 | 0.28901 | [7 empty] | 1087.8054 | 0 |  | 1087.7988 | 0.03687
| 763.0154 | 0.45269 |  | 555.88 | -0.00067089 |  | 555.88 | -0.0010653 |  | 762.3075 | 0 |  | 555.88 | -0.0002806 |  | 765.2342 | 0.00044694 |  | 763.0154 | 0.0036 |  | 555.88 | 0 |  | 921.2832 | 0.021 |  |  |  | 862.252 | 0.00067567 |  | 1163.7338 | 0.37671 |  | 1253.7712 | 0.29125 | [7 empty] | 1087.8634 | 0 |  | 1087.8568 | 0.03714
| 763.1804 | 0.45875 |  | 556.1071 | 0.00064035 |  | 556.1071 | -0.00046328 |  | 762.4725 | 6.9993e-05 |  | 556.1071 | 0.00068996 |  | 765.4001 | 0.00022668 |  | 763.1804 | 0.00332 |  | 556.1071 | 0 |  | 921.3677 | 0.020868 |  |  |  | 862.48 | 0.00062614 |  | 1163.8001 | 0.37767 |  | 1253.9637 | 0.29344 | [7 empty] | 1087.9214 | 0 |  | 1087.9148 | 0.0374
| 763.3454 | 0.46256 |  | 556.3342 | -0.000629 |  | 556.3342 | -0.00090334 |  | 762.6375 | 0 |  | 556.3342 | -0.00073656 |  | 765.566 | 0.00041785 |  | 763.3454 | 0.00349 |  | 556.3342 | 0 |  | 921.4521 | 0.020702 |  |  |  | 862.708 | 0.00050367 |  | 1163.8665 | 0.37862 |  | 1254.1564 | 0.29559 | [7 empty] | 1087.9794 | 0 |  | 1087.9728 | 0.03763
| 763.5103 | 0.46988 |  | 556.5613 | 0.00031245 |  | 556.5613 | 0.0013144 |  | 762.8025 | 5.0004e-05 |  | 556.5613 | 0.00014144 |  | 765.7319 | 0.00019779 |  | 763.5103 | 0.00329 |  | 556.5613 | 0 |  | 921.5366 | 0.021177 |  |  |  | 862.936 | 0.00088169 |  | 1163.9327 | 0.37958 |  | 1254.3491 | 0.29768 | [7 empty] | 1088.0374 | 0 |  | 1088.0308 | 0.03781
| 763.6753 | 0.4723 |  | 556.7885 | -0.00067754 |  | 556.7885 | -0.0010494 |  | 762.9676 | 0 |  | 556.7885 | -0.00038758 |  | 765.8978 | 0.00039117 |  | 763.6753 | 0.00362 |  | 556.7885 | 0 |  | 921.6212 | 0.021914 |  |  |  | 863.164 | 0.0014724 |  | 1163.9992 | 0.38055 |  | 1254.5417 | 0.29966 | [7 empty] | 1088.0953 | 0 |  | 1088.0887 | 0.03792
| 763.8403 | 0.47647 |  | 557.0156 | 9.221e-05 |  | 557.0156 | 0.00022597 |  | 763.1326 | 6.9993e-05 |  | 557.0156 | 0.00040786 |  | 766.0637 | 0.00018556 |  | 763.8403 | 0.00342 |  | 557.0156 | 0 |  | 921.7057 | 0.022136 |  |  |  | 863.392 | 0.0010443 |  | 1164.0654 | 0.38152 |  | 1254.7346 | 0.30143 | [7 empty] | 1088.1534 | 0 |  | 1088.1469 | 0.03795
| 764.0053 | 0.48151 |  | 557.2428 | -0.00057774 |  | 557.2428 | -0.00097958 |  | 763.2976 | 0 |  | 557.2428 | -0.00050323 |  | 766.2296 | 0.00040642 |  | 764.0053 | 0.0036 |  | 557.2428 | 0.00060092 |  | 921.7902 | 0.022171 |  |  |  | 863.62 | 0.00056537 |  | 1164.1318 | 0.3825 |  | 1254.9275 | 0.30292 | [7 empty] | 1088.2114 | 0 |  | 1088.2048 | 0.03791
| 764.1703 | 0.48442 |  | 557.4699 | 0.00044224 |  | 557.4699 | 0.00065866 |  | 763.4627 | 3.0002e-05 |  | 557.4699 | 0.00063207 |  | 766.3956 | 0.00019759 |  | 764.1703 | 0.00332 |  | 557.4699 | 0.00040068 |  | 921.8748 | 0.022041 |  |  |  | 863.849 | 0.0014638 |  | 1164.1982 | 0.38348 |  | 1255.1204 | 0.30405 | [7 empty] | 1088.2694 | 0 |  | 1088.2628 | 0.03779
| 764.3352 | 0.48525 |  | 557.6971 | -0.00076873 |  | 557.6971 | -0.00040861 |  | 763.6277 | 0 |  | 557.6971 | -0.00036981 |  | 766.5615 | 0.00041966 |  | 764.3352 | 0.00362 |  | 557.6971 | 0.001 |  | 921.9594 | 0.022219 |  |  |  | 864.077 | 0.0011194 |  | 1164.2647 | 0.38446 |  | 1255.3134 | 0.30485 | [7 empty] | 1088.3274 | 0 |  | 1088.3208 | 0.03761
| 764.5003 | 0.49098 |  | 557.9243 | 0.00019422 |  | 557.9243 | 0.00064993 |  | 763.7928 | 6.9993e-05 |  | 557.9243 | 1.6956e-05 |  | 766.7274 | 0.00022608 |  | 764.5003 | 0.00346 |  | 557.9243 | 0 |  | 922.0439 | 0.022679 |  |  |  | 864.306 | 0.00064175 |  | 1164.3311 | 0.38545 |  | 1255.5063 | 0.30539 | [7 empty] | 1088.3855 | 0 |  | 1088.3789 | 0.03739
| 764.6653 | 0.50186 |  | 558.1515 | -0.00039156 |  | 558.1515 | -0.00048956 |  | 763.9579 | 0 |  | 558.1515 | -0.00063293 |  | 766.8934 | 0.00042587 |  | 764.6653 | 0.00372 |  | 558.1515 | 0 |  | 922.1286 | 0.022676 |  |  |  | 864.535 | 0.0011104 |  | 1164.3973 | 0.38644 |  | 1255.6995 | 0.30582 | [7 empty] | 1088.4435 | 0 |  | 1088.4369 | 0.03715
| 764.8302 | 0.50428 |  | 558.3787 | 3.894e-05 |  | 558.3787 | -8.3439e-05 |  | 764.1229 | 8.9995e-05 |  | 558.3787 | 0.00027583 |  | 767.0593 | 0.00022387 |  | 764.8302 | 0.00347 |  | 558.3787 | 0.00060052 |  | 922.2132 | 0.02278 |  |  |  | 864.764 | 0.0012685 |  | 1164.4637 | 0.38743 |  | 1255.8926 | 0.30631 | [7 empty] | 1088.5016 | 0 |  | 1088.495 | 0.03693
| 764.9953 | 0.51137 |  | 558.606 | -0.00014056 |  | 558.606 | 6.4511e-05 |  | 764.288 | 0 |  | 558.606 | -0.00080336 |  | 767.2252 | 0.00042808 |  | 764.9953 | 0.00365 |  | 558.606 | 0.001 |  | 922.2979 | 0.022306 |  |  |  | 864.993 | 0.00082072 |  | 1164.5303 | 0.38844 |  | 1256.0858 | 0.30701 | [7 empty] | 1088.5596 | 0 |  | 1088.553 | 0.03674
| 765.1603 | 0.51718 |  | 558.8332 | 0.00037639 |  | 558.8332 | 0.00079058 |  | 764.4531 | 6.9993e-05 |  | 558.8332 | 0.00026977 |  | 767.3912 | 0.00021906 |  | 765.1603 | 0.00345 |  | 558.8332 | 0 |  | 922.3825 | 0.022533 |  |  |  | 865.222 | 0.0012624 |  | 1164.5967 | 0.38944 |  | 1256.2791 | 0.30801 | [7 empty] | 1088.6177 | 0 |  | 1088.6111 | 0.03661
| 765.3253 | 0.5206 |  | 559.0604 | -0.00061854 |  | 559.0604 | -0.00093681 |  | 764.6182 | 0 |  | 559.0604 | -0.00047714 |  | 767.5572 | 0.00045055 |  | 765.3253 | 0.00372 |  | 559.0604 | 0 |  | 922.4672 | 0.023397 |  |  |  | 865.451 | 0.0011814 |  | 1164.6631 | 0.39045 |  | 1256.4723 | 0.30937 | [7 empty] | 1088.6757 | 0 |  | 1088.6691 | 0.03655
| 765.4903 | 0.52801 |  | 559.2877 | 0.00034854 |  | 559.2877 | -0.00014592 |  | 764.7833 | 3.0002e-05 |  | 559.2877 | 0.00043737 |  | 767.7231 | 0.00026158 |  | 765.4903 | 0.00357 |  | 559.2877 | 0 |  | 922.5518 | 0.023479 |  |  |  | 865.68 | 0.0010196 |  | 1164.7295 | 0.39147 |  | 1256.6658 | 0.3111 | [7 empty] | 1088.7338 | 0 |  | 1088.7272 | 0.03653
| 765.6553 | 0.5325 |  | 559.515 | -0.00035927 |  | 559.515 | -0.0010791 |  | 764.9484 | 0 |  | 559.515 | -0.00051423 |  | 767.8891 | 0.00045717 |  | 765.6553 | 0.0038 |  | 559.515 | 0 |  | 922.6365 | 0.023261 |  |  |  | 865.91 | 0.00092795 |  | 1164.7959 | 0.39249 |  | 1256.8591 | 0.31322 | [7 empty] | 1088.7919 | 0 |  | 1088.7853 | 0.03655
| 765.8204 | 0.53424 |  | 559.7423 | 0.0002131 |  | 559.7423 | 0.00018846 |  | 765.1134 | 5.0004e-05 |  | 559.7423 | 0.00053304 |  | 768.0551 | 0.00025476 |  | 765.8204 | 0.00353 |  | 559.7423 | 0.00020024 |  | 922.7212 | 0.023414 |  |  |  | 866.14 | 0.00060726 |  | 1164.8624 | 0.39351 |  | 1257.0526 | 0.31575 | [7 empty] | 1088.8499 | 0 |  | 1088.8433 | 0.03658
| 765.9854 | 0.54658 |  | 559.9696 | -0.00072478 |  | 559.9696 | 0.00027138 |  | 765.2785 | 0 |  | 559.9696 | -0.00074382 |  | 768.2211 | 0.00046319 |  | 765.9854 | 0.00369 |  | 559.9696 | 0.001 |  | 922.8059 | 0.024109 |  |  |  | 866.369 | 0.00092169 |  | 1164.9288 | 0.39454 |  | 1257.2462 | 0.3187 | [7 empty] | 1088.908 | 0 |  | 1088.9014 | 0.0366
| 766.1504 | 0.54593 |  | 560.1969 | 0.00036311 |  | 560.1969 | -0.00062757 |  | 765.4437 | 6.9993e-05 |  | 560.1969 | 0.00028664 |  | 768.3871 | 0.00021805 |  | 766.1504 | 0.00349 |  | 560.1969 | 0.001 |  | 922.8907 | 0.023987 |  |  |  | 866.599 | 0.0017827 |  | 1164.9954 | 0.39557 |  | 1257.4398 | 0.32202 | [7 empty] | 1088.9661 | 0 |  | 1088.9595 | 0.03657
| 766.3155 | 0.55304 |  | 560.4242 | -0.00024836 |  | 560.4242 | -0.00064706 |  | 765.6088 | 0 |  | 560.4242 | -0.00041948 |  | 768.5531 | 0.00042487 |  | 766.3155 | 0.00373 |  | 560.4242 | 0.00040028 |  | 922.9755 | 0.023575 |  |  |  | 866.829 | 0.0010991 |  | 1165.0618 | 0.3966 |  | 1257.6335 | 0.32559 | [7 empty] | 1089.0242 | 0 |  | 1089.0176 | 0.0365
| 766.4805 | 0.55583 |  | 560.6516 | 0.00045155 |  | 560.6516 | 0.00044245 |  | 765.7739 | 5.0004e-05 |  | 560.6516 | 0.00019641 |  | 768.7191 | 0.00022808 |  | 766.4805 | 0.00363 |  | 560.6516 | 0.00080076 |  | 923.0602 | 0.023432 |  |  |  | 867.059 | 0.00098789 |  | 1165.1283 | 0.39764 |  | 1257.8273 | 0.32921 | [7 empty] | 1089.0823 | 0 |  | 1089.0757 | 0.03636
| 766.6456 | 0.56339 |  | 560.8789 | -0.00038 |  | 560.8789 | -0.00093449 |  | 765.939 | 0 |  | 560.8789 | -0.0010201 |  | 768.8851 | 0.00044333 |  | 766.6456 | 0.00381 |  | 560.8789 | 0 |  | 923.145 | 0.022929 |  |  |  | 867.29 | 0.00073728 |  | 1165.1948 | 0.39868 |  | 1258.0211 | 0.33262 | [7 empty] | 1089.1404 | 0 |  | 1089.1338 | 0.03617
| 766.8107 | 0.56719 |  | 561.1063 | 0.00072932 |  | 561.1063 | 0.00024004 |  | 766.1041 | 5.0004e-05 |  | 561.1063 | 0.00024223 |  | 769.0511 | 0.00024252 |  | 766.8107 | 0.00366 |  | 561.1063 | 0 |  | 923.2299 | 0.023883 |  |  |  | 867.52 | 0.001163 |  | 1165.2613 | 0.39973 |  | 1258.215 | 0.33559 | [7 empty] | 1089.1985 | 0 |  | 1089.1919 | 0.03595
| 766.9757 | 0.57833 |  | 561.3336 | -0.0011261 |  | 561.3336 | -0.00048905 |  | 766.2692 | 0 |  | 561.3336 | -0.00065237 |  | 769.2171 | 0.00046038 |  | 766.9757 | 0.00383 |  | 561.3337 | 0 |  | 923.3146 | 0.025268 |  |  |  | 867.75 | 0.001297 |  | 1165.3278 | 0.40078 |  | 1258.4088 | 0.33799 | [7 empty] | 1089.2566 | 0 |  | 1089.25 | 0.03575
| 767.1408 | 0.58259 |  | 561.561 | 0.00036901 |  | 561.561 | -0.001049 |  | 766.4344 | 6.9993e-05 |  | 561.561 | 0.00052069 |  | 769.3831 | 0.00023631 |  | 767.1408 | 0.00369 |  | 561.561 | 0 |  | 923.3995 | 0.025676 |  |  |  | 867.981 | 0.00071734 |  | 1165.3943 | 0.40185 |  | 1258.6028 | 0.33981 | [7 empty] | 1089.3148 | 0 |  | 1089.3081 | 0.0356
| 767.3059 | 0.58955 |  | 561.7884 | -0.00079412 |  | 561.7884 | -0.0010082 |  | 766.5995 | 0 |  | 561.7884 | -0.00057531 |  | 769.5492 | 0.00044533 |  | 767.3059 | 0.00391 |  | 561.7884 | 0 |  | 923.4844 | 0.02546 |  |  |  | 868.212 | 0.0011859 |  | 1165.4608 | 0.40291 |  | 1258.7969 | 0.34115 | [7 empty] | 1089.3729 | 0 |  | 1089.3663 | 0.03556
| 767.4709 | 0.59501 |  | 562.0158 | 0.00046627 |  | 562.0158 | 0.00085939 |  | 766.7646 | 5.0004e-05 |  | 562.0158 | 0.00047025 |  | 769.7152 | 0.00024293 |  | 767.4709 | 0.00378 |  | 562.0158 | 0 |  | 923.5692 | 0.025156 |  |  |  | 868.443 | 0.00068052 |  | 1165.5273 | 0.40397 |  | 1258.991 | 0.34221 | [7 empty] | 1089.431 | 0 |  | 1089.4244 | 0.03565
| 767.636 | 0.60625 |  | 562.2433 | -0.00064958 |  | 562.2433 | -0.00016454 |  | 766.9298 | 0 |  | 562.2433 | -0.00035045 |  | 769.8813 | 0.00045255 |  | 767.636 | 0.00397 |  | 562.2433 | 0 |  | 923.6541 | 0.025243 |  |  |  | 868.674 | 0.0012005 |  | 1165.5939 | 0.40505 |  | 1259.1851 | 0.34319 | [7 empty] | 1089.4891 | 0 |  | 1089.4825 | 0.03591
| 767.8011 | 0.6079 |  | 562.4707 | 0.0005215 |  | 562.4707 | -0.00022551 |  | 767.0949 | 6.9993e-05 |  | 562.4707 | 0.00048671 |  | 770.0473 | 0.00024433 |  | 767.8011 | 0.00376 |  | 562.4707 | 0 |  | 923.739 | 0.024668 |  |  |  | 868.905 | 0.00086453 |  | 1165.6604 | 0.40612 |  | 1259.3793 | 0.34423 | [7 empty] | 1089.5474 | 0 |  | 1089.5408 | 0.03632
| 767.9662 | 0.61331 |  | 562.6981 | -0.00051932 |  | 562.6981 | -0.0019554 |  | 767.2601 | 0 |  | 562.6981 | -0.00026434 |  | 770.2134 | 0.00045536 |  | 767.9662 | 0.00392 |  | 562.6982 | 0 |  | 923.824 | 0.024001 |  |  |  | 869.136 | 0.00080213 |  | 1165.727 | 0.40721 |  | 1259.5736 | 0.34536 | [7 empty] | 1089.6055 | 0 |  | 1089.5989 | 0.03687
| 768.1313 | 0.6176 |  | 562.9256 | 3.0587e-05 |  | 562.9256 | 0.001059 |  | 767.4253 | 5.0004e-05 |  | 562.9256 | -0.00023205 |  | 770.3794 | 0.00023069 |  | 768.1313 | 0.0037 |  | 562.9256 | 0.00020004 |  | 923.9089 | 0.024668 |  |  |  | 869.367 | 0.00088587 |  | 1165.7936 | 0.40828 |  | 1259.7679 | 0.34657 | [7 empty] | 1089.6637 | 0 |  | 1089.6571 | 0.03752
| 768.2964 | 0.6239 |  | 563.1531 | -0.00033224 |  | 563.1531 | -0.00028513 |  | 767.5904 | 0 |  | 563.1531 | -0.00030403 |  | 770.5455 | 0.00045737 |  | 768.2964 | 0.00383 |  | 563.1531 | 0 |  | 923.9938 | 0.025732 |  |  |  | 869.599 | 0.0007195 |  | 1165.8601 | 0.40938 |  | 1259.9623 | 0.34778 | [7 empty] | 1089.7218 | 0 |  | 1089.7152 | 0.03821
| 768.4615 | 0.63294 |  | 563.3806 | 0.00039985 |  | 563.3806 | -0.00020175 |  | 767.7556 | 5.0004e-05 |  | 563.3806 | 0.00043055 |  | 770.7116 | 0.00023651 |  | 768.4615 | 0.00374 |  | 563.3806 | 0 |  | 924.0788 | 0.026311 |  |  |  | 869.83 | 0.00086829 |  | 1165.9268 | 0.41046 |  | 1260.1567 | 0.34895 | [7 empty] | 1089.78 | 0 |  | 1089.7734 | 0.03889
| 768.6266 | 0.63764 |  | 563.6081 | -0.00060108 |  | 563.6081 | -0.0012726 |  | 767.9208 | 0 |  | 563.6081 | -0.00062132 |  | 770.8777 | 0.00045316 |  | 768.6266 | 0.00403 |  | 563.6081 | 0 |  | 924.1638 | 0.027028 |  |  |  | 870.062 | 0.00076399 |  | 1165.9933 | 0.41156 |  | 1260.3513 | 0.35011 | [7 empty] | 1089.8381 | 0 |  | 1089.8315 | 0.03954
| 768.7917 | 0.63978 |  | 563.8356 | 0.00027084 |  | 563.8356 | -9.8302e-05 |  | 768.0859 | 3.0002e-05 |  | 563.8356 | 0.00021161 |  | 771.0437 | 0.00024333 |  | 768.7917 | 0.00391 |  | 563.8356 | 0 |  | 924.2488 | 0.027897 |  |  |  | 870.294 | 0.0013138 |  | 1166.0598 | 0.41267 |  | 1260.5459 | 0.35136 | [7 empty] | 1089.8964 | 0 |  | 1089.8898 | 0.0401
| 768.9568 | 0.64408 |  | 564.0631 | -0.00069922 |  | 564.0631 | 0.00044665 |  | 768.2511 | 0 |  | 564.0631 | 0.00017163 |  | 771.2098 | 0.00047763 |  | 768.9568 | 0.00409 |  | 564.0631 | 0 |  | 924.3338 | 0.027661 |  |  |  | 870.526 | 0.0010757 |  | 1166.1265 | 0.41376 |  | 1260.7405 | 0.3528 | [7 empty] | 1089.9546 | 0 |  | 1089.948 | 0.04058
| 769.1219 | 0.65873 |  | 564.2906 | 0.00039763 |  | 564.2906 | -0.0011929 |  | 768.4163 | 5.0004e-05 |  | 564.2906 | 0.00044143 |  | 771.3759 | 0.00025396 |  | 769.1219 | 0.00388 |  | 564.2906 | 0.00060072 |  | 924.4188 | 0.026475 |  |  |  | 870.758 | 0.0011534 |  | 1166.1931 | 0.41487 |  | 1260.9352 | 0.35456 | [7 empty] | 1090.0128 | 0 |  | 1090.0062 | 0.04098
| 769.2871 | 0.665 |  | 564.5182 | -0.00043984 |  | 564.5182 | -0.00033778 |  | 768.5815 | 0 |  | 564.5182 | -0.00080617 |  | 771.542 | 0.00047903 |  | 769.2871 | 0.00419 |  | 564.5181 | 0 |  | 924.5039 | 0.026029 |  |  |  | 870.99 | 0.00096454 |  | 1166.2596 | 0.41599 |  | 1261.13 | 0.3567 | [7 empty] | 1090.071 | 0 |  | 1090.0643 | 0.04129
| 769.4522 | 0.67241 |  | 564.7457 | 0.00011575 |  | 564.7457 | 0.00059871 |  | 768.7467 | 5.0004e-05 |  | 564.7457 | 0.00040508 |  | 771.7081 | 0.00025697 |  | 769.4522 | 0.00402 |  | 564.7457 | 0 |  | 924.5889 | 0.026521 |  |  |  | 871.223 | 0.0008714 |  | 1166.3263 | 0.4171 |  | 1261.3248 | 0.35921 | [7 empty] | 1090.1291 | 0 |  | 1090.1226 | 0.04153
| 769.6173 | 0.67479 |  | 564.9733 | -0.00085734 |  | 564.9733 | -0.00098045 |  | 768.9119 | 0 |  | 564.9733 | -0.00059774 |  | 771.8742 | 0.00048766 |  | 769.6173 | 0.0042 |  | 564.9733 | 0.001 |  | 924.674 | 0.026773 |  |  |  | 871.455 | 0.00083004 |  | 1166.3929 | 0.41822 |  | 1261.5197 | 0.36201 | [7 empty] | 1090.1874 | 0 |  | 1090.1808 | 0.04172
| 769.7825 | 0.67955 |  | 565.2009 | 0.00024549 |  | 565.2009 | 0.00035303 |  | 769.0771 | 3.0002e-05 |  | 565.2009 | 0.00011107 |  | 772.0404 | 0.0002682 |  | 769.7825 | 0.00387 |  | 565.2009 | 0 |  | 924.7591 | 0.026354 |  |  |  | 871.688 | 0.00079909 |  | 1166.4596 | 0.41933 |  | 1261.7146 | 0.36494 | [7 empty] | 1090.2456 | 0 |  | 1090.239 | 0.04185
| 769.9476 | 0.68737 |  | 565.4284 | -0.00063263 |  | 565.4284 | -0.00063264 |  | 769.2423 | 0 |  | 565.4284 | -0.00080848 |  | 772.2065 | 0.00046459 |  | 769.9476 | 0.00414 |  | 565.4284 | 0 |  | 924.8442 | 0.025911 |  |  |  | 871.92 | 0.0009214 |  | 1166.5262 | 0.42046 |  | 1261.9097 | 0.36784 | [7 empty] | 1090.3038 | 0 |  | 1090.2972 | 0.04193
| 770.1128 | 0.69081 |  | 565.6561 | 0.00042301 |  | 565.6561 | 0.001819 |  | 769.4075 | 6.9993e-05 |  | 565.6561 | 0.000473 |  | 772.3726 | 0.00023571 |  | 770.1128 | 0.00401 |  | 565.6561 | 0 |  | 924.9293 | 0.026286 |  |  |  | 872.153 | 0.0013786 |  | 1166.5929 | 0.42158 |  | 1262.1046 | 0.37053 | [7 empty] | 1090.3622 | 0 |  | 1090.3555 | 0.04195
| 770.2779 | 0.70524 |  | 565.8837 | -0.0007004 |  | 565.8837 | -0.0018655 |  | 769.5727 | 0 |  | 565.8837 | -0.00017259 |  | 772.5388 | 0.00047863 |  | 770.2779 | 0.0043 |  | 565.8837 | 0.001 |  | 925.0145 | 0.026932 |  |  |  | 872.386 | 0.00079405 |  | 1166.6596 | 0.42271 |  | 1262.2998 | 0.37289 | [7 empty] | 1090.4204 | 0 |  | 1090.4138 | 0.04188
| 770.4431 | 0.70697 |  | 566.1113 | 0.00014389 |  | 566.1113 | 0.0013122 |  | 769.738 | 5.0004e-05 |  | 566.1113 | 0.00048164 |  | 772.7049 | 0.00025015 |  | 770.4431 | 0.00403 |  | 566.1113 | 0 |  | 925.0995 | 0.027273 |  |  |  | 872.619 | 0.0016138 |  | 1166.7262 | 0.42384 |  | 1262.495 | 0.37489 | [7 empty] | 1090.4786 | 0 |  | 1090.4721 | 0.04172
| 770.6082 | 0.72076 |  | 566.3389 | -0.0010275 |  | 566.3389 | -0.00024332 |  | 769.9032 | 0 |  | 566.3389 | -0.00064437 |  | 772.8711 | 0.00043269 |  | 770.6082 | 0.00428 |  | 566.3389 | 0 |  | 925.1847 | 0.027294 |  |  |  | 872.852 | 0.00088162 |  | 1166.7929 | 0.42498 |  | 1262.6902 | 0.37655 | [7 empty] | 1090.5369 | 0 |  | 1090.5303 | 0.04144
| 770.7734 | 0.72701 |  | 566.5666 | 6.534e-05 |  | 566.5666 | -0.00039525 |  | 770.0684 | 5.0004e-05 |  | 566.5666 | 0.0006174 |  | 773.0372 | 0.00021424 |  | 770.7734 | 0.00412 |  | 566.5666 | 0 |  | 925.2699 | 0.027199 |  |  |  | 873.086 | 0.0011932 |  | 1166.8595 | 0.42611 |  | 1262.8855 | 0.37799 | [7 empty] | 1090.5951 | 0 |  | 1090.5885 | 0.04106
| 770.9386 | 0.73264 |  | 566.7942 | -0.0008881 |  | 566.7942 | -0.0014333 |  | 770.2337 | 0 |  | 566.7942 | -0.00072731 |  | 773.2034 | 0.00044834 |  | 770.9386 | 0.00433 |  | 566.7943 | 0.00080116 |  | 925.3551 | 0.027234 |  |  |  | 873.319 | 0.00088606 |  | 1166.9263 | 0.42725 |  | 1263.0808 | 0.37932 | [7 empty] | 1090.6534 | 0 |  | 1090.6469 | 0.04059
| 771.1037 | 0.73582 |  | 567.0219 | 5.8398e-05 |  | 567.0219 | -0.00026301 |  | 770.3989 | 5.0004e-05 |  | 567.0219 | 8.1554e-05 |  | 773.3696 | 0.00022868 |  | 771.1037 | 0.00407 |  | 567.0219 | 0 |  | 925.4403 | 0.026984 |  |  |  | 873.553 | 0.00078476 |  | 1166.9929 | 0.42839 |  | 1263.2762 | 0.38068 | [7 empty] | 1090.7117 | 0 |  | 1090.7051 | 0.04006
| 771.2689 | 0.74092 |  | 567.2496 | -0.00051104 |  | 567.2496 | -0.00089305 |  | 770.5641 | 0 |  | 567.2496 | -0.0005694 |  | 773.5357 | 0.00044453 |  | 771.2689 | 0.00426 |  | 567.2496 | 0.00020024 |  | 925.5256 | 0.026983 |  |  |  | 873.787 | 0.00067172 |  | 1167.0597 | 0.42953 |  | 1263.4718 | 0.38214 | [7 empty] | 1090.77 | 0 |  | 1090.7634 | 0.03952
| 771.4341 | 0.75073 |  | 567.4773 | 0.00047694 |  | 567.4773 | 0.00076362 |  | 770.7294 | 6.9993e-05 |  | 567.4773 | 0.0006348 |  | 773.7019 | 0.00024694 |  | 771.4341 | 0.0041 |  | 567.4773 | 0 |  | 925.6108 | 0.028002 |  |  |  | 874.02 | 0.0012984 |  | 1167.1263 | 0.43067 |  | 1263.6674 | 0.38373 | [7 empty] | 1090.8283 | 0 |  | 1090.8217 | 0.039
| 771.5993 | 0.752 |  | 567.705 | -0.00079654 |  | 567.705 | 0.00021585 |  | 770.8946 | 0 |  | 567.705 | -0.00043387 |  | 773.8681 | 0.00049308 |  | 771.5993 | 0.00435 |  | 567.705 | 0 |  | 925.6961 | 0.028525 |  |  |  | 874.254 | 0.00092451 |  | 1167.1931 | 0.43182 |  | 1263.8629 | 0.38546 | [7 empty] | 1090.8866 | 0 |  | 1090.88 | 0.03853
| 771.7645 | 0.76424 |  | 567.9327 | 0.00053407 |  | 567.9327 | 0.00020572 |  | 771.0599 | 6.9993e-05 |  | 567.9327 | 0.00047578 |  | 774.0343 | 0.00025797 |  | 771.7645 | 0.00417 |  | 567.9328 | 0 |  | 925.7814 | 0.028096 |  |  |  | 874.488 | 0.00094122 |  | 1167.2598 | 0.43296 |  | 1264.0586 | 0.3873 | [7 empty] | 1090.9448 | 0 |  | 1090.9382 | 0.03812
| 771.9297 | 0.77358 |  | 568.1605 | -0.00045865 |  | 568.1605 | -0.00059414 |  | 771.2252 | 0 |  | 568.1605 | -0.00069303 |  | 774.2005 | 0.00045857 |  | 771.9297 | 0.00438 |  | 568.1605 | 0 |  | 925.8666 | 0.02796 |  |  |  | 874.723 | 0.00068897 |  | 1167.3265 | 0.43411 |  | 1264.2543 | 0.38925 | [7 empty] | 1091.0032 | 0 |  | 1090.9966 | 0.03776
| 772.0949 | 0.78071 |  | 568.3882 | 2.9819e-05 |  | 568.3882 | 0.00080435 |  | 771.3904 | 5.0004e-05 |  | 568.3882 | 0.00058302 |  | 774.3667 | 0.00021404 |  | 772.0949 | 0.00418 |  | 568.3882 | 0 |  | 925.952 | 0.028268 |  |  |  | 874.957 | 0.00083877 |  | 1167.3933 | 0.43526 |  | 1264.4501 | 0.39136 | [7 empty] | 1091.0615 | 0 |  | 1091.0549 | 0.03744
| 772.2601 | 0.78432 |  | 568.616 | -0.00065601 |  | 568.616 | -0.00026025 |  | 771.5557 | 0 |  | 568.616 | -0.00042825 |  | 774.5329 | 0.00043911 |  | 772.2601 | 0.00445 |  | 568.616 | 0 |  | 926.0373 | 0.028339 |  |  |  | 875.191 | 0.0010414 |  | 1167.4601 | 0.43641 |  | 1264.6459 | 0.39369 | [7 empty] | 1091.1198 | 0 |  | 1091.1132 | 0.03714
| 772.4253 | 0.79162 |  | 568.8438 | 0.00019206 |  | 568.8438 | -0.00034385 |  | 771.721 | 8.9995e-05 |  | 568.8438 | -0.00021385 |  | 774.6991 | 0.0001994 |  | 772.4253 | 0.00422 |  | 568.8438 | 0 |  | 926.1226 | 0.028393 |  |  |  | 875.426 | 0.00081139 |  | 1167.5267 | 0.43755 |  | 1264.8418 | 0.39633 | [7 empty] | 1091.1781 | 0 |  | 1091.1715 | 0.03685
| 772.5905 | 0.79663 |  | 569.0715 | -0.00071158 |  | 569.0715 | -0.00070523 |  | 771.8863 | 0 |  | 569.0715 | -0.00046894 |  | 774.8653 | 0.00042126 |  | 772.5905 | 0.00457 |  | 569.0716 | 0 |  | 926.208 | 0.029137 |  |  |  | 875.661 | 0.00071956 |  | 1167.5935 | 0.4387 |  | 1265.0378 | 0.39937 | [7 empty] | 1091.2365 | 0 |  | 1091.2299 | 0.03657
| 772.7557 | 0.80727 |  | 569.2993 | 0.00051679 |  | 569.2993 | 0.00080297 |  | 772.0516 | 1.0001e-05 |  | 569.2993 | 0.00033905 |  | 775.0315 | 0.00017994 |  | 772.7557 | 0.00439 |  | 569.2993 | 0 |  | 926.2934 | 0.029234 |  |  |  | 875.896 | 0.00099989 |  | 1167.6603 | 0.43985 |  | 1265.2338 | 0.40284 | [7 empty] | 1091.2948 | 0 |  | 1091.2882 | 0.03631
| 772.921 | 0.81196 |  | 569.5271 | -0.00049162 |  | 569.5271 | -0.0002969 |  | 772.2168 | 0 |  | 569.5271 | -0.00081287 |  | 775.1978 | 0.00040862 |  | 772.921 | 0.00474 |  | 569.5272 | 0.001 |  | 926.3788 | 0.028995 |  |  |  | 876.131 | 0.00093859 |  | 1167.727 | 0.44101 |  | 1265.4299 | 0.40674 | [7 empty] | 1091.3531 | 0 |  | 1091.3466 | 0.03611
| 773.0862 | 0.81303 |  | 569.755 | 0.00019134 |  | 569.755 | 0.0010705 |  | 772.3821 | 6.9993e-05 |  | 569.755 | 0.0006632 |  | 775.364 | 0.00017091 |  | 773.0862 | 0.00444 |  | 569.755 | 0 |  | 926.4642 | 0.029595 |  |  |  | 876.366 | 0.00078401 |  | 1167.7939 | 0.44216 |  | 1265.6261 | 0.41097 | [7 empty] | 1091.4115 | 0 |  | 1091.4049 | 0.03598
| 773.2514 | 0.81589 |  | 569.9828 | -0.00095373 |  | 569.9828 | -0.000856 |  | 772.5474 | 0 |  | 569.9828 | -0.00079135 |  | 775.5303 | 0.00041645 |  | 773.2514 | 0.00471 |  | 569.9828 | 0 |  | 926.5496 | 0.030317 |  |  |  | 876.601 | 0.0012119 |  | 1167.8607 | 0.44331 |  | 1265.8223 | 0.41538 | [7 empty] | 1091.4698 | 0 |  | 1091.4633 | 0.03597
| 773.4167 | 0.82402 |  | 570.2106 | 0.00054105 |  | 570.2106 | -0.00029392 |  | 772.7127 | 5.0004e-05 |  | 570.2106 | 0.00061794 |  | 775.6965 | 0.00019197 |  | 773.4167 | 0.00443 |  | 570.2106 | 0.001 |  | 926.635 | 0.030772 |  |  |  | 876.836 | 0.0011537 |  | 1167.9275 | 0.44446 |  | 1266.0186 | 0.41978 | [7 empty] | 1091.5282 | 0 |  | 1091.5216 | 0.0361
| 773.5819 | 0.83135 |  | 570.4385 | -0.00028074 |  | 570.4385 | -0.0015466 |  | 772.8781 | 0 |  | 570.4385 | -0.00059343 |  | 775.8628 | 0.00042266 |  | 773.5819 | 0.00472 |  | 570.4385 | 0 |  | 926.7205 | 0.030714 |  |  |  | 877.072 | 0.0010202 |  | 1167.9943 | 0.44561 |  | 1266.2148 | 0.42401 | [7 empty] | 1091.5865 | 0 |  | 1091.58 | 0.03638
| 773.7471 | 0.83893 |  | 570.6664 | 0.0002923 |  | 570.6664 | 0.00074464 |  | 773.0434 | 5.0004e-05 |  | 570.6664 | 0.00015413 |  | 776.029 | 0.0001988 |  | 773.7471 | 0.00445 |  | 570.6664 | 0 |  | 926.806 | 0.030118 |  |  |  | 877.307 | 0.0011842 |  | 1168.0612 | 0.44676 |  | 1266.4113 | 0.42791 | [7 empty] | 1091.645 | 0 |  | 1091.6383 | 0.03681
| 773.9124 | 0.84058 |  | 570.8942 | -0.001173 |  | 570.8942 | -0.00077037 |  | 773.2087 | 0 |  | 570.8942 | -0.00091247 |  | 776.1953 | 0.0004339 |  | 773.9124 | 0.00472 |  | 570.8942 | 0 |  | 926.8914 | 0.029756 |  |  |  | 877.543 | 0.00079359 |  | 1168.1279 | 0.44791 |  | 1266.6077 | 0.43143 | [7 empty] | 1091.7034 | 0 |  | 1091.6968 | 0.03734
| 774.0776 | 0.85184 |  | 571.1221 | 0.00038979 |  | 571.1221 | -0.00022755 |  | 773.374 | 6.9993e-05 |  | 571.1221 | 0.00027615 |  | 776.3615 | 0.00018455 |  | 774.0776 | 0.00449 |  | 571.1221 | 0 |  | 926.9769 | 0.030016 |  |  |  | 877.779 | 0.0014394 |  | 1168.1948 | 0.44905 |  | 1266.8042 | 0.43456 | [7 empty] | 1091.7617 | 0 |  | 1091.7551 | 0.03795
| 774.2429 | 0.8565 |  | 571.35 | -0.00032843 |  | 571.35 | 0.00037018 |  | 773.5393 | 0 |  | 571.35 | -0.0008619 |  | 776.5278 | 0.00041745 |  | 774.2429 | 0.00477 |  | 571.35 | 0.00080096 |  | 927.0624 | 0.030515 |  |  |  | 878.015 | 0.0015653 |  | 1168.2616 | 0.4502 |  | 1267.0009 | 0.43737 | [7 empty] | 1091.8202 | 0 |  | 1091.8135 | 0.03857
| 774.4082 | 0.86547 |  | 571.578 | 0.00078066 |  | 571.578 | -0.00071615 |  | 773.7047 | 5.0004e-05 |  | 571.578 | 0.00052216 |  | 776.6941 | 0.00019478 |  | 774.4082 | 0.0045 |  | 571.5779 | 0 |  | 927.148 | 0.030693 |  |  |  | 878.251 | 0.0009932 |  | 1168.3285 | 0.45135 |  | 1267.1974 | 0.43995 | [7 empty] | 1091.8785 | 0 |  | 1091.8719 | 0.03913
| 774.5734 | 0.87007 |  | 571.8059 | -0.00069295 |  | 571.8059 | -0.00037239 |  | 773.87 | 0 |  | 571.8059 | -0.00068296 |  | 776.8604 | 0.00044373 |  | 774.5734 | 0.00472 |  | 571.8059 | 0 |  | 927.2335 | 0.030337 |  |  |  | 878.487 | 0.00098689 |  | 1168.3954 | 0.45249 |  | 1267.3942 | 0.4424 | [7 empty] | 1091.9369 | 0 |  | 1091.9303 | 0.03958
| 774.7387 | 0.87753 |  | 572.0338 | 0.0002337 |  | 572.0338 | -9.6835e-06 |  | 774.0353 | 3.0002e-05 |  | 572.0338 | 0.00032043 |  | 777.0267 | 0.00020281 |  | 774.7387 | 0.00443 |  | 572.0338 | 0 |  | 927.3191 | 0.030809 |  |  |  | 878.724 | 0.00121 |  | 1168.4622 | 0.45363 |  | 1267.5909 | 0.44476 | [7 empty] | 1091.9954 | 0 |  | 1091.9888 | 0.03987
| 774.904 | 0.87948 |  | 572.2618 | -0.001131 |  | 572.2618 | -0.00086071 |  | 774.2007 | 0 |  | 572.2618 | -0.00091397 |  | 777.193 | 0.00043931 |  | 774.904 | 0.00482 |  | 572.2618 | 0 |  | 927.4047 | 0.031665 |  |  |  | 878.96 | 0.0010979 |  | 1168.5291 | 0.45477 |  | 1267.7877 | 0.44705 | [7 empty] | 1092.0538 | 0 |  | 1092.0471 | 0.04
| 775.0693 | 0.892 |  | 572.4897 | -3.9225e-05 |  | 572.4897 | 0.00067774 |  | 774.366 | 1.0001e-05 |  | 572.4897 | 0.00033727 |  | 777.3593 | 0.00018576 |  | 775.0693 | 0.0046 |  | 572.4897 | 0 |  | 927.4903 | 0.031756 |  |  |  | 879.197 | 0.00075294 |  | 1168.5959 | 0.45593 |  | 1267.9846 | 0.44923 | [7 empty] | 1092.1122 | 0 |  | 1092.1056 | 0.03995
| 775.2345 | 0.89416 |  | 572.7177 | -0.00060621 |  | 572.7177 | -0.00083286 |  | 774.5314 | 0 |  | 572.7177 | -0.00029288 |  | 777.5256 | 0.00044433 |  | 775.2345 | 0.00492 |  | 572.7177 | 0 |  | 927.5759 | 0.032375 |  |  |  | 879.433 | 0.000961 |  | 1168.6628 | 0.45705 |  | 1268.1815 | 0.45122 | [7 empty] | 1092.1707 | 0 |  | 1092.1641 | 0.03976
| 775.3998 | 0.90125 |  | 572.9457 | 0.000729 |  | 572.9457 | 3.2191e-05 |  | 774.6967 | 5.0004e-05 |  | 572.9457 | 0.00025263 |  | 777.6919 | 0.00018616 |  | 775.3998 | 0.00466 |  | 572.9457 | 0 |  | 927.6615 | 0.033071 |  |  |  | 879.67 | 0.00093984 |  | 1168.7297 | 0.45819 |  | 1268.3785 | 0.45294 | [7 empty] | 1092.2291 | 0 |  | 1092.2225 | 0.03945
| 775.5651 | 0.9069 |  | 573.1737 | -0.0010755 |  | 573.1737 | -0.0001365 |  | 774.8621 | 0 |  | 573.1737 | -0.0009487 |  | 777.8583 | 0.0004345 |  | 775.5651 | 0.00501 |  | 573.1737 | 0 |  | 927.7471 | 0.033042 |  |  |  | 879.907 | 0.0013679 |  | 1168.7966 | 0.45934 |  | 1268.5756 | 0.45437 | [7 empty] | 1092.2875 | 0 |  | 1092.2809 | 0.03906
| 775.7304 | 0.91743 |  | 573.4017 | 0.00025106 |  | 573.4017 | 0.0014112 |  | 775.0275 | 6.9993e-05 |  | 573.4017 | 0.00060724 |  | 778.0246 | 0.00017532 |  | 775.7304 | 0.00479 |  | 573.4017 | 0 |  | 927.8328 | 0.032584 |  |  |  | 880.144 | 0.0011314 |  | 1168.8635 | 0.46046 |  | 1268.7727 | 0.45555 | [7 empty] | 1092.3459 | 0 |  | 1092.3394 | 0.03866
| 775.8957 | 0.92362 |  | 573.6297 | -0.00042228 |  | 573.6297 | -0.00052995 |  | 775.1928 | 0 |  | 573.6297 | -0.00025177 |  | 778.1909 | 0.00040541 |  | 775.8957 | 0.0051 |  | 573.6297 | 0 |  | 927.9184 | 0.031694 |  |  |  | 880.382 | 0.0010488 |  | 1168.9304 | 0.46159 |  | 1268.97 | 0.45659 | [7 empty] | 1092.4044 | 0 |  | 1092.3978 | 0.03828
| 776.061 | 0.92334 |  | 573.8578 | 0.00043842 |  | 573.8578 | 0.00015769 |  | 775.3582 | 5.0004e-05 |  | 573.8578 | 0.00052062 |  | 778.3573 | 0.00013119 |  | 776.061 | 0.00486 |  | 573.8578 | 0 |  | 928.0041 | 0.031414 |  |  |  | 880.619 | 0.0012108 |  | 1168.9974 | 0.46273 |  | 1269.1671 | 0.45763 | [7 empty] | 1092.4629 | 0 |  | 1092.4563 | 0.03798
| 776.2263 | 0.93666 |  | 574.0858 | -0.0010678 |  | 574.0858 | -0.00057771 |  | 775.5236 | 0 |  | 574.0858 | -0.0004984 |  | 778.5236 | 0.00040581 |  | 776.2263 | 0.00512 |  | 574.0858 | 0.00040048 |  | 928.0898 | 0.032025 |  |  |  | 880.856 | 0.0010273 |  | 1169.0643 | 0.46385 |  | 1269.3645 | 0.45886 | [7 empty] | 1092.5214 | 0 |  | 1092.5148 | 0.03779
| 776.3917 | 0.93373 |  | 574.3139 | -0.0001042 |  | 574.3139 | 0.00078098 |  | 775.689 | 3.0002e-05 |  | 574.3139 | 0.00050572 |  | 778.69 | 0.00015767 |  | 776.3917 | 0.0048 |  | 574.3139 | 0.001 |  | 928.1755 | 0.031928 |  |  |  | 881.094 | 0.00081223 |  | 1169.1312 | 0.46498 |  | 1269.5619 | 0.46038 | [7 empty] | 1092.5798 | 0 |  | 1092.5732 | 0.03775
| 776.557 | 0.94536 |  | 574.5419 | -0.00063075 |  | 574.5419 | -0.00050132 |  | 775.8544 | 0 |  | 574.5419 | -0.00065236 |  | 778.8563 | 0.00043189 |  | 776.557 | 0.00508 |  | 574.5419 | 0 |  | 928.2613 | 0.031768 |  |  |  | 881.332 | 0.0011004 |  | 1169.1982 | 0.46611 |  | 1269.7593 | 0.46228 | [7 empty] | 1092.6383 | 0 |  | 1092.6317 | 0.03785
| 776.7223 | 0.93925 |  | 574.77 | 0.00039137 |  | 574.77 | 0.0013971 |  | 776.0198 | 1.0001e-05 |  | 574.77 | 0.00027839 |  | 779.0227 | 0.00019398 |  | 776.7223 | 0.00483 |  | 574.77 | 0 |  | 928.347 | 0.032248 |  |  |  | 881.57 | 0.0010073 |  | 1169.2651 | 0.46723 |  | 1269.9568 | 0.4645 | [7 empty] | 1092.6968 | 0 |  | 1092.6902 | 0.03808
| 776.8876 | 0.94594 |  | 574.9981 | -0.00097006 |  | 574.9981 | 0.00045508 |  | 776.1852 | 0 |  | 574.9981 | -0.00072627 |  | 779.189 | 0.00044433 |  | 776.8876 | 0.00519 |  | 574.9981 | 0 |  | 928.4328 | 0.032599 |  |  |  | 881.808 | 0.0010136 |  | 1169.3321 | 0.46835 |  | 1270.1543 | 0.46698 | [7 empty] | 1092.7554 | 0 |  | 1092.7487 | 0.03838
| 777.053 | 0.95223 |  | 575.2262 | 0.00024544 |  | 575.2262 | 0.00093134 |  | 776.3506 | 5.0004e-05 |  | 575.2262 | 0.00027458 |  | 779.3554 | 0.0001663 |  | 777.053 | 0.00499 |  | 575.2262 | 0 |  | 928.5186 | 0.033059 |  |  |  | 882.046 | 0.0010941 |  | 1169.399 | 0.46946 |  | 1270.3519 | 0.4696 | [7 empty] | 1092.8138 | 0 |  | 1092.8073 | 0.03871
| 777.2183 | 0.95419 |  | 575.4543 | -0.00049142 |  | 575.4543 | -0.00098825 |  | 776.516 | 0 |  | 575.4543 | -0.00066824 |  | 779.5218 | 0.00042306 |  | 777.2183 | 0.0054 |  | 575.4543 | 0 |  | 928.6044 | 0.033247 |  |  |  | 882.284 | 0.00083855 |  | 1169.4661 | 0.47058 |  | 1270.5496 | 0.47227 | [7 empty] | 1092.8723 | 0 |  | 1092.8657 | 0.03902
| 777.3836 | 0.96049 |  | 575.6825 | 0.00021061 |  | 575.6825 | 8.3456e-05 |  | 776.6814 | 5.0004e-05 |  | 575.6825 | 0.00074575 |  | 779.6882 | 0.00015226 |  | 777.3836 | 0.00515 |  | 575.6825 | 0 |  | 928.6902 | 0.032954 |  |  |  | 882.523 | 0.0013221 |  | 1169.5331 | 0.47169 |  | 1270.7473 | 0.47499 | [7 empty] | 1092.9308 | 0 |  | 1092.9242 | 0.03926
| 777.549 | 0.96934 |  | 575.9106 | -0.00071929 |  | 575.9106 | -0.00095204 |  | 776.8468 | 0 |  | 575.9106 | -0.00046631 |  | 779.8546 | 0.00042306 |  | 777.549 | 0.00548 |  | 575.9106 | 0.00040068 |  | 928.776 | 0.03297 |  |  |  | 882.761 | 0.001171 |  | 1169.6001 | 0.47281 |  | 1270.9452 | 0.47778 | [7 empty] | 1092.9894 | 0 |  | 1092.9828 | 0.03943
| 777.7143 | 0.96702 |  | 576.1388 | 0.00019158 |  | 576.1388 | 0.00081406 |  | 777.0122 | 6.9993e-05 |  | 576.1388 | 0.00042937 |  | 780.021 | 0.00017031 |  | 777.7143 | 0.00517 |  | 576.1387 | 0 |  | 928.8619 | 0.033967 |  |  |  | 883 | 0.0015222 |  | 1169.6671 | 0.47391 |  | 1271.1431 | 0.48074 | [7 empty] | 1093.0478 | 0 |  | 1093.0413 | 0.03951
| 777.8797 | 0.97541 |  | 576.3669 | -0.00046847 |  | 576.3669 | -0.0021812 |  | 777.1776 | 0 |  | 576.3669 | -0.00039511 |  | 780.1874 | 0.00043771 |  | 777.8797 | 0.00547 |  | 576.3669 | 0 |  | 928.9478 | 0.035458 |  |  |  | 883.239 | 0.001033 |  | 1169.7341 | 0.47502 |  | 1271.3409 | 0.48391 | [7 empty] | 1093.1064 | 0 |  | 1093.0999 | 0.03953
| 778.045 | 0.98274 |  | 576.5951 | 0.00083415 |  | 576.5951 | 0.00092255 |  | 777.3431 | 5.0004e-05 |  | 576.5951 | 0.00045412 |  | 780.3538 | 0.00018576 |  | 778.045 | 0.00521 |  | 576.5951 | 0 |  | 929.0336 | 0.035904 |  |  |  | 883.477 | 0.00075421 |  | 1169.8012 | 0.47612 |  | 1271.5389 | 0.48731 | [7 empty] | 1093.1649 | 0 |  | 1093.1583 | 0.03951
| 778.2104 | 0.9733 |  | 576.8233 | -0.00080935 |  | 576.8233 | -9.2613e-05 |  | 777.5085 | 0 |  | 576.8233 | -0.00042109 |  | 780.5202 | 0.00044954 |  | 778.2104 | 0.00561 |  | 576.8233 | 0 |  | 929.1195 | 0.035057 |  |  |  | 883.717 | 0.00083521 |  | 1169.8682 | 0.47723 |  | 1271.7369 | 0.49086 | [7 empty] | 1093.2235 | 0 |  | 1093.2169 | 0.03947
| 778.3758 | 0.97968 |  | 577.0515 | -0.00018611 |  | 577.0515 | 0.0013316 |  | 777.6739 | 8.9995e-05 |  | 577.0515 | 0.00073338 |  | 780.6866 | 0.00018134 |  | 778.3758 | 0.00534 |  | 577.0515 | 0 |  | 929.2054 | 0.033949 |  |  |  | 883.956 | 0.00078141 |  | 1169.9352 | 0.47832 |  | 1271.9351 | 0.49447 | [7 empty] | 1093.2821 | 0 |  | 1093.2754 | 0.03941
| 778.5411 | 0.97898 |  | 577.2797 | -0.0010571 |  | 577.2797 | 0.00047971 |  | 777.8394 | 0 |  | 577.2797 | -0.00038654 |  | 780.8531 | 0.00045877 |  | 778.5411 | 0.00568 |  | 577.2797 | 0.00060052 |  | 929.2914 | 0.034101 |  |  |  | 884.195 | 0.0013958 |  | 1170.0022 | 0.47942 |  | 1272.1333 | 0.498 | [7 empty] | 1093.3406 | 0 |  | 1093.334 | 0.03934
| 778.7065 | 0.98173 |  | 577.5079 | 0.00030264 |  | 577.5079 | 0.00068705 |  | 778.0048 | 5.0004e-05 |  | 577.5079 | 0.00060309 |  | 781.0195 | 0.00021926 |  | 778.7065 | 0.0054 |  | 577.5079 | 0.00080096 |  | 929.3773 | 0.035082 |  |  |  | 884.435 | 0.0013105 |  | 1170.0692 | 0.48051 |  | 1272.3314 | 0.50134 | [7 empty] | 1093.3992 | 0 |  | 1093.3926 | 0.03923
| 778.8719 | 0.98856 |  | 577.7362 | -0.00018377 |  | 577.7362 | -0.0014288 |  | 778.1703 | 0 |  | 577.7362 | -0.00080282 |  | 781.1859 | 0.00049348 |  | 778.8719 | 0.00586 |  | 577.7361 | 0 |  | 929.4633 | 0.035104 |  |  |  | 884.674 | 0.0010336 |  | 1170.1363 | 0.48161 |  | 1272.5298 | 0.50444 | [7 empty] | 1093.4578 | 0 |  | 1093.4512 | 0.03905
| 779.0373 | 0.98571 |  | 577.9644 | 0.00030312 |  | 577.9644 | 0.0020571 |  | 778.3357 | 5.0004e-05 |  | 577.9644 | 0.00044975 |  | 781.3524 | 0.00021625 |  | 779.0373 | 0.00566 |  | 577.9644 | 0 |  | 929.5493 | 0.03566 |  |  |  | 884.914 | 0.0010634 |  | 1170.2034 | 0.4827 |  | 1272.7281 | 0.50729 | [7 empty] | 1093.5164 | 0 |  | 1093.5098 | 0.03878
| 779.2026 | 0.99205 |  | 578.1927 | -0.00097337 |  | 578.1927 | -0.0013704 |  | 778.5012 | 0 |  | 578.1927 | -0.00061666 |  | 781.5188 | 0.00047442 |  | 779.2026 | 0.00601 |  | 578.1927 | 0 |  | 929.6353 | 0.036535 |  |  |  | 885.154 | 0.0012471 |  | 1170.2704 | 0.48379 |  | 1272.9265 | 0.50994 | [7 empty] | 1093.5749 | 0 |  | 1093.5684 | 0.03841
| 779.3681 | 0.99733 |  | 578.4209 | 0.00028831 |  | 578.4209 | 0.00077096 |  | 778.6667 | 3.0002e-05 |  | 578.4209 | 0.00051529 |  | 781.6853 | 0.00049669 |  | 779.3681 | 0.00564 |  | 578.4209 | 0 |  | 929.7213 | 0.035857 |  |  |  | 885.394 | 0.0011785 |  | 1170.3375 | 0.48488 |  | 1273.125 | 0.51248 | [7 empty] | 1093.6335 | 0 |  | 1093.6268 | 0.03795
| 779.5334 | 0.9949 |  | 578.6492 | -0.0013007 |  | 578.6492 | -0.00086784 |  | 778.8321 | 0 |  | 578.6492 | -0.00050057 |  | 781.8517 | 0.00047763 |  | 779.5334 | 0.00586 |  | 578.6492 | 0 |  | 929.8073 | 0.035356 |  |  |  | 885.634 | 0.001132 |  | 1170.4047 | 0.48596 |  | 1273.3236 | 0.515 | [7 empty] | 1093.6921 | 0 |  | 1093.6855 | 0.03744
| 779.6988 | 0.99396 |  | 578.8775 | 0.00032226 |  | 578.8775 | 0.0004618 |  | 778.9976 | 6.9993e-05 |  | 578.8775 | 0.00022725 |  | 782.0182 | 0.00045536 |  | 779.6988 | 0.00555 |  | 578.8775 | 0 |  | 929.8933 | 0.03565 |  |  |  | 885.874 | 0.00066103 |  | 1170.4717 | 0.48705 |  | 1273.5222 | 0.51755 | [7 empty] | 1093.7507 | 0 |  | 1093.7441 | 0.0369
| 779.8642 | 0.99084 |  | 579.1058 | -0.0010929 |  | 579.1058 | -0.0020042 |  | 779.1631 | 0 |  | 579.1058 | -0.00058479 |  | 782.1847 | 0.00047562 |  | 779.8642 | 0.00591 |  | 579.1058 | 0 |  | 929.9794 | 0.035644 |  |  |  | 886.114 | 0.0011393 |  | 1170.5388 | 0.48813 |  | 1273.7208 | 0.52019 | [7 empty] | 1093.8093 | 0 |  | 1093.8027 | 0.03641
| 780.0296 | 0.99496 |  | 579.3341 | 0.00081338 |  | 579.3341 | 0.00076272 |  | 779.3286 | 1.0001e-05 |  | 579.3341 | 0.00083525 |  | 782.3511 | 0.0004678 |  | 780.0296 | 0.00571 |  | 579.3341 | 0 |  | 930.0654 | 0.036245 |  |  |  | 886.355 | 0.00095396 |  | 1170.606 | 0.48921 |  | 1273.9196 | 0.52294 | [7 empty] | 1093.8679 | 0 |  | 1093.8613 | 0.036
| 780.1951 | 0.99314 |  | 579.5625 | -0.00055484 |  | 579.5625 | -0.00076969 |  | 779.4941 | 0 |  | 579.5625 | -0.00065457 |  | 782.5176 | 0.0002 |  | 780.1951 | 0.00595 |  | 579.5625 | 0 |  | 930.1516 | 0.036821 |  |  |  | 886.595 | 0.0011711 |  | 1170.673 | 0.49029 |  | 1274.1184 | 0.52583 | [7 empty] | 1093.9265 | 0 |  | 1093.9199 | 0.03571
| 780.3605 | 0.99434 |  | 579.7908 | 0.00063528 |  | 579.7908 | -0.000518 |  | 779.6595 | 1.0001e-05 |  | 579.7908 | 0.00036 |  | 782.6841 | 0.00045175 |  | 780.3605 | 0.00603 |  | 579.7908 | 0 |  | 930.2376 | 0.036751 |  |  |  | 886.836 | 0.00064631 |  | 1170.7401 | 0.49137 |  | 1274.3173 | 0.52888 | [7 empty] | 1093.9852 | 0 |  | 1093.9785 | 0.03555
| 780.5259 | 0.99801 |  | 580.0192 | 0.00027239 |  | 580.0192 | 0.00078844 |  | 779.8251 | 0 |  | 580.0192 | 0.00035608 |  | 782.8506 | 0.00018997 |  | 780.5259 | 0.00613 |  | 580.0192 | 0 |  | 930.3237 | 0.037462 |  |  |  | 887.077 | 0.00084513 |  | 1170.8073 | 0.49244 |  | 1274.5161 | 0.53212 | [7 empty] | 1094.0438 | 0 |  | 1094.0372 | 0.0355
| 780.6913 | 0.99877 |  | 580.2475 | -0.0007325 |  | 580.2475 | -0.0010898 |  | 779.9905 | 0 |  | 580.2475 | -0.00023152 |  | 783.0171 | 0.00049528 |  | 780.6913 | 0.00628 |  | 580.2475 | 0 |  | 930.4098 | 0.038559 |  |  |  | 887.318 | 0.00092928 |  | 1170.8744 | 0.49352 |  | 1274.7151 | 0.53558 | [7 empty] | 1094.1024 | 0 |  | 1094.0958 | 0.03555
| 780.8568 | 1 |  | 580.4759 | 0.00041033 |  | 580.4759 | 0.00064449 |  | 780.1561 | 0 |  | 580.4759 | 0.00070415 |  | 783.1836 | 0.00026499 |  | 780.8568 | 0.00599 |  | 580.4759 | 0 |  | 930.496 | 0.038772 |  |  |  | 887.559 | 0.00065009 |  | 1170.9415 | 0.49459 |  | 1274.9142 | 0.53924 | [7 empty] | 1094.1611 | 0 |  | 1094.1544 | 0.03566
| 781.0222 | 0.99965 |  | 580.7043 | -0.0008667 |  | 580.7043 | -0.00063048 |  | 780.3216 | 0 |  | 580.7043 | -0.00032297 |  | 783.3501 | 0.00051133 |  | 781.0222 | 0.00629 |  | 580.7043 | 0 |  | 930.5821 | 0.038691 |  |  |  | 887.8 | 0.0011497 |  | 1171.0088 | 0.49566 |  | 1275.1133 | 0.54305 | [7 empty] | 1094.2197 | 0 |  | 1094.2131 | 0.03579
| 781.1876 | 0.99445 |  | 580.9327 | 0.00032221 |  | 580.9327 | -0.00021055 |  | 780.4871 | 0 |  | 580.9327 | 0.00053727 |  | 783.5166 | 0.00028786 |  | 781.1876 | 0.00613 |  | 580.9327 | 0 |  | 930.6683 | 0.037877 |  |  |  | 888.042 | 0.0013661 |  | 1171.0759 | 0.49674 |  | 1275.3124 | 0.54691 | [7 empty] | 1094.2784 | 0 |  | 1094.2717 | 0.03589
| 781.3531 | 0.99112 |  | 581.1611 | -0.00033619 |  | 581.1611 | -0.00075759 |  | 780.6526 | 0 |  | 581.1611 | -0.00071508 |  | 783.6832 | 0.00056629 |  | 781.3531 | 0.00653 |  | 581.1611 | 0 |  | 930.7545 | 0.03643 |  |  |  | 888.283 | 0.00058637 |  | 1171.1431 | 0.4978 |  | 1275.5116 | 0.55072 | [7 empty] | 1094.337 | 0 |  | 1094.3304 | 0.03592
| 781.5185 | 0.98866 |  | 581.3895 | 0.00019891 |  | 581.3895 | 0.00056445 |  | 780.8181 | 0 |  | 581.3895 | 0.00019534 |  | 783.8497 | 0.00027482 |  | 781.5185 | 0.00635 |  | 581.3895 | 0 |  | 930.8407 | 0.036348 |  |  |  | 888.525 | 0.00064416 |  | 1171.2102 | 0.49888 |  | 1275.7109 | 0.55436 | [7 empty] | 1094.3957 | 0 |  | 1094.3892 | 0.03584
| 781.684 | 0.98128 |  | 581.618 | -0.00044611 |  | 581.618 | 6.022e-05 |  | 780.9836 | 0 |  | 581.618 | -0.00043878 |  | 784.0162 | 0.00052236 |  | 781.684 | 0.00669 |  | 581.618 | 0 |  | 930.9269 | 0.037731 |  |  |  | 888.767 | 0.0012544 |  | 1171.2775 | 0.49994 |  | 1275.9103 | 0.55771 | [7 empty] | 1094.4545 | 0 |  | 1094.4478 | 0.0356
| 781.8494 | 0.98066 |  | 581.8464 | 0.00028156 |  | 581.8464 | 0.0007533 |  | 781.1492 | 0 |  | 581.8464 | 0.00033855 |  | 784.1828 | 0.00029428 |  | 781.8494 | 0.00648 |  | 581.8464 | 0 |  | 931.0132 | 0.038545 |  |  |  | 889.009 | 0.00097028 |  | 1171.3446 | 0.501 |  | 1276.1096 | 0.56074 | [7 empty] | 1094.5131 | 0 |  | 1094.5065 | 0.03519
| 782.0149 | 0.9829 |  | 582.0749 | -0.00039133 |  | 582.0749 | -0.0016713 |  | 781.3147 | 0 |  | 582.0749 | -0.00059292 |  | 784.3493 | 0.00053179 |  | 782.0149 | 0.00678 |  | 582.0749 | 0 |  | 931.0995 | 0.038063 |  |  |  | 889.251 | 0.0010172 |  | 1171.4119 | 0.50207 |  | 1276.3091 | 0.56344 | [7 empty] | 1094.5718 | 0 |  | 1094.5652 | 0.0346
| 782.1803 | 0.99246 |  | 582.3033 | 0.00057539 |  | 582.3033 | 0.00072312 |  | 781.4802 | 0 |  | 582.3033 | 0.0011865 |  | 784.5159 | 0.00024654 |  | 782.1803 | 0.00654 |  | 582.3033 | 0 |  | 931.1857 | 0.038185 |  |  |  | 889.493 | 0.00052386 |  | 1171.479 | 0.50314 |  | 1276.5087 | 0.56583 | [7 empty] | 1094.6305 | 0 |  | 1094.6239 | 0.03386
| 782.3458 | 0.9805 |  | 582.5318 | -0.00089535 |  | 582.5318 | -0.00060086 |  | 781.6458 | 0 |  | 582.5318 | -0.00059207 |  | 784.6824 | 0.00053661 |  | 782.3458 | 0.00696 |  | 582.5318 | 0.00040028 |  | 931.272 | 0.039441 |  |  |  | 889.735 | 0.00064059 |  | 1171.5463 | 0.5042 |  | 1276.7083 | 0.56796 | [7 empty] | 1094.6892 | 0 |  | 1094.6826 | 0.03305
| 782.5113 | 0.98207 |  | 582.7603 | 0.00018972 |  | 582.7603 | 1.5545e-05 |  | 781.8113 | 0 |  | 582.7603 | 6.6934e-05 |  | 784.849 | 0.00031514 |  | 782.5113 | 0.00682 |  | 582.7603 | 0 |  | 931.3583 | 0.040103 |  |  |  | 889.978 | 0.0013354 |  | 1171.6135 | 0.50527 |  | 1276.908 | 0.56989 | [7 empty] | 1094.7479 | 0 |  | 1094.7413 | 0.03224
| 782.6768 | 0.97846 |  | 582.9888 | -0.00077142 |  | 582.9888 | -0.00092843 |  | 781.9769 | 0 |  | 582.9888 | -0.00069358 |  | 785.0155 | 0.00055767 |  | 782.6768 | 0.00697 |  | 582.9888 | 0 |  | 931.4446 | 0.040335 |  |  |  | 890.22 | 0.0012768 |  | 1171.6808 | 0.50632 |  | 1277.1077 | 0.57169 | [7 empty] | 1094.8066 | 0 |  | 1094.8001 | 0.03154
| 782.8423 | 0.97523 |  | 583.2173 | 0.00041303 |  | 583.2173 | 0.0025963 |  | 782.1425 | 0 |  | 583.2173 | 0.00027352 |  | 785.1821 | 0.00032257 |  | 782.8423 | 0.00665 |  | 583.2173 | 0 |  | 931.531 | 0.040471 |  |  |  | 890.463 | 0.001436 |  | 1171.7479 | 0.50738 |  | 1277.3075 | 0.57345 | [7 empty] | 1094.8654 | 0 |  | 1094.8588 | 0.03102
| 783.0077 | 0.97124 |  | 583.4459 | -0.00088185 |  | 583.4459 | -0.00079719 |  | 782.308 | 0 |  | 583.4459 | -0.00081725 |  | 785.3487 | 0.00066298 |  | 783.0077 | 0.00702 |  | 583.4459 | 0 |  | 931.6174 | 0.04031 |  |  |  | 890.706 | 0.0014081 |  | 1171.8152 | 0.50845 |  | 1277.5073 | 0.57529 | [7 empty] | 1094.9241 | 0 |  | 1094.9175 | 0.03074
| 783.1732 | 0.96658 |  | 583.6744 | 0.00041685 |  | 583.6744 | 0.0012291 |  | 782.4736 | 0 |  | 583.6744 | 0.00043473 |  | 785.5153 | 0.00039699 |  | 783.1732 | 0.00688 |  | 583.6744 | 0 |  | 931.7037 | 0.040746 |  |  |  | 890.949 | 0.0013032 |  | 1171.8825 | 0.50951 |  | 1277.7072 | 0.57738 | [7 empty] | 1094.9828 | 0 |  | 1094.9762 | 0.03072
| 783.3387 | 0.96658 |  | 583.903 | -0.0008138 |  | 583.903 | -0.0008005 |  | 782.6391 | 0 |  | 583.903 | -0.00067706 |  | 785.6819 | 0.0006698 |  | 783.3387 | 0.00718 |  | 583.903 | 0 |  | 931.7902 | 0.040673 |  |  |  | 891.192 | 0.00079001 |  | 1171.9497 | 0.51056 |  | 1277.9072 | 0.57988 | [7 empty] | 1095.0415 | 0 |  | 1095.0349 | 0.03093
| 783.5042 | 0.9673 |  | 584.1315 | 0.00014021 |  | 584.1315 | 0.001201 |  | 782.8047 | 0 |  | 584.1315 | 0.00021082 |  | 785.8485 | 0.00045344 |  | 783.5042 | 0.00691 |  | 584.1315 | 0 |  | 931.8765 | 0.039667 |  |  |  | 891.435 | 0.00095425 |  | 1172.017 | 0.51163 |  | 1278.1072 | 0.58293 | [7 empty] | 1095.1003 | 0 |  | 1095.0936 | 0.03133
| 783.6697 | 0.96686 |  | 584.3601 | -0.00075558 |  | 584.3601 | -0.00012281 |  | 782.9703 | 0 |  | 584.3601 | -0.0010037 |  | 786.0151 | 0.00073187 |  | 783.6697 | 0.00727 |  | 584.3601 | 0 |  | 931.963 | 0.039222 |  |  |  | 891.678 | 0.00039551 |  | 1172.0844 | 0.51268 |  | 1278.3073 | 0.58659 | [7 empty] | 1095.1591 | 0 |  | 1095.1525 | 0.03187
| 783.8352 | 0.96656 |  | 584.5887 | 0.00068158 |  | 584.5887 | 0.00072997 |  | 783.1359 | 0 |  | 584.5887 | 0.00022667 |  | 786.1817 | 0.00047029 |  | 783.8352 | 0.00711 |  | 584.5887 | 0 |  | 932.0494 | 0.039363 |  |  |  | 891.922 | 0.0011328 |  | 1172.1516 | 0.51373 |  | 1278.5074 | 0.59082 | [7 empty] | 1095.2178 | 0 |  | 1095.2112 | 0.03249
| 784.0007 | 0.95898 |  | 584.8173 | -0.00052151 |  | 584.8173 | -0.00050772 |  | 783.3015 | 0 |  | 584.8173 | -0.00035097 |  | 786.3483 | 0.00076638 |  | 784.0007 | 0.00743 |  | 584.8173 | 0 |  | 932.1359 | 0.040207 |  |  |  | 892.166 | 0.0013354 |  | 1172.2189 | 0.51479 |  | 1278.7076 | 0.59547 | [7 empty] | 1095.2766 | 0 |  | 1095.2699 | 0.03317
| 784.1662 | 0.95962 |  | 585.0459 | 0.00016836 |  | 585.0459 | -0.0010677 |  | 783.4671 | 0 |  | 585.0459 | 0.00085141 |  | 786.5149 | 0.00051045 |  | 784.1662 | 0.00745 |  | 585.0459 | 0 |  | 932.2224 | 0.041147 |  |  |  | 892.409 | 0.0006909 |  | 1172.2861 | 0.51585 |  | 1278.908 | 0.60034 | [7 empty] | 1095.3353 | 0 |  | 1095.3287 | 0.03387
| 784.3318 | 0.94212 |  | 585.2745 | -0.0011846 |  | 585.2745 | -0.00032352 |  | 783.6327 | 0 |  | 585.2745 | -0.00021606 |  | 786.6815 | 0.00077175 |  | 784.3318 | 0.00786 |  | 585.2745 | 0 |  | 932.3088 | 0.040295 |  |  |  | 892.653 | 0.00085329 |  | 1172.3535 | 0.5169 |  | 1279.1083 | 0.60521 | [7 empty] | 1095.3942 | 0 |  | 1095.3874 | 0.0346
| 784.4973 | 0.93636 |  | 585.5032 | 0.00038368 |  | 585.5032 | -0.00041465 |  | 783.7983 | 0 |  | 585.5032 | 0.00029444 |  | 786.8482 | 0.00052263 |  | 784.4973 | 0.0078 |  | 585.5032 | 0 |  | 932.3953 | 0.039848 |  |  |  | 892.897 | 0.00064083 |  | 1172.4208 | 0.51795 |  | 1279.3087 | 0.60989 | [7 empty] | 1095.4529 | 0 |  | 1095.4463 | 0.03532
| 784.6628 | 0.9268 |  | 585.7318 | -0.00049187 |  | 585.7318 | -0.0010935 |  | 783.9639 | 0 |  | 585.7318 | -0.0011473 |  | 787.0148 | 0.00082774 |  | 784.6628 | 0.00807 |  | 585.7318 | 0 |  | 932.4819 | 0.041103 |  |  |  | 893.142 | 0.0016084 |  | 1172.4882 | 0.519 |  | 1279.5093 | 0.61424 | [7 empty] | 1095.5117 | 0 |  | 1095.5051 | 0.03601
| 784.8284 | 0.92636 |  | 585.9605 | 0.00054437 |  | 585.9605 | 0.00099057 |  | 784.1295 | 0 |  | 585.9605 | 1.6984e-05 |  | 787.1814 | 0.00057034 |  | 784.8284 | 0.00803 |  | 585.9605 | 0 |  | 932.5684 | 0.04125 |  |  |  | 893.386 | 0.00065705 |  | 1172.5554 | 0.52006 |  | 1279.7097 | 0.61822 | [7 empty] | 1095.5704 | 0 |  | 1095.5638 | 0.03664
| 784.9939 | 0.92568 |  | 586.1891 | -0.00047069 |  | 586.1891 | -0.00029059 |  | 784.2951 | 0 |  | 586.1891 | -0.00032887 |  | 787.3481 | 0.00086939 |  | 784.9939 | 0.00848 |  | 586.1891 | 0 |  | 932.6549 | 0.040851 |  |  |  | 893.63 | 0.00098503 |  | 1172.6228 | 0.52111 |  | 1279.9104 | 0.62189 | [7 empty] | 1095.6293 | 0 |  | 1095.6227 | 0.03716
| 785.1594 | 0.92471 |  | 586.4178 | 0.00039909 |  | 586.4178 | 6.3205e-05 |  | 784.4607 | 0 |  | 586.4178 | 0.00042921 |  | 787.5147 | 0.00061486 |  | 785.1594 | 0.0083 |  | 586.4178 | 0 |  | 932.7415 | 0.041241 |  |  |  | 893.875 | 0.00089842 |  | 1172.6902 | 0.52215 |  | 1280.111 | 0.62536 | [7 empty] | 1095.6881 | 0 |  | 1095.6815 | 0.0375
| 785.325 | 0.91525 |  | 586.6465 | -0.00068054 |  | 586.6465 | 0.00071702 |  | 784.6264 | 0 |  | 586.6465 | -0.00075715 |  | 787.6814 | 0.00090792 |  | 785.325 | 0.00858 |  | 586.6465 | 0 |  | 932.8281 | 0.042079 |  |  |  | 894.12 | 0.00060372 |  | 1172.7576 | 0.5232 |  | 1280.3118 | 0.6288 | [7 empty] | 1095.7469 | 0 |  | 1095.7404 | 0.0376
| 785.4905 | 0.90249 |  | 586.8752 | 0.00066129 |  | 586.8752 | 0.00072122 |  | 784.792 | 0 |  | 586.8752 | 0.00086848 |  | 787.848 | 0.00062306 |  | 785.4905 | 0.00835 |  | 586.8752 | 0 |  | 932.9146 | 0.042279 |  |  |  | 894.364 | 0.00087806 |  | 1172.8248 | 0.52424 |  | 1280.5126 | 0.63236 | [7 empty] | 1095.8058 | 0 |  | 1095.7991 | 0.03744
| 785.6561 | 0.88952 |  | 587.1039 | -0.00058393 |  | 587.1039 | 0.00056631 |  | 784.9576 | 0 |  | 587.1039 | -0.00057666 |  | 788.0147 | 0.00092278 |  | 785.6561 | 0.00873 |  | 587.1039 | 0 |  | 933.0012 | 0.04177 |  |  |  | 894.609 | 0.00092008 |  | 1172.8922 | 0.5253 |  | 1280.7134 | 0.63611 | [7 empty] | 1095.8646 | 0 |  | 1095.8579 | 0.03699
| 785.8216 | 0.88772 |  | 587.3327 | 0.00029832 |  | 587.3327 | 0.001692 |  | 785.1232 | 0 |  | 587.3327 | 0.00031659 |  | 788.1814 | 0.00068828 |  | 785.8216 | 0.00845 |  | 587.3327 | 0 |  | 933.0878 | 0.04223 |  |  |  | 894.854 | 0.00086319 |  | 1172.9596 | 0.52634 |  | 1280.9143 | 0.64002 | [7 empty] | 1095.9235 | 0 |  | 1095.9168 | 0.03628
| 785.9872 | 0.88138 |  | 587.5614 | -4.1288e-05 |  | 587.5614 | 0.00024094 |  | 785.2889 | 0 |  | 587.5614 | -0.00045096 |  | 788.3481 | 0.00102 |  | 785.9872 | 0.00856 |  | 587.5614 | 0 |  | 933.1745 | 0.04248 |  |  |  | 895.1 | 0.0010805 |  | 1173.027 | 0.52738 |  | 1281.1152 | 0.64395 | [7 empty] | 1095.9823 | 0 |  | 1095.9756 | 0.03537
| 786.1527 | 0.86283 |  | 587.7902 | 4.1619e-05 |  | 587.7902 | -0.00043251 |  | 785.4545 | 0 |  | 587.7902 | 0.00046108 |  | 788.5147 | 0.00077712 |  | 786.1527 | 0.00842 |  | 587.7902 | 0 |  | 933.2612 | 0.042205 |  |  |  | 895.345 | 0.0011833 |  | 1173.0944 | 0.52842 |  | 1281.3163 | 0.64766 | [7 empty] | 1096.0411 | 0 |  | 1096.0344 | 0.03433
| 786.3183 | 0.85995 |  | 588.0189 | -0.00078175 |  | 588.0189 | -0.00098183 |  | 785.6202 | 0 |  | 588.0189 | -0.00044572 |  | 788.6814 | 0.00107 |  | 786.3183 | 0.00893 |  | 588.0189 | 0 |  | 933.3478 | 0.042183 |  |  |  | 895.591 | 0.00078884 |  | 1173.1619 | 0.52945 |  | 1281.5175 | 0.65089 | [7 empty] | 1096.1 | 0 |  | 1096.0934 | 0.03326
| 786.4839 | 0.85656 |  | 588.2477 | 0.00026302 |  | 588.2477 | 0.0012568 |  | 785.7858 | 0 |  | 588.2477 | 0.00023288 |  | 788.8481 | 0.00082146 |  | 786.4839 | 0.00906 |  | 588.2477 | 0 |  | 933.4346 | 0.042244 |  |  |  | 895.836 | 0.0009609 |  | 1173.2293 | 0.53049 |  | 1281.7186 | 0.65345 | [7 empty] | 1096.1588 | 0 |  | 1096.1522 | 0.03224
| 786.6495 | 0.85047 |  | 588.4765 | -0.00028773 |  | 588.4765 | -8.1572e-06 |  | 785.9515 | 0 |  | 588.4765 | -0.00017153 |  | 789.0148 | 0.00114 |  | 786.6495 | 0.00942 |  | 588.4765 | 0 |  | 933.5212 | 0.043383 |  |  |  | 896.082 | 0.00067871 |  | 1173.2966 | 0.53152 |  | 1281.9198 | 0.65527 | [7 empty] | 1096.2177 | 0 |  | 1096.2111 | 0.03137
| 786.815 | 0.84907 |  | 588.7053 | 0.00058707 |  | 588.7053 | -0.00021061 |  | 786.1172 | 0 |  | 588.7053 | 0.0002425 |  | 789.1815 | 0.00088886 |  | 786.815 | 0.00935 |  | 588.7053 | 0 |  | 933.608 | 0.044964 |  |  |  | 896.328 | 0.00099606 |  | 1173.3641 | 0.53255 |  | 1282.1211 | 0.65642 | [7 empty] | 1096.2765 | 0 |  | 1096.2699 | 0.03071
| 786.9806 | 0.8328 |  | 588.9341 | -0.00069321 |  | 588.9341 | -0.00048544 |  | 786.2828 | 0 |  | 588.9341 | -0.00053438 |  | 789.3483 | 0.00122 |  | 786.9806 | 0.00974 |  | 588.9341 | 0 |  | 933.6947 | 0.045065 |  |  |  | 896.574 | 0.001154 |  | 1173.4315 | 0.53358 |  | 1282.3225 | 0.65711 | [7 empty] | 1096.3355 | 0 |  | 1096.3289 | 0.03033
| 787.1462 | 0.82727 |  | 589.1629 | 0.00026899 |  | 589.1629 | 0.0019267 |  | 786.4485 | 0 |  | 589.1629 | 0.00039162 |  | 789.515 | 0.00099959 |  | 787.1462 | 0.00972 |  | 589.1629 | 0 |  | 933.7815 | 0.044653 |  |  |  | 896.82 | 0.00090213 |  | 1173.4989 | 0.53461 |  | 1282.5239 | 0.65762 | [7 empty] | 1096.3943 | 0 |  | 1096.3877 | 0.03025
| 787.3118 | 0.821 |  | 589.3917 | -0.0005279 |  | 589.3917 | 0.00040476 |  | 786.6142 | 0 |  | 589.3917 | -0.00063339 |  | 789.6817 | 0.00132 |  | 787.3118 | 0.00999 |  | 589.3918 | 0 |  | 933.8683 | 0.0448 |  |  |  | 897.067 | 0.0011057 |  | 1173.5664 | 0.53564 |  | 1282.7253 | 0.65822 | [7 empty] | 1096.4533 | 0 |  | 1096.4465 | 0.03047
| 787.4774 | 0.8119 |  | 589.6206 | 0.00041876 |  | 589.6206 | 0.0010056 |  | 786.7799 | 0 |  | 589.6206 | 0.00067061 |  | 789.8484 | 0.00108 |  | 787.4774 | 0.00995 |  | 589.6206 | 0 |  | 933.9551 | 0.044764 |  |  |  | 897.313 | 0.00084493 |  | 1173.6339 | 0.53666 |  | 1282.9269 | 0.65911 | [7 empty] | 1096.5121 | 0 |  | 1096.5055 | 0.03097
| 787.643 | 0.80401 |  | 589.8494 | -0.00078703 |  | 589.8494 | 0.00048746 |  | 786.9455 | 0 |  | 589.8494 | -0.00025226 |  | 790.0151 | 0.00139 |  | 787.643 | 0.01034 |  | 589.8495 | 0.00020024 |  | 934.0419 | 0.045266 |  |  |  | 897.56 | 0.00070509 |  | 1173.7013 | 0.53768 |  | 1283.1285 | 0.66038 | [7 empty] | 1096.571 | 0 |  | 1096.5643 | 0.03169
| 787.8086 | 0.80449 |  | 590.0783 | 0.00023159 |  | 590.0783 | 0.00076466 |  | 787.1112 | 0 |  | 590.0783 | 0.00028078 |  | 790.1819 | 0.00114 |  | 787.8086 | 0.01031 |  | 590.0783 | 0 |  | 934.1287 | 0.046101 |  |  |  | 897.806 | 0.0006349 |  | 1173.7688 | 0.5387 |  | 1283.3302 | 0.66206 | [7 empty] | 1096.6299 | 0 |  | 1096.6233 | 0.03253
| 787.9742 | 0.78977 |  | 590.3072 | -0.00029432 |  | 590.3072 | 0.0002389 |  | 787.2769 | 0 |  | 590.3072 | -0.00036756 |  | 790.3486 | 0.00149 |  | 787.9742 | 0.0106 |  | 590.3072 | 0 |  | 934.2155 | 0.045705 |  |  |  | 898.053 | 0.0011641 |  | 1173.8363 | 0.53971 |  | 1283.532 | 0.66411 | [7 empty] | 1096.6888 | 0 |  | 1096.6823 | 0.03341
| 788.1398 | 0.78228 |  | 590.5361 | 0.00033955 |  | 590.5361 | -0.00020616 |  | 787.4426 | 0 |  | 590.5361 | 8.4288e-05 |  | 790.5154 | 0.0013 |  | 788.1398 | 0.01061 |  | 590.5361 | 0 |  | 934.3024 | 0.044815 |  |  |  | 898.3 | 0.0012075 |  | 1173.9038 | 0.54072 |  | 1283.7338 | 0.66649 | [7 empty] | 1096.7478 | 0 |  | 1096.7411 | 0.03423
| 788.3055 | 0.78177 |  | 590.765 | -0.00064027 |  | 590.765 | -0.00047268 |  | 787.6083 | 0 |  | 590.765 | -0.00017386 |  | 790.6821 | 0.00161 |  | 788.3055 | 0.01099 |  | 590.765 | 0 |  | 934.3893 | 0.045148 |  |  |  | 898.547 | 0.0013649 |  | 1173.9713 | 0.54173 |  | 1283.9357 | 0.66917 | [7 empty] | 1096.8066 | 0 |  | 1096.8001 | 0.0349
| 788.4711 | 0.77015 |  | 590.9939 | 0.00072037 |  | 590.9939 | 0.00080699 |  | 787.774 | 0 |  | 590.9939 | 0.00082706 |  | 790.8489 | 0.00142 |  | 788.4711 | 0.01102 |  | 590.9939 | 0 |  | 934.4761 | 0.045646 |  |  |  | 898.795 | 0.00071355 |  | 1174.0388 | 0.54274 |  | 1284.1376 | 0.67215 | [7 empty] | 1096.8656 | 0 |  | 1096.859 | 0.0354
| 788.6367 | 0.76236 |  | 591.2228 | -0.00092234 |  | 591.2228 | -0.00047611 |  | 787.9397 | 0 |  | 591.2228 | -0.00049243 |  | 791.0157 | 0.00178 |  | 788.6367 | 0.01122 |  | 591.2228 | 0 |  | 934.563 | 0.045082 |  |  |  | 899.042 | 0.00085767 |  | 1174.1063 | 0.54373 |  | 1284.3396 | 0.67541 | [7 empty] | 1096.9246 | 0 |  | 1096.918 | 0.03574
| 788.8023 | 0.75512 |  | 591.4518 | -7.9176e-05 |  | 591.4518 | 0.00089012 |  | 788.1055 | 0 |  | 591.4518 | 0.00063063 |  | 791.1825 | 0.00153 |  | 788.8023 | 0.01122 |  | 591.4518 | 0 |  | 934.65 | 0.04469 |  |  |  | 899.29 | 0.00093001 |  | 1174.1738 | 0.54473 |  | 1284.5416 | 0.67895 | [7 empty] | 1096.9835 | 0 |  | 1096.9769 | 0.03594
| 788.968 | 0.73927 |  | 591.6807 | -0.00071484 |  | 591.6807 | -0.0017475 |  | 788.2712 | 0 |  | 591.6807 | -0.00083449 |  | 791.3492 | 0.00184 |  | 788.968 | 0.01154 |  | 591.6807 | 0 |  | 934.7369 | 0.044796 |  |  |  | 899.537 | 0.00084643 |  | 1174.2413 | 0.54573 |  | 1284.7437 | 0.68276 | [7 empty] | 1097.0425 | 0 |  | 1097.0359 | 0.03608
| 789.1336 | 0.73777 |  | 591.9097 | 0.00011174 |  | 591.9097 | 0.00054032 |  | 788.4369 | 0 |  | 591.9097 | 5.2105e-05 |  | 791.516 | 0.00166 |  | 789.1336 | 0.01157 |  | 591.9097 | 0 |  | 934.8239 | 0.045422 |  |  |  | 899.785 | 0.0010435 |  | 1174.3088 | 0.54672 |  | 1284.9459 | 0.68681 | [7 empty] | 1097.1014 | 0 |  | 1097.0948 | 0.03624
| 789.2993 | 0.7271 |  | 592.1386 | -0.00054637 |  | 592.1386 | -0.00082597 |  | 788.6026 | 0 |  | 592.1386 | -0.00056047 |  | 791.6828 | 0.00199 |  | 789.2993 | 0.01185 |  | 592.1386 | 0 |  | 934.9108 | 0.047031 |  |  |  | 900.033 | 0.0010333 |  | 1174.3765 | 0.5477 |  | 1285.1482 | 0.69109 | [7 empty] | 1097.1604 | 0 |  | 1097.1538 | 0.03648
| 789.4649 | 0.71575 |  | 592.3676 | 0.00018484 |  | 592.3676 | 0.00051839 |  | 788.7684 | 0 |  | 592.3676 | -5.903e-05 |  | 791.8496 | 0.00178 |  | 789.4649 | 0.0117 |  | 592.3676 | 0 |  | 934.9979 | 0.048003 |  |  |  | 900.281 | 0.00067828 |  | 1174.444 | 0.54868 |  | 1285.3505 | 0.69556 | [7 empty] | 1097.2194 | 0 |  | 1097.2128 | 0.03684
| 789.6305 | 0.70862 |  | 592.5966 | -0.00051955 |  | 592.5966 | 6.8533e-05 |  | 788.9341 | 0 |  | 592.5966 | -0.0005397 |  | 792.0164 | 0.00212 |  | 789.6305 | 0.01201 |  | 592.5966 | 0.001 |  | 935.0848 | 0.047409 |  |  |  | 900.529 | 0.0011254 |  | 1174.5115 | 0.54967 |  | 1285.5529 | 0.70017 | [7 empty] | 1097.2783 | 0 |  | 1097.2717 | 0.03733
| 789.7962 | 0.70582 |  | 592.8256 | 7.3508e-05 |  | 592.8256 | 0.00054818 |  | 789.0998 | 0 |  | 592.8256 | 0.00094457 |  | 792.1832 | 0.00193 |  | 789.7962 | 0.01206 |  | 592.8256 | 0.001 |  | 935.1719 | 0.046669 |  |  |  | 900.778 | 0.001124 |  | 1174.5791 | 0.55063 |  | 1285.7552 | 0.70485 | [7 empty] | 1097.3374 | 0 |  | 1097.3307 | 0.0379
| 789.9619 | 0.69016 |  | 593.0547 | -0.00041452 |  | 593.0547 | -0.0012543 |  | 789.2656 | 0 |  | 593.0547 | -0.00056887 |  | 792.35 | 0.00226 |  | 789.9619 | 0.01237 |  | 593.0547 | 0 |  | 935.2589 | 0.047451 |  |  |  | 901.026 | 0.00052002 |  | 1174.6466 | 0.55161 |  | 1285.9578 | 0.70948 | [7 empty] | 1097.3964 | 0 |  | 1097.3898 | 0.03851
| 790.1275 | 0.6846 |  | 593.2837 | 0.000567 |  | 593.2837 | 5.8008e-05 |  | 789.4313 | 0 |  | 593.2837 | 0.00047702 |  | 792.5168 | 0.00209 |  | 790.1275 | 0.0124 |  | 593.2837 | 0 |  | 935.3459 | 0.049039 |  |  |  | 901.275 | 0.00073615 |  | 1174.7142 | 0.55257 |  | 1286.1603 | 0.71391 | [7 empty] | 1097.4553 | 0 |  | 1097.4487 | 0.03908
| 790.2932 | 0.6725 |  | 593.5127 | -0.00054964 |  | 593.5127 | 0.00028296 |  | 789.5971 | 0 |  | 593.5127 | -0.00052175 |  | 792.6836 | 0.00244 |  | 790.2932 | 0.01267 |  | 593.5127 | -0.00080096 |  | 935.433 | 0.0496 |  |  |  | 901.524 | 0.00096802 |  | 1174.7819 | 0.55352 |  | 1286.3629 | 0.71802 | [7 empty] | 1097.5144 | 0 |  | 1097.5077 | 0.03955
| 790.4589 | 0.66125 |  | 593.7418 | 0.00077792 |  | 593.7418 | 0.0010682 |  | 789.7628 | 0 |  | 593.7418 | 0.00024042 |  | 792.8505 | 0.0023 |  | 790.4589 | 0.01281 |  | 593.7418 | 0 |  | 935.5201 | 0.049016 |  |  |  | 901.773 | 0.0012303 |  | 1174.8495 | 0.55448 |  | 1286.5657 | 0.7217 | [7 empty] | 1097.5734 | 0 |  | 1097.5668 | 0.03988
| 790.6245 | 0.65861 |  | 593.9708 | -0.00045123 |  | 593.9708 | -0.0001354 |  | 789.9286 | 0 |  | 593.9708 | -0.00018951 |  | 793.0173 | 0.00266 |  | 790.6245 | 0.01305 |  | 593.9708 | 0.001 |  | 935.6071 | 0.048171 |  |  |  | 902.022 | 0.00061914 |  | 1174.917 | 0.55543 |  | 1286.7684 | 0.72494 | [7 empty] | 1097.6323 | 0 |  | 1097.6257 | 0.04006
| 790.7902 | 0.64378 |  | 594.1999 | 0.00039577 |  | 594.1999 | 0.0012329 |  | 790.0944 | 0 |  | 594.1999 | 0.0003658 |  | 793.1842 | 0.00252 |  | 790.7902 | 0.01302 |  | 594.1999 | 0 |  | 935.6942 | 0.048938 |  |  |  | 902.271 | 0.00076235 |  | 1174.9846 | 0.55637 |  | 1286.9712 | 0.72781 | [7 empty] | 1097.6914 | 0 |  | 1097.6848 | 0.04012
| 790.9559 | 0.63399 |  | 594.429 | -0.00033232 |  | 594.429 | -0.0015481 |  | 790.2601 | 0 |  | 594.429 | -0.00055352 |  | 793.351 | 0.00288 |  | 790.9559 | 0.0132 |  | 594.429 | 0.00040048 |  | 935.7814 | 0.049827 |  |  |  | 902.52 | 0.0014567 |  | 1175.0522 | 0.55732 |  | 1287.1741 | 0.73045 | [7 empty] | 1097.7505 | 0 |  | 1097.7438 | 0.04009
| 791.1216 | 0.62824 |  | 594.6581 | 0.00053548 |  | 594.6581 | 0.00074072 |  | 790.4259 | 0 |  | 594.6581 | 0.00038387 |  | 793.5178 | 0.00273 |  | 791.1216 | 0.01325 |  | 594.6581 | 0 |  | 935.8685 | 0.04903 |  |  |  | 902.77 | 0.0012728 |  | 1175.1199 | 0.55826 |  | 1287.3771 | 0.73304 | [7 empty] | 1097.8094 | 0 |  | 1097.8029 | 0.04001
| 791.2873 | 0.61525 |  | 594.8872 | -0.00052577 |  | 594.8872 | 0.00044244 |  | 790.5917 | 0 |  | 594.8872 | -0.00038922 |  | 793.6847 | 0.00308 |  | 791.2873 | 0.01348 |  | 594.8872 | 0 |  | 935.9557 | 0.048645 |  |  |  | 903.019 | 0.0011366 |  | 1175.1875 | 0.55919 |  | 1287.5801 | 0.73574 | [7 empty] | 1097.8685 | 0 |  | 1097.8619 | 0.0399
| 791.453 | 0.61006 |  | 595.1163 | 9.3217e-05 |  | 595.1163 | 0.0014229 |  | 790.7575 | 0 |  | 595.1163 | 0.00037074 |  | 793.8516 | 0.00297 |  | 791.453 | 0.01346 |  | 595.1163 | 0 |  | 936.0428 | 0.04849 |  |  |  | 903.269 | 0.00090703 |  | 1175.2551 | 0.56011 |  | 1287.7831 | 0.73864 | [7 empty] | 1097.9276 | 0 |  | 1097.9209 | 0.03975
| 791.6187 | 0.59948 |  | 595.3455 | -0.00053909 |  | 595.3455 | -0.0006606 |  | 790.9233 | 0 |  | 595.3455 | -0.00037468 |  | 794.0184 | 0.00333 |  | 791.6187 | 0.01357 |  | 595.3455 | 0 |  | 936.1301 | 0.048916 |  |  |  | 903.519 | 0.0010023 |  | 1175.3229 | 0.56103 |  | 1287.9863 | 0.74174 | [7 empty] | 1097.9866 | 0 |  | 1097.98 | 0.03953
| 791.7844 | 0.58714 |  | 595.5746 | 0.00039894 |  | 595.5746 | 9.1653e-05 |  | 791.0891 | 0.00177 |  | 595.5746 | 0.00041182 |  | 794.1853 | 0.00321 |  | 791.7844 | 0.01364 |  | 595.5746 | 0.00020024 |  | 936.2173 | 0.049635 |  |  |  | 903.769 | 0.00099637 |  | 1175.3905 | 0.56195 |  | 1288.1895 | 0.74493 | [7 empty] | 1098.0457 | 0 |  | 1098.0391 | 0.03924
| 791.9501 | 0.58539 |  | 595.8038 | -0.00073294 |  | 595.8038 | -0.00050631 |  | 791.2549 | 0 |  | 595.8038 | -0.00058681 |  | 794.3522 | 0.00364 |  | 791.9501 | 0.01381 |  | 595.8038 | 0.00060052 |  | 936.3045 | 0.049169 |  |  |  | 904.019 | 0.00083815 |  | 1175.4581 | 0.56286 |  | 1288.3927 | 0.74807 | [7 empty] | 1098.1047 | 0 |  | 1098.0981 | 0.03885
| 792.1158 | 0.57461 |  | 596.0329 | 0.00056314 |  | 596.0329 | 0.00067295 |  | 791.4207 | 0.00465 |  | 596.0329 | 0.00016549 |  | 794.519 | 0.00352 |  | 792.1158 | 0.01392 |  | 596.0329 | 0 |  | 936.3917 | 0.04956 |  |  |  | 904.269 | 0.0010868 |  | 1175.5259 | 0.56377 |  | 1288.5961 | 0.75103 | [7 empty] | 1098.1638 | 0 |  | 1098.1572 | 0.03837
| 792.2815 | 0.56724 |  | 596.2621 | -0.00021772 |  | 596.2621 | -0.00045953 |  | 791.5865 | 0.00056998 |  | 596.2621 | -0.0005513 |  | 794.6859 | 0.00389 |  | 792.2815 | 0.01403 |  | 596.2621 | 0 |  | 936.479 | 0.050805 |  |  |  | 904.52 | 0.0012572 |  | 1175.5935 | 0.56467 |  | 1288.7994 | 0.75379 | [7 empty] | 1098.2229 | 0 |  | 1098.2163 | 0.03784
| 792.4472 | 0.55381 |  | 596.4913 | 0.00014855 |  | 596.4913 | 0.00083281 |  | 791.7523 | 0.00647 |  | 596.4913 | 0.00028463 |  | 794.8528 | 0.0038 |  | 792.4472 | 0.01422 |  | 596.4913 | 0 |  | 936.5663 | 0.051027 |  |  |  | 904.77 | 0.00077412 |  | 1175.6613 | 0.56557 |  | 1289.0029 | 0.7564 | [7 empty] | 1098.282 | 0 |  | 1098.2754 | 0.0373
| 792.613 | 0.54127 |  | 596.7205 | -0.00040512 |  | 596.7205 | -0.00080717 |  | 791.9181 | 0.00499 |  | 596.7205 | -0.00037116 |  | 795.0197 | 0.00415 |  | 792.613 | 0.01427 |  | 596.7205 | 0 |  | 936.6536 | 0.050034 |  |  |  | 905.021 | 0.0009458 |  | 1175.7289 | 0.56646 |  | 1289.2064 | 0.75902 | [7 empty] | 1098.3411 | 0 |  | 1098.3345 | 0.03682
| 792.7787 | 0.53305 |  | 596.9497 | 0.00061083 |  | 596.9497 | -0.00013662 |  | 792.0839 | 0.00969 |  | 596.9497 | 8.5946e-05 |  | 795.1866 | 0.00404 |  | 792.7787 | 0.01441 |  | 596.9497 | 0 |  | 936.7409 | 0.049698 |  |  |  | 905.272 | 0.0011378 |  | 1175.7966 | 0.56735 |  | 1289.41 | 0.76186 | [7 empty] | 1098.4001 | 0 |  | 1098.3936 | 0.03645
| 792.9444 | 0.52031 |  | 597.179 | -0.00052892 |  | 597.179 | -0.0013019 |  | 792.2497 | 0.00517 |  | 597.179 | -0.00061885 |  | 795.3536 | 0.00445 |  | 792.9444 | 0.01439 |  | 597.179 | 0 |  | 936.8282 | 0.051126 |  |  |  | 905.523 | 0.00072129 |  | 1175.8644 | 0.56824 |  | 1289.6138 | 0.76504 | [7 empty] | 1098.4594 | 0 |  | 1098.4526 | 0.03623
| 793.1102 | 0.50895 |  | 597.4082 | 0.00046077 |  | 597.4082 | 0.00048511 |  | 792.4156 | 0.00703 |  | 597.4082 | 0.00067077 |  | 795.5205 | 0.00441 |  | 793.1102 | 0.01457 |  | 597.4082 | 0 |  | 936.9156 | 0.051645 |  |  |  | 905.774 | 0.00076272 |  | 1175.932 | 0.56911 |  | 1289.8174 | 0.76862 | [7 empty] | 1098.5184 | 0 |  | 1098.5118 | 0.03617
| 793.2759 | 0.5026 |  | 597.6374 | -0.00058102 |  | 597.6374 | -0.00030662 |  | 792.5814 | 0.00781 |  | 597.6374 | -0.00061008 |  | 795.6874 | 0.00481 |  | 793.2759 | 0.01449 |  | 597.6374 | 0 |  | 937.0029 | 0.051408 |  |  |  | 906.025 | 0.00092956 |  | 1175.9998 | 0.56999 |  | 1290.0212 | 0.77251 | [7 empty] | 1098.5775 | 0 |  | 1098.5709 | 0.03627
| 793.4416 | 0.49604 |  | 597.8667 | 0.00052126 |  | 597.8667 | 0.00038671 |  | 792.7472 | 0.01053 |  | 597.8667 | 0.00025092 |  | 795.8543 | 0.00479 |  | 793.4416 | 0.01464 |  | 597.8667 | 0 |  | 937.0903 | 0.05206 |  |  |  | 906.277 | 0.00082751 |  | 1176.0675 | 0.57086 |  | 1290.2251 | 0.77653 | [7 empty] | 1098.6367 | 0 |  | 1098.63 | 0.03651
| 793.6074 | 0.48112 |  | 598.096 | -0.00040007 |  | 598.096 | -0.00099741 |  | 792.9131 | 0.00915 |  | 598.096 | -0.0003627 |  | 796.0212 | 0.00518 |  | 793.6074 | 0.01458 |  | 598.096 | 0 |  | 937.1777 | 0.051629 |  |  |  | 906.528 | 0.00082217 |  | 1176.1353 | 0.57172 |  | 1290.429 | 0.78042 | [7 empty] | 1098.6958 | 0 |  | 1098.6892 | 0.03688
| 793.7731 | 0.47982 |  | 598.3253 | 0.00017484 |  | 598.3253 | 0.001298 |  | 793.0789 | 0.01071 |  | 598.3253 | 0.00059427 |  | 796.1882 | 0.00517 |  | 793.7731 | 0.01485 |  | 598.3253 | 0 |  | 937.2651 | 0.050892 |  |  |  | 906.78 | 0.0011668 |  | 1176.203 | 0.57258 |  | 1290.6329 | 0.78395 | [7 empty] | 1098.7549 | 0 |  | 1098.7483 | 0.03734
| 793.9389 | 0.47282 |  | 598.5546 | -0.00036459 |  | 598.5546 | 4.3198e-05 |  | 793.2447 | 0.01277 |  | 598.5546 | -0.00034282 |  | 796.3551 | 0.00554 |  | 793.9389 | 0.01473 |  | 598.5545 | 0 |  | 937.3525 | 0.051489 |  |  |  | 907.032 | 0.0012232 |  | 1176.2707 | 0.57343 |  | 1290.837 | 0.78693 | [7 empty] | 1098.8141 | 0 |  | 1098.8075 | 0.03787
| 794.1047 | 0.46252 |  | 598.7839 | 6.315e-05 |  | 598.7839 | 0.00050178 |  | 793.4106 | 0.01243 |  | 598.7839 | 0.00027612 |  | 796.5221 | 0.00555 |  | 794.1047 | 0.01497 |  | 598.7839 | 0.001 |  | 937.44 | 0.052201 |  |  |  | 907.284 | 0.00088771 |  | 1176.3385 | 0.57429 |  | 1291.0411 | 0.78929 | [7 empty] | 1098.8733 | 0 |  | 1098.8666 | 0.03841
| 794.2704 | 0.4534 |  | 599.0132 | -0.00057209 |  | 599.0132 | -0.0014636 |  | 793.5765 | 0.01325 |  | 599.0132 | -0.00045777 |  | 796.689 | 0.00594 |  | 794.2704 | 0.01476 |  | 599.0132 | 0 |  | 937.5275 | 0.051956 |  |  |  | 907.536 | 0.00086662 |  | 1176.4064 | 0.57513 |  | 1291.2452 | 0.79107 | [7 empty] | 1098.9324 | 0 |  | 1098.9258 | 0.03895
| 794.4362 | 0.44106 |  | 599.2425 | 0.00025159 |  | 599.2425 | 0.00015135 |  | 793.7423 | 0.01571 |  | 599.2425 | 0.00071187 |  | 796.856 | 0.00597 |  | 794.4362 | 0.01503 |  | 599.2425 | 0 |  | 937.6149 | 0.05166 |  |  |  | 907.788 | 0.0017581 |  | 1176.4741 | 0.57597 |  | 1291.4495 | 0.7924 | [7 empty] | 1098.9916 | 0 |  | 1098.985 | 0.03943
| 794.602 | 0.43153 |  | 599.4718 | -0.00073688 |  | 599.4718 | -0.00073051 |  | 793.9082 | 0.01197 |  | 599.4718 | -0.00028439 |  | 797.0229 | 0.00635 |  | 794.602 | 0.01477 |  | 599.4719 | 0 |  | 937.7024 | 0.052785 |  |  |  | 908.041 | 0.00074547 |  | 1176.5419 | 0.57682 |  | 1291.6538 | 0.79353 | [7 empty] | 1099.0508 | 0 |  | 1099.0441 | 0.03982
| 794.7677 | 0.4206 |  | 599.7012 | 0.00043904 |  | 599.7012 | -0.00027559 |  | 794.0741 | 0.01801 |  | 599.7012 | 0.00051129 |  | 797.1899 | 0.00635 |  | 794.7677 | 0.01504 |  | 599.7012 | 0 |  | 937.7899 | 0.054297 |  |  |  | 908.293 | 0.00072846 |  | 1176.6097 | 0.57765 |  | 1291.8582 | 0.79472 | [7 empty] | 1099.1099 | 0 |  | 1099.1033 | 0.04009
| 794.9335 | 0.42346 |  | 599.9306 | -0.0003372 |  | 599.9306 | -0.0012784 |  | 794.2399 | 0.01671 |  | 599.9306 | -0.00033147 |  | 797.3569 | 0.00672 |  | 794.9335 | 0.01474 |  | 599.9306 | 0.001 |  | 937.8774 | 0.054371 |  |  |  | 908.546 | 0.00090924 |  | 1176.6775 | 0.57849 |  | 1292.0626 | 0.79621 | [7 empty] | 1099.1691 | 0 |  | 1099.1625 | 0.04021
| 795.0993 | 0.41332 |  | 600.1599 | 0.00042668 |  | 600.1599 | 0.00080384 |  | 794.4058 | 0.02037 |  | 600.1599 | 7.479e-05 |  | 797.5239 | 0.00674 |  | 795.0993 | 0.01508 |  | 600.1599 | 0.0014 |  | 937.965 | 0.053138 |  |  |  | 908.799 | 0.0011875 |  | 1176.7454 | 0.57932 |  | 1292.2671 | 0.79815 | [7 empty] | 1099.2283 | 0 |  | 1099.2217 | 0.04016
| 795.2651 | 0.40545 |  | 600.3893 | -0.00039289 |  | 600.3893 | -0.0016149 |  | 794.5717 | 0.01747 |  | 600.3893 | -0.00038184 |  | 797.6908 | 0.00715 |  | 795.2651 | 0.01478 |  | 600.3893 | 0 |  | 938.0526 | 0.053727 |  |  |  | 909.052 | 0.0011109 |  | 1176.8131 | 0.58014 |  | 1292.4717 | 0.80058 | [7 empty] | 1099.2875 | 0 |  | 1099.2809 | 0.03995
| 795.4309 | 0.39581 |  | 600.6187 | 0.00028385 |  | 600.6187 | 0.0011222 |  | 794.7376 | 0.02165 |  | 600.6187 | 0.00055497 |  | 797.8578 | 0.0072 |  | 795.4309 | 0.01518 |  | 600.6187 | 0 |  | 938.1401 | 0.055834 |  |  |  | 909.305 | 0.00083531 |  | 1176.881 | 0.58096 |  | 1292.6763 | 0.80342 | [7 empty] | 1099.3467 | 0 |  | 1099.3401 | 0.03959
| 795.5967 | 0.38768 |  | 600.8481 | -0.00044469 |  | 600.8481 | -0.00048806 |  | 794.9035 | 0.02267 |  | 600.8481 | -8.8345e-05 |  | 798.0248 | 0.00768 |  | 795.5967 | 0.01474 |  | 600.8481 | 0 |  | 938.2276 | 0.056519 |  |  |  | 909.558 | 0.00052788 |  | 1176.9488 | 0.58178 |  | 1292.881 | 0.80653 | [7 empty] | 1099.4059 | 0 |  | 1099.3993 | 0.03911
| 795.7625 | 0.38139 |  | 601.0775 | 0.00030472 |  | 601.0775 | 4.3106e-05 |  | 795.0694 | 0.02283 |  | 601.0775 | 0.0004946 |  | 798.1918 | 0.00776 |  | 795.7625 | 0.01514 |  | 601.0775 | 0.00060052 |  | 938.3152 | 0.055799 |  |  |  | 909.811 | 0.0011664 |  | 1177.0167 | 0.5826 |  | 1293.0857 | 0.80976 | [7 empty] | 1099.4651 | 0 |  | 1099.4585 | 0.03855
| 795.9283 | 0.37535 |  | 601.307 | -0.0003673 |  | 601.307 | -0.00055804 |  | 795.2353 | 0.02475 |  | 601.307 | -0.00058995 |  | 798.3588 | 0.00825 |  | 795.9283 | 0.01472 |  | 601.307 | 0 |  | 938.4028 | 0.055584 |  |  |  | 910.065 | 0.00089493 |  | 1177.0846 | 0.58341 |  | 1293.2905 | 0.81302 | [7 empty] | 1099.5243 | 0 |  | 1099.5177 | 0.03797
| 796.0941 | 0.36483 |  | 601.5364 | 0.00030452 |  | 601.5364 | 0.000393 |  | 795.4012 | 0.02233 |  | 601.5364 | 7.3054e-05 |  | 798.5258 | 0.00832 |  | 796.0941 | 0.01517 |  | 601.5364 | 0 |  | 938.4905 | 0.055678 |  |  |  | 910.318 | 0.0012618 |  | 1177.1523 | 0.58422 |  | 1293.4954 | 0.81632 | [7 empty] | 1099.5836 | 0 |  | 1099.5769 | 0.03742
| 796.2599 | 0.35718 |  | 601.7659 | -0.00028663 |  | 601.7659 | -0.00067991 |  | 795.5671 | 0.02611 |  | 601.7659 | -0.0004576 |  | 798.6929 | 0.00877 |  | 796.2599 | 0.01469 |  | 601.7659 | 0 |  | 938.5781 | 0.055408 |  |  |  | 910.572 | 0.00049326 |  | 1177.2202 | 0.58503 |  | 1293.7003 | 0.81973 | [7 empty] | 1099.6428 | 0 |  | 1099.6361 | 0.03695
| 796.4257 | 0.35123 |  | 601.9953 | 0.00026207 |  | 601.9953 | -0.00027283 |  | 795.733 | 0.02597 |  | 601.9953 | 0.00046911 |  | 798.8599 | 0.00889 |  | 796.4257 | 0.01513 |  | 601.9953 | 0 |  | 938.6658 | 0.05599 |  |  |  | 910.826 | 0.0011234 |  | 1177.2882 | 0.58583 |  | 1293.9054 | 0.82336 | [7 empty] | 1099.702 | 0 |  | 1099.6954 | 0.03659
| 796.5915 | 0.34122 |  | 602.2248 | -0.00044004 |  | 602.2248 | -0.00050197 |  | 795.8989 | 0.02551 |  | 602.2248 | -0.0002229 |  | 799.0269 | 0.00936 |  | 796.5915 | 0.01465 |  | 602.2248 | 0 |  | 938.7535 | 0.056072 |  |  |  | 911.08 | 0.00076196 |  | 1177.3561 | 0.58663 |  | 1294.1105 | 0.82728 | [7 empty] | 1099.7612 | 0 |  | 1099.7546 | 0.03632
| 796.7574 | 0.33599 |  | 602.4543 | 6.2969e-05 |  | 602.4543 | -0.00025013 |  | 796.0648 | 0.02313 |  | 602.4543 | 0.0004413 |  | 799.194 | 0.00945 |  | 796.7574 | 0.01513 |  | 602.4543 | 0 |  | 938.8412 | 0.05596 |  |  |  | 911.334 | 0.001179 |  | 1177.424 | 0.58743 |  | 1294.3156 | 0.83147 | [7 empty] | 1099.8206 | 0 |  | 1099.814 | 0.03612
| 796.9232 | 0.32812 |  | 602.6838 | -0.00063703 |  | 602.6838 | 0.00010531 |  | 796.2307 | 0.02719 |  | 602.6838 | -0.00039789 |  | 799.361 | 0.00988 |  | 796.9232 | 0.01458 |  | 602.6838 | 0 |  | 938.9289 | 0.056577 |  |  |  | 911.589 | 0.00065163 |  | 1177.4918 | 0.58823 |  | 1294.5208 | 0.83579 | [7 empty] | 1099.8798 | 0 |  | 1099.8732 | 0.03595
| 797.089 | 0.32736 |  | 602.9133 | 1.99e-05 |  | 602.9133 | 1.2435e-05 |  | 796.3967 | 0.02795 |  | 602.9133 | 0.00016789 |  | 799.528 | 0.01003 |  | 797.089 | 0.01506 |  | 602.9133 | 0 |  | 939.0167 | 0.057115 |  |  |  | 911.843 | 0.0010807 |  | 1177.5597 | 0.58903 |  | 1294.7261 | 0.84008 | [7 empty] | 1099.9391 | 0 |  | 1099.9325 | 0.03576
| 797.2549 | 0.31938 |  | 603.1428 | 5.5711e-06 |  | 603.1428 | -0.00032025 |  | 796.5626 | 0.02275 |  | 603.1428 | -0.00064007 |  | 799.6951 | 0.0104 |  | 797.2549 | 0.01445 |  | 603.1428 | 0 |  | 939.1044 | 0.057241 |  |  |  | 912.098 | 0.0006224 |  | 1177.6277 | 0.58982 |  | 1294.9314 | 0.84415 | [7 empty] | 1099.9983 | 0 |  | 1099.9917 | 0.03551
| 797.4207 | 0.30572 |  | 603.3724 | 0.00031112 |  | 603.3724 | -0.00019102 |  | 796.7286 | 0.03011 |  | 603.3724 | 7.7036e-05 |  | 799.8621 | 0.01053 |  | 797.4207 | 0.01497 |  | 603.3724 | 0 |  | 939.1921 | 0.057414 |  |  |  | 912.353 | 0.0012342 |  | 1177.6956 | 0.59062 |  | 1295.1367 | 0.84785 | [7 empty] | 1100.0576 | 0 |  | 1100.051 | 0.03521
| 797.5865 | 0.30582 |  | 603.6019 | -0.00036199 |  | 603.6019 | -0.00067768 |  | 796.8945 | 0.02629 |  | 603.6019 | -0.00044974 |  | 800.0292 | 0.01098 |  | 797.5865 | 0.01439 |  | 603.6019 | 0 |  | 939.28 | 0.057981 |  |  |  | 912.608 | 0.0013716 |  | 1177.7635 | 0.59141 |  | 1295.3423 | 0.85114 | [7 empty] | 1100.1169 | 0 |  | 1100.1102 | 0.03485
| 797.7524 | 0.29781 |  | 603.8315 | 0.00048443 |  | 603.8315 | 0.00052156 |  | 797.0604 | 0.02977 |  | 603.8315 | 0.00065971 |  | 800.1963 | 0.01124 |  | 797.7524 | 0.01498 |  | 603.8315 | 0 |  | 939.3677 | 0.057579 |  |  |  | 912.863 | 0.00080087 |  | 1177.8314 | 0.5922 |  | 1295.5477 | 0.85402 | [7 empty] | 1100.1762 | 0 |  | 1100.1696 | 0.03447
| 797.9182 | 0.29075 |  | 604.061 | -0.00045751 |  | 604.061 | -0.00050412 |  | 797.2264 | 0.02459 |  | 604.061 | -0.00034555 |  | 800.3633 | 0.01172 |  | 797.9182 | 0.0144 |  | 604.0611 | 0 |  | 939.4556 | 0.057805 |  |  |  | 913.118 | 0.00099436 |  | 1177.8994 | 0.59299 |  | 1295.7534 | 0.85657 | [7 empty] | 1100.2355 | 0 |  | 1100.2289 | 0.03409
| 798.0841 | 0.29185 |  | 604.2906 | 0.00038519 |  | 604.2906 | 0.00038553 |  | 797.3923 | 0.02569 |  | 604.2906 | 0.00022762 |  | 800.5304 | 0.01196 |  | 798.0841 | 0.01499 |  | 604.2906 | 0 |  | 939.5434 | 0.059513 |  |  |  | 913.373 | 0.00089199 |  | 1177.9674 | 0.59377 |  | 1295.959 | 0.8589 | [7 empty] | 1100.2948 | 0 |  | 1100.2882 | 0.03376
| 798.25 | 0.27908 |  | 604.5202 | -0.00060932 |  | 604.5202 | -0.00093446 |  | 797.5583 | 0.02345 |  | 604.5202 | -0.00039034 |  | 800.6975 | 0.01246 |  | 798.25 | 0.01431 |  | 604.5202 | 0 |  | 939.6313 | 0.060288 |  |  |  | 913.629 | 0.00072185 |  | 1178.0353 | 0.59456 |  | 1296.1648 | 0.86112 | [7 empty] | 1100.3541 | 0 |  | 1100.3475 | 0.03351
| 798.4158 | 0.27814 |  | 604.7498 | 0.00020075 |  | 604.7498 | -0.00017016 |  | 797.7243 | 0.02533 |  | 604.7498 | 0.00023386 |  | 800.8646 | 0.01266 |  | 798.4158 | 0.01487 |  | 604.7498 | 0 |  | 939.7191 | 0.060026 |  |  |  | 913.885 | 0.00078867 |  | 1178.1033 | 0.59533 |  | 1296.3706 | 0.86329 | [7 empty] | 1100.4135 | 0 |  | 1100.4069 | 0.03334
| 798.5817 | 0.26527 |  | 604.9794 | -0.00036651 |  | 604.9794 | -0.0006153 |  | 797.8902 | 0.02705 |  | 604.9794 | -0.00044663 |  | 801.0317 | 0.01307 |  | 798.5817 | 0.01416 |  | 604.9794 | 0 |  | 939.807 | 0.059376 |  |  |  | 914.14 | 0.00048995 |  | 1178.1713 | 0.59612 |  | 1296.5764 | 0.86546 | [7 empty] | 1100.4728 | 0 |  | 1100.4662 | 0.03327
| 798.7476 | 0.2626 |  | 605.2091 | 0.00035429 |  | 605.2091 | 0.0012734 |  | 798.0562 | 0.03995 |  | 605.2091 | 0.00049075 |  | 801.1988 | 0.01336 |  | 798.7476 | 0.01478 |  | 605.2091 | 0 |  | 939.8949 | 0.05905 |  |  |  | 914.396 | 0.00087417 |  | 1178.2393 | 0.5969 |  | 1296.7823 | 0.86764 | [7 empty] | 1100.5321 | 0 |  | 1100.5255 | 0.03329
| 798.9135 | 0.25813 |  | 605.4387 | -0.00041837 |  | 605.4387 | 8.8572e-06 |  | 798.2222 | 0.02975 |  | 605.4387 | -0.00048193 |  | 801.3659 | 0.01383 |  | 798.9135 | 0.01409 |  | 605.4387 | 0 |  | 939.9828 | 0.058875 |  |  |  | 914.652 | 0.00079814 |  | 1178.3073 | 0.59768 |  | 1296.9883 | 0.86981 | [7 empty] | 1100.5914 | 0 |  | 1100.5848 | 0.03339
| 799.0793 | 0.2543 |  | 605.6683 | 2.7018e-05 |  | 605.6683 | 0.00058787 |  | 798.3882 | 0.03859 |  | 605.6683 | 0.00039892 |  | 801.533 | 0.01413 |  | 799.0793 | 0.01477 |  | 605.6684 | 0 |  | 940.0707 | 0.058621 |  |  |  | 914.909 | 0.00087391 |  | 1178.3752 | 0.59846 |  | 1297.1943 | 0.87196 | [7 empty] | 1100.6508 | 0 |  | 1100.6442 | 0.03355
| 799.2452 | 0.24743 |  | 605.898 | -0.00045898 |  | 605.898 | -0.001428 |  | 798.5542 | 0.03313 |  | 605.898 | -0.00033203 |  | 801.7001 | 0.01469 |  | 799.2452 | 0.01407 |  | 605.898 | 0 |  | 940.1587 | 0.059321 |  |  |  | 915.165 | 0.00076288 |  | 1178.4432 | 0.59924 |  | 1297.4005 | 0.87409 | [7 empty] | 1100.7101 | 0 |  | 1100.7035 | 0.03376
| 799.4111 | 0.24277 |  | 606.1277 | 0.00030577 |  | 606.1277 | 0.00087113 |  | 798.7201 | 0.03443 |  | 606.1277 | 0.00050794 |  | 801.8672 | 0.01504 |  | 799.4111 | 0.01476 |  | 606.1277 | 0 |  | 940.2467 | 0.060238 |  |  |  | 915.421 | 0.0011321 |  | 1178.5113 | 0.60002 |  | 1297.6067 | 0.87619 | [7 empty] | 1100.7695 | 0 |  | 1100.7628 | 0.034
| 799.577 | 0.2342 |  | 606.3574 | -0.00033285 |  | 606.3574 | -0.00051095 |  | 798.8861 | 0.03415 |  | 606.3574 | -0.00064214 |  | 802.0344 | 0.01546 |  | 799.577 | 0.01402 |  | 606.3574 | 0 |  | 940.3347 | 0.060436 |  |  |  | 915.678 | 0.0011312 |  | 1178.5793 | 0.60079 |  | 1297.813 | 0.87831 | [7 empty] | 1100.8289 | 0 |  | 1100.8223 | 0.03428
| 799.7429 | 0.22835 |  | 606.5871 | 7.3522e-05 |  | 606.5871 | 0.00109 |  | 799.0521 | 0.04625 |  | 606.5871 | 0.00038882 |  | 802.2015 | 0.01575 |  | 799.7429 | 0.01472 |  | 606.587 | 0 |  | 940.4227 | 0.06029 |  |  |  | 915.935 | 0.00080802 |  | 1178.6473 | 0.60157 |  | 1298.0193 | 0.88046 | [7 empty] | 1100.8882 | 0 |  | 1100.8816 | 0.03458
| 799.9088 | 0.22358 |  | 606.8168 | -0.00020088 |  | 606.8168 | 2.7769e-06 |  | 799.2181 | 0.04711 |  | 606.8168 | -0.00034068 |  | 802.3686 | 0.01619 |  | 799.9088 | 0.01399 |  | 606.8167 | 0 |  | 940.5107 | 0.059924 |  |  |  | 916.192 | 0.0011903 |  | 1178.7154 | 0.60235 |  | 1298.2256 | 0.88264 | [7 empty] | 1100.9476 | 0 |  | 1100.9409 | 0.0349
| 800.0747 | 0.21949 |  | 607.0465 | 0.00028684 |  | 607.0465 | -0.00042933 |  | 799.3841 | 0.05385 |  | 607.0465 | 0.00027526 |  | 802.5358 | 0.01645 |  | 800.0747 | 0.01479 |  | 607.0465 | 0 |  | 940.5987 | 0.059635 |  |  |  | 916.449 | 0.0012179 |  | 1178.7834 | 0.60312 |  | 1298.4321 | 0.88486 | [7 empty] | 1101.007 | 0 |  | 1101.0004 | 0.03522
| 800.2406 | 0.21576 |  | 607.2762 | -0.00023461 |  | 607.2762 | -0.00096059 |  | 799.5501 | 0.05361 |  | 607.2762 | -0.00061166 |  | 802.7029 | 0.01691 |  | 800.2406 | 0.01409 |  | 607.2762 | 0 |  | 940.6868 | 0.060106 |  |  |  | 916.706 | 0.00094969 |  | 1178.8516 | 0.6039 |  | 1298.6386 | 0.88711 | [7 empty] | 1101.0664 | 0 |  | 1101.0597 | 0.03555
| 800.4065 | 0.21128 |  | 607.5059 | 0.00037559 |  | 607.5059 | 0.00021661 |  | 799.7162 | 0.05061 |  | 607.5059 | 0.00061373 |  | 802.87 | 0.01733 |  | 800.4065 | 0.01486 |  | 607.5059 | 0 |  | 940.7748 | 0.060739 |  |  |  | 916.964 | 0.0012941 |  | 1178.9196 | 0.60467 |  | 1298.8452 | 0.88939 | [7 empty] | 1101.1257 | 0 |  | 1101.1191 | 0.03587
| 800.5724 | 0.20855 |  | 607.7357 | -0.00051021 |  | 607.7357 | -0.00090241 |  | 799.8822 | 0.05051 |  | 607.7357 | -0.00050801 |  | 803.0372 | 0.01786 |  | 800.5724 | 0.01413 |  | 607.7357 | 0 |  | 940.8629 | 0.061649 |  |  |  | 917.221 | 0.00089767 |  | 1178.9877 | 0.60544 |  | 1299.0519 | 0.89173 | [7 empty] | 1101.1852 | 0 |  | 1101.1785 | 0.0362
| 800.7383 | 0.20673 |  | 607.9654 | 0.00048201 |  | 607.9654 | -0.00086434 |  | 800.0482 | 0.05217 |  | 607.9654 | 0.00059349 |  | 803.2044 | 0.01827 |  | 800.7383 | 0.01494 |  | 607.9655 | 0 |  | 940.9509 | 0.062908 |  |  |  | 917.479 | 0.00073384 |  | 1179.0558 | 0.60622 |  | 1299.2585 | 0.89419 | [7 empty] | 1101.2445 | 0 |  | 1101.2379 | 0.03653
| 800.9043 | 0.19671 |  | 608.1952 | -0.00036741 |  | 608.1952 | -0.00045532 |  | 800.2142 | 0.04921 |  | 608.1952 | -0.00029133 |  | 803.3715 | 0.01879 |  | 800.9043 | 0.01432 |  | 608.1952 | 0 |  | 941.0391 | 0.062993 |  |  |  | 917.736 | 0.00079363 |  | 1179.1238 | 0.60699 |  | 1299.4653 | 0.89684 | [7 empty] | 1101.304 | 0 |  | 1101.2974 | 0.03688
| 801.0702 | 0.1921 |  | 608.425 | 0.00048674 |  | 608.425 | -0.00037605 |  | 800.3803 | 0.05589 |  | 608.425 | 0.00046889 |  | 803.5387 | 0.0192 |  | 801.0702 | 0.01512 |  | 608.425 | 0 |  | 941.1271 | 0.062665 |  |  |  | 917.994 | 0.00096256 |  | 1179.1919 | 0.60775 |  | 1299.6721 | 0.89974 | [7 empty] | 1101.3634 | 0 |  | 1101.3568 | 0.03725
| 801.2361 | 0.18998 |  | 608.6548 | -0.0001752 |  | 608.6548 | -0.00061027 |  | 800.5463 | 0.05033 |  | 608.6548 | -0.00018214 |  | 803.7059 | 0.01965 |  | 801.2361 | 0.01443 |  | 608.6548 | 0 |  | 941.2153 | 0.062691 |  |  |  | 918.253 | 0.0007234 |  | 1179.26 | 0.60852 |  | 1299.879 | 0.9029 | [7 empty] | 1101.4228 | 0 |  | 1101.4161 | 0.03762
| 801.4021 | 0.18752 |  | 608.8846 | 0.00026023 |  | 608.8846 | 0.00073635 |  | 800.7123 | 0.05523 |  | 608.8846 | 0.00022849 |  | 803.8731 | 0.02014 |  | 801.4021 | 0.01526 |  | 608.8846 | 0 |  | 941.3035 | 0.063233 |  |  |  | 918.511 | 0.00091391 |  | 1179.3281 | 0.6093 |  | 1300.0861 | 0.90631 | [7 empty] | 1101.4823 | 0 |  | 1101.4756 | 0.03797
| 801.568 | 0.18196 |  | 609.1144 | -0.00042093 |  | 609.1144 | 0.00053531 |  | 800.8784 | 0.05649 |  | 609.1144 | -0.00073121 |  | 804.0403 | 0.02078 |  | 801.568 | 0.01459 |  | 609.1144 | 0 |  | 941.3917 | 0.064434 |  |  |  | 918.769 | 0.00087638 |  | 1179.3962 | 0.61007 |  | 1300.2931 | 0.9099 | [7 empty] | 1101.5418 | 0 |  | 1101.535 | 0.03824
| 801.7339 | 0.18316 |  | 609.3442 | 0.00044914 |  | 609.3442 | -0.00024619 |  | 801.0444 | 0.06087 |  | 609.3442 | 0.00037805 |  | 804.2074 | 0.02129 |  | 801.7339 | 0.01551 |  | 609.3442 | 0 |  | 941.4799 | 0.06525 |  |  |  | 919.028 | 0.0011352 |  | 1179.4644 | 0.61084 |  | 1300.5002 | 0.9136 | [7 empty] | 1101.6012 | 0 |  | 1101.5945 | 0.03841
| 801.8999 | 0.17598 |  | 609.5741 | -0.00070624 |  | 609.5741 | -0.00063788 |  | 801.2105 | 0.06035 |  | 609.5741 | -0.00039781 |  | 804.3746 | 0.02184 |  | 801.8999 | 0.0148 |  | 609.5741 | 0 |  | 941.5681 | 0.06534 |  |  |  | 919.286 | 0.00090031 |  | 1179.5326 | 0.6116 |  | 1300.7074 | 0.91732 | [7 empty] | 1101.6606 | 0 |  | 1101.6539 | 0.03844
| 802.0658 | 0.16911 |  | 609.8039 | 0.00022701 |  | 609.8039 | 0.00080069 |  | 801.3765 | 0.06331 |  | 609.8039 | 0.00043305 |  | 804.5418 | 0.02225 |  | 802.0658 | 0.01578 |  | 609.8039 | 0 |  | 941.6563 | 0.064692 |  |  |  | 919.545 | 0.00055054 |  | 1179.6007 | 0.61236 |  | 1300.9146 | 0.921 | [7 empty] | 1101.7201 | 0 |  | 1101.7134 | 0.03833
| 802.2318 | 0.16566 |  | 610.0338 | -0.00044794 |  | 610.0338 | -0.00037827 |  | 801.5426 | 0.06799 |  | 610.0338 | -0.00042007 |  | 804.7091 | 0.02264 |  | 802.2318 | 0.01521 |  | 610.0338 | 0 |  | 941.7446 | 0.064138 |  |  |  | 919.804 | 0.0007547 |  | 1179.6688 | 0.61313 |  | 1301.1219 | 0.9246 | [7 empty] | 1101.7795 | 0 |  | 1101.7728 | 0.03812
| 802.3977 | 0.16232 |  | 610.2637 | 0.00026617 |  | 610.2637 | 0.0006029 |  | 801.7087 | 0.07123 |  | 610.2637 | 0.00042641 |  | 804.8763 | 0.02296 |  | 802.3977 | 0.0161 |  | 610.2637 | 0 |  | 941.8328 | 0.064666 |  |  |  | 920.063 | 0.00062388 |  | 1179.7371 | 0.61389 |  | 1301.3292 | 0.92807 | [7 empty] | 1101.839 | 0 |  | 1101.8324 | 0.03785
| 802.5637 | 0.1594 |  | 610.4936 | -0.00061278 |  | 610.4936 | 9.8089e-05 |  | 801.8747 | 0.07085 |  | 610.4936 | -0.00065521 |  | 805.0435 | 0.02346 |  | 802.5637 | 0.01554 |  | 610.4936 | 0 |  | 941.9211 | 0.064772 |  |  |  | 920.323 | 0.000876 |  | 1179.8052 | 0.61466 |  | 1301.5367 | 0.93136 | [7 empty] | 1101.8984 | 0 |  | 1101.8918 | 0.03759
| 802.7297 | 0.15285 |  | 610.7235 | 0.0002347 |  | 610.7235 | -0.00035299 |  | 802.0408 | 0.07253 |  | 610.7235 | 7.2586e-05 |  | 805.2107 | 0.02396 |  | 802.7297 | 0.01627 |  | 610.7235 | 0 |  | 942.0094 | 0.064737 |  |  |  | 920.582 | 0.00072312 |  | 1179.8733 | 0.61542 |  | 1301.7443 | 0.93441 | [7 empty] | 1101.958 | 0 |  | 1101.9513 | 0.03739
| 802.8956 | 0.15221 |  | 610.9534 | -0.00039854 |  | 610.9534 | 0.00024376 |  | 802.2069 | 0.07417 |  | 610.9534 | -0.00034727 |  | 805.3779 | 0.02465 |  | 802.8956 | 0.01572 |  | 610.9534 | 0.00060052 |  | 942.0977 | 0.065608 |  |  |  | 920.842 | 0.00085177 |  | 1179.9415 | 0.61618 |  | 1301.9518 | 0.93718 | [7 empty] | 1102.0175 | 0 |  | 1102.0109 | 0.03732
| 803.0616 | 0.15162 |  | 611.1833 | 0.00055426 |  | 611.1833 | 0.00077421 |  | 802.3729 | 0.07529 |  | 611.1833 | 0.0004009 |  | 805.5452 | 0.02517 |  | 803.0616 | 0.01636 |  | 611.1833 | 0 |  | 942.186 | 0.06565 |  |  |  | 921.101 | 0.0013775 |  | 1180.0098 | 0.61694 |  | 1302.1594 | 0.93961 | [7 empty] | 1102.0769 | 0 |  | 1102.0703 | 0.03738
| 803.2276 | 0.14716 |  | 611.4132 | -0.00025007 |  | 611.4132 | -0.00017234 |  | 802.539 | 0.07481 |  | 611.4132 | -0.00045774 |  | 805.7124 | 0.02567 |  | 803.2276 | 0.01587 |  | 611.4132 | 0 |  | 942.2744 | 0.065242 |  |  |  | 921.361 | 0.0011773 |  | 1180.0779 | 0.6177 |  | 1302.3671 | 0.94168 | [7 empty] | 1102.1365 | 0 |  | 1102.1298 | 0.03757
| 803.3936 | 0.14617 |  | 611.6432 | 0.00020725 |  | 611.6432 | 0.0011993 |  | 802.7051 | 0.08069 |  | 611.6432 | 0.00075405 |  | 805.8797 | 0.02617 |  | 803.3936 | 0.01641 |  | 611.6431 | 0 |  | 942.3627 | 0.065803 |  |  |  | 921.621 | 0.0010419 |  | 1180.1461 | 0.61845 |  | 1302.5748 | 0.9434 | [7 empty] | 1102.1959 | 0 |  | 1102.1893 | 0.03787
| 803.5596 | 0.13877 |  | 611.8731 | -0.00030842 |  | 611.8731 | 0.00072188 |  | 802.8712 | 0.07859 |  | 611.8731 | -3.8466e-06 |  | 806.0469 | 0.02655 |  | 803.5596 | 0.01607 |  | 611.8731 | 0 |  | 942.4511 | 0.066785 |  |  |  | 921.881 | 0.00081331 |  | 1180.2144 | 0.61921 |  | 1302.7827 | 0.9448 | [7 empty] | 1102.2555 | 0 |  | 1102.2489 | 0.03823
| 803.7255 | 0.13785 |  | 612.1031 | 0.0003175 |  | 612.1031 | 0.00049945 |  | 803.0373 | 0.08205 |  | 612.1031 | 0.00035445 |  | 806.2142 | 0.02695 |  | 803.7255 | 0.01642 |  | 612.1031 | 0 |  | 942.5395 | 0.068214 |  |  |  | 922.141 | 0.0014131 |  | 1180.2826 | 0.61997 |  | 1302.9906 | 0.94599 | [7 empty] | 1102.3151 | 0 |  | 1102.3084 | 0.03861
| 803.8915 | 0.13526 |  | 612.333 | -0.00044471 |  | 612.333 | -0.00068033 |  | 803.2034 | 0.08301 |  | 612.333 | -0.00043583 |  | 806.3814 | 0.02756 |  | 803.8915 | 0.01618 |  | 612.333 | 0 |  | 942.6279 | 0.068712 |  |  |  | 922.402 | 0.00066645 |  | 1180.3508 | 0.62072 |  | 1303.1986 | 0.94707 | [7 empty] | 1102.3745 | 0 |  | 1102.3679 | 0.03895
| 804.0575 | 0.13165 |  | 612.563 | 0.00066592 |  | 612.563 | 0.00030286 |  | 803.3695 | 0.08695 |  | 612.563 | 0.00023027 |  | 806.5487 | 0.02815 |  | 804.0575 | 0.01623 |  | 612.563 | 0 |  | 942.7164 | 0.067843 |  |  |  | 922.662 | 0.0012558 |  | 1180.4191 | 0.62148 |  | 1303.4066 | 0.94816 | [7 empty] | 1102.4341 | 0 |  | 1102.4275 | 0.03919
| 804.2235 | 0.13211 |  | 612.793 | -0.00052534 |  | 612.793 | -0.00032616 |  | 803.5356 | 0.08291 |  | 612.793 | -0.00057304 |  | 806.716 | 0.02871 |  | 804.2235 | 0.01628 |  | 612.793 | 0 |  | 942.8048 | 0.067604 |  |  |  | 922.923 | 0.0012098 |  | 1180.4873 | 0.62224 |  | 1303.6147 | 0.9494 | [7 empty] | 1102.4936 | 0 |  | 1102.4869 | 0.03932
| 804.3895 | 0.13042 |  | 613.023 | 0.0003887 |  | 613.023 | 0.00024276 |  | 803.7017 | 0.09089 |  | 613.023 | 0.00014783 |  | 806.8832 | 0.02934 |  | 804.3895 | 0.01626 |  | 613.023 | 0 |  | 942.8932 | 0.066969 |  |  |  | 923.184 | 0.00068081 |  | 1180.5555 | 0.62298 |  | 1303.8229 | 0.95088 | [7 empty] | 1102.5532 | 0 |  | 1102.5465 | 0.0393
| 804.5555 | 0.12699 |  | 613.2531 | -0.00072564 |  | 613.2531 | -0.00052741 |  | 803.8679 | 0.08831 |  | 613.2531 | -0.00073286 |  | 807.0505 | 0.0299 |  | 804.5555 | 0.01647 |  | 613.2531 | 0 |  | 942.9818 | 0.066671 |  |  |  | 923.445 | 0.00080089 |  | 1180.6238 | 0.62373 |  | 1304.0311 | 0.95271 | [7 empty] | 1102.6127 | 0 |  | 1102.6061 | 0.03916
| 804.7216 | 0.12203 |  | 613.4831 | 0.00049797 |  | 613.4831 | -0.00041485 |  | 804.034 | 0.09327 |  | 613.4831 | 0.00018554 |  | 807.2178 | 0.03042 |  | 804.7216 | 0.01583 |  | 613.4831 | 0 |  | 943.0703 | 0.068705 |  |  |  | 923.706 | 0.0010018 |  | 1180.6921 | 0.62448 |  | 1304.2394 | 0.95493 | [7 empty] | 1102.6722 | 0 |  | 1102.6656 | 0.03892
| 804.8876 | 0.12026 |  | 613.7131 | -0.00045752 |  | 613.7131 | 0.00012308 |  | 804.2001 | 0.09367 |  | 613.7131 | -0.00055515 |  | 807.3851 | 0.03096 |  | 804.8876 | 0.01613 |  | 613.7131 | 0 |  | 943.1588 | 0.070828 |  |  |  | 923.968 | 0.001092 |  | 1180.7604 | 0.62523 |  | 1304.4478 | 0.95757 | [7 empty] | 1102.7318 | 0 |  | 1102.7252 | 0.03861
| 805.0536 | 0.1201 |  | 613.9432 | 0.00037835 |  | 613.9432 | -0.00014559 |  | 804.3662 | 0.09519 |  | 613.9432 | 0.00024647 |  | 807.5524 | 0.03157 |  | 805.0536 | 0.01555 |  | 613.9432 | 0 |  | 943.2473 | 0.071275 |  |  |  | 924.229 | 0.0013811 |  | 1180.8286 | 0.62597 |  | 1304.6562 | 0.96061 | [7 empty] | 1102.7914 | 0 |  | 1102.7848 | 0.03828
| 805.2196 | 0.11285 |  | 614.1732 | -0.00040143 |  | 614.1732 | -0.00083084 |  | 804.5324 | 0.09581 |  | 614.1732 | -0.00037822 |  | 807.7197 | 0.03224 |  | 805.2196 | 0.01621 |  | 614.1733 | 0 |  | 943.3358 | 0.071189 |  |  |  | 924.491 | 0.0012573 |  | 1180.897 | 0.62672 |  | 1304.8647 | 0.96396 | [7 empty] | 1102.851 | 0 |  | 1102.8444 | 0.03794
| 805.3856 | 0.11249 |  | 614.4033 | 0.00035084 |  | 614.4033 | 0.0001931 |  | 804.6985 | 0.10115 |  | 614.4033 | 0.00019678 |  | 807.887 | 0.03282 |  | 805.3856 | 0.0153 |  | 614.4033 | 0 |  | 943.4244 | 0.071495 |  |  |  | 924.752 | 0.001237 |  | 1180.9652 | 0.62747 |  | 1305.0732 | 0.96746 | [7 empty] | 1102.9106 | 0 |  | 1102.9039 | 0.03762
| 805.5517 | 0.10823 |  | 614.6334 | -0.00054258 |  | 614.6334 | -0.000348 |  | 804.8647 | 0.09989 |  | 614.6334 | -0.00032092 |  | 808.0543 | 0.03345 |  | 805.5517 | 0.01578 |  | 614.6334 | 0 |  | 943.5129 | 0.070946 |  |  |  | 925.014 | 0.001262 |  | 1181.0336 | 0.62821 |  | 1305.2819 | 0.97091 | [7 empty] | 1102.9702 | 0 |  | 1102.9635 | 0.03733
| 805.7177 | 0.1086 |  | 614.8635 | 0.00040386 |  | 614.8635 | 0.00019589 |  | 805.0308 | 0.10203 |  | 614.8635 | 0.00044765 |  | 808.2217 | 0.03408 |  | 805.7177 | 0.01501 |  | 614.8635 | 0 |  | 943.6015 | 0.069694 |  |  |  | 925.276 | 0.0015037 |  | 1181.1019 | 0.62896 |  | 1305.4906 | 0.9741 | [7 empty] | 1103.0298 | 0 |  | 1103.0232 | 0.03707
| 805.8837 | 0.10783 |  | 615.0936 | -0.00032777 |  | 615.0936 | 0.00026111 |  | 805.197 | 0.10163 |  | 615.0936 | -0.00052926 |  | 808.389 | 0.03476 |  | 805.8837 | 0.01569 |  | 615.0936 | 0 |  | 943.6901 | 0.069778 |  |  |  | 925.539 | 0.0014976 |  | 1181.1702 | 0.62969 |  | 1305.6993 | 0.97684 | [7 empty] | 1103.0894 | 0 |  | 1103.0828 | 0.03686
| 806.0498 | 0.10628 |  | 615.3237 | 0.00015443 |  | 615.3237 | 0.00049156 |  | 805.3631 | 0.10763 |  | 615.3237 | 1.2658e-05 |  | 808.5563 | 0.03532 |  | 806.0498 | 0.01478 |  | 615.3237 | 0 |  | 943.7787 | 0.07105 |  |  |  | 925.801 | 0.0013881 |  | 1181.2385 | 0.63044 |  | 1305.9082 | 0.979 | [7 empty] | 1103.149 | 0 |  | 1103.1423 | 0.03672
| 806.2158 | 0.10186 |  | 615.5539 | -0.0004414 |  | 615.5539 | -0.00082706 |  | 805.5293 | 0.10645 |  | 615.5539 | -0.00064095 |  | 808.7237 | 0.036 |  | 806.2158 | 0.01521 |  | 615.5539 | 0 |  | 943.8674 | 0.07228 |  |  |  | 926.064 | 0.0016011 |  | 1181.3069 | 0.63117 |  | 1306.1171 | 0.98052 | [7 empty] | 1103.2086 | 0 |  | 1103.202 | 0.03667
| 806.3819 | 0.10099 |  | 615.784 | 0.0005222 |  | 615.784 | -0.00052973 |  | 805.6954 | 0.11133 |  | 615.784 | 0.00033509 |  | 808.891 | 0.03669 |  | 806.3819 | 0.01428 |  | 615.784 | 0 |  | 943.956 | 0.072657 |  |  |  | 926.326 | 0.0011915 |  | 1181.3752 | 0.63192 |  | 1306.3261 | 0.98143 | [7 empty] | 1103.2683 | 0 |  | 1103.2616 | 0.03672
| 806.5479 | 0.09782 |  | 616.0142 | -0.00038886 |  | 616.0142 | -0.0004293 |  | 805.8616 | 0.10515 |  | 616.0142 | -0.00075002 |  | 809.0583 | 0.03736 |  | 806.5479 | 0.01482 |  | 616.0142 | 0 |  | 944.0447 | 0.071881 |  |  |  | 926.589 | 0.0013844 |  | 1181.4436 | 0.63265 |  | 1306.535 | 0.98185 | [7 empty] | 1103.3279 | 0 |  | 1103.3213 | 0.03686
| 806.714 | 0.09589 |  | 616.2443 | 0.00022571 |  | 616.2443 | 0.0011642 |  | 806.0278 | 0.11267 |  | 616.2443 | 0.00079347 |  | 809.2257 | 0.03783 |  | 806.714 | 0.01398 |  | 616.2443 | 0 |  | 944.1334 | 0.071512 |  |  |  | 926.852 | 0.0013292 |  | 1181.512 | 0.63338 |  | 1306.7441 | 0.9819 | [7 empty] | 1103.3876 | 0 |  | 1103.3809 | 0.03706
| 806.88 | 0.09404 |  | 616.4745 | -0.00015452 |  | 616.4745 | -0.00049449 |  | 806.194 | 0.10995 |  | 616.4745 | -0.00068284 |  | 809.393 | 0.03855 |  | 806.88 | 0.01446 |  | 616.4745 | 0 |  | 944.2221 | 0.071189 |  |  |  | 927.115 | 0.0014466 |  | 1181.5803 | 0.63413 |  | 1306.9534 | 0.98173 | [7 empty] | 1103.4471 | 0 |  | 1103.4406 | 0.03727
| 807.0461 | 0.09261 |  | 616.7047 | 0.0003583 |  | 616.7047 | 0.00093033 |  | 806.3601 | 0.11545 |  | 616.7047 | 1.3474e-05 |  | 809.5604 | 0.03913 |  | 807.0461 | 0.01377 |  | 616.7047 | 0 |  | 944.3109 | 0.071063 |  |  |  | 927.378 | 0.0018157 |  | 1181.6487 | 0.63486 |  | 1307.1626 | 0.9815 | [7 empty] | 1103.5068 | 0 |  | 1103.5001 | 0.03741
| 807.2122 | 0.08913 |  | 616.9349 | -0.00019698 |  | 616.9349 | -0.00045784 |  | 806.5263 | 0.11509 |  | 616.9349 | -0.00064266 |  | 809.7278 | 0.03977 |  | 807.2122 | 0.01428 |  | 616.9349 | 0 |  | 944.3996 | 0.07245 |  |  |  | 927.642 | 0.0014845 |  | 1181.7172 | 0.6356 |  | 1307.3719 | 0.98131 | [7 empty] | 1103.5665 | 0 |  | 1103.5598 | 0.03745
| 807.3783 | 0.08654 |  | 617.1651 | 0.00021862 |  | 617.1651 | 0.00071188 |  | 806.6925 | 0.11819 |  | 617.1651 | 0.00029638 |  | 809.8951 | 0.0404 |  | 807.3783 | 0.01379 |  | 617.1651 | 0 |  | 944.4883 | 0.072899 |  |  |  | 927.905 | 0.0011144 |  | 1181.7855 | 0.63633 |  | 1307.5813 | 0.98126 | [7 empty] | 1103.6261 | 0 |  | 1103.6195 | 0.03736
| 807.5443 | 0.08711 |  | 617.3953 | -0.00030884 |  | 617.3953 | -0.0005825 |  | 806.8587 | 0.11995 |  | 617.3953 | -0.00064541 |  | 810.0625 | 0.04109 |  | 807.5443 | 0.01427 |  | 617.3953 | 0 |  | 944.5771 | 0.072247 |  |  |  | 928.169 | 0.0017694 |  | 1181.8539 | 0.63708 |  | 1307.7906 | 0.98142 | [7 empty] | 1103.6858 | 0 |  | 1103.6792 | 0.03715
| 807.7104 | 0.08557 |  | 617.6256 | 0.00061965 |  | 617.6256 | 0.0010297 |  | 807.0249 | 0.12329 |  | 617.6256 | 0.00037972 |  | 810.2299 | 0.04163 |  | 807.7104 | 0.0139 |  | 617.6255 | 0 |  | 944.6659 | 0.073016 |  |  |  | 928.433 | 0.001496 |  | 1181.9224 | 0.63781 |  | 1308.0002 | 0.98186 | [7 empty] | 1103.7455 | 0 |  | 1103.7389 | 0.03686
| 807.8765 | 0.08249 |  | 617.8558 | -0.0010339 |  | 617.8558 | 0.00011957 |  | 807.1911 | 0.12139 |  | 617.8558 | -0.0006136 |  | 810.3973 | 0.04242 |  | 807.8765 | 0.01446 |  | 617.8558 | 0 |  | 944.7547 | 0.074649 |  |  |  | 928.697 | 0.0014442 |  | 1181.9907 | 0.63855 |  | 1308.2097 | 0.98261 | [7 empty] | 1103.8052 | 0 |  | 1103.7986 | 0.03654
| 808.0426 | 0.08025 |  | 618.086 | 3.5716e-05 |  | 618.086 | 0.00037938 |  | 807.3573 | 0.12523 |  | 618.086 | 0.00016809 |  | 810.5647 | 0.04306 |  | 808.0426 | 0.01426 |  | 618.0861 | 0 |  | 944.8436 | 0.075195 |  |  |  | 928.961 | 0.0018885 |  | 1182.0592 | 0.63928 |  | 1308.4194 | 0.98366 | [7 empty] | 1103.8649 | 0 |  | 1103.8583 | 0.03623
| 808.2087 | 0.07879 |  | 618.3163 | -0.00021783 |  | 618.3163 | -0.0003295 |  | 807.5235 | 0.12301 |  | 618.3163 | -0.00016541 |  | 810.7321 | 0.04381 |  | 808.2087 | 0.01488 |  | 618.3163 | 0 |  | 944.9324 | 0.075004 |  |  |  | 929.225 | 0.0016201 |  | 1182.1277 | 0.64003 |  | 1308.6291 | 0.98492 | [7 empty] | 1103.9246 | 0 |  | 1103.918 | 0.03597
| 808.3748 | 0.08107 |  | 618.5466 | 0.00057051 |  | 618.5466 | -0.00018712 |  | 807.6897 | 0.12981 |  | 618.5466 | 0.00034421 |  | 810.8995 | 0.04459 |  | 808.3748 | 0.01463 |  | 618.5466 | 0 |  | 945.0212 | 0.075668 |  |  |  | 929.49 | 0.0015701 |  | 1182.196 | 0.64076 |  | 1308.8389 | 0.98629 | [7 empty] | 1103.9842 | 0 |  | 1103.9777 | 0.03575
| 808.5409 | 0.07447 |  | 618.7769 | -0.00045179 |  | 618.7769 | -0.0016898 |  | 807.856 | 0.13203 |  | 618.7769 | -0.00043415 |  | 811.0669 | 0.04541 |  | 808.5409 | 0.01525 |  | 618.7769 | 0 |  | 945.1102 | 0.076617 |  |  |  | 929.754 | 0.0017129 |  | 1182.2645 | 0.64151 |  | 1309.0487 | 0.98762 | [7 empty] | 1104.0439 | 0 |  | 1104.0374 | 0.03555
| 808.707 | 0.07366 |  | 619.0072 | 0.00044537 |  | 619.0072 | 0.0013254 |  | 808.0222 | 0.13537 |  | 619.0072 | 0.00032748 |  | 811.2343 | 0.04602 |  | 808.707 | 0.01509 |  | 619.0072 | 0 |  | 945.199 | 0.076538 |  |  |  | 930.019 | 0.0020463 |  | 1182.333 | 0.64225 |  | 1309.2587 | 0.98877 | [7 empty] | 1104.1038 | 0 |  | 1104.0971 | 0.03536
| 808.8731 | 0.07243 |  | 619.2375 | -0.0005741 |  | 619.2375 | -0.00022368 |  | 808.1884 | 0.13115 |  | 619.2375 | -0.00048646 |  | 811.4017 | 0.04683 |  | 808.8731 | 0.01615 |  | 619.2375 | 0 |  | 945.288 | 0.075585 |  |  |  | 930.284 | 0.0018272 |  | 1182.4015 | 0.64299 |  | 1309.4686 | 0.98962 | [7 empty] | 1104.1635 | 0 |  | 1104.1567 | 0.03516
| 809.0392 | 0.07313 |  | 619.4678 | 0.00055479 |  | 619.4678 | 0.0013588 |  | 808.3546 | 0.13811 |  | 619.4678 | 0.00038167 |  | 811.5691 | 0.0475 |  | 809.0392 | 0.01617 |  | 619.4678 | 0 |  | 945.3769 | 0.075254 |  |  |  | 930.549 | 0.0024239 |  | 1182.47 | 0.64373 |  | 1309.6786 | 0.99013 | [7 empty] | 1104.2231 | 0 |  | 1104.2166 | 0.03498
| 809.2053 | 0.07004 |  | 619.6981 | -0.0004763 |  | 619.6981 | 0.00029336 |  | 808.5209 | 0.13721 |  | 619.6981 | -0.00080219 |  | 811.7365 | 0.04819 |  | 809.2053 | 0.01731 |  | 619.6981 | 0 |  | 945.4658 | 0.076389 |  |  |  | 930.814 | 0.002044 |  | 1182.5385 | 0.64448 |  | 1309.8888 | 0.99033 | [7 empty] | 1104.2828 | 0 |  | 1104.2762 | 0.03484
| 809.3714 | 0.06977 |  | 619.9285 | 0.00037777 |  | 619.9285 | -8.1382e-05 |  | 808.6871 | 0.14131 |  | 619.9285 | 0.00059359 |  | 811.904 | 0.04872 |  | 809.3714 | 0.0169 |  | 619.9285 | 0 |  | 945.5548 | 0.078127 |  |  |  | 931.08 | 0.0022275 |  | 1182.6069 | 0.64524 |  | 1310.0989 | 0.99032 | [7 empty] | 1104.3427 | 0 |  | 1104.3359 | 0.0348
| 809.5376 | 0.06722 |  | 620.1588 | -0.00056168 |  | 620.1588 | -0.00040885 |  | 808.8533 | 0.14071 |  | 620.1588 | -0.00089476 |  | 812.0714 | 0.0494 |  | 809.5376 | 0.01784 |  | 620.1588 | 0 |  | 945.6437 | 0.078735 |  |  |  | 931.345 | 0.0017038 |  | 1182.6754 | 0.64598 |  | 1310.3092 | 0.99026 | [7 empty] | 1104.4023 | 0 |  | 1104.3957 | 0.03489
| 809.7037 | 0.06696 |  | 620.3892 | 0.00059515 |  | 620.3892 | -5.0555e-05 |  | 809.0196 | 0.14443 |  | 620.3892 | 0.0003702 |  | 812.2389 | 0.04998 |  | 809.7037 | 0.01738 |  | 620.3892 | 0 |  | 945.7328 | 0.077797 |  |  |  | 931.611 | 0.0019137 |  | 1182.7439 | 0.64674 |  | 1310.5194 | 0.99035 | [7 empty] | 1104.4622 | 0 |  | 1104.4554 | 0.03514
| 809.8698 | 0.06399 |  | 620.6196 | -0.00021461 |  | 620.6196 | -0.0006682 |  | 809.1858 | 0.14147 |  | 620.6196 | -0.00066075 |  | 812.4063 | 0.05081 |  | 809.8698 | 0.01886 |  | 620.6196 | 0 |  | 945.8218 | 0.077302 |  |  |  | 931.877 | 0.0022844 |  | 1182.8125 | 0.64749 |  | 1310.7299 | 0.99077 | [7 empty] | 1104.5219 | 0 |  | 1104.5153 | 0.03556
| 810.0359 | 0.0639 |  | 620.85 | 0.00016466 |  | 620.85 | 0.00058703 |  | 809.3521 | 0.14995 |  | 620.85 | 0.00023864 |  | 812.5738 | 0.05146 |  | 810.0359 | 0.01873 |  | 620.85 | 0 |  | 945.9108 | 0.07841 |  |  |  | 932.143 | 0.0022969 |  | 1182.881 | 0.64825 |  | 1310.9403 | 0.99164 | [7 empty] | 1104.5817 | 0 |  | 1104.5751 | 0.03609
| 810.2021 | 0.0629 |  | 621.0804 | -0.00055082 |  | 621.0804 | -0.00049141 |  | 809.5184 | 0.15057 |  | 621.0804 | -0.00049862 |  | 812.7412 | 0.05229 |  | 810.2021 | 0.02094 |  | 621.0804 | 0 |  | 945.9999 | 0.079535 |  |  |  | 932.409 | 0.0021058 |  | 1182.9495 | 0.64902 |  | 1311.1508 | 0.99295 | [7 empty] | 1104.6415 | 0 |  | 1104.6348 | 0.03668
| 810.3682 | 0.06256 |  | 621.3108 | 0.0006514 |  | 621.3108 | 9.0094e-05 |  | 809.6846 | 0.15529 |  | 621.3108 | 0.00065959 |  | 812.9087 | 0.05308 |  | 810.3682 | 0.02056 |  | 621.3108 | 0 |  | 946.0889 | 0.079248 |  |  |  | 932.675 | 0.0019023 |  | 1183.0181 | 0.64978 |  | 1311.3613 | 0.99459 | [7 empty] | 1104.7012 | 0 |  | 1104.6946 | 0.03725
| 810.5344 | 0.06188 |  | 621.5412 | -0.00059944 |  | 621.5412 | -0.00061429 |  | 809.8509 | 0.15197 |  | 621.5412 | -0.00056504 |  | 813.0762 | 0.05405 |  | 810.5344 | 0.0227 |  | 621.5412 | 0 |  | 946.178 | 0.078697 |  |  |  | 932.941 | 0.0021125 |  | 1183.0865 | 0.65055 |  | 1311.572 | 0.99635 | [7 empty] | 1104.761 | 0 |  | 1104.7544 | 0.03772
| 810.7005 | 0.05768 |  | 621.7716 | 0.00055068 |  | 621.7716 | 0.00025259 |  | 810.0172 | 0.15685 |  | 621.7716 | 0.0001389 |  | 813.2436 | 0.05475 |  | 810.7005 | 0.0217 |  | 621.7716 | 0 |  | 946.2671 | 0.079257 |  |  |  | 933.208 | 0.001862 |  | 1183.1552 | 0.65133 |  | 1311.7827 | 0.99798 | [7 empty] | 1104.8208 | 0 |  | 1104.8142 | 0.03805
| 810.8667 | 0.05882 |  | 622.0021 | -0.00070814 |  | 622.0021 | -0.00037318 |  | 810.1834 | 0.16107 |  | 622.0021 | -0.00061499 |  | 813.4111 | 0.05569 |  | 810.8667 | 0.02388 |  | 622.0021 | 0 |  | 946.3561 | 0.080014 |  |  |  | 933.475 | 0.0018798 |  | 1183.2238 | 0.65211 |  | 1311.9935 | 0.99924 | [7 empty] | 1104.8806 | 0 |  | 1104.8739 | 0.03819
| 811.0328 | 0.05616 |  | 622.2325 | 0.0003532 |  | 622.2325 | 0.0005819 |  | 810.3497 | 0.16257 |  | 622.2325 | 0.00070021 |  | 813.5786 | 0.05655 |  | 811.0328 | 0.02273 |  | 622.2325 | 0 |  | 946.4453 | 0.080802 |  |  |  | 933.742 | 0.0024566 |  | 1183.2922 | 0.65289 |  | 1312.2043 | 0.99991 | [7 empty] | 1104.9404 | 0 |  | 1104.9337 | 0.03816
| 811.199 | 0.05398 |  | 622.463 | -0.00058323 |  | 622.463 | -0.00020839 |  | 810.516 | 0.16365 |  | 622.463 | -0.00029647 |  | 813.7461 | 0.05753 |  | 811.199 | 0.0252 |  | 622.463 | 0 |  | 946.5344 | 0.081704 |  |  |  | 934.009 | 0.0022974 |  | 1183.3608 | 0.65368 |  | 1312.4153 | 0.99992 | [7 empty] | 1105.0002 | 0 |  | 1104.9935 | 0.03799
| 811.3651 | 0.05397 |  | 622.6935 | 0.00054406 |  | 622.6935 | 0.00093605 |  | 810.6823 | 0.16973 |  | 622.6935 | 0.00048085 |  | 813.9136 | 0.05824 |  | 811.3651 | 0.02394 |  | 622.6934 | 0 |  | 946.6235 | 0.081849 |  |  |  | 934.276 | 0.0019512 |  | 1183.4294 | 0.65448 |  | 1312.6262 | 0.99928 | [7 empty] | 1105.0601 | 0 |  | 1105.0533 | 0.03771
| 811.5313 | 0.05173 |  | 622.9239 | -0.00030255 |  | 622.9239 | 0.0002701 |  | 810.8486 | 0.16541 |  | 622.9239 | -0.00034309 |  | 814.0811 | 0.05906 |  | 811.5313 | 0.02621 |  | 622.9239 | 0 |  | 946.7128 | 0.082037 |  |  |  | 934.543 | 0.0018013 |  | 1183.498 | 0.65528 |  | 1312.8373 | 0.99813 | [7 empty] | 1105.1199 | 0 |  | 1105.1133 | 0.0374
| 811.6975 | 0.05221 |  | 623.1544 | 0.00030755 |  | 623.1544 | -0.00020746 |  | 811.0149 | 0.17067 |  | 623.1544 | 0.00071053 |  | 814.2486 | 0.0599 |  | 811.6975 | 0.02461 |  | 623.1544 | 0 |  | 946.8019 | 0.082794 |  |  |  | 934.811 | 0.0022053 |  | 1183.5666 | 0.65608 |  | 1313.0485 | 0.99672 | [7 empty] | 1105.1797 | 0 |  | 1105.1731 | 0.03709
| 811.8636 | 0.05156 |  | 623.3849 | -0.00061524 |  | 623.3849 | -0.00061426 |  | 811.1812 | 0.1749 |  | 623.3849 | -0.00066714 |  | 814.4161 | 0.06079 |  | 811.8636 | 0.02681 |  | 623.385 | 0.00060052 |  | 946.8912 | 0.08347 |  |  |  | 935.078 | 0.0027064 |  | 1183.6353 | 0.65689 |  | 1313.2596 | 0.99532 | [7 empty] | 1105.2395 | 0 |  | 1105.2329 | 0.03683
| 812.0298 | 0.04964 |  | 623.6155 | -1.942e-05 |  | 623.6155 | 0.00038799 |  | 811.3475 | 0.17631 |  | 623.6155 | 0.00036018 |  | 814.5836 | 0.06142 |  | 812.0298 | 0.02561 |  | 623.6155 | 0 |  | 946.9804 | 0.084006 |  |  |  | 935.346 | 0.0021386 |  | 1183.7039 | 0.6577 |  | 1313.4709 | 0.99418 | [7 empty] | 1105.2994 | 0 |  | 1105.2927 | 0.03666
| 812.196 | 0.04966 |  | 623.846 | -0.000326 |  | 623.846 | 0.00046476 |  | 811.5138 | 0.17542 |  | 623.846 | -0.00058401 |  | 814.7511 | 0.06223 |  | 812.196 | 0.02772 |  | 623.846 | 0 |  | 947.0696 | 0.083816 |  |  |  | 935.614 | 0.0025087 |  | 1183.7725 | 0.65852 |  | 1313.6823 | 0.99348 | [7 empty] | 1105.3592 | 0 |  | 1105.3525 | 0.03657
| 812.3622 | 0.04861 |  | 624.0765 | 0.00047814 |  | 624.0765 | 0.0011333 |  | 811.6801 | 0.17979 |  | 624.0765 | 0.0004204 |  | 814.9187 | 0.06299 |  | 812.3622 | 0.02651 |  | 624.0765 | 0 |  | 947.1589 | 0.083198 |  |  |  | 935.882 | 0.0026649 |  | 1183.8412 | 0.65935 |  | 1313.8937 | 0.99333 | [7 empty] | 1105.4191 | 0 |  | 1105.4125 | 0.03655
| 812.5284 | 0.04929 |  | 624.3071 | 6.8573e-05 |  | 624.3071 | -0.0006996 |  | 811.8464 | 0.1833 |  | 624.3071 | -0.0004302 |  | 815.0862 | 0.06365 |  | 812.5284 | 0.02807 |  | 624.3071 | 0 |  | 947.2482 | 0.083205 |  |  |  | 936.15 | 0.0020861 |  | 1183.9098 | 0.66019 |  | 1314.1051 | 0.99369 | [7 empty] | 1105.479 | 0 |  | 1105.4723 | 0.0366
| 812.6946 | 0.04421 |  | 624.5377 | 0.00029648 |  | 624.5377 | 0.0013824 |  | 812.0127 | 0.19055 |  | 624.5377 | 0.00052122 |  | 815.2537 | 0.06424 |  | 812.6946 | 0.02675 |  | 624.5377 | 0 |  | 947.3375 | 0.083347 |  |  |  | 936.419 | 0.0021596 |  | 1183.9784 | 0.66103 |  | 1314.3166 | 0.99447 | [7 empty] | 1105.5388 | 0 |  | 1105.5322 | 0.0367
| 812.8608 | 0.04507 |  | 624.7682 | -0.00010908 |  | 624.7682 | -0.00040005 |  | 812.179 | 0.18878 |  | 624.7682 | -0.00039561 |  | 815.4213 | 0.06519 |  | 812.8608 | 0.02811 |  | 624.7682 | 0 |  | 947.4268 | 0.083729 |  |  |  | 936.687 | 0.0024076 |  | 1184.0471 | 0.66188 |  | 1314.5282 | 0.99545 | [7 empty] | 1105.5988 | 0 |  | 1105.592 | 0.03681
| 813.027 | 0.04027 |  | 624.9988 | 0.00047821 |  | 624.9988 | 0.00073389 |  | 812.3454 | 0.19295 |  | 624.9988 | 0.0005388 |  | 815.5888 | 0.06606 |  | 813.027 | 0.02692 |  | 624.9988 | 0 |  | 947.5161 | 0.08475 |  |  |  | 936.956 | 0.002424 |  | 1184.1157 | 0.66273 |  | 1314.7399 | 0.99639 | [7 empty] | 1105.6586 | 0 |  | 1105.652 | 0.03692
| 813.1932 | 0.03833 |  | 625.2294 | -0.00056003 |  | 625.2294 | -0.00061894 |  | 812.5117 | 0.19628 |  | 625.2294 | -0.00059046 |  | 815.7564 | 0.06709 |  | 813.1932 | 0.02805 |  | 625.2294 | 0 |  | 947.6055 | 0.085106 |  |  |  | 937.225 | 0.0024385 |  | 1184.1844 | 0.6636 |  | 1314.9517 | 0.99702 | [7 empty] | 1105.7185 | 0 |  | 1105.7118 | 0.03702
| 813.3594 | 0.0408 |  | 625.46 | 0.00034225 |  | 625.46 | 0.00011834 |  | 812.678 | 0.19811 |  | 625.46 | 0.00038241 |  | 815.9239 | 0.06806 |  | 813.3594 | 0.02692 |  | 625.46 | 0 |  | 947.6948 | 0.085293 |  |  |  | 937.494 | 0.002886 |  | 1184.2532 | 0.66447 |  | 1315.1635 | 0.99708 | [7 empty] | 1105.7784 | 0 |  | 1105.7717 | 0.03708
| 813.5256 | 0.03515 |  | 625.6906 | -0.00058304 |  | 625.6906 | -0.00072603 |  | 812.8444 | 0.19646 |  | 625.6906 | -0.00046355 |  | 816.0915 | 0.06916 |  | 813.5256 | 0.02784 |  | 625.6906 | 0 |  | 947.7842 | 0.086483 |  |  |  | 937.763 | 0.0026159 |  | 1184.3218 | 0.66535 |  | 1315.3752 | 0.99645 | [7 empty] | 1105.8383 | 0 |  | 1105.8317 | 0.03711
| 813.6918 | 0.03794 |  | 625.9213 | 0.00076899 |  | 625.9213 | 0.000584 |  | 813.0107 | 0.20303 |  | 625.9213 | 0.0008172 |  | 816.259 | 0.07007 |  | 813.6918 | 0.02684 |  | 625.9213 | 0 |  | 947.8736 | 0.087907 |  |  |  | 938.032 | 0.0023175 |  | 1184.3905 | 0.66625 |  | 1315.5872 | 0.99512 | [7 empty] | 1105.8982 | 0 |  | 1105.8916 | 0.03708
| 813.858 | 0.03735 |  | 626.1519 | -0.00060289 |  | 626.1519 | -0.00087486 |  | 813.1771 | 0.20248 |  | 626.1519 | -0.00050261 |  | 816.4266 | 0.0711 |  | 813.858 | 0.02751 |  | 626.1519 | 0 |  | 947.963 | 0.088179 |  |  |  | 938.302 | 0.0022507 |  | 1184.4592 | 0.66714 |  | 1315.7992 | 0.99323 | [7 empty] | 1105.9581 | 0 |  | 1105.9515 | 0.03701
| 814.0242 | 0.03547 |  | 626.3826 | 0.00035379 |  | 626.3826 | 0.00060847 |  | 813.3434 | 0.20905 |  | 626.3826 | 0.00037664 |  | 816.5942 | 0.07187 |  | 814.0242 | 0.02672 |  | 626.3826 | 0 |  | 948.0525 | 0.087379 |  |  |  | 938.572 | 0.0028791 |  | 1184.5279 | 0.66805 |  | 1316.0114 | 0.991 | [7 empty] | 1106.0181 | 0 |  | 1106.0113 | 0.03689
| 814.1905 | 0.03448 |  | 626.6132 | -0.00064072 |  | 626.6132 | -0.0010622 |  | 813.5098 | 0.20754 |  | 626.6132 | -0.00077435 |  | 816.7618 | 0.07285 |  | 814.1905 | 0.02729 |  | 626.6132 | 0 |  | 948.1419 | 0.087606 |  |  |  | 938.841 | 0.0030413 |  | 1184.5967 | 0.66897 |  | 1316.2234 | 0.98871 | [7 empty] | 1106.078 | 0 |  | 1106.0713 | 0.03674
| 814.3567 | 0.03379 |  | 626.8439 | 0.00067504 |  | 626.8439 | 0.00035601 |  | 813.6762 | 0.21261 |  | 626.8439 | 0.00068793 |  | 816.9293 | 0.07371 |  | 814.3567 | 0.02669 |  | 626.8439 | 0 |  | 948.2314 | 0.089028 |  |  |  | 939.111 | 0.002483 |  | 1184.6654 | 0.66989 |  | 1316.4357 | 0.9866 | [7 empty] | 1106.1379 | 0 |  | 1106.1312 | 0.03657
| 814.5229 | 0.03306 |  | 627.0746 | -0.00042119 |  | 627.0746 | -0.0012875 |  | 813.8425 | 0.21748 |  | 627.0746 | -0.00059903 |  | 817.0969 | 0.07464 |  | 814.5229 | 0.02706 |  | 627.0746 | 0 |  | 948.3209 | 0.089238 |  |  |  | 939.381 | 0.0024347 |  | 1184.7341 | 0.67082 |  | 1316.6479 | 0.98485 | [7 empty] | 1106.1979 | 0 |  | 1106.1912 | 0.03639
| 814.6892 | 0.03393 |  | 627.3053 | 0.00050284 |  | 627.3053 | 0.0015692 |  | 814.0089 | 0.22169 |  | 627.3053 | 0.0003943 |  | 817.2645 | 0.07542 |  | 814.6892 | 0.02687 |  | 627.3053 | 0 |  | 948.4103 | 0.088749 |  |  |  | 939.652 | 0.0025844 |  | 1184.8029 | 0.67176 |  | 1316.8602 | 0.98352 | [7 empty] | 1106.2578 | 0 |  | 1106.2512 | 0.03621
| 814.8554 | 0.03534 |  | 627.536 | -0.0001282 |  | 627.536 | 0.00071385 |  | 814.1753 | 0.2233 |  | 627.536 | -0.00055856 |  | 817.4321 | 0.07641 |  | 814.8554 | 0.02719 |  | 627.536 | 0 |  | 948.4999 | 0.089366 |  |  |  | 939.922 | 0.0024016 |  | 1184.8717 | 0.67272 |  | 1317.0728 | 0.98259 | [7 empty] | 1106.3177 | 0 |  | 1106.3112 | 0.03603
| 815.0217 | 0.03688 |  | 627.7667 | 0.00035715 |  | 627.7667 | 4.9996e-05 |  | 814.3416 | 0.22739 |  | 627.7667 | 0.00028674 |  | 817.5997 | 0.07732 |  | 815.0217 | 0.02751 |  | 627.7667 | 0 |  | 948.5894 | 0.090258 |  |  |  | 940.193 | 0.0034051 |  | 1184.9404 | 0.67368 |  | 1317.2852 | 0.9819 | [7 empty] | 1106.3777 | 0 |  | 1106.3711 | 0.03587
| 815.1879 | 0.03633 |  | 627.9974 | -0.00089099 |  | 627.9974 | -0.00051953 |  | 814.508 | 0.22782 |  | 627.9974 | -0.00016928 |  | 817.7674 | 0.0785 |  | 815.1879 | 0.02752 |  | 627.9974 | 0 |  | 948.679 | 0.090453 |  |  |  | 940.463 | 0.0033255 |  | 1185.0092 | 0.67466 |  | 1317.4978 | 0.98127 | [7 empty] | 1106.4377 | 0 |  | 1106.431 | 0.03571
| 815.3542 | 0.03808 |  | 628.2282 | 0.0004178 |  | 628.2282 | 0.00089948 |  | 814.6744 | 0.23269 |  | 628.2282 | 0.00062789 |  | 817.935 | 0.07941 |  | 815.3542 | 0.02845 |  | 628.2282 | 0 |  | 948.7686 | 0.090667 |  |  |  | 940.734 | 0.0028141 |  | 1185.078 | 0.67563 |  | 1317.7103 | 0.98049 | [7 empty] | 1106.4977 | 0 |  | 1106.491 | 0.03555
| 815.5204 | 0.0386 |  | 628.4589 | -0.0003413 |  | 628.4589 | -0.00081292 |  | 814.8408 | 0.23152 |  | 628.4589 | -0.00038151 |  | 818.1026 | 0.08052 |  | 815.5204 | 0.02844 |  | 628.4589 | 0 |  | 948.8581 | 0.091208 |  |  |  | 941.005 | 0.0028341 |  | 1185.1467 | 0.67663 |  | 1317.9231 | 0.97939 | [7 empty] | 1106.5576 | 0 |  | 1106.551 | 0.03538
| 815.6867 | 0.03004 |  | 628.6897 | 0.00051683 |  | 628.6897 | -0.00040143 |  | 815.0072 | 0.23099 |  | 628.6897 | 0.00055501 |  | 818.2702 | 0.08162 |  | 815.6867 | 0.02985 |  | 628.6897 | 0 |  | 948.9478 | 0.091504 |  |  |  | 941.277 | 0.003095 |  | 1185.2156 | 0.67764 |  | 1318.1359 | 0.97788 | [7 empty] | 1106.6177 | 0 |  | 1106.611 | 0.0352
| 815.8529 | 0.0384 |  | 628.9205 | -0.00035523 |  | 628.9205 | -0.00042982 |  | 815.1736 | 0.23394 |  | 628.9205 | -0.00029951 |  | 818.4379 | 0.08269 |  | 815.8529 | 0.02931 |  | 628.9204 | 0 |  | 949.0372 | 0.09132 |  |  |  | 941.548 | 0.0027838 |  | 1185.2843 | 0.67865 |  | 1318.3486 | 0.97599 | [7 empty] | 1106.6776 | 0 |  | 1106.671 | 0.03502
| 816.0192 | 0.02837 |  | 629.1512 | 0.00055292 |  | 629.1512 | 0.00072805 |  | 815.34 | 0.23825 |  | 629.1512 | 0.00048822 |  | 818.6055 | 0.08355 |  | 816.0192 | 0.0304 |  | 629.1512 | 0 |  | 949.1269 | 0.09154 |  |  |  | 941.819 | 0.0028578 |  | 1185.3531 | 0.67967 |  | 1318.5615 | 0.97378 | [7 empty] | 1106.7377 | 0 |  | 1106.731 | 0.03483
| 816.1855 | 0.03628 |  | 629.382 | -0.00069418 |  | 629.382 | -0.00070425 |  | 815.5064 | 0.2424 |  | 629.382 | -0.00038972 |  | 818.7731 | 0.08467 |  | 816.1855 | 0.02927 |  | 629.382 | 0 |  | 949.2166 | 0.092946 |  |  |  | 942.091 | 0.0035125 |  | 1185.422 | 0.68071 |  | 1318.7745 | 0.97137 | [7 empty] | 1106.7976 | 0 |  | 1106.791 | 0.03467
| 816.3517 | 0.02825 |  | 629.6128 | 0.00034462 |  | 629.6128 | 0.00019386 |  | 815.6728 | 0.24965 |  | 629.6128 | 0.00046846 |  | 818.9408 | 0.08546 |  | 816.3517 | 0.03074 |  | 629.6128 | 0 |  | 949.3062 | 0.093704 |  |  |  | 942.363 | 0.0030558 |  | 1185.4908 | 0.68175 |  | 1318.9875 | 0.96888 | [7 empty] | 1106.8577 | 0 |  | 1106.8511 | 0.03455
| 816.518 | 0.02613 |  | 629.8436 | -0.00056969 |  | 629.8436 | -0.00020975 |  | 815.8392 | 0.24678 |  | 629.8436 | -0.00043331 |  | 819.1084 | 0.0864 |  | 816.518 | 0.03025 |  | 629.8437 | 0 |  | 949.3959 | 0.093843 |  |  |  | 942.635 | 0.0028933 |  | 1185.5597 | 0.68281 |  | 1319.2007 | 0.96638 | [7 empty] | 1106.9177 | 0 |  | 1106.911 | 0.03447
| 816.6843 | 0.0276 |  | 630.0745 | 0.00060195 |  | 630.0745 | -0.00052183 |  | 816.0056 | 0.25305 |  | 630.0745 | 7.4838e-05 |  | 819.2761 | 0.08726 |  | 816.6843 | 0.03258 |  | 630.0745 | 0 |  | 949.4856 | 0.09424 |  |  |  | 942.907 | 0.0033807 |  | 1185.6285 | 0.68388 |  | 1319.4138 | 0.96393 | [7 empty] | 1106.9778 | 0 |  | 1106.9711 | 0.03444
| 816.8506 | 0.02536 |  | 630.3053 | -0.00060244 |  | 630.3053 | -0.0014792 |  | 816.1721 | 0.2527 |  | 630.3053 | -0.00088199 |  | 819.4438 | 0.08827 |  | 816.8506 | 0.03195 |  | 630.3053 | 0 |  | 949.5753 | 0.093925 |  |  |  | 943.179 | 0.0031916 |  | 1185.6974 | 0.68495 |  | 1319.6271 | 0.96156 | [7 empty] | 1107.0377 | 0 |  | 1107.0311 | 0.03446
| 817.0169 | 0.0289 |  | 630.5362 | 0.00018097 |  | 630.5362 | 5.2804e-05 |  | 816.3385 | 0.25361 |  | 630.5362 | 0.00085639 |  | 819.6114 | 0.08907 |  | 817.0169 | 0.03379 |  | 630.5362 | 0 |  | 949.665 | 0.093324 |  |  |  | 943.452 | 0.0035784 |  | 1185.7662 | 0.68605 |  | 1319.8403 | 0.95929 | [7 empty] | 1107.0978 | 0 |  | 1107.0912 | 0.03452
| 817.1831 | 0.02733 |  | 630.767 | -0.00055806 |  | 630.767 | 0.00031849 |  | 816.5049 | 0.2529 |  | 630.767 | -0.00072915 |  | 819.7791 | 0.09019 |  | 817.1831 | 0.03261 |  | 630.767 | 0 |  | 949.7548 | 0.093366 |  |  |  | 943.724 | 0.0030626 |  | 1185.8351 | 0.68714 |  | 1320.0537 | 0.95713 | [7 empty] | 1107.1578 | 0 |  | 1107.1512 | 0.03459
| 817.3494 | 0.03143 |  | 630.9979 | 3.7414e-05 |  | 630.9979 | -0.00010319 |  | 816.6713 | 0.25673 |  | 630.9979 | 0.00063565 |  | 819.9468 | 0.09105 |  | 817.3494 | 0.03435 |  | 630.9979 | 0 |  | 949.8446 | 0.094349 |  |  |  | 943.997 | 0.0032739 |  | 1185.9039 | 0.68825 |  | 1320.2672 | 0.95508 | [7 empty] | 1107.2179 | 0 |  | 1107.2113 | 0.03466
| 817.5157 | 0.02618 |  | 631.2288 | -0.0010074 |  | 631.2288 | -0.0011424 |  | 816.8378 | 0.25714 |  | 631.2288 | -0.00024024 |  | 820.1145 | 0.09224 |  | 817.5157 | 0.03343 |  | 631.2288 | 0 |  | 949.9344 | 0.095296 |  |  |  | 944.27 | 0.0032095 |  | 1185.9728 | 0.68938 |  | 1320.4807 | 0.95309 | [7 empty] | 1107.2779 | 0 |  | 1107.2714 | 0.03472
| 817.682 | 0.03089 |  | 631.4597 | 0.00062334 |  | 631.4597 | 0.00014691 |  | 817.0042 | 0.26453 |  | 631.4597 | 2.816e-05 |  | 820.2821 | 0.0933 |  | 817.682 | 0.03496 |  | 631.4597 | 0 |  | 950.0242 | 0.095973 |  |  |  | 944.543 | 0.0036988 |  | 1186.0418 | 0.69051 |  | 1320.6943 | 0.95108 | [7 empty] | 1107.338 | 0 |  | 1107.3314 | 0.03475
| 817.8483 | 0.02066 |  | 631.6906 | -0.00028611 |  | 631.6906 | -0.0010815 |  | 817.1707 | 0.2633 |  | 631.6906 | -0.00048889 |  | 820.4498 | 0.0945 |  | 817.8483 | 0.0341 |  | 631.6906 | 0 |  | 950.114 | 0.096241 |  |  |  | 944.816 | 0.0036596 |  | 1186.1106 | 0.69166 |  | 1320.908 | 0.94892 | [7 empty] | 1107.3981 | 0 |  | 1107.3915 | 0.03475
| 818.0147 | 0.02985 |  | 631.9215 | 0.00023516 |  | 631.9215 | 0.0009897 |  | 817.3371 | 0.26245 |  | 631.9215 | 0.00053028 |  | 820.6175 | 0.09536 |  | 818.0147 | 0.03512 |  | 631.9215 | 0.00020024 |  | 950.2039 | 0.096458 |  |  |  | 945.09 | 0.0033397 |  | 1186.1796 | 0.69281 |  | 1321.1217 | 0.9465 | [7 empty] | 1107.4581 | 0 |  | 1107.4515 | 0.03473
| 818.181 | 0.02001 |  | 632.1524 | -0.00035409 |  | 632.1524 | -0.00080943 |  | 817.5036 | 0.26982 |  | 632.1524 | -0.00060418 |  | 820.7852 | 0.09646 |  | 818.181 | 0.03474 |  | 632.1524 | 0 |  | 950.2937 | 0.097581 |  |  |  | 945.363 | 0.0033914 |  | 1186.2484 | 0.69397 |  | 1321.3354 | 0.94372 | [7 empty] | 1107.5183 | 0 |  | 1107.5116 | 0.0347
| 818.3473 | 0.02115 |  | 632.3833 | 0.00026486 |  | 632.3833 | -0.00083397 |  | 817.67 | 0.27547 |  | 632.3833 | 0.00058425 |  | 820.9529 | 0.09744 |  | 818.3473 | 0.03543 |  | 632.3833 | 0 |  | 950.3835 | 0.098352 |  |  |  | 945.637 | 0.0035365 |  | 1186.3174 | 0.69516 |  | 1321.5493 | 0.94058 | [7 empty] | 1107.5784 | 0 |  | 1107.5717 | 0.03468
| 818.5136 | 0.01894 |  | 632.6143 | -0.0005837 |  | 632.6143 | -0.0018767 |  | 817.8365 | 0.27314 |  | 632.6143 | -0.00060813 |  | 821.1206 | 0.09841 |  | 818.5136 | 0.03514 |  | 632.6143 | 0 |  | 950.4734 | 0.09892 |  |  |  | 945.911 | 0.003719 |  | 1186.3863 | 0.69634 |  | 1321.7633 | 0.93712 | [7 empty] | 1107.6384 | 0 |  | 1107.6318 | 0.03469
| 818.6799 | 0.01944 |  | 632.8452 | 0.00025257 |  | 632.8452 | -0.00018904 |  | 818.003 | 0.27401 |  | 632.8452 | 0.00028596 |  | 821.2884 | 0.09957 |  | 818.6799 | 0.03514 |  | 632.8452 | 0 |  | 950.5634 | 0.099395 |  |  |  | 946.185 | 0.0040066 |  | 1186.4552 | 0.69755 |  | 1321.9773 | 0.93347 | [7 empty] | 1107.6986 | 0 |  | 1107.6919 | 0.03473
| 818.8463 | 0.0153 |  | 633.0762 | -0.00021229 |  | 633.0762 | -0.00073529 |  | 818.1694 | 0.27756 |  | 633.0762 | -0.00032605 |  | 821.4561 | 0.10099 |  | 818.8463 | 0.03478 |  | 633.0762 | 0 |  | 950.6533 | 0.099264 |  |  |  | 946.459 | 0.0038495 |  | 1186.5242 | 0.69875 |  | 1322.1914 | 0.92978 | [7 empty] | 1107.7587 | 0 |  | 1107.7521 | 0.03484
| 819.0126 | 0.01781 |  | 633.3072 | 0.00045589 |  | 633.3072 | 0.00035365 |  | 818.3359 | 0.28007 |  | 633.3072 | 0.00088104 |  | 821.6238 | 0.10233 |  | 819.0126 | 0.03462 |  | 633.3072 | 0.001 |  | 950.7432 | 0.099443 |  |  |  | 946.734 | 0.004023 |  | 1186.5931 | 0.69998 |  | 1322.4055 | 0.92621 | [7 empty] | 1107.8189 | 0 |  | 1107.8121 | 0.035
| 819.1789 | 0.01326 |  | 633.5382 | -0.00035282 |  | 633.5382 | 0.00021185 |  | 818.5024 | 0.28302 |  | 633.5382 | -0.00030075 |  | 821.7915 | 0.10366 |  | 819.1789 | 0.03447 |  | 633.5382 | 0 |  | 950.8332 | 0.10016 |  |  |  | 947.008 | 0.0042119 |  | 1186.6621 | 0.70121 |  | 1322.6198 | 0.92287 | [7 empty] | 1107.8789 | 0 |  | 1107.8723 | 0.0352
| 819.3453 | 0.01441 |  | 633.7692 | 0.00042382 |  | 633.7692 | -0.001038 |  | 818.6689 | 0.28695 |  | 633.7692 | 0.00021152 |  | 821.9593 | 0.10475 |  | 819.3453 | 0.03432 |  | 633.7692 | 0 |  | 950.9232 | 0.10093 |  |  |  | 947.283 | 0.0042015 |  | 1186.7311 | 0.70246 |  | 1322.834 | 0.91979 | [7 empty] | 1107.9391 | 0 |  | 1107.9324 | 0.03543
| 819.5116 | 0.01308 |  | 634.0002 | -0.0009194 |  | 634.0002 | -0.00066489 |  | 818.8353 | 0.28054 |  | 634.0002 | -0.00058349 |  | 822.127 | 0.10577 |  | 819.5116 | 0.03435 |  | 634.0002 | 0 |  | 951.0132 | 0.1011 |  |  |  | 947.558 | 0.0042372 |  | 1186.8001 | 0.70371 |  | 1323.0483 | 0.91695 | [7 empty] | 1107.9992 | 0 |  | 1107.9925 | 0.03567
| 819.678 | 0.01601 |  | 634.2312 | 0.00057537 |  | 634.2312 | 0.00038616 |  | 819.0018 | 0.28949 |  | 634.2312 | 0.00031391 |  | 822.2948 | 0.10671 |  | 819.678 | 0.03411 |  | 634.2312 | 0 |  | 951.1031 | 0.10069 |  |  |  | 947.833 | 0.004048 |  | 1186.869 | 0.70497 |  | 1323.2628 | 0.91423 | [7 empty] | 1108.0593 | 0 |  | 1108.0527 | 0.03587
| 819.8443 | 0.01619 |  | 634.4622 | -0.0006414 |  | 634.4622 | -0.00077597 |  | 819.1683 | 0.29118 |  | 634.4622 | -0.00063826 |  | 822.4625 | 0.10778 |  | 819.8443 | 0.03401 |  | 634.4623 | 0 |  | 951.1932 | 0.10133 |  |  |  | 948.108 | 0.0042147 |  | 1186.9381 | 0.70625 |  | 1323.4773 | 0.91149 | [7 empty] | 1108.1195 | 0 |  | 1108.1128 | 0.03601
| 820.0107 | 0.01781 |  | 634.6933 | -7.9481e-05 |  | 634.6933 | 0.00021024 |  | 819.3348 | 0.29395 |  | 634.6933 | 0.00038321 |  | 822.6303 | 0.10876 |  | 820.0107 | 0.03369 |  | 634.6933 | 0 |  | 951.2833 | 0.10311 |  |  |  | 948.383 | 0.0039474 |  | 1187.0071 | 0.70753 |  | 1323.6918 | 0.90858 | [7 empty] | 1108.1797 | 0 |  | 1108.173 | 0.03607
| 820.177 | 0.01461 |  | 634.9243 | -0.00076813 |  | 634.9243 | -0.0010785 |  | 819.5013 | 0.29362 |  | 634.9243 | -0.00063127 |  | 822.798 | 0.11014 |  | 820.177 | 0.0337 |  | 634.9244 | 0.001 |  | 951.3733 | 0.10379 |  |  |  | 948.659 | 0.0045785 |  | 1187.076 | 0.70884 |  | 1323.9065 | 0.90538 | [7 empty] | 1108.2399 | 0 |  | 1108.2332 | 0.03602
| 820.3434 | 0.01677 |  | 635.1554 | 0.00067676 |  | 635.1554 | 0.0016514 |  | 819.6678 | 0.29747 |  | 635.1554 | 0.00059957 |  | 822.9658 | 0.11147 |  | 820.3434 | 0.03343 |  | 635.1554 | 0 |  | 951.4634 | 0.10362 |  |  |  | 948.934 | 0.0046277 |  | 1187.1451 | 0.71014 |  | 1324.1211 | 0.90182 | [7 empty] | 1108.3001 | 0 |  | 1108.2933 | 0.03586
| 820.5097 | 0.01528 |  | 635.3865 | -0.00068268 |  | 635.3865 | -0.00089014 |  | 819.8343 | 0.29898 |  | 635.3865 | -0.00031595 |  | 823.1336 | 0.11306 |  | 820.5097 | 0.03334 |  | 635.3865 | 0 |  | 951.5535 | 0.10414 |  |  |  | 949.21 | 0.0047292 |  | 1187.2141 | 0.71146 |  | 1324.3359 | 0.8979 | [7 empty] | 1108.3602 | 0 |  | 1108.3535 | 0.03557
| 820.6761 | 0.01784 |  | 635.6176 | 0.0007441 |  | 635.6176 | 0.001246 |  | 820.0009 | 0.30621 |  | 635.6176 | 0.00064555 |  | 823.3013 | 0.11429 |  | 820.6761 | 0.03289 |  | 635.6176 | 0 |  | 951.6436 | 0.10458 |  |  |  | 949.486 | 0.0043941 |  | 1187.2832 | 0.71279 |  | 1324.5508 | 0.89364 | [7 empty] | 1108.4204 | 0 |  | 1108.4137 | 0.03516
| 820.8425 | 0.01732 |  | 635.8487 | -0.0007292 |  | 635.8487 | -0.00011 |  | 820.1674 | 0.30616 |  | 635.8487 | -0.00058637 |  | 823.4691 | 0.11565 |  | 820.8425 | 0.03289 |  | 635.8487 | 0.001 |  | 951.7337 | 0.10475 |  |  |  | 949.762 | 0.0049424 |  | 1187.3522 | 0.71413 |  | 1324.7656 | 0.88905 | [7 empty] | 1108.4806 | 0 |  | 1108.4739 | 0.03463
| 821.0088 | 0.01494 |  | 636.0798 | 0.0002358 |  | 636.0798 | 0.00040399 |  | 820.3339 | 0.31381 |  | 636.0798 | 0.00057252 |  | 823.6369 | 0.11686 |  | 821.0088 | 0.03256 |  | 636.0798 | 0.001 |  | 951.8238 | 0.10523 |  |  |  | 950.038 | 0.0047295 |  | 1187.4213 | 0.71548 |  | 1324.9806 | 0.88417 | [7 empty] | 1108.5408 | 0 |  | 1108.5341 | 0.034
| 821.1752 | 0.01751 |  | 636.3109 | -0.00068956 |  | 636.3109 | -0.00016487 |  | 820.5004 | 0.30506 |  | 636.3109 | -0.00055965 |  | 823.8047 | 0.1182 |  | 821.1752 | 0.03283 |  | 636.3109 | 0 |  | 951.9139 | 0.10539 |  |  |  | 950.315 | 0.0046909 |  | 1187.4904 | 0.71684 |  | 1325.1957 | 0.879 | [7 empty] | 1108.601 | 0 |  | 1108.5942 | 0.03331
| 821.3416 | 0.01596 |  | 636.542 | 0.00023962 |  | 636.542 | -0.00028019 |  | 820.667 | 0.31829 |  | 636.542 | 0.00011655 |  | 823.9725 | 0.11923 |  | 821.3416 | 0.03258 |  | 636.542 | 0 |  | 952.0041 | 0.10636 |  |  |  | 950.591 | 0.0045879 |  | 1187.5593 | 0.71821 |  | 1325.4108 | 0.87355 | [7 empty] | 1108.6611 | 0 |  | 1108.6545 | 0.03261
| 821.508 | 0.01762 |  | 636.7732 | -0.00039324 |  | 636.7732 | -1.4068e-06 |  | 820.8335 | 0.31174 |  | 636.7732 | -0.00066918 |  | 824.1403 | 0.12066 |  | 821.508 | 0.03293 |  | 636.7732 | 0 |  | 952.0943 | 0.10838 |  |  |  | 950.868 | 0.0051376 |  | 1187.6284 | 0.71959 |  | 1325.626 | 0.86786 | [7 empty] | 1108.7214 | 0 |  | 1108.7147 | 0.03195
| 821.6744 | 0.0174 |  | 637.0043 | 0.00075448 |  | 637.0043 | 0.0013053 |  | 821 | 0.31941 |  | 637.0043 | 0.00043946 |  | 824.3081 | 0.12206 |  | 821.6744 | 0.03266 |  | 637.0043 | 0 |  | 952.1845 | 0.10851 |  |  |  | 951.145 | 0.0051282 |  | 1187.6975 | 0.72097 |  | 1325.8412 | 0.86202 | [7 empty] | 1108.7816 | 0 |  | 1108.7749 | 0.03138
| 821.8408 | 0.01734 |  | 637.2355 | 5.6903e-05 |  | 637.2355 | -0.0008715 |  | 821.1666 | 0.32264 |  | 637.2355 | -0.00041915 |  | 824.4759 | 0.12361 |  | 821.8408 | 0.03319 |  | 637.2355 | 0 |  | 952.2748 | 0.10753 |  |  |  | 951.422 | 0.0048958 |  | 1187.7666 | 0.72238 |  | 1326.0565 | 0.85614 | [7 empty] | 1108.8418 | 0 |  | 1108.8352 | 0.03095
| 822.0072 | 0.01457 |  | 637.4667 | 0.00013967 |  | 637.4667 | 0.0010368 |  | 821.3331 | 0.32701 |  | 637.4667 | 0.00033144 |  | 824.6437 | 0.12515 |  | 822.0072 | 0.03289 |  | 637.4667 | 0 |  | 952.365 | 0.10799 |  |  |  | 951.699 | 0.0052528 |  | 1187.8357 | 0.72379 |  | 1326.272 | 0.85041 | [7 empty] | 1108.9021 | 0 |  | 1108.8954 | 0.03069
| 822.1735 | 0.01649 |  | 637.6978 | -0.00045835 |  | 637.6978 | -0.00033502 |  | 821.4996 | 0.32694 |  | 637.6978 | -0.00058986 |  | 824.8116 | 0.12678 |  | 822.1735 | 0.03332 |  | 637.6979 | 0 |  | 952.4553 | 0.10923 |  |  |  | 951.977 | 0.0049907 |  | 1187.9048 | 0.72521 |  | 1326.4874 | 0.84496 | [7 empty] | 1108.9623 | 0 |  | 1108.9557 | 0.03058
| 822.34 | 0.01375 |  | 637.929 | 0.00024432 |  | 637.929 | 0.000727 |  | 821.6662 | 0.33389 |  | 637.929 | 0.00015609 |  | 824.9794 | 0.12835 |  | 822.34 | 0.03291 |  | 637.929 | 0 |  | 952.5455 | 0.10993 |  |  |  | 952.254 | 0.0054383 |  | 1187.974 | 0.72663 |  | 1326.703 | 0.83992 | [7 empty] | 1109.0226 | 0 |  | 1109.0159 | 0.0306
| 822.5064 | 0.01554 |  | 638.1602 | -0.00022295 |  | 638.1602 | -0.00062879 |  | 821.8328 | 0.33736 |  | 638.1602 | -0.00042337 |  | 825.1472 | 0.12986 |  | 822.5064 | 0.03335 |  | 638.1603 | 0 |  | 952.6359 | 0.11016 |  |  |  | 952.532 | 0.0053421 |  | 1188.0431 | 0.72807 |  | 1326.9186 | 0.83534 | [7 empty] | 1109.0828 | 0 |  | 1109.0762 | 0.03071
| 822.6728 | 0.01406 |  | 638.3915 | 0.00067881 |  | 638.3915 | 0.0014445 |  | 821.9993 | 0.34411 |  | 638.3915 | 0.00067661 |  | 825.315 | 0.13144 |  | 822.6728 | 0.03299 |  | 638.3915 | 0 |  | 952.7262 | 0.11057 |  |  |  | 952.81 | 0.0053205 |  | 1188.1122 | 0.72951 |  | 1327.1343 | 0.83117 | [7 empty] | 1109.1431 | 0 |  | 1109.1365 | 0.03087
| 822.8392 | 0.01554 |  | 638.6227 | -0.00044213 |  | 638.6227 | 0.00022394 |  | 822.1659 | 0.33906 |  | 638.6227 | -0.00056985 |  | 825.4829 | 0.13291 |  | 822.8392 | 0.03322 |  | 638.6227 | 0 |  | 952.8165 | 0.11093 |  |  |  | 953.088 | 0.0056543 |  | 1188.1814 | 0.73097 |  | 1327.35 | 0.82732 | [7 empty] | 1109.2034 | 0 |  | 1109.1967 | 0.03106
| 823.0056 | 0.01575 |  | 638.8539 | -0.00040761 |  | 638.8539 | 0.00064008 |  | 822.3325 | 0.34863 |  | 638.8539 | -0.00047768 |  | 825.6507 | 0.13455 |  | 823.0056 | 0.0338 |  | 638.8539 | 0 |  | 952.9069 | 0.11107 |  |  |  | 953.366 | 0.0054483 |  | 1188.2505 | 0.73244 |  | 1327.5658 | 0.82363 | [7 empty] | 1109.2637 | 0 |  | 1109.257 | 0.03126
| 823.172 | 0.01375 |  | 639.0852 | 0.00010793 |  | 639.0852 | 0.0024987 |  | 822.499 | 0.35914 |  | 639.0852 | 0.00021772 |  | 825.8186 | 0.13587 |  | 823.172 | 0.03415 |  | 639.0852 | 0 |  | 952.9973 | 0.11136 |  |  |  | 953.645 | 0.0057648 |  | 1188.3197 | 0.73391 |  | 1327.7816 | 0.81996 | [7 empty] | 1109.3238 | 0 |  | 1109.3173 | 0.03146
| 823.3384 | 0.01579 |  | 639.3164 | -0.00042955 |  | 639.3164 | -0.00061954 |  | 822.6656 | 0.36333 |  | 639.3164 | -0.00076313 |  | 825.9864 | 0.1374 |  | 823.3384 | 0.03517 |  | 639.3164 | 0 |  | 953.0876 | 0.11219 |  |  |  | 953.923 | 0.0062659 |  | 1188.3888 | 0.7354 |  | 1327.9977 | 0.81616 | [7 empty] | 1109.3842 | 0 |  | 1109.3776 | 0.03166
| 823.5049 | 0.01352 |  | 639.5477 | 0.00062285 |  | 639.5477 | 0.0017761 |  | 822.8322 | 0.36674 |  | 639.5477 | 0.00038757 |  | 826.1543 | 0.13872 |  | 823.5049 | 0.0347 |  | 639.5477 | 0.001 |  | 953.178 | 0.11359 |  |  |  | 954.202 | 0.0056904 |  | 1188.458 | 0.73689 |  | 1328.2136 | 0.8121 | [7 empty] | 1109.4445 | 0 |  | 1109.4379 | 0.03186
| 823.6713 | 0.01607 |  | 639.779 | -0.00072833 |  | 639.779 | -0.00019113 |  | 822.9988 | 0.37159 |  | 639.779 | -0.00070588 |  | 826.3221 | 0.14019 |  | 823.6713 | 0.03569 |  | 639.779 | 0.00020024 |  | 953.2684 | 0.11373 |  |  |  | 954.481 | 0.0058163 |  | 1188.5272 | 0.73839 |  | 1328.4298 | 0.80766 | [7 empty] | 1109.5048 | 0 |  | 1109.4982 | 0.03206
| 823.8377 | 0.01366 |  | 640.0103 | 0.0010063 |  | 640.0103 | 0.00083114 |  | 823.1654 | 0.37162 |  | 640.0103 | 0.0004023 |  | 826.49 | 0.14119 |  | 823.8377 | 0.03503 |  | 640.0103 | 0 |  | 953.3589 | 0.11332 |  |  |  | 954.76 | 0.0061328 |  | 1188.5963 | 0.7399 |  | 1328.6459 | 0.80276 | [7 empty] | 1109.5651 | 0 |  | 1109.5585 | 0.03225
| 824.0042 | 0.01586 |  | 640.2416 | -0.00074915 |  | 640.2416 | -0.00030759 |  | 823.332 | 0.37525 |  | 640.2416 | -0.00051499 |  | 826.6579 | 0.14253 |  | 824.0042 | 0.03611 |  | 640.2416 | 0 |  | 953.4493 | 0.11408 |  |  |  | 955.039 | 0.0062997 |  | 1188.6655 | 0.74142 |  | 1328.8622 | 0.79735 | [7 empty] | 1109.6254 | 0 |  | 1109.6188 | 0.03244
| 824.1706 | 0.01498 |  | 640.4729 | 0.0004036 |  | 640.4729 | 0.00099808 |  | 823.4986 | 0.37986 |  | 640.4729 | 0.00067128 |  | 826.8258 | 0.14372 |  | 824.1706 | 0.03565 |  | 640.4729 | 0 |  | 953.5398 | 0.11504 |  |  |  | 955.318 | 0.0066198 |  | 1188.7347 | 0.74294 |  | 1329.0785 | 0.79143 | [7 empty] | 1109.6858 | 0 |  | 1109.6791 | 0.03262
| 824.337 | 0.0161 |  | 640.7042 | -0.00067747 |  | 640.7042 | -0.00083335 |  | 823.6652 | 0.38629 |  | 640.7042 | -0.00070326 |  | 826.9937 | 0.14501 |  | 824.337 | 0.03679 |  | 640.7042 | 0 |  | 953.6303 | 0.11522 |  |  |  | 955.598 | 0.0059644 |  | 1188.804 | 0.74448 |  | 1329.2948 | 0.78507 | [7 empty] | 1109.7461 | 0 |  | 1109.7394 | 0.0328
| 824.5035 | 0.01447 |  | 640.9356 | 0.00017036 |  | 640.9356 | 0.0014945 |  | 823.8318 | 0.39304 |  | 640.9356 | 0.00049298 |  | 827.1616 | 0.14604 |  | 824.5035 | 0.03614 |  | 640.9356 | 0.001 |  | 953.7208 | 0.11483 |  |  |  | 955.877 | 0.0067373 |  | 1188.8732 | 0.74602 |  | 1329.5114 | 0.77843 | [7 empty] | 1109.8064 | 0 |  | 1109.7997 | 0.033
| 824.6699 | 0.01586 |  | 641.1669 | -0.0006797 |  | 641.1669 | -6.3891e-05 |  | 823.9984 | 0.39457 |  | 641.1669 | -0.00053652 |  | 827.3294 | 0.14774 |  | 824.6699 | 0.03705 |  | 641.1669 | 0 |  | 953.8113 | 0.11527 |  |  |  | 956.157 | 0.0063113 |  | 1188.9424 | 0.74757 |  | 1329.7278 | 0.77173 | [7 empty] | 1109.8667 | 0 |  | 1109.8601 | 0.03322
| 824.8364 | 0.01373 |  | 641.3983 | 0.00048884 |  | 641.3983 | 0.0013755 |  | 824.165 | 0.39878 |  | 641.3983 | 0.00038422 |  | 827.4973 | 0.14936 |  | 824.8364 | 0.03635 |  | 641.3983 | 0 |  | 953.9019 | 0.11675 |  |  |  | 956.437 | 0.0063591 |  | 1189.0117 | 0.74913 |  | 1329.9445 | 0.76521 | [7 empty] | 1109.9271 | 0 |  | 1109.9204 | 0.03346
| 825.0029 | 0.01596 |  | 641.6296 | -0.00050388 |  | 641.6296 | -0.00042729 |  | 824.3316 | 0.40541 |  | 641.6296 | -0.0004815 |  | 827.6653 | 0.15119 |  | 825.0029 | 0.03736 |  | 641.6296 | 0 |  | 953.9924 | 0.1179 |  |  |  | 956.717 | 0.0071056 |  | 1189.0809 | 0.75069 |  | 1330.161 | 0.75909 | [7 empty] | 1109.9874 | 0 |  | 1109.9808 | 0.03372
| 825.1693 | 0.01449 |  | 641.861 | 0.00038025 |  | 641.861 | 0.0011069 |  | 824.4982 | 0.41194 |  | 641.861 | 0.00068867 |  | 827.8332 | 0.15277 |  | 825.1693 | 0.03705 |  | 641.861 | 0 |  | 954.083 | 0.11886 |  |  |  | 956.998 | 0.0068663 |  | 1189.1501 | 0.75227 |  | 1330.3778 | 0.75354 | [7 empty] | 1110.0478 | 0 |  | 1110.0411 | 0.03399
| 825.3358 | 0.01624 |  | 642.0924 | -0.00035602 |  | 642.0924 | -0.00043263 |  | 824.6648 | 0.41227 |  | 642.0924 | -0.0004683 |  | 828.0011 | 0.15461 |  | 825.3358 | 0.0381 |  | 642.0924 | 0 |  | 954.1736 | 0.11975 |  |  |  | 957.278 | 0.0069653 |  | 1189.2195 | 0.75385 |  | 1330.5946 | 0.74858 | [7 empty] | 1110.1082 | 0 |  | 1110.1016 | 0.03424
| 825.5023 | 0.01468 |  | 642.3238 | 0.00088337 |  | 642.3238 | 0.0024267 |  | 824.8315 | 0.41752 |  | 642.3238 | 0.00065588 |  | 828.169 | 0.15615 |  | 825.5023 | 0.03773 |  | 642.3238 | 0 |  | 954.2642 | 0.12004 |  |  |  | 957.559 | 0.0068783 |  | 1189.2887 | 0.75544 |  | 1330.8115 | 0.74413 | [7 empty] | 1110.1686 | 0 |  | 1110.1619 | 0.03446
| 825.6687 | 0.01612 |  | 642.5552 | -0.00059358 |  | 642.5552 | 0.00029219 |  | 824.9981 | 0.42284 |  | 642.5552 | -0.00034481 |  | 828.3369 | 0.15767 |  | 825.6687 | 0.0384 |  | 642.5552 | 0 |  | 954.3548 | 0.12011 |  |  |  | 957.84 | 0.0067288 |  | 1189.358 | 0.75704 |  | 1331.0284 | 0.73999 | [7 empty] | 1110.2289 | 0 |  | 1110.2223 | 0.03462
| 825.8352 | 0.01509 |  | 642.7866 | 0.00022385 |  | 642.7866 | 0.0011617 |  | 825.1647 | 0.43358 |  | 642.7866 | 0.00061671 |  | 828.5048 | 0.15895 |  | 825.8352 | 0.03811 |  | 642.7866 | 0 |  | 954.4454 | 0.12075 |  |  |  | 958.121 | 0.0072358 |  | 1189.4272 | 0.75864 |  | 1331.2454 | 0.73586 | [7 empty] | 1110.2893 | 0 |  | 1110.2827 | 0.0347
| 826.0017 | 0.01631 |  | 643.0181 | -0.0005083 |  | 643.0181 | 0.00066075 |  | 825.3314 | 0.42946 |  | 643.0181 | -0.0007902 |  | 828.6728 | 0.16052 |  | 826.0017 | 0.03895 |  | 643.0181 | 0 |  | 954.5361 | 0.12157 |  |  |  | 958.402 | 0.0072795 |  | 1189.4966 | 0.76025 |  | 1331.4625 | 0.73147 | [7 empty] | 1110.3497 | 0 |  | 1110.343 | 0.03469
| 826.1682 | 0.01463 |  | 643.2495 | 0.00040103 |  | 643.2495 | 0.00065873 |  | 825.498 | 0.44012 |  | 643.2495 | 0.00016914 |  | 828.8407 | 0.16188 |  | 826.1682 | 0.03896 |  | 643.2495 | 0 |  | 954.6267 | 0.1218 |  |  |  | 958.683 | 0.0067588 |  | 1189.5658 | 0.76186 |  | 1331.6797 | 0.72662 | [7 empty] | 1110.4102 | 0 |  | 1110.4034 | 0.03459
| 826.3347 | 0.01558 |  | 643.4809 | -0.00065462 |  | 643.4809 | -0.00038462 |  | 825.6647 | 0.44136 |  | 643.4809 | -0.00085252 |  | 829.0086 | 0.16361 |  | 826.3347 | 0.0398 |  | 643.481 | 0 |  | 954.7174 | 0.1226 |  |  |  | 958.965 | 0.007504 |  | 1189.6351 | 0.7635 |  | 1331.8969 | 0.72123 | [7 empty] | 1110.4706 | 0 |  | 1110.4639 | 0.03441
| 826.5011 | 0.01489 |  | 643.7124 | 5.3097e-06 |  | 643.7124 | -0.00088039 |  | 825.8313 | 0.44878 |  | 643.7124 | 0.00091409 |  | 829.1766 | 0.16521 |  | 826.5011 | 0.03985 |  | 643.7124 | 0.001 |  | 954.8081 | 0.12328 |  |  |  | 959.246 | 0.0075136 |  | 1189.7045 | 0.76513 |  | 1332.1141 | 0.71539 | [7 empty] | 1110.5309 | 0 |  | 1110.5243 | 0.03418
| 826.6676 | 0.01594 |  | 643.9439 | -0.00073183 |  | 643.9439 | 0.0007118 |  | 825.998 | 0.44968 |  | 643.9439 | -0.00067462 |  | 829.3446 | 0.16698 |  | 826.6676 | 0.04042 |  | 643.9439 | 0.001 |  | 954.8989 | 0.12328 |  |  |  | 959.528 | 0.00739 |  | 1189.7738 | 0.76676 |  | 1332.3315 | 0.7093 | [7 empty] | 1110.5913 | 0 |  | 1110.5847 | 0.0339
| 826.8341 | 0.0151 |  | 644.1754 | 0.0004163 |  | 644.1754 | 0.00017819 |  | 826.1646 | 0.45524 |  | 644.1754 | 0.00039765 |  | 829.5125 | 0.16874 |  | 826.8341 | 0.04054 |  | 644.1754 | 0.00020024 |  | 954.9896 | 0.12359 |  |  |  | 959.81 | 0.007861 |  | 1189.8431 | 0.76841 |  | 1332.549 | 0.70322 | [7 empty] | 1110.6517 | 0 |  | 1110.6451 | 0.0336
| 827.0006 | 0.01607 |  | 644.4069 | -0.00065383 |  | 644.4069 | -0.0015911 |  | 826.3313 | 0.4619 |  | 644.4069 | -0.00085553 |  | 829.6805 | 0.17054 |  | 827.0006 | 0.04108 |  | 644.4069 | 0 |  | 955.0803 | 0.12411 |  |  |  | 960.092 | 0.0078912 |  | 1189.9125 | 0.77006 |  | 1332.7665 | 0.6974 | [7 empty] | 1110.7123 | 0 |  | 1110.7056 | 0.03327
| 827.1671 | 0.01482 |  | 644.6384 | 0.00030432 |  | 644.6384 | 0.00027265 |  | 826.498 | 0.46544 |  | 644.6384 | 0.00010619 |  | 829.8484 | 0.17182 |  | 827.1671 | 0.04131 |  | 644.6384 | 0 |  | 955.1711 | 0.12548 |  |  |  | 960.375 | 0.008011 |  | 1189.9818 | 0.77172 |  | 1332.9841 | 0.69203 | [7 empty] | 1110.7727 | 0 |  | 1110.766 | 0.03293
| 827.3336 | 0.01487 |  | 644.8699 | -0.0002977 |  | 644.8699 | -0.0016858 |  | 826.6646 | 0.4683 |  | 644.8699 | -0.00059822 |  | 830.0164 | 0.17351 |  | 827.3336 | 0.04173 |  | 644.8699 | 0 |  | 955.2619 | 0.12705 |  |  |  | 960.657 | 0.0077996 |  | 1190.0512 | 0.77339 |  | 1333.2018 | 0.68715 | [7 empty] | 1110.8331 | 0 |  | 1110.8264 | 0.03256
| 827.5001 | 0.01505 |  | 645.1014 | 0.00062149 |  | 645.1014 | 0.00042176 |  | 826.8313 | 0.47208 |  | 645.1014 | 0.0001745 |  | 830.1844 | 0.17517 |  | 827.5001 | 0.04204 |  | 645.1014 | 0 |  | 955.3527 | 0.1276 |  |  |  | 960.94 | 0.0083347 |  | 1190.1206 | 0.77506 |  | 1333.4194 | 0.68272 | [7 empty] | 1110.8936 | 0 |  | 1110.8868 | 0.03219
| 827.6667 | 0.01587 |  | 645.333 | -0.00065974 |  | 645.333 | -0.00066386 |  | 826.998 | 0.48502 |  | 645.333 | -0.00057962 |  | 830.3524 | 0.17695 |  | 827.6667 | 0.04245 |  | 645.3329 | 0 |  | 955.4436 | 0.12771 |  |  |  | 961.223 | 0.0086108 |  | 1190.1899 | 0.77674 |  | 1333.6372 | 0.67862 | [7 empty] | 1110.954 | 0 |  | 1110.9474 | 0.03182
| 827.8332 | 0.01482 |  | 645.5645 | 0.00029714 |  | 645.5645 | 0.00059553 |  | 827.1647 | 0.47874 |  | 645.5645 | 0.00079082 |  | 830.5204 | 0.17851 |  | 827.8332 | 0.0428 |  | 645.5645 | 0 |  | 955.5344 | 0.12713 |  |  |  | 961.505 | 0.0083305 |  | 1190.2593 | 0.77842 |  | 1333.8551 | 0.67471 | [7 empty] | 1111.0145 | 0 |  | 1111.0078 | 0.03148
| 827.9997 | 0.01477 |  | 645.7961 | -0.00038254 |  | 645.7961 | -0.0009362 |  | 827.3314 | 0.48252 |  | 645.7961 | -0.00072786 |  | 830.6884 | 0.18036 |  | 827.9997 | 0.04321 |  | 645.7961 | 0 |  | 955.6253 | 0.12647 |  |  |  | 961.789 | 0.0084606 |  | 1190.3287 | 0.78012 |  | 1334.073 | 0.67089 | [7 empty] | 1111.0749 | 0 |  | 1111.0682 | 0.0312
| 828.1662 | 0.01444 |  | 646.0276 | 4.601e-05 |  | 646.0276 | 0.00059907 |  | 827.4981 | 0.48708 |  | 646.0276 | 0.00023297 |  | 830.8563 | 0.18223 |  | 828.1662 | 0.0437 |  | 646.0276 | 0 |  | 955.7162 | 0.12752 |  |  |  | 962.072 | 0.0086008 |  | 1190.3981 | 0.7818 |  | 1334.291 | 0.6671 | [7 empty] | 1111.1355 | 0 |  | 1111.1288 | 0.03101
| 828.3328 | 0.01487 |  | 646.2592 | -7.2201e-05 |  | 646.2592 | -0.00062026 |  | 827.6648 | 0.48658 |  | 646.2592 | -0.00023564 |  | 831.0243 | 0.18422 |  | 828.3328 | 0.044 |  | 646.2592 | 0 |  | 955.8071 | 0.1292 |  |  |  | 962.355 | 0.0088695 |  | 1190.4675 | 0.7835 |  | 1334.5092 | 0.66337 | [7 empty] | 1111.1959 | 0 |  | 1111.1892 | 0.03095
| 828.4993 | 0.01257 |  | 646.4908 | 0.00059958 |  | 646.4908 | 0.0015816 |  | 827.8315 | 0.49284 |  | 646.4908 | 0.00070657 |  | 831.1924 | 0.1857 |  | 828.4993 | 0.04432 |  | 646.4908 | 0 |  | 955.898 | 0.13004 |  |  |  | 962.639 | 0.0084597 |  | 1190.537 | 0.78521 |  | 1334.7273 | 0.6597 | [7 empty] | 1111.2565 | 0 |  | 1111.2498 | 0.03102
| 828.6658 | 0.01457 |  | 646.7224 | 0.00031097 |  | 646.7224 | -0.00020626 |  | 827.9982 | 0.49818 |  | 646.7224 | -0.00054497 |  | 831.3604 | 0.18769 |  | 828.6658 | 0.0446 |  | 646.7224 | 0 |  | 955.989 | 0.13034 |  |  |  | 962.923 | 0.0084696 |  | 1190.6063 | 0.78692 |  | 1334.9456 | 0.65609 | [7 empty] | 1111.3169 | 0 |  | 1111.3103 | 0.03122
| 828.8324 | 0.01449 |  | 646.954 | 0.00042782 |  | 646.954 | 0.0016499 |  | 828.1649 | 0.50217 |  | 646.954 | 0.00050612 |  | 831.5284 | 0.18959 |  | 828.8324 | 0.04557 |  | 646.954 | 0.00020024 |  | 956.0799 | 0.13043 |  |  |  | 963.207 | 0.0096454 |  | 1190.6758 | 0.78865 |  | 1335.1638 | 0.65247 | [7 empty] | 1111.3774 | 0 |  | 1111.3707 | 0.03156
| 828.9989 | 0.01526 |  | 647.1856 | -0.00050795 |  | 647.1856 | 0.0005211 |  | 828.3316 | 0.49954 |  | 647.1856 | 0.00012441 |  | 831.6964 | 0.19153 |  | 828.9989 | 0.04637 |  | 647.1856 | 0 |  | 956.1708 | 0.13046 |  |  |  | 963.491 | 0.0087518 |  | 1190.7452 | 0.79037 |  | 1335.3822 | 0.64873 | [7 empty] | 1111.438 | 0 |  | 1111.4313 | 0.032
| 829.1654 | 0.01226 |  | 647.4173 | 0.00026493 |  | 647.4173 | 0.00073427 |  | 828.4983 | 0.50523 |  | 647.4173 | 0.00040903 |  | 831.8644 | 0.19298 |  | 829.1654 | 0.04745 |  | 647.4173 | 0 |  | 956.2618 | 0.13114 |  |  |  | 963.775 | 0.0092934 |  | 1190.8147 | 0.79209 |  | 1335.6006 | 0.64473 | [7 empty] | 1111.4984 | 0 |  | 1111.4918 | 0.03254
| 829.332 | 0.01445 |  | 647.6489 | -0.00037659 |  | 647.6489 | -0.00033757 |  | 828.665 | 0.50808 |  | 647.6489 | -0.00098163 |  | 832.0325 | 0.19479 |  | 829.332 | 0.04787 |  | 647.6489 | 0 |  | 956.3528 | 0.13272 |  |  |  | 964.06 | 0.0092036 |  | 1190.8842 | 0.79382 |  | 1335.8191 | 0.64034 | [7 empty] | 1111.559 | 0 |  | 1111.5524 | 0.03312
| 829.4985 | 0.01456 |  | 647.8806 | 0.0007349 |  | 647.8806 | -0.0007765 |  | 828.8317 | 0.51567 |  | 647.8806 | 0.00020199 |  | 832.2005 | 0.19637 |  | 829.4985 | 0.0483 |  | 647.8806 | 0 |  | 956.4439 | 0.13416 |  |  |  | 964.345 | 0.0097803 |  | 1190.9536 | 0.79556 |  | 1336.0377 | 0.63546 | [7 empty] | 1111.6195 | 0 |  | 1111.6128 | 0.03371
| 829.6651 | 0.01324 |  | 648.1122 | -0.00033095 |  | 648.1122 | -0.0013241 |  | 828.9985 | 0.5099 |  | 648.1122 | -0.00088371 |  | 832.3685 | 0.19812 |  | 829.6651 | 0.04826 |  | 648.1122 | 0 |  | 956.5349 | 0.13443 |  |  |  | 964.629 | 0.0096431 |  | 1191.0231 | 0.79729 |  | 1336.2563 | 0.63006 | [7 empty] | 1111.68 | 0 |  | 1111.6733 | 0.03427
| 829.8316 | 0.01222 |  | 648.3439 | 0.00044451 |  | 648.3439 | 0.00087275 |  | 829.1652 | 0.51751 |  | 648.3439 | 0.00039877 |  | 832.5366 | 0.19955 |  | 829.8316 | 0.04841 |  | 648.3439 | 0 |  | 956.626 | 0.13393 |  |  |  | 964.914 | 0.0097711 |  | 1191.0925 | 0.79905 |  | 1336.4751 | 0.62416 | [7 empty] | 1111.7406 | 0 |  | 1111.7339 | 0.03474
| 829.9982 | 0.01181 |  | 648.5756 | -0.00064634 |  | 648.5756 | -0.0015246 |  | 829.3319 | 0.5226 |  | 648.5756 | -0.00069782 |  | 832.7046 | 0.20156 |  | 829.9982 | 0.04832 |  | 648.5756 | 0 |  | 956.717 | 0.13469 |  |  |  | 965.199 | 0.0093941 |  | 1191.162 | 0.80079 |  | 1336.6938 | 0.61784 | [7 empty] | 1111.8012 | 0 |  | 1111.7944 | 0.03511
| 830.1648 | 0.01264 |  | 648.8073 | 0.00063978 |  | 648.8073 | 0.00082187 |  | 829.4986 | 0.52507 |  | 648.8073 | 0.00065607 |  | 832.8727 | 0.20365 |  | 830.1648 | 0.04857 |  | 648.8073 | 0 |  | 956.8082 | 0.13707 |  |  |  | 965.485 | 0.010102 |  | 1191.2316 | 0.80255 |  | 1336.9127 | 0.61119 | [7 empty] | 1111.8617 | 0 |  | 1111.855 | 0.03535
| 830.3314 | 0.01178 |  | 649.039 | -0.00056724 |  | 649.039 | -0.00017938 |  | 829.6654 | 0.51826 |  | 649.039 | -0.00040338 |  | 833.0407 | 0.20591 |  | 830.3314 | 0.04895 |  | 649.039 | 0 |  | 956.8992 | 0.13798 |  |  |  | 965.77 | 0.010272 |  | 1191.301 | 0.8043 |  | 1337.1317 | 0.60434 | [7 empty] | 1111.9222 | 0 |  | 1111.9156 | 0.03546
| 830.4979 | 0.01004 |  | 649.2707 | 0.00049436 |  | 649.2707 | 0.0012529 |  | 829.8321 | 0.52657 |  | 649.2707 | 0.00016728 |  | 833.2088 | 0.20778 |  | 830.4979 | 0.04955 |  | 649.2707 | 0 |  | 956.9904 | 0.1375 |  |  |  | 966.056 | 0.010186 |  | 1191.3705 | 0.80606 |  | 1337.3507 | 0.59743 | [7 empty] | 1111.9829 | 0 |  | 1111.9762 | 0.03546
| 830.6645 | 0.01259 |  | 649.5025 | -0.00029708 |  | 649.5025 | -0.0010851 |  | 829.9989 | 0.52058 |  | 649.5025 | -0.0004552 |  | 833.3769 | 0.20978 |  | 830.6645 | 0.04984 |  | 649.5024 | 0 |  | 957.0815 | 0.13807 |  |  |  | 966.342 | 0.010469 |  | 1191.4401 | 0.80783 |  | 1337.5697 | 0.59058 | [7 empty] | 1112.0435 | 0 |  | 1112.0367 | 0.03535
| 830.8311 | 0.01352 |  | 649.7342 | 0.00068825 |  | 649.7342 | 1.6128e-05 |  | 830.1656 | 0.53017 |  | 649.7342 | 0.00060615 |  | 833.5449 | 0.21157 |  | 830.8311 | 0.04986 |  | 649.7342 | 0 |  | 957.1727 | 0.1388 |  |  |  | 966.628 | 0.010669 |  | 1191.5096 | 0.80959 |  | 1337.7889 | 0.58393 | [7 empty] | 1112.104 | 0 |  | 1112.0973 | 0.03517
| 830.9977 | 0.00937 |  | 649.9659 | -0.00045393 |  | 649.9659 | -0.00039338 |  | 830.3324 | 0.5262 |  | 649.9659 | -0.00046889 |  | 833.713 | 0.21347 |  | 830.9977 | 0.04984 |  | 649.9659 | 0 |  | 957.2639 | 0.13917 |  |  |  | 966.914 | 0.010567 |  | 1191.5791 | 0.81137 |  | 1338.0082 | 0.57759 | [7 empty] | 1112.1645 | 0 |  | 1112.158 | 0.03494
| 831.1642 | 0.01053 |  | 650.1977 | 0.00038595 |  | 650.1977 | 0.00075949 |  | 830.4992 | 0.52385 |  | 650.1977 | 0.00062079 |  | 833.8811 | 0.21501 |  | 831.1642 | 0.04989 |  | 650.1977 | 0 |  | 957.355 | 0.13971 |  |  |  | 967.2 | 0.010827 |  | 1191.6487 | 0.81314 |  | 1338.2274 | 0.57162 | [7 empty] | 1112.2252 | 0 |  | 1112.2185 | 0.03467
| 831.3308 | 0.00819 |  | 650.4295 | -0.00044656 |  | 650.4295 | -0.0013281 |  | 830.6659 | 0.53182 |  | 650.4295 | -0.00047765 |  | 834.0492 | 0.21696 |  | 831.3308 | 0.05014 |  | 650.4295 | 0 |  | 957.4462 | 0.1402 |  |  |  | 967.487 | 0.011209 |  | 1191.7183 | 0.81491 |  | 1338.4468 | 0.56603 | [7 empty] | 1112.2858 | 0 |  | 1112.2792 | 0.03439
| 831.4974 | 0.0089 |  | 650.6613 | 0.00071747 |  | 650.6613 | -1.2315e-06 |  | 830.8327 | 0.53105 |  | 650.6613 | 0.0010992 |  | 834.2173 | 0.21898 |  | 831.4974 | 0.05046 |  | 650.6613 | 0.00080096 |  | 957.5374 | 0.14005 |  |  |  | 967.774 | 0.011241 |  | 1191.7878 | 0.8167 |  | 1338.6663 | 0.56073 | [7 empty] | 1112.3464 | 0 |  | 1112.3397 | 0.03412
| 831.664 | 0.01051 |  | 650.893 | -0.00063205 |  | 650.893 | -0.0017193 |  | 830.9995 | 0.53036 |  | 650.893 | -0.00092238 |  | 834.3854 | 0.22113 |  | 831.664 | 0.0509 |  | 650.8931 | 0.001 |  | 957.6287 | 0.13971 |  |  |  | 968.06 | 0.011432 |  | 1191.8573 | 0.81847 |  | 1338.8857 | 0.5556 | [7 empty] | 1112.4071 | 0 |  | 1112.4004 | 0.03388
| 831.8306 | 0.00993 |  | 651.1249 | 0.00038414 |  | 651.1249 | 0.00082277 |  | 831.1662 | 0.53247 |  | 651.1249 | 0.00022737 |  | 834.5535 | 0.22295 |  | 831.8306 | 0.05114 |  | 651.1249 | 0 |  | 957.7199 | 0.14029 |  |  |  | 968.347 | 0.011529 |  | 1191.9269 | 0.82026 |  | 1339.1053 | 0.55045 | [7 empty] | 1112.4677 | 0 |  | 1112.4609 | 0.03368
| 831.9972 | 0.01074 |  | 651.3567 | -0.00055071 |  | 651.3567 | -0.0014982 |  | 831.333 | 0.53004 |  | 651.3567 | -0.00053509 |  | 834.7216 | 0.22519 |  | 831.9972 | 0.05148 |  | 651.3567 | 0 |  | 957.8112 | 0.14188 |  |  |  | 968.635 | 0.011382 |  | 1191.9965 | 0.82205 |  | 1339.325 | 0.54516 | [7 empty] | 1112.5283 | 0 |  | 1112.5216 | 0.03353
| 832.1638 | 0.01046 |  | 651.5885 | 0.00015425 |  | 651.5885 | 0.00051195 |  | 831.4998 | 0.53431 |  | 651.5885 | 0.00071906 |  | 834.8897 | 0.22728 |  | 832.1638 | 0.05161 |  | 651.5885 | 0.001 |  | 957.9025 | 0.14287 |  |  |  | 968.922 | 0.01214 |  | 1192.0662 | 0.82383 |  | 1339.5447 | 0.53967 | [7 empty] | 1112.589 | 0 |  | 1112.5823 | 0.03341
| 832.3304 | 0.00828 |  | 651.8203 | -0.00081048 |  | 651.8203 | -0.00031192 |  | 831.6666 | 0.53584 |  | 651.8203 | -0.00070426 |  | 835.0578 | 0.22959 |  | 832.3304 | 0.05193 |  | 651.8203 | 0 |  | 957.9938 | 0.14298 |  |  |  | 969.209 | 0.011783 |  | 1192.1357 | 0.82562 |  | 1339.7645 | 0.534 | [7 empty] | 1112.6495 | 0 |  | 1112.6429 | 0.0333
| 832.497 | 0.00964 |  | 652.0522 | 0.0002048 |  | 652.0522 | 2.7669e-05 |  | 831.8334 | 0.53847 |  | 652.0522 | 0.00047754 |  | 835.2259 | 0.23136 |  | 832.497 | 0.05198 |  | 652.0522 | 0 |  | 958.0852 | 0.14451 |  |  |  | 969.497 | 0.011679 |  | 1192.2053 | 0.82741 |  | 1339.9844 | 0.5283 | [7 empty] | 1112.7102 | 0 |  | 1112.7036 | 0.03316
| 832.6636 | 0.00812 |  | 652.284 | -0.00056148 |  | 652.284 | 0.00090775 |  | 832.0002 | 0.53826 |  | 652.284 | -0.00066187 |  | 835.394 | 0.2335 |  | 832.6636 | 0.05243 |  | 652.284 | 0 |  | 958.1765 | 0.14686 |  |  |  | 969.785 | 0.01214 |  | 1192.2749 | 0.8292 |  | 1340.2043 | 0.52272 | [7 empty] | 1112.7709 | 0 |  | 1112.7642 | 0.03295
| 832.8303 | 0.00754 |  | 652.5159 | 0.00011235 |  | 652.5159 | 0.00073101 |  | 832.167 | 0.53909 |  | 652.5159 | 0.00023418 |  | 835.5622 | 0.23557 |  | 832.8303 | 0.05273 |  | 652.5159 | 0 |  | 958.2679 | 0.14762 |  |  |  | 970.073 | 0.012291 |  | 1192.3446 | 0.83098 |  | 1340.4243 | 0.5174 | [7 empty] | 1112.8315 | 0 |  | 1112.8248 | 0.03266
| 832.9969 | 0.0099 |  | 652.7478 | 2.5857e-05 |  | 652.7478 | -0.00055694 |  | 832.3338 | 0.54312 |  | 652.7478 | -0.00076526 |  | 835.7303 | 0.2378 |  | 832.9969 | 0.0533 |  | 652.7478 | 0 |  | 958.3593 | 0.14743 |  |  |  | 970.361 | 0.012262 |  | 1192.4142 | 0.83278 |  | 1340.6444 | 0.51241 | [7 empty] | 1112.8922 | 0 |  | 1112.8855 | 0.03229
| 833.1635 | 0.01187 |  | 652.9797 | 0.00082946 |  | 652.9797 | 0.00070224 |  | 832.5006 | 0.54621 |  | 652.9797 | 0.00057017 |  | 835.8984 | 0.2396 |  | 833.1635 | 0.05335 |  | 652.9796 | 0 |  | 958.4507 | 0.14762 |  |  |  | 970.65 | 0.012569 |  | 1192.4839 | 0.83457 |  | 1340.8646 | 0.50775 | [7 empty] | 1112.9529 | 0 |  | 1112.9462 | 0.03186
| 833.3302 | 0.00897 |  | 653.2115 | -0.00048558 |  | 653.2115 | -0.00057845 |  | 832.6674 | 0.54554 |  | 653.2115 | -0.00057358 |  | 836.0666 | 0.24199 |  | 833.3302 | 0.05359 |  | 653.2115 | 0 |  | 958.5421 | 0.14827 |  |  |  | 970.938 | 0.012946 |  | 1192.5535 | 0.83636 |  | 1341.0848 | 0.50331 | [7 empty] | 1113.0135 | 0 |  | 1113.007 | 0.03143
| 833.4968 | 0.00904 |  | 653.4435 | 0.00099537 |  | 653.4435 | 0.0015986 |  | 832.8342 | 0.55501 |  | 653.4435 | 0.00016542 |  | 836.2347 | 0.24418 |  | 833.4968 | 0.05339 |  | 653.4435 | 0 |  | 958.6335 | 0.14908 |  |  |  | 971.227 | 0.013024 |  | 1192.6232 | 0.83815 |  | 1341.3052 | 0.49897 | [7 empty] | 1113.0743 | 0 |  | 1113.0676 | 0.03104
| 833.6634 | 0.00812 |  | 653.6754 | -0.00021635 |  | 653.6754 | -0.00122 |  | 833.001 | 0.553 |  | 653.6754 | -0.0010373 |  | 836.4029 | 0.24673 |  | 833.6634 | 0.05353 |  | 653.6754 | 0 |  | 958.725 | 0.15001 |  |  |  | 971.516 | 0.013062 |  | 1192.6929 | 0.83995 |  | 1341.5255 | 0.49462 | [7 empty] | 1113.135 | 0 |  | 1113.1283 | 0.03075
| 833.8301 | 0.01025 |  | 653.9073 | 0.00087885 |  | 653.9073 | -0.00039373 |  | 833.1679 | 0.55153 |  | 653.9073 | 0.00065619 |  | 836.5711 | 0.24877 |  | 833.8301 | 0.05336 |  | 653.9073 | 0 |  | 958.8165 | 0.15111 |  |  |  | 971.805 | 0.012819 |  | 1192.7624 | 0.84174 |  | 1341.746 | 0.49018 | [7 empty] | 1113.1957 | 0 |  | 1113.189 | 0.03057
| 833.9967 | 0.00733 |  | 654.1392 | -0.00066378 |  | 654.1392 | -0.00032523 |  | 833.3347 | 0.548 |  | 654.1392 | -0.00027229 |  | 836.7392 | 0.25109 |  | 833.9967 | 0.05373 |  | 654.1392 | 0 |  | 958.908 | 0.15168 |  |  |  | 972.094 | 0.013741 |  | 1192.8321 | 0.84352 |  | 1341.9664 | 0.48564 | [7 empty] | 1113.2564 | 0 |  | 1113.2498 | 0.03054
| 834.1633 | 0.00774 |  | 654.3712 | 0.00069982 |  | 654.3712 | 0.001228 |  | 833.5015 | 0.55291 |  | 654.3712 | 0.00044157 |  | 836.9074 | 0.25316 |  | 834.1633 | 0.05387 |  | 654.3712 | 0 |  | 958.9995 | 0.15182 |  |  |  | 972.384 | 0.013892 |  | 1192.9019 | 0.84531 |  | 1342.187 | 0.48102 | [7 empty] | 1113.3171 | 0 |  | 1113.3104 | 0.03062
| 834.33 | 0.00782 |  | 654.6032 | -0.0005597 |  | 654.6032 | -8.092e-05 |  | 833.6684 | 0.55474 |  | 654.6032 | -0.00015536 |  | 837.0756 | 0.25528 |  | 834.33 | 0.05432 |  | 654.6032 | 0 |  | 959.091 | 0.15149 |  |  |  | 972.673 | 0.013681 |  | 1192.9716 | 0.8471 |  | 1342.4077 | 0.47637 | [7 empty] | 1113.3778 | 0 |  | 1113.3712 | 0.03079
| 834.4966 | 0.00746 |  | 654.8351 | 0.00064393 |  | 654.8351 | 0.00063125 |  | 833.8352 | 0.55789 |  | 654.8351 | 0.00056331 |  | 837.2437 | 0.25689 |  | 834.4966 | 0.05445 |  | 654.8351 | 0 |  | 959.1826 | 0.15176 |  |  |  | 972.963 | 0.014079 |  | 1193.0413 | 0.84888 |  | 1342.6284 | 0.47171 | [7 empty] | 1113.4386 | 0 |  | 1113.4319 | 0.031
| 834.6633 | 0.00529 |  | 655.0671 | -0.00046398 |  | 655.0671 | 0.00063306 |  | 834.002 | 0.5574 |  | 655.0671 | -0.00074733 |  | 837.4119 | 0.25907 |  | 834.6633 | 0.05485 |  | 655.0671 | 0 |  | 959.2741 | 0.1533 |  |  |  | 973.253 | 0.014146 |  | 1193.111 | 0.85067 |  | 1342.8492 | 0.46701 | [7 empty] | 1113.4993 | 0 |  | 1113.4927 | 0.03123
| 834.83 | 0.00679 |  | 655.2991 | 0.00073318 |  | 655.2991 | 0.00088426 |  | 834.1689 | 0.56507 |  | 655.2991 | 0.00063562 |  | 837.5801 | 0.26128 |  | 834.83 | 0.05496 |  | 655.2991 | 0 |  | 959.3657 | 0.15326 |  |  |  | 973.543 | 0.014723 |  | 1193.1807 | 0.85245 |  | 1343.0702 | 0.46221 | [7 empty] | 1113.5601 | 0 |  | 1113.5533 | 0.03145
| 834.9966 | 0.00705 |  | 655.5311 | -0.0007677 |  | 655.5311 | -0.001424 |  | 834.3357 | 0.55534 |  | 655.5311 | -0.00071323 |  | 837.7483 | 0.2637 |  | 834.9966 | 0.05535 |  | 655.5311 | 0 |  | 959.4573 | 0.153 |  |  |  | 973.833 | 0.014831 |  | 1193.2505 | 0.85422 |  | 1343.2911 | 0.4572 | [7 empty] | 1113.6209 | 0 |  | 1113.6141 | 0.03164
| 835.1633 | 0.00856 |  | 655.7631 | 0.00041137 |  | 655.7631 | 0.001624 |  | 834.5026 | 0.56853 |  | 655.7631 | 0.0011747 |  | 837.9165 | 0.26595 |  | 835.1633 | 0.05548 |  | 655.7631 | 0 |  | 959.549 | 0.15484 |  |  |  | 974.124 | 0.014618 |  | 1193.3202 | 0.856 |  | 1343.5122 | 0.45191 | [7 empty] | 1113.6815 | 0 |  | 1113.6749 | 0.03183
| 835.33 | 0.00722 |  | 655.9951 | -0.00058249 |  | 655.9951 | -0.00092211 |  | 834.6694 | 0.56712 |  | 655.9951 | -0.00031359 |  | 838.0847 | 0.26849 |  | 835.33 | 0.05585 |  | 655.9951 | 0 |  | 959.6406 | 0.15615 |  |  |  | 974.414 | 0.015105 |  | 1193.3899 | 0.85777 |  | 1343.7333 | 0.4463 | [7 empty] | 1113.7423 | 0 |  | 1113.7356 | 0.03203
| 835.4966 | 0.0064 |  | 656.2272 | 0.00033753 |  | 656.2272 | 9.9573e-05 |  | 834.8363 | 0.56971 |  | 656.2272 | 0.00039212 |  | 838.2529 | 0.27083 |  | 835.4966 | 0.05578 |  | 656.2272 | 0 |  | 959.7322 | 0.15633 |  |  |  | 974.705 | 0.014967 |  | 1193.4597 | 0.85954 |  | 1343.9545 | 0.44041 | [7 empty] | 1113.8031 | 0 |  | 1113.7964 | 0.03226
| 835.6633 | 0.00642 |  | 656.4592 | -0.00030423 |  | 656.4592 | -0.0010887 |  | 835.0032 | 0.57304 |  | 656.4592 | -0.00067962 |  | 838.4211 | 0.27332 |  | 835.6633 | 0.05593 |  | 656.4592 | 0.001 |  | 959.8239 | 0.15723 |  |  |  | 974.996 | 0.015809 |  | 1193.5294 | 0.8613 |  | 1344.1757 | 0.43437 | [7 empty] | 1113.8639 | 0 |  | 1113.8572 | 0.03254
| 835.83 | 0.00717 |  | 656.6913 | 0.00050345 |  | 656.6913 | 0.00027963 |  | 835.17 | 0.57229 |  | 656.6913 | 0.00038608 |  | 838.5893 | 0.27543 |  | 835.83 | 0.05576 |  | 656.6913 | 0 |  | 959.9155 | 0.159 |  |  |  | 975.287 | 0.015529 |  | 1193.5992 | 0.86307 |  | 1344.397 | 0.42835 | [7 empty] | 1113.9247 | 0 |  | 1113.918 | 0.03285
| 835.9967 | 0.00809 |  | 656.9233 | -0.00034479 |  | 656.9233 | -0.00089954 |  | 835.3369 | 0.5684 |  | 656.9233 | -0.00056185 |  | 838.7575 | 0.27776 |  | 835.9967 | 0.05625 |  | 656.9233 | 0.00060052 |  | 960.0073 | 0.1596 |  |  |  | 975.579 | 0.015867 |  | 1193.6691 | 0.86482 |  | 1344.6184 | 0.42254 | [7 empty] | 1113.9855 | 0 |  | 1113.9788 | 0.03317
| 836.1634 | 0.00795 |  | 657.1554 | 0.00042509 |  | 657.1554 | 0.001392 |  | 835.5038 | 0.58139 |  | 657.1554 | 0.00043139 |  | 838.9257 | 0.28019 |  | 836.1634 | 0.05637 |  | 657.1554 | 0 |  | 960.099 | 0.1592 |  |  |  | 975.87 | 0.016121 |  | 1193.7388 | 0.86658 |  | 1344.8398 | 0.41709 | [7 empty] | 1114.0463 | 0 |  | 1114.0395 | 0.03348
| 836.33 | 0.0077 |  | 657.3875 | -0.00066152 |  | 657.3875 | -0.00038569 |  | 835.6707 | 0.57368 |  | 657.3875 | -0.00042918 |  | 839.094 | 0.28292 |  | 836.33 | 0.05687 |  | 657.3875 | 0.00040048 |  | 960.1906 | 0.1599 |  |  |  | 976.162 | 0.016031 |  | 1193.8086 | 0.86833 |  | 1345.0614 | 0.41208 | [7 empty] | 1114.1071 | 0 |  | 1114.1003 | 0.03376
| 836.4967 | 0.0064 |  | 657.6196 | 0.00013375 |  | 657.6196 | 0.00026351 |  | 835.8375 | 0.57701 |  | 657.6196 | 0.00023142 |  | 839.2622 | 0.28514 |  | 836.4967 | 0.05683 |  | 657.6196 | 0 |  | 960.2824 | 0.16083 |  |  |  | 976.454 | 0.016471 |  | 1193.8784 | 0.87007 |  | 1345.2831 | 0.40755 | [7 empty] | 1114.1679 | 0 |  | 1114.1611 | 0.03397
| 836.6634 | 0.00652 |  | 657.8517 | -0.0004604 |  | 657.8517 | -0.00081896 |  | 836.0044 | 0.57576 |  | 657.8517 | -0.00056803 |  | 839.4304 | 0.28766 |  | 836.6634 | 0.05728 |  | 657.8517 | 0.00020004 |  | 960.3741 | 0.16069 |  |  |  | 976.746 | 0.016626 |  | 1193.9482 | 0.87181 |  | 1345.5048 | 0.40342 | [7 empty] | 1114.2286 | 0 |  | 1114.2221 | 0.03412
| 836.8301 | 0.00663 |  | 658.0838 | 0.00016713 |  | 658.0838 | -0.00012762 |  | 836.1713 | 0.58569 |  | 658.0838 | 0.00058878 |  | 839.5987 | 0.29013 |  | 836.8301 | 0.05748 |  | 658.0838 | 0 |  | 960.4659 | 0.16068 |  |  |  | 977.038 | 0.016515 |  | 1194.0181 | 0.87354 |  | 1345.7264 | 0.39961 | [7 empty] | 1114.2895 | 0 |  | 1114.2828 | 0.03419
| 836.9968 | 0.00686 |  | 658.3159 | -0.00052688 |  | 658.3159 | 0.00057835 |  | 836.3382 | 0.5826 |  | 658.3159 | -0.00063596 |  | 839.7669 | 0.29263 |  | 836.9968 | 0.05808 |  | 658.316 | 0 |  | 960.5577 | 0.1616 |  |  |  | 977.33 | 0.017122 |  | 1194.0879 | 0.87527 |  | 1345.9484 | 0.39598 | [7 empty] | 1114.3503 | 0 |  | 1114.3436 | 0.03419
| 837.1635 | 0.00707 |  | 658.5481 | 0.00058041 |  | 658.5481 | 0.00031243 |  | 836.5051 | 0.59055 |  | 658.5481 | 0.00031139 |  | 839.9352 | 0.29429 |  | 837.1635 | 0.05825 |  | 658.5481 | 0 |  | 960.6496 | 0.16282 |  |  |  | 977.623 | 0.017538 |  | 1194.1577 | 0.87699 |  | 1346.1702 | 0.3924 | [7 empty] | 1114.4111 | 0 |  | 1114.4044 | 0.0341
| 837.3302 | 0.0065 |  | 658.7802 | -0.00012554 |  | 658.7802 | -1.6996e-05 |  | 836.672 | 0.58538 |  | 658.7802 | -0.00079908 |  | 840.1034 | 0.2965 |  | 837.3302 | 0.05864 |  | 658.7802 | 0 |  | 960.7414 | 0.16333 |  |  |  | 977.916 | 0.017673 |  | 1194.2275 | 0.8787 |  | 1346.3922 | 0.38873 | [7 empty] | 1114.4721 | 0 |  | 1114.4653 | 0.03394
| 837.4969 | 0.00631 |  | 659.0124 | 0.0006039 |  | 659.0124 | 0.0018522 |  | 836.8389 | 0.58767 |  | 659.0124 | 0.00078768 |  | 840.2717 | 0.29878 |  | 837.4969 | 0.0587 |  | 659.0124 | 0 |  | 960.8333 | 0.16373 |  |  |  | 978.208 | 0.017749 |  | 1194.2974 | 0.88041 |  | 1346.6143 | 0.38487 | [7 empty] | 1114.5328 | 0 |  | 1114.5261 | 0.03371
| 837.6637 | 0.00624 |  | 659.2446 | -0.00031777 |  | 659.2446 | -0.00090763 |  | 837.0058 | 0.59276 |  | 659.2446 | -0.0003404 |  | 840.44 | 0.30155 |  | 837.6637 | 0.05915 |  | 659.2446 | 0 |  | 960.9252 | 0.16542 |  |  |  | 978.502 | 0.018268 |  | 1194.3673 | 0.88211 |  | 1346.8364 | 0.38072 | [7 empty] | 1114.5938 | 0 |  | 1114.587 | 0.03341
| 837.8304 | 0.00499 |  | 659.4767 | 0.00081578 |  | 659.4767 | 0.0012496 |  | 837.1727 | 0.59521 |  | 659.4767 | 0.00074167 |  | 840.6082 | 0.30366 |  | 837.8304 | 0.05927 |  | 659.4767 | 0 |  | 961.017 | 0.16675 |  |  |  | 978.795 | 0.018974 |  | 1194.4371 | 0.8838 |  | 1347.0586 | 0.37624 | [7 empty] | 1114.6545 | 0 |  | 1114.648 | 0.03308
| 837.9971 | 0.00731 |  | 659.7089 | -0.00044579 |  | 659.7089 | 0.0011271 |  | 837.3397 | 0.59596 |  | 659.7089 | -0.00054181 |  | 840.7765 | 0.30669 |  | 837.9971 | 0.05966 |  | 659.7089 | 0 |  | 961.1089 | 0.16693 |  |  |  | 979.088 | 0.018282 |  | 1194.507 | 0.88549 |  | 1347.2809 | 0.37149 | [7 empty] | 1114.7154 | 0 |  | 1114.7087 | 0.03276
| 838.1638 | 0.0052 |  | 659.9411 | 0.00053665 |  | 659.9411 | 0.0011641 |  | 837.5066 | 0.59945 |  | 659.9411 | 0.00075121 |  | 840.9448 | 0.30954 |  | 838.1638 | 0.05973 |  | 659.9411 | 0 |  | 961.2009 | 0.16711 |  |  |  | 979.382 | 0.019695 |  | 1194.5769 | 0.88716 |  | 1347.5032 | 0.36657 | [7 empty] | 1114.7764 | 0 |  | 1114.7696 | 0.03248
| 838.3306 | 0.00538 |  | 660.1733 | -0.00037781 |  | 660.1733 | 0.00029415 |  | 837.6735 | 0.59762 |  | 660.1733 | -0.00016367 |  | 841.1131 | 0.31299 |  | 838.3306 | 0.06034 |  | 660.1733 | 0.00020024 |  | 961.2928 | 0.1675 |  |  |  | 979.676 | 0.019686 |  | 1194.6469 | 0.88883 |  | 1347.7256 | 0.36161 | [7 empty] | 1114.8372 | 0 |  | 1114.8306 | 0.03229
| 838.4973 | 0.0079 |  | 660.4056 | 0.00047933 |  | 660.4056 | 3.3204e-05 |  | 837.8405 | 0.60407 |  | 660.4056 | 0.00067446 |  | 841.2814 | 0.31568 |  | 838.4973 | 0.06058 |  | 660.4056 | 0 |  | 961.3848 | 0.16793 |  |  |  | 979.97 | 0.019931 |  | 1194.7167 | 0.8905 |  | 1347.9481 | 0.35678 | [7 empty] | 1114.8981 | 0 |  | 1114.8914 | 0.0322
| 838.664 | 0.00466 |  | 660.6378 | -8.9825e-05 |  | 660.6378 | -0.00056779 |  | 838.0074 | 0.6029 |  | 660.6378 | -0.00042161 |  | 841.4497 | 0.31898 |  | 838.664 | 0.06129 |  | 660.6378 | 0.00080076 |  | 961.4768 | 0.16865 |  |  |  | 980.264 | 0.019599 |  | 1194.7866 | 0.89215 |  | 1348.1707 | 0.35217 | [7 empty] | 1114.959 | 0 |  | 1114.9523 | 0.03223
| 838.8308 | 0.00615 |  | 660.87 | 0.00059271 |  | 660.87 | 0.00062042 |  | 838.1743 | 0.60899 |  | 660.87 | 0.00049316 |  | 841.618 | 0.32177 |  | 838.8308 | 0.06137 |  | 660.87 | 0 |  | 961.5688 | 0.16981 |  |  |  | 980.558 | 0.020184 |  | 1194.8566 | 0.8938 |  | 1348.3933 | 0.34784 | [7 empty] | 1115.0199 | 0 |  | 1115.0132 | 0.03235
| 838.9975 | 0.00439 |  | 661.1023 | -0.00039232 |  | 661.1023 | -0.00087371 |  | 838.3413 | 0.6064 |  | 661.1023 | -0.00041252 |  | 841.7863 | 0.32472 |  | 838.9975 | 0.062 |  | 661.1023 | 0 |  | 961.6608 | 0.1702 |  |  |  | 980.852 | 0.020377 |  | 1194.9265 | 0.89543 |  | 1348.616 | 0.34377 | [7 empty] | 1115.0808 | 0 |  | 1115.0741 | 0.03253
| 839.1642 | 0.00586 |  | 661.3346 | 0.00094922 |  | 661.3346 | -0.00017319 |  | 838.5082 | 0.61431 |  | 661.3346 | 0.00074999 |  | 841.9546 | 0.32681 |  | 839.1642 | 0.0621 |  | 661.3346 | 0 |  | 961.7529 | 0.17069 |  |  |  | 981.147 | 0.020557 |  | 1194.9963 | 0.89705 |  | 1348.8389 | 0.3399 | [7 empty] | 1115.1417 | 0 |  | 1115.135 | 0.03275
| 839.331 | 0.00471 |  | 661.5668 | -0.00013977 |  | 661.5668 | -0.001089 |  | 838.6752 | 0.60778 |  | 661.5668 | -0.00061513 |  | 842.1229 | 0.32936 |  | 839.331 | 0.06278 |  | 661.5668 | 0 |  | 961.8449 | 0.17214 |  |  |  | 981.442 | 0.0215 |  | 1195.0663 | 0.89866 |  | 1349.0616 | 0.33613 | [7 empty] | 1115.2026 | 0 |  | 1115.1959 | 0.03296
| 839.4977 | 0.0052 |  | 661.7991 | 0.00070969 |  | 661.7991 | 0.0018722 |  | 838.8421 | 0.61541 |  | 661.7991 | 0.00028867 |  | 842.2912 | 0.33207 |  | 839.4977 | 0.06298 |  | 661.7991 | 0 |  | 961.937 | 0.17284 |  |  |  | 981.737 | 0.021521 |  | 1195.1362 | 0.90028 |  | 1349.2845 | 0.3324 | [7 empty] | 1115.2635 | 0 |  | 1115.2568 | 0.03317
| 839.6645 | 0.00459 |  | 662.0314 | -0.00031442 |  | 662.0314 | -0.00063178 |  | 839.0091 | 0.61412 |  | 662.0314 | -0.00042271 |  | 842.4595 | 0.3348 |  | 839.6645 | 0.06353 |  | 662.0314 | 0 |  | 962.0291 | 0.17397 |  |  |  | 982.032 | 0.021821 |  | 1195.2063 | 0.90188 |  | 1349.5076 | 0.32865 | [7 empty] | 1115.3245 | 0 |  | 1115.3179 | 0.03336
| 839.8312 | 0.00679 |  | 662.2637 | 0.00078629 |  | 662.2637 | 0.0016024 |  | 839.176 | 0.62651 |  | 662.2637 | 0.00043629 |  | 842.6279 | 0.33711 |  | 839.8312 | 0.06354 |  | 662.2637 | 0 |  | 962.1212 | 0.17568 |  |  |  | 982.328 | 0.021904 |  | 1195.2762 | 0.90345 |  | 1349.7307 | 0.32484 | [7 empty] | 1115.3855 | 0 |  | 1115.3788 | 0.03354
| 839.998 | 0.0051 |  | 662.496 | -0.0001738 |  | 662.496 | -0.00033698 |  | 839.343 | 0.62168 |  | 662.496 | -0.00046273 |  | 842.7962 | 0.33992 |  | 839.998 | 0.0639 |  | 662.496 | 0 |  | 962.2133 | 0.17568 |  |  |  | 982.623 | 0.021983 |  | 1195.3462 | 0.90503 |  | 1349.9539 | 0.32094 | [7 empty] | 1115.4464 | 0 |  | 1115.4397 | 0.03371
| 840.1648 | 0.00408 |  | 662.7284 | 0.00049264 |  | 662.7284 | -0.00044771 |  | 839.51 | 0.62719 |  | 662.7284 | 0.00038233 |  | 842.9645 | 0.34286 |  | 840.1648 | 0.06399 |  | 662.7283 | 0 |  | 962.3054 | 0.17537 |  |  |  | 982.919 | 0.022558 |  | 1195.4161 | 0.9066 |  | 1350.1771 | 0.31692 | [7 empty] | 1115.5073 | 0 |  | 1115.5007 | 0.03385
| 840.3315 | 0.00468 |  | 662.9607 | -0.00024788 |  | 662.9607 | 7.5235e-05 |  | 839.6769 | 0.6239 |  | 662.9607 | -0.00050884 |  | 843.1329 | 0.34548 |  | 840.3315 | 0.06439 |  | 662.9607 | 0 |  | 962.3976 | 0.17571 |  |  |  | 983.215 | 0.02324 |  | 1195.4862 | 0.90815 |  | 1350.4004 | 0.31277 | [7 empty] | 1115.5684 | 0 |  | 1115.5617 | 0.03397
| 840.4983 | 0.00526 |  | 663.193 | 0.00042405 |  | 663.193 | 0.00065979 |  | 839.8439 | 0.62893 |  | 663.193 | -7.3243e-05 |  | 843.3012 | 0.34762 |  | 840.4983 | 0.06438 |  | 663.193 | 0 |  | 962.4898 | 0.17635 |  |  |  | 983.511 | 0.023142 |  | 1195.5561 | 0.90969 |  | 1350.6238 | 0.30848 | [7 empty] | 1115.6293 | 0 |  | 1115.6226 | 0.03404
| 840.6651 | 0.0054 |  | 663.4254 | -0.00078396 |  | 663.4254 | -0.00057775 |  | 840.0109 | 0.63224 |  | 663.4254 | -0.00037848 |  | 843.4696 | 0.35011 |  | 840.6651 | 0.06455 |  | 663.4254 | 0 |  | 962.582 | 0.17781 |  |  |  | 983.807 | 0.023125 |  | 1195.6262 | 0.91123 |  | 1350.8472 | 0.30406 | [7 empty] | 1115.6903 | 0 |  | 1115.6836 | 0.03408
| 840.8319 | 0.00649 |  | 663.6578 | 0.00064317 |  | 663.6578 | 0.0016646 |  | 840.1779 | 0.63461 |  | 663.6578 | 0.00036562 |  | 843.6379 | 0.35249 |  | 840.8319 | 0.06458 |  | 663.6577 | 0 |  | 962.6742 | 0.17877 |  |  |  | 984.103 | 0.024056 |  | 1195.6962 | 0.91275 |  | 1351.0707 | 0.29958 | [7 empty] | 1115.7512 | 0 |  | 1115.7445 | 0.03408
| 840.9986 | 0.00599 |  | 663.8901 | -0.00027061 |  | 663.8901 | -0.00063068 |  | 840.3448 | 0.63102 |  | 663.8901 | -0.00012316 |  | 843.8063 | 0.35478 |  | 840.9986 | 0.06506 |  | 663.8901 | 0 |  | 962.7664 | 0.17897 |  |  |  | 984.4 | 0.023793 |  | 1195.7662 | 0.91425 |  | 1351.2943 | 0.29513 | [7 empty] | 1115.8123 | 0 |  | 1115.8055 | 0.03408
| 841.1654 | 0.0063 |  | 664.1225 | 0.00048194 |  | 664.1225 | -0.00013269 |  | 840.5118 | 0.64017 |  | 664.1225 | 0.00052546 |  | 843.9746 | 0.35675 |  | 841.1654 | 0.06538 |  | 664.1225 | 0 |  | 962.8586 | 0.17969 |  |  |  | 984.697 | 0.024315 |  | 1195.8363 | 0.91575 |  | 1351.5179 | 0.29082 | [7 empty] | 1115.8733 | 0 |  | 1115.8666 | 0.03409
| 841.3322 | 0.00452 |  | 664.3549 | -8.4692e-05 |  | 664.3549 | -0.0006777 |  | 840.6788 | 0.63462 |  | 664.3549 | -0.00089325 |  | 844.143 | 0.35949 |  | 841.3322 | 0.06589 |  | 664.3549 | 0 |  | 962.9509 | 0.18044 |  |  |  | 984.994 | 0.024843 |  | 1195.9062 | 0.91723 |  | 1351.7417 | 0.28675 | [7 empty] | 1115.9342 | 0 |  | 1115.9276 | 0.03413
| 841.499 | 0.00489 |  | 664.5873 | 0.00065836 |  | 664.5873 | -0.00043515 |  | 840.8458 | 0.64675 |  | 664.5873 | -5.0348e-05 |  | 844.3114 | 0.36247 |  | 841.499 | 0.06604 |  | 664.5873 | 0 |  | 963.0432 | 0.18133 |  |  |  | 985.291 | 0.025091 |  | 1195.9763 | 0.9187 |  | 1351.9656 | 0.28302 | [7 empty] | 1115.9952 | 0 |  | 1115.9885 | 0.03422
| 841.6658 | 0.00548 |  | 664.8197 | 3.2664e-05 |  | 664.8197 | -0.00042372 |  | 841.0128 | 0.64502 |  | 664.8197 | -0.00057689 |  | 844.4797 | 0.36574 |  | 841.6658 | 0.06636 |  | 664.8197 | 0 |  | 963.1354 | 0.1819 |  |  |  | 985.588 | 0.025377 |  | 1196.0464 | 0.92016 |  | 1352.1895 | 0.27965 | [7 empty] | 1116.0563 | 0 |  | 1116.0496 | 0.03434
| 841.8326 | 0.0048 |  | 665.0522 | 0.00083247 |  | 665.0522 | 0.00044886 |  | 841.1798 | 0.64475 |  | 665.0522 | 0.00047663 |  | 844.6481 | 0.3684 |  | 841.8326 | 0.06645 |  | 665.0522 | 0 |  | 963.2277 | 0.18176 |  |  |  | 985.886 | 0.025426 |  | 1196.1165 | 0.92161 |  | 1352.4135 | 0.27662 | [7 empty] | 1116.1173 | 0 |  | 1116.1106 | 0.03449
| 841.9994 | 0.00524 |  | 665.2846 | -1.9015e-05 |  | 665.2846 | -0.001093 |  | 841.3468 | 0.65002 |  | 665.2846 | -0.00046287 |  | 844.8165 | 0.37147 |  | 841.9994 | 0.0668 |  | 665.2846 | 0 |  | 963.3201 | 0.18292 |  |  |  | 986.184 | 0.025893 |  | 1196.1865 | 0.92304 |  | 1352.6375 | 0.27384 | [7 empty] | 1116.1783 | 0 |  | 1116.1716 | 0.03463
| 842.1662 | 0.00519 |  | 665.5171 | 0.00070835 |  | 665.5171 | 0.00081372 |  | 841.5139 | 0.65685 |  | 665.5171 | 5.3887e-05 |  | 844.9849 | 0.37454 |  | 842.1662 | 0.06685 |  | 665.5171 | 0.00040048 |  | 963.4124 | 0.18512 |  |  |  | 986.481 | 0.025982 |  | 1196.2566 | 0.92446 |  | 1352.8616 | 0.27116 | [7 empty] | 1116.2394 | 0 |  | 1116.2327 | 0.03476
| 842.333 | 0.0054 |  | 665.7495 | -0.00037112 |  | 665.7495 | -0.0011195 |  | 841.6809 | 0.65842 |  | 665.7495 | -0.00036915 |  | 845.1533 | 0.3774 |  | 842.333 | 0.0674 |  | 665.7495 | 0 |  | 963.5048 | 0.18679 |  |  |  | 986.779 | 0.026757 |  | 1196.3268 | 0.92587 |  | 1353.0858 | 0.26842 | [7 empty] | 1116.3004 | 0 |  | 1116.2937 | 0.03487
| 842.4998 | 0.00512 |  | 665.982 | 0.00083962 |  | 665.982 | 0.0013392 |  | 841.8479 | 0.65265 |  | 665.982 | 0.00064354 |  | 845.3217 | 0.37932 |  | 842.4998 | 0.06761 |  | 665.982 | 0 |  | 963.5972 | 0.18757 |  |  |  | 987.078 | 0.027129 |  | 1196.3969 | 0.92726 |  | 1353.3101 | 0.26548 | [7 empty] | 1116.3615 | 0 |  | 1116.3547 | 0.03495
| 842.6666 | 0.00457 |  | 666.2145 | -0.0001705 |  | 666.2145 | -0.000156 |  | 842.0149 | 0.66496 |  | 666.2145 | -0.00053287 |  | 845.4901 | 0.38215 |  | 842.6666 | 0.06838 |  | 666.2145 | 0 |  | 963.6896 | 0.18791 |  |  |  | 987.376 | 0.02712 |  | 1196.4669 | 0.92865 |  | 1353.5344 | 0.26229 | [7 empty] | 1116.4225 | 0 |  | 1116.4158 | 0.03499
| 842.8334 | 0.00563 |  | 666.447 | 0.00099039 |  | 666.447 | 0.00016727 |  | 842.1819 | 0.66385 |  | 666.447 | 0.00039817 |  | 845.6585 | 0.38511 |  | 842.8334 | 0.06868 |  | 666.447 | 0 |  | 963.782 | 0.1882 |  |  |  | 987.675 | 0.027529 |  | 1196.5371 | 0.93002 |  | 1353.7588 | 0.25887 | [7 empty] | 1116.4835 | 0 |  | 1116.4769 | 0.03499
| 843.0002 | 0.00617 |  | 666.6795 | -7.7129e-05 |  | 666.6795 | -1.5864e-05 |  | 842.349 | 0.66498 |  | 666.6795 | -0.00035579 |  | 845.8269 | 0.38843 |  | 843.0002 | 0.06952 |  | 666.6795 | 0 |  | 963.8745 | 0.18847 |  |  |  | 987.973 | 0.027854 |  | 1196.6072 | 0.93136 |  | 1353.9833 | 0.25532 | [7 empty] | 1116.5447 | 0 |  | 1116.538 | 0.03497
| 843.1671 | 0.00477 |  | 666.912 | 0.00070723 |  | 666.912 | 0.00056695 |  | 842.516 | 0.67271 |  | 666.912 | -6.3413e-05 |  | 845.9953 | 0.39121 |  | 843.1671 | 0.06985 |  | 666.912 | 0 |  | 963.9669 | 0.18905 |  |  |  | 988.272 | 0.028325 |  | 1196.6774 | 0.9327 |  | 1354.2079 | 0.25179 | [7 empty] | 1116.6057 | 0 |  | 1116.599 | 0.03491
| 843.3339 | 0.00369 |  | 667.1445 | -1.1673e-05 |  | 667.1445 | -0.00071225 |  | 842.683 | 0.6696 |  | 667.1445 | -0.00026482 |  | 846.1638 | 0.39504 |  | 843.3339 | 0.07048 |  | 667.1445 | 0 |  | 964.0594 | 0.18966 |  |  |  | 988.572 | 0.028683 |  | 1196.7474 | 0.93403 |  | 1354.4325 | 0.24842 | [7 empty] | 1116.6669 | 0 |  | 1116.6602 | 0.03483
| 843.5007 | 0.00464 |  | 667.377 | 0.00065834 |  | 667.377 | 0.00064778 |  | 842.8501 | 0.66779 |  | 667.377 | 0.00053876 |  | 846.3322 | 0.39849 |  | 843.5007 | 0.07051 |  | 667.377 | 0 |  | 964.1519 | 0.19062 |  |  |  | 988.871 | 0.029038 |  | 1196.8176 | 0.93534 |  | 1354.6572 | 0.24528 | [7 empty] | 1116.7279 | 0 |  | 1116.7212 | 0.03473
| 843.6675 | 0.00563 |  | 667.6096 | -0.00014535 |  | 667.6096 | -0.00091011 |  | 843.0171 | 0.67418 |  | 667.6096 | -0.0003445 |  | 846.5006 | 0.40236 |  | 843.6675 | 0.07067 |  | 667.6096 | 0 |  | 964.2444 | 0.19228 |  |  |  | 989.17 | 0.029316 |  | 1196.8878 | 0.93664 |  | 1354.882 | 0.24234 | [7 empty] | 1116.7889 | 0 |  | 1116.7823 | 0.03463
| 843.8344 | 0.00563 |  | 667.8421 | 0.00069729 |  | 667.8421 | 0.00092943 |  | 843.1842 | 0.68239 |  | 667.8421 | 0.00044995 |  | 846.6691 | 0.40561 |  | 843.8344 | 0.07058 |  | 667.8421 | 0 |  | 964.337 | 0.19416 |  |  |  | 989.47 | 0.029716 |  | 1196.9579 | 0.93792 |  | 1355.1068 | 0.23949 | [7 empty] | 1116.8501 | 0 |  | 1116.8434 | 0.03454
| 844.0012 | 0.00443 |  | 668.0747 | -0.0001849 |  | 668.0747 | -0.00012399 |  | 843.3512 | 0.6824 |  | 668.0747 | -0.00070565 |  | 846.8375 | 0.4096 |  | 844.0012 | 0.07099 |  | 668.0747 | 0 |  | 964.4295 | 0.1952 |  |  |  | 989.77 | 0.02974 |  | 1197.0281 | 0.93919 |  | 1355.3318 | 0.23656 | [7 empty] | 1116.9113 | 0 |  | 1116.9045 | 0.03446
| 844.168 | 0.00666 |  | 668.3072 | 0.00092709 |  | 668.3072 | 0.00092827 |  | 843.5183 | 0.68809 |  | 668.3072 | 0.00037928 |  | 847.0059 | 0.41337 |  | 844.168 | 0.07128 |  | 668.3072 | 0 |  | 964.5221 | 0.19504 |  |  |  | 990.07 | 0.030625 |  | 1197.0983 | 0.94044 |  | 1355.5568 | 0.2334 | [7 empty] | 1116.9723 | 0 |  | 1116.9656 | 0.0344
| 844.3349 | 0.0054 |  | 668.5398 | 8.6085e-05 |  | 668.5398 | -0.00096123 |  | 843.6853 | 0.69326 |  | 668.5398 | -0.00068533 |  | 847.1744 | 0.41737 |  | 844.3349 | 0.07178 |  | 668.5398 | 0 |  | 964.6147 | 0.19526 |  |  |  | 990.37 | 0.031379 |  | 1197.1685 | 0.94168 |  | 1355.7819 | 0.22994 | [7 empty] | 1117.0334 | 0 |  | 1117.0267 | 0.03436
| 844.5017 | 0.00477 |  | 668.7724 | 0.00099621 |  | 668.7724 | 0.00057847 |  | 843.8524 | 0.69873 |  | 668.7724 | 0.00050183 |  | 847.3428 | 0.42006 |  | 844.5017 | 0.07196 |  | 668.7724 | 0.00020024 |  | 964.7073 | 0.1959 |  |  |  | 990.671 | 0.031573 |  | 1197.2387 | 0.94291 |  | 1356.0071 | 0.22622 | [7 empty] | 1117.0946 | 0 |  | 1117.0879 | 0.03431
| 844.6686 | 0.00381 |  | 669.005 | -0.00016839 |  | 669.005 | -0.0012773 |  | 844.0195 | 0.70286 |  | 669.005 | -0.0005291 |  | 847.5113 | 0.42329 |  | 844.6686 | 0.0724 |  | 669.005 | 0 |  | 964.7999 | 0.19631 |  |  |  | 990.971 | 0.031941 |  | 1197.3088 | 0.94411 |  | 1356.2323 | 0.22242 | [7 empty] | 1117.1558 | 0 |  | 1117.149 | 0.03425
| 844.8355 | 0.00573 |  | 669.2376 | 0.00065127 |  | 669.2376 | 0.0011054 |  | 844.1866 | 0.71195 |  | 669.2376 | 0.0006906 |  | 847.6798 | 0.42611 |  | 844.8355 | 0.07267 |  | 669.2376 | 0 |  | 964.8925 | 0.19752 |  |  |  | 991.272 | 0.032279 |  | 1197.3791 | 0.94531 |  | 1356.4576 | 0.21875 | [7 empty] | 1117.2169 | 0 |  | 1117.2102 | 0.03417
| 845.0023 | 0.00413 |  | 669.4703 | 0.00014298 |  | 669.4703 | -0.00088314 |  | 844.3536 | 0.70442 |  | 669.4703 | -0.00082732 |  | 847.8482 | 0.42862 |  | 845.0023 | 0.07306 |  | 669.4703 | 0 |  | 964.9852 | 0.19867 |  |  |  | 991.573 | 0.033075 |  | 1197.4493 | 0.94649 |  | 1356.683 | 0.21546 | [7 empty] | 1117.2779 | 0 |  | 1117.2714 | 0.03407
| 845.1692 | 0.0035 |  | 669.7029 | 0.0011358 |  | 669.7029 | 9.2876e-05 |  | 844.5207 | 0.71547 |  | 669.7029 | 0.0003588 |  | 848.0167 | 0.43083 |  | 845.1692 | 0.07321 |  | 669.7029 | 0 |  | 965.0778 | 0.19885 |  |  |  | 991.874 | 0.033143 |  | 1197.5195 | 0.94765 |  | 1356.9084 | 0.21266 | [7 empty] | 1117.3391 | 0 |  | 1117.3325 | 0.03398
| 845.336 | 0.00432 |  | 669.9355 | -3.4407e-05 |  | 669.9355 | -7.5525e-05 |  | 844.6878 | 0.71458 |  | 669.9355 | -0.00023502 |  | 848.1852 | 0.43432 |  | 845.336 | 0.07353 |  | 669.9355 | 0 |  | 965.1705 | 0.1997 |  |  |  | 992.175 | 0.033148 |  | 1197.5898 | 0.94881 |  | 1357.134 | 0.21038 | [7 empty] | 1117.4004 | 0 |  | 1117.3937 | 0.03391
| 845.5029 | 0.00686 |  | 670.1682 | 0.00094337 |  | 670.1682 | -0.00030774 |  | 844.8549 | 0.72345 |  | 670.1682 | 0.00034688 |  | 848.3537 | 0.43726 |  | 845.5029 | 0.07385 |  | 670.1682 | 0 |  | 965.2632 | 0.20125 |  |  |  | 992.477 | 0.0344 |  | 1197.66 | 0.94995 |  | 1357.3596 | 0.20851 | [7 empty] | 1117.4615 | 0 |  | 1117.4548 | 0.03391
| 845.6698 | 0.00439 |  | 670.4009 | -2.0416e-05 |  | 670.4009 | -0.0018009 |  | 845.022 | 0.72186 |  | 670.4009 | -0.00039846 |  | 848.5222 | 0.44067 |  | 845.6698 | 0.07439 |  | 670.4009 | 0 |  | 965.356 | 0.20245 |  |  |  | 992.779 | 0.034645 |  | 1197.7304 | 0.95106 |  | 1357.5853 | 0.20687 | [7 empty] | 1117.5227 | 0 |  | 1117.516 | 0.034
| 845.8366 | 0.00485 |  | 670.6335 | 0.00083701 |  | 670.6335 | 0.00047871 |  | 845.1891 | 0.72727 |  | 670.6335 | 0.0002333 |  | 848.6907 | 0.44368 |  | 845.8366 | 0.07475 |  | 670.6335 | 0 |  | 965.4487 | 0.20258 |  |  |  | 993.08 | 0.034815 |  | 1197.8005 | 0.95217 |  | 1357.811 | 0.20528 | [7 empty] | 1117.5839 | 0 |  | 1117.5772 | 0.03422
| 846.0035 | 0.0048 |  | 670.8662 | 0.0001986 |  | 670.8662 | -0.0008981 |  | 845.3562 | 0.7311 |  | 670.8662 | -0.00046785 |  | 848.8591 | 0.44699 |  | 846.0035 | 0.07527 |  | 670.8662 | 0 |  | 965.5415 | 0.20243 |  |  |  | 993.382 | 0.035379 |  | 1197.8709 | 0.95327 |  | 1358.0369 | 0.2036 | [7 empty] | 1117.645 | 0 |  | 1117.6383 | 0.03456
| 846.1704 | 0.00533 |  | 671.0989 | 0.00091662 |  | 671.0989 | -0.00015762 |  | 845.5233 | 0.73579 |  | 671.0989 | 0.00022352 |  | 849.0276 | 0.4499 |  | 846.1704 | 0.07554 |  | 671.0989 | 0 |  | 965.6343 | 0.20348 |  |  |  | 993.685 | 0.036594 |  | 1197.9412 | 0.95434 |  | 1358.2628 | 0.20175 | [7 empty] | 1117.7063 | 0 |  | 1117.6996 | 0.035
| 846.3373 | 0.00401 |  | 671.3316 | 4.6406e-06 |  | 671.3316 | 0.00086272 |  | 845.6904 | 0.7431 |  | 671.3316 | -0.00039837 |  | 849.1961 | 0.45347 |  | 846.3373 | 0.07605 |  | 671.3316 | 0 |  | 965.7271 | 0.20512 |  |  |  | 993.987 | 0.03638 |  | 1198.0113 | 0.95541 |  | 1358.4888 | 0.19975 | [7 empty] | 1117.7675 | 0 |  | 1117.7607 | 0.03551
| 846.5041 | 0.00468 |  | 671.5643 | 0.00086405 |  | 671.5643 | -6.9414e-05 |  | 845.8575 | 0.74985 |  | 671.5643 | 0.00043125 |  | 849.3646 | 0.45662 |  | 846.5041 | 0.07635 |  | 671.5643 | 0 |  | 965.8198 | 0.20596 |  |  |  | 994.29 | 0.037211 |  | 1198.0817 | 0.95646 |  | 1358.7148 | 0.19764 | [7 empty] | 1117.8286 | 0 |  | 1117.822 | 0.03603
| 846.671 | 0.00497 |  | 671.7971 | 0.0003964 |  | 671.7971 | -0.0008803 |  | 846.0246 | 0.7543 |  | 671.7971 | -0.00066393 |  | 849.5332 | 0.46099 |  | 846.671 | 0.07712 |  | 671.7971 | 0 |  | 965.9126 | 0.20598 |  |  |  | 994.593 | 0.037858 |  | 1198.152 | 0.95749 |  | 1358.9409 | 0.19548 | [7 empty] | 1117.8899 | 0 |  | 1117.8832 | 0.03652
| 846.8379 | 0.00422 |  | 672.0298 | 0.0014602 |  | 672.0298 | 0.00052608 |  | 846.1917 | 0.76455 |  | 672.0298 | 0.00049491 |  | 849.7017 | 0.46528 |  | 846.8379 | 0.07759 |  | 672.0298 | 0 |  | 966.0055 | 0.20685 |  |  |  | 994.896 | 0.037869 |  | 1198.2223 | 0.95851 |  | 1359.1672 | 0.19332 | [7 empty] | 1117.951 | 0 |  | 1117.9445 | 0.03691
| 847.0048 | 0.00439 |  | 672.2625 | 0.00037344 |  | 672.2625 | -0.00067429 |  | 846.3588 | 0.76568 |  | 672.2625 | -0.00056833 |  | 849.8702 | 0.47007 |  | 847.0048 | 0.07832 |  | 672.2625 | 0 |  | 966.0983 | 0.20778 |  |  |  | 995.199 | 0.038335 |  | 1198.2926 | 0.9595 |  | 1359.3934 | 0.19121 | [7 empty] | 1118.0123 | 0 |  | 1118.0056 | 0.03719
| 847.1717 | 0.00445 |  | 672.4953 | 0.0009326 |  | 672.4953 | -0.0017208 |  | 846.526 | 0.77919 |  | 672.4953 | 0.00043451 |  | 850.0387 | 0.47396 |  | 847.1717 | 0.07858 |  | 672.4953 | 0 |  | 966.1912 | 0.20751 |  |  |  | 995.502 | 0.039395 |  | 1198.3629 | 0.96049 |  | 1359.6199 | 0.18914 | [7 empty] | 1118.0736 | 0 |  | 1118.0669 | 0.03734
| 847.3386 | 0.00394 |  | 672.7281 | 0.00066029 |  | 672.7281 | -0.0023801 |  | 846.6931 | 0.7815 |  | 672.7281 | -0.00042733 |  | 850.2073 | 0.47827 |  | 847.3386 | 0.0791 |  | 672.7281 | 0 |  | 966.2841 | 0.20863 |  |  |  | 995.806 | 0.039066 |  | 1198.4334 | 0.96147 |  | 1359.8463 | 0.18711 | [7 empty] | 1118.1348 | 0 |  | 1118.1282 | 0.03736
| 847.5055 | 0.00452 |  | 672.9608 | 0.00095412 |  | 672.9608 | 0.0010358 |  | 846.8602 | 0.78731 |  | 672.9608 | 0.00055058 |  | 850.3758 | 0.48179 |  | 847.5055 | 0.07942 |  | 672.9608 | 0 |  | 966.3771 | 0.21067 |  |  |  | 996.109 | 0.03983 |  | 1198.5037 | 0.96243 |  | 1360.0728 | 0.18506 | [7 empty] | 1118.196 | 0 |  | 1118.1893 | 0.03728
| 847.6724 | 0.00515 |  | 673.1936 | 0.00023535 |  | 673.1936 | -0.001329 |  | 847.0273 | 0.79188 |  | 673.1936 | -0.00012167 |  | 850.5443 | 0.48564 |  | 847.6724 | 0.07988 |  | 673.1936 | 0 |  | 966.47 | 0.2112 |  |  |  | 996.413 | 0.039935 |  | 1198.574 | 0.96337 |  | 1360.2993 | 0.18297 | [7 empty] | 1118.2573 | 0 |  | 1118.2506 | 0.03711
| 847.8393 | 0.00434 |  | 673.4264 | 0.0015263 |  | 673.4264 | 0.00038602 |  | 847.1945 | 0.80245 |  | 673.4264 | 0.00087362 |  | 850.7129 | 0.48814 |  | 847.8393 | 0.08027 |  | 673.4264 | 0 |  | 966.563 | 0.21178 |  |  |  | 996.717 | 0.041156 |  | 1198.6444 | 0.96431 |  | 1360.526 | 0.18079 | [7 empty] | 1118.3186 | 0 |  | 1118.3119 | 0.03689
| 848.0062 | 0.0041 |  | 673.6592 | 0.00043759 |  | 673.6592 | -0.00060708 |  | 847.3616 | 0.80708 |  | 673.6592 | -0.00046516 |  | 850.8814 | 0.49125 |  | 848.0062 | 0.08068 |  | 673.6592 | 0 |  | 966.6559 | 0.21254 |  |  |  | 997.022 | 0.041562 |  | 1198.7147 | 0.96523 |  | 1360.7528 | 0.17852 | [7 empty] | 1118.3799 | 0 |  | 1118.3732 | 0.03665
| 848.1731 | 0.00434 |  | 673.892 | 0.0016166 |  | 673.892 | 0.00094204 |  | 847.5288 | 0.81689 |  | 673.892 | 0.00058965 |  | 851.05 | 0.49463 |  | 848.1731 | 0.08076 |  | 673.8921 | 0 |  | 966.749 | 0.21344 |  |  |  | 997.326 | 0.041951 |  | 1198.7852 | 0.96613 |  | 1360.9796 | 0.1762 | [7 empty] | 1118.4412 | 0 |  | 1118.4344 | 0.03643
| 848.3401 | 0.00619 |  | 674.1249 | 0.00071251 |  | 674.1249 | -0.00074347 |  | 847.6959 | 0.82128 |  | 674.1249 | -0.00065958 |  | 851.2185 | 0.49855 |  | 848.3401 | 0.08099 |  | 674.1249 | 0 |  | 966.8419 | 0.21463 |  |  |  | 997.631 | 0.042431 |  | 1198.8555 | 0.96701 |  | 1361.2064 | 0.17389 | [7 empty] | 1118.5024 | 0 |  | 1118.4957 | 0.03623
| 848.507 | 0.00496 |  | 674.3577 | 0.0012733 |  | 674.3577 | 0.00010344 |  | 847.8631 | 0.82801 |  | 674.3577 | 0.00016267 |  | 851.3871 | 0.5017 |  | 848.507 | 0.08116 |  | 674.3577 | 0 |  | 966.935 | 0.21473 |  |  |  | 997.935 | 0.0432 |  | 1198.9259 | 0.96789 |  | 1361.4335 | 0.17167 | [7 empty] | 1118.5637 | 0 |  | 1118.557 | 0.03606
| 848.6739 | 0.00559 |  | 674.5906 | 0.00090104 |  | 674.5906 | -3.754e-05 |  | 848.0302 | 0.83706 |  | 674.5906 | -0.00068594 |  | 851.5557 | 0.50547 |  | 848.6739 | 0.0818 |  | 674.5906 | 0 |  | 967.028 | 0.2146 |  |  |  | 998.24 | 0.043633 |  | 1198.9963 | 0.96875 |  | 1361.6605 | 0.16961 | [7 empty] | 1118.625 | 0 |  | 1118.6183 | 0.03591
| 848.8408 | 0.00403 |  | 674.8234 | 0.0015116 |  | 674.8234 | 0.00075501 |  | 848.1974 | 0.84912 |  | 674.8234 | 0.00011284 |  | 851.7242 | 0.50905 |  | 848.8408 | 0.08223 |  | 674.8234 | 0 |  | 967.1211 | 0.21544 |  |  |  | 998.546 | 0.044351 |  | 1199.0668 | 0.96959 |  | 1361.8876 | 0.16778 | [7 empty] | 1118.6863 | 0 |  | 1118.6796 | 0.03573
| 849.0078 | 0.00555 |  | 675.0563 | 0.00080242 |  | 675.0563 | -0.0011546 |  | 848.3646 | 0.8482 |  | 675.0563 | -0.00050216 |  | 851.8928 | 0.51238 |  | 849.0078 | 0.08302 |  | 675.0563 | 0 |  | 967.2142 | 0.21635 |  |  |  | 998.851 | 0.044667 |  | 1199.1372 | 0.97042 |  | 1362.1147 | 0.1662 | [7 empty] | 1118.7477 | 0 |  | 1118.741 | 0.0355
| 849.1747 | 0.00339 |  | 675.2892 | 0.0014225 |  | 675.2892 | 0.00082187 |  | 848.5317 | 0.85928 |  | 675.2892 | 5.0407e-05 |  | 852.0614 | 0.51484 |  | 849.1747 | 0.08355 |  | 675.2892 | 0 |  | 967.3073 | 0.21623 |  |  |  | 999.157 | 0.04526 |  | 1199.2076 | 0.97125 |  | 1362.342 | 0.16482 | [7 empty] | 1118.809 | 0 |  | 1118.8022 | 0.0352
| 849.3416 | 0.00519 |  | 675.522 | 0.00065369 |  | 675.522 | -0.00014004 |  | 848.6989 | 0.85984 |  | 675.522 | -0.00081763 |  | 852.23 | 0.51756 |  | 849.3416 | 0.0843 |  | 675.5221 | 0.00080096 |  | 967.4004 | 0.2167 |  |  |  | 999.462 | 0.045907 |  | 1199.2781 | 0.97205 |  | 1362.5695 | 0.16358 | [7 empty] | 1118.8702 | 0 |  | 1118.8635 | 0.03483
| 849.5086 | 0.0057 |  | 675.7549 | 0.0016926 |  | 675.7549 | -0.00090378 |  | 848.8661 | 0.87136 |  | 675.7549 | 0.00038302 |  | 852.3986 | 0.52051 |  | 849.5086 | 0.0846 |  | 675.755 | 0 |  | 967.4935 | 0.21854 |  |  |  | 999.768 | 0.046148 |  | 1199.3485 | 0.97285 |  | 1362.7969 | 0.16237 | [7 empty] | 1118.9316 | 0 |  | 1118.9249 | 0.03441
| 849.6755 | 0.00443 |  | 675.9879 | 0.0006077 |  | 675.9879 | -0.00084027 |  | 849.0333 | 0.8803 |  | 675.9879 | -0.00042562 |  | 852.5672 | 0.52371 |  | 849.6755 | 0.08527 |  | 675.9879 | 0 |  | 967.5867 | 0.22008 |  |  |  | 1000.074 | 0.046909 |  | 1199.4189 | 0.97362 |  | 1363.0243 | 0.16105 | [7 empty] | 1118.9929 | 0 |  | 1118.9862 | 0.03399
| 849.8425 | 0.00498 |  | 676.2208 | 0.0016568 |  | 676.2208 | 0.00056426 |  | 849.2004 | 0.88452 |  | 676.2208 | 0.0005654 |  | 852.7358 | 0.52638 |  | 849.8425 | 0.08578 |  | 676.2208 | 0 |  | 967.6799 | 0.22082 |  |  |  | 1000.381 | 0.047118 |  | 1199.4894 | 0.97438 |  | 1363.252 | 0.15951 | [7 empty] | 1119.0543 | 0 |  | 1119.0476 | 0.03363
| 850.0094 | 0.00338 |  | 676.4537 | 0.00099157 |  | 676.4537 | -0.00051971 |  | 849.3676 | 0.88854 |  | 676.4537 | -0.00028037 |  | 852.9044 | 0.53009 |  | 850.0094 | 0.08644 |  | 676.4537 | 0 |  | 967.7731 | 0.22144 |  |  |  | 1000.687 | 0.048443 |  | 1199.5598 | 0.97514 |  | 1363.4796 | 0.15771 | [7 empty] | 1119.1156 | 0 |  | 1119.1089 | 0.03336
| 850.1764 | 0.00531 |  | 676.6866 | 0.001921 |  | 676.6866 | 0.00075383 |  | 849.5348 | 0.90236 |  | 676.6866 | 0.00052567 |  | 853.073 | 0.53408 |  | 850.1764 | 0.08675 |  | 676.6866 | 0 |  | 967.8663 | 0.22241 |  |  |  | 1000.994 | 0.048579 |  | 1199.6304 | 0.97587 |  | 1363.7073 | 0.15564 | [7 empty] | 1119.177 | 0 |  | 1119.1703 | 0.03321
| 850.3433 | 0.00438 |  | 676.9196 | 0.00071296 |  | 676.9196 | -0.0011794 |  | 849.702 | 0.90352 |  | 676.9196 | -0.0004007 |  | 853.2416 | 0.53818 |  | 850.3433 | 0.08714 |  | 676.9196 | 0 |  | 967.9595 | 0.22325 |  |  |  | 1001.301 | 0.049373 |  | 1199.7008 | 0.97661 |  | 1363.9351 | 0.15338 | [7 empty] | 1119.2384 | 0 |  | 1119.2317 | 0.03316
| 850.5103 | 0.0058 |  | 677.1525 | 0.0015268 |  | 677.1525 | 0.001238 |  | 849.8692 | 0.91398 |  | 677.1525 | 0.00027679 |  | 853.4102 | 0.54164 |  | 850.5103 | 0.08744 |  | 677.1526 | 0 |  | 968.0527 | 0.2239 |  |  |  | 1001.608 | 0.050018 |  | 1199.7714 | 0.97732 |  | 1364.163 | 0.1511 | [7 empty] | 1119.2997 | 0 |  | 1119.2931 | 0.03322
| 850.6772 | 0.00436 |  | 677.3855 | 0.00085545 |  | 677.3855 | -0.0010945 |  | 850.0364 | 0.92067 |  | 677.3855 | -0.00024557 |  | 853.5788 | 0.54573 |  | 850.6772 | 0.08814 |  | 677.3855 | 0 |  | 968.146 | 0.22464 |  |  |  | 1001.915 | 0.050415 |  | 1199.8418 | 0.97802 |  | 1364.3909 | 0.14896 | [7 empty] | 1119.3611 | 0 |  | 1119.3544 | 0.03336
| 850.8442 | 0.0058 |  | 677.6185 | 0.0018439 |  | 677.6185 | 0.00068294 |  | 850.2036 | 0.9269 |  | 677.6185 | 0.00044219 |  | 853.7474 | 0.54979 |  | 850.8442 | 0.08837 |  | 677.6185 | 0.001 |  | 968.2393 | 0.22499 |  |  |  | 1002.223 | 0.051122 |  | 1199.9124 | 0.9787 |  | 1364.6189 | 0.14709 | [7 empty] | 1119.4225 | 0 |  | 1119.4158 | 0.03356
| 851.0112 | 0.00297 |  | 677.8515 | 0.00055286 |  | 677.8515 | 0.00054897 |  | 850.3708 | 0.93585 |  | 677.8515 | -0.00033442 |  | 853.9161 | 0.5538 |  | 851.0112 | 0.08869 |  | 677.8515 | 0 |  | 968.3326 | 0.22527 |  |  |  | 1002.53 | 0.051806 |  | 1199.9829 | 0.97938 |  | 1364.847 | 0.14556 | [7 empty] | 1119.4839 | 0 |  | 1119.4772 | 0.03382
| 851.1781 | 0.00524 |  | 678.0845 | 0.001923 |  | 678.0845 | -0.00022424 |  | 850.538 | 0.93966 |  | 678.0845 | 0.00025954 |  | 854.0847 | 0.55741 |  | 851.1781 | 0.08859 |  | 678.0845 | 0.00040068 |  | 968.4259 | 0.22656 |  |  |  | 1002.838 | 0.05251 |  | 1200.0533 | 0.98005 |  | 1365.0752 | 0.14435 | [7 empty] | 1119.5453 | 0 |  | 1119.5386 | 0.03411
| 851.3451 | 0.00492 |  | 678.3175 | 0.00094713 |  | 678.3175 | -9.8249e-05 |  | 850.7052 | 0.94515 |  | 678.3175 | -0.00042549 |  | 854.2533 | 0.56158 |  | 851.3451 | 0.08908 |  | 678.3175 | 0 |  | 968.5192 | 0.22866 |  |  |  | 1003.146 | 0.052996 |  | 1200.1239 | 0.9807 |  | 1365.3035 | 0.14333 | [7 empty] | 1119.6067 | 0 |  | 1119.6 | 0.03444
| 851.5121 | 0.0039 |  | 678.5505 | 0.0021688 |  | 678.5505 | 0.00058769 |  | 850.8725 | 0.95194 |  | 678.5505 | 0.00086185 |  | 854.422 | 0.56538 |  | 851.5121 | 0.08941 |  | 678.5505 | 0 |  | 968.6126 | 0.22994 |  |  |  | 1003.454 | 0.053686 |  | 1200.1945 | 0.98134 |  | 1365.5319 | 0.14231 | [7 empty] | 1119.6681 | 0 |  | 1119.6614 | 0.03479
| 851.6791 | 0.00343 |  | 678.7835 | 0.0011012 |  | 678.7835 | -0.00055929 |  | 851.0397 | 0.95555 |  | 678.7835 | -0.00059634 |  | 854.5906 | 0.56942 |  | 851.6791 | 0.09006 |  | 678.7835 | 0.00040048 |  | 968.7059 | 0.22993 |  |  |  | 1003.763 | 0.054754 |  | 1200.265 | 0.98197 |  | 1365.7603 | 0.14111 | [7 empty] | 1119.7295 | 0 |  | 1119.7228 | 0.03513
| 851.8461 | 0.00244 |  | 679.0166 | 0.0018994 |  | 679.0166 | -0.00019968 |  | 851.2069 | 0.95888 |  | 679.0166 | 0.0004681 |  | 854.7593 | 0.57302 |  | 851.8461 | 0.09052 |  | 679.0166 | 0.00040048 |  | 968.7993 | 0.22996 |  |  |  | 1004.071 | 0.055778 |  | 1200.3356 | 0.98258 |  | 1365.9888 | 0.1396 | [7 empty] | 1119.7909 | 0 |  | 1119.7843 | 0.03543
| 852.013 | 0.00439 |  | 679.2496 | 0.00070126 |  | 679.2496 | -0.00071341 |  | 851.3741 | 0.96213 |  | 679.2496 | -0.00022815 |  | 854.9279 | 0.57717 |  | 852.013 | 0.09112 |  | 679.2496 | 0 |  | 968.8927 | 0.23078 |  |  |  | 1004.38 | 0.056481 |  | 1200.4061 | 0.98318 |  | 1366.2173 | 0.1377 | [7 empty] | 1119.8524 | 0 |  | 1119.8457 | 0.03565
| 852.18 | 0.00447 |  | 679.4827 | 0.0016836 |  | 679.4827 | -0.00033688 |  | 851.5414 | 0.96914 |  | 679.4827 | 0.00020621 |  | 855.0966 | 0.58172 |  | 852.18 | 0.09132 |  | 679.4827 | 0 |  | 968.9861 | 0.23174 |  |  |  | 1004.689 | 0.056895 |  | 1200.4767 | 0.98378 |  | 1366.4459 | 0.13544 | [7 empty] | 1119.9138 | 0 |  | 1119.9071 | 0.03575
| 852.347 | 0.00415 |  | 679.7158 | 0.001319 |  | 679.7158 | -0.00040363 |  | 851.7086 | 0.96827 |  | 679.7158 | -0.0001174 |  | 855.2653 | 0.58626 |  | 852.347 | 0.09141 |  | 679.7158 | 0 |  | 969.0795 | 0.23247 |  |  |  | 1004.998 | 0.057882 |  | 1200.5474 | 0.98436 |  | 1366.6747 | 0.13291 | [7 empty] | 1119.9752 | 0 |  | 1119.9685 | 0.03568
| 852.514 | 0.0045 |  | 679.9488 | 0.0020762 |  | 679.9488 | 4.5781e-05 |  | 851.8759 | 0.98164 |  | 679.9488 | 0.00074884 |  | 855.4339 | 0.5891 |  | 852.514 | 0.09129 |  | 679.9488 | 0 |  | 969.173 | 0.23302 |  |  |  | 1005.308 | 0.058536 |  | 1200.6179 | 0.98493 |  | 1366.9034 | 0.13028 | [7 empty] | 1120.0367 | 0 |  | 1120.03 | 0.03545
| 852.681 | 0.00381 |  | 680.1819 | 0.0012528 |  | 680.1819 | 0.00021748 |  | 852.0431 | 0.97629 |  | 680.1819 | -0.0006416 |  | 855.6026 | 0.59261 |  | 852.681 | 0.09165 |  | 680.1819 | 0 |  | 969.2665 | 0.23392 |  |  |  | 1005.617 | 0.059284 |  | 1200.6885 | 0.98549 |  | 1367.1323 | 0.12775 | [7 empty] | 1120.0981 | 0 |  | 1120.0914 | 0.03507
| 852.848 | 0.00515 |  | 680.415 | 0.0020806 |  | 680.415 | 0.00034055 |  | 852.2104 | 0.98368 |  | 680.415 | 0.00053734 |  | 855.7713 | 0.59608 |  | 852.848 | 0.09189 |  | 680.415 | 0 |  | 969.36 | 0.2352 |  |  |  | 1005.927 | 0.060041 |  | 1200.7592 | 0.98603 |  | 1367.3612 | 0.12551 | [7 empty] | 1120.1597 | 0 |  | 1120.1529 | 0.03457
| 853.015 | 0.00411 |  | 680.6481 | 0.0012495 |  | 680.6481 | 0.00086072 |  | 852.3776 | 0.98855 |  | 680.6481 | -0.00080831 |  | 855.94 | 0.5993 |  | 853.015 | 0.09262 |  | 680.6481 | 0 |  | 969.4535 | 0.23526 |  |  |  | 1006.237 | 0.060981 |  | 1200.8297 | 0.98657 |  | 1367.5903 | 0.12375 | [7 empty] | 1120.2211 | 0 |  | 1120.2144 | 0.03402
| 853.182 | 0.00338 |  | 680.8813 | 0.0028476 |  | 680.8813 | 0.0018812 |  | 852.5449 | 0.9891 |  | 680.8813 | 0.00075393 |  | 856.1087 | 0.60185 |  | 853.182 | 0.09297 |  | 680.8813 | 0 |  | 969.5471 | 0.23494 |  |  |  | 1006.547 | 0.061808 |  | 1200.9004 | 0.9871 |  | 1367.8193 | 0.12259 | [7 empty] | 1120.2826 | 0 |  | 1120.2759 | 0.03349
| 853.349 | 0.00431 |  | 681.1144 | 0.00098805 |  | 681.1144 | 7.306e-05 |  | 852.7121 | 0.99259 |  | 681.1144 | -0.00077372 |  | 856.2773 | 0.6055 |  | 853.349 | 0.09388 |  | 681.1144 | 0 |  | 969.6406 | 0.23615 |  |  |  | 1006.857 | 0.063076 |  | 1200.9711 | 0.98761 |  | 1368.0486 | 0.12204 | [7 empty] | 1120.3441 | 0 |  | 1120.3374 | 0.03305
| 853.516 | 0.0042 |  | 681.3475 | 0.0023714 |  | 681.3475 | 0.0004338 |  | 852.8794 | 0.9943 |  | 681.3475 | 0.00024633 |  | 856.446 | 0.60875 |  | 853.516 | 0.09462 |  | 681.3475 | 0 |  | 969.7341 | 0.23776 |  |  |  | 1007.168 | 0.063567 |  | 1201.0416 | 0.98812 |  | 1368.2778 | 0.12202 | [7 empty] | 1120.4056 | 0 |  | 1120.3989 | 0.03275
| 853.6831 | 0.00413 |  | 681.5807 | 0.0014889 |  | 681.5807 | -0.00085102 |  | 853.0467 | 0.98749 |  | 681.5807 | -0.00035513 |  | 856.6147 | 0.61253 |  | 853.6831 | 0.09569 |  | 681.5807 | 0 |  | 969.8278 | 0.23853 |  |  |  | 1007.478 | 0.064331 |  | 1201.1123 | 0.98861 |  | 1368.5072 | 0.12234 | [7 empty] | 1120.467 | 0 |  | 1120.4603 | 0.03264
| 853.8501 | 0.00517 |  | 681.8138 | 0.002251 |  | 681.8138 | 0.00071409 |  | 853.2139 | 1 |  | 681.8138 | 0.0003867 |  | 856.7834 | 0.61604 |  | 853.8501 | 0.09605 |  | 681.8138 | 0 |  | 969.9213 | 0.23851 |  |  |  | 1007.789 | 0.065024 |  | 1201.183 | 0.98909 |  | 1368.7366 | 0.12277 | [7 empty] | 1120.5286 | 0 |  | 1120.5219 | 0.0327
| 854.0171 | 0.00538 |  | 682.047 | 0.0017655 |  | 682.047 | 0.00039551 |  | 853.3812 | 0.98749 |  | 682.047 | -0.0011894 |  | 856.9521 | 0.62063 |  | 854.0171 | 0.09655 |  | 682.047 | 0 |  | 970.015 | 0.23866 |  |  |  | 1008.1 | 0.066243 |  | 1201.2537 | 0.98956 |  | 1368.9661 | 0.12307 | [7 empty] | 1120.5901 | 0 |  | 1120.5834 | 0.03292
| 854.1841 | 0.00478 |  | 682.2802 | 0.0023893 |  | 682.2802 | 0.00046324 |  | 853.5485 | 0.99604 |  | 682.2802 | 0.00052381 |  | 857.1209 | 0.62544 |  | 854.1841 | 0.09673 |  | 682.2802 | 0 |  | 970.1086 | 0.23956 |  |  |  | 1008.412 | 0.067024 |  | 1201.3243 | 0.99002 |  | 1369.1956 | 0.12302 | [7 empty] | 1120.6516 | 0 |  | 1120.6449 | 0.03322
| 854.3511 | 0.00394 |  | 682.5134 | 0.0013122 |  | 682.5134 | -0.0010347 |  | 853.7158 | 0.99737 |  | 682.5134 | -0.00076567 |  | 857.2896 | 0.63048 |  | 854.3511 | 0.09747 |  | 682.5134 | 0.00080096 |  | 970.2023 | 0.24024 |  |  |  | 1008.723 | 0.068064 |  | 1201.395 | 0.99047 |  | 1369.4253 | 0.12251 | [7 empty] | 1120.7131 | 0 |  | 1120.7064 | 0.03354
| 854.5182 | 0.00503 |  | 682.7466 | 0.0025712 |  | 682.7466 | 0.001377 |  | 853.8831 | 0.99932 |  | 682.7466 | 0.00017838 |  | 857.4583 | 0.63443 |  | 854.5182 | 0.09815 |  | 682.7466 | 0.001 |  | 970.296 | 0.24059 |  |  |  | 1009.035 | 0.069119 |  | 1201.4657 | 0.99092 |  | 1369.6549 | 0.12152 | [7 empty] | 1120.7747 | 0 |  | 1120.7679 | 0.03381
| 854.6852 | 0.00383 |  | 682.9798 | 0.0016728 |  | 682.9798 | -0.0011158 |  | 854.0503 | 0.99373 |  | 682.9798 | -0.00061922 |  | 857.627 | 0.63858 |  | 854.6852 | 0.09936 |  | 682.9798 | 0 |  | 970.3896 | 0.24102 |  |  |  | 1009.346 | 0.069614 |  | 1201.5364 | 0.99135 |  | 1369.8848 | 0.12012 | [7 empty] | 1120.8362 | 0 |  | 1120.8295 | 0.03397
| 854.8523 | 0.00607 |  | 683.213 | 0.0028804 |  | 683.213 | 0.0010622 |  | 854.2176 | 0.99946 |  | 683.213 | 0.00048384 |  | 857.7957 | 0.64295 |  | 854.8523 | 0.10012 |  | 683.213 | 0.001 |  | 970.4834 | 0.24211 |  |  |  | 1009.659 | 0.0707 |  | 1201.6072 | 0.99177 |  | 1370.1146 | 0.11845 | [7 empty] | 1120.8978 | 0 |  | 1120.8911 | 0.034
| 855.0193 | 0.00371 |  | 683.4462 | 0.001575 |  | 683.4462 | -0.00037557 |  | 854.3849 | 0.99519 |  | 683.4462 | -0.00055515 |  | 857.9645 | 0.64709 |  | 855.0193 | 0.1009 |  | 683.4462 | 0 |  | 970.5771 | 0.24397 |  |  |  | 1009.971 | 0.071215 |  | 1201.6779 | 0.99217 |  | 1370.3446 | 0.11667 | [7 empty] | 1120.9594 | 0 |  | 1120.9526 | 0.03387
| 855.1863 | 0.00489 |  | 683.6795 | 0.0028279 |  | 683.6795 | 0.00023441 |  | 854.5522 | 0.9904 |  | 683.6795 | 0.00060811 |  | 858.1332 | 0.651 |  | 855.1863 | 0.10113 |  | 683.6795 | 0 |  | 970.6708 | 0.24455 |  |  |  | 1010.283 | 0.072716 |  | 1201.7485 | 0.99258 |  | 1370.5746 | 0.11493 | [7 empty] | 1121.0209 | 0 |  | 1121.0142 | 0.03361
| 855.3534 | 0.00388 |  | 683.9127 | 0.0017731 |  | 683.9127 | -0.00089876 |  | 854.7195 | 0.98943 |  | 683.9127 | -0.00028946 |  | 858.302 | 0.65533 |  | 855.3534 | 0.1016 |  | 683.9127 | 0 |  | 970.7646 | 0.24477 |  |  |  | 1010.596 | 0.073206 |  | 1201.8193 | 0.99296 |  | 1370.8047 | 0.11335 | [7 empty] | 1121.0824 | 0 |  | 1121.0757 | 0.03324
| 855.5204 | 0.00506 |  | 684.146 | 0.0028777 |  | 684.146 | -0.00044308 |  | 854.8868 | 0.99016 |  | 684.146 | 0.00058614 |  | 858.4707 | 0.65972 |  | 855.5204 | 0.10169 |  | 684.146 | 0 |  | 970.8584 | 0.24618 |  |  |  | 1010.909 | 0.074106 |  | 1201.89 | 0.99335 |  | 1371.0349 | 0.11199 | [7 empty] | 1121.144 | 0 |  | 1121.1373 | 0.03281
| 855.6875 | 0.00348 |  | 684.3793 | 0.0017851 |  | 684.3793 | -3.2615e-05 |  | 855.0541 | 0.98371 |  | 684.3793 | -0.000186 |  | 858.6395 | 0.66383 |  | 855.6875 | 0.10187 |  | 684.3793 | 0 |  | 970.9522 | 0.24768 |  |  |  | 1011.222 | 0.075562 |  | 1201.9608 | 0.99372 |  | 1371.2651 | 0.11086 | [7 empty] | 1121.2056 | 0 |  | 1121.1988 | 0.03233
| 855.8545 | 0.00513 |  | 684.6125 | 0.0024061 |  | 684.6125 | 0.0015189 |  | 855.2215 | 0.98182 |  | 684.6125 | 0.00068251 |  | 858.8082 | 0.6672 |  | 855.8545 | 0.10188 |  | 684.6125 | 0 |  | 971.046 | 0.24801 |  |  |  | 1011.535 | 0.075901 |  | 1202.0316 | 0.99407 |  | 1371.4955 | 0.10993 | [7 empty] | 1121.2672 | 0 |  | 1121.2605 | 0.03184
| 856.0216 | 0.00366 |  | 684.8458 | 0.0019668 |  | 684.8458 | -0.0012234 |  | 855.3888 | 0.97403 |  | 684.8458 | -0.00053727 |  | 858.977 | 0.67094 |  | 856.0216 | 0.10237 |  | 684.8458 | 0 |  | 971.1399 | 0.24753 |  |  |  | 1011.848 | 0.077042 |  | 1202.1023 | 0.99442 |  | 1371.7258 | 0.10913 | [7 empty] | 1121.3287 | 0 |  | 1121.322 | 0.03137
| 856.1887 | 0.00545 |  | 685.0791 | 0.0026483 |  | 685.0791 | 0.0015699 |  | 855.5561 | 0.97484 |  | 685.0791 | 0.00098066 |  | 859.1458 | 0.6748 |  | 856.1887 | 0.10287 |  | 685.0791 | 0 |  | 971.2338 | 0.24802 |  |  |  | 1012.162 | 0.077684 |  | 1202.1731 | 0.99476 |  | 1371.9563 | 0.10834 | [7 empty] | 1121.3904 | 0 |  | 1121.3837 | 0.03093
| 856.3557 | 0.00388 |  | 685.3124 | 0.0022628 |  | 685.3124 | -1.801e-05 |  | 855.7234 | 0.97075 |  | 685.3124 | -0.0002768 |  | 859.3145 | 0.67918 |  | 856.3557 | 0.10364 |  | 685.3124 | 0 |  | 971.3276 | 0.24885 |  |  |  | 1012.476 | 0.078669 |  | 1202.2439 | 0.99509 |  | 1372.1869 | 0.10747 | [7 empty] | 1121.452 | 0 |  | 1121.4453 | 0.03057
| 856.5228 | 0.00513 |  | 685.5458 | 0.0032425 |  | 685.5458 | 0.0013791 |  | 855.8908 | 0.97376 |  | 685.5458 | 0.00035051 |  | 859.4833 | 0.68212 |  | 856.5228 | 0.10398 |  | 685.5458 | 0 |  | 971.4215 | 0.24942 |  |  |  | 1012.789 | 0.079522 |  | 1202.3147 | 0.99541 |  | 1372.4176 | 0.1064 | [7 empty] | 1121.5137 | 0 |  | 1121.507 | 0.03028
| 856.6898 | 0.00473 |  | 685.7791 | 0.0019754 |  | 685.7791 | -0.00095185 |  | 856.0581 | 0.96157 |  | 685.7791 | -0.0005593 |  | 859.6521 | 0.68621 |  | 856.6898 | 0.10454 |  | 685.7791 | 0 |  | 971.5154 | 0.24999 |  |  |  | 1013.104 | 0.080761 |  | 1202.3855 | 0.99571 |  | 1372.6483 | 0.1051 | [7 empty] | 1121.5752 | 0 |  | 1121.5685 | 0.03008
| 856.8569 | 0.00475 |  | 686.0124 | 0.0031229 |  | 686.0124 | -0.00019144 |  | 856.2254 | 0.95188 |  | 686.0124 | 0.00071609 |  | 859.8208 | 0.69005 |  | 856.8569 | 0.10491 |  | 686.0124 | 0 |  | 971.6093 | 0.25016 |  |  |  | 1013.418 | 0.081554 |  | 1202.4563 | 0.99601 |  | 1372.879 | 0.10355 | [7 empty] | 1121.6368 | 0 |  | 1121.6301 | 0.02998
| 857.024 | 0.00482 |  | 686.2458 | 0.0021969 |  | 686.2458 | -0.0001176 |  | 856.3927 | 0.94765 |  | 686.2458 | -0.00067064 |  | 859.9896 | 0.69356 |  | 857.024 | 0.10567 |  | 686.2458 | 0 |  | 971.7032 | 0.25058 |  |  |  | 1013.733 | 0.082449 |  | 1202.5271 | 0.99629 |  | 1373.11 | 0.10182 | [7 empty] | 1121.6985 | 0 |  | 1121.6918 | 0.02995
| 857.1911 | 0.00571 |  | 686.4791 | 0.0037009 |  | 686.4791 | 0.00083014 |  | 856.5601 | 0.94398 |  | 686.4791 | 0.00020833 |  | 860.1584 | 0.69607 |  | 857.1911 | 0.10608 |  | 686.4791 | 0 |  | 971.7972 | 0.25164 |  |  |  | 1014.047 | 0.083243 |  | 1202.598 | 0.99657 |  | 1373.3409 | 0.099975 | [7 empty] | 1121.7601 | 0 |  | 1121.7534 | 0.02999
| 857.3582 | 0.00563 |  | 686.7125 | 0.0020431 |  | 686.7125 | -0.002097 |  | 856.7274 | 0.93235 |  | 686.7125 | -0.00054684 |  | 860.3272 | 0.70013 |  | 857.3582 | 0.10675 |  | 686.7125 | 0 |  | 971.8912 | 0.25272 |  |  |  | 1014.362 | 0.084393 |  | 1202.6688 | 0.99684 |  | 1373.5719 | 0.098116 | [7 empty] | 1121.8218 | 0 |  | 1121.8151 | 0.03007
| 857.5252 | 0.00577 |  | 686.9459 | 0.0034335 |  | 686.9459 | 0.0019504 |  | 856.8948 | 0.9317 |  | 686.9459 | 0.00088876 |  | 860.496 | 0.70435 |  | 857.5252 | 0.10706 |  | 686.9459 | 0 |  | 971.9852 | 0.25328 |  |  |  | 1014.677 | 0.085697 |  | 1202.7396 | 0.99709 |  | 1373.8031 | 0.096315 | [7 empty] | 1121.8834 | 0 |  | 1121.8767 | 0.03017
| 857.6923 | 0.0039 |  | 687.1793 | 0.0023093 |  | 687.1793 | 0.00079369 |  | 857.0621 | 0.92715 |  | 687.1793 | -0.00016505 |  | 860.6648 | 0.70899 |  | 857.6923 | 0.10775 |  | 687.1793 | 0 |  | 972.0792 | 0.25375 |  |  |  | 1014.993 | 0.086407 |  | 1202.8105 | 0.99734 |  | 1374.0343 | 0.09462 | [7 empty] | 1121.9451 | 0 |  | 1121.9383 | 0.03027
| 857.8594 | 0.00466 |  | 687.4127 | 0.0035643 |  | 687.4127 | 0.00068689 |  | 857.2295 | 0.91324 |  | 687.4127 | 0.00092179 |  | 860.8336 | 0.71304 |  | 857.8594 | 0.10808 |  | 687.4127 | 0.00080076 |  | 972.1733 | 0.25505 |  |  |  | 1015.308 | 0.087818 |  | 1202.8814 | 0.99758 |  | 1374.2655 | 0.093054 | [7 empty] | 1122.0068 | 0 |  | 1122.0001 | 0.03036
| 858.0265 | 0.00397 |  | 687.6461 | 0.0027405 |  | 687.6461 | -0.00073428 |  | 857.3969 | 0.90116 |  | 687.6461 | -0.0006996 |  | 861.0024 | 0.717 |  | 858.0265 | 0.10904 |  | 687.6461 | 0.00080076 |  | 972.2673 | 0.25644 |  |  |  | 1015.624 | 0.088544 |  | 1202.9523 | 0.9978 |  | 1374.4968 | 0.091619 | [7 empty] | 1122.0685 | 0 |  | 1122.0618 | 0.03043
| 858.1936 | 0.00475 |  | 687.8795 | 0.0036995 |  | 687.8795 | 0.00033048 |  | 857.5642 | 0.9024 |  | 687.8795 | 0.0011071 |  | 861.1713 | 0.72121 |  | 858.1936 | 0.10972 |  | 687.8795 | 0 |  | 972.3614 | 0.25686 |  |  |  | 1015.94 | 0.088791 |  | 1203.0231 | 0.99802 |  | 1374.7283 | 0.0903 | [7 empty] | 1122.1301 | 0 |  | 1122.1234 | 0.03044
| 858.3607 | 0.0039 |  | 688.1129 | 0.0023894 |  | 688.1129 | -0.0014503 |  | 857.7316 | 0.88704 |  | 688.1129 | -0.00026413 |  | 861.3401 | 0.72532 |  | 858.3607 | 0.1106 |  | 688.1129 | 0 |  | 972.4555 | 0.25722 |  |  |  | 1016.256 | 0.090575 |  | 1203.094 | 0.99821 |  | 1374.9597 | 0.089076 | [7 empty] | 1122.1918 | 0 |  | 1122.1851 | 0.0304
| 858.5278 | 0.00455 |  | 688.3464 | 0.0041168 |  | 688.3464 | 0.0005193 |  | 857.899 | 0.87472 |  | 688.3464 | 0.00085713 |  | 861.5089 | 0.72783 |  | 858.5278 | 0.11081 |  | 688.3464 | 0 |  | 972.5496 | 0.25792 |  |  |  | 1016.572 | 0.091702 |  | 1203.1649 | 0.99841 |  | 1375.1913 | 0.087918 | [7 empty] | 1122.2535 | 0 |  | 1122.2468 | 0.03028
| 858.6949 | 0.00308 |  | 688.5798 | 0.0029646 |  | 688.5798 | 0.0001335 |  | 858.0663 | 0.86726 |  | 688.5798 | -0.00055243 |  | 861.6777 | 0.73149 |  | 858.6949 | 0.11141 |  | 688.5798 | 0 |  | 972.6437 | 0.25871 |  |  |  | 1016.889 | 0.092742 |  | 1203.2358 | 0.9986 |  | 1375.423 | 0.086796 | [7 empty] | 1122.3152 | 0 |  | 1122.3085 | 0.03007
| 858.862 | 0.00209 |  | 688.8133 | 0.0037331 |  | 688.8133 | 0.0012047 |  | 858.2337 | 0.8528 |  | 688.8133 | 0.00054225 |  | 861.8466 | 0.7357 |  | 858.862 | 0.11194 |  | 688.8133 | 0 |  | 972.7379 | 0.25996 |  |  |  | 1017.206 | 0.093252 |  | 1203.3068 | 0.99876 |  | 1375.6548 | 0.08569 | [7 empty] | 1122.377 | 0 |  | 1122.3702 | 0.02977
| 859.0291 | 0.00294 |  | 689.0468 | 0.0028578 |  | 689.0468 | 0.00028195 |  | 858.4011 | 0.84916 |  | 689.0468 | -0.00096924 |  | 862.0154 | 0.73975 |  | 859.0291 | 0.11287 |  | 689.0467 | 0 |  | 972.832 | 0.26161 |  |  |  | 1017.523 | 0.094938 |  | 1203.3777 | 0.99893 |  | 1375.8866 | 0.084596 | [7 empty] | 1122.4386 | 0 |  | 1122.4319 | 0.02939
| 859.1962 | 0.00478 |  | 689.2802 | 0.0041482 |  | 689.2802 | 0.0011982 |  | 858.5685 | 0.83794 |  | 689.2802 | 0.00023467 |  | 862.1843 | 0.74254 |  | 859.1962 | 0.11339 |  | 689.2802 | 0 |  | 972.9262 | 0.26247 |  |  |  | 1017.84 | 0.096101 |  | 1203.4486 | 0.99907 |  | 1376.1184 | 0.083534 | [7 empty] | 1122.5004 | 0 |  | 1122.4936 | 0.02895
| 859.3633 | 0.00381 |  | 689.5137 | 0.0033071 |  | 689.5137 | -0.00023128 |  | 858.7359 | 0.81722 |  | 689.5137 | -0.00087738 |  | 862.3531 | 0.74648 |  | 859.3633 | 0.11404 |  | 689.5137 | 0 |  | 973.0204 | 0.26236 |  |  |  | 1018.157 | 0.096919 |  | 1203.5195 | 0.99921 |  | 1376.3503 | 0.082548 | [7 empty] | 1122.5621 | 0 |  | 1122.5554 | 0.02851
| 859.5305 | 0.00366 |  | 689.7472 | 0.0042866 |  | 689.7472 | 0.0010927 |  | 858.9033 | 0.82021 |  | 689.7472 | 0.00012219 |  | 862.5219 | 0.75022 |  | 859.5305 | 0.11449 |  | 689.7472 | 0 |  | 973.1147 | 0.26251 |  |  |  | 1018.474 | 0.09871 |  | 1203.5904 | 0.99934 |  | 1376.5824 | 0.081699 | [7 empty] | 1122.6238 | 0 |  | 1122.6171 | 0.0281
| 859.6976 | 0.00323 |  | 689.9807 | 0.0032895 |  | 689.9807 | -0.0012621 |  | 859.0707 | 0.79742 |  | 689.9807 | -0.00038988 |  | 862.6908 | 0.75377 |  | 859.6976 | 0.11537 |  | 689.9807 | 0 |  | 973.2089 | 0.26354 |  |  |  | 1018.792 | 0.099294 |  | 1203.6614 | 0.99945 |  | 1376.8146 | 0.081049 | [7 empty] | 1122.6855 | 0 |  | 1122.6788 | 0.02775
| 859.8647 | 0.00622 |  | 690.2142 | 0.0047165 |  | 690.2142 | 0.00021596 |  | 859.2381 | 0.78829 |  | 690.2142 | 0.000269 |  | 862.8597 | 0.75652 |  | 859.8647 | 0.11589 |  | 690.2142 | 0 |  | 973.3032 | 0.26474 |  |  |  | 1019.11 | 0.10109 |  | 1203.7324 | 0.99956 |  | 1377.0468 | 0.080636 | [7 empty] | 1122.7473 | 0 |  | 1122.7406 | 0.02749
| 860.0318 | 0.0042 |  | 690.4478 | 0.003545 |  | 690.4478 | -0.0014664 |  | 859.4055 | 0.77262 |  | 690.4478 | -0.00013206 |  | 863.0285 | 0.76034 |  | 860.0318 | 0.11655 |  | 690.4478 | 0 |  | 973.3975 | 0.26454 |  |  |  | 1019.428 | 0.10237 |  | 1203.8033 | 0.99966 |  | 1377.2791 | 0.080455 | [7 empty] | 1122.8091 | 0 |  | 1122.8024 | 0.02733
| 860.199 | 0.00538 |  | 690.6813 | 0.0051198 |  | 690.6813 | 7.9152e-05 |  | 859.5729 | 0.76811 |  | 690.6813 | 0.00026898 |  | 863.1974 | 0.76455 |  | 860.199 | 0.11674 |  | 690.6813 | 0 |  | 973.4918 | 0.26383 |  |  |  | 1019.746 | 0.10408 |  | 1203.8743 | 0.99974 |  | 1377.5114 | 0.080451 | [7 empty] | 1122.8709 | 0 |  | 1122.8641 | 0.02726
| 860.3661 | 0.00345 |  | 690.9149 | 0.0037777 |  | 690.9149 | 0.0013778 |  | 859.7403 | 0.74248 |  | 690.9149 | -0.0006734 |  | 863.3663 | 0.7696 |  | 860.3661 | 0.11767 |  | 690.9149 | 0 |  | 973.5861 | 0.26496 |  |  |  | 1020.065 | 0.10477 |  | 1203.9453 | 0.99981 |  | 1377.7439 | 0.080517 | [7 empty] | 1122.9326 | 0 |  | 1122.9259 | 0.02726
| 860.5332 | 0.00248 |  | 691.1484 | 0.0044126 |  | 691.1484 | -0.00012981 |  | 859.9077 | 0.73797 |  | 691.1484 | 0.00046335 |  | 863.5351 | 0.77461 |  | 860.5332 | 0.11832 |  | 691.1484 | 0 |  | 973.6804 | 0.26687 |  |  |  | 1020.384 | 0.106 |  | 1204.0162 | 0.99987 |  | 1377.9763 | 0.080518 | [7 empty] | 1122.9944 | 0 |  | 1122.9877 | 0.02734
| 860.7004 | 0.00411 |  | 691.382 | 0.0035224 |  | 691.382 | -0.0005238 |  | 860.0751 | 0.71924 |  | 691.382 | -0.00030607 |  | 863.704 | 0.78017 |  | 860.7004 | 0.11939 |  | 691.382 | 0 |  | 973.7747 | 0.2675 |  |  |  | 1020.703 | 0.10817 |  | 1204.0873 | 0.99992 |  | 1378.209 | 0.080315 | [7 empty] | 1123.0561 | 0 |  | 1123.0494 | 0.02746
| 860.8675 | 0.00464 |  | 691.6156 | 0.0049736 |  | 691.6156 | -0.00024606 |  | 860.2425 | 0.71429 |  | 691.6156 | 0.00072399 |  | 863.8729 | 0.78568 |  | 860.8675 | 0.11995 |  | 691.6156 | 0 |  | 973.8691 | 0.2677 |  |  |  | 1021.022 | 0.10904 |  | 1204.1583 | 0.99996 |  | 1378.4416 | 0.079802 | [7 empty] | 1123.1179 | 0 |  | 1123.1112 | 0.02763
| 861.0347 | 0.00371 |  | 691.8491 | 0.0038587 |  | 691.8491 | 6.75e-05 |  | 860.41 | 0.70052 |  | 691.8491 | -0.00021795 |  | 864.0418 | 0.79162 |  | 861.0347 | 0.12086 |  | 691.8492 | 0 |  | 973.9635 | 0.26816 |  |  |  | 1021.341 | 0.11083 |  | 1204.2294 | 0.99998 |  | 1378.6743 | 0.078928 | [7 empty] | 1123.1798 | 0 |  | 1123.1731 | 0.02784
| 861.2018 | 0.00614 |  | 692.0827 | 0.0048252 |  | 692.0827 | -0.00014306 |  | 860.5774 | 0.68885 |  | 692.0827 | 0.0005529 |  | 864.2107 | 0.79513 |  | 861.2018 | 0.12166 |  | 692.0827 | 0 |  | 974.0579 | 0.2686 |  |  |  | 1021.66 | 0.11219 |  | 1204.3004 | 0.99999 |  | 1378.9072 | 0.077712 | [7 empty] | 1123.2416 | 0 |  | 1123.2349 | 0.02809
| 861.369 | 0.00571 |  | 692.3164 | 0.0034264 |  | 692.3164 | 0.00081392 |  | 860.7448 | 0.66786 |  | 692.3164 | -0.00082694 |  | 864.3796 | 0.79901 |  | 861.369 | 0.12285 |  | 692.3164 | 0 |  | 974.1523 | 0.26893 |  |  |  | 1021.98 | 0.11387 |  | 1204.3715 | 1 |  | 1379.1401 | 0.076242 | [7 empty] | 1123.3033 | 0 |  | 1123.2966 | 0.02836
| 861.5361 | 0.0038 |  | 692.55 | 0.0047342 |  | 692.55 | -0.00030444 |  | 860.9123 | 0.65977 |  | 692.55 | 0.00084107 |  | 864.5485 | 0.80216 |  | 861.5361 | 0.12359 |  | 692.55 | 0 |  | 974.2468 | 0.26906 |  |  |  | 1022.3 | 0.11523 |  | 1204.4425 | 0.99999 |  | 1379.373 | 0.074658 | [7 empty] | 1123.3652 | 0 |  | 1123.3585 | 0.02867
| 861.7033 | 0.00496 |  | 692.7836 | 0.0041342 |  | 692.7836 | -0.00030161 |  | 861.0797 | 0.64346 |  | 692.7836 | -0.00068205 |  | 864.7174 | 0.80482 |  | 861.7033 | 0.12446 |  | 692.7836 | 0.00080076 |  | 974.3412 | 0.26959 |  |  |  | 1022.62 | 0.11639 |  | 1204.5135 | 0.99997 |  | 1379.6062 | 0.07312 | [7 empty] | 1123.427 | 0 |  | 1123.4203 | 0.02898
| 861.8704 | 0.00515 |  | 693.0172 | 0.0055748 |  | 693.0172 | 0.00083301 |  | 861.2471 | 0.63259 |  | 693.0172 | 0.00046774 |  | 864.8863 | 0.8057 |  | 861.8704 | 0.12481 |  | 693.0172 | 0 |  | 974.4357 | 0.27015 |  |  |  | 1022.94 | 0.11813 |  | 1204.5846 | 0.99993 |  | 1379.8394 | 0.071774 | [7 empty] | 1123.4889 | 0 |  | 1123.4822 | 0.0293
| 862.0376 | 0.00339 |  | 693.2509 | 0.0039998 |  | 693.2509 | -0.00044022 |  | 861.4146 | 0.61478 |  | 693.2509 | -0.00030989 |  | 865.0552 | 0.80836 |  | 862.0376 | 0.12586 |  | 693.2509 | 0 |  | 974.5302 | 0.27036 |  |  |  | 1023.261 | 0.11971 |  | 1204.6556 | 0.99989 |  | 1380.0725 | 0.070716 | [7 empty] | 1123.5507 | 0 |  | 1123.5439 | 0.02961
| 862.2047 | 0.0058 |  | 693.4845 | 0.0056436 |  | 693.4845 | 0.001117 |  | 861.582 | 0.60939 |  | 693.4845 | 0.00050686 |  | 865.2241 | 0.81128 |  | 862.2047 | 0.12629 |  | 693.4845 | 0 |  | 974.6246 | 0.27095 |  |  |  | 1023.582 | 0.12168 |  | 1204.7267 | 0.99984 |  | 1380.3058 | 0.069976 | [7 empty] | 1123.6126 | 0 |  | 1123.6058 | 0.02987
| 862.3719 | 0.00475 |  | 693.7182 | 0.0045713 |  | 693.7182 | -0.0007483 |  | 861.7495 | 0.59508 |  | 693.7182 | -0.00044392 |  | 865.3931 | 0.81482 |  | 862.3719 | 0.12732 |  | 693.7182 | 0 |  | 974.7192 | 0.27254 |  |  |  | 1023.902 | 0.12301 |  | 1204.7978 | 0.99976 |  | 1380.5392 | 0.069509 | [7 empty] | 1123.6744 | 0 |  | 1123.6677 | 0.0301
| 862.5391 | 0.00529 |  | 693.9519 | 0.0055745 |  | 693.9519 | 4.9258e-05 |  | 861.9169 | 0.57817 |  | 693.9519 | 0.00093565 |  | 865.562 | 0.81795 |  | 862.5391 | 0.12801 |  | 693.9519 | 0 |  | 974.8137 | 0.27414 |  |  |  | 1024.224 | 0.12489 |  | 1204.8689 | 0.99968 |  | 1380.7727 | 0.069213 | [7 empty] | 1123.7362 | 0 |  | 1123.7295 | 0.03026
| 862.7062 | 0.00434 |  | 694.1856 | 0.0048028 |  | 694.1856 | 9.6331e-05 |  | 862.0844 | 0.56298 |  | 694.1856 | -0.00089044 |  | 865.7309 | 0.82224 |  | 862.7062 | 0.12917 |  | 694.1856 | 0.00020024 |  | 974.9083 | 0.27475 |  |  |  | 1024.545 | 0.12624 |  | 1204.9401 | 0.99959 |  | 1381.0062 | 0.068962 | [7 empty] | 1123.7981 | 0 |  | 1123.7914 | 0.03036
| 862.8734 | 0.00464 |  | 694.4193 | 0.0058717 |  | 694.4193 | -0.00014061 |  | 862.2519 | 0.54893 |  | 694.4193 | 0.00080493 |  | 865.8999 | 0.82533 |  | 862.8734 | 0.12978 |  | 694.4193 | 0 |  | 975.0029 | 0.27527 |  |  |  | 1024.866 | 0.12785 |  | 1205.0111 | 0.99948 |  | 1381.2399 | 0.068641 | [7 empty] | 1123.86 | 0 |  | 1123.8533 | 0.0304
| 863.0406 | 0.00541 |  | 694.653 | 0.0049964 |  | 694.653 | -0.0011619 |  | 862.4193 | 0.53288 |  | 694.653 | -0.00075067 |  | 866.0688 | 0.8287 |  | 863.0406 | 0.13046 |  | 694.653 | 0 |  | 975.0975 | 0.27616 |  |  |  | 1025.188 | 0.12913 |  | 1205.0823 | 0.99936 |  | 1381.4735 | 0.068179 | [7 empty] | 1123.9219 | 0 |  | 1123.9152 | 0.03039
| 863.2078 | 0.00373 |  | 694.8867 | 0.0057521 |  | 694.8867 | 0.0018601 |  | 862.5868 | 0.52295 |  | 694.8867 | 0.00044051 |  | 866.2377 | 0.83086 |  | 863.2078 | 0.13081 |  | 694.8867 | 0 |  | 975.1921 | 0.27709 |  |  |  | 1025.51 | 0.1309 |  | 1205.1533 | 0.99924 |  | 1381.7073 | 0.06756 | [7 empty] | 1123.9838 | 0 |  | 1123.977 | 0.03035
| 863.375 | 0.00425 |  | 695.1204 | 0.0050143 |  | 695.1204 | -0.00020648 |  | 862.7543 | 0.50628 |  | 695.1204 | -0.00041816 |  | 866.4067 | 0.83326 |  | 863.375 | 0.13161 |  | 695.1204 | 0.00020024 |  | 975.2867 | 0.27771 |  |  |  | 1025.832 | 0.13233 |  | 1205.2245 | 0.9991 |  | 1381.9412 | 0.06682 | [7 empty] | 1124.0457 | 0 |  | 1124.0389 | 0.03028
| 863.5422 | 0.00469 |  | 695.3541 | 0.0063516 |  | 695.3541 | -3.1999e-05 |  | 862.9217 | 0.49798 |  | 695.3541 | 0.00069385 |  | 866.5756 | 0.83583 |  | 863.5422 | 0.13177 |  | 695.3541 | 0 |  | 975.3814 | 0.27856 |  |  |  | 1026.154 | 0.13412 |  | 1205.2957 | 0.99895 |  | 1382.175 | 0.06602 | [7 empty] | 1124.1075 | 0 |  | 1124.1008 | 0.03021
| 863.7093 | 0.00341 |  | 695.5879 | 0.0049683 |  | 695.5879 | -0.00026042 |  | 863.0892 | 0.48026 |  | 695.5879 | -0.00084672 |  | 866.7446 | 0.83952 |  | 863.7093 | 0.13229 |  | 695.5879 | 0 |  | 975.4761 | 0.2795 |  |  |  | 1026.477 | 0.13587 |  | 1205.3668 | 0.99878 |  | 1382.4091 | 0.065221 | [7 empty] | 1124.1694 | 0 |  | 1124.1627 | 0.03014
| 863.8765 | 0.00501 |  | 695.8216 | 0.0066629 |  | 695.8216 | 0.00098012 |  | 863.2567 | 0.47548 |  | 695.8216 | 0.00079337 |  | 866.9136 | 0.84225 |  | 863.8765 | 0.13223 |  | 695.8216 | 0.00040028 |  | 975.5708 | 0.27988 |  |  |  | 1026.8 | 0.1372 |  | 1205.438 | 0.99861 |  | 1382.6432 | 0.064464 | [7 empty] | 1124.2314 | 0 |  | 1124.2246 | 0.0301
| 864.0437 | 0.00494 |  | 696.0554 | 0.0052072 |  | 696.0554 | -0.00040518 |  | 863.4242 | 0.45902 |  | 696.0554 | -0.00060718 |  | 867.0825 | 0.84706 |  | 864.0437 | 0.1328 |  | 696.0554 | 0 |  | 975.6655 | 0.28063 |  |  |  | 1027.122 | 0.13849 |  | 1205.5092 | 0.99841 |  | 1382.8773 | 0.063761 | [7 empty] | 1124.2933 | 0 |  | 1124.2866 | 0.0301
| 864.2109 | 0.00461 |  | 696.2892 | 0.0063972 |  | 696.2892 | 0.00049654 |  | 863.5917 | 0.4556 |  | 696.2892 | 0.00064133 |  | 867.2515 | 0.85224 |  | 864.2109 | 0.13307 |  | 696.2892 | 0 |  | 975.7603 | 0.28103 |  |  |  | 1027.446 | 0.14077 |  | 1205.5803 | 0.99821 |  | 1383.1116 | 0.063101 | [7 empty] | 1124.3552 | 0 |  | 1124.3485 | 0.03014
| 864.3781 | 0.00429 |  | 696.523 | 0.0056492 |  | 696.523 | -0.0002154 |  | 863.7592 | 0.4305 |  | 696.523 | -0.00052699 |  | 867.4205 | 0.8577 |  | 864.3781 | 0.13375 |  | 696.523 | 0 |  | 975.855 | 0.28094 |  |  |  | 1027.769 | 0.14208 |  | 1205.6515 | 0.998 |  | 1383.3459 | 0.062471 | [7 empty] | 1124.4171 | 0 |  | 1124.4104 | 0.03023
| 864.5453 | 0.00506 |  | 696.7567 | 0.0070626 |  | 696.7567 | -0.00086627 |  | 863.9267 | 0.42748 |  | 696.7567 | 0.00020479 |  | 867.5894 | 0.86211 |  | 864.5453 | 0.13434 |  | 696.7568 | 0 |  | 975.9498 | 0.28208 |  |  |  | 1028.092 | 0.14385 |  | 1205.7227 | 0.99777 |  | 1383.5803 | 0.061866 | [7 empty] | 1124.4791 | 0 |  | 1124.4724 | 0.03038
| 864.7125 | 0.00397 |  | 696.9905 | 0.0057093 |  | 696.9905 | 0.00095143 |  | 864.0942 | 0.40851 |  | 696.9905 | -0.00062191 |  | 867.7584 | 0.8667 |  | 864.7125 | 0.13559 |  | 696.9905 | 0 |  | 976.0446 | 0.28334 |  |  |  | 1028.416 | 0.14538 |  | 1205.7939 | 0.99753 |  | 1383.8148 | 0.061301 | [7 empty] | 1124.541 | 0 |  | 1124.5343 | 0.03056
| 864.8797 | 0.00494 |  | 697.2244 | 0.0070248 |  | 697.2244 | 0.00096382 |  | 864.2617 | 0.39932 |  | 697.2244 | 0.00062316 |  | 867.9274 | 0.87032 |  | 864.8797 | 0.13679 |  | 697.2244 | 0 |  | 976.1394 | 0.28301 |  |  |  | 1028.74 | 0.14775 |  | 1205.8651 | 0.99729 |  | 1384.0494 | 0.060815 | [7 empty] | 1124.603 | 0 |  | 1124.5963 | 0.03078
| 865.047 | 0.00473 |  | 697.4582 | 0.0066294 |  | 697.4582 | -8.1455e-06 |  | 864.4292 | 0.38791 |  | 697.4582 | -0.00098845 |  | 868.0964 | 0.87367 |  | 865.047 | 0.13852 |  | 697.4582 | 0 |  | 976.2343 | 0.28265 |  |  |  | 1029.064 | 0.14905 |  | 1205.9364 | 0.99703 |  | 1384.2841 | 0.060464 | [7 empty] | 1124.6649 | 0 |  | 1124.6582 | 0.03101
| 865.2142 | 0.00301 |  | 697.692 | 0.0074838 |  | 697.692 | 0.00039016 |  | 864.5967 | 0.37574 |  | 697.692 | 0.0011428 |  | 868.2654 | 0.87705 |  | 865.2142 | 0.13968 |  | 697.692 | 0 |  | 976.3291 | 0.28354 |  |  |  | 1029.389 | 0.15118 |  | 1206.0076 | 0.99676 |  | 1384.5188 | 0.060314 | [7 empty] | 1124.7269 | 0 |  | 1124.7202 | 0.03123
| 865.3814 | 0.00408 |  | 697.9259 | 0.0069729 |  | 697.9259 | -0.00038583 |  | 864.7642 | 0.36413 |  | 697.9259 | -0.0004651 |  | 868.4344 | 0.8807 |  | 865.3814 | 0.14108 |  | 697.9259 | 0.00060092 |  | 976.424 | 0.2848 |  |  |  | 1029.713 | 0.15302 |  | 1206.0789 | 0.99647 |  | 1384.7537 | 0.060423 | [7 empty] | 1124.7889 | 0 |  | 1124.7822 | 0.03141
| 865.5486 | 0.00413 |  | 698.1597 | 0.0079285 |  | 698.1597 | 0.00045107 |  | 864.9318 | 0.35798 |  | 698.1597 | 0.001034 |  | 868.6034 | 0.88401 |  | 865.5486 | 0.14222 |  | 698.1597 | 0 |  | 976.5188 | 0.28628 |  |  |  | 1030.038 | 0.15489 |  | 1206.15 | 0.99617 |  | 1384.9885 | 0.060823 | [7 empty] | 1124.851 | 0 |  | 1124.8441 | 0.03154
| 865.7158 | 0.00533 |  | 698.3936 | 0.0077357 |  | 698.3936 | 0.0014324 |  | 865.0993 | 0.33793 |  | 698.3936 | 0.00089606 |  | 868.7724 | 0.88616 |  | 865.7158 | 0.14339 |  | 698.3936 | 0 |  | 976.6137 | 0.28765 |  |  |  | 1030.363 | 0.15673 |  | 1206.2213 | 0.99587 |  | 1385.2235 | 0.061496 | [7 empty] | 1124.9128 | 0 |  | 1124.9061 | 0.03161
| 865.8831 | 0.00327 |  | 698.6274 | 0.0068955 |  | 698.6274 | 0.00060999 |  | 865.2668 | 0.32422 |  | 698.6274 | -0.0003976 |  | 868.9414 | 0.88808 |  | 865.8831 | 0.14443 |  | 698.6274 | 0 |  | 976.7086 | 0.28859 |  |  |  | 1030.688 | 0.15818 |  | 1206.2926 | 0.99554 |  | 1385.4585 | 0.062354 | [7 empty] | 1124.9749 | 0 |  | 1124.9681 | 0.03163
| 866.0503 | 0.00445 |  | 698.8613 | 0.008369 |  | 698.8613 | 0.00087891 |  | 865.4343 | 0.32105 |  | 698.8613 | 0.0002943 |  | 869.1104 | 0.8899 |  | 866.0503 | 0.14475 |  | 698.8613 | 0 |  | 976.8036 | 0.28882 |  |  |  | 1031.013 | 0.16024 |  | 1206.3639 | 0.99521 |  | 1385.6936 | 0.063238 | [7 empty] | 1125.0369 | 0 |  | 1125.0302 | 0.0316
| 866.2175 | 0.0032 |  | 699.0952 | 0.0074018 |  | 699.0952 | -0.0011545 |  | 865.6019 | 0.30574 |  | 699.0952 | -0.00054897 |  | 869.2794 | 0.89205 |  | 866.2175 | 0.14499 |  | 699.0952 | 0.00080076 |  | 976.8986 | 0.2887 |  |  |  | 1031.339 | 0.16245 |  | 1206.4352 | 0.99487 |  | 1385.9288 | 0.063937 | [7 empty] | 1125.0989 | 0 |  | 1125.0922 | 0.03155
| 866.3848 | 0.0049 |  | 699.3291 | 0.0084089 |  | 699.3291 | -0.00053042 |  | 865.7694 | 0.29341 |  | 699.3291 | 0.00065787 |  | 869.4485 | 0.89337 |  | 866.3848 | 0.14518 |  | 699.3291 | 0 |  | 976.9935 | 0.28917 |  |  |  | 1031.665 | 0.16427 |  | 1206.5065 | 0.99451 |  | 1386.1642 | 0.064234 | [7 empty] | 1125.1609 | 0 |  | 1125.1542 | 0.03152
| 866.552 | 0.00429 |  | 699.563 | 0.0076977 |  | 699.563 | 0.00072249 |  | 865.937 | 0.2901 |  | 699.563 | -0.0005381 |  | 869.6175 | 0.8963 |  | 866.552 | 0.14612 |  | 699.563 | 0 |  | 977.0885 | 0.28948 |  |  |  | 1031.991 | 0.16651 |  | 1206.5778 | 0.99414 |  | 1386.3995 | 0.063962 | [7 empty] | 1125.2229 | 0 |  | 1125.2162 | 0.03152
| 866.7192 | 0.0041 |  | 699.7969 | 0.008704 |  | 699.7969 | -0.00038649 |  | 866.1045 | 0.28181 |  | 699.7969 | 0.00023468 |  | 869.7865 | 0.89979 |  | 866.7192 | 0.14713 |  | 699.7969 | 0 |  | 977.1835 | 0.28988 |  |  |  | 1032.317 | 0.16868 |  | 1206.649 | 0.99376 |  | 1386.6349 | 0.063057 | [7 empty] | 1125.2849 | 0 |  | 1125.2782 | 0.03157
| 866.8865 | 0.00396 |  | 700.0309 | 0.0081257 |  | 700.0309 | 0.00058949 |  | 866.272 | 0.27476 |  | 700.0309 | -0.00059365 |  | 869.9556 | 0.90325 |  | 866.8865 | 0.14823 |  | 700.0309 | 0 |  | 977.2786 | 0.29082 |  |  |  | 1032.643 | 0.17077 |  | 1206.7203 | 0.99337 |  | 1386.8705 | 0.061578 | [7 empty] | 1125.3471 | 0 |  | 1125.3403 | 0.03168
| 867.0537 | 0.00533 |  | 700.2648 | 0.0093936 |  | 700.2648 | 0.00016872 |  | 866.4396 | 0.26509 |  | 700.2648 | 0.0006885 |  | 870.1246 | 0.90559 |  | 867.0537 | 0.14835 |  | 700.2648 | 0 |  | 977.3736 | 0.29193 |  |  |  | 1032.97 | 0.17278 |  | 1206.7916 | 0.99297 |  | 1387.1061 | 0.0597 | [7 empty] | 1125.4091 | 0 |  | 1125.4023 | 0.03184
| 867.221 | 0.00515 |  | 700.4988 | 0.0074995 |  | 700.4988 | -0.0012573 |  | 866.6071 | 0.2515 |  | 700.4988 | -0.00044248 |  | 870.2936 | 0.90903 |  | 867.221 | 0.14858 |  | 700.4988 | 0 |  | 977.4686 | 0.29247 |  |  |  | 1033.297 | 0.17506 |  | 1206.863 | 0.99256 |  | 1387.3418 | 0.057671 | [7 empty] | 1125.4711 | 0 |  | 1125.4644 | 0.03204
| 867.3882 | 0.00513 |  | 700.7327 | 0.0094348 |  | 700.7327 | -0.00079379 |  | 866.7747 | 0.24723 |  | 700.7327 | 0.00051095 |  | 870.4627 | 0.91237 |  | 867.3882 | 0.1487 |  | 700.7327 | 0 |  | 977.5637 | 0.29219 |  |  |  | 1033.624 | 0.17692 |  | 1206.9343 | 0.99213 |  | 1387.5775 | 0.05575 | [7 empty] | 1125.5332 | 0 |  | 1125.5264 | 0.03225
| 867.5555 | 0.00513 |  | 700.9667 | 0.0085156 |  | 700.9667 | -0.00099698 |  | 866.9423 | 0.24194 |  | 700.9667 | -1.2622e-05 |  | 870.6318 | 0.91587 |  | 867.5555 | 0.14985 |  | 700.9667 | 0 |  | 977.6588 | 0.29304 |  |  |  | 1033.951 | 0.17928 |  | 1207.0057 | 0.99169 |  | 1387.8134 | 0.054151 | [7 empty] | 1125.5952 | 0 |  | 1125.5885 | 0.03245
| 867.7227 | 0.00311 |  | 701.2007 | 0.0097601 |  | 701.2007 | 0.00086265 |  | 867.1098 | 0.23397 |  | 701.2007 | 0.0011839 |  | 870.8008 | 0.91788 |  | 867.7227 | 0.15055 |  | 701.2007 | 0 |  | 977.7539 | 0.29523 |  |  |  | 1034.278 | 0.18191 |  | 1207.077 | 0.99124 |  | 1388.0493 | 0.053007 | [7 empty] | 1125.6573 | 0 |  | 1125.6505 | 0.03262
| 867.89 | 0.00348 |  | 701.4347 | 0.0085173 |  | 701.4347 | 0.00044768 |  | 867.2774 | 0.22318 |  | 701.4347 | -0.00029573 |  | 870.9699 | 0.92041 |  | 867.89 | 0.15098 |  | 701.4347 | 0.001 |  | 977.8491 | 0.29668 |  |  |  | 1034.606 | 0.18402 |  | 1207.1484 | 0.99078 |  | 1388.2853 | 0.052355 | [7 empty] | 1125.7194 | 0 |  | 1125.7126 | 0.03273
| 868.0573 | 0.00561 |  | 701.6686 | 0.0099819 |  | 701.6686 | 0.0010038 |  | 867.445 | 0.22131 |  | 701.6686 | 0.00037889 |  | 871.1389 | 0.9234 |  | 868.0573 | 0.15085 |  | 701.6686 | 0 |  | 977.9442 | 0.29646 |  |  |  | 1034.934 | 0.18634 |  | 1207.2198 | 0.99031 |  | 1388.5214 | 0.05215 | [7 empty] | 1125.7815 | 0 |  | 1125.7748 | 0.03275
| 868.2245 | 0.0042 |  | 701.9027 | 0.0089931 |  | 701.9027 | -0.0014063 |  | 867.6125 | 0.2137 |  | 701.9027 | -0.00045071 |  | 871.308 | 0.92611 |  | 868.2245 | 0.15169 |  | 701.9027 | 0 |  | 978.0394 | 0.29642 |  |  |  | 1035.262 | 0.18893 |  | 1207.2911 | 0.98984 |  | 1388.7576 | 0.052285 | [7 empty] | 1125.8435 | 0 |  | 1125.8368 | 0.03266
| 868.3918 | 0.00397 |  | 702.1367 | 0.01031 |  | 702.1367 | -0.0027946 |  | 867.7801 | 0.20441 |  | 702.1367 | 0.00078738 |  | 871.4771 | 0.92721 |  | 868.3918 | 0.15306 |  | 702.1367 | 0 |  | 978.1346 | 0.29744 |  |  |  | 1035.59 | 0.19141 |  | 1207.3626 | 0.98934 |  | 1388.9938 | 0.05263 | [7 empty] | 1125.9056 | 0 |  | 1125.8989 | 0.03246
| 868.5591 | 0.00273 |  | 702.3707 | 0.0093464 |  | 702.3707 | -0.0012834 |  | 867.9477 | 0.19448 |  | 702.3707 | -0.00011309 |  | 871.6462 | 0.92936 |  | 868.5591 | 0.15523 |  | 702.3707 | 0 |  | 978.2298 | 0.29785 |  |  |  | 1035.919 | 0.19413 |  | 1207.434 | 0.98884 |  | 1389.2301 | 0.053052 | [7 empty] | 1125.9678 | 0 |  | 1125.9611 | 0.03217
| 868.7263 | 0.00563 |  | 702.6047 | 0.010891 |  | 702.6047 | 0.00039421 |  | 868.1153 | 0.19013 |  | 702.6047 | 0.0010065 |  | 871.8152 | 0.93221 |  | 868.7263 | 0.15665 |  | 702.6047 | 0 |  | 978.325 | 0.29784 |  |  |  | 1036.247 | 0.19676 |  | 1207.5054 | 0.98833 |  | 1389.4666 | 0.053435 | [7 empty] | 1126.0299 | 0 |  | 1126.0231 | 0.03183
| 868.8936 | 0.00362 |  | 702.8388 | 0.0098739 |  | 702.8388 | -0.0011766 |  | 868.2829 | 0.1838 |  | 702.8388 | -0.00026708 |  | 871.9843 | 0.93503 |  | 868.8936 | 0.15814 |  | 702.8388 | 0 |  | 978.4203 | 0.29825 |  |  |  | 1036.576 | 0.19899 |  | 1207.5768 | 0.9878 |  | 1389.703 | 0.053686 | [7 empty] | 1126.0919 | 0 |  | 1126.0852 | 0.0315
| 869.0609 | 0.00408 |  | 703.0728 | 0.010933 |  | 703.0728 | 0.00068277 |  | 868.4505 | 0.18113 |  | 703.0728 | 0.00045552 |  | 872.1534 | 0.93624 |  | 869.0609 | 0.15893 |  | 703.0728 | 0 |  | 978.5156 | 0.29835 |  |  |  | 1036.905 | 0.2016 |  | 1207.6482 | 0.98726 |  | 1389.9396 | 0.05374 | [7 empty] | 1126.1541 | 0 |  | 1126.1473 | 0.03123
| 869.2282 | 0.00357 |  | 703.3069 | 0.010092 |  | 703.3069 | -0.00016043 |  | 868.6181 | 0.17004 |  | 703.3069 | -0.0001557 |  | 872.3225 | 0.93961 |  | 869.2282 | 0.16048 |  | 703.3069 | 0 |  | 978.6108 | 0.29855 |  |  |  | 1037.234 | 0.20416 |  | 1207.7196 | 0.98671 |  | 1390.1763 | 0.053551 | [7 empty] | 1126.2162 | 0 |  | 1126.2095 | 0.03106
| 869.3955 | 0.00432 |  | 703.541 | 0.01157 |  | 703.541 | -0.00051181 |  | 868.7857 | 0.17197 |  | 703.541 | 0.00037922 |  | 872.4916 | 0.94286 |  | 869.3955 | 0.16138 |  | 703.541 | 0 |  | 978.7062 | 0.2998 |  |  |  | 1037.564 | 0.20698 |  | 1207.7911 | 0.98615 |  | 1390.413 | 0.053102 | [7 empty] | 1126.2783 | 0 |  | 1126.2716 | 0.03101
| 869.5627 | 0.00364 |  | 703.7751 | 0.010933 |  | 703.7751 | -0.0028543 |  | 868.9533 | 0.16435 |  | 703.7751 | -0.00023021 |  | 872.6607 | 0.94598 |  | 869.5627 | 0.16259 |  | 703.7751 | 0 |  | 978.8015 | 0.30189 |  |  |  | 1037.894 | 0.20981 |  | 1207.8626 | 0.9856 |  | 1390.6498 | 0.052398 | [7 empty] | 1126.3406 | 0 |  | 1126.3337 | 0.03107
| 869.73 | 0.00545 |  | 704.0092 | 0.012055 |  | 704.0092 | 0.002286 |  | 869.1209 | 0.15933 |  | 704.0092 | 0.00076671 |  | 872.8298 | 0.94824 |  | 869.73 | 0.16301 |  | 704.0091 | 0 |  | 978.8969 | 0.30312 |  |  |  | 1038.224 | 0.21227 |  | 1207.934 | 0.98501 |  | 1390.8867 | 0.051475 | [7 empty] | 1126.4027 | 0 |  | 1126.396 | 0.03125
| 869.8973 | 0.00306 |  | 704.2433 | 0.011016 |  | 704.2433 | -0.00083591 |  | 869.2885 | 0.15307 |  | 704.2433 | -0.00011546 |  | 872.9989 | 0.95187 |  | 869.8973 | 0.16461 |  | 704.2433 | 0 |  | 978.9922 | 0.30307 |  |  |  | 1038.554 | 0.21521 |  | 1208.0055 | 0.98442 |  | 1391.1237 | 0.050395 | [7 empty] | 1126.4648 | 0 |  | 1126.4581 | 0.0315
| 870.0646 | 0.00438 |  | 704.4774 | 0.012656 |  | 704.4774 | 7.7147e-05 |  | 869.4561 | 0.14671 |  | 704.4774 | 0.00078841 |  | 873.168 | 0.95592 |  | 870.0646 | 0.16604 |  | 704.4774 | 0 |  | 979.0876 | 0.30399 |  |  |  | 1038.884 | 0.21778 |  | 1208.0769 | 0.98382 |  | 1391.3607 | 0.049245 | [7 empty] | 1126.527 | 0 |  | 1126.5203 | 0.03181
| 870.2319 | 0.00327 |  | 704.7115 | 0.011552 |  | 704.7115 | -0.0014868 |  | 869.6237 | 0.13989 |  | 704.7115 | -0.00079524 |  | 873.3372 | 0.95966 |  | 870.2319 | 0.16771 |  | 704.7115 | 0 |  | 979.183 | 0.30473 |  |  |  | 1039.215 | 0.22056 |  | 1208.1484 | 0.98322 |  | 1391.5979 | 0.048122 | [7 empty] | 1126.5892 | 0 |  | 1126.5824 | 0.03216
| 870.3992 | 0.00403 |  | 704.9456 | 0.01289 |  | 704.9456 | 0.00068343 |  | 869.7913 | 0.14103 |  | 704.9456 | 0.0010107 |  | 873.5063 | 0.96203 |  | 870.3992 | 0.16805 |  | 704.9456 | 0 |  | 979.2784 | 0.3048 |  |  |  | 1039.546 | 0.22312 |  | 1208.22 | 0.98259 |  | 1391.8351 | 0.047116 | [7 empty] | 1126.6514 | 0 |  | 1126.6446 | 0.03251
| 870.5665 | 0.00295 |  | 705.1798 | 0.011776 |  | 705.1798 | 0.0007422 |  | 869.959 | 0.13013 |  | 705.1798 | -0.00057762 |  | 873.6754 | 0.96487 |  | 870.5665 | 0.16839 |  | 705.1798 | 0 |  | 979.3738 | 0.30538 |  |  |  | 1039.877 | 0.22609 |  | 1208.2914 | 0.98197 |  | 1392.0724 | 0.046293 | [7 empty] | 1126.7135 | 0 |  | 1126.7068 | 0.03286
| 870.7338 | 0.00506 |  | 705.4139 | 0.013344 |  | 705.4139 | 0.00071774 |  | 870.1266 | 0.12689 |  | 705.4139 | 0.00071364 |  | 873.8445 | 0.96766 |  | 870.7338 | 0.16847 |  | 705.4139 | 0 |  | 979.4693 | 0.30535 |  |  |  | 1040.208 | 0.22877 |  | 1208.3629 | 0.98132 |  | 1392.3097 | 0.045677 | [7 empty] | 1126.7758 | 0 |  | 1126.769 | 0.03317
| 870.9011 | 0.00336 |  | 705.6481 | 0.012562 |  | 705.6481 | -0.0011414 |  | 870.2942 | 0.12339 |  | 705.6481 | 5.9446e-05 |  | 874.0137 | 0.96947 |  | 870.9011 | 0.16916 |  | 705.6481 | 0 |  | 979.5648 | 0.30603 |  |  |  | 1040.539 | 0.23124 |  | 1208.4344 | 0.98067 |  | 1392.5472 | 0.045244 | [7 empty] | 1126.8379 | 0 |  | 1126.8312 | 0.03343
| 871.0684 | 0.00536 |  | 705.8822 | 0.013161 |  | 705.8822 | 0.00012224 |  | 870.4619 | 0.12269 |  | 705.8822 | 0.00022553 |  | 874.1828 | 0.97022 |  | 871.0684 | 0.16994 |  | 705.8822 | 0 |  | 979.6603 | 0.30814 |  |  |  | 1040.871 | 0.23431 |  | 1208.506 | 0.98002 |  | 1392.7848 | 0.044924 | [7 empty] | 1126.9001 | 0 |  | 1126.8934 | 0.03363
| 871.2358 | 0.00452 |  | 706.1164 | 0.012747 |  | 706.1164 | -0.00065604 |  | 870.6295 | 0.11559 |  | 706.1164 | -0.0011121 |  | 874.3519 | 0.97201 |  | 871.2358 | 0.17103 |  | 706.1164 | 0 |  | 979.7558 | 0.30928 |  |  |  | 1041.203 | 0.23708 |  | 1208.5775 | 0.97934 |  | 1393.0223 | 0.044624 | [7 empty] | 1126.9624 | 0 |  | 1126.9557 | 0.03379
| 871.4031 | 0.00468 |  | 706.3506 | 0.014118 |  | 706.3506 | -0.00042398 |  | 870.7971 | 0.11117 |  | 706.3506 | -0.00011475 |  | 874.5211 | 0.97397 |  | 871.4031 | 0.17219 |  | 706.3506 | 0 |  | 979.8513 | 0.3092 |  |  |  | 1041.535 | 0.24006 |  | 1208.649 | 0.97866 |  | 1393.26 | 0.044248 | [7 empty] | 1127.0245 | 0 |  | 1127.0178 | 0.03391
| 871.5704 | 0.00399 |  | 706.5848 | 0.013363 |  | 706.5848 | -0.0015295 |  | 870.9648 | 0.10473 |  | 706.5848 | -0.0002044 |  | 874.6902 | 0.97579 |  | 871.5704 | 0.17344 |  | 706.5848 | 0 |  | 979.9469 | 0.30927 |  |  |  | 1041.867 | 0.24315 |  | 1208.7206 | 0.97797 |  | 1393.4978 | 0.043724 | [7 empty] | 1127.0868 | 0 |  | 1127.0801 | 0.034
| 871.7377 | 0.00406 |  | 706.819 | 0.015273 |  | 706.819 | 0.0015909 |  | 871.1324 | 0.10555 |  | 706.819 | 0.0006236 |  | 874.8594 | 0.97576 |  | 871.7377 | 0.17467 |  | 706.819 | 0 |  | 980.0425 | 0.30982 |  |  |  | 1042.199 | 0.24559 |  | 1208.7921 | 0.97726 |  | 1393.7357 | 0.043025 | [7 empty] | 1127.149 | 0 |  | 1127.1423 | 0.03409
| 871.905 | 0.00392 |  | 707.0532 | 0.013604 |  | 707.0532 | -0.0011552 |  | 871.3001 | 0.09903 |  | 707.0532 | -0.00082372 |  | 875.0286 | 0.97686 |  | 871.905 | 0.17627 |  | 707.0533 | 0 |  | 980.1381 | 0.3105 |  |  |  | 1042.532 | 0.24842 |  | 1208.8638 | 0.97655 |  | 1393.9736 | 0.042171 | [7 empty] | 1127.2113 | 0 |  | 1127.2046 | 0.03417
| 872.0724 | 0.00538 |  | 707.2875 | 0.01476 |  | 707.2875 | 7.419e-05 |  | 871.4677 | 0.10055 |  | 707.2875 | 0.00062375 |  | 875.1977 | 0.97889 |  | 872.0724 | 0.17766 |  | 707.2875 | 0 |  | 980.2336 | 0.31113 |  |  |  | 1042.865 | 0.2515 |  | 1208.9353 | 0.97584 |  | 1394.2117 | 0.041219 | [7 empty] | 1127.2736 | 0 |  | 1127.2668 | 0.03423
| 872.2397 | 0.00399 |  | 707.5217 | 0.014382 |  | 707.5217 | 1.1785e-05 |  | 871.6354 | 0.08985 |  | 707.5217 | -0.00017963 |  | 875.3669 | 0.98053 |  | 872.2397 | 0.17899 |  | 707.5217 | 0 |  | 980.3292 | 0.31193 |  |  |  | 1043.198 | 0.25443 |  | 1209.0068 | 0.9751 |  | 1394.4498 | 0.040247 | [7 empty] | 1127.3358 | 0 |  | 1127.3291 | 0.03424
| 872.407 | 0.00599 |  | 707.756 | 0.015829 |  | 707.756 | -0.00011155 |  | 871.803 | 0.09115 |  | 707.756 | 0.00089599 |  | 875.5361 | 0.98103 |  | 872.407 | 0.17965 |  | 707.756 | 0 |  | 980.4248 | 0.31267 |  |  |  | 1043.531 | 0.25723 |  | 1209.0785 | 0.97436 |  | 1394.688 | 0.039327 | [7 empty] | 1127.3981 | 0 |  | 1127.3914 | 0.03418
| 872.5744 | 0.00287 |  | 707.9902 | 0.014835 |  | 707.9902 | -0.0022427 |  | 871.9707 | 0.08273 |  | 707.9902 | -0.0002282 |  | 875.7052 | 0.98284 |  | 872.5744 | 0.1806 |  | 707.9902 | 0 |  | 980.5205 | 0.31346 |  |  |  | 1043.865 | 0.25992 |  | 1209.1501 | 0.97361 |  | 1394.9263 | 0.038516 | [7 empty] | 1127.4603 | 0 |  | 1127.4536 | 0.03406
| 872.7417 | 0.00457 |  | 708.2245 | 0.016569 |  | 708.2245 | -0.00080478 |  | 872.1384 | 0.08479 |  | 708.2245 | 0.00059306 |  | 875.8744 | 0.98493 |  | 872.7417 | 0.18168 |  | 708.2245 | 0 |  | 980.6161 | 0.31408 |  |  |  | 1044.199 | 0.26286 |  | 1209.2217 | 0.97286 |  | 1395.1646 | 0.037851 | [7 empty] | 1127.5226 | 0 |  | 1127.5159 | 0.03389
| 872.909 | 0.00317 |  | 708.4588 | 0.016001 |  | 708.4588 | -0.00182 |  | 872.3061 | 0.07919 |  | 708.4588 | 4.9894e-05 |  | 876.0436 | 0.98729 |  | 872.909 | 0.18282 |  | 708.4588 | 0.001 |  | 980.7119 | 0.31462 |  |  |  | 1044.533 | 0.26578 |  | 1209.2933 | 0.97209 |  | 1395.4031 | 0.037358 | [7 empty] | 1127.5848 | 0 |  | 1127.5781 | 0.03369
| 873.0764 | 0.00494 |  | 708.693 | 0.017174 |  | 708.693 | 0.00040467 |  | 872.4737 | 0.07843 |  | 708.693 | 0.001319 |  | 876.2128 | 0.9881 |  | 873.0764 | 0.18369 |  | 708.693 | 0 |  | 980.8076 | 0.31508 |  |  |  | 1044.867 | 0.26893 |  | 1209.365 | 0.9713 |  | 1395.6415 | 0.037055 | [7 empty] | 1127.6472 | 0 |  | 1127.6405 | 0.03351
| 873.2437 | 0.00343 |  | 708.9273 | 0.01635 |  | 708.9273 | -0.0016186 |  | 872.6414 | 0.07247 |  | 708.9273 | -0.00017135 |  | 876.382 | 0.99012 |  | 873.2437 | 0.18472 |  | 708.9273 | 0.001 |  | 980.9033 | 0.31523 |  |  |  | 1045.201 | 0.27122 |  | 1209.4365 | 0.97051 |  | 1395.8801 | 0.036951 | [7 empty] | 1127.7095 | 0 |  | 1127.7028 | 0.03339
| 873.4111 | 0.00448 |  | 709.1616 | 0.017474 |  | 709.1616 | 0.00065437 |  | 872.8091 | 0.07333 |  | 709.1616 | 0.00071355 |  | 876.5512 | 0.99217 |  | 873.4111 | 0.18554 |  | 709.1617 | 0.00040048 |  | 980.9991 | 0.31606 |  |  |  | 1045.536 | 0.27477 |  | 1209.5082 | 0.96972 |  | 1396.1188 | 0.037042 | [7 empty] | 1127.7717 | 0 |  | 1127.765 | 0.03335
| 873.5784 | 0.00299 |  | 709.396 | 0.016055 |  | 709.396 | -0.00075767 |  | 872.9768 | 0.06813 |  | 709.396 | -0.00058048 |  | 876.7204 | 0.99359 |  | 873.5784 | 0.18692 |  | 709.396 | 0 |  | 981.0948 | 0.31719 |  |  |  | 1045.87 | 0.27745 |  | 1209.5798 | 0.96891 |  | 1396.3575 | 0.037299 | [7 empty] | 1127.8341 | 0 |  | 1127.8274 | 0.03338
| 873.7458 | 0.00429 |  | 709.6303 | 0.017594 |  | 709.6303 | 0.0018247 |  | 873.1445 | 0.06191 |  | 709.6303 | 0.00067835 |  | 876.8896 | 0.9919 |  | 873.7458 | 0.18785 |  | 709.6303 | 0 |  | 981.1907 | 0.31775 |  |  |  | 1046.205 | 0.28062 |  | 1209.6515 | 0.96809 |  | 1396.5964 | 0.037658 | [7 empty] | 1127.8964 | 0 |  | 1127.8897 | 0.03346
| 873.9131 | 0.00366 |  | 709.8646 | 0.017082 |  | 709.8646 | -0.00049849 |  | 873.3121 | 0.06473 |  | 709.8646 | -0.00091108 |  | 877.0588 | 0.99127 |  | 873.9131 | 0.18974 |  | 709.8646 | 0 |  | 981.2864 | 0.31793 |  |  |  | 1046.541 | 0.28354 |  | 1209.7233 | 0.96727 |  | 1396.8353 | 0.038025 | [7 empty] | 1127.9587 | 0 |  | 1127.952 | 0.03356
| 874.0805 | 0.00563 |  | 710.099 | 0.018459 |  | 710.099 | 0.00049935 |  | 873.4799 | 0.05967 |  | 710.099 | 0.00022863 |  | 877.228 | 0.99109 |  | 874.0805 | 0.19099 |  | 710.099 | 0 |  | 981.3823 | 0.31851 |  |  |  | 1046.876 | 0.28675 |  | 1209.7949 | 0.96643 |  | 1397.0743 | 0.038287 | [7 empty] | 1128.0211 | 0 |  | 1128.0143 | 0.03364
| 874.2479 | 0.00338 |  | 710.3333 | 0.01709 |  | 710.3333 | -0.00097719 |  | 873.6476 | 0.05043 |  | 710.3333 | -0.00055872 |  | 877.3972 | 0.99005 |  | 874.2479 | 0.19252 |  | 710.3333 | 0.00040068 |  | 981.4781 | 0.31977 |  |  |  | 1047.212 | 0.28976 |  | 1209.8666 | 0.96558 |  | 1397.3135 | 0.038343 | [7 empty] | 1128.0834 | 0 |  | 1128.0767 | 0.03367
| 874.4152 | 0.00526 |  | 710.5677 | 0.019283 |  | 710.5677 | -0.00057999 |  | 873.8152 | 0.05521 |  | 710.5677 | 0.00023175 |  | 877.5664 | 0.98775 |  | 874.4152 | 0.1931 |  | 710.5677 | 0.001 |  | 981.574 | 0.3206 |  |  |  | 1047.548 | 0.29308 |  | 1209.9382 | 0.96472 |  | 1397.5526 | 0.038131 | [7 empty] | 1128.1457 | 0 |  | 1128.139 | 0.03364
| 874.5826 | 0.00309 |  | 710.802 | 0.017985 |  | 710.802 | -0.0015369 |  | 873.9829 | 0.04877 |  | 710.802 | -0.00093306 |  | 877.7357 | 0.98735 |  | 874.5826 | 0.19426 |  | 710.8021 | 0 |  | 981.6699 | 0.32097 |  |  |  | 1047.884 | 0.29659 |  | 1210.01 | 0.96386 |  | 1397.7919 | 0.037649 | [7 empty] | 1128.2081 | 0 |  | 1128.2014 | 0.03353
| 874.75 | 0.00527 |  | 711.0364 | 0.020106 |  | 711.0364 | 0.00080497 |  | 874.1507 | 0.05205 |  | 711.0364 | 0.00059212 |  | 877.9049 | 0.98706 |  | 874.75 | 0.19454 |  | 711.0364 | 0 |  | 981.7658 | 0.32133 |  |  |  | 1048.22 | 0.29915 |  | 1210.0817 | 0.96299 |  | 1398.0311 | 0.036962 | [7 empty] | 1128.2705 | 0 |  | 1128.2637 | 0.03336
| 874.9173 | 0.00376 |  | 711.2708 | 0.018923 |  | 711.2708 | 0.00019056 |  | 874.3184 | 0.05361 |  | 711.2708 | 0.000173 |  | 878.0741 | 0.98676 |  | 874.9173 | 0.19533 |  | 711.2708 | 0 |  | 981.8618 | 0.321 |  |  |  | 1048.557 | 0.30292 |  | 1210.1534 | 0.9621 |  | 1398.2706 | 0.036193 | [7 empty] | 1128.3329 | 0 |  | 1128.326 | 0.03313
| 875.0847 | 0.00401 |  | 711.5052 | 0.020573 |  | 711.5052 | 0.0001434 |  | 874.4861 | 0.05351 |  | 711.5052 | 0.00058867 |  | 878.2434 | 0.9866 |  | 875.0847 | 0.19547 |  | 711.5052 | 0.00020024 |  | 981.9577 | 0.32111 |  |  |  | 1048.894 | 0.30618 |  | 1210.2251 | 0.9612 |  | 1398.5101 | 0.03549 | [7 empty] | 1128.3953 | 0 |  | 1128.3884 | 0.03286
| 875.2521 | 0.00424 |  | 711.7396 | 0.020083 |  | 711.7396 | 0.0013863 |  | 874.6538 | 0.05151 |  | 711.7396 | -0.00052617 |  | 878.4126 | 0.98837 |  | 875.2521 | 0.19672 |  | 711.7396 | 0.00040048 |  | 982.0536 | 0.32241 |  |  |  | 1049.23 | 0.30968 |  | 1210.2969 | 0.96031 |  | 1398.7496 | 0.034988 | [7 empty] | 1128.4576 | 0 |  | 1128.4508 | 0.03257
| 875.4195 | 0.00483 |  | 711.9741 | 0.021203 |  | 711.9741 | -0.00039718 |  | 874.8215 | 0.04715 |  | 711.9741 | 0.00074288 |  | 878.5818 | 0.9909 |  | 875.4195 | 0.19779 |  | 711.9741 | 0 |  | 982.1496 | 0.32354 |  |  |  | 1049.568 | 0.31272 |  | 1210.3686 | 0.9594 |  | 1398.9894 | 0.034786 | [7 empty] | 1128.52 | 0 |  | 1128.5132 | 0.03228
| 875.5869 | 0.00306 |  | 712.2085 | 0.020725 |  | 712.2085 | -0.00060294 |  | 874.9893 | 0.04089 |  | 712.2085 | -0.0002324 |  | 878.7511 | 0.99431 |  | 875.5869 | 0.19921 |  | 712.2085 | 0 |  | 982.2456 | 0.32409 |  |  |  | 1049.905 | 0.31659 |  | 1210.4404 | 0.95846 |  | 1399.2291 | 0.034918 | [7 empty] | 1128.5824 | 0 |  | 1128.5757 | 0.032
| 875.7542 | 0.0045 |  | 712.4429 | 0.021309 |  | 712.4429 | 0.00040107 |  | 875.157 | 0.03479 |  | 712.4429 | 0.0010118 |  | 878.9203 | 0.99508 |  | 875.7542 | 0.19991 |  | 712.4429 | 0.001 |  | 982.3416 | 0.32464 |  |  |  | 1050.243 | 0.32044 |  | 1210.5121 | 0.95753 |  | 1399.4689 | 0.035359 | [7 empty] | 1128.6448 | 0 |  | 1128.6381 | 0.03174
| 875.9216 | 0.00441 |  | 712.6774 | 0.021263 |  | 712.6774 | 0.00060648 |  | 875.3247 | 0.02869 |  | 712.6774 | -0.00023079 |  | 879.0896 | 0.99705 |  | 875.9216 | 0.20068 |  | 712.6774 | 0.001 |  | 982.4377 | 0.32592 |  |  |  | 1050.58 | 0.324 |  | 1210.5839 | 0.95659 |  | 1399.7087 | 0.03603 | [7 empty] | 1128.7071 | 0 |  | 1128.7004 | 0.0315
| 876.089 | 0.00413 |  | 712.9118 | 0.022553 |  | 712.9118 | 0.00025328 |  | 875.4925 | 0.04089 |  | 712.9118 | 0.00042465 |  | 879.2589 | 0.99916 |  | 876.089 | 0.20088 |  | 712.9118 | 0.001 |  | 982.5338 | 0.32727 |  |  |  | 1050.919 | 0.32792 |  | 1210.6556 | 0.95565 |  | 1399.9487 | 0.036814 | [7 empty] | 1128.7695 | 0 |  | 1128.7628 | 0.03129
| 876.2564 | 0.00345 |  | 713.1463 | 0.022101 |  | 713.1463 | -0.00076605 |  | 875.6602 | 0.02605 |  | 713.1463 | -0.0006789 |  | 879.4281 | 0.99994 |  | 876.2564 | 0.20176 |  | 713.1463 | 0.001 |  | 982.6298 | 0.32763 |  |  |  | 1051.257 | 0.33155 |  | 1210.7275 | 0.95468 |  | 1400.1888 | 0.037577 | [7 empty] | 1128.832 | 0 |  | 1128.8253 | 0.03111
| 876.4238 | 0.00599 |  | 713.3808 | 0.023617 |  | 713.3808 | 0.0017762 |  | 875.8279 | 0.02687 |  | 713.3808 | 0.000775 |  | 879.5974 | 0.99855 |  | 876.4238 | 0.20265 |  | 713.3808 | 0 |  | 982.7259 | 0.328 |  |  |  | 1051.595 | 0.33539 |  | 1210.7993 | 0.95372 |  | 1400.429 | 0.038182 | [7 empty] | 1128.8944 | 0 |  | 1128.8877 | 0.03094
| 876.5912 | 0.00334 |  | 713.6153 | 0.023043 |  | 713.6153 | 0.00040892 |  | 875.9957 | 0.02287 |  | 713.6153 | -0.00060516 |  | 879.7667 | 0.99949 |  | 876.5912 | 0.20406 |  | 713.6152 | 0 |  | 982.822 | 0.32889 |  |  |  | 1051.934 | 0.33893 |  | 1210.8711 | 0.95273 |  | 1400.6692 | 0.038507 | [7 empty] | 1128.9569 | 0 |  | 1128.9502 | 0.03079
| 876.7586 | 0.00483 |  | 713.8497 | 0.024385 |  | 713.8497 | 0.00043001 |  | 876.1634 | 0.02835 |  | 713.8497 | 0.00053915 |  | 879.9359 | 1 |  | 876.7586 | 0.20553 |  | 713.8497 | 0 |  | 982.9182 | 0.32928 |  |  |  | 1052.273 | 0.34318 |  | 1210.9429 | 0.95174 |  | 1400.9095 | 0.038462 | [7 empty] | 1129.0193 | 0 |  | 1129.0126 | 0.03067
| 876.926 | 0.00371 |  | 714.0843 | 0.02304 |  | 714.0843 | -0.00010888 |  | 876.3312 | 0.02905 |  | 714.0843 | -0.00036751 |  | 880.1052 | 0.9995 |  | 876.926 | 0.2072 |  | 714.0842 | 0 |  | 983.0143 | 0.32938 |  |  |  | 1052.612 | 0.3475 |  | 1211.0148 | 0.95075 |  | 1401.15 | 0.038004 | [7 empty] | 1129.0818 | 0 |  | 1129.0751 | 0.03057
| 877.0934 | 0.00524 |  | 714.3188 | 0.025002 |  | 714.3188 | 0.00030658 |  | 876.4989 | 0.03025 |  | 714.3188 | 0.00074767 |  | 880.2745 | 0.99723 |  | 877.0934 | 0.2085 |  | 714.3188 | 0.00040028 |  | 983.1105 | 0.33048 |  |  |  | 1052.951 | 0.3511 |  | 1211.0865 | 0.94974 |  | 1401.3905 | 0.037153 | [7 empty] | 1129.1442 | 0 |  | 1129.1374 | 0.03051
| 877.2608 | 0.00424 |  | 714.5533 | 0.024125 |  | 714.5533 | -0.0013274 |  | 876.6667 | 0.02787 |  | 714.5533 | 3.9592e-05 |  | 880.4438 | 0.99588 |  | 877.2608 | 0.20949 |  | 714.5533 | 0 |  | 983.2067 | 0.33172 |  |  |  | 1053.291 | 0.35537 |  | 1211.1584 | 0.94872 |  | 1401.631 | 0.035994 | [7 empty] | 1129.2067 | 0 |  | 1129.1999 | 0.03048
| 877.4282 | 0.00643 |  | 714.7878 | 0.026062 |  | 714.7878 | -0.00021466 |  | 876.8345 | 0.02389 |  | 714.7878 | 0.00020816 |  | 880.6131 | 0.99509 |  | 877.4282 | 0.21001 |  | 714.7878 | 0 |  | 983.3028 | 0.33209 |  |  |  | 1053.631 | 0.35971 |  | 1211.2302 | 0.94769 |  | 1401.8717 | 0.034664 | [7 empty] | 1129.2692 | 0 |  | 1129.2624 | 0.03049
| 877.5956 | 0.00322 |  | 715.0224 | 0.026463 |  | 715.0224 | 0.00020564 |  | 877.0022 | 0.02953 |  | 715.0224 | -0.00024355 |  | 880.7824 | 0.99307 |  | 877.5956 | 0.211 |  | 715.0224 | 0 |  | 983.399 | 0.33271 |  |  |  | 1053.971 | 0.364 |  | 1211.3021 | 0.94666 |  | 1402.1124 | 0.033329 | [7 empty] | 1129.3317 | 0 |  | 1129.3249 | 0.03054
| 877.7631 | 0.00392 |  | 715.2569 | 0.027266 |  | 715.2569 | -0.0002685 |  | 877.17 | 0.02297 |  | 715.2569 | 0.00032598 |  | 880.9517 | 0.98985 |  | 877.7631 | 0.21205 |  | 715.2569 | 0 |  | 983.4952 | 0.33334 |  |  |  | 1054.311 | 0.36804 |  | 1211.374 | 0.9456 |  | 1402.3531 | 0.032145 | [7 empty] | 1129.3942 | 0 |  | 1129.3873 | 0.03063
| 877.9305 | 0.00378 |  | 715.4915 | 0.026737 |  | 715.4915 | -0.0017045 |  | 877.3378 | 0.02297 |  | 715.4915 | -0.00082699 |  | 881.121 | 0.9893 |  | 877.9305 | 0.21378 |  | 715.4915 | 0.00020024 |  | 983.5915 | 0.33381 |  |  |  | 1054.651 | 0.37289 |  | 1211.4458 | 0.94455 |  | 1402.5941 | 0.031228 | [7 empty] | 1129.4567 | 0 |  | 1129.4498 | 0.03077
| 878.0979 | 0.00408 |  | 715.726 | 0.027767 |  | 715.726 | 0.0010757 |  | 877.5055 | 0.02179 |  | 715.726 | 0.00076257 |  | 881.2903 | 0.98984 |  | 878.0979 | 0.21535 |  | 715.726 | 0 |  | 983.6878 | 0.3347 |  |  |  | 1054.992 | 0.37671 |  | 1211.5177 | 0.94349 |  | 1402.8351 | 0.030629 | [7 empty] | 1129.5192 | 0 |  | 1129.5123 | 0.03096
| 878.2653 | 0.00702 |  | 715.9606 | 0.026871 |  | 715.9606 | -0.00061463 |  | 877.6733 | 0.01829 |  | 715.9606 | -0.00056146 |  | 881.4596 | 0.98976 |  | 878.2653 | 0.2167 |  | 715.9606 | 0 |  | 983.7841 | 0.33557 |  |  |  | 1055.333 | 0.38117 |  | 1211.5896 | 0.94241 |  | 1403.0762 | 0.030332 | [7 empty] | 1129.5817 | 0 |  | 1129.5748 | 0.0312
| 878.4328 | 0.00295 |  | 716.1952 | 0.028763 |  | 716.1952 | 0.0018796 |  | 877.8411 | 0.01735 |  | 716.1952 | 0.00064199 |  | 881.6289 | 0.98935 |  | 878.4328 | 0.21753 |  | 716.1952 | 0 |  | 983.8804 | 0.3359 |  |  |  | 1055.674 | 0.38559 |  | 1211.6615 | 0.94133 |  | 1403.3173 | 0.030268 | [7 empty] | 1129.6442 | 0 |  | 1129.6373 | 0.03149
| 878.6002 | 0.00294 |  | 716.4298 | 0.028371 |  | 716.4298 | 0.00030167 |  | 878.0089 | 0.01431 |  | 716.4298 | -0.0006359 |  | 881.7982 | 0.9908 |  | 878.6002 | 0.21865 |  | 716.4298 | 0 |  | 983.9767 | 0.33518 |  |  |  | 1056.016 | 0.39016 |  | 1211.7334 | 0.94023 |  | 1403.5585 | 0.030333 | [7 empty] | 1129.7067 | 0 |  | 1129.6999 | 0.03181
| 878.7676 | 0.00448 |  | 716.6644 | 0.029614 |  | 716.6644 | 0.0008796 |  | 878.1767 | 0.01475 |  | 716.6644 | 0.00026684 |  | 881.9676 | 0.99256 |  | 878.7676 | 0.22004 |  | 716.6644 | 0 |  | 984.0731 | 0.33429 |  |  |  | 1056.357 | 0.39448 |  | 1211.8053 | 0.93913 |  | 1403.7998 | 0.03042 | [7 empty] | 1129.7692 | 0 |  | 1129.7624 | 0.03216
| 878.9351 | 0.00383 |  | 716.899 | 0.029095 |  | 716.899 | 5.8536e-05 |  | 878.3445 | 0.01027 |  | 716.899 | -0.00031668 |  | 882.1369 | 0.99335 |  | 878.9351 | 0.22227 |  | 716.899 | 0 |  | 984.1695 | 0.33499 |  |  |  | 1056.699 | 0.39899 |  | 1211.8773 | 0.93802 |  | 1404.0413 | 0.030431 | [7 empty] | 1129.8317 | 0 |  | 1129.8249 | 0.03252
| 879.1025 | 0.00441 |  | 717.1337 | 0.030146 |  | 717.1337 | -0.00063089 |  | 878.5123 | 0.01073 |  | 717.1337 | 0.00052191 |  | 882.3062 | 0.9927 |  | 879.1025 | 0.22374 |  | 717.1337 | 0 |  | 984.2659 | 0.3368 |  |  |  | 1057.041 | 0.40375 |  | 1211.9492 | 0.9369 |  | 1404.2827 | 0.0303 | [7 empty] | 1129.8943 | 0 |  | 1129.8874 | 0.03289
| 879.2699 | 0.00309 |  | 717.3683 | 0.030131 |  | 717.3683 | 0.0015459 |  | 878.6801 | 0.01109 |  | 717.3683 | 2.2946e-05 |  | 882.4755 | 0.99309 |  | 879.2699 | 0.22534 |  | 717.3683 | 0 |  | 984.3623 | 0.33859 |  |  |  | 1057.383 | 0.40755 |  | 1212.0211 | 0.93576 |  | 1404.5243 | 0.029997 | [7 empty] | 1129.9568 | 0 |  | 1129.9501 | 0.03326
| 879.4374 | 0.00515 |  | 717.603 | 0.031129 |  | 717.603 | 0.0011711 |  | 878.8479 | 0.01123 |  | 717.603 | 0.00065772 |  | 882.6449 | 0.99355 |  | 879.4374 | 0.22559 |  | 717.6029 | 0.00080096 |  | 984.4587 | 0.33931 |  |  |  | 1057.725 | 0.41186 |  | 1212.0931 | 0.93462 |  | 1404.7659 | 0.029536 | [7 empty] | 1130.0193 | 0 |  | 1130.0126 | 0.03364
| 879.6048 | 0.00246 |  | 717.8376 | 0.031168 |  | 717.8376 | 0.0005027 |  | 879.0157 | 0.00547 |  | 717.8376 | -0.00010889 |  | 882.8142 | 0.99343 |  | 879.6048 | 0.22651 |  | 717.8376 | 0 |  | 984.5552 | 0.33888 |  |  |  | 1058.068 | 0.41694 |  | 1212.165 | 0.93347 |  | 1405.0077 | 0.028973 | [7 empty] | 1130.0819 | 0 |  | 1130.0752 | 0.03402
| 879.7723 | 0.00441 |  | 718.0723 | 0.032341 |  | 718.0723 | -0.00022231 |  | 879.1835 | 0.00715 |  | 718.0723 | 0.0011393 |  | 882.9836 | 0.99181 |  | 879.7723 | 0.22678 |  | 718.0723 | 0 |  | 984.6517 | 0.33928 |  |  |  | 1058.411 | 0.42127 |  | 1212.2371 | 0.93232 |  | 1405.2494 | 0.028399 | [7 empty] | 1130.1444 | 0 |  | 1130.1377 | 0.0344
| 879.9397 | 0.00389 |  | 718.3069 | 0.032332 |  | 718.3069 | -0.00019098 |  | 879.3513 | 0.00459 |  | 718.3069 | -0.00076819 |  | 883.1529 | 0.99054 |  | 879.9397 | 0.22788 |  | 718.307 | 0 |  | 984.7481 | 0.34018 |  |  |  | 1058.754 | 0.42592 |  | 1212.309 | 0.93115 |  | 1405.4913 | 0.027912 | [7 empty] | 1130.207 | 0 |  | 1130.2003 | 0.03473
| 880.1072 | 0.00464 |  | 718.5416 | 0.033494 |  | 718.5416 | 0.00045784 |  | 879.5191 | 0.00643 |  | 718.5416 | 0.0010009 |  | 883.3223 | 0.98963 |  | 880.1072 | 0.22862 |  | 718.5416 | 0 |  | 984.8447 | 0.34062 |  |  |  | 1059.097 | 0.43037 |  | 1212.381 | 0.92997 |  | 1405.7333 | 0.0276 | [7 empty] | 1130.2696 | 0 |  | 1130.2628 | 0.03499
| 880.2746 | 0.00329 |  | 718.7763 | 0.033015 |  | 718.7763 | -0.00046094 |  | 879.687 | 0.00287 |  | 718.7763 | -0.00024636 |  | 883.4916 | 0.98742 |  | 880.2746 | 0.23017 |  | 718.7763 | -0.00020004 |  | 984.9412 | 0.34108 |  |  |  | 1059.441 | 0.43513 |  | 1212.453 | 0.92878 |  | 1405.9753 | 0.027516 | [7 empty] | 1130.3321 | 0 |  | 1130.3254 | 0.03513
| 880.4421 | 0.0054 |  | 719.011 | 0.034475 |  | 719.011 | -0.00022059 |  | 879.8548 | 0.00365 |  | 719.011 | 0.00058034 |  | 883.661 | 0.98306 |  | 880.4421 | 0.23101 |  | 719.011 | 0 |  | 985.0377 | 0.3413 |  |  |  | 1059.785 | 0.43913 |  | 1212.525 | 0.92758 |  | 1406.2175 | 0.027656 | [7 empty] | 1130.3948 | 0 |  | 1130.3881 | 0.03511
| 880.6096 | 0.00255 |  | 719.2457 | 0.034446 |  | 719.2457 | -0.0012432 |  | 880.0226 | 0 |  | 719.2457 | -0.00082891 |  | 883.8304 | 0.97987 |  | 880.6096 | 0.23216 |  | 719.2457 | 0.001 |  | 985.1343 | 0.34148 |  |  |  | 1060.129 | 0.44369 |  | 1212.5971 | 0.92638 |  | 1406.4597 | 0.027965 | [7 empty] | 1130.4574 | 0 |  | 1130.4507 | 0.03492
| 880.777 | 0.00657 |  | 719.4805 | 0.035951 |  | 719.4805 | 0.00095447 |  | 880.1904 | 0.00353 |  | 719.4805 | 0.00041727 |  | 883.9997 | 0.97691 |  | 880.777 | 0.23273 |  | 719.4805 | 0.00060052 |  | 985.2309 | 0.34246 |  |  |  | 1060.473 | 0.44816 |  | 1212.6691 | 0.92516 |  | 1406.702 | 0.028347 | [7 empty] | 1130.52 | 0 |  | 1130.5133 | 0.03457
| 880.9445 | 0.00426 |  | 719.7152 | 0.035252 |  | 719.7152 | -0.00079455 |  | 880.3583 | 0.00034999 |  | 719.7152 | -0.00044386 |  | 884.1691 | 0.97276 |  | 880.9445 | 0.23431 |  | 719.7152 | 0 |  | 985.3275 | 0.34383 |  |  |  | 1060.818 | 0.45286 |  | 1212.7411 | 0.92394 |  | 1406.9445 | 0.028688 | [7 empty] | 1130.5826 | 0 |  | 1130.5759 | 0.03409
| 881.1119 | 0.00457 |  | 719.9499 | 0.03712 |  | 719.9499 | 0.0017051 |  | 880.5261 | 2.6669e-05 |  | 719.9499 | 0.00053403 |  | 884.3385 | 0.96813 |  | 881.1119 | 0.23573 |  | 719.9499 | 0 |  | 985.4241 | 0.34471 |  |  |  | 1061.162 | 0.45706 |  | 1212.8131 | 0.9227 |  | 1407.1869 | 0.028892 | [7 empty] | 1130.6453 | 0 |  | 1130.6385 | 0.03354
| 881.2794 | 0.00301 |  | 720.1847 | 0.036308 |  | 720.1847 | 4.0686e-05 |  | 880.6939 | 0 |  | 720.1847 | -0.00024789 |  | 884.5079 | 0.96502 |  | 881.2794 | 0.23756 |  | 720.1847 | 0.001 |  | 985.5208 | 0.34463 |  |  |  | 1061.507 | 0.4619 |  | 1212.8851 | 0.92147 |  | 1407.4294 | 0.028896 | [7 empty] | 1130.7079 | 0 |  | 1130.7012 | 0.03298
| 881.4469 | 0.00506 |  | 720.4194 | 0.038602 |  | 720.4194 | -0.00030876 |  | 880.8618 | 0 |  | 720.4194 | 0.00060015 |  | 884.6773 | 0.96307 |  | 881.4469 | 0.23882 |  | 720.4194 | 0 |  | 985.6174 | 0.34493 |  |  |  | 1061.852 | 0.46642 |  | 1212.9571 | 0.92022 |  | 1407.6721 | 0.028682 | [7 empty] | 1130.7705 | 0 |  | 1130.7638 | 0.03247
| 881.6144 | 0.0045 |  | 720.6542 | 0.037824 |  | 720.6542 | -0.00030447 |  | 881.0296 | 0 |  | 720.6542 | -0.00045131 |  | 884.8467 | 0.96088 |  | 881.6144 | 0.24024 |  | 720.6542 | 0 |  | 985.7141 | 0.34654 |  |  |  | 1062.198 | 0.47065 |  | 1213.0293 | 0.91896 |  | 1407.9148 | 0.028264 | [7 empty] | 1130.8331 | 0 |  | 1130.8264 | 0.03203
| 881.7818 | 0.00406 |  | 720.889 | 0.039128 |  | 720.889 | -0.00050936 |  | 881.1975 | 0 |  | 720.889 | 0.00038804 |  | 885.016 | 0.95863 |  | 881.7818 | 0.24093 |  | 720.889 | 0.001 |  | 985.8108 | 0.34818 |  |  |  | 1062.543 | 0.47543 |  | 1213.1013 | 0.91768 |  | 1408.1577 | 0.027666 | [7 empty] | 1130.8957 | 0 |  | 1130.889 | 0.03168
| 881.9493 | 0.00338 |  | 721.1238 | 0.039202 |  | 721.1238 | -0.0015074 |  | 881.3653 | 0 |  | 721.1238 | 0.00015601 |  | 885.1854 | 0.95717 |  | 881.9493 | 0.24192 |  | 721.1238 | 0 |  | 985.9075 | 0.34841 |  |  |  | 1062.889 | 0.48022 |  | 1213.1735 | 0.9164 |  | 1408.4005 | 0.026913 | [7 empty] | 1130.9585 | 0 |  | 1130.9517 | 0.03142
| 882.1168 | 0.00605 |  | 721.3586 | 0.040074 |  | 721.3586 | 0.00055731 |  | 881.5332 | 0 |  | 721.3586 | 0.00083356 |  | 885.3549 | 0.95617 |  | 882.1168 | 0.24285 |  | 721.3586 | 0 |  | 986.0042 | 0.34822 |  |  |  | 1063.235 | 0.48451 |  | 1213.2455 | 0.91512 |  | 1408.6436 | 0.02602 | [7 empty] | 1131.0211 | 0 |  | 1131.0144 | 0.03123
| 882.2843 | 0.0035 |  | 721.5934 | 0.040591 |  | 721.5934 | -0.0011638 |  | 881.7011 | 0 |  | 721.5934 | -0.00039148 |  | 885.5243 | 0.95385 |  | 882.2843 | 0.245 |  | 721.5934 | 0 |  | 986.101 | 0.34875 |  |  |  | 1063.581 | 0.48911 |  | 1213.3176 | 0.91382 |  | 1408.8866 | 0.025014 | [7 empty] | 1131.0837 | 0 |  | 1131.077 | 0.03111
| 882.4518 | 0.00519 |  | 721.8282 | 0.04221 |  | 721.8282 | 0.00071401 |  | 881.8689 | 0 |  | 721.8282 | 0.00085488 |  | 885.6937 | 0.95138 |  | 882.4518 | 0.24709 |  | 721.8282 | 0.00060092 |  | 986.1978 | 0.3494 |  |  |  | 1063.928 | 0.49401 |  | 1213.3897 | 0.91252 |  | 1409.1298 | 0.023939 | [7 empty] | 1131.1465 | 0 |  | 1131.1398 | 0.03105
| 882.6193 | 0.00295 |  | 722.063 | 0.041349 |  | 722.063 | 0.00049357 |  | 882.0368 | 0 |  | 722.063 | 9.8207e-06 |  | 885.8631 | 0.94937 |  | 882.6193 | 0.25 |  | 722.063 | 0 |  | 986.2944 | 0.35043 |  |  |  | 1064.274 | 0.49881 |  | 1213.4618 | 0.9112 |  | 1409.3729 | 0.02287 | [7 empty] | 1131.2091 | 0 |  | 1131.2024 | 0.03107
| 882.7868 | 0.00436 |  | 722.2978 | 0.043689 |  | 722.2978 | 0.0014926 |  | 882.2047 | 0 |  | 722.2978 | 0.00094207 |  | 886.0325 | 0.94826 |  | 882.7868 | 0.25224 |  | 722.2979 | 0 |  | 986.3913 | 0.35149 |  |  |  | 1064.621 | 0.50323 |  | 1213.5339 | 0.90989 |  | 1409.6163 | 0.021898 | [7 empty] | 1131.2719 | 0 |  | 1131.2651 | 0.03114
| 882.9543 | 0.00535 |  | 722.5327 | 0.042224 |  | 722.5327 | 0.0015709 |  | 882.3725 | 0 |  | 722.5327 | -0.00048444 |  | 886.2019 | 0.94567 |  | 882.9543 | 0.25437 |  | 722.5327 | 0 |  | 986.4881 | 0.3519 |  |  |  | 1064.968 | 0.50857 |  | 1213.6061 | 0.90855 |  | 1409.8597 | 0.021106 | [7 empty] | 1131.3346 | 0 |  | 1131.3278 | 0.03127
| 883.1218 | 0.0045 |  | 722.7675 | 0.044539 |  | 722.7675 | 0.001308 |  | 882.5404 | 0 |  | 722.7675 | 0.00020774 |  | 886.3713 | 0.94196 |  | 883.1218 | 0.25528 |  | 722.7675 | 0.00020024 |  | 986.585 | 0.35185 |  |  |  | 1065.316 | 0.5135 |  | 1213.6782 | 0.90721 |  | 1410.1031 | 0.020549 | [7 empty] | 1131.3972 | 0 |  | 1131.3905 | 0.03145
| 883.2893 | 0.00306 |  | 723.0024 | 0.044428 |  | 723.0024 | -0.00098159 |  | 882.7083 | 0 |  | 723.0024 | -2.632e-05 |  | 886.5408 | 0.93894 |  | 883.2893 | 0.25627 |  | 723.0024 | 0 |  | 986.6818 | 0.35182 |  |  |  | 1065.663 | 0.5186 |  | 1213.7504 | 0.90588 |  | 1410.3467 | 0.02024 | [7 empty] | 1131.46 | 0 |  | 1131.4533 | 0.03164
| 883.4568 | 0.00555 |  | 723.2373 | 0.045881 |  | 723.2373 | -3.9925e-05 |  | 882.8762 | 0 |  | 723.2373 | 0.0007129 |  | 886.7102 | 0.93665 |  | 883.4568 | 0.25695 |  | 723.2373 | 0 |  | 986.7787 | 0.35194 |  |  |  | 1066.011 | 0.52356 |  | 1213.8225 | 0.90452 |  | 1410.5903 | 0.020162 | [7 empty] | 1131.5227 | 0 |  | 1131.516 | 0.03183
| 883.6243 | 0.00498 |  | 723.4722 | 0.045787 |  | 723.4722 | 0.0011692 |  | 883.044 | 0 |  | 723.4722 | -0.00052374 |  | 886.8796 | 0.93302 |  | 883.6243 | 0.25832 |  | 723.4722 | 0 |  | 986.8756 | 0.3522 |  |  |  | 1066.359 | 0.52884 |  | 1213.8946 | 0.90316 |  | 1410.8341 | 0.020281 | [7 empty] | 1131.5855 | 0 |  | 1131.5786 | 0.032
| 883.7918 | 0.00541 |  | 723.707 | 0.047484 |  | 723.707 | 0.0017296 |  | 883.2119 | 0 |  | 723.707 | 0.00064106 |  | 887.0491 | 0.9297 |  | 883.7918 | 0.25922 |  | 723.707 | 0 |  | 986.9725 | 0.35311 |  |  |  | 1066.708 | 0.53438 |  | 1213.9668 | 0.90179 |  | 1411.0779 | 0.020564 | [7 empty] | 1131.6482 | 0 |  | 1131.6414 | 0.03214
| 883.9593 | 0.00411 |  | 723.9419 | 0.046593 |  | 723.9419 | -0.00095855 |  | 883.3798 | 0 |  | 723.9419 | -0.00014211 |  | 887.2185 | 0.92737 |  | 883.9593 | 0.26082 |  | 723.9419 | 0 |  | 987.0695 | 0.35502 |  |  |  | 1067.056 | 0.53981 |  | 1214.0391 | 0.90041 |  | 1411.3219 | 0.020984 | [7 empty] | 1131.7109 | 0 |  | 1131.7041 | 0.03223
| 884.1268 | 0.0049 |  | 724.1769 | 0.048777 |  | 724.1769 | 0.0014519 |  | 883.5477 | 0 |  | 724.1769 | 0.00097351 |  | 887.388 | 0.9252 |  | 884.1268 | 0.26181 |  | 724.1768 | 0 |  | 987.1664 | 0.35598 |  |  |  | 1067.405 | 0.54566 |  | 1214.1112 | 0.89903 |  | 1411.5658 | 0.021514 | [7 empty] | 1131.7737 | 0 |  | 1131.7668 | 0.03226
| 884.2943 | 0.00382 |  | 724.4118 | 0.048379 |  | 724.4118 | 5.2555e-05 |  | 883.7156 | 0 |  | 724.4118 | -0.00050208 |  | 887.5574 | 0.9221 |  | 884.2943 | 0.26393 |  | 724.4118 | 0 |  | 987.2634 | 0.35532 |  |  |  | 1067.754 | 0.55126 |  | 1214.1835 | 0.89763 |  | 1411.8099 | 0.022116 | [7 empty] | 1131.8364 | 0 |  | 1131.8296 | 0.03224
| 884.4618 | 0.00388 |  | 724.6467 | 0.050202 |  | 724.6467 | 0.0010154 |  | 883.8835 | 0 |  | 724.6467 | 0.0007033 |  | 887.7269 | 0.91715 |  | 884.4618 | 0.2654 |  | 724.6467 | 0 |  | 987.3604 | 0.35571 |  |  |  | 1068.103 | 0.55706 |  | 1214.2556 | 0.89623 |  | 1412.0541 | 0.022736 | [7 empty] | 1131.8992 | 0 |  | 1131.8925 | 0.03217
| 884.6294 | 0.00389 |  | 724.8816 | 0.050559 |  | 724.8816 | 0.0007038 |  | 884.0514 | 0 |  | 724.8816 | -0.00043398 |  | 887.8963 | 0.9129 |  | 884.6294 | 0.2676 |  | 724.8816 | 0 |  | 987.4575 | 0.35749 |  |  |  | 1068.452 | 0.56295 |  | 1214.3279 | 0.89482 |  | 1412.2983 | 0.023311 | [7 empty] | 1131.9619 | 0 |  | 1131.9552 | 0.03204
| 884.7969 | 0.00512 |  | 725.1166 | 0.05268 |  | 725.1166 | 0.0011435 |  | 884.2193 | 0 |  | 725.1166 | 0.0005989 |  | 888.0658 | 0.91 |  | 884.7969 | 0.26883 |  | 725.1166 | 0 |  | 987.5545 | 0.35888 |  |  |  | 1068.802 | 0.56891 |  | 1214.4 | 0.8934 |  | 1412.5426 | 0.02378 | [7 empty] | 1132.0247 | 0 |  | 1132.0179 | 0.03188
| 884.9644 | 0.00672 |  | 725.3515 | 0.052062 |  | 725.3515 | -0.00052908 |  | 884.3873 | 0 |  | 725.3515 | -0.00069972 |  | 888.2353 | 0.90601 |  | 884.9644 | 0.27015 |  | 725.3515 | 0 |  | 987.6516 | 0.3595 |  |  |  | 1069.152 | 0.57488 |  | 1214.4723 | 0.89198 |  | 1412.787 | 0.024107 | [7 empty] | 1132.0875 | 0 |  | 1132.0807 | 0.03168
| 885.1319 | 0.00636 |  | 725.5865 | 0.053913 |  | 725.5865 | 6.0079e-05 |  | 884.5552 | 0 |  | 725.5865 | 0.00064208 |  | 888.4047 | 0.9011 |  | 885.1319 | 0.27048 |  | 725.5865 | 0 |  | 987.7487 | 0.35938 |  |  |  | 1069.502 | 0.58113 |  | 1214.5446 | 0.89055 |  | 1413.0315 | 0.024287 | [7 empty] | 1132.1503 | 0 |  | 1132.1436 | 0.03148
| 885.2994 | 0.00324 |  | 725.8215 | 0.053555 |  | 725.8215 | 0.0005989 |  | 884.7231 | 0 |  | 725.8215 | -9.3969e-05 |  | 888.5742 | 0.89776 |  | 885.2994 | 0.27151 |  | 725.8215 | 0 |  | 987.8458 | 0.3592 |  |  |  | 1069.852 | 0.58745 |  | 1214.6168 | 0.8891 |  | 1413.2761 | 0.024353 | [7 empty] | 1132.213 | 0 |  | 1132.2063 | 0.03127
| 885.467 | 0.00499 |  | 726.0564 | 0.056226 |  | 726.0564 | 0.0012355 |  | 884.891 | 0 |  | 726.0564 | 0.00088134 |  | 888.7437 | 0.89542 |  | 885.467 | 0.27206 |  | 726.0565 | 0 |  | 987.9429 | 0.36004 |  |  |  | 1070.203 | 0.59427 |  | 1214.6891 | 0.88766 |  | 1413.5208 | 0.024363 | [7 empty] | 1132.2759 | 0 |  | 1132.2692 | 0.03106
| 885.6345 | 0.00368 |  | 726.2914 | 0.055624 |  | 726.2914 | 0.00044994 |  | 885.0589 | 0 |  | 726.2914 | -0.00043206 |  | 888.9132 | 0.89087 |  | 885.6345 | 0.27357 |  | 726.2914 | 0 |  | 988.04 | 0.36135 |  |  |  | 1070.554 | 0.60046 |  | 1214.7613 | 0.88621 |  | 1413.7655 | 0.024383 | [7 empty] | 1132.3386 | 0 |  | 1132.3319 | 0.03086
| 885.8021 | 0.00499 |  | 726.5264 | 0.057917 |  | 726.5264 | 0.0011353 |  | 885.2269 | 0 |  | 726.5264 | 0.00078575 |  | 889.0827 | 0.88504 |  | 885.8021 | 0.27457 |  | 726.5264 | 0 |  | 988.1371 | 0.36198 |  |  |  | 1070.905 | 0.60685 |  | 1214.8336 | 0.88475 |  | 1414.0104 | 0.024467 | [7 empty] | 1132.4015 | 0 |  | 1132.3948 | 0.03067
| 885.9696 | 0.00218 |  | 726.7615 | 0.056987 |  | 726.7615 | -0.0006236 |  | 885.3948 | 0 |  | 726.7615 | -0.00089232 |  | 889.2522 | 0.87954 |  | 885.9696 | 0.27648 |  | 726.7614 | 0 |  | 988.2343 | 0.36168 |  |  |  | 1071.256 | 0.61324 |  | 1214.9059 | 0.88328 |  | 1414.2552 | 0.024647 | [7 empty] | 1132.4644 | 0 |  | 1132.4575 | 0.03047
| 886.1371 | 0.00455 |  | 726.9965 | 0.059429 |  | 726.9965 | 0.00061207 |  | 885.5627 | 0 |  | 726.9965 | 4.4379e-05 |  | 889.4216 | 0.876 |  | 886.1371 | 0.27815 |  | 726.9965 | 0 |  | 988.3315 | 0.36103 |  |  |  | 1071.607 | 0.61982 |  | 1214.9781 | 0.8818 |  | 1414.5002 | 0.024932 | [7 empty] | 1132.5271 | 0 |  | 1132.5204 | 0.03029
| 886.3047 | 0.00575 |  | 727.2315 | 0.059105 |  | 727.2315 | -0.00087703 |  | 885.7307 | 0 |  | 727.2315 | -0.00065505 |  | 889.5911 | 0.87119 |  | 886.3047 | 0.28005 |  | 727.2315 | 0 |  | 988.4287 | 0.36122 |  |  |  | 1071.959 | 0.62667 |  | 1215.0505 | 0.88032 |  | 1414.7454 | 0.025313 | [7 empty] | 1132.59 | 0 |  | 1132.5832 | 0.03011
| 886.4722 | 0.00571 |  | 727.4665 | 0.061978 |  | 727.4665 | 0.00096764 |  | 885.8986 | 0 |  | 727.4665 | 0.00046702 |  | 889.7607 | 0.86709 |  | 886.4722 | 0.28169 |  | 727.4665 | 0.00060052 |  | 988.5259 | 0.36313 |  |  |  | 1072.311 | 0.63333 |  | 1215.1228 | 0.87883 |  | 1414.9906 | 0.025766 | [7 empty] | 1132.6528 | 0 |  | 1132.6461 | 0.02997
| 886.6398 | 0.00295 |  | 727.7016 | 0.06178 |  | 727.7016 | -0.0018011 |  | 886.0666 | 0 |  | 727.7016 | -0.00036614 |  | 889.9302 | 0.86491 |  | 886.6398 | 0.28331 |  | 727.7016 | 0 |  | 988.6232 | 0.36521 |  |  |  | 1072.663 | 0.64018 |  | 1215.1951 | 0.87734 |  | 1415.2358 | 0.026258 | [7 empty] | 1132.7157 | 0 |  | 1132.709 | 0.02986
| 886.8073 | 0.00494 |  | 727.9366 | 0.063819 |  | 727.9366 | 0.0028993 |  | 886.2345 | 0 |  | 727.9366 | 0.00041884 |  | 890.0997 | 0.86484 |  | 886.8073 | 0.2851 |  | 727.9366 | 0 |  | 988.7205 | 0.36605 |  |  |  | 1073.016 | 0.64659 |  | 1215.2675 | 0.87584 |  | 1415.4812 | 0.02674 | [7 empty] | 1132.7786 | 0 |  | 1132.7717 | 0.0298
| 886.9749 | 0.00338 |  | 728.1717 | 0.063668 |  | 728.1717 | 0.0015176 |  | 886.4025 | 0 |  | 728.1717 | -0.00024903 |  | 890.2692 | 0.86269 |  | 886.9749 | 0.28742 |  | 728.1717 | 0 |  | 988.8177 | 0.36654 |  |  |  | 1073.369 | 0.65354 |  | 1215.3398 | 0.87433 |  | 1415.7266 | 0.02715 | [7 empty] | 1132.8414 | 0 |  | 1132.8346 | 0.02978
| 887.1424 | 0.00563 |  | 728.4068 | 0.065288 |  | 728.4068 | 0.00066445 |  | 886.5704 | 0 |  | 728.4068 | 0.0009253 |  | 890.4387 | 0.85953 |  | 887.1424 | 0.28979 |  | 728.4068 | 0 |  | 988.9151 | 0.36655 |  |  |  | 1073.721 | 0.66034 |  | 1215.4121 | 0.87281 |  | 1415.972 | 0.027423 | [7 empty] | 1132.9043 | 0 |  | 1132.8976 | 0.0298
| 887.31 | 0.00431 |  | 728.6419 | 0.065533 |  | 728.6419 | -0.00091887 |  | 886.7384 | 0 |  | 728.6419 | -0.00045175 |  | 890.6082 | 0.85581 |  | 887.31 | 0.29213 |  | 728.6419 | 0 |  | 989.0124 | 0.36713 |  |  |  | 1074.074 | 0.66691 |  | 1215.4845 | 0.87129 |  | 1416.2177 | 0.027503 | [7 empty] | 1132.9672 | 0 |  | 1132.9605 | 0.02985
| 887.4776 | 0.00496 |  | 728.877 | 0.067123 |  | 728.877 | 0.0022763 |  | 886.9063 | 0 |  | 728.877 | 0.00041954 |  | 890.7777 | 0.85321 |  | 887.4776 | 0.29344 |  | 728.877 | 0.001 |  | 989.1097 | 0.36859 |  |  |  | 1074.428 | 0.67356 |  | 1215.5569 | 0.86977 |  | 1416.4634 | 0.027366 | [7 empty] | 1133.03 | 0 |  | 1133.0233 | 0.02992
| 887.6451 | 0.00468 |  | 729.1121 | 0.067404 |  | 729.1121 | -0.0004524 |  | 887.0743 | 0 |  | 729.1121 | 4.0228e-05 |  | 890.9473 | 0.84825 |  | 887.6451 | 0.29494 |  | 729.1121 | 0 |  | 989.2071 | 0.36993 |  |  |  | 1074.781 | 0.68022 |  | 1215.6293 | 0.86823 |  | 1416.7091 | 0.02703 | [7 empty] | 1133.0929 | 0 |  | 1133.0862 | 0.03
| 887.8127 | 0.00552 |  | 729.3472 | 0.06932 |  | 729.3472 | 0.00084334 |  | 887.2423 | 0 |  | 729.3472 | 0.00070614 |  | 891.1168 | 0.84223 |  | 887.8127 | 0.29585 |  | 729.3472 | 0 |  | 989.3044 | 0.3716 |  |  |  | 1075.135 | 0.6866 |  | 1215.7015 | 0.86669 |  | 1416.955 | 0.026555 | [7 empty] | 1133.1559 | 0 |  | 1133.149 | 0.0301
| 887.9803 | 0.00313 |  | 729.5823 | 0.069187 |  | 729.5823 | 0.0011862 |  | 887.4103 | 0 |  | 729.5823 | -0.00016039 |  | 891.2863 | 0.8374 |  | 887.9803 | 0.29746 |  | 729.5823 | 0 |  | 989.4018 | 0.3719 |  |  |  | 1075.489 | 0.69304 |  | 1215.774 | 0.86514 |  | 1417.2009 | 0.02602 | [7 empty] | 1133.2188 | 0 |  | 1133.212 | 0.03021
| 888.1478 | 0.00589 |  | 729.8174 | 0.071857 |  | 729.8174 | 0.001364 |  | 887.5782 | 0 |  | 729.8174 | 0.0011829 |  | 891.4559 | 0.8321 |  | 888.1478 | 0.29818 |  | 729.8174 | 0 |  | 989.4992 | 0.37086 |  |  |  | 1075.843 | 0.70002 |  | 1215.8464 | 0.86358 |  | 1417.4469 | 0.025499 | [7 empty] | 1133.2816 | 0 |  | 1133.2749 | 0.03034
| 888.3154 | 0.00436 |  | 730.0526 | 0.071383 |  | 730.0526 | -0.00064717 |  | 887.7462 | 0 |  | 730.0526 | -0.00035022 |  | 891.6254 | 0.82551 |  | 888.3154 | 0.29992 |  | 730.0526 | 0 |  | 989.5967 | 0.371 |  |  |  | 1076.198 | 0.70564 |  | 1215.9188 | 0.86203 |  | 1417.6931 | 0.025041 | [7 empty] | 1133.3446 | 0 |  | 1133.3378 | 0.03048
| 888.483 | 0.00466 |  | 730.2877 | 0.073727 |  | 730.2877 | 0.00054893 |  | 887.9142 | 0 |  | 730.2877 | 0.00055487 |  | 891.795 | 0.81849 |  | 888.483 | 0.30107 |  | 730.2877 | 0 |  | 989.6942 | 0.37184 |  |  |  | 1076.553 | 0.71201 |  | 1215.9912 | 0.86046 |  | 1417.9392 | 0.024654 | [7 empty] | 1133.4075 | 0 |  | 1133.4008 | 0.03062
| 888.6506 | 0.00306 |  | 730.5229 | 0.074674 |  | 730.5229 | 0.00017347 |  | 888.0822 | 0 |  | 730.5229 | -0.00062163 |  | 891.9645 | 0.81247 |  | 888.6506 | 0.30358 |  | 730.5229 | 0 |  | 989.7916 | 0.37247 |  |  |  | 1076.908 | 0.71824 |  | 1216.0636 | 0.85889 |  | 1418.1855 | 0.024317 | [7 empty] | 1133.4705 | 0 |  | 1133.4637 | 0.03077
| 888.8181 | 0.00438 |  | 730.758 | 0.076709 |  | 730.758 | 0.0012816 |  | 888.2502 | 0 |  | 730.758 | 0.00034755 |  | 892.1341 | 0.80709 |  | 888.8181 | 0.30572 |  | 730.758 | 0 |  | 989.8891 | 0.3736 |  |  |  | 1077.263 | 0.72435 |  | 1216.1361 | 0.85731 |  | 1418.4319 | 0.023995 | [7 empty] | 1133.5334 | 0 |  | 1133.5266 | 0.03093
| 888.9857 | 0.00297 |  | 730.9932 | 0.07611 |  | 730.9932 | -0.0006169 |  | 888.4181 | 0 |  | 730.9932 | -0.00067317 |  | 892.3036 | 0.80257 |  | 888.9857 | 0.30884 |  | 730.9932 | 0.001 |  | 989.9866 | 0.37512 |  |  |  | 1077.618 | 0.73031 |  | 1216.2085 | 0.85572 |  | 1418.6783 | 0.023667 | [7 empty] | 1133.5963 | 0 |  | 1133.5896 | 0.0311
| 889.1533 | 0.00592 |  | 731.2284 | 0.078142 |  | 731.2284 | 0.0023402 |  | 888.5861 | 0 |  | 731.2284 | 0.0007741 |  | 892.4732 | 0.7968 |  | 889.1533 | 0.31155 |  | 731.2284 | 0 |  | 990.0842 | 0.37529 |  |  |  | 1077.974 | 0.73598 |  | 1216.281 | 0.85413 |  | 1418.9249 | 0.023341 | [7 empty] | 1133.6593 | 0 |  | 1133.6526 | 0.03128
| 889.3209 | 0.00318 |  | 731.4636 | 0.079053 |  | 731.4636 | 0.0016264 |  | 888.7541 | 0 |  | 731.4636 | -0.00066111 |  | 892.6428 | 0.79191 |  | 889.3209 | 0.3149 |  | 731.4636 | 0 |  | 990.1817 | 0.37479 |  |  |  | 1078.33 | 0.74211 |  | 1216.3534 | 0.85253 |  | 1419.1715 | 0.023053 | [7 empty] | 1133.7223 | 0 |  | 1133.7154 | 0.03148
| 889.4885 | 0.00652 |  | 731.6988 | 0.081059 |  | 731.6988 | 0.00098217 |  | 888.9221 | 0 |  | 731.6988 | 0.00084342 |  | 892.8123 | 0.78827 |  | 889.4885 | 0.31744 |  | 731.6988 | 0 |  | 990.2793 | 0.3763 |  |  |  | 1078.686 | 0.74758 |  | 1216.4259 | 0.85093 |  | 1419.4182 | 0.022863 | [7 empty] | 1133.7853 | 0 |  | 1133.7784 | 0.03169
| 889.6561 | 0.00297 |  | 731.934 | 0.082087 |  | 731.934 | 4.0596e-05 |  | 889.0901 | 0 |  | 731.934 | -0.00037307 |  | 892.9819 | 0.78361 |  | 889.6561 | 0.31971 |  | 731.934 | 0 |  | 990.3769 | 0.3777 |  |  |  | 1079.042 | 0.75291 |  | 1216.4984 | 0.84932 |  | 1419.665 | 0.022825 | [7 empty] | 1133.8483 | 0 |  | 1133.8414 | 0.03188
| 889.8237 | 0.00422 |  | 732.1692 | 0.084847 |  | 732.1692 | 0.0011526 |  | 889.2582 | 0 |  | 732.1692 | 0.00094087 |  | 893.1515 | 0.77791 |  | 889.8237 | 0.32039 |  | 732.1692 | 0.00020024 |  | 990.4745 | 0.37695 |  |  |  | 1079.399 | 0.75828 |  | 1216.5708 | 0.84771 |  | 1419.9119 | 0.022967 | [7 empty] | 1133.9111 | 0 |  | 1133.9044 | 0.03207
| 889.9913 | 0.0036 |  | 732.4045 | 0.08339 |  | 732.4045 | -0.00014675 |  | 889.4262 | 0 |  | 732.4045 | -0.00015109 |  | 893.3211 | 0.77279 |  | 889.9913 | 0.32112 |  | 732.4045 | 0 |  | 990.5721 | 0.37622 |  |  |  | 1079.756 | 0.76366 |  | 1216.6433 | 0.84609 |  | 1420.1589 | 0.023279 | [7 empty] | 1133.9742 | 0 |  | 1133.9674 | 0.03223
| 890.1589 | 0.00471 |  | 732.6397 | 0.086201 |  | 732.6397 | 0.0011104 |  | 889.5942 | 0 |  | 732.6397 | 0.00085694 |  | 893.4906 | 0.76845 |  | 890.1589 | 0.32137 |  | 732.6397 | 0 |  | 990.6698 | 0.37779 |  |  |  | 1080.113 | 0.76896 |  | 1216.7158 | 0.84447 |  | 1420.4059 | 0.023711 | [7 empty] | 1134.0372 | 0 |  | 1134.0304 | 0.03238
| 890.3265 | 0.00376 |  | 732.8749 | 0.087295 |  | 732.8749 | 4.4272e-05 |  | 889.7622 | 0 |  | 732.8749 | -0.00029907 |  | 893.6602 | 0.7631 |  | 890.3265 | 0.32224 |  | 732.875 | 0.00080116 |  | 990.7675 | 0.38011 |  |  |  | 1080.47 | 0.77424 |  | 1216.7883 | 0.84283 |  | 1420.6531 | 0.02419 | [7 empty] | 1134.1002 | 0 |  | 1134.0934 | 0.03254
| 890.4941 | 0.00629 |  | 733.1102 | 0.088829 |  | 733.1102 | 0.0012574 |  | 889.9302 | 0 |  | 733.1102 | 0.00045456 |  | 893.8298 | 0.75673 |  | 890.4941 | 0.32238 |  | 733.1102 | 0 |  | 990.8652 | 0.38025 |  |  |  | 1080.828 | 0.77915 |  | 1216.8608 | 0.84119 |  | 1420.9003 | 0.024637 | [7 empty] | 1134.1632 | 0 |  | 1134.1565 | 0.03271
| 890.6617 | 0.00404 |  | 733.3455 | 0.089477 |  | 733.3455 | 0.00038652 |  | 890.0982 | 0 |  | 733.3455 | -0.0003365 |  | 893.9994 | 0.75112 |  | 890.6617 | 0.3232 |  | 733.3455 | 0 |  | 990.9629 | 0.38116 |  |  |  | 1081.186 | 0.78402 |  | 1216.9334 | 0.83954 |  | 1421.1476 | 0.024982 | [7 empty] | 1134.2262 | 0 |  | 1134.2195 | 0.0329
| 890.8293 | 0.00369 |  | 733.5808 | 0.092547 |  | 733.5808 | 0.0016946 |  | 890.2663 | 0 |  | 733.5808 | 0.00055247 |  | 894.169 | 0.74656 |  | 890.8293 | 0.32371 |  | 733.5807 | 0 |  | 991.0606 | 0.38385 |  |  |  | 1081.544 | 0.78967 |  | 1217.006 | 0.83789 |  | 1421.395 | 0.025182 | [7 empty] | 1134.2893 | 0 |  | 1134.2825 | 0.03309
| 890.9969 | 0.00318 |  | 733.816 | 0.093183 |  | 733.816 | -0.00065274 |  | 890.4343 | 0 |  | 733.816 | -0.00052957 |  | 894.3386 | 0.74077 |  | 890.9969 | 0.32586 |  | 733.816 | 0 |  | 991.1584 | 0.38505 |  |  |  | 1081.902 | 0.79459 |  | 1217.0785 | 0.83623 |  | 1421.6425 | 0.025217 | [7 empty] | 1134.3523 | 0 |  | 1134.3456 | 0.03324
| 891.1645 | 0.00482 |  | 734.0513 | 0.095124 |  | 734.0513 | 0.00097216 |  | 890.6023 | 0 |  | 734.0513 | 0.00097727 |  | 894.5082 | 0.73442 |  | 891.1645 | 0.32774 |  | 734.0513 | 0 |  | 991.2561 | 0.38421 |  |  |  | 1082.26 | 0.79976 |  | 1217.151 | 0.83458 |  | 1421.89 | 0.0251 | [7 empty] | 1134.4153 | 0 |  | 1134.4086 | 0.03333
| 891.3321 | 0.0061 |  | 734.2866 | 0.096154 |  | 734.2866 | -1.9144e-06 |  | 890.7704 | 0 |  | 734.2866 | -0.00018248 |  | 894.6778 | 0.7285 |  | 891.3321 | 0.33114 |  | 734.2866 | 0.001 |  | 991.3539 | 0.38316 |  |  |  | 1082.619 | 0.80503 |  | 1217.2236 | 0.8329 |  | 1422.1377 | 0.024869 | [7 empty] | 1134.4784 | 0 |  | 1134.4716 | 0.0333
| 891.4998 | 0.00431 |  | 734.5219 | 0.098532 |  | 734.5219 | 0.0031719 |  | 890.9384 | 0 |  | 734.5219 | 0.00062971 |  | 894.8475 | 0.72385 |  | 891.4998 | 0.33394 |  | 734.5219 | 0 |  | 991.4517 | 0.38389 |  |  |  | 1082.978 | 0.81046 |  | 1217.2961 | 0.83123 |  | 1422.3855 | 0.024581 | [7 empty] | 1134.5414 | 0 |  | 1134.5347 | 0.03314
| 891.6674 | 0.00383 |  | 734.7573 | 0.098817 |  | 734.7573 | -0.00037335 |  | 891.1064 | 0 |  | 734.7573 | -0.00022683 |  | 895.0171 | 0.71842 |  | 891.6674 | 0.33781 |  | 734.7573 | 0 |  | 991.5496 | 0.38546 |  |  |  | 1083.337 | 0.81563 |  | 1217.3688 | 0.82955 |  | 1422.6333 | 0.024297 | [7 empty] | 1134.6045 | 0 |  | 1134.5978 | 0.03285
| 891.835 | 0.00578 |  | 734.9926 | 0.10165 |  | 734.9926 | 0.0011405 |  | 891.2745 | 0 |  | 734.9926 | 0.00050664 |  | 895.1867 | 0.71279 |  | 891.835 | 0.34038 |  | 734.9926 | 0 |  | 991.6474 | 0.38701 |  |  |  | 1083.697 | 0.8212 |  | 1217.4413 | 0.82786 |  | 1422.8812 | 0.024074 | [7 empty] | 1134.6676 | 0 |  | 1134.6608 | 0.03246
| 892.0026 | 0.00461 |  | 735.2279 | 0.10312 |  | 735.2279 | 0.0011358 |  | 891.4425 | 0 |  | 735.2279 | -0.00060885 |  | 895.3563 | 0.7072 |  | 892.0026 | 0.34329 |  | 735.2279 | 0 |  | 991.7453 | 0.38833 |  |  |  | 1084.057 | 0.82687 |  | 1217.5139 | 0.82617 |  | 1423.1291 | 0.023943 | [7 empty] | 1134.7306 | 0 |  | 1134.7239 | 0.03203
| 892.1703 | 0.00466 |  | 735.4633 | 0.10527 |  | 735.4633 | 0.0025049 |  | 891.6106 | 0 |  | 735.4633 | 0.00070676 |  | 895.5259 | 0.7035 |  | 892.1703 | 0.3447 |  | 735.4633 | 0 |  | 991.8431 | 0.38803 |  |  |  | 1084.417 | 0.83248 |  | 1217.5865 | 0.82447 |  | 1423.3773 | 0.023909 | [7 empty] | 1134.7937 | 0 |  | 1134.787 | 0.03162
| 892.3379 | 0.00315 |  | 735.6987 | 0.10511 |  | 735.6987 | 0.0001843 |  | 891.7786 | 0 |  | 735.6987 | 0.00013466 |  | 895.6956 | 0.69832 |  | 892.3379 | 0.34653 |  | 735.6987 | 0.00080096 |  | 991.941 | 0.38726 |  |  |  | 1084.777 | 0.83809 |  | 1217.6592 | 0.82277 |  | 1423.6255 | 0.023946 | [7 empty] | 1134.8568 | 0 |  | 1134.8501 | 0.0313
| 892.5055 | 0.00346 |  | 735.934 | 0.1092 |  | 735.934 | 0.0011782 |  | 891.9467 | 0 |  | 735.934 | 0.0010934 |  | 895.8652 | 0.69191 |  | 892.5055 | 0.34759 |  | 735.934 | 0.00020024 |  | 992.039 | 0.38785 |  |  |  | 1085.137 | 0.84411 |  | 1217.7318 | 0.82106 |  | 1423.8738 | 0.024007 | [7 empty] | 1134.9199 | 0 |  | 1134.9131 | 0.03109
| 892.6732 | 0.00489 |  | 736.1694 | 0.10924 |  | 736.1694 | 0.00031171 |  | 892.1148 | 1.0001e-05 |  | 736.1694 | -0.00017067 |  | 896.0349 | 0.68631 |  | 892.6732 | 0.34957 |  | 736.1694 | 0 |  | 992.1369 | 0.38874 |  |  |  | 1085.498 | 0.84957 |  | 1217.8044 | 0.81934 |  | 1424.1221 | 0.024034 | [7 empty] | 1134.983 | 0 |  | 1134.9762 | 0.03104
| 892.8408 | 0.00508 |  | 736.4048 | 0.11192 |  | 736.4048 | 0.0013329 |  | 892.2828 | 0 |  | 736.4048 | 0.00051523 |  | 896.2045 | 0.68178 |  | 892.8408 | 0.35108 |  | 736.4048 | 0 |  | 992.2349 | 0.3889 |  |  |  | 1085.859 | 0.85505 |  | 1217.8771 | 0.81762 |  | 1424.3705 | 0.023975 | [7 empty] | 1135.0461 | 0 |  | 1135.0393 | 0.03112
| 893.0084 | 0.0036 |  | 736.6402 | 0.11281 |  | 736.6402 | 0.00046618 |  | 892.4509 | 1.0001e-05 |  | 736.6402 | -0.00021743 |  | 896.3742 | 0.67578 |  | 893.0084 | 0.35306 |  | 736.6402 | 0 |  | 992.3328 | 0.39 |  |  |  | 1086.22 | 0.86161 |  | 1217.9497 | 0.81589 |  | 1424.619 | 0.023795 | [7 empty] | 1135.1092 | 0 |  | 1135.1024 | 0.0313
| 893.1761 | 0.00545 |  | 736.8756 | 0.11405 |  | 736.8756 | 0.00094645 |  | 892.619 | 0 |  | 736.8756 | 0.0010745 |  | 896.5438 | 0.66939 |  | 893.1761 | 0.35447 |  | 736.8756 | 0 |  | 992.4308 | 0.39224 |  |  |  | 1086.581 | 0.86742 |  | 1218.0223 | 0.81415 |  | 1424.8677 | 0.02349 | [7 empty] | 1135.1724 | 0 |  | 1135.1656 | 0.03156
| 893.3437 | 0.00311 |  | 737.111 | 0.11583 |  | 737.111 | 0.00067722 |  | 892.7871 | 0 |  | 737.111 | 9.8506e-05 |  | 896.7135 | 0.66353 |  | 893.3437 | 0.3568 |  | 737.111 | 0.00060072 |  | 992.5288 | 0.39309 |  |  |  | 1086.943 | 0.87378 |  | 1218.095 | 0.81242 |  | 1425.1163 | 0.023087 | [7 empty] | 1135.2355 | 0 |  | 1135.2288 | 0.03183
| 893.5114 | 0.00483 |  | 737.3464 | 0.11822 |  | 737.3464 | 0.003458 |  | 892.9551 | 0 |  | 737.3464 | 0.00077381 |  | 896.8831 | 0.65857 |  | 893.5114 | 0.35903 |  | 737.3464 | 0.00040028 |  | 992.6268 | 0.39313 |  |  |  | 1087.305 | 0.8798 |  | 1218.1677 | 0.81067 |  | 1425.3651 | 0.022639 | [7 empty] | 1135.2986 | 0 |  | 1135.2919 | 0.03208
| 893.679 | 0.0038 |  | 737.5818 | 0.1201 |  | 737.5818 | 0.0005521 |  | 893.1232 | 0 |  | 737.5818 | 0.00013903 |  | 897.0528 | 0.65299 |  | 893.679 | 0.36208 |  | 737.5819 | 0 |  | 992.7249 | 0.39364 |  |  |  | 1087.667 | 0.88587 |  | 1218.2404 | 0.80893 |  | 1425.614 | 0.022208 | [7 empty] | 1135.3618 | 0 |  | 1135.355 | 0.03225
| 893.8467 | 0.00601 |  | 737.8173 | 0.12224 |  | 737.8173 | 0.0027311 |  | 893.2913 | 0 |  | 737.8173 | 0.0010289 |  | 897.2224 | 0.64636 |  | 893.8467 | 0.36434 |  | 737.8173 | 0 |  | 992.823 | 0.39432 |  |  |  | 1088.029 | 0.89274 |  | 1218.313 | 0.80716 |  | 1425.8629 | 0.021848 | [7 empty] | 1135.4249 | 0 |  | 1135.4182 | 0.03235
| 894.0143 | 0.00397 |  | 738.0527 | 0.12351 |  | 738.0527 | 0.0016162 |  | 893.4594 | 1.0001e-05 |  | 738.0527 | 4.4087e-05 |  | 897.3921 | 0.6405 |  | 894.0143 | 0.36658 |  | 738.0527 | 0.00080116 |  | 992.9211 | 0.3955 |  |  |  | 1088.392 | 0.89815 |  | 1218.3857 | 0.80541 |  | 1426.1119 | 0.021591 | [7 empty] | 1135.488 | 0 |  | 1135.4813 | 0.03235
| 894.182 | 0.00578 |  | 738.2882 | 0.12677 |  | 738.2882 | 0.002711 |  | 893.6275 | 0 |  | 738.2882 | 0.00085674 |  | 897.5618 | 0.63576 |  | 894.182 | 0.36797 |  | 738.2882 | 0 |  | 993.0192 | 0.39603 |  |  |  | 1088.755 | 0.90518 |  | 1218.4585 | 0.80363 |  | 1426.3611 | 0.021436 | [7 empty] | 1135.5513 | 0 |  | 1135.5444 | 0.03229
| 894.3496 | 0.00441 |  | 738.5237 | 0.12771 |  | 738.5237 | 0.0012257 |  | 893.7956 | 0 |  | 738.5237 | 0.00011495 |  | 897.7315 | 0.63015 |  | 894.3496 | 0.37043 |  | 738.5237 | 0 |  | 993.1173 | 0.39628 |  |  |  | 1089.118 | 0.91061 |  | 1218.5311 | 0.80185 |  | 1426.6104 | 0.021354 | [7 empty] | 1135.6144 | 0 |  | 1135.6077 | 0.03217
| 894.5173 | 0.00483 |  | 738.7591 | 0.13012 |  | 738.7591 | 0.0028919 |  | 893.9637 | 0 |  | 738.7591 | 0.00065545 |  | 897.9012 | 0.62393 |  | 894.5173 | 0.37288 |  | 738.7591 | 0 |  | 993.2155 | 0.39706 |  |  |  | 1089.481 | 0.91702 |  | 1218.6039 | 0.80008 |  | 1426.8596 | 0.021306 | [7 empty] | 1135.6776 | 0 |  | 1135.6709 | 0.03204
| 894.685 | 0.00454 |  | 738.9946 | 0.13079 |  | 738.9946 | -0.00071697 |  | 894.1318 | 0 |  | 738.9946 | 0.00013911 |  | 898.0708 | 0.61861 |  | 894.685 | 0.37563 |  | 738.9946 | 0 |  | 993.3137 | 0.39764 |  |  |  | 1089.844 | 0.92315 |  | 1218.6766 | 0.79829 |  | 1427.109 | 0.02125 | [7 empty] | 1135.7408 | 0 |  | 1135.734 | 0.03193
| 894.8526 | 0.00568 |  | 739.2301 | 0.13408 |  | 739.2301 | 0.0042932 |  | 894.2999 | 0 |  | 739.2301 | 0.00096907 |  | 898.2405 | 0.61352 |  | 894.8526 | 0.37641 |  | 739.2301 | 0.00020004 |  | 993.4119 | 0.39822 |  |  |  | 1090.208 | 0.92909 |  | 1218.7494 | 0.79649 |  | 1427.3585 | 0.021161 | [7 empty] | 1135.804 | 0 |  | 1135.7972 | 0.03186
| 895.0203 | 0.00492 |  | 739.4656 | 0.13529 |  | 739.4656 | 0.0018363 |  | 894.468 | 3.0002e-05 |  | 739.4656 | 2.3673e-05 |  | 898.4102 | 0.6081 |  | 895.0203 | 0.37731 |  | 739.4656 | 0 |  | 993.5101 | 0.39864 |  |  |  | 1090.572 | 0.93442 |  | 1218.8221 | 0.7947 |  | 1427.608 | 0.021037 | [7 empty] | 1135.8672 | 0 |  | 1135.8605 | 0.03184
| 895.188 | 0.00526 |  | 739.7011 | 0.13865 |  | 739.7011 | 0.0029991 |  | 894.6361 | 0 |  | 739.7011 | 0.0016886 |  | 898.5799 | 0.60197 |  | 895.188 | 0.37712 |  | 739.7011 | 0 |  | 993.6083 | 0.39924 |  |  |  | 1090.937 | 0.94034 |  | 1218.8949 | 0.7929 |  | 1427.8577 | 0.020896 | [7 empty] | 1135.9304 | 0 |  | 1135.9236 | 0.0319
| 895.3556 | 0.00297 |  | 739.9367 | 0.13972 |  | 739.9367 | 0.003083 |  | 894.8042 | 0 |  | 739.9367 | -0.00014976 |  | 898.7496 | 0.59662 |  | 895.3556 | 0.37816 |  | 739.9367 | 0.00080076 |  | 993.7065 | 0.40001 |  |  |  | 1091.301 | 0.94595 |  | 1218.9677 | 0.79109 |  | 1428.1074 | 0.020777 | [7 empty] | 1135.9936 | 0 |  | 1135.9868 | 0.03202
| 895.5233 | 0.00461 |  | 740.1722 | 0.14179 |  | 740.1722 | 0.0037708 |  | 894.9723 | 0 |  | 740.1722 | 0.0015478 |  | 898.9193 | 0.59191 |  | 895.5233 | 0.37903 |  | 740.1722 | 0.00040048 |  | 993.8048 | 0.40027 |  |  |  | 1091.666 | 0.95112 |  | 1219.0404 | 0.78927 |  | 1428.3573 | 0.020721 | [7 empty] | 1136.0569 | 0 |  | 1136.0501 | 0.03219
| 895.691 | 0.00341 |  | 740.4077 | 0.14331 |  | 740.4077 | 0.0032012 |  | 895.1404 | 0 |  | 740.4077 | -0.00016712 |  | 899.089 | 0.58656 |  | 895.691 | 0.38159 |  | 740.4077 | 0 |  | 993.9031 | 0.40052 |  |  |  | 1092.031 | 0.95629 |  | 1219.1133 | 0.78745 |  | 1428.6072 | 0.020768 | [7 empty] | 1136.1201 | 0 |  | 1136.1133 | 0.03239
| 895.8587 | 0.00482 |  | 740.6433 | 0.14717 |  | 740.6433 | 0.0029321 |  | 895.3085 | 0 |  | 740.6433 | 0.0012527 |  | 899.2587 | 0.58053 |  | 895.8587 | 0.38401 |  | 740.6433 | 0 |  | 994.0014 | 0.40056 |  |  |  | 1092.396 | 0.96127 |  | 1219.186 | 0.78562 |  | 1428.8572 | 0.020947 | [7 empty] | 1136.1834 | 0 |  | 1136.1765 | 0.03259
| 896.0263 | 0.00355 |  | 740.8788 | 0.14762 |  | 740.8788 | 0.0036947 |  | 895.4767 | 0 |  | 740.8788 | 0.00010562 |  | 899.4284 | 0.57496 |  | 896.0263 | 0.38694 |  | 740.8788 | 0 |  | 994.0998 | 0.40098 |  |  |  | 1092.762 | 0.96606 |  | 1219.2588 | 0.78379 |  | 1429.1073 | 0.021269 | [7 empty] | 1136.2466 | 0 |  | 1136.2397 | 0.03277
| 896.194 | 0.00761 |  | 741.1144 | 0.15141 |  | 741.1144 | 0.0031116 |  | 895.6448 | 0 |  | 741.1144 | 0.0011845 |  | 899.5982 | 0.56986 |  | 896.194 | 0.38881 |  | 741.1144 | 0 |  | 994.1981 | 0.40255 |  |  |  | 1093.127 | 0.97051 |  | 1219.3317 | 0.78196 |  | 1429.3574 | 0.021729 | [7 empty] | 1136.3098 | 0 |  | 1136.303 | 0.0329
| 896.3617 | 0.00408 |  | 741.35 | 0.15212 |  | 741.35 | 0.0042223 |  | 895.8129 | 0 |  | 741.35 | -4.1166e-05 |  | 899.7679 | 0.56382 |  | 896.3617 | 0.39147 |  | 741.35 | 0.00060072 |  | 994.2965 | 0.40406 |  |  |  | 1093.493 | 0.97441 |  | 1219.4044 | 0.78011 |  | 1429.6077 | 0.022301 | [7 empty] | 1136.373 | 0 |  | 1136.3663 | 0.03296
| 896.5294 | 0.0052 |  | 741.5856 | 0.15527 |  | 741.5856 | 0.0051696 |  | 895.9811 | 0 |  | 741.5856 | 0.00092837 |  | 899.9376 | 0.55759 |  | 896.5294 | 0.39398 |  | 741.5856 | 0 |  | 994.3949 | 0.40452 |  |  |  | 1093.859 | 0.97848 |  | 1219.4773 | 0.77826 |  | 1429.858 | 0.022937 | [7 empty] | 1136.4363 | 0 |  | 1136.4296 | 0.03295
| 896.6971 | 0.00506 |  | 741.8212 | 0.1569 |  | 741.8212 | 0.0028312 |  | 896.1492 | 0 |  | 741.8212 | -0.00018499 |  | 900.1073 | 0.55196 |  | 896.6971 | 0.39744 |  | 741.8212 | 0.00040028 |  | 994.4933 | 0.40387 |  |  |  | 1094.226 | 0.98185 |  | 1219.5502 | 0.77641 |  | 1430.1085 | 0.023561 | [7 empty] | 1136.4996 | 0 |  | 1136.4928 | 0.03286
| 896.8648 | 0.00499 |  | 742.0568 | 0.16053 |  | 742.0568 | 0.0046804 |  | 896.3174 | 6.6672e-06 |  | 742.0568 | 0.0011443 |  | 900.2771 | 0.54768 |  | 896.8648 | 0.40043 |  | 742.0568 | 0 |  | 994.5917 | 0.40382 |  |  |  | 1094.593 | 0.98494 |  | 1219.6229 | 0.77455 |  | 1430.359 | 0.024083 | [7 empty] | 1136.5629 | 0 |  | 1136.5561 | 0.03272
| 897.0325 | 0.00477 |  | 742.2924 | 0.16234 |  | 742.2924 | 0.0036682 |  | 896.4855 | 1.0001e-05 |  | 742.2924 | 0.00038527 |  | 900.4468 | 0.54267 |  | 897.0325 | 0.40337 |  | 742.2924 | 0 |  | 994.6902 | 0.40519 |  |  |  | 1094.96 | 0.98824 |  | 1219.6958 | 0.77268 |  | 1430.6096 | 0.024413 | [7 empty] | 1136.6262 | 0 |  | 1136.6194 | 0.03254
| 897.2002 | 0.00552 |  | 742.528 | 0.16521 |  | 742.528 | 0.0063196 |  | 896.6536 | 6.6672e-06 |  | 742.528 | 0.0016369 |  | 900.6165 | 0.53721 |  | 897.2002 | 0.40515 |  | 742.528 | 0 |  | 994.7886 | 0.40618 |  |  |  | 1095.327 | 0.99052 |  | 1219.7687 | 0.77081 |  | 1430.8604 | 0.024484 | [7 empty] | 1136.6895 | 0 |  | 1136.6827 | 0.03234
| 897.3679 | 0.00292 |  | 742.7636 | 0.16727 |  | 742.7636 | 0.0035653 |  | 896.8218 | 0 |  | 742.7636 | 0.00015614 |  | 900.7863 | 0.53267 |  | 897.3679 | 0.40705 |  | 742.7636 | 0 |  | 994.8871 | 0.40593 |  |  |  | 1095.694 | 0.99314 |  | 1219.8416 | 0.76893 |  | 1431.1112 | 0.024281 | [7 empty] | 1136.7528 | 0 |  | 1136.746 | 0.03214
| 897.5356 | 0.00455 |  | 742.9993 | 0.17033 |  | 742.9993 | 0.0071584 |  | 896.99 | 6.6672e-06 |  | 742.9993 | 0.0012621 |  | 900.956 | 0.52873 |  | 897.5356 | 0.40813 |  | 742.9993 | 0 |  | 994.9856 | 0.40554 |  |  |  | 1096.062 | 0.99473 |  | 1219.9144 | 0.76705 |  | 1431.3621 | 0.023848 | [7 empty] | 1136.816 | 0 |  | 1136.8093 | 0.03195
| 897.7033 | 0.00389 |  | 743.2349 | 0.17183 |  | 743.2349 | 0.0042534 |  | 897.1581 | 0 |  | 743.2349 | 0.00018157 |  | 901.1258 | 0.52343 |  | 897.7033 | 0.41063 |  | 743.2349 | 0 |  | 995.0842 | 0.40585 |  |  |  | 1096.43 | 0.99647 |  | 1219.9873 | 0.76516 |  | 1431.613 | 0.023277 | [7 empty] | 1136.8794 | 0 |  | 1136.8726 | 0.03177
| 897.871 | 0.00534 |  | 743.4706 | 0.17551 |  | 743.4706 | 0.0060049 |  | 897.3263 | 6.6672e-06 |  | 743.4706 | 0.0015154 |  | 901.2956 | 0.51787 |  | 897.871 | 0.41233 |  | 743.4706 | 0 |  | 995.1827 | 0.40722 |  |  |  | 1096.798 | 0.99815 |  | 1220.0603 | 0.76328 |  | 1431.864 | 0.022681 | [7 empty] | 1136.9427 | 0 |  | 1136.9359 | 0.03161
| 898.0387 | 0.00415 |  | 743.7062 | 0.17645 |  | 743.7062 | 0.0064223 |  | 897.4944 | 0 |  | 743.7062 | 0.00063913 |  | 901.4653 | 0.51221 |  | 898.0387 | 0.41503 |  | 743.7062 | 0.001 |  | 995.2812 | 0.40886 |  |  |  | 1097.167 | 0.99865 |  | 1220.1332 | 0.76138 |  | 1432.1152 | 0.022159 | [7 empty] | 1137.006 | 0 |  | 1136.9993 | 0.03149
| 898.2064 | 0.00559 |  | 743.9419 | 0.18069 |  | 743.9419 | 0.0051347 |  | 897.6626 | 6.6672e-06 |  | 743.9419 | 0.0015184 |  | 901.6351 | 0.50722 |  | 898.2064 | 0.41706 |  | 743.9419 | 0 |  | 995.3798 | 0.40987 |  |  |  | 1097.536 | 0.99921 |  | 1220.2061 | 0.75947 |  | 1432.3665 | 0.021767 | [7 empty] | 1137.0693 | 0 |  | 1137.0626 | 0.0314
| 898.3741 | 0.00317 |  | 744.1776 | 0.18256 |  | 744.1776 | 0.0057994 |  | 897.8308 | 1.0001e-05 |  | 744.1776 | 0.0001822 |  | 901.8048 | 0.50136 |  | 898.3741 | 0.4209 |  | 744.1776 | 0 |  | 995.4783 | 0.41014 |  |  |  | 1097.904 | 0.99992 |  | 1220.2791 | 0.75757 |  | 1432.6178 | 0.021521 | [7 empty] | 1137.1327 | 0 |  | 1137.126 | 0.03136
| 898.5418 | 0.00557 |  | 744.4133 | 0.18532 |  | 744.4133 | 0.0082886 |  | 897.9989 | 0 |  | 744.4133 | 0.0015521 |  | 901.9746 | 0.49501 |  | 898.5418 | 0.42417 |  | 744.4133 | 0 |  | 995.577 | 0.40933 |  |  |  | 1098.274 | 0.99908 |  | 1220.3519 | 0.75566 |  | 1432.8691 | 0.0214 | [7 empty] | 1137.196 | 0 |  | 1137.1893 | 0.03137
| 898.7096 | 0.00362 |  | 744.649 | 0.18754 |  | 744.649 | 0.0054748 |  | 898.1671 | 0 |  | 744.649 | 0.00020368 |  | 902.1444 | 0.48898 |  | 898.7096 | 0.42816 |  | 744.649 | 0 |  | 995.6756 | 0.40854 |  |  |  | 1098.643 | 0.99927 |  | 1220.4249 | 0.75374 |  | 1433.1206 | 0.021374 | [7 empty] | 1137.2594 | 0 |  | 1137.2527 | 0.03142
| 898.8773 | 0.00636 |  | 744.8847 | 0.19108 |  | 744.8847 | 0.0069293 |  | 898.3353 | 0 |  | 744.8847 | 0.0018717 |  | 902.3142 | 0.48431 |  | 898.8773 | 0.43083 |  | 744.8847 | 0 |  | 995.7743 | 0.40942 |  |  |  | 1099.013 | 0.99859 |  | 1220.4978 | 0.75182 |  | 1433.3722 | 0.021416 | [7 empty] | 1137.3228 | 0 |  | 1137.316 | 0.03151
| 899.045 | 0.00419 |  | 745.1204 | 0.19287 |  | 745.1204 | 0.0074453 |  | 898.5035 | 1.0001e-05 |  | 745.1204 | -0.00015105 |  | 902.4839 | 0.47845 |  | 899.045 | 0.43391 |  | 745.1204 | 0 |  | 995.873 | 0.41105 |  |  |  | 1099.383 | 0.99785 |  | 1220.5708 | 0.7499 |  | 1433.6239 | 0.021512 | [7 empty] | 1137.3861 | 0 |  | 1137.3794 | 0.03162
| 899.2127 | 0.00497 |  | 745.3561 | 0.19528 |  | 745.3561 | 0.0086413 |  | 898.6717 | 0 |  | 745.3561 | 0.001159 |  | 902.6537 | 0.47172 |  | 899.2127 | 0.4358 |  | 745.3561 | 0 |  | 995.9717 | 0.41167 |  |  |  | 1099.753 | 0.99714 |  | 1220.6438 | 0.74796 |  | 1433.8756 | 0.021651 | [7 empty] | 1137.4496 | 0 |  | 1137.4427 | 0.03174
| 899.3804 | 0.00343 |  | 745.5919 | 0.19813 |  | 745.5919 | 0.0078146 |  | 898.8398 | 1.0001e-05 |  | 745.5919 | 0.00090743 |  | 902.8235 | 0.46538 |  | 899.3804 | 0.43818 |  | 745.5919 | 0 |  | 996.0704 | 0.41233 |  |  |  | 1100.123 | 0.99601 |  | 1220.7168 | 0.74603 |  | 1434.1276 | 0.021827 | [7 empty] | 1137.5129 | 0 |  | 1137.5061 | 0.03188
| 899.5482 | 0.00621 |  | 745.8276 | 0.20139 |  | 745.8276 | 0.010486 |  | 899.008 | 0 |  | 745.8276 | 0.0014107 |  | 902.9933 | 0.45999 |  | 899.5482 | 0.44009 |  | 745.8276 | 0 |  | 996.1691 | 0.41289 |  |  |  | 1100.494 | 0.99433 |  | 1220.7898 | 0.74409 |  | 1434.3794 | 0.022027 | [7 empty] | 1137.5763 | 0 |  | 1137.5696 | 0.03202
| 899.7159 | 0.00373 |  | 746.0634 | 0.20374 |  | 746.0634 | 0.0099193 |  | 899.1762 | 0 |  | 746.0634 | 0.00060958 |  | 903.1631 | 0.45376 |  | 899.7159 | 0.44259 |  | 746.0634 | 0 |  | 996.2679 | 0.41257 |  |  |  | 1100.865 | 0.99258 |  | 1220.8628 | 0.74215 |  | 1434.6315 | 0.022236 | [7 empty] | 1137.6397 | 0 |  | 1137.6329 | 0.03216
| 899.8836 | 0.00306 |  | 746.2992 | 0.20774 |  | 746.2992 | 0.010682 |  | 899.3444 | 0 |  | 746.2992 | 0.0017673 |  | 903.3329 | 0.44747 |  | 899.8836 | 0.44397 |  | 746.2992 | 0 |  | 996.3666 | 0.41302 |  |  |  | 1101.236 | 0.99097 |  | 1220.9358 | 0.7402 |  | 1434.8835 | 0.022436 | [7 empty] | 1137.7031 | 0 |  | 1137.6963 | 0.03231
| 900.0514 | 0.00475 |  | 746.5349 | 0.20957 |  | 746.5349 | 0.011402 |  | 899.5126 | 0 |  | 746.5349 | 0.00074664 |  | 903.5027 | 0.44198 |  | 900.0514 | 0.44625 |  | 746.5349 | 0 |  | 996.4655 | 0.41397 |  |  |  | 1101.608 | 0.98891 |  | 1221.0088 | 0.73825 |  | 1435.1357 | 0.022607 | [7 empty] | 1137.7665 | 0 |  | 1137.7598 | 0.03245
| 900.2191 | 0.00403 |  | 746.7707 | 0.21297 |  | 746.7707 | 0.01084 |  | 899.6808 | 2.6669e-05 |  | 746.7707 | 0.0013373 |  | 903.6725 | 0.43702 |  | 900.2191 | 0.44827 |  | 746.7707 | 0 |  | 996.5643 | 0.41414 |  |  |  | 1101.979 | 0.98711 |  | 1221.0818 | 0.7363 |  | 1435.3881 | 0.022726 | [7 empty] | 1137.83 | 0 |  | 1137.8231 | 0.03258
| 900.3868 | 0.00543 |  | 747.0065 | 0.21513 |  | 747.0065 | 0.010016 |  | 899.8491 | 3.0002e-05 |  | 747.0065 | 0.00080745 |  | 903.8423 | 0.4306 |  | 900.3868 | 0.45133 |  | 747.0065 | 0 |  | 996.6631 | 0.41445 |  |  |  | 1102.351 | 0.98484 |  | 1221.1548 | 0.73434 |  | 1435.6405 | 0.022771 | [7 empty] | 1137.8934 | 0 |  | 1137.8866 | 0.03268
| 900.5546 | 0.00591 |  | 747.2423 | 0.21918 |  | 747.2423 | 0.012054 |  | 900.0173 | 0 |  | 747.2423 | 0.002161 |  | 904.0121 | 0.42442 |  | 900.5546 | 0.45423 |  | 747.2423 | 0 |  | 996.762 | 0.41565 |  |  |  | 1102.723 | 0.9828 |  | 1221.2279 | 0.73238 |  | 1435.8929 | 0.022723 | [7 empty] | 1137.9568 | 0 |  | 1137.9501 | 0.03275
| 900.7223 | 0.0036 |  | 747.4781 | 0.22148 |  | 747.4781 | 0.010372 |  | 900.1855 | 1.0001e-05 |  | 747.4781 | 0.00095397 |  | 904.1819 | 0.41883 |  | 900.7223 | 0.45822 |  | 747.4781 | 0 |  | 996.8608 | 0.41661 |  |  |  | 1103.096 | 0.98027 |  | 1221.3009 | 0.73041 |  | 1436.1455 | 0.022572 | [7 empty] | 1138.0203 | 0 |  | 1138.0134 | 0.0328
| 900.8901 | 0.00652 |  | 747.7139 | 0.22616 |  | 747.7139 | 0.012387 |  | 900.3537 | 0 |  | 747.7139 | 0.0017769 |  | 904.3517 | 0.41421 |  | 900.8901 | 0.46148 |  | 747.7139 | 0 |  | 996.9598 | 0.41678 |  |  |  | 1103.469 | 0.97763 |  | 1221.3739 | 0.72844 |  | 1436.3982 | 0.02233 | [7 empty] | 1138.0837 | 0 |  | 1138.0769 | 0.03281
| 901.0578 | 0.00315 |  | 747.9498 | 0.22845 |  | 747.9498 | 0.011682 |  | 900.5219 | 3.0002e-05 |  | 747.9498 | 0.00071284 |  | 904.5216 | 0.40919 |  | 901.0578 | 0.46433 |  | 747.9497 | 0 |  | 997.0587 | 0.41731 |  |  |  | 1103.842 | 0.97507 |  | 1221.447 | 0.72647 |  | 1436.6509 | 0.022027 | [7 empty] | 1138.1472 | 0 |  | 1138.1404 | 0.03282
| 901.2256 | 0.0042 |  | 748.1856 | 0.23154 |  | 748.1856 | 0.01245 |  | 900.6901 | 0 |  | 748.1856 | 0.0019521 |  | 904.6914 | 0.40476 |  | 901.2256 | 0.46531 |  | 748.1856 | 0 |  | 997.1576 | 0.41864 |  |  |  | 1104.215 | 0.97163 |  | 1221.5201 | 0.72449 |  | 1436.9037 | 0.021713 | [7 empty] | 1138.2106 | 0 |  | 1138.2039 | 0.03281
| 901.3933 | 0.0032 |  | 748.4214 | 0.23459 |  | 748.4214 | 0.014151 |  | 900.8583 | 0 |  | 748.4214 | 0.00063689 |  | 904.8612 | 0.40037 |  | 901.3933 | 0.46733 |  | 748.4214 | 0 |  | 997.2566 | 0.41891 |  |  |  | 1104.588 | 0.9691 |  | 1221.5931 | 0.72251 |  | 1437.1566 | 0.021441 | [7 empty] | 1138.274 | 0 |  | 1138.2673 | 0.0328
| 901.5611 | 0.00541 |  | 748.6573 | 0.2397 |  | 748.6573 | 0.014231 |  | 901.0266 | 6.6672e-06 |  | 748.6573 | 0.0020485 |  | 905.0311 | 0.39662 |  | 901.5611 | 0.46848 |  | 748.6573 | 0 |  | 997.3555 | 0.41844 |  |  |  | 1104.962 | 0.96594 |  | 1221.6663 | 0.72052 |  | 1437.4097 | 0.021258 | [7 empty] | 1138.3375 | 0 |  | 1138.3308 | 0.0328
| 901.7288 | 0.00359 |  | 748.8931 | 0.2413 |  | 748.8931 | 0.013965 |  | 901.1948 | 0 |  | 748.8931 | 0.00075807 |  | 905.2009 | 0.39198 |  | 901.7288 | 0.47077 |  | 748.8931 | 0 |  | 997.4545 | 0.41841 |  |  |  | 1105.336 | 0.96196 |  | 1221.7394 | 0.71854 |  | 1437.6627 | 0.021186 | [7 empty] | 1138.401 | 0 |  | 1138.3943 | 0.03279
| 901.8966 | 0.00345 |  | 749.129 | 0.24613 |  | 749.129 | 0.014917 |  | 901.3631 | 0 |  | 749.129 | 0.0019819 |  | 905.3707 | 0.38705 |  | 901.8966 | 0.47161 |  | 749.129 | 0 |  | 997.5535 | 0.4183 |  |  |  | 1105.71 | 0.95868 |  | 1221.8125 | 0.71656 |  | 1437.9159 | 0.021221 | [7 empty] | 1138.4646 | 0 |  | 1138.4578 | 0.0328
| 902.0644 | 0.00427 |  | 749.3649 | 0.24799 |  | 749.3649 | 0.016723 |  | 901.5313 | 1.0001e-05 |  | 749.3649 | 0.0010079 |  | 905.5406 | 0.3823 |  | 902.0644 | 0.47321 |  | 749.3649 | 0 |  | 997.6526 | 0.41919 |  |  |  | 1106.085 | 0.95434 |  | 1221.8856 | 0.71456 |  | 1438.1692 | 0.021334 | [7 empty] | 1138.5281 | 0 |  | 1138.5212 | 0.03282
| 902.2321 | 0.00555 |  | 749.6008 | 0.25232 |  | 749.6008 | 0.017965 |  | 901.6995 | 0 |  | 749.6008 | 0.0017666 |  | 905.7104 | 0.37805 |  | 902.2321 | 0.47421 |  | 749.6008 | 0 |  | 997.7516 | 0.42024 |  |  |  | 1106.459 | 0.9498 |  | 1221.9587 | 0.71257 |  | 1438.4225 | 0.021483 | [7 empty] | 1138.5916 | 0 |  | 1138.5847 | 0.03285
| 902.3999 | 0.00424 |  | 749.8367 | 0.25537 |  | 749.8367 | 0.015514 |  | 901.8678 | 1.0001e-05 |  | 749.8367 | 0.0012805 |  | 905.8803 | 0.37326 |  | 902.3999 | 0.47642 |  | 749.8367 | 0 |  | 997.8507 | 0.42056 |  |  |  | 1106.834 | 0.94587 |  | 1222.0319 | 0.71057 |  | 1438.676 | 0.02163 | [7 empty] | 1138.655 | 0 |  | 1138.6483 | 0.03291
| 902.5676 | 0.0039 |  | 750.0726 | 0.25986 |  | 750.0726 | 0.016902 |  | 902.036 | 0 |  | 750.0726 | 0.0021926 |  | 906.0501 | 0.36858 |  | 902.5676 | 0.47857 |  | 750.0726 | 0 |  | 997.9498 | 0.42128 |  |  |  | 1107.209 | 0.94102 |  | 1222.105 | 0.70856 |  | 1438.9296 | 0.021746 | [7 empty] | 1138.7186 | 0 |  | 1138.7118 | 0.03299
| 902.7354 | 0.00352 |  | 750.3085 | 0.26254 |  | 750.3085 | 0.015747 |  | 902.2043 | 3.0002e-05 |  | 750.3085 | 0.0011186 |  | 906.22 | 0.36387 |  | 902.7354 | 0.48132 |  | 750.3085 | 0 |  | 998.049 | 0.42237 |  |  |  | 1107.585 | 0.93594 |  | 1222.1781 | 0.70656 |  | 1439.1831 | 0.02182 | [7 empty] | 1138.7821 | 0 |  | 1138.7754 | 0.03308
| 902.9032 | 0.00501 |  | 750.5444 | 0.26701 |  | 750.5444 | 0.018691 |  | 902.3725 | 0 |  | 750.5444 | 0.0021874 |  | 906.3898 | 0.36003 |  | 902.9032 | 0.48347 |  | 750.5444 | 0 |  | 998.1481 | 0.42319 |  |  |  | 1107.961 | 0.93013 |  | 1222.2513 | 0.70455 |  | 1439.4369 | 0.02185 | [7 empty] | 1138.8456 | 0 |  | 1138.8389 | 0.03317
| 903.071 | 0.00543 |  | 750.7804 | 0.2708 |  | 750.7804 | 0.018401 |  | 902.5408 | 0 |  | 750.7804 | 0.0014334 |  | 906.5597 | 0.35518 |  | 903.071 | 0.48603 |  | 750.7804 | 0 |  | 998.2472 | 0.42285 |  |  |  | 1108.337 | 0.92446 |  | 1222.3245 | 0.70255 |  | 1439.6907 | 0.021838 | [7 empty] | 1138.9092 | 0 |  | 1138.9025 | 0.03327
| 903.2387 | 0.00524 |  | 751.0163 | 0.27536 |  | 751.0163 | 0.020865 |  | 902.709 | 0 |  | 751.0163 | 0.0022965 |  | 906.7296 | 0.35014 |  | 903.2387 | 0.48786 |  | 751.0163 | 0 |  | 998.3464 | 0.42197 |  |  |  | 1108.713 | 0.91839 |  | 1222.3977 | 0.70054 |  | 1439.9446 | 0.021789 | [7 empty] | 1138.9728 | 0 |  | 1138.9659 | 0.03336
| 903.4065 | 0.00419 |  | 751.2523 | 0.27797 |  | 751.2523 | 0.019435 |  | 902.8773 | 1.0001e-05 |  | 751.2523 | 0.0011828 |  | 906.8995 | 0.3456 |  | 903.4065 | 0.48984 |  | 751.2523 | 0 |  | 998.4455 | 0.42228 |  |  |  | 1109.089 | 0.9109 |  | 1222.4708 | 0.69853 |  | 1440.1985 | 0.021708 | [7 empty] | 1139.0363 | 0 |  | 1139.0295 | 0.03342
| 903.5743 | 0.00403 |  | 751.4882 | 0.28264 |  | 751.4882 | 0.022955 |  | 903.0456 | 0 |  | 751.4882 | 0.0020011 |  | 907.0693 | 0.34218 |  | 903.5743 | 0.49136 |  | 751.4882 | 0 |  | 998.5447 | 0.42339 |  |  |  | 1109.466 | 0.90487 |  | 1222.5441 | 0.69652 |  | 1440.4526 | 0.021606 | [7 empty] | 1139.0999 | 0 |  | 1139.093 | 0.03344
| 903.7421 | 0.00448 |  | 751.7242 | 0.28478 |  | 751.7242 | 0.021574 |  | 903.2138 | 3.0002e-05 |  | 751.7242 | 0.0010283 |  | 907.2392 | 0.33786 |  | 903.7421 | 0.49414 |  | 751.7242 | 0 |  | 998.6439 | 0.42356 |  |  |  | 1109.843 | 0.89746 |  | 1222.6173 | 0.6945 |  | 1440.7068 | 0.021504 | [7 empty] | 1139.1635 | 0 |  | 1139.1566 | 0.03342
| 903.9099 | 0.00555 |  | 751.9602 | 0.28984 |  | 751.9602 | 0.021422 |  | 903.3821 | 6.6672e-06 |  | 751.9602 | 0.0020989 |  | 907.4091 | 0.33378 |  | 903.9099 | 0.49685 |  | 751.9602 | 0 |  | 998.7432 | 0.42316 |  |  |  | 1110.22 | 0.88953 |  | 1222.6904 | 0.69248 |  | 1440.9611 | 0.021429 | [7 empty] | 1139.227 | 0 |  | 1139.2202 | 0.03334
| 904.0777 | 0.00557 |  | 752.1961 | 0.29268 |  | 752.1961 | 0.022417 |  | 903.5504 | 1.0001e-05 |  | 752.1961 | 0.0017818 |  | 907.579 | 0.32945 |  | 904.0777 | 0.50127 |  | 752.1961 | 0 |  | 998.8425 | 0.42306 |  |  |  | 1110.598 | 0.88104 |  | 1222.7637 | 0.69047 |  | 1441.2153 | 0.021412 | [7 empty] | 1139.2905 | 0 |  | 1139.2838 | 0.03319
| 904.2455 | 0.00417 |  | 752.4321 | 0.29882 |  | 752.4321 | 0.024292 |  | 903.7187 | 0 |  | 752.4321 | 0.0020622 |  | 907.7489 | 0.32518 |  | 904.2455 | 0.5048 |  | 752.4321 | 0 |  | 998.9418 | 0.42275 |  |  |  | 1110.976 | 0.87104 |  | 1222.8369 | 0.68845 |  | 1441.4698 | 0.021474 | [7 empty] | 1139.3541 | 0 |  | 1139.3474 | 0.03296
| 904.4132 | 0.00371 |  | 752.6681 | 0.30195 |  | 752.6681 | 0.02384 |  | 903.8869 | 0 |  | 752.6681 | 0.00111 |  | 907.9188 | 0.32053 |  | 904.4132 | 0.50949 |  | 752.6681 | 0 |  | 999.0411 | 0.42252 |  |  |  | 1111.354 | 0.86322 |  | 1222.9102 | 0.68642 |  | 1441.7244 | 0.021617 | [7 empty] | 1139.4177 | 0 |  | 1139.411 | 0.03267
| 904.581 | 0.00473 |  | 752.9042 | 0.30615 |  | 752.9042 | 0.025853 |  | 904.0552 | 0 |  | 752.9042 | 0.0028209 |  | 908.0887 | 0.31552 |  | 904.581 | 0.51255 |  | 752.9042 | 0.001 |  | 999.1404 | 0.42385 |  |  |  | 1111.732 | 0.85401 |  | 1222.9834 | 0.6844 |  | 1441.979 | 0.021818 | [7 empty] | 1139.4813 | 0 |  | 1139.4746 | 0.03231
| 904.7488 | 0.00301 |  | 753.1402 | 0.31085 |  | 753.1402 | 0.023065 |  | 904.2235 | 1.0001e-05 |  | 753.1402 | 0.0011322 |  | 908.2586 | 0.31056 |  | 904.7488 | 0.51606 |  | 753.1402 | 0 |  | 999.2397 | 0.42548 |  |  |  | 1112.111 | 0.84295 |  | 1223.0566 | 0.68238 |  | 1442.2336 | 0.02203 | [7 empty] | 1139.5449 | 0 |  | 1139.5382 | 0.0319
| 904.9166 | 0.00547 |  | 753.3762 | 0.31609 |  | 753.3762 | 0.028132 |  | 904.3918 | 6.6672e-06 |  | 753.3762 | 0.0019826 |  | 908.4284 | 0.3064 |  | 904.9166 | 0.51733 |  | 753.3762 | 0.00080096 |  | 999.3391 | 0.42547 |  |  |  | 1112.49 | 0.83333 |  | 1223.13 | 0.68035 |  | 1442.4884 | 0.02219 | [7 empty] | 1139.6086 | 0 |  | 1139.6018 | 0.03146
| 905.0844 | 0.00457 |  | 753.6122 | 0.32018 |  | 753.6122 | 0.026105 |  | 904.5601 | 0 |  | 753.6122 | 0.001195 |  | 908.5984 | 0.30165 |  | 905.0844 | 0.51841 |  | 753.6123 | 0 |  | 999.4385 | 0.42577 |  |  |  | 1112.869 | 0.82231 |  | 1223.2033 | 0.67833 |  | 1442.7433 | 0.022245 | [7 empty] | 1139.6722 | 0 |  | 1139.6654 | 0.03099
| 905.2522 | 0.00519 |  | 753.8483 | 0.3247 |  | 753.8483 | 0.027478 |  | 904.7284 | 6.6672e-06 |  | 753.8483 | 0.0031373 |  | 908.7683 | 0.2966 |  | 905.2522 | 0.5189 |  | 753.8483 | 0 |  | 999.5379 | 0.42656 |  |  |  | 1113.248 | 0.81143 |  | 1223.2765 | 0.6763 |  | 1442.9983 | 0.022159 | [7 empty] | 1139.7358 | 0 |  | 1139.7291 | 0.03053
| 905.42 | 0.00345 |  | 754.0844 | 0.32872 |  | 754.0844 | 0.028756 |  | 904.8967 | 1.0001e-05 |  | 754.0844 | 0.0010493 |  | 908.9382 | 0.29175 |  | 905.42 | 0.52098 |  | 754.0843 | 0 |  | 999.6373 | 0.42642 |  |  |  | 1113.627 | 0.79898 |  | 1223.3499 | 0.67427 |  | 1443.2534 | 0.021931 | [7 empty] | 1139.7996 | 0 |  | 1139.7927 | 0.0301
| 905.5878 | 0.00515 |  | 754.3204 | 0.33332 |  | 754.3204 | 0.030631 |  | 905.065 | 0 |  | 754.3204 | 0.0024482 |  | 909.1081 | 0.28739 |  | 905.5878 | 0.52304 |  | 754.3204 | 0 |  | 999.7368 | 0.42615 |  |  |  | 1114.007 | 0.78864 |  | 1223.4231 | 0.67225 |  | 1443.5085 | 0.021589 | [7 empty] | 1139.8632 | 0 |  | 1139.8563 | 0.02971
| 905.7556 | 0.00413 |  | 754.5565 | 0.33798 |  | 754.5565 | 0.028657 |  | 905.2333 | 0 |  | 754.5565 | 0.0017576 |  | 909.278 | 0.28283 |  | 905.7556 | 0.52585 |  | 754.5565 | 0 |  | 999.8362 | 0.4268 |  |  |  | 1114.387 | 0.77683 |  | 1223.4965 | 0.67022 |  | 1443.7638 | 0.021175 | [7 empty] | 1139.9268 | 0 |  | 1139.92 | 0.02939
| 905.9235 | 0.00638 |  | 754.7926 | 0.34232 |  | 754.7926 | 0.03178 |  | 905.4016 | 2.6669e-05 |  | 754.7926 | 0.0023368 |  | 909.4479 | 0.27844 |  | 905.9235 | 0.52839 |  | 754.7926 | 0 |  | 999.9357 | 0.42754 |  |  |  | 1114.768 | 0.76426 |  | 1223.5697 | 0.66819 |  | 1444.0192 | 0.020732 | [7 empty] | 1139.9905 | 0 |  | 1139.9836 | 0.02913
| 906.0913 | 0.00501 |  | 755.0287 | 0.34573 |  | 755.0287 | 0.032418 |  | 905.5699 | 1.0001e-05 |  | 755.0287 | 0.0019715 |  | 909.6179 | 0.27436 |  | 906.0913 | 0.53238 |  | 755.0287 | 0 |  | 1000.0353 | 0.42808 |  |  |  | 1115.148 | 0.75213 |  | 1223.6431 | 0.66616 |  | 1444.2745 | 0.02029 | [7 empty] | 1140.0541 | 0 |  | 1140.0474 | 0.02895
| 906.2591 | 0.00533 |  | 755.2648 | 0.35224 |  | 755.2648 | 0.035231 |  | 905.7382 | 0 |  | 755.2648 | 0.0026287 |  | 909.7878 | 0.27118 |  | 906.2591 | 0.53556 |  | 755.2648 | 0 |  | 1000.1348 | 0.42901 |  |  |  | 1115.529 | 0.73935 |  | 1223.7164 | 0.66413 |  | 1444.53 | 0.019867 | [7 empty] | 1140.1178 | 0 |  | 1140.1111 | 0.02883
| 906.4269 | 0.00542 |  | 755.5009 | 0.35719 |  | 755.5009 | 0.030915 |  | 905.9066 | 0 |  | 755.5009 | 0.0013949 |  | 909.9577 | 0.2678 |  | 906.4269 | 0.53916 |  | 755.5009 | 0 |  | 1000.2343 | 0.42915 |  |  |  | 1115.91 | 0.72648 |  | 1223.7898 | 0.6621 |  | 1444.7856 | 0.019477 | [7 empty] | 1140.1815 | 0 |  | 1140.1747 | 0.02878
| 906.5947 | 0.00462 |  | 755.737 | 0.36366 |  | 755.737 | 0.035222 |  | 906.0749 | 0 |  | 755.737 | 0.0030872 |  | 910.1277 | 0.26449 |  | 906.5947 | 0.54033 |  | 755.737 | 0 |  | 1000.3339 | 0.42877 |  |  |  | 1116.292 | 0.71163 |  | 1223.8632 | 0.66007 |  | 1445.0414 | 0.019143 | [7 empty] | 1140.2452 | 0 |  | 1140.2384 | 0.02878
| 906.7625 | 0.00317 |  | 755.9731 | 0.36931 |  | 755.9731 | 0.035133 |  | 906.2432 | 3.0002e-05 |  | 755.9731 | 0.001584 |  | 910.2976 | 0.26127 |  | 906.7625 | 0.54148 |  | 755.9731 | 0 |  | 1000.4335 | 0.42917 |  |  |  | 1116.673 | 0.70042 |  | 1223.9365 | 0.65804 |  | 1445.2971 | 0.018894 | [7 empty] | 1140.3088 | 0 |  | 1140.3021 | 0.02884
| 906.9304 | 0.00425 |  | 756.2093 | 0.373 |  | 756.2093 | 0.035496 |  | 906.4115 | 6.6672e-06 |  | 756.2093 | 0.0028987 |  | 910.4676 | 0.25803 |  | 906.9304 | 0.54114 |  | 756.2092 | 0 |  | 1000.5331 | 0.42947 |  |  |  | 1117.055 | 0.68698 |  | 1224.0099 | 0.65601 |  | 1445.553 | 0.018765 | [7 empty] | 1140.3726 | 0 |  | 1140.3658 | 0.02897
| 907.0982 | 0.00443 |  | 756.4454 | 0.37806 |  | 756.4454 | 0.037788 |  | 906.5799 | 1.0001e-05 |  | 756.4454 | 0.0010213 |  | 910.6375 | 0.25397 |  | 907.0982 | 0.54266 |  | 756.4454 | 0.00040028 |  | 1000.6328 | 0.42928 |  |  |  | 1117.438 | 0.67447 |  | 1224.0832 | 0.65398 |  | 1445.809 | 0.01878 | [7 empty] | 1140.4363 | 0 |  | 1140.4296 | 0.02918
| 907.266 | 0.00578 |  | 756.6816 | 0.38369 |  | 756.6816 | 0.038323 |  | 906.7482 | 0 |  | 756.6816 | 0.00308 |  | 910.8075 | 0.25051 |  | 907.266 | 0.54426 |  | 756.6816 | 0 |  | 1000.7324 | 0.42914 |  |  |  | 1117.82 | 0.66145 |  | 1224.1566 | 0.65196 |  | 1446.0651 | 0.018944 | [7 empty] | 1140.5 | 0 |  | 1140.4933 | 0.02948
| 907.4338 | 0.00505 |  | 756.9177 | 0.3887 |  | 756.9177 | 0.038863 |  | 906.9165 | 3.0002e-05 |  | 756.9177 | 0.001955 |  | 910.9774 | 0.24638 |  | 907.4338 | 0.54703 |  | 756.9177 | 0 |  | 1000.832 | 0.43006 |  |  |  | 1118.203 | 0.64815 |  | 1224.23 | 0.64993 |  | 1446.3212 | 0.019235 | [7 empty] | 1140.5637 | 0 |  | 1140.557 | 0.02988
| 907.6017 | 0.00571 |  | 757.1539 | 0.3937 |  | 757.1539 | 0.039494 |  | 907.0849 | 0 |  | 757.1539 | 0.0030249 |  | 911.1474 | 0.24214 |  | 907.6017 | 0.54901 |  | 757.1539 | 0 |  | 1000.9317 | 0.43101 |  |  |  | 1118.586 | 0.63495 |  | 1224.3035 | 0.6479 |  | 1446.5774 | 0.019608 | [7 empty] | 1140.6274 | 0 |  | 1140.6207 | 0.03036
| 907.7695 | 0.0025 |  | 757.3901 | 0.39737 |  | 757.3901 | 0.041212 |  | 907.2532 | 3.0002e-05 |  | 757.3901 | 0.0016796 |  | 911.3173 | 0.23822 |  | 907.7695 | 0.55281 |  | 757.3901 | 0 |  | 1001.0314 | 0.43098 |  |  |  | 1118.969 | 0.62007 |  | 1224.3768 | 0.64587 |  | 1446.8337 | 0.020001 | [7 empty] | 1140.6912 | 0 |  | 1140.6844 | 0.03091
| 907.9373 | 0.00492 |  | 757.6263 | 0.40541 |  | 757.6263 | 0.042707 |  | 907.4216 | 0 |  | 757.6263 | 0.0033593 |  | 911.4873 | 0.23429 |  | 907.9373 | 0.55765 |  | 757.6263 | 0 |  | 1001.1312 | 0.43175 |  |  |  | 1119.353 | 0.61038 |  | 1224.4503 | 0.64384 |  | 1447.0902 | 0.020351 | [7 empty] | 1140.755 | 0 |  | 1140.7482 | 0.03147
| 908.1052 | 0.00406 |  | 757.8624 | 0.41027 |  | 757.8624 | 0.042948 |  | 907.5899 | 3.0002e-05 |  | 757.8624 | 0.0026445 |  | 911.6573 | 0.2304 |  | 908.1052 | 0.56348 |  | 757.8624 | 0 |  | 1001.2309 | 0.43181 |  |  |  | 1119.736 | 0.59076 |  | 1224.5237 | 0.64181 |  | 1447.3467 | 0.020604 | [7 empty] | 1140.8187 | 0 |  | 1140.8119 | 0.03201
| 908.273 | 0.00577 |  | 758.0987 | 0.41534 |  | 758.0987 | 0.043918 |  | 907.7583 | 0 |  | 758.0987 | 0.0033468 |  | 911.8273 | 0.22664 |  | 908.273 | 0.56748 |  | 758.0987 | 0 |  | 1001.3307 | 0.43049 |  |  |  | 1120.12 | 0.57211 |  | 1224.5972 | 0.63979 |  | 1447.6033 | 0.020725 | [7 empty] | 1140.8825 | 0 |  | 1140.8757 | 0.03247
| 908.4409 | 0.00535 |  | 758.3349 | 0.42251 |  | 758.3349 | 0.045989 |  | 907.9266 | 1.0001e-05 |  | 758.3349 | 0.0021634 |  | 911.9972 | 0.22278 |  | 908.4409 | 0.57175 |  | 758.3349 | 0 |  | 1001.4305 | 0.42925 |  |  |  | 1120.505 | 0.57364 |  | 1224.6707 | 0.63776 |  | 1447.86 | 0.020706 | [7 empty] | 1140.9463 | 0 |  | 1140.9395 | 0.03281
| 908.6087 | 0.00545 |  | 758.5711 | 0.4295 |  | 758.5711 | 0.046041 |  | 908.095 | 0 |  | 758.5711 | 0.0031373 |  | 912.1672 | 0.2184 |  | 908.6087 | 0.57653 |  | 758.5711 | 0.001 |  | 1001.5302 | 0.42836 |  |  |  | 1120.889 | 0.56239 |  | 1224.744 | 0.63573 |  | 1448.1168 | 0.020573 | [7 empty] | 1141.01 | 0 |  | 1141.0033 | 0.03301
| 908.7766 | 0.00484 |  | 758.8073 | 0.43697 |  | 758.8073 | 0.048448 |  | 908.2633 | 3.0002e-05 |  | 758.8073 | 0.003407 |  | 912.3372 | 0.21504 |  | 908.7766 | 0.58141 |  | 758.8073 | 0 |  | 1001.63 | 0.42918 |  |  |  | 1121.274 | 0.55129 |  | 1224.8175 | 0.63371 |  | 1448.3737 | 0.020373 | [7 empty] | 1141.0738 | 0 |  | 1141.067 | 0.03307
| 908.9444 | 0.00422 |  | 759.0436 | 0.44224 |  | 759.0436 | 0.047186 |  | 908.4317 | 0 |  | 759.0436 | 0.0027208 |  | 912.5072 | 0.21106 |  | 908.9444 | 0.58551 |  | 759.0436 | 0 |  | 1001.7299 | 0.43002 |  |  |  | 1121.659 | 0.53261 |  | 1224.891 | 0.63169 |  | 1448.6306 | 0.020175 | [7 empty] | 1141.1376 | 0 |  | 1141.1309 | 0.03299
| 909.1122 | 0.00506 |  | 759.2798 | 0.44618 |  | 759.2798 | 0.050647 |  | 908.6001 | 3.0002e-05 |  | 759.2798 | 0.0040032 |  | 912.6772 | 0.20763 |  | 909.1122 | 0.58872 |  | 759.2798 | 0 |  | 1001.8297 | 0.42949 |  |  |  | 1122.044 | 0.52787 |  | 1224.9645 | 0.62967 |  | 1448.8877 | 0.020037 | [7 empty] | 1141.2014 | 0 |  | 1141.1946 | 0.03281
| 909.2801 | 0.00503 |  | 759.5161 | 0.45121 |  | 759.5161 | 0.051517 |  | 908.7684 | 0 |  | 759.5161 | 0.0023904 |  | 912.8472 | 0.20425 |  | 909.2801 | 0.59288 |  | 759.5161 | 0 |  | 1001.9296 | 0.42976 |  |  |  | 1122.43 | 0.51639 |  | 1225.038 | 0.62765 |  | 1449.1449 | 0.019996 | [7 empty] | 1141.2651 | 0 |  | 1141.2584 | 0.03256
| 909.4479 | 0.00542 |  | 759.7523 | 0.45696 |  | 759.7523 | 0.05337 |  | 908.9368 | 5.0004e-05 |  | 759.7523 | 0.0035079 |  | 913.0172 | 0.20154 |  | 909.4479 | 0.59416 |  | 759.7523 | 0.001 |  | 1002.0295 | 0.43034 |  |  |  | 1122.816 | 0.50634 |  | 1225.1115 | 0.62563 |  | 1449.4021 | 0.020046 | [7 empty] | 1141.329 | 0 |  | 1141.3223 | 0.03228
| 909.6158 | 0.0042 |  | 759.9886 | 0.46397 |  | 759.9886 | 0.05346 |  | 909.1052 | 0 |  | 759.9886 | 0.0025363 |  | 913.1871 | 0.19811 |  | 909.6158 | 0.59503 |  | 759.9886 | 0 |  | 1002.1295 | 0.43046 |  |  |  | 1123.202 | 0.49592 |  | 1225.1851 | 0.62362 |  | 1449.6594 | 0.020146 | [7 empty] | 1141.3928 | 0 |  | 1141.386 | 0.03197
| 909.7837 | 0.00524 |  | 760.2249 | 0.47025 |  | 760.2249 | 0.056406 |  | 909.2736 | 3.0002e-05 |  | 760.2249 | 0.003698 |  | 913.3572 | 0.19509 |  | 909.7837 | 0.59378 |  | 760.2249 | 0 |  | 1002.2294 | 0.43118 |  |  |  | 1123.589 | 0.48268 |  | 1225.2585 | 0.6216 |  | 1449.9169 | 0.020232 | [7 empty] | 1141.4567 | 0 |  | 1141.4498 | 0.03169
| 909.9515 | 0.00598 |  | 760.4612 | 0.47811 |  | 760.4612 | 0.055055 |  | 909.442 | 0 |  | 760.4612 | 0.0027059 |  | 913.5272 | 0.19175 |  | 909.9515 | 0.59498 |  | 760.4612 | 0 |  | 1002.3293 | 0.43197 |  |  |  | 1123.975 | 0.47588 |  | 1225.332 | 0.61958 |  | 1450.1743 | 0.020242 | [7 empty] | 1141.5205 | 0 |  | 1141.5137 | 0.03143
| 910.1194 | 0.00434 |  | 760.6975 | 0.48495 |  | 760.6975 | 0.056073 |  | 909.6103 | 6.9993e-05 |  | 760.6975 | 0.004415 |  | 913.6972 | 0.18925 |  | 910.1194 | 0.59619 |  | 760.6975 | 0 |  | 1002.4293 | 0.43217 |  |  |  | 1124.362 | 0.46595 |  | 1225.4056 | 0.61757 |  | 1450.432 | 0.020143 | [7 empty] | 1141.5844 | 0 |  | 1141.5775 | 0.03121
| 910.2872 | 0.0039 |  | 760.9338 | 0.4913 |  | 760.9338 | 0.056531 |  | 909.7787 | 0 |  | 760.9338 | 0.0029481 |  | 913.8672 | 0.18586 |  | 910.2872 | 0.6001 |  | 760.9338 | 0 |  | 1002.5294 | 0.43296 |  |  |  | 1124.749 | 0.45587 |  | 1225.4791 | 0.61556 |  | 1450.6897 | 0.019932 | [7 empty] | 1141.6482 | 0 |  | 1141.6414 | 0.03104
| 910.4551 | 0.00566 |  | 761.1701 | 0.49586 |  | 761.1701 | 0.062947 |  | 909.9471 | 5.0004e-05 |  | 761.1701 | 0.0039263 |  | 914.0372 | 0.18277 |  | 910.4551 | 0.60427 |  | 761.1701 | 0.00080096 |  | 1002.6293 | 0.43439 |  |  |  | 1125.137 | 0.4251 |  | 1225.5527 | 0.61354 |  | 1450.9475 | 0.019637 | [7 empty] | 1141.712 | 0 |  | 1141.7052 | 0.03094
| 910.623 | 0.00506 |  | 761.4064 | 0.50184 |  | 761.4064 | 0.060179 |  | 910.1155 | 0 |  | 761.4064 | 0.0032714 |  | 914.2072 | 0.17966 |  | 910.623 | 0.60956 |  | 761.4064 | 0.00020024 |  | 1002.7294 | 0.43524 |  |  |  | 1125.524 | 0.43444 |  | 1225.6263 | 0.61154 |  | 1451.2053 | 0.019298 | [7 empty] | 1141.7759 | 0 |  | 1141.769 | 0.03092
| 910.7908 | 0.00267 |  | 761.6428 | 0.50699 |  | 761.6428 | 0.062516 |  | 910.2839 | 6.9993e-05 |  | 761.6428 | 0.0037964 |  | 914.3773 | 0.17714 |  | 910.7908 | 0.61262 |  | 761.6428 | 0 |  | 1002.8295 | 0.43521 |  |  |  | 1125.912 | 0.42589 |  | 1225.6998 | 0.60953 |  | 1451.4633 | 0.018944 | [7 empty] | 1141.8397 | 0 |  | 1141.833 | 0.03097
| 910.9587 | 0.00443 |  | 761.8791 | 0.5121 |  | 761.8791 | 0.062268 |  | 910.4523 | 0 |  | 761.8791 | 0.0030986 |  | 914.5473 | 0.17392 |  | 910.9587 | 0.61501 |  | 761.8791 | 0 |  | 1002.9296 | 0.43458 |  |  |  | 1126.301 | 0.41774 |  | 1225.7734 | 0.60752 |  | 1451.7214 | 0.018592 | [7 empty] | 1141.9037 | 0 |  | 1141.8969 | 0.03109
| 911.1266 | 0.00579 |  | 762.1155 | 0.51809 |  | 762.1155 | 0.064495 |  | 910.6207 | 3.0002e-05 |  | 762.1155 | 0.004134 |  | 914.7173 | 0.17136 |  | 911.1266 | 0.6162 |  | 762.1155 | 0 |  | 1003.0297 | 0.43403 |  |  |  | 1126.689 | 0.40837 |  | 1225.8471 | 0.60552 |  | 1451.9795 | 0.018249 | [7 empty] | 1141.9675 | 0 |  | 1141.9607 | 0.03126
| 911.2945 | 0.00339 |  | 762.3518 | 0.5278 |  | 762.3518 | 0.06507 |  | 910.7891 | 0 |  | 762.3518 | 0.0032862 |  | 914.8873 | 0.16866 |  | 911.2945 | 0.61936 |  | 762.3518 | 0 |  | 1003.1298 | 0.43449 |  |  |  | 1127.078 | 0.39896 |  | 1225.9207 | 0.60351 |  | 1452.2378 | 0.017921 | [7 empty] | 1142.0314 | 0 |  | 1142.0247 | 0.03147
| 911.4624 | 0.00378 |  | 762.5882 | 0.53669 |  | 762.5882 | 0.067241 |  | 910.9575 | 5.0004e-05 |  | 762.5882 | 0.0044108 |  | 915.0574 | 0.16655 |  | 911.4624 | 0.62288 |  | 762.5882 | 0 |  | 1003.2299 | 0.43517 |  |  |  | 1127.467 | 0.39028 |  | 1225.9943 | 0.60152 |  | 1452.4961 | 0.017631 | [7 empty] | 1142.0953 | 0 |  | 1142.0885 | 0.03169
| 911.6302 | 0.00318 |  | 762.8246 | 0.54421 |  | 762.8246 | 0.066049 |  | 911.1259 | 0 |  | 762.8246 | 0.003583 |  | 915.2274 | 0.16401 |  | 911.6302 | 0.62718 |  | 762.8246 | 0 |  | 1003.3301 | 0.43465 |  |  |  | 1127.857 | 0.38195 |  | 1226.0679 | 0.59952 |  | 1452.7545 | 0.017416 | [7 empty] | 1142.1592 | 0 |  | 1142.1525 | 0.03189
| 911.7981 | 0.00459 |  | 763.061 | 0.55095 |  | 763.061 | 0.067919 |  | 911.2944 | 6.9993e-05 |  | 763.061 | 0.0047775 |  | 915.3975 | 0.1616 |  | 911.7981 | 0.63011 |  | 763.061 | 0 |  | 1003.4303 | 0.43339 |  |  |  | 1128.246 | 0.36775 |  | 1226.1415 | 0.59753 |  | 1453.0131 | 0.017322 | [7 empty] | 1142.2231 | 0 |  | 1142.2163 | 0.03208
| 911.966 | 0.00431 |  | 763.2974 | 0.5578 |  | 763.2974 | 0.069486 |  | 911.4628 | 0 |  | 763.2974 | 0.0030941 |  | 915.5675 | 0.15883 |  | 911.966 | 0.63345 |  | 763.2974 | 0 |  | 1003.5305 | 0.43333 |  |  |  | 1128.636 | 0.36481 |  | 1226.2151 | 0.59553 |  | 1453.2717 | 0.017389 | [7 empty] | 1142.287 | 0 |  | 1142.2803 | 0.03228
| 912.1339 | 0.00672 |  | 763.5338 | 0.56536 |  | 763.5338 | 0.074728 |  | 911.6312 | 6.9993e-05 |  | 763.5338 | 0.0050352 |  | 915.7376 | 0.1566 |  | 912.1339 | 0.63536 |  | 763.5338 | 0 |  | 1003.6307 | 0.4343 |  |  |  | 1129.026 | 0.35561 |  | 1226.2888 | 0.59354 |  | 1453.5304 | 0.017633 | [7 empty] | 1142.351 | 0 |  | 1142.3441 | 0.03248
| 912.3018 | 0.00487 |  | 763.7702 | 0.57186 |  | 763.7702 | 0.074768 |  | 911.7996 | 0 |  | 763.7702 | 0.0040132 |  | 915.9076 | 0.15338 |  | 912.3018 | 0.63838 |  | 763.7702 | 0 |  | 1003.731 | 0.43429 |  |  |  | 1129.417 | 0.34713 |  | 1226.3624 | 0.59154 |  | 1453.7892 | 0.018032 | [7 empty] | 1142.4149 | 0 |  | 1142.4081 | 0.03273
| 912.4697 | 0.00656 |  | 764.0066 | 0.57851 |  | 764.0066 | 0.07654 |  | 911.968 | 6.9993e-05 |  | 764.0066 | 0.0049669 |  | 916.0777 | 0.15014 |  | 912.4697 | 0.6404 |  | 764.0066 | 0 |  | 1003.8312 | 0.434 |  |  |  | 1129.807 | 0.34062 |  | 1226.4362 | 0.58956 |  | 1454.0481 | 0.018532 | [7 empty] | 1142.4789 | 0 |  | 1142.4721 | 0.03301
| 912.6376 | 0.0048 |  | 764.243 | 0.58618 |  | 764.243 | 0.076473 |  | 912.1365 | 0 |  | 764.243 | 0.0041291 |  | 916.2477 | 0.14702 |  | 912.6376 | 0.64427 |  | 764.243 | 0 |  | 1003.9315 | 0.43379 |  |  |  | 1130.198 | 0.33265 |  | 1226.5098 | 0.58757 |  | 1454.3071 | 0.019055 | [7 empty] | 1142.5427 | 0 |  | 1142.536 | 0.03333
| 912.8054 | 0.00594 |  | 764.4795 | 0.59378 |  | 764.4795 | 0.07999 |  | 912.3049 | 6.9993e-05 |  | 764.4795 | 0.0047062 |  | 916.4178 | 0.14472 |  | 912.8054 | 0.64665 |  | 764.4795 | 0 |  | 1004.0318 | 0.43353 |  |  |  | 1130.589 | 0.32484 |  | 1226.5835 | 0.58559 |  | 1454.5662 | 0.019519 | [7 empty] | 1142.6067 | 0 |  | 1142.6 | 0.03363
| 912.9733 | 0.00469 |  | 764.7159 | 0.59914 |  | 764.7159 | 0.078595 |  | 912.4733 | 0 |  | 764.7159 | 0.0042302 |  | 916.5879 | 0.14141 |  | 912.9733 | 0.64982 |  | 764.7159 | 0 |  | 1004.1321 | 0.43391 |  |  |  | 1130.981 | 0.31693 |  | 1226.6571 | 0.5836 |  | 1454.8253 | 0.019856 | [7 empty] | 1142.6707 | 0 |  | 1142.6639 | 0.03387
| 913.1412 | 0.00513 |  | 764.9524 | 0.60862 |  | 764.9524 | 0.081461 |  | 912.6418 | 5.0004e-05 |  | 764.9524 | 0.005368 |  | 916.7579 | 0.13889 |  | 913.1412 | 0.65172 |  | 764.9524 | 0 |  | 1004.2325 | 0.43455 |  |  |  | 1131.373 | 0.30987 |  | 1226.7308 | 0.58163 |  | 1455.0846 | 0.020028 | [7 empty] | 1142.7346 | 0 |  | 1142.7279 | 0.03399
| 913.3091 | 0.00596 |  | 765.1888 | 0.61843 |  | 765.1888 | 0.082749 |  | 912.8102 | 0 |  | 765.1888 | 0.0042549 |  | 916.928 | 0.13606 |  | 913.3091 | 0.6552 |  | 765.1889 | 0 |  | 1004.3328 | 0.43497 |  |  |  | 1131.765 | 0.30211 |  | 1226.8046 | 0.57965 |  | 1455.344 | 0.020033 | [7 empty] | 1142.7986 | 0 |  | 1142.7919 | 0.03395
| 913.477 | 0.00424 |  | 765.4253 | 0.62475 |  | 765.4253 | 0.083754 |  | 912.9787 | 6.9993e-05 |  | 765.4253 | 0.0056807 |  | 917.0981 | 0.13349 |  | 913.477 | 0.65801 |  | 765.4253 | 0 |  | 1004.4332 | 0.43478 |  |  |  | 1132.157 | 0.29443 |  | 1226.8783 | 0.57767 |  | 1455.6034 | 0.0199 | [7 empty] | 1142.8627 | 0 |  | 1142.8558 | 0.03373
| 913.6449 | 0.00427 |  | 765.6618 | 0.6316 |  | 765.6618 | 0.08624 |  | 913.1471 | 0 |  | 765.6618 | 0.0040591 |  | 917.2682 | 0.1304 |  | 913.6449 | 0.66149 |  | 765.6618 | 0 |  | 1004.5336 | 0.43468 |  |  |  | 1132.55 | 0.28783 |  | 1226.952 | 0.5757 |  | 1455.8629 | 0.019676 | [7 empty] | 1142.9266 | 0 |  | 1142.9198 | 0.03333
| 913.8129 | 0.00397 |  | 765.8983 | 0.64091 |  | 765.8983 | 0.086747 |  | 913.3156 | 6.9993e-05 |  | 765.8983 | 0.0054282 |  | 917.4383 | 0.12749 |  | 913.8129 | 0.66346 |  | 765.8983 | 0 |  | 1004.634 | 0.4356 |  |  |  | 1132.943 | 0.28062 |  | 1227.0258 | 0.57374 |  | 1456.1226 | 0.019412 | [7 empty] | 1142.9906 | 0 |  | 1142.9838 | 0.03279
| 913.9808 | 0.00322 |  | 766.1348 | 0.64811 |  | 766.1348 | 0.090669 |  | 913.484 | 0 |  | 766.1348 | 0.0043824 |  | 917.6083 | 0.12459 |  | 913.9808 | 0.6661 |  | 766.1348 | 0 |  | 1004.7344 | 0.43654 |  |  |  | 1133.336 | 0.27252 |  | 1227.0995 | 0.57177 |  | 1456.3823 | 0.01915 | [7 empty] | 1143.0546 | 0 |  | 1143.0478 | 0.03217
| 914.1487 | 0.00415 |  | 766.3713 | 0.65552 |  | 766.3713 | 0.09123 |  | 913.6525 | 5.0004e-05 |  | 766.3713 | 0.005523 |  | 917.7784 | 0.12263 |  | 914.1487 | 0.6681 |  | 766.3713 | 0 |  | 1004.8349 | 0.43583 |  |  |  | 1133.729 | 0.26648 |  | 1227.1732 | 0.5698 |  | 1456.6421 | 0.018913 | [7 empty] | 1143.1186 | 0 |  | 1143.1118 | 0.03154
| 914.3166 | 0.00452 |  | 766.6078 | 0.66499 |  | 766.6078 | 0.091356 |  | 913.8209 | 0 |  | 766.6078 | 0.004596 |  | 917.9485 | 0.12002 |  | 914.3166 | 0.67155 |  | 766.6078 | 0 |  | 1004.9354 | 0.43513 |  |  |  | 1134.123 | 0.26009 |  | 1227.2469 | 0.56784 |  | 1456.902 | 0.018709 | [7 empty] | 1143.1826 | 0 |  | 1143.1759 | 0.03097
| 914.4845 | 0.00441 |  | 766.8443 | 0.66894 |  | 766.8443 | 0.094328 |  | 913.9894 | 5.0004e-05 |  | 766.8443 | 0.0056652 |  | 918.1186 | 0.11775 |  | 914.4845 | 0.67345 |  | 766.8443 | 0 |  | 1005.0359 | 0.43627 |  |  |  | 1134.517 | 0.25069 |  | 1227.3208 | 0.56588 |  | 1457.162 | 0.018534 | [7 empty] | 1143.2467 | 0 |  | 1143.2399 | 0.03048
| 914.6524 | 0.00455 |  | 767.0809 | 0.67853 |  | 767.0809 | 0.095036 |  | 914.1579 | 0 |  | 767.0809 | 0.0044575 |  | 918.2887 | 0.11547 |  | 914.6524 | 0.67649 |  | 767.0809 | 0 |  | 1005.1364 | 0.43702 |  |  |  | 1134.911 | 0.24626 |  | 1227.3945 | 0.56392 |  | 1457.4221 | 0.018383 | [7 empty] | 1143.3107 | 0 |  | 1143.304 | 0.03011
| 914.8203 | 0.0035 |  | 767.3174 | 0.68641 |  | 767.3174 | 0.1001 |  | 914.3263 | 5.0004e-05 |  | 767.3174 | 0.0056164 |  | 918.4588 | 0.11326 |  | 914.8203 | 0.67781 |  | 767.3174 | 0.00040048 |  | 1005.2369 | 0.43625 |  |  |  | 1135.306 | 0.24098 |  | 1227.4684 | 0.56196 |  | 1457.6824 | 0.018253 | [7 empty] | 1143.3748 | 0 |  | 1143.3679 | 0.02986
| 914.9882 | 0.00436 |  | 767.554 | 0.69409 |  | 767.554 | 0.098535 |  | 914.4948 | 0 |  | 767.554 | 0.005 |  | 918.6289 | 0.11046 |  | 914.9882 | 0.68096 |  | 767.554 | 0 |  | 1005.3375 | 0.4359 |  |  |  | 1135.7 | 0.23406 |  | 1227.5421 | 0.56001 |  | 1457.9426 | 0.018148 | [7 empty] | 1143.4388 | 0 |  | 1143.432 | 0.0297
| 915.1562 | 0.00529 |  | 767.7905 | 0.70219 |  | 767.7905 | 0.1027 |  | 914.6633 | 5.0004e-05 |  | 767.7905 | 0.0056562 |  | 918.799 | 0.10826 |  | 915.1562 | 0.68269 |  | 767.7905 | 0 |  | 1005.4381 | 0.43683 |  |  |  | 1136.095 | 0.22874 |  | 1227.616 | 0.55806 |  | 1458.203 | 0.018074 | [7 empty] | 1143.5028 | 0 |  | 1143.4961 | 0.02962
| 915.3241 | 0.00432 |  | 768.0271 | 0.70907 |  | 768.0271 | 0.1034 |  | 914.8318 | 0 |  | 768.0271 | 0.0055531 |  | 918.9692 | 0.10564 |  | 915.3241 | 0.68623 |  | 768.0271 | 0 |  | 1005.5387 | 0.4376 |  |  |  | 1136.491 | 0.22229 |  | 1227.6897 | 0.55612 |  | 1458.4635 | 0.018036 | [7 empty] | 1143.5669 | 0 |  | 1143.5601 | 0.02958
| 915.492 | 0.00957 |  | 768.2637 | 0.71688 |  | 768.2637 | 0.10801 |  | 915.0002 | 1.0001e-05 |  | 768.2637 | 0.0067789 |  | 919.1393 | 0.10357 |  | 915.492 | 0.68842 |  | 768.2637 | 0 |  | 1005.6393 | 0.43681 |  |  |  | 1136.886 | 0.21668 |  | 1227.7635 | 0.55417 |  | 1458.724 | 0.018031 | [7 empty] | 1143.631 | 0 |  | 1143.6242 | 0.02955
| 915.6599 | 0.00392 |  | 768.5003 | 0.72214 |  | 768.5003 | 0.10484 |  | 915.1687 | 0 |  | 768.5003 | 0.0055203 |  | 919.3094 | 0.10082 |  | 915.6599 | 0.69205 |  | 768.5003 | 0 |  | 1005.74 | 0.4354 |  |  |  | 1137.282 | 0.21101 |  | 1227.8374 | 0.55223 |  | 1458.9846 | 0.01805 | [7 empty] | 1143.6951 | 0 |  | 1143.6882 | 0.02953
| 915.8279 | 0.00471 |  | 768.7369 | 0.73123 |  | 768.7369 | 0.11046 |  | 915.3372 | 6.9993e-05 |  | 768.7369 | 0.0073507 |  | 919.4795 | 0.09864 |  | 915.8279 | 0.69412 |  | 768.7369 | 0 |  | 1005.8406 | 0.43581 |  |  |  | 1137.678 | 0.20549 |  | 1227.9113 | 0.55029 |  | 1459.2454 | 0.018084 | [7 empty] | 1143.7592 | 0 |  | 1143.7523 | 0.02951
| 915.9958 | 0.00445 |  | 768.9735 | 0.73549 |  | 768.9735 | 0.10758 |  | 915.5057 | 0 |  | 768.9735 | 0.0055886 |  | 919.6497 | 0.09596 |  | 915.9958 | 0.69658 |  | 768.9735 | 0 |  | 1005.9413 | 0.43706 |  |  |  | 1138.075 | 0.19962 |  | 1227.9851 | 0.54835 |  | 1459.5062 | 0.018124 | [7 empty] | 1143.8232 | 0 |  | 1143.8164 | 0.02951
| 916.1637 | 0.00577 |  | 769.2101 | 0.74278 |  | 769.2101 | 0.11298 |  | 915.6742 | 5.0004e-05 |  | 769.2101 | 0.007057 |  | 919.8198 | 0.09371 |  | 916.1637 | 0.6982 |  | 769.2101 | 0 |  | 1006.0421 | 0.43722 |  |  |  | 1138.472 | 0.19457 |  | 1228.059 | 0.54642 |  | 1459.7672 | 0.018165 | [7 empty] | 1143.8873 | 0 |  | 1143.8805 | 0.02953
| 916.3317 | 0.00438 |  | 769.4467 | 0.75076 |  | 769.4467 | 0.11278 |  | 915.8427 | 0 |  | 769.4467 | 0.0062671 |  | 919.9899 | 0.09104 |  | 916.3317 | 0.70146 |  | 769.4467 | 0 |  | 1006.1428 | 0.43707 |  |  |  | 1138.869 | 0.18968 |  | 1228.1328 | 0.54449 |  | 1460.0282 | 0.018207 | [7 empty] | 1143.9514 | 0 |  | 1143.9446 | 0.02961
| 916.4996 | 0.00501 |  | 769.6833 | 0.75814 |  | 769.6833 | 0.11661 |  | 916.0112 | 1.0001e-05 |  | 769.6833 | 0.0072069 |  | 920.1601 | 0.08869 |  | 916.4996 | 0.70388 |  | 769.6833 | 0 |  | 1006.2435 | 0.4372 |  |  |  | 1139.266 | 0.18426 |  | 1228.2067 | 0.54256 |  | 1460.2893 | 0.018253 | [7 empty] | 1144.0155 | 0 |  | 1144.0088 | 0.02975
| 916.6676 | 0.00445 |  | 769.9199 | 0.76482 |  | 769.9199 | 0.11702 |  | 916.1797 | 0 |  | 769.9199 | 0.0060395 |  | 920.3302 | 0.0859 |  | 916.6676 | 0.70686 |  | 769.9199 | 0 |  | 1006.3443 | 0.43806 |  |  |  | 1139.663 | 0.17835 |  | 1228.2806 | 0.54063 |  | 1460.5505 | 0.018307 | [7 empty] | 1144.0797 | 0 |  | 1144.0729 | 0.02998
| 916.8355 | 0.00522 |  | 770.1566 | 0.77328 |  | 770.1566 | 0.12055 |  | 916.3482 | 5.0004e-05 |  | 770.1566 | 0.0077306 |  | 920.5004 | 0.08399 |  | 916.8355 | 0.7079 |  | 770.1566 | 0 |  | 1006.4451 | 0.43889 |  |  |  | 1140.061 | 0.17463 |  | 1228.3545 | 0.53871 |  | 1460.8119 | 0.018381 | [7 empty] | 1144.1438 | 0 |  | 1144.137 | 0.03027
| 917.0034 | 0.00422 |  | 770.3932 | 0.78127 |  | 770.3932 | 0.12103 |  | 916.5167 | 0 |  | 770.3932 | 0.0061512 |  | 920.6705 | 0.08182 |  | 917.0034 | 0.7103 |  | 770.3932 | 0 |  | 1006.5459 | 0.43853 |  |  |  | 1140.459 | 0.16983 |  | 1228.4283 | 0.5368 |  | 1461.0732 | 0.018495 | [7 empty] | 1144.2079 | 0 |  | 1144.2012 | 0.0306
| 917.1714 | 0.00596 |  | 770.6299 | 0.78815 |  | 770.6299 | 0.12275 |  | 916.6852 | 6.9993e-05 |  | 770.6299 | 0.0075815 |  | 920.8406 | 0.07979 |  | 917.1714 | 0.71107 |  | 770.6299 | 0 |  | 1006.6467 | 0.43823 |  |  |  | 1140.858 | 0.16524 |  | 1228.5023 | 0.53488 |  | 1461.3347 | 0.018668 | [7 empty] | 1144.2721 | 0 |  | 1144.2653 | 0.03096
| 917.3393 | 0.00434 |  | 770.8666 | 0.79694 |  | 770.8666 | 0.12655 |  | 916.8537 | 0 |  | 770.8666 | 0.0071757 |  | 921.0108 | 0.07797 |  | 917.3393 | 0.71339 |  | 770.8666 | 0 |  | 1006.7476 | 0.43879 |  |  |  | 1141.256 | 0.15924 |  | 1228.5762 | 0.53296 |  | 1461.5963 | 0.018916 | [7 empty] | 1144.3362 | 0 |  | 1144.3295 | 0.03131
| 917.5073 | 0.00345 |  | 771.1033 | 0.80493 |  | 771.1033 | 0.12814 |  | 917.0222 | 5.0004e-05 |  | 771.1033 | 0.0076199 |  | 921.181 | 0.07645 |  | 917.5073 | 0.7153 |  | 771.1033 | 0 |  | 1006.8484 | 0.43894 |  |  |  | 1141.655 | 0.15645 |  | 1228.6501 | 0.53105 |  | 1461.858 | 0.019231 | [7 empty] | 1144.4004 | 0 |  | 1144.3936 | 0.03161
| 917.6752 | 0.00559 |  | 771.3399 | 0.81317 |  | 771.3399 | 0.13342 |  | 917.1907 | 0 |  | 771.3399 | 0.0068811 |  | 921.3511 | 0.07428 |  | 917.6752 | 0.71975 |  | 771.34 | 0 |  | 1006.9493 | 0.43844 |  |  |  | 1142.054 | 0.15255 |  | 1228.7241 | 0.52914 |  | 1462.1198 | 0.019582 | [7 empty] | 1144.4645 | 0 |  | 1144.4578 | 0.03185
| 917.8432 | 0.00464 |  | 771.5766 | 0.81734 |  | 771.5766 | 0.13342 |  | 917.3593 | 6.9993e-05 |  | 771.5766 | 0.0085468 |  | 921.5213 | 0.07222 |  | 917.8432 | 0.72407 |  | 771.5766 | 0.00080116 |  | 1007.0502 | 0.43893 |  |  |  | 1142.454 | 0.14817 |  | 1228.7981 | 0.52724 |  | 1462.3817 | 0.019911 | [7 empty] | 1144.5287 | 0 |  | 1144.5219 | 0.032
| 918.0111 | 0.0042 |  | 771.8133 | 0.81941 |  | 771.8133 | 0.13075 |  | 917.5278 | 0 |  | 771.8133 | 0.0075007 |  | 921.6915 | 0.07012 |  | 918.0111 | 0.72905 |  | 771.8134 | 0 |  | 1007.1512 | 0.44013 |  |  |  | 1142.854 | 0.1443 |  | 1228.8719 | 0.52533 |  | 1462.6437 | 0.020157 | [7 empty] | 1144.5929 | 0 |  | 1144.5861 | 0.03206
| 918.1791 | 0.00682 |  | 772.0501 | 0.82552 |  | 772.0501 | 0.13939 |  | 917.6963 | 5.0004e-05 |  | 772.0501 | 0.0085886 |  | 921.8616 | 0.06829 |  | 918.1791 | 0.7316 |  | 772.0501 | 0 |  | 1007.2521 | 0.4403 |  |  |  | 1143.254 | 0.14048 |  | 1228.9459 | 0.52343 |  | 1462.9056 | 0.020273 | [7 empty] | 1144.6571 | 0 |  | 1144.6503 | 0.032
| 918.347 | 0.00457 |  | 772.2868 | 0.83314 |  | 772.2868 | 0.13992 |  | 917.8648 | 0 |  | 772.2868 | 0.0073329 |  | 922.0318 | 0.06604 |  | 918.347 | 0.73358 |  | 772.2868 | 0 |  | 1007.3531 | 0.44005 |  |  |  | 1143.654 | 0.13695 |  | 1229.0199 | 0.52154 |  | 1463.1678 | 0.020251 | [7 empty] | 1144.7212 | 0 |  | 1144.7145 | 0.03184
| 918.515 | 0.00406 |  | 772.5235 | 0.84096 |  | 772.5235 | 0.14629 |  | 918.0334 | 6.9993e-05 |  | 772.5235 | 0.0086835 |  | 922.202 | 0.06423 |  | 918.515 | 0.7338 |  | 772.5235 | 0 |  | 1007.4541 | 0.44042 |  |  |  | 1144.055 | 0.1302 |  | 1229.0939 | 0.51964 |  | 1463.4301 | 0.020127 | [7 empty] | 1144.7854 | 0 |  | 1144.7787 | 0.03158
| 918.683 | 0.00436 |  | 772.7602 | 0.84697 |  | 772.7602 | 0.14577 |  | 918.2019 | 0 |  | 772.7602 | 0.0076439 |  | 922.3722 | 0.062 |  | 918.683 | 0.73524 |  | 772.7603 | 0 |  | 1007.5551 | 0.44106 |  |  |  | 1144.456 | 0.12951 |  | 1229.168 | 0.51775 |  | 1463.6924 | 0.019967 | [7 empty] | 1144.8496 | 0 |  | 1144.8429 | 0.03124
| 918.8509 | 0.00545 |  | 772.997 | 0.85472 |  | 772.997 | 0.14691 |  | 918.3705 | 5.0004e-05 |  | 772.997 | 0.0096282 |  | 922.5423 | 0.06041 |  | 918.8509 | 0.73523 |  | 772.997 | 0 |  | 1007.6561 | 0.4412 |  |  |  | 1144.857 | 0.12653 |  | 1229.2419 | 0.51586 |  | 1463.9548 | 0.019844 | [7 empty] | 1144.9138 | 0 |  | 1144.9071 | 0.03086
| 919.0189 | 0.00547 |  | 773.2338 | 0.86251 |  | 773.2338 | 0.15346 |  | 918.539 | 0 |  | 773.2338 | 0.0075523 |  | 922.7125 | 0.05834 |  | 919.0189 | 0.73673 |  | 773.2337 | 0 |  | 1007.7571 | 0.44027 |  |  |  | 1145.258 | 0.12347 |  | 1229.3159 | 0.51397 |  | 1464.2174 | 0.019814 | [7 empty] | 1144.978 | 0 |  | 1144.9713 | 0.03048
| 919.1869 | 0.00496 |  | 773.4705 | 0.86626 |  | 773.4705 | 0.15226 |  | 918.7075 | 6.9993e-05 |  | 773.4705 | 0.009003 |  | 922.8827 | 0.05661 |  | 919.1869 | 0.73613 |  | 773.4705 | 0 |  | 1007.8582 | 0.43951 |  |  |  | 1145.66 | 0.11882 |  | 1229.3899 | 0.5121 |  | 1464.48 | 0.019894 | [7 empty] | 1145.0424 | 0 |  | 1145.0355 | 0.03015
| 919.3548 | 0.00438 |  | 773.7073 | 0.8735 |  | 773.7073 | 0.155 |  | 918.8761 | 0 |  | 773.7073 | 0.0084832 |  | 923.0529 | 0.05458 |  | 919.3548 | 0.73665 |  | 773.7073 | 0 |  | 1007.9592 | 0.44009 |  |  |  | 1146.062 | 0.11694 |  | 1229.464 | 0.51021 |  | 1464.7427 | 0.020064 | [7 empty] | 1145.1066 | 0 |  | 1145.0997 | 0.0299
| 919.5228 | 0.006 |  | 773.9441 | 0.87905 |  | 773.9441 | 0.1566 |  | 919.0446 | 6.9993e-05 |  | 773.9441 | 0.0096569 |  | 923.2231 | 0.0533 |  | 919.5228 | 0.7353 |  | 773.9441 | 0 |  | 1008.0604 | 0.44133 |  |  |  | 1146.464 | 0.11375 |  | 1229.538 | 0.50834 |  | 1465.0055 | 0.020272 | [7 empty] | 1145.1708 | 0 |  | 1145.1639 | 0.02975
| 919.6908 | 0.00387 |  | 774.1809 | 0.88648 |  | 774.1809 | 0.15617 |  | 919.2132 | 0 |  | 774.1809 | 0.009074 |  | 923.3933 | 0.05146 |  | 919.6908 | 0.7366 |  | 774.1809 | 0 |  | 1008.1615 | 0.4417 |  |  |  | 1146.867 | 0.11122 |  | 1229.6121 | 0.50646 |  | 1465.2684 | 0.020459 | [7 empty] | 1145.235 | 0 |  | 1145.2283 | 0.02971
| 919.8587 | 0.00538 |  | 774.4177 | 0.89057 |  | 774.4177 | 0.16324 |  | 919.3818 | 5.0004e-05 |  | 774.4177 | 0.0098068 |  | 923.5635 | 0.05004 |  | 919.8587 | 0.73781 |  | 774.4176 | 0 |  | 1008.2626 | 0.44128 |  |  |  | 1147.27 | 0.10793 |  | 1229.6862 | 0.50459 |  | 1465.5314 | 0.020579 | [7 empty] | 1145.2993 | 0 |  | 1145.2925 | 0.02975
| 920.0267 | 0.00594 |  | 774.6545 | 0.89811 |  | 774.6545 | 0.16632 |  | 919.5503 | 0 |  | 774.6545 | 0.0092799 |  | 923.7337 | 0.04843 |  | 920.0267 | 0.74073 |  | 774.6545 | 0.001 |  | 1008.3638 | 0.44185 |  |  |  | 1147.673 | 0.1049 |  | 1229.7601 | 0.50272 |  | 1465.7946 | 0.020611 | [7 empty] | 1145.3635 | 0 |  | 1145.3568 | 0.02987
| 920.1947 | 0.0048 |  | 774.8913 | 0.90401 |  | 774.8913 | 0.16752 |  | 919.7189 | 5.0004e-05 |  | 774.8913 | 0.011179 |  | 923.9039 | 0.04732 |  | 920.1947 | 0.74125 |  | 774.8913 | 0 |  | 1008.465 | 0.44291 |  |  |  | 1148.076 | 0.1023 |  | 1229.8342 | 0.50086 |  | 1466.0577 | 0.020562 | [7 empty] | 1145.4279 | 0 |  | 1145.421 | 0.03005
| 920.3627 | 0.00445 |  | 775.1281 | 0.90934 |  | 775.1281 | 0.16936 |  | 919.8874 | 0 |  | 775.1281 | 0.0095774 |  | 924.0741 | 0.0457 |  | 920.3627 | 0.74171 |  | 775.1281 | 0 |  | 1008.5662 | 0.44286 |  |  |  | 1148.48 | 0.09964 |  | 1229.9083 | 0.499 |  | 1466.321 | 0.020461 | [7 empty] | 1145.4921 | 0 |  | 1145.4853 | 0.03029
| 920.5307 | 0.00526 |  | 775.3649 | 0.9157 |  | 775.3649 | 0.17206 |  | 920.056 | 5.0004e-05 |  | 775.3649 | 0.011583 |  | 924.2443 | 0.04449 |  | 920.5307 | 0.74121 |  | 775.3649 | 0 |  | 1008.6674 | 0.44207 |  |  |  | 1148.884 | 0.097345 |  | 1229.9824 | 0.49714 |  | 1466.5844 | 0.020343 | [7 empty] | 1145.5564 | 0 |  | 1145.5496 | 0.03056
| 920.6987 | 0.00608 |  | 775.6018 | 0.92373 |  | 775.6018 | 0.17379 |  | 920.2246 | 0 |  | 775.6018 | 0.010302 |  | 924.4146 | 0.04275 |  | 920.6987 | 0.74147 |  | 775.6018 | 0.00080076 |  | 1008.7687 | 0.44261 |  |  |  | 1149.288 | 0.094905 |  | 1230.0565 | 0.49528 |  | 1466.8479 | 0.020237 | [7 empty] | 1145.6207 | 0 |  | 1145.6139 | 0.03087
| 920.8666 | 0.00401 |  | 775.8386 | 0.92974 |  | 775.8386 | 0.17829 |  | 920.3931 | 8.9995e-05 |  | 775.8386 | 0.011335 |  | 924.5848 | 0.04168 |  | 920.8666 | 0.74079 |  | 775.8386 | 0 |  | 1008.87 | 0.44432 |  |  |  | 1149.693 | 0.092655 |  | 1230.1306 | 0.49343 |  | 1467.1115 | 0.020158 | [7 empty] | 1145.6849 | 0 |  | 1145.6782 | 0.03119
| 921.0346 | 0.00482 |  | 776.0755 | 0.93302 |  | 776.0755 | 0.18639 |  | 920.5617 | 0 |  | 776.0755 | 0.010191 |  | 924.755 | 0.04009 |  | 921.0346 | 0.74141 |  | 776.0755 | 0 |  | 1008.9713 | 0.44478 |  |  |  | 1150.098 | 0.090604 |  | 1230.2047 | 0.49159 |  | 1467.3751 | 0.020103 | [7 empty] | 1145.7493 | 0 |  | 1145.7424 | 0.0315
| 921.2026 | 0.00461 |  | 776.3123 | 0.94189 |  | 776.3123 | 0.18448 |  | 920.7303 | 6.9993e-05 |  | 776.3123 | 0.011856 |  | 924.9252 | 0.03873 |  | 921.2026 | 0.74285 |  | 776.3123 | 0 |  | 1009.0726 | 0.4439 |  |  |  | 1150.503 | 0.088005 |  | 1230.2789 | 0.48973 |  | 1467.6388 | 0.020053 | [7 empty] | 1145.8136 | 0 |  | 1145.8068 | 0.03178
| 921.3706 | 0.00464 |  | 776.5492 | 0.9448 |  | 776.5492 | 0.1882 |  | 920.8989 | 0 |  | 776.5492 | 0.010505 |  | 925.0955 | 0.03722 |  | 921.3706 | 0.74689 |  | 776.5492 | 0 |  | 1009.1739 | 0.44366 |  |  |  | 1150.908 | 0.086112 |  | 1230.353 | 0.48789 |  | 1467.9027 | 0.019983 | [7 empty] | 1145.8779 | 0 |  | 1145.8711 | 0.03198
| 921.5386 | 0.00336 |  | 776.7861 | 0.94783 |  | 776.7861 | 0.19081 |  | 921.0675 | 3.0002e-05 |  | 776.7861 | 0.012171 |  | 925.2657 | 0.03599 |  | 921.5386 | 0.75008 |  | 776.7861 | 0 |  | 1009.2753 | 0.44444 |  |  |  | 1151.314 | 0.083951 |  | 1230.4271 | 0.48605 |  | 1468.1666 | 0.019871 | [7 empty] | 1145.9423 | 0 |  | 1145.9354 | 0.03208
| 921.7066 | 0.00397 |  | 777.023 | 0.9558 |  | 777.023 | 0.19385 |  | 921.2361 | 0 |  | 777.023 | 0.011076 |  | 925.4359 | 0.03428 |  | 921.7066 | 0.75323 |  | 777.023 | 0.001 |  | 1009.3766 | 0.44447 |  |  |  | 1151.72 | 0.082413 |  | 1230.5013 | 0.48421 |  | 1468.4307 | 0.019704 | [7 empty] | 1146.0066 | 0 |  | 1145.9998 | 0.03206
| 921.8746 | 0.00545 |  | 777.2599 | 0.96093 |  | 777.2599 | 0.2011 |  | 921.4046 | 0.00011 |  | 777.2599 | 0.012966 |  | 925.6062 | 0.03298 |  | 921.8746 | 0.75431 |  | 777.2599 | 0 |  | 1009.478 | 0.44443 |  |  |  | 1152.126 | 0.080196 |  | 1230.5754 | 0.48238 |  | 1468.6948 | 0.01949 | [7 empty] | 1146.0709 | 0 |  | 1146.0641 | 0.03192
| 922.0426 | 0.00543 |  | 777.4968 | 0.96595 |  | 777.4968 | 0.19697 |  | 921.5733 | 0 |  | 777.4968 | 0.01099 |  | 925.7764 | 0.0316 |  | 922.0426 | 0.7565 |  | 777.4968 | 0 |  | 1009.5795 | 0.44504 |  |  |  | 1152.533 | 0.07782 |  | 1230.6497 | 0.48055 |  | 1468.959 | 0.019255 | [7 empty] | 1146.1353 | 0 |  | 1146.1284 | 0.03166
| 922.2106 | 0.00665 |  | 777.7337 | 0.96885 |  | 777.7337 | 0.20516 |  | 921.7418 | 3.0002e-05 |  | 777.7337 | 0.012978 |  | 925.9467 | 0.03022 |  | 922.2106 | 0.75842 |  | 777.7337 | 0.00040028 |  | 1009.6809 | 0.44536 |  |  |  | 1152.94 | 0.076692 |  | 1230.7239 | 0.47872 |  | 1469.2234 | 0.019038 | [7 empty] | 1146.1996 | 0 |  | 1146.1929 | 0.03131
| 922.3786 | 0.00448 |  | 777.9706 | 0.97701 |  | 777.9706 | 0.20475 |  | 921.9104 | 0 |  | 777.9706 | 0.011853 |  | 926.1169 | 0.02907 |  | 922.3786 | 0.7622 |  | 777.9706 | 0 |  | 1009.7823 | 0.44594 |  |  |  | 1153.347 | 0.074384 |  | 1230.798 | 0.4769 |  | 1469.4878 | 0.018878 | [7 empty] | 1146.264 | 0 |  | 1146.2572 | 0.03089
| 922.5466 | 0.00531 |  | 778.2076 | 0.97853 |  | 778.2076 | 0.21594 |  | 922.0791 | 1.0001e-05 |  | 778.2076 | 0.013974 |  | 926.2872 | 0.02798 |  | 922.5466 | 0.76579 |  | 778.2076 | 0 |  | 1009.8839 | 0.44635 |  |  |  | 1153.754 | 0.07186 |  | 1230.8722 | 0.47507 |  | 1469.7523 | 0.018802 | [7 empty] | 1146.3284 | 0 |  | 1146.3215 | 0.03043
| 922.7146 | 0.00464 |  | 778.4445 | 0.97948 |  | 778.4445 | 0.21405 |  | 922.2477 | 0 |  | 778.4445 | 0.012334 |  | 926.4574 | 0.02686 |  | 922.7146 | 0.7707 |  | 778.4445 | 0 |  | 1009.9854 | 0.44612 |  |  |  | 1154.162 | 0.070455 |  | 1230.9464 | 0.47325 |  | 1470.0168 | 0.01881 | [7 empty] | 1146.3927 | 0 |  | 1146.386 | 0.02998
| 922.8826 | 0.0058 |  | 778.6815 | 0.98229 |  | 778.6815 | 0.21987 |  | 922.4163 | 8.9995e-05 |  | 778.6815 | 0.013875 |  | 926.6277 | 0.02598 |  | 922.8826 | 0.7742 |  | 778.6815 | 0 |  | 1010.0869 | 0.44565 |  |  |  | 1154.57 | 0.068927 |  | 1231.0206 | 0.47144 |  | 1470.2816 | 0.018875 | [7 empty] | 1146.4571 | 0 |  | 1146.4503 | 0.02954
| 923.0506 | 0.00464 |  | 778.9184 | 0.98293 |  | 778.9184 | 0.2179 |  | 922.5849 | 0 |  | 778.9184 | 0.012437 |  | 926.798 | 0.02506 |  | 923.0506 | 0.77735 |  | 778.9184 | 0.001 |  | 1010.1884 | 0.44494 |  |  |  | 1154.978 | 0.066844 |  | 1231.0948 | 0.46962 |  | 1470.5464 | 0.018954 | [7 empty] | 1146.5215 | 0 |  | 1146.5148 | 0.02914
| 923.2186 | 0.00443 |  | 779.1554 | 0.98641 |  | 779.1554 | 0.21992 |  | 922.7535 | 5.0004e-05 |  | 779.1554 | 0.014506 |  | 926.9682 | 0.02406 |  | 923.2186 | 0.77912 |  | 779.1554 | 0 |  | 1010.29 | 0.44521 |  |  |  | 1155.387 | 0.065605 |  | 1231.1691 | 0.46781 |  | 1470.8113 | 0.019001 | [7 empty] | 1146.5859 | 0 |  | 1146.5791 | 0.02878
| 923.3867 | 0.00352 |  | 779.3923 | 0.98886 |  | 779.3923 | 0.225 |  | 922.9221 | 0 |  | 779.3923 | 0.012898 |  | 927.1385 | 0.02312 |  | 923.3867 | 0.78132 |  | 779.3923 | 0.001 |  | 1010.3915 | 0.44629 |  |  |  | 1155.796 | 0.064016 |  | 1231.2433 | 0.466 |  | 1471.0763 | 0.018986 | [7 empty] | 1146.6504 | 0 |  | 1146.6436 | 0.02847
| 923.5547 | 0.00681 |  | 779.6293 | 0.9924 |  | 779.6293 | 0.2325 |  | 923.0907 | 5.0004e-05 |  | 779.6293 | 0.013739 |  | 927.3088 | 0.02229 |  | 923.5547 | 0.78224 |  | 779.6293 | 0 |  | 1010.4932 | 0.44676 |  |  |  | 1156.205 | 0.062141 |  | 1231.3176 | 0.4642 |  | 1471.3414 | 0.018899 | [7 empty] | 1146.7147 | 0 |  | 1146.7079 | 0.02821
| 923.7227 | 0.00403 |  | 779.8663 | 0.99407 |  | 779.8663 | 0.23889 |  | 923.2593 | 0 |  | 779.8663 | 0.012952 |  | 927.4791 | 0.02124 |  | 923.7227 | 0.78366 |  | 779.8663 | 0.001 |  | 1010.5948 | 0.44726 |  |  |  | 1156.614 | 0.060452 |  | 1231.3918 | 0.4624 |  | 1471.6066 | 0.018752 | [7 empty] | 1146.7792 | 0 |  | 1146.7723 | 0.02799
| 923.8907 | 0.00492 |  | 780.1033 | 0.99851 |  | 780.1033 | 0.23766 |  | 923.428 | 5.0004e-05 |  | 780.1033 | 0.015553 |  | 927.6493 | 0.02026 |  | 923.8907 | 0.78385 |  | 780.1033 | 0 |  | 1010.6964 | 0.44783 |  |  |  | 1157.024 | 0.059068 |  | 1231.4661 | 0.46061 |  | 1471.8718 | 0.018574 | [7 empty] | 1146.8436 | 0 |  | 1146.8368 | 0.02784
| 924.0587 | 0.00338 |  | 780.3403 | 1 |  | 780.3403 | 0.24103 |  | 923.5966 | 0 |  | 780.3403 | 0.013617 |  | 927.8196 | 0.01934 |  | 924.0587 | 0.78553 |  | 780.3403 | 0.00080116 |  | 1010.7981 | 0.44814 |  |  |  | 1157.434 | 0.057622 |  | 1231.5404 | 0.45881 |  | 1472.1372 | 0.018398 | [7 empty] | 1146.9081 | 0 |  | 1146.9012 | 0.02778
| 924.2267 | 0.00443 |  | 780.5773 | 0.99841 |  | 780.5773 | 0.24452 |  | 923.7652 | 6.9993e-05 |  | 780.5773 | 0.015843 |  | 927.9899 | 0.01863 |  | 924.2267 | 0.78625 |  | 780.5773 | 0 |  | 1010.8998 | 0.44912 |  |  |  | 1157.844 | 0.056113 |  | 1231.6147 | 0.45701 |  | 1472.4027 | 0.018255 | [7 empty] | 1146.9725 | 0 |  | 1146.9657 | 0.02781
| 924.3948 | 0.0036 |  | 780.8144 | 0.99807 |  | 780.8144 | 0.24572 |  | 923.9339 | 0 |  | 780.8144 | 0.014467 |  | 928.1602 | 0.0177 |  | 924.3948 | 0.78858 |  | 780.8144 | 0.00080076 |  | 1011.0013 | 0.44996 |  |  |  | 1158.255 | 0.054662 |  | 1231.689 | 0.45522 |  | 1472.6682 | 0.01817 | [7 empty] | 1147.037 | 0 |  | 1147.0302 | 0.02796
| 924.5628 | 0.00594 |  | 781.0514 | 0.99538 |  | 781.0514 | 0.25501 |  | 924.1025 | 5.0004e-05 |  | 781.0514 | 0.016061 |  | 928.3305 | 0.01702 |  | 924.5628 | 0.79068 |  | 781.0514 | 0.00040068 |  | 1011.1031 | 0.45004 |  |  |  | 1158.666 | 0.053403 |  | 1231.7633 | 0.45345 |  | 1472.934 | 0.018158 | [7 empty] | 1147.1014 | 0 |  | 1147.0946 | 0.02821
| 924.7308 | 0.00418 |  | 781.2884 | 0.99527 |  | 781.2884 | 0.25674 |  | 924.2711 | 0 |  | 781.2884 | 0.014842 |  | 928.5008 | 0.01648 |  | 924.7308 | 0.79444 |  | 781.2884 | 0 |  | 1011.2048 | 0.45034 |  |  |  | 1159.077 | 0.052226 |  | 1231.8376 | 0.45166 |  | 1473.1997 | 0.018229 | [7 empty] | 1147.1659 | 0 |  | 1147.1591 | 0.02855
| 924.8989 | 0.00545 |  | 781.5255 | 0.99346 |  | 781.5255 | 0.26238 |  | 924.4398 | 5.0004e-05 |  | 781.5255 | 0.016257 |  | 928.6711 | 0.01579 |  | 924.8989 | 0.79857 |  | 781.5255 | 0 |  | 1011.3066 | 0.45029 |  |  |  | 1159.489 | 0.050936 |  | 1231.912 | 0.44989 |  | 1473.4656 | 0.018387 | [7 empty] | 1147.2304 | 0 |  | 1147.2235 | 0.02896
| 925.0669 | 0.00443 |  | 781.7625 | 0.99157 |  | 781.7625 | 0.26621 |  | 924.6084 | 0 |  | 781.7625 | 0.015753 |  | 928.8414 | 0.01512 |  | 925.0669 | 0.8036 |  | 781.7626 | 0.00040028 |  | 1011.4084 | 0.45044 |  |  |  | 1159.9 | 0.049677 |  | 1231.9862 | 0.44811 |  | 1473.7314 | 0.018627 | [7 empty] | 1147.2948 | 0 |  | 1147.288 | 0.02939
| 925.2349 | 0.00385 |  | 781.9996 | 0.98992 |  | 781.9996 | 0.26946 |  | 924.7771 | 8.9995e-05 |  | 781.9996 | 0.017124 |  | 929.0117 | 0.0145 |  | 925.2349 | 0.80815 |  | 781.9996 | 0 |  | 1011.5102 | 0.45117 |  |  |  | 1160.313 | 0.048974 |  | 1232.0605 | 0.44633 |  | 1473.9976 | 0.018933 | [7 empty] | 1147.3592 | 0 |  | 1147.3525 | 0.0298
| 925.403 | 0.00522 |  | 782.2367 | 0.98849 |  | 782.2367 | 0.26992 |  | 924.9457 | 0 |  | 782.2367 | 0.01646 |  | 929.182 | 0.01396 |  | 925.403 | 0.81308 |  | 782.2367 | 0.001 |  | 1011.612 | 0.45124 |  |  |  | 1160.725 | 0.047742 |  | 1232.135 | 0.44457 |  | 1474.2637 | 0.019275 | [7 empty] | 1147.4238 | 0 |  | 1147.417 | 0.03016
| 925.571 | 0.00561 |  | 782.4738 | 0.98485 |  | 782.4738 | 0.27685 |  | 925.1144 | 6.9993e-05 |  | 782.4738 | 0.017945 |  | 929.3523 | 0.01329 |  | 925.571 | 0.81526 |  | 782.4738 | 0 |  | 1011.7139 | 0.45154 |  |  |  | 1161.138 | 0.046072 |  | 1232.2094 | 0.4428 |  | 1474.5299 | 0.019609 | [7 empty] | 1147.4883 | 0 |  | 1147.4814 | 0.03044
| 925.739 | 0.0042 |  | 782.7109 | 0.98118 |  | 782.7109 | 0.28357 |  | 925.283 | 0 |  | 782.7109 | 0.01676 |  | 929.5226 | 0.01287 |  | 925.739 | 0.81704 |  | 782.7109 | 0 |  | 1011.8157 | 0.45254 |  |  |  | 1161.55 | 0.044913 |  | 1232.2837 | 0.44104 |  | 1474.7963 | 0.019891 | [7 empty] | 1147.5529 | 0 |  | 1147.546 | 0.0306
| 925.9071 | 0.00462 |  | 782.948 | 0.97517 |  | 782.948 | 0.27979 |  | 925.4517 | 8.9995e-05 |  | 782.948 | 0.018238 |  | 929.6929 | 0.01229 |  | 925.9071 | 0.81549 |  | 782.948 | 0 |  | 1011.9176 | 0.45303 |  |  |  | 1161.964 | 0.044007 |  | 1232.358 | 0.43927 |  | 1475.0626 | 0.020086 | [7 empty] | 1147.6173 | 0 |  | 1147.6105 | 0.03064
| 926.0751 | 0.00489 |  | 783.1851 | 0.97101 |  | 783.1851 | 0.28735 |  | 925.6204 | 0 |  | 783.1851 | 0.017197 |  | 929.8633 | 0.01184 |  | 926.0751 | 0.81481 |  | 783.1851 | 0.001 |  | 1012.0195 | 0.4522 |  |  |  | 1162.377 | 0.043204 |  | 1232.4325 | 0.43752 |  | 1475.3292 | 0.020178 | [7 empty] | 1147.6819 | 0 |  | 1147.6751 | 0.03054
| 926.2432 | 0.00459 |  | 783.4222 | 0.96622 |  | 783.4222 | 0.29728 |  | 925.789 | 6.9993e-05 |  | 783.4222 | 0.01939 |  | 930.0336 | 0.01129 |  | 926.2432 | 0.81231 |  | 783.4222 | 0 |  | 1012.1215 | 0.45161 |  |  |  | 1162.791 | 0.042507 |  | 1232.5068 | 0.43577 |  | 1475.5958 | 0.020177 | [7 empty] | 1147.7463 | 0 |  | 1147.7396 | 0.03032
| 926.4112 | 0.00459 |  | 783.6593 | 0.96051 |  | 783.6593 | 0.29878 |  | 925.9577 | 0 |  | 783.6593 | 0.018115 |  | 930.2039 | 0.01098 |  | 926.4112 | 0.81196 |  | 783.6593 | 0 |  | 1012.2234 | 0.45276 |  |  |  | 1163.205 | 0.041022 |  | 1232.5813 | 0.43402 |  | 1475.8625 | 0.020107 | [7 empty] | 1147.8109 | 0 |  | 1147.8041 | 0.02999
| 926.5792 | 0.00637 |  | 783.8964 | 0.95602 |  | 783.8964 | 0.30782 |  | 926.1264 | 6.9993e-05 |  | 783.8964 | 0.0198 |  | 930.3742 | 0.01036 |  | 926.5792 | 0.81166 |  | 783.8964 | 0.00020024 |  | 1012.3254 | 0.45347 |  |  |  | 1163.62 | 0.040487 |  | 1232.6556 | 0.43228 |  | 1476.1294 | 0.020003 | [7 empty] | 1147.8755 | 0 |  | 1147.8686 | 0.02961
| 926.7473 | 0.00513 |  | 784.1336 | 0.94824 |  | 784.1336 | 0.30383 |  | 926.295 | 0 |  | 784.1336 | 0.017657 |  | 930.5446 | 0.00998 |  | 926.7473 | 0.81289 |  | 784.1336 | 0 |  | 1012.4274 | 0.45325 |  |  |  | 1164.035 | 0.039281 |  | 1232.7301 | 0.43054 |  | 1476.3962 | 0.019895 | [7 empty] | 1147.9401 | 0 |  | 1147.9332 | 0.02922
| 926.9153 | 0.00413 |  | 784.3707 | 0.94038 |  | 784.3707 | 0.31242 |  | 926.4637 | 5.0004e-05 |  | 784.3707 | 0.019989 |  | 930.7149 | 0.00949 |  | 926.9153 | 0.81363 |  | 784.3707 | 0 |  | 1012.5294 | 0.45395 |  |  |  | 1164.449 | 0.038763 |  | 1232.8046 | 0.42879 |  | 1476.6633 | 0.019807 | [7 empty] | 1148.0045 | 0 |  | 1147.9978 | 0.0289
| 927.0834 | 0.0052 |  | 784.6079 | 0.93105 |  | 784.6079 | 0.31569 |  | 926.6324 | 0 |  | 784.6079 | 0.019264 |  | 930.8853 | 0.0091 |  | 927.0834 | 0.81517 |  | 784.6079 | 0.00040048 |  | 1012.6314 | 0.45527 |  |  |  | 1164.865 | 0.037804 |  | 1232.8789 | 0.42706 |  | 1476.9304 | 0.019754 | [7 empty] | 1148.0691 | 0 |  | 1148.0624 | 0.0287
| 927.2514 | 0.00473 |  | 784.845 | 0.91972 |  | 784.845 | 0.32167 |  | 926.8011 | 5.0004e-05 |  | 784.845 | 0.021278 |  | 931.0556 | 0.00855 |  | 927.2514 | 0.81604 |  | 784.8451 | 0.00060052 |  | 1012.7335 | 0.45529 |  |  |  | 1165.28 | 0.036973 |  | 1232.9534 | 0.42533 |  | 1477.1976 | 0.019748 | [7 empty] | 1148.1337 | 0 |  | 1148.127 | 0.02865
| 927.4195 | 0.00468 |  | 785.0822 | 0.91017 |  | 785.0822 | 0.32173 |  | 926.9698 | 0 |  | 785.0822 | 0.019907 |  | 931.2259 | 0.00828 |  | 927.4195 | 0.81888 |  | 785.0822 | 0.00020044 |  | 1012.8355 | 0.45474 |  |  |  | 1165.696 | 0.035723 |  | 1233.0278 | 0.4236 |  | 1477.4648 | 0.0198 | [7 empty] | 1148.1982 | 0 |  | 1148.1915 | 0.02877
| 927.5876 | 0.00536 |  | 785.3194 | 0.90003 |  | 785.3194 | 0.32914 |  | 927.1385 | 6.9993e-05 |  | 785.3194 | 0.021232 |  | 931.3963 | 0.00789 |  | 927.5876 | 0.82199 |  | 785.3194 | 0 |  | 1012.9376 | 0.45553 |  |  |  | 1166.112 | 0.034717 |  | 1233.1023 | 0.42188 |  | 1477.7323 | 0.019917 | [7 empty] | 1148.2629 | 0 |  | 1148.2561 | 0.02901
| 927.7556 | 0.00524 |  | 785.5566 | 0.88636 |  | 785.5566 | 0.33091 |  | 927.3071 | 0 |  | 785.5566 | 0.020082 |  | 931.5666 | 0.00762 |  | 927.7556 | 0.82658 |  | 785.5566 | 0 |  | 1013.0397 | 0.45653 |  |  |  | 1166.529 | 0.034245 |  | 1233.1768 | 0.42016 |  | 1477.9998 | 0.020099 | [7 empty] | 1148.3275 | 0 |  | 1148.3207 | 0.02931
| 927.9237 | 0.00478 |  | 785.7938 | 0.87577 |  | 785.7938 | 0.33983 |  | 927.4758 | 5.0004e-05 |  | 785.7938 | 0.022035 |  | 931.737 | 0.00733 |  | 927.9237 | 0.82981 |  | 785.7938 | 0 |  | 1013.1418 | 0.4571 |  |  |  | 1166.946 | 0.033309 |  | 1233.2513 | 0.41843 |  | 1478.2673 | 0.020334 | [7 empty] | 1148.3921 | 0 |  | 1148.3853 | 0.02961
| 928.0917 | 0.0048 |  | 786.031 | 0.86486 |  | 786.031 | 0.34388 |  | 927.6445 | 0 |  | 786.031 | 0.021391 |  | 931.9073 | 0.0071 |  | 928.0917 | 0.83413 |  | 786.031 | 0 |  | 1013.244 | 0.4569 |  |  |  | 1167.363 | 0.032309 |  | 1233.3258 | 0.41672 |  | 1478.535 | 0.020596 | [7 empty] | 1148.4567 | 0 |  | 1148.4498 | 0.02983
| 928.2598 | 0.00501 |  | 786.2682 | 0.85357 |  | 786.2682 | 0.34946 |  | 927.8132 | 5.0004e-05 |  | 786.2682 | 0.023916 |  | 932.0777 | 0.00667 |  | 928.2598 | 0.83618 |  | 786.2682 | 0 |  | 1013.3462 | 0.4568 |  |  |  | 1167.78 | 0.03176 |  | 1233.4003 | 0.41501 |  | 1478.8029 | 0.020846 | [7 empty] | 1148.5214 | 0 |  | 1148.5145 | 0.02994
| 928.4279 | 0.00418 |  | 786.5054 | 0.83942 |  | 786.5054 | 0.35114 |  | 927.9819 | 0 |  | 786.5054 | 0.021863 |  | 932.2481 | 0.00651 |  | 928.4279 | 0.83869 |  | 786.5054 | 0 |  | 1013.4484 | 0.45799 |  |  |  | 1168.198 | 0.030666 |  | 1233.4749 | 0.4133 |  | 1479.0707 | 0.021041 | [7 empty] | 1148.5859 | 0 |  | 1148.5791 | 0.02993
| 928.5959 | 0.00415 |  | 786.7427 | 0.8262 |  | 786.7427 | 0.35767 |  | 928.1506 | 3.0002e-05 |  | 786.7427 | 0.023293 |  | 932.4184 | 0.00618 |  | 928.5959 | 0.83855 |  | 786.7427 | 0 |  | 1013.5506 | 0.45852 |  |  |  | 1168.616 | 0.029853 |  | 1233.5493 | 0.41159 |  | 1479.3386 | 0.021139 | [7 empty] | 1148.6505 | 0 |  | 1148.6438 | 0.02983
| 928.764 | 0.00408 |  | 786.9799 | 0.81337 |  | 786.9799 | 0.35726 |  | 928.3193 | 0 |  | 786.9799 | 0.023258 |  | 932.5888 | 0.00593 |  | 928.764 | 0.84105 |  | 786.9799 | 0 |  | 1013.6528 | 0.45858 |  |  |  | 1169.034 | 0.029622 |  | 1233.6239 | 0.40989 |  | 1479.6068 | 0.021117 | [7 empty] | 1148.7152 | 0 |  | 1148.7084 | 0.02969
| 928.9321 | 0.00408 |  | 787.2172 | 0.79709 |  | 787.2172 | 0.36653 |  | 928.4881 | 8.9995e-05 |  | 787.2172 | 0.024164 |  | 932.7592 | 0.00565 |  | 928.9321 | 0.84257 |  | 787.2172 | 0 |  | 1013.7551 | 0.45938 |  |  |  | 1169.453 | 0.028532 |  | 1233.6984 | 0.40821 |  | 1479.8749 | 0.020972 | [7 empty] | 1148.7799 | 0 |  | 1148.7731 | 0.02956
| 929.1001 | 0.00621 |  | 787.4544 | 0.78058 |  | 787.4544 | 0.36686 |  | 928.6568 | 0 |  | 787.4544 | 0.022561 |  | 932.9296 | 0.00557 |  | 929.1001 | 0.8462 |  | 787.4544 | 0 |  | 1013.8574 | 0.45979 |  |  |  | 1169.872 | 0.027631 |  | 1233.773 | 0.40651 |  | 1480.1432 | 0.020729 | [7 empty] | 1148.8445 | 0 |  | 1148.8376 | 0.02948
| 929.2682 | 0.00584 |  | 787.6917 | 0.76716 |  | 787.6917 | 0.37505 |  | 928.8255 | 5.0004e-05 |  | 787.6917 | 0.025095 |  | 933.0999 | 0.00514 |  | 929.2682 | 0.84777 |  | 787.6917 | 0.00020024 |  | 1013.9597 | 0.46041 |  |  |  | 1170.291 | 0.026823 |  | 1233.8475 | 0.40482 |  | 1480.4116 | 0.020428 | [7 empty] | 1148.9092 | 0 |  | 1148.9023 | 0.02946
| 929.4363 | 0.00526 |  | 787.9289 | 0.75152 |  | 787.9289 | 0.37819 |  | 928.9942 | 0 |  | 787.9289 | 0.022675 |  | 933.2703 | 0.00511 |  | 929.4363 | 0.84911 |  | 787.9289 | 0 |  | 1014.062 | 0.46174 |  |  |  | 1170.711 | 0.026394 |  | 1233.9221 | 0.40313 |  | 1480.6801 | 0.020116 | [7 empty] | 1148.9739 | 0 |  | 1148.967 | 0.02949
| 929.6044 | 0.00394 |  | 788.1662 | 0.73874 |  | 788.1662 | 0.38897 |  | 929.1629 | 6.9993e-05 |  | 788.1662 | 0.025574 |  | 933.4407 | 0.0049 |  | 929.6044 | 0.8484 |  | 788.1662 | 0 |  | 1014.1642 | 0.46224 |  |  |  | 1171.13 | 0.025182 |  | 1233.9966 | 0.40145 |  | 1480.9486 | 0.019828 | [7 empty] | 1149.0386 | 0 |  | 1149.0317 | 0.02954
| 929.7725 | 0.00693 |  | 788.4035 | 0.722 |  | 788.4035 | 0.39333 |  | 929.3317 | 0 |  | 788.4035 | 0.024192 |  | 933.6111 | 0.0047 |  | 929.7725 | 0.84952 |  | 788.4035 | 0 |  | 1014.2666 | 0.46165 |  |  |  | 1171.55 | 0.024264 |  | 1234.0712 | 0.39978 |  | 1481.2173 | 0.01958 | [7 empty] | 1149.1031 | 0 |  | 1149.0964 | 0.02959
| 929.9405 | 0.00633 |  | 788.6408 | 0.70515 |  | 788.6408 | 0.39592 |  | 929.5004 | 6.9993e-05 |  | 788.6408 | 0.026104 |  | 933.7815 | 0.00444 |  | 929.9405 | 0.85157 |  | 788.6408 | 0 |  | 1014.369 | 0.461 |  |  |  | 1171.971 | 0.023835 |  | 1234.1459 | 0.3981 |  | 1481.486 | 0.019368 | [7 empty] | 1149.1679 | 0 |  | 1149.1611 | 0.02962
| 930.1086 | 0.00469 |  | 788.8781 | 0.69074 |  | 788.8781 | 0.40205 |  | 929.6691 | 0 |  | 788.8781 | 0.025684 |  | 933.9519 | 0.00433 |  | 930.1086 | 0.85584 |  | 788.8781 | 0 |  | 1014.4714 | 0.46062 |  |  |  | 1172.392 | 0.023348 |  | 1234.2205 | 0.39643 |  | 1481.7549 | 0.019179 | [7 empty] | 1149.2325 | 0 |  | 1149.2258 | 0.02963
| 930.2767 | 0.00528 |  | 789.1154 | 0.67503 |  | 789.1154 | 0.41201 |  | 929.8379 | 6.9993e-05 |  | 789.1154 | 0.027107 |  | 934.1223 | 0.00398 |  | 930.2767 | 0.85887 |  | 789.1154 | 0 |  | 1014.5738 | 0.46168 |  |  |  | 1172.813 | 0.022278 |  | 1234.295 | 0.39477 |  | 1482.0238 | 0.019007 | [7 empty] | 1149.2972 | 0 |  | 1149.2905 | 0.02964
| 930.4448 | 0.0068 |  | 789.3528 | 0.65825 |  | 789.3528 | 0.41175 |  | 930.0066 | 0 |  | 789.3528 | 0.026393 |  | 934.2927 | 0.00384 |  | 930.4448 | 0.86254 |  | 789.3528 | 0 |  | 1014.6763 | 0.46385 |  |  |  | 1173.234 | 0.021735 |  | 1234.3696 | 0.3931 |  | 1482.2928 | 0.018864 | [7 empty] | 1149.3621 | 0 |  | 1149.3552 | 0.02968
| 930.6129 | 0.00545 |  | 789.5901 | 0.6423 |  | 789.5901 | 0.41747 |  | 930.1753 | 3.0002e-05 |  | 789.5901 | 0.028656 |  | 934.4631 | 0.00363 |  | 930.6129 | 0.86511 |  | 789.5901 | 0.001 |  | 1014.7787 | 0.46449 |  |  |  | 1173.656 | 0.021028 |  | 1234.4443 | 0.39144 |  | 1482.562 | 0.018775 | [7 empty] | 1149.4268 | 0 |  | 1149.4199 | 0.02978
| 930.781 | 0.00415 |  | 789.8274 | 0.62644 |  | 789.8274 | 0.4238 |  | 930.3441 | 0 |  | 789.8274 | 0.027571 |  | 934.6335 | 0.00351 |  | 930.781 | 0.8695 |  | 789.8274 | 0 |  | 1014.8812 | 0.46449 |  |  |  | 1174.077 | 0.020243 |  | 1234.5189 | 0.38979 |  | 1482.8313 | 0.018772 | [7 empty] | 1149.4915 | 0 |  | 1149.4846 | 0.02997
| 930.9491 | 0.00515 |  | 790.0648 | 0.61075 |  | 790.0648 | 0.42908 |  | 930.5128 | 6.9993e-05 |  | 790.0648 | 0.02853 |  | 934.8039 | 0.00335 |  | 930.9491 | 0.8727 |  | 790.0648 | 0 |  | 1014.9837 | 0.46524 |  |  |  | 1174.5 | 0.020018 |  | 1234.5935 | 0.38813 |  | 1483.1006 | 0.018879 | [7 empty] | 1149.5561 | 0 |  | 1149.5493 | 0.03024
| 931.1172 | 0.00475 |  | 790.3021 | 0.59293 |  | 790.3021 | 0.43412 |  | 930.6816 | 0 |  | 790.3021 | 0.028327 |  | 934.9743 | 0.0034 |  | 931.1172 | 0.87623 |  | 790.3021 | 0.001 |  | 1015.0862 | 0.46588 |  |  |  | 1174.922 | 0.019013 |  | 1234.6682 | 0.38649 |  | 1483.37 | 0.019095 | [7 empty] | 1149.621 | 0 |  | 1149.6141 | 0.03059
| 931.2853 | 0.0052 |  | 790.5395 | 0.58065 |  | 790.5395 | 0.44797 |  | 930.8503 | 6.9993e-05 |  | 790.5395 | 0.030628 |  | 935.1447 | 0.00317 |  | 931.2853 | 0.87841 |  | 790.5395 | 0 |  | 1015.1888 | 0.46601 |  |  |  | 1175.345 | 0.017973 |  | 1234.7429 | 0.38485 |  | 1483.6395 | 0.019393 | [7 empty] | 1149.6857 | 0 |  | 1149.6788 | 0.031
| 931.4534 | 0.00438 |  | 790.7769 | 0.56405 |  | 790.7769 | 0.44266 |  | 931.0191 | 0 |  | 790.7769 | 0.028887 |  | 935.3152 | 0.00317 |  | 931.4534 | 0.88181 |  | 790.7769 | 0 |  | 1015.2913 | 0.46588 |  |  |  | 1175.768 | 0.017661 |  | 1234.8175 | 0.38321 |  | 1483.9092 | 0.019731 | [7 empty] | 1149.7505 | 0 |  | 1149.7436 | 0.03143
| 931.6214 | 0.00408 |  | 791.0142 | 0.54763 |  | 791.0142 | 0.45325 |  | 931.1878 | 5.0004e-05 |  | 791.0142 | 0.031028 |  | 935.4856 | 0.00298 |  | 931.6214 | 0.88471 |  | 791.0142 | 0 |  | 1015.3939 | 0.46604 |  |  |  | 1176.192 | 0.016887 |  | 1234.8922 | 0.38158 |  | 1484.179 | 0.020056 | [7 empty] | 1149.8152 | 0 |  | 1149.8084 | 0.03185
| 931.7895 | 0.00606 |  | 791.2516 | 0.53328 |  | 791.2516 | 0.45643 |  | 931.3566 | 0 |  | 791.2516 | 0.029037 |  | 935.656 | 0.00297 |  | 931.7895 | 0.88833 |  | 791.2516 | 0.00020004 |  | 1015.4965 | 0.46658 |  |  |  | 1176.615 | 0.01649 |  | 1234.9669 | 0.37995 |  | 1484.4487 | 0.020325 | [7 empty] | 1149.88 | 0 |  | 1149.8732 | 0.03223
| 931.9576 | 0.00651 |  | 791.489 | 0.51632 |  | 791.489 | 0.46797 |  | 931.5253 | 3.0002e-05 |  | 791.489 | 0.032024 |  | 935.8264 | 0.00273 |  | 931.9576 | 0.88947 |  | 791.489 | 0.00020004 |  | 1015.5992 | 0.4665 |  |  |  | 1177.039 | 0.015328 |  | 1235.0416 | 0.37831 |  | 1484.7188 | 0.020507 | [7 empty] | 1149.9447 | 0 |  | 1149.938 | 0.03257
| 932.1258 | 0.00441 |  | 791.7264 | 0.50161 |  | 791.7264 | 0.4757 |  | 931.6941 | 0 |  | 791.7264 | 0.030823 |  | 935.9969 | 0.00278 |  | 932.1258 | 0.89099 |  | 791.7264 | 0 |  | 1015.7018 | 0.4661 |  |  |  | 1177.464 | 0.015088 |  | 1235.1163 | 0.37669 |  | 1484.9888 | 0.020588 | [7 empty] | 1150.0095 | 0 |  | 1150.0027 | 0.03285
| 932.2939 | 0.00433 |  | 791.9638 | 0.4871 |  | 791.9638 | 0.47455 |  | 931.8629 | 6.9993e-05 |  | 791.9638 | 0.032731 |  | 936.1673 | 0.00258 |  | 932.2939 | 0.89037 |  | 791.9638 | 0.001 |  | 1015.8045 | 0.46694 |  |  |  | 1177.888 | 0.014325 |  | 1235.191 | 0.37508 |  | 1485.2588 | 0.020565 | [7 empty] | 1150.0743 | 0 |  | 1150.0675 | 0.03307
| 932.462 | 0.00508 |  | 792.2013 | 0.47291 |  | 792.2013 | 0.47775 |  | 932.0316 | 0 |  | 792.2013 | 0.032029 |  | 936.3377 | 0.00268 |  | 932.462 | 0.89114 |  | 792.2012 | 0 |  | 1015.9072 | 0.46836 |  |  |  | 1178.313 | 0.013454 |  | 1235.2658 | 0.37346 |  | 1485.5291 | 0.020448 | [7 empty] | 1150.1392 | 0 |  | 1150.1323 | 0.03325
| 932.6301 | 0.00612 |  | 792.4387 | 0.45603 |  | 792.4387 | 0.49452 |  | 932.2004 | 0.00011 |  | 792.4387 | 0.033436 |  | 936.5082 | 0.00245 |  | 932.6301 | 0.89018 |  | 792.4387 | 0 |  | 1016.0099 | 0.46969 |  |  |  | 1178.739 | 0.012878 |  | 1235.3406 | 0.37186 |  | 1485.7994 | 0.020252 | [7 empty] | 1150.204 | 0 |  | 1150.1971 | 0.03338
| 932.7982 | 0.0039 |  | 792.6761 | 0.44171 |  | 792.6761 | 0.49324 |  | 932.3692 | 0 |  | 792.6761 | 0.032872 |  | 936.6786 | 0.00246 |  | 932.7982 | 0.89085 |  | 792.6761 | 0.00080116 |  | 1016.1126 | 0.4711 |  |  |  | 1179.164 | 0.012149 |  | 1235.4153 | 0.37024 |  | 1486.0698 | 0.019993 | [7 empty] | 1150.2688 | 0 |  | 1150.262 | 0.03347
| 932.9663 | 0.00503 |  | 792.9136 | 0.42993 |  | 792.9136 | 0.49579 |  | 932.538 | 6.9993e-05 |  | 792.9136 | 0.03498 |  | 936.8491 | 0.00217 |  | 932.9663 | 0.89028 |  | 792.9136 | 0.001 |  | 1016.2154 | 0.47158 |  |  |  | 1179.59 | 0.011531 |  | 1235.49 | 0.36864 |  | 1486.3403 | 0.019693 | [7 empty] | 1150.3336 | 0 |  | 1150.3268 | 0.03352
| 933.1344 | 0.00529 |  | 793.151 | 0.41232 |  | 793.151 | 0.50797 |  | 932.7067 | 0 |  | 793.151 | 0.034217 |  | 937.0195 | 0.00218 |  | 933.1344 | 0.89194 |  | 793.151 | 0 |  | 1016.3182 | 0.47113 |  |  |  | 1180.016 | 0.010964 |  | 1235.5648 | 0.36704 |  | 1486.611 | 0.019373 | [7 empty] | 1150.3984 | 0 |  | 1150.3916 | 0.03351
| 933.3025 | 0.00448 |  | 793.3885 | 0.40129 |  | 793.3885 | 0.51788 |  | 932.8755 | 5.0004e-05 |  | 793.3885 | 0.03581 |  | 937.19 | 0.00197 |  | 933.3025 | 0.89219 |  | 793.3885 | 0.001 |  | 1016.421 | 0.47092 |  |  |  | 1180.443 | 0.010895 |  | 1235.6395 | 0.36545 |  | 1486.8817 | 0.019052 | [7 empty] | 1150.4633 | 0 |  | 1150.4564 | 0.03347
| 933.4706 | 0.00483 |  | 793.6259 | 0.38773 |  | 793.6259 | 0.52084 |  | 933.0443 | 0 |  | 793.6259 | 0.035176 |  | 937.3604 | 0.00206 |  | 933.4706 | 0.89385 |  | 793.6259 | 0.00040068 |  | 1016.5237 | 0.47154 |  |  |  | 1180.87 | 0.010004 |  | 1235.7144 | 0.36386 |  | 1487.1525 | 0.018757 | [7 empty] | 1150.5281 | 0 |  | 1150.5212 | 0.03338
| 933.6388 | 0.00431 |  | 793.8634 | 0.37227 |  | 793.8634 | 0.5216 |  | 933.2131 | 5.0004e-05 |  | 793.8634 | 0.035952 |  | 937.5309 | 0.00182 |  | 933.6388 | 0.89418 |  | 793.8634 | 0.001 |  | 1016.6266 | 0.47251 |  |  |  | 1181.297 | 0.0097014 |  | 1235.7892 | 0.36227 |  | 1487.4233 | 0.018515 | [7 empty] | 1150.5929 | 0 |  | 1150.5861 | 0.03326
| 933.8069 | 0.00455 |  | 794.1009 | 0.36049 |  | 794.1009 | 0.53264 |  | 933.3819 | 0 |  | 794.1009 | 0.035681 |  | 937.7013 | 0.00193 |  | 933.8069 | 0.89573 |  | 794.1009 | 0.00040068 |  | 1016.7295 | 0.47321 |  |  |  | 1181.724 | 0.0088661 |  | 1235.8639 | 0.3607 |  | 1487.6945 | 0.018357 | [7 empty] | 1150.6578 | 0 |  | 1150.651 | 0.03313
| 933.975 | 0.00848 |  | 794.3384 | 0.34903 |  | 794.3384 | 0.54152 |  | 933.5507 | 6.9993e-05 |  | 794.3384 | 0.037574 |  | 937.8718 | 0.0018 |  | 933.975 | 0.89689 |  | 794.3384 | 0.00020044 |  | 1016.8323 | 0.47353 |  |  |  | 1182.152 | 0.0087476 |  | 1235.9387 | 0.35912 |  | 1487.9656 | 0.018313 | [7 empty] | 1150.7227 | 0 |  | 1150.7158 | 0.03299
| 934.1431 | 0.00577 |  | 794.5759 | 0.33575 |  | 794.5759 | 0.54313 |  | 933.7195 | 0 |  | 794.5759 | 0.036867 |  | 938.0423 | 0.00187 |  | 934.1431 | 0.89878 |  | 794.5759 | 0 |  | 1016.9352 | 0.47343 |  |  |  | 1182.58 | 0.0082151 |  | 1236.0135 | 0.35754 |  | 1488.2367 | 0.018406 | [7 empty] | 1150.7875 | 0 |  | 1150.7808 | 0.03286
| 934.3112 | 0.00691 |  | 794.8134 | 0.32454 |  | 794.8134 | 0.55557 |  | 933.8883 | 6.9993e-05 |  | 794.8134 | 0.039569 |  | 938.2127 | 0.00168 |  | 934.3112 | 0.89938 |  | 794.8134 | 0 |  | 1017.0381 | 0.47346 |  |  |  | 1183.008 | 0.0079942 |  | 1236.0884 | 0.35597 |  | 1488.5081 | 0.018645 | [7 empty] | 1150.8524 | 0 |  | 1150.8456 | 0.03273
| 934.4794 | 0.00594 |  | 795.0509 | 0.31194 |  | 795.0509 | 0.56191 |  | 934.0571 | 0 |  | 795.0509 | 0.03747 |  | 938.3832 | 0.00184 |  | 934.4794 | 0.90061 |  | 795.0509 | 0 |  | 1017.1411 | 0.47455 |  |  |  | 1183.437 | 0.0077738 |  | 1236.1632 | 0.3544 |  | 1488.7794 | 0.019016 | [7 empty] | 1150.9174 | 0 |  | 1150.9105 | 0.03258
| 934.6475 | 0.00468 |  | 795.2884 | 0.3024 |  | 795.2884 | 0.56995 |  | 934.2259 | 3.0002e-05 |  | 795.2884 | 0.039104 |  | 938.5537 | 0.00164 |  | 934.6475 | 0.90136 |  | 795.2885 | 0.001 |  | 1017.2441 | 0.47538 |  |  |  | 1183.866 | 0.0073748 |  | 1236.238 | 0.35285 |  | 1489.0509 | 0.019487 | [7 empty] | 1150.9822 | 0 |  | 1150.9753 | 0.03242
| 934.8156 | 0.00497 |  | 795.526 | 0.29118 |  | 795.526 | 0.57198 |  | 934.3947 | 0 |  | 795.526 | 0.039622 |  | 938.7242 | 0.00171 |  | 934.8156 | 0.90416 |  | 795.526 | 0.001 |  | 1017.347 | 0.47562 |  |  |  | 1184.295 | 0.0072555 |  | 1236.313 | 0.35129 |  | 1489.3225 | 0.020005 | [7 empty] | 1151.0471 | 0 |  | 1151.0403 | 0.03222
| 934.9838 | 0.00424 |  | 795.7635 | 0.28138 |  | 795.7635 | 0.57942 |  | 934.5635 | 6.9993e-05 |  | 795.7635 | 0.04109 |  | 938.8947 | 0.00147 |  | 934.9838 | 0.90595 |  | 795.7635 | 0.00080096 |  | 1017.45 | 0.47687 |  |  |  | 1184.725 | 0.007459 |  | 1236.3878 | 0.34973 |  | 1489.5942 | 0.020506 | [7 empty] | 1151.1121 | 0 |  | 1151.1052 | 0.03197
| 935.1519 | 0.00564 |  | 796.0011 | 0.27117 |  | 796.0011 | 0.59826 |  | 934.7323 | 0 |  | 796.0011 | 0.040293 |  | 939.0651 | 0.00156 |  | 935.1519 | 0.90787 |  | 796.0011 | 0 |  | 1017.553 | 0.47786 |  |  |  | 1185.155 | 0.0068117 |  | 1236.4626 | 0.34819 |  | 1489.8661 | 0.02092 | [7 empty] | 1151.1769 | 0 |  | 1151.17 | 0.03169
| 935.32 | 0.00466 |  | 796.2386 | 0.26216 |  | 796.2386 | 0.59927 |  | 934.9011 | 6.9993e-05 |  | 796.2386 | 0.042876 |  | 939.2356 | 0.00131 |  | 935.32 | 0.90746 |  | 796.2386 | 0 |  | 1017.656 | 0.47899 |  |  |  | 1185.585 | 0.0064674 |  | 1236.5376 | 0.34665 |  | 1490.1379 | 0.021188 | [7 empty] | 1151.2418 | 0 |  | 1151.235 | 0.03138
| 935.4882 | 0.00533 |  | 796.4762 | 0.25057 |  | 796.4762 | 0.60645 |  | 935.0699 | 0 |  | 796.4762 | 0.041817 |  | 939.4061 | 0.00149 |  | 935.4882 | 0.9069 |  | 796.4762 | 0 |  | 1017.7591 | 0.48023 |  |  |  | 1186.015 | 0.0064504 |  | 1236.6124 | 0.34511 |  | 1490.41 | 0.02127 | [7 empty] | 1151.3068 | 0 |  | 1151.2999 | 0.03106
| 935.6563 | 0.00575 |  | 796.7138 | 0.24413 |  | 796.7138 | 0.61504 |  | 935.2388 | 6.9993e-05 |  | 796.7138 | 0.042945 |  | 939.5766 | 0.00135 |  | 935.6563 | 0.90579 |  | 796.7138 | 0 |  | 1017.8622 | 0.48049 |  |  |  | 1186.446 | 0.0063556 |  | 1236.6874 | 0.34357 |  | 1490.6821 | 0.021158 | [7 empty] | 1151.3717 | 0 |  | 1151.3649 | 0.03073
| 935.8244 | 0.00443 |  | 796.9514 | 0.23498 |  | 796.9514 | 0.6172 |  | 935.4076 | 0 |  | 796.9514 | 0.042498 |  | 939.7471 | 0.00143 |  | 935.8244 | 0.907 |  | 796.9514 | 0.00060092 |  | 1017.9653 | 0.48112 |  |  |  | 1186.877 | 0.0063956 |  | 1236.7623 | 0.34205 |  | 1490.9542 | 0.02088 | [7 empty] | 1151.4367 | 0 |  | 1151.4298 | 0.03045
| 935.9926 | 0.00417 |  | 797.1889 | 0.22606 |  | 797.1889 | 0.62462 |  | 935.5764 | 6.9993e-05 |  | 797.1889 | 0.044636 |  | 939.9176 | 0.00131 |  | 935.9926 | 0.90781 |  | 797.1889 | 0.001 |  | 1018.0684 | 0.48188 |  |  |  | 1187.309 | 0.0062323 |  | 1236.8372 | 0.34051 |  | 1491.2266 | 0.020497 | [7 empty] | 1151.5016 | 0 |  | 1151.4948 | 0.03023
| 936.1607 | 0.00381 |  | 797.4265 | 0.21569 |  | 797.4265 | 0.63234 |  | 935.7453 | 0 |  | 797.4265 | 0.043714 |  | 940.0881 | 0.00144 |  | 936.1607 | 0.90984 |  | 797.4265 | 0.00060072 |  | 1018.1716 | 0.48189 |  |  |  | 1187.74 | 0.0063621 |  | 1236.9121 | 0.339 |  | 1491.499 | 0.020087 | [7 empty] | 1151.5665 | 0 |  | 1151.5598 | 0.03012
| 936.3289 | 0.00605 |  | 797.6641 | 0.21022 |  | 797.6641 | 0.6465 |  | 935.9141 | 5.0004e-05 |  | 797.6641 | 0.046107 |  | 940.2586 | 0.00123 |  | 936.3289 | 0.91064 |  | 797.6641 | 0.00080076 |  | 1018.2748 | 0.482 |  |  |  | 1188.172 | 0.0065497 |  | 1236.9871 | 0.33748 |  | 1491.7715 | 0.019728 | [7 empty] | 1151.6316 | 0 |  | 1151.6248 | 0.03014
| 936.497 | 0.00285 |  | 797.9018 | 0.20316 |  | 797.9018 | 0.65333 |  | 936.0829 | 0 |  | 797.9018 | 0.044644 |  | 940.4291 | 0.00124 |  | 936.497 | 0.91322 |  | 797.9018 | 0.001 |  | 1018.3779 | 0.48231 |  |  |  | 1188.605 | 0.0066018 |  | 1237.062 | 0.33596 |  | 1492.0441 | 0.019479 | [7 empty] | 1151.6965 | 0 |  | 1151.6897 | 0.03032
| 936.6652 | 0.00466 |  | 798.1394 | 0.19563 |  | 798.1394 | 0.65883 |  | 936.2518 | 5.0004e-05 |  | 798.1394 | 0.047312 |  | 940.5996 | 0.00119 |  | 936.6652 | 0.91636 |  | 798.1394 | 0.001 |  | 1018.4811 | 0.48202 |  |  |  | 1189.038 | 0.0063057 |  | 1237.137 | 0.33446 |  | 1492.3168 | 0.019367 | [7 empty] | 1151.7615 | 0 |  | 1151.7546 | 0.03063
| 936.8333 | 0.00469 |  | 798.377 | 0.18816 |  | 798.377 | 0.66853 |  | 936.4206 | 0 |  | 798.377 | 0.046248 |  | 940.7702 | 0.00121 |  | 936.8333 | 0.92122 |  | 798.377 | 0.00060092 |  | 1018.5844 | 0.48225 |  |  |  | 1189.471 | 0.0062896 |  | 1237.2119 | 0.33296 |  | 1492.5896 | 0.019391 | [7 empty] | 1151.8265 | 0 |  | 1151.8197 | 0.03104
| 937.0015 | 0.00343 |  | 798.6147 | 0.1823 |  | 798.6147 | 0.6833 |  | 936.5894 | 5.0004e-05 |  | 798.6147 | 0.048892 |  | 940.9407 | 0.00091601 |  | 937.0015 | 0.92447 |  | 798.6146 | 0.00080096 |  | 1018.6876 | 0.48409 |  |  |  | 1189.904 | 0.006141 |  | 1237.2869 | 0.33146 |  | 1492.8624 | 0.019521 | [7 empty] | 1151.8915 | 0 |  | 1151.8846 | 0.03149
| 937.1696 | 0.00429 |  | 798.8523 | 0.17538 |  | 798.8523 | 0.67998 |  | 936.7583 | 0 |  | 798.8523 | 0.047859 |  | 941.1112 | 0.00096355 |  | 937.1696 | 0.92612 |  | 798.8523 | 0 |  | 1018.7909 | 0.48591 |  |  |  | 1190.338 | 0.006376 |  | 1237.3619 | 0.32997 |  | 1493.1355 | 0.01972 | [7 empty] | 1151.9565 | 0 |  | 1151.9497 | 0.0319
| 937.3378 | 0.00571 |  | 799.09 | 0.17113 |  | 799.09 | 0.69918 |  | 936.9271 | 6.9993e-05 |  | 799.09 | 0.050262 |  | 941.2817 | 0.00080769 |  | 937.3378 | 0.92475 |  | 799.09 | 0 |  | 1018.8942 | 0.48659 |  |  |  | 1190.772 | 0.0064293 |  | 1237.4369 | 0.32848 |  | 1493.4086 | 0.019943 | [7 empty] | 1152.0215 | 0 |  | 1152.0147 | 0.03222
| 937.5059 | 0.00397 |  | 799.3276 | 0.16238 |  | 799.3276 | 0.70218 |  | 937.096 | 0 |  | 799.3276 | 0.049864 |  | 941.4523 | 0.00089816 |  | 937.5059 | 0.92393 |  | 799.3276 | 0 |  | 1018.9976 | 0.48739 |  |  |  | 1191.206 | 0.0062122 |  | 1237.5118 | 0.32699 |  | 1493.6818 | 0.020148 | [7 empty] | 1152.0865 | 0 |  | 1152.0797 | 0.03239
| 937.6741 | 0.00536 |  | 799.5653 | 0.15843 |  | 799.5653 | 0.71376 |  | 937.2648 | 6.9993e-05 |  | 799.5653 | 0.051466 |  | 941.6228 | 0.00073086 |  | 937.6741 | 0.92319 |  | 799.5653 | 0.001 |  | 1019.1009 | 0.48855 |  |  |  | 1191.641 | 0.0066766 |  | 1237.5869 | 0.32551 |  | 1493.9551 | 0.020294 | [7 empty] | 1152.1516 | 0 |  | 1152.1448 | 0.03241
| 937.8422 | 0.00388 |  | 799.803 | 0.15082 |  | 799.803 | 0.71619 |  | 937.4337 | 0 |  | 799.803 | 0.050546 |  | 941.7933 | 0.00098093 |  | 937.8422 | 0.92451 |  | 799.803 | 0 |  | 1019.2042 | 0.48952 |  |  |  | 1192.076 | 0.0066624 |  | 1237.6619 | 0.32404 |  | 1494.2285 | 0.020345 | [7 empty] | 1152.2166 | 0 |  | 1152.2097 | 0.03226
| 938.0104 | 0.00426 |  | 800.0406 | 0.14805 |  | 800.0406 | 0.72938 |  | 937.6026 | 3.0002e-05 |  | 800.0406 | 0.053431 |  | 941.9638 | 0.00077312 |  | 938.0104 | 0.92504 |  | 800.0407 | 0.00080096 |  | 1019.3076 | 0.49028 |  |  |  | 1192.511 | 0.0066867 |  | 1237.7369 | 0.32256 |  | 1494.502 | 0.020277 | [7 empty] | 1152.2816 | 0 |  | 1152.2748 | 0.03196
| 938.1786 | 0.00485 |  | 800.2783 | 0.14111 |  | 800.2783 | 0.74144 |  | 937.7714 | 0 |  | 800.2783 | 0.051616 |  | 942.1344 | 0.00083891 |  | 938.1786 | 0.9267 |  | 800.2783 | 0.001 |  | 1019.411 | 0.49063 |  |  |  | 1192.947 | 0.006591 |  | 1237.812 | 0.3211 |  | 1494.7755 | 0.020081 | [7 empty] | 1152.3467 | 0 |  | 1152.3398 | 0.03155
| 938.3467 | 0.0045 |  | 800.516 | 0.13818 |  | 800.516 | 0.73823 |  | 937.9403 | 6.9993e-05 |  | 800.516 | 0.055176 |  | 942.3049 | 0.00061484 |  | 938.3467 | 0.92753 |  | 800.516 | 0 |  | 1019.5145 | 0.49097 |  |  |  | 1193.382 | 0.0071535 |  | 1237.887 | 0.31963 |  | 1495.0493 | 0.019772 | [7 empty] | 1152.4117 | 0 |  | 1152.4049 | 0.03105
| 938.5149 | 0.0049 |  | 800.7538 | 0.13235 |  | 800.7538 | 0.7456 |  | 938.1092 | 0 |  | 800.7538 | 0.054067 |  | 942.4755 | 0.00084192 |  | 938.5149 | 0.93043 |  | 800.7538 | 0 |  | 1019.6179 | 0.49186 |  |  |  | 1193.819 | 0.0069987 |  | 1237.962 | 0.31817 |  | 1495.3231 | 0.019387 | [7 empty] | 1152.4768 | 0 |  | 1152.47 | 0.03052
| 938.683 | 0.00571 |  | 800.9915 | 0.12833 |  | 800.9915 | 0.76613 |  | 938.278 | 6.9993e-05 |  | 800.9915 | 0.056013 |  | 942.646 | 0.00059458 |  | 938.683 | 0.93186 |  | 800.9915 | 0.00080096 |  | 1019.7214 | 0.49328 |  |  |  | 1194.255 | 0.0074073 |  | 1238.0371 | 0.31673 |  | 1495.5969 | 0.018974 | [7 empty] | 1152.5419 | 0 |  | 1152.535 | 0.03
| 938.8512 | 0.00434 |  | 801.2292 | 0.12285 |  | 801.2292 | 0.77538 |  | 938.4469 | 0 |  | 801.2292 | 0.055606 |  | 942.8166 | 0.00085476 |  | 938.8512 | 0.93421 |  | 801.2292 | 0.00040068 |  | 1019.8248 | 0.49444 |  |  |  | 1194.692 | 0.0072904 |  | 1238.1122 | 0.31528 |  | 1495.871 | 0.018575 | [7 empty] | 1152.6069 | 0 |  | 1152.6001 | 0.02953
| 939.0194 | 0.00651 |  | 801.4669 | 0.12002 |  | 801.4669 | 0.77632 |  | 938.6158 | 8.9995e-05 |  | 801.4669 | 0.057886 |  | 942.9871 | 0.00069949 |  | 939.0194 | 0.93494 |  | 801.4669 | 0.00080096 |  | 1019.9283 | 0.49532 |  |  |  | 1195.129 | 0.0075288 |  | 1238.1873 | 0.31383 |  | 1496.145 | 0.018217 | [7 empty] | 1152.672 | 0 |  | 1152.6652 | 0.02916
| 939.1876 | 0.00399 |  | 801.7047 | 0.11326 |  | 801.7047 | 0.79133 |  | 938.7847 | 0 |  | 801.7047 | 0.056297 |  | 943.1577 | 0.00084051 |  | 939.1876 | 0.93618 |  | 801.7047 | 0 |  | 1020.0319 | 0.49636 |  |  |  | 1195.567 | 0.0069173 |  | 1238.2623 | 0.3124 |  | 1496.4193 | 0.017906 | [7 empty] | 1152.7372 | 0 |  | 1152.7304 | 0.02891
| 939.3557 | 0.0051 |  | 801.9424 | 0.11171 |  | 801.9424 | 0.79936 |  | 938.9535 | 6.9993e-05 |  | 801.9424 | 0.058882 |  | 943.3282 | 0.00057713 |  | 939.3557 | 0.93619 |  | 801.9424 | 0 |  | 1020.1354 | 0.49682 |  |  |  | 1196.005 | 0.0071436 |  | 1238.3375 | 0.31096 |  | 1496.6936 | 0.017636 | [7 empty] | 1152.8022 | 0 |  | 1152.7954 | 0.02879
| 939.5239 | 0.00388 |  | 802.1802 | 0.10663 |  | 802.1802 | 0.80224 |  | 939.1224 | 0 |  | 802.1802 | 0.059438 |  | 943.4988 | 0.00070712 |  | 939.5239 | 0.93687 |  | 802.1802 | 0 |  | 1020.239 | 0.49719 |  |  |  | 1196.443 | 0.0069569 |  | 1238.4126 | 0.30953 |  | 1496.968 | 0.017394 | [7 empty] | 1152.8673 | 0 |  | 1152.8605 | 0.02879
| 939.6921 | 0.00543 |  | 802.418 | 0.10326 |  | 802.418 | 0.8111 |  | 939.2913 | 6.9993e-05 |  | 802.418 | 0.060552 |  | 943.6694 | 0.00045677 |  | 939.6921 | 0.93745 |  | 802.418 | 0.001 |  | 1020.3426 | 0.49814 |  |  |  | 1196.881 | 0.007107 |  | 1238.4877 | 0.30811 |  | 1497.2424 | 0.017177 | [7 empty] | 1152.9325 | 0 |  | 1152.9257 | 0.0289
| 939.8602 | 0.00601 |  | 802.6557 | 0.099585 |  | 802.6557 | 0.81174 |  | 939.4602 | 0 |  | 802.6557 | 0.060092 |  | 943.8399 | 0.00062266 |  | 939.8602 | 0.93883 |  | 802.6557 | 0 |  | 1020.4462 | 0.49933 |  |  |  | 1197.32 | 0.0068009 |  | 1238.5629 | 0.30669 |  | 1497.5171 | 0.016987 | [7 empty] | 1152.9976 | 0 |  | 1152.9907 | 0.02905
| 940.0284 | 0.00557 |  | 802.8935 | 0.097475 |  | 802.8935 | 0.82916 |  | 939.6291 | 5.0004e-05 |  | 802.8935 | 0.061918 |  | 944.0105 | 0.00044252 |  | 940.0284 | 0.93957 |  | 802.8935 | 0.00040028 |  | 1020.5497 | 0.50057 |  |  |  | 1197.759 | 0.0069188 |  | 1238.6379 | 0.30528 |  | 1497.7917 | 0.016836 | [7 empty] | 1153.0627 | 0 |  | 1153.0559 | 0.02921
| 940.1966 | 0.0049 |  | 803.1313 | 0.092594 |  | 803.1313 | 0.84084 |  | 939.798 | 0 |  | 803.1313 | 0.062142 |  | 944.1811 | 0.00061303 |  | 940.1966 | 0.94169 |  | 803.1313 | 0 |  | 1020.6534 | 0.5011 |  |  |  | 1198.198 | 0.0067952 |  | 1238.7131 | 0.30387 |  | 1498.0665 | 0.016739 | [7 empty] | 1153.1278 | 0 |  | 1153.121 | 0.02932
| 940.3648 | 0.00468 |  | 803.3691 | 0.091286 |  | 803.3691 | 0.85057 |  | 939.9669 | 6.9993e-05 |  | 803.3691 | 0.064324 |  | 944.3516 | 0.00045316 |  | 940.3648 | 0.94321 |  | 803.3691 | 0 |  | 1020.7571 | 0.50181 |  |  |  | 1198.638 | 0.0063551 |  | 1238.7883 | 0.30246 |  | 1498.3414 | 0.016709 | [7 empty] | 1153.193 | 0 |  | 1153.1862 | 0.02933
| 940.533 | 0.00638 |  | 803.6069 | 0.086187 |  | 803.6069 | 0.85865 |  | 940.1358 | 0 |  | 803.6069 | 0.064022 |  | 944.5222 | 0.0006353 |  | 940.533 | 0.9456 |  | 803.6069 | 0 |  | 1020.8608 | 0.50299 |  |  |  | 1199.078 | 0.0068852 |  | 1238.8634 | 0.30106 |  | 1498.6165 | 0.016759 | [7 empty] | 1153.2582 | 0 |  | 1153.2513 | 0.02922
| 940.7012 | 0.00359 |  | 803.8447 | 0.085341 |  | 803.8447 | 0.85767 |  | 940.3047 | 5.0004e-05 |  | 803.8447 | 0.06649 |  | 944.6928 | 0.00039719 |  | 940.7012 | 0.94685 |  | 803.8447 | 0 |  | 1020.9645 | 0.50392 |  |  |  | 1199.519 | 0.0066984 |  | 1238.9386 | 0.29967 |  | 1498.8916 | 0.016895 | [7 empty] | 1153.3234 | 0 |  | 1153.3165 | 0.02896
| 940.8693 | 0.00563 |  | 804.0825 | 0.079947 |  | 804.0825 | 0.86077 |  | 940.4736 | 0 |  | 804.0825 | 0.06542 |  | 944.8634 | 0.00054443 |  | 940.8693 | 0.94839 |  | 804.0825 | 0.001 |  | 1021.0682 | 0.50502 |  |  |  | 1199.959 | 0.0065446 |  | 1239.0138 | 0.29829 |  | 1499.1667 | 0.017116 | [7 empty] | 1153.3884 | 0 |  | 1153.3816 | 0.02858
| 941.0375 | 0.00709 |  | 804.3204 | 0.079088 |  | 804.3204 | 0.87349 |  | 940.6425 | 8.9995e-05 |  | 804.3204 | 0.067913 |  | 945.034 | 0.00041284 |  | 941.0375 | 0.94925 |  | 804.3204 | 0.001 |  | 1021.1719 | 0.50578 |  |  |  | 1200.4 | 0.0066179 |  | 1239.089 | 0.29689 |  | 1499.4421 | 0.017405 | [7 empty] | 1153.4536 | 0 |  | 1153.4468 | 0.02811
| 941.2057 | 0.00649 |  | 804.5582 | 0.074178 |  | 804.5582 | 0.88177 |  | 940.8114 | 0 |  | 804.5582 | 0.068554 |  | 945.2046 | 0.00069508 |  | 941.2057 | 0.94973 |  | 804.5582 | 0 |  | 1021.2758 | 0.50602 |  |  |  | 1200.842 | 0.0063996 |  | 1239.1642 | 0.29552 |  | 1499.7175 | 0.017724 | [7 empty] | 1153.5188 | 0 |  | 1153.512 | 0.02758
| 941.3739 | 0.00598 |  | 804.7961 | 0.073334 |  | 804.7961 | 0.88197 |  | 940.9803 | 5.0004e-05 |  | 804.7961 | 0.069866 |  | 945.3752 | 0.00054403 |  | 941.3739 | 0.94958 |  | 804.7961 | 0.001 |  | 1021.3796 | 0.50647 |  |  |  | 1201.283 | 0.0058093 |  | 1239.2394 | 0.29414 |  | 1499.993 | 0.018021 | [7 empty] | 1153.584 | 0 |  | 1153.5772 | 0.02705
| 941.5421 | 0.00496 |  | 805.0339 | 0.069097 |  | 805.0339 | 0.89969 |  | 941.1492 | 0 |  | 805.0339 | 0.069656 |  | 945.5458 | 0.00071855 |  | 941.5421 | 0.94994 |  | 805.0339 | 0.001 |  | 1021.4834 | 0.50715 |  |  |  | 1201.725 | 0.0064468 |  | 1239.3146 | 0.29278 |  | 1500.2687 | 0.018238 | [7 empty] | 1153.6492 | 0 |  | 1153.6423 | 0.02656
| 941.7103 | 0.00487 |  | 805.2718 | 0.069777 |  | 805.2718 | 0.90076 |  | 941.3181 | 5.0004e-05 |  | 805.2718 | 0.072795 |  | 945.7164 | 0.00062005 |  | 941.7103 | 0.95006 |  | 805.2718 | 0.001 |  | 1021.5872 | 0.50764 |  |  |  | 1202.168 | 0.0060299 |  | 1239.3899 | 0.29141 |  | 1500.5443 | 0.018329 | [7 empty] | 1153.7145 | 0 |  | 1153.7076 | 0.02614
| 941.8785 | 0.00582 |  | 805.5096 | 0.064811 |  | 805.5096 | 0.89677 |  | 941.4871 | 0 |  | 805.5096 | 0.07233 |  | 945.887 | 0.00064734 |  | 941.8785 | 0.95155 |  | 805.5096 | 0 |  | 1021.6911 | 0.50851 |  |  |  | 1202.61 | 0.0057105 |  | 1239.4651 | 0.29005 |  | 1500.8202 | 0.018277 | [7 empty] | 1153.7797 | 0 |  | 1153.7728 | 0.02582
| 942.0467 | 0.00452 |  | 805.7475 | 0.064426 |  | 805.7475 | 0.91138 |  | 941.656 | 8.9995e-05 |  | 805.7475 | 0.074367 |  | 946.0576 | 0.00032216 |  | 942.0467 | 0.95307 |  | 805.7475 | -0.00040028 |  | 1021.795 | 0.50992 |  |  |  | 1203.053 | 0.0055323 |  | 1239.5403 | 0.28871 |  | 1501.0961 | 0.018101 | [7 empty] | 1153.8448 | 0 |  | 1153.838 | 0.0256
| 942.2149 | 0.00359 |  | 805.9854 | 0.061452 |  | 805.9854 | 0.9223 |  | 941.8249 | 0 |  | 805.9854 | 0.073589 |  | 946.2282 | 0.00047201 |  | 942.2149 | 0.95633 |  | 805.9854 | 0.00080076 |  | 1021.8989 | 0.51045 |  |  |  | 1203.497 | 0.0055621 |  | 1239.6156 | 0.28736 |  | 1501.3721 | 0.017858 | [7 empty] | 1153.91 | 0 |  | 1153.9032 | 0.02549
| 942.3831 | 0.00542 |  | 806.2233 | 0.060754 |  | 806.2233 | 0.91881 |  | 941.9939 | 6.9993e-05 |  | 806.2233 | 0.076201 |  | 946.3988 | 0.00029689 |  | 942.3831 | 0.95894 |  | 806.2233 | 0.001 |  | 1022.0028 | 0.5109 |  |  |  | 1203.94 | 0.005529 |  | 1239.6908 | 0.28602 |  | 1501.6482 | 0.017627 | [7 empty] | 1153.9753 | 0 |  | 1153.9685 | 0.02549
| 942.5513 | 0.00596 |  | 806.4612 | 0.057122 |  | 806.4612 | 0.92977 |  | 942.1628 | 0 |  | 806.4612 | 0.074776 |  | 946.5694 | 0.00030431 |  | 942.5513 | 0.9625 |  | 806.4612 | 0 |  | 1022.1068 | 0.51246 |  |  |  | 1204.384 | 0.0059331 |  | 1239.7661 | 0.28468 |  | 1501.9244 | 0.017486 | [7 empty] | 1154.0405 | 0 |  | 1154.0337 | 0.02557
| 942.7195 | 0.00478 |  | 806.6991 | 0.056511 |  | 806.6991 | 0.93723 |  | 942.3317 | 5.0004e-05 |  | 806.6991 | 0.078021 |  | 946.74 | 0.00014804 |  | 942.7195 | 0.96507 |  | 806.6991 | 0.00040048 |  | 1022.2107 | 0.5138 |  |  |  | 1204.828 | 0.0055798 |  | 1239.8414 | 0.28334 |  | 1502.2008 | 0.017488 | [7 empty] | 1154.1058 | 0 |  | 1154.099 | 0.02574
| 942.8877 | 0.00494 |  | 806.937 | 0.053829 |  | 806.937 | 0.94 |  | 942.5007 | 0 |  | 806.937 | 0.078246 |  | 946.9106 | 0.0003338 |  | 942.8877 | 0.96828 |  | 806.937 | 0.00080116 |  | 1022.3147 | 0.51522 |  |  |  | 1205.273 | 0.0052229 |  | 1239.9168 | 0.28202 |  | 1502.4772 | 0.017648 | [7 empty] | 1154.171 | 0 |  | 1154.1642 | 0.02598
| 943.0559 | 0.0063 |  | 807.1749 | 0.053994 |  | 807.1749 | 0.95342 |  | 942.6696 | 5.0004e-05 |  | 807.1749 | 0.081611 |  | 947.0813 | 0.0001382 |  | 943.0559 | 0.97101 |  | 807.1749 | 0.00040068 |  | 1022.4187 | 0.51707 |  |  |  | 1205.718 | 0.0050423 |  | 1239.9921 | 0.2807 |  | 1502.7538 | 0.017941 | [7 empty] | 1154.2363 | 0 |  | 1154.2295 | 0.02627
| 943.2241 | 0.00388 |  | 807.4129 | 0.049275 |  | 807.4129 | 0.94958 |  | 942.8385 | 0 |  | 807.4129 | 0.08123 |  | 947.2519 | 0.00037451 |  | 943.2241 | 0.97381 |  | 807.4129 | 0 |  | 1022.5228 | 0.51793 |  |  |  | 1206.163 | 0.0052522 |  | 1240.0673 | 0.27939 |  | 1503.0304 | 0.018307 | [7 empty] | 1154.3016 | 0 |  | 1154.2948 | 0.02662
| 943.3923 | 0.00658 |  | 807.6508 | 0.049108 |  | 807.6508 | 0.96651 |  | 943.0075 | 6.9993e-05 |  | 807.6508 | 0.082554 |  | 947.4225 | 0.00030401 |  | 943.3923 | 0.97544 |  | 807.6508 | 0 |  | 1022.6268 | 0.51778 |  |  |  | 1206.609 | 0.0049329 |  | 1240.1426 | 0.27808 |  | 1503.3071 | 0.018679 | [7 empty] | 1154.3668 | 0 |  | 1154.36 | 0.02702
| 943.5605 | 0.00708 |  | 807.8888 | 0.04655 |  | 807.8888 | 0.95764 |  | 943.1764 | 0 |  | 807.8888 | 0.081989 |  | 947.5931 | 0.00047793 |  | 943.5605 | 0.97703 |  | 807.8888 | 0 |  | 1022.7309 | 0.51784 |  |  |  | 1207.055 | 0.0049522 |  | 1240.218 | 0.27678 |  | 1503.5839 | 0.018997 | [7 empty] | 1154.4321 | 0 |  | 1154.4253 | 0.02747
| 943.7287 | 0.00389 |  | 808.1267 | 0.046008 |  | 808.1267 | 0.96037 |  | 943.3454 | 5.0004e-05 |  | 808.1267 | 0.085701 |  | 947.7638 | 0.00028615 |  | 943.7287 | 0.97758 |  | 808.1267 | 0.001 |  | 1022.835 | 0.51907 |  |  |  | 1207.501 | 0.004998 |  | 1240.2933 | 0.27547 |  | 1503.8608 | 0.019226 | [7 empty] | 1154.4974 | 0 |  | 1154.4906 | 0.02798
| 943.8969 | 0.00441 |  | 808.3647 | 0.042991 |  | 808.3647 | 0.97138 |  | 943.5143 | 0 |  | 808.3647 | 0.083668 |  | 947.9344 | 0.00041736 |  | 943.8969 | 0.97826 |  | 808.3647 | 0.00060092 |  | 1022.9391 | 0.52131 |  |  |  | 1207.948 | 0.0044778 |  | 1240.3686 | 0.27418 |  | 1504.1379 | 0.019358 | [7 empty] | 1154.5627 | 0 |  | 1154.5559 | 0.02855
| 944.0652 | 0.00559 |  | 808.6027 | 0.043132 |  | 808.6027 | 0.97195 |  | 943.6833 | 6.9993e-05 |  | 808.6027 | 0.086477 |  | 948.1051 | 0.0001638 |  | 944.0652 | 0.97806 |  | 808.6027 | 0.00040068 |  | 1023.0433 | 0.52259 |  |  |  | 1208.395 | 0.0048531 |  | 1240.444 | 0.2729 |  | 1504.415 | 0.019406 | [7 empty] | 1154.6281 | 0 |  | 1154.6212 | 0.0292
| 944.2334 | 0.00585 |  | 808.8406 | 0.040278 |  | 808.8406 | 0.97947 |  | 943.8523 | 0 |  | 808.8406 | 0.087132 |  | 948.2757 | 0.00035145 |  | 944.2334 | 0.97839 |  | 808.8406 | 0 |  | 1023.1474 | 0.5231 |  |  |  | 1208.842 | 0.0041998 |  | 1240.5194 | 0.27162 |  | 1504.6923 | 0.019395 | [7 empty] | 1154.6934 | 0 |  | 1154.6865 | 0.02992
| 944.4016 | 0.00295 |  | 809.0786 | 0.040521 |  | 809.0786 | 0.97566 |  | 944.0212 | 0.00011 |  | 809.0786 | 0.091358 |  | 948.4463 | 0.00027382 |  | 944.4016 | 0.97822 |  | 809.0786 | 0.00020024 |  | 1023.2516 | 0.524 |  |  |  | 1209.29 | 0.0042493 |  | 1240.5947 | 0.27034 |  | 1504.9696 | 0.019352 | [7 empty] | 1154.7587 | 0 |  | 1154.7518 | 0.03071
| 944.5698 | 0.00483 |  | 809.3166 | 0.037088 |  | 809.3166 | 0.98386 |  | 944.1902 | 0 |  | 809.3166 | 0.088624 |  | 948.617 | 0.0004339 |  | 944.5698 | 0.97888 |  | 809.3166 | 0.00060052 |  | 1023.3558 | 0.52459 |  |  |  | 1209.738 | 0.0042499 |  | 1240.6702 | 0.26907 |  | 1505.2471 | 0.019304 | [7 empty] | 1154.824 | 0 |  | 1154.8171 | 0.03155
| 944.738 | 0.00633 |  | 809.5546 | 0.038796 |  | 809.5546 | 0.98659 |  | 944.3591 | 8.9995e-05 |  | 809.5546 | 0.093031 |  | 948.7876 | 0.00028038 |  | 944.738 | 0.98032 |  | 809.5546 | 0 |  | 1023.46 | 0.52556 |  |  |  | 1210.186 | 0.0043525 |  | 1240.7455 | 0.26781 |  | 1505.5247 | 0.019272 | [7 empty] | 1154.8894 | 0 |  | 1154.8826 | 0.03242
| 944.9062 | 0.00413 |  | 809.7926 | 0.035875 |  | 809.7926 | 0.98874 |  | 944.5281 | 0 |  | 809.7926 | 0.091054 |  | 948.9583 | 0.00033072 |  | 944.9062 | 0.98361 |  | 809.7926 | 0 |  | 1023.5643 | 0.52731 |  |  |  | 1210.634 | 0.0043086 |  | 1240.8209 | 0.26655 |  | 1505.8022 | 0.019277 | [7 empty] | 1154.9547 | 0 |  | 1154.9479 | 0.03328
| 945.0745 | 0.00529 |  | 810.0307 | 0.035656 |  | 810.0307 | 0.98771 |  | 944.6971 | 5.0004e-05 |  | 810.0307 | 0.094938 |  | 949.1289 | 9.7422e-05 |  | 945.0745 | 0.98654 |  | 810.0307 | 0 |  | 1023.6685 | 0.5292 |  |  |  | 1211.083 | 0.0041647 |  | 1240.8964 | 0.26529 |  | 1506.08 | 0.019328 | [7 empty] | 1155.02 | 0 |  | 1155.0132 | 0.03407
| 945.2427 | 0.0061 |  | 810.2687 | 0.033348 |  | 810.2687 | 0.98936 |  | 944.8661 | 0 |  | 810.2687 | 0.094154 |  | 949.2996 | 0.00025068 |  | 945.2427 | 0.9899 |  | 810.2687 | 0 |  | 1023.7728 | 0.53044 |  |  |  | 1211.532 | 0.0043165 |  | 1240.9718 | 0.26405 |  | 1506.3579 | 0.019426 | [7 empty] | 1155.0855 | 0 |  | 1155.0786 | 0.03477
| 945.4109 | 0.00466 |  | 810.5067 | 0.033854 |  | 810.5067 | 0.98538 |  | 945.035 | 5.0004e-05 |  | 810.5067 | 0.097981 |  | 949.4703 | 9.6018e-05 |  | 945.4109 | 0.99199 |  | 810.5067 | 0 |  | 1023.877 | 0.53092 |  |  |  | 1211.982 | 0.0038894 |  | 1241.0472 | 0.2628 |  | 1506.6359 | 0.019557 | [7 empty] | 1155.1508 | 0 |  | 1155.1439 | 0.03532
| 945.5791 | 0.00606 |  | 810.7448 | 0.031466 |  | 810.7448 | 0.99329 |  | 945.204 | 0 |  | 810.7448 | 0.097506 |  | 949.6409 | 0.00019276 |  | 945.5791 | 0.99425 |  | 810.7448 | 0.00040048 |  | 1023.9814 | 0.53195 |  |  |  | 1212.432 | 0.0040837 |  | 1241.1227 | 0.26157 |  | 1506.9138 | 0.019706 | [7 empty] | 1155.2162 | 0 |  | 1155.2094 | 0.0357
| 945.7474 | 0.00505 |  | 810.9828 | 0.032264 |  | 810.9828 | 0.99144 |  | 945.373 | 6.9993e-05 |  | 810.9828 | 0.10061 |  | 949.8116 | 0.00013721 |  | 945.7474 | 0.99463 |  | 810.9828 | 0.00080116 |  | 1024.0857 | 0.53343 |  |  |  | 1212.882 | 0.003934 |  | 1241.1981 | 0.26035 |  | 1507.192 | 0.019854 | [7 empty] | 1155.2815 | 0 |  | 1155.2747 | 0.03588
| 945.9156 | 0.00381 |  | 811.2209 | 0.029426 |  | 811.2209 | 1 |  | 945.542 | 0 |  | 811.2209 | 0.099628 |  | 949.9823 | 0.00030772 |  | 945.9156 | 0.99509 |  | 811.2209 | 0 |  | 1024.1901 | 0.53485 |  |  |  | 1213.333 | 0.0039927 |  | 1241.2736 | 0.25912 |  | 1507.4703 | 0.01999 | [7 empty] | 1155.3469 | 0 |  | 1155.3401 | 0.03584
| 946.0838 | 0.00524 |  | 811.4589 | 0.028944 |  | 811.4589 | 0.99208 |  | 945.711 | 8.9995e-05 |  | 811.4589 | 0.10364 |  | 950.1529 | 6.0581e-05 |  | 946.0838 | 0.9939 |  | 811.4589 | 0.00020024 |  | 1024.2944 | 0.53577 |  |  |  | 1213.784 | 0.0036031 |  | 1241.349 | 0.2579 |  | 1507.7487 | 0.020103 | [7 empty] | 1155.4124 | 0 |  | 1155.4055 | 0.0356
| 946.2521 | 0.00417 |  | 811.697 | 0.026944 |  | 811.697 | 0.9979 |  | 945.88 | 0 |  | 811.697 | 0.10302 |  | 950.3236 | 0.00018054 |  | 946.2521 | 0.99312 |  | 811.697 | 0.00040068 |  | 1024.3989 | 0.53638 |  |  |  | 1214.235 | 0.0039965 |  | 1241.4244 | 0.25668 |  | 1508.0271 | 0.020182 | [7 empty] | 1155.4777 | 0 |  | 1155.4708 | 0.03516
| 946.4203 | 0.00492 |  | 811.9351 | 0.027558 |  | 811.9351 | 0.99573 |  | 946.049 | 5.0004e-05 |  | 811.9351 | 0.10628 |  | 950.4943 | 7.6746e-05 |  | 946.4203 | 0.99098 |  | 811.9351 | 0 |  | 1024.5033 | 0.53789 |  |  |  | 1214.687 | 0.0034289 |  | 1241.5 | 0.25548 |  | 1508.3057 | 0.020206 | [7 empty] | 1155.5431 | 0 |  | 1155.5363 | 0.03457
| 946.5885 | 0.00492 |  | 812.1732 | 0.025291 |  | 812.1732 | 0.99805 |  | 946.2179 | 0 |  | 812.1732 | 0.10665 |  | 950.665 | 0.00035137 |  | 946.5885 | 0.9898 |  | 812.1732 | 0 |  | 1024.6078 | 0.53938 |  |  |  | 1215.139 | 0.0034847 |  | 1241.5754 | 0.25428 |  | 1508.5844 | 0.020146 | [7 empty] | 1155.6085 | 0 |  | 1155.6017 | 0.03388
| 946.7568 | 0.00471 |  | 812.4113 | 0.026547 |  | 812.4113 | 0.998 |  | 946.3869 | 6.9993e-05 |  | 812.4113 | 0.10923 |  | 950.8357 | 0.00015498 |  | 946.7568 | 0.98828 |  | 812.4113 | 0 |  | 1024.7123 | 0.53986 |  |  |  | 1215.591 | 0.0035681 |  | 1241.651 | 0.25309 |  | 1508.8632 | 0.019975 | [7 empty] | 1155.674 | 0 |  | 1155.6671 | 0.03313
| 946.925 | 0.00471 |  | 812.6494 | 0.023593 |  | 812.6494 | 0.98994 |  | 946.556 | 0 |  | 812.6494 | 0.10975 |  | 951.0063 | 0.00030021 |  | 946.925 | 0.98811 |  | 812.6494 | 0 |  | 1024.8168 | 0.53997 |  |  |  | 1216.044 | 0.0032106 |  | 1241.7264 | 0.25189 |  | 1509.1421 | 0.019681 | [7 empty] | 1155.7394 | 0 |  | 1155.7325 | 0.03238
| 947.0932 | 0.00461 |  | 812.8875 | 0.024936 |  | 812.8875 | 0.99059 |  | 946.725 | 6.9993e-05 |  | 812.8875 | 0.11274 |  | 951.177 | 0.00019891 |  | 947.0932 | 0.98708 |  | 812.8875 | 0.00020044 |  | 1024.9213 | 0.54113 |  |  |  | 1216.496 | 0.0034903 |  | 1241.802 | 0.25071 |  | 1509.421 | 0.019281 | [7 empty] | 1155.8048 | 0 |  | 1155.798 | 0.03165
| 947.2615 | 0.00473 |  | 813.1256 | 0.022176 |  | 813.1256 | 0.99582 |  | 946.894 | 0 |  | 813.1256 | 0.11161 |  | 951.3477 | 0.0003336 |  | 947.2615 | 0.98667 |  | 813.1256 | 0 |  | 1025.0259 | 0.5429 |  |  |  | 1216.95 | 0.0033277 |  | 1241.8776 | 0.24954 |  | 1509.7001 | 0.018821 | [7 empty] | 1155.8702 | 0 |  | 1155.8634 | 0.03097
| 947.4297 | 0.00549 |  | 813.3638 | 0.023244 |  | 813.3638 | 0.99462 |  | 947.063 | 6.9993e-05 |  | 813.3638 | 0.1153 |  | 951.5184 | 7.683e-05 |  | 947.4297 | 0.98537 |  | 813.3638 | 0 |  | 1025.1304 | 0.54388 |  |  |  | 1217.403 | 0.0029668 |  | 1241.953 | 0.24836 |  | 1509.9794 | 0.01837 | [7 empty] | 1155.9358 | 0 |  | 1155.929 | 0.03034
| 947.598 | 0.0058 |  | 813.6019 | 0.021095 |  | 813.6019 | 0.98948 |  | 947.232 | 0 |  | 813.6019 | 0.11516 |  | 951.6891 | 0.00021524 |  | 947.598 | 0.98538 |  | 813.6019 | 0.00080116 |  | 1025.235 | 0.54453 |  |  |  | 1217.857 | 0.0036959 |  | 1242.0286 | 0.2472 |  | 1510.2587 | 0.017993 | [7 empty] | 1156.0012 | 0 |  | 1155.9944 | 0.02977
| 947.7662 | 0.00666 |  | 813.84 | 0.02169 |  | 813.84 | 0.98093 |  | 947.401 | 6.9993e-05 |  | 813.84 | 0.11951 |  | 951.8598 | 0.00012838 |  | 947.7662 | 0.98533 |  | 813.84 | 0.001 |  | 1025.3396 | 0.5449 |  |  |  | 1218.312 | 0.0034629 |  | 1242.1041 | 0.24604 |  | 1510.538 | 0.017741 | [7 empty] | 1156.0666 | 0 |  | 1156.0598 | 0.02924
| 947.9345 | 0.00592 |  | 814.0782 | 0.0191 |  | 814.0782 | 0.98893 |  | 947.57 | 0 |  | 814.0782 | 0.11796 |  | 952.0305 | 0.00026078 |  | 947.9345 | 0.98658 |  | 814.0782 | 0.00060092 |  | 1025.4442 | 0.54582 |  |  |  | 1218.766 | 0.0036743 |  | 1242.1797 | 0.24489 |  | 1510.8175 | 0.017632 | [7 empty] | 1156.1322 | 0 |  | 1156.1254 | 0.02877
| 948.1027 | 0.00746 |  | 814.3164 | 0.020303 |  | 814.3164 | 0.97267 |  | 947.739 | 6.9993e-05 |  | 814.3164 | 0.12037 |  | 952.2012 | 6.3389e-05 |  | 948.1027 | 0.98747 |  | 814.3164 | 0 |  | 1025.5488 | 0.548 |  |  |  | 1219.221 | 0.0033641 |  | 1242.2554 | 0.24374 |  | 1511.0972 | 0.017649 | [7 empty] | 1156.1976 | 0 |  | 1156.1908 | 0.02834
| 948.271 | 0.00603 |  | 814.5545 | 0.018542 |  | 814.5545 | 0.97625 |  | 947.9081 | 0 |  | 814.5545 | 0.12214 |  | 952.3719 | 0.00021785 |  | 948.271 | 0.98894 |  | 814.5545 | 0.00060092 |  | 1025.6536 | 0.54944 |  |  |  | 1219.677 | 0.0033418 |  | 1242.3309 | 0.2426 |  | 1511.3768 | 0.017748 | [7 empty] | 1156.2632 | 0 |  | 1156.2564 | 0.02796
| 948.4392 | 0.00471 |  | 814.7927 | 0.019805 |  | 814.7927 | 0.97038 |  | 948.0771 | 5.0004e-05 |  | 814.7927 | 0.12531 |  | 952.5426 | 6.1383e-05 |  | 948.4392 | 0.9896 |  | 814.7927 | 0.001 |  | 1025.7583 | 0.54969 |  |  |  | 1220.132 | 0.0032365 |  | 1242.4065 | 0.24146 |  | 1511.6566 | 0.017876 | [7 empty] | 1156.3286 | 0 |  | 1156.3218 | 0.02765
| 948.6075 | 0.00466 |  | 815.0309 | 0.016453 |  | 815.0309 | 0.96784 |  | 948.2461 | 0 |  | 815.0309 | 0.12423 |  | 952.7134 | 0.00011755 |  | 948.6075 | 0.99044 |  | 815.0309 | 0 |  | 1025.8629 | 0.55133 |  |  |  | 1220.588 | 0.0027863 |  | 1242.4821 | 0.24033 |  | 1511.9365 | 0.017983 | [7 empty] | 1156.3942 | 0 |  | 1156.3873 | 0.0274
| 948.7757 | 0.00635 |  | 815.2691 | 0.018512 |  | 815.2691 | 0.95894 |  | 948.4151 | 6.9993e-05 |  | 815.2691 | 0.12827 |  | 952.8841 | 7.9638e-05 |  | 948.7757 | 0.98983 |  | 815.2691 | 0 |  | 1025.9677 | 0.55436 |  |  |  | 1221.045 | 0.0028504 |  | 1242.5577 | 0.23921 |  | 1512.2166 | 0.018044 | [7 empty] | 1156.4596 | 0 |  | 1156.4528 | 0.02722
| 948.944 | 0.00475 |  | 815.5073 | 0.017041 |  | 815.5073 | 0.95338 |  | 948.5842 | 0 |  | 815.5073 | 0.12954 |  | 953.0548 | 6.5396e-05 |  | 948.944 | 0.99028 |  | 815.5073 | 0.001 |  | 1026.0725 | 0.55661 |  |  |  | 1221.501 | 0.0029038 |  | 1242.6333 | 0.23809 |  | 1512.4967 | 0.018059 | [7 empty] | 1156.5251 | 0 |  | 1156.5183 | 0.02709
| 949.1122 | 0.00498 |  | 815.7455 | 0.017917 |  | 815.7455 | 0.95284 |  | 948.7532 | 6.9993e-05 |  | 815.7455 | 0.13204 |  | 953.2255 | 7.2417e-05 |  | 949.1122 | 0.99035 |  | 815.7455 | 0.001 |  | 1026.1772 | 0.5578 |  |  |  | 1221.958 | 0.0027388 |  | 1242.709 | 0.23697 |  | 1512.777 | 0.018049 | [7 empty] | 1156.5907 | 0 |  | 1156.5839 | 0.027
| 949.2805 | 0.00647 |  | 815.9837 | 0.015323 |  | 815.9837 | 0.94791 |  | 948.9222 | 0 |  | 815.9837 | 0.13247 |  | 953.3962 | 0.00017693 |  | 949.2805 | 0.9913 |  | 815.9837 | 0.00080116 |  | 1026.282 | 0.5586 |  |  |  | 1222.416 | 0.0026023 |  | 1242.7847 | 0.23587 |  | 1513.0573 | 0.018045 | [7 empty] | 1156.6562 | 0 |  | 1156.6494 | 0.02693
| 949.4487 | 0.00533 |  | 816.2219 | 0.016243 |  | 816.2219 | 0.93917 |  | 949.0913 | 6.9993e-05 |  | 816.2219 | 0.13535 |  | 953.567 | 5.8776e-05 |  | 949.4487 | 0.99119 |  | 816.2219 | 0.001 |  | 1026.3868 | 0.55922 |  |  |  | 1222.873 | 0.0026305 |  | 1242.8602 | 0.23477 |  | 1513.3376 | 0.018068 | [7 empty] | 1156.7218 | 0 |  | 1156.715 | 0.02687
| 949.617 | 0.00508 |  | 816.4601 | 0.014501 |  | 816.4601 | 0.92909 |  | 949.2603 | 0 |  | 816.4601 | 0.13623 |  | 953.7377 | 0.00027964 |  | 949.617 | 0.99218 |  | 816.4601 | 0.00080096 |  | 1026.4917 | 0.55987 |  |  |  | 1223.331 | 0.0029848 |  | 1242.9359 | 0.23367 |  | 1513.6183 | 0.018124 | [7 empty] | 1156.7874 | 0 |  | 1156.7805 | 0.02679
| 949.7853 | 0.00466 |  | 816.6984 | 0.014621 |  | 816.6984 | 0.92525 |  | 949.4294 | 6.9993e-05 |  | 816.6984 | 0.13824 |  | 953.9084 | 8.4653e-05 |  | 949.7853 | 0.9935 |  | 816.6984 | 0.00060072 |  | 1026.5966 | 0.56082 |  |  |  | 1223.79 | 0.002602 |  | 1243.0116 | 0.23258 |  | 1513.8989 | 0.018197 | [7 empty] | 1156.8529 | 0 |  | 1156.8461 | 0.02669
| 949.9535 | 0.00343 |  | 816.9366 | 0.013362 |  | 816.9366 | 0.91649 |  | 949.5984 | 0 |  | 816.9366 | 0.13956 |  | 954.0792 | 0.00028706 |  | 949.9535 | 0.99613 |  | 816.9366 | 0.00080096 |  | 1026.7014 | 0.56219 |  |  |  | 1224.248 | 0.0026576 |  | 1243.0873 | 0.23149 |  | 1514.1796 | 0.018268 | [7 empty] | 1156.9185 | 0 |  | 1156.9116 | 0.02658
| 950.1218 | 0.00524 |  | 817.1749 | 0.014149 |  | 817.1749 | 0.90478 |  | 949.7675 | 5.0004e-05 |  | 817.1749 | 0.14185 |  | 954.2499 | 8.4252e-06 |  | 950.1218 | 0.99798 |  | 817.1749 | 0.001 |  | 1026.8064 | 0.56317 |  |  |  | 1224.707 | 0.0026342 |  | 1243.163 | 0.23042 |  | 1514.4604 | 0.018322 | [7 empty] | 1156.984 | 0 |  | 1156.9772 | 0.02646
| 950.2901 | 0.00387 |  | 817.4131 | 0.011987 |  | 817.4131 | 0.8927 |  | 949.9365 | 0 |  | 817.4131 | 0.14284 |  | 954.4207 | 0.0001659 |  | 950.2901 | 1 |  | 817.4131 | 0 |  | 1026.9113 | 0.56313 |  |  |  | 1225.167 | 0.0025473 |  | 1243.2387 | 0.22934 |  | 1514.7415 | 0.018362 | [7 empty] | 1157.0496 | 0 |  | 1157.0427 | 0.02634
| 950.4583 | 0.00515 |  | 817.6514 | 0.013712 |  | 817.6514 | 0.88733 |  | 950.1056 | 3.0002e-05 |  | 817.6514 | 0.14803 |  | 954.5914 | 0.0001326 |  | 950.4583 | 0.99993 |  | 817.6514 | 0 |  | 1027.0162 | 0.56366 |  |  |  | 1225.627 | 0.0021625 |  | 1243.3143 | 0.22828 |  | 1515.0225 | 0.018409 | [7 empty] | 1157.1152 | 0 |  | 1157.1084 | 0.02625
| 950.6266 | 0.00563 |  | 817.8897 | 0.012231 |  | 817.8897 | 0.87697 |  | 950.2746 | 0 |  | 817.8897 | 0.14714 |  | 954.7621 | 0.00014263 |  | 950.6266 | 0.99981 |  | 817.8897 | 0 |  | 1027.1211 | 0.56595 |  |  |  | 1226.087 | 0.0025144 |  | 1243.39 | 0.22722 |  | 1515.3036 | 0.018489 | [7 empty] | 1157.1808 | 0 |  | 1157.174 | 0.0262
| 950.7949 | 0.00528 |  | 818.128 | 0.01308 |  | 818.128 | 0.86512 |  | 950.4437 | 6.9993e-05 |  | 818.128 | 0.14952 |  | 954.9329 | 9.3279e-05 |  | 950.7949 | 0.99822 |  | 818.128 | 0.001 |  | 1027.2261 | 0.56827 |  |  |  | 1226.547 | 0.0025236 |  | 1243.4658 | 0.22617 |  | 1515.585 | 0.018618 | [7 empty] | 1157.2465 | 0 |  | 1157.2395 | 0.0262
| 950.9631 | 0.00547 |  | 818.3663 | 0.010996 |  | 818.3663 | 0.86557 |  | 950.6128 | 0 |  | 818.3663 | 0.15061 |  | 955.1036 | 0.00016891 |  | 950.9631 | 0.99695 |  | 818.3663 | 0.001 |  | 1027.3312 | 0.56969 |  |  |  | 1227.008 | 0.0022475 |  | 1243.5415 | 0.22511 |  | 1515.8663 | 0.018795 | [7 empty] | 1157.312 | 0 |  | 1157.3052 | 0.02626
| 951.1314 | 0.00454 |  | 818.6046 | 0.012031 |  | 818.6046 | 0.85665 |  | 950.7818 | 6.9993e-05 |  | 818.6046 | 0.15432 |  | 955.2744 | 0.00018275 |  | 951.1314 | 0.99425 |  | 818.6046 | 0.001 |  | 1027.4362 | 0.57108 |  |  |  | 1227.469 | 0.0028672 |  | 1243.6173 | 0.22406 |  | 1516.1478 | 0.019005 | [7 empty] | 1157.3777 | 0 |  | 1157.3707 | 0.02636
| 951.2997 | 0.00594 |  | 818.8429 | 0.01026 |  | 818.8429 | 0.83975 |  | 950.9509 | 0 |  | 818.8429 | 0.15449 |  | 955.4452 | 3.9518e-05 |  | 951.2997 | 0.99185 |  | 818.8429 | 0.001 |  | 1027.5413 | 0.57236 |  |  |  | 1227.931 | 0.002364 |  | 1243.693 | 0.22303 |  | 1516.4293 | 0.019228 | [7 empty] | 1157.4432 | 0 |  | 1157.4364 | 0.0265
| 951.4679 | 0.00549 |  | 819.0812 | 0.011046 |  | 819.0812 | 0.82759 |  | 951.12 | 6.9993e-05 |  | 819.0812 | 0.1581 |  | 955.6159 | 0.00035406 |  | 951.4679 | 0.98934 |  | 819.0812 | 0.001 |  | 1027.6462 | 0.57366 |  |  |  | 1228.392 | 0.0021702 |  | 1243.7688 | 0.22199 |  | 1516.7111 | 0.019449 | [7 empty] | 1157.5089 | 0 |  | 1157.5021 | 0.02664
| 951.6362 | 0.00629 |  | 819.3195 | 0.011583 |  | 819.3195 | 0.80429 |  | 951.289 | 2.6669e-05 |  | 819.3195 | 0.16238 |  | 955.7867 | 0.00015005 |  | 951.6362 | 0.98777 |  | 819.3195 | 0 |  | 1027.7513 | 0.57471 |  |  |  | 1228.855 | 0.0021027 |  | 1243.8446 | 0.22096 |  | 1516.9928 | 0.01967 | [7 empty] | 1157.5746 | 0 |  | 1157.5676 | 0.02676
| 951.8045 | 0.00438 |  | 819.5578 | 0.0087833 |  | 819.5578 | 0.79645 |  | 951.4581 | 0 |  | 819.5578 | 0.16271 |  | 955.9574 | 0.00030351 |  | 951.8045 | 0.98669 |  | 819.5578 | 0.001 |  | 1027.8566 | 0.57531 |  |  |  | 1229.317 | 0.0023071 |  | 1243.9203 | 0.21994 |  | 1517.2748 | 0.019899 | [7 empty] | 1157.6401 | 0 |  | 1157.6333 | 0.02683
| 951.9728 | 0.00573 |  | 819.7962 | 0.010917 |  | 819.7962 | 0.77089 |  | 951.6272 | 2.6669e-05 |  | 819.7962 | 0.16671 |  | 956.1282 | 2.1264e-05 |  | 951.9728 | 0.9856 |  | 819.7962 | 0.00060072 |  | 1027.9617 | 0.57678 |  |  |  | 1229.78 | 0.0021167 |  | 1243.9961 | 0.21892 |  | 1517.5568 | 0.020148 | [7 empty] | 1157.7058 | 0 |  | 1157.699 | 0.02684
| 952.1411 | 0.00397 |  | 820.0345 | 0.0088449 |  | 820.0345 | 0.76224 |  | 951.7963 | 1.0001e-05 |  | 820.0345 | 0.16736 |  | 956.299 | 9.3265e-05 |  | 952.1411 | 0.98467 |  | 820.0345 | 0.001 |  | 1028.0668 | 0.57819 |  |  |  | 1230.243 | 0.0023378 |  | 1244.0719 | 0.21791 |  | 1517.8389 | 0.020419 | [7 empty] | 1157.7715 | 0 |  | 1157.7647 | 0.02678
| 952.3093 | 0.00443 |  | 820.2729 | 0.010073 |  | 820.2729 | 0.74626 |  | 951.9653 | 6.6672e-06 |  | 820.2729 | 0.1697 |  | 956.4698 | 0.00017955 |  | 952.3093 | 0.98255 |  | 820.2729 | 0.00080096 |  | 1028.172 | 0.57868 |  |  |  | 1230.707 | 0.0021973 |  | 1244.1477 | 0.2169 |  | 1518.1211 | 0.0207 | [7 empty] | 1157.8372 | 0 |  | 1157.8303 | 0.02665
| 952.4776 | 0.00478 |  | 820.5112 | 0.0084028 |  | 820.5112 | 0.73308 |  | 952.1344 | 1.0001e-05 |  | 820.5112 | 0.1713 |  | 956.6405 | 7.2804e-05 |  | 952.4776 | 0.98057 |  | 820.5112 | 0.001 |  | 1028.2772 | 0.57938 |  |  |  | 1231.171 | 0.0019638 |  | 1244.2235 | 0.21589 |  | 1518.4033 | 0.02097 | [7 empty] | 1157.9028 | 0 |  | 1157.896 | 0.02649
| 952.6459 | 0.00584 |  | 820.7496 | 0.0094309 |  | 820.7496 | 0.71798 |  | 952.3035 | 2.6669e-05 |  | 820.7496 | 0.17516 |  | 956.8113 | 0.00024013 |  | 952.6459 | 0.97768 |  | 820.7496 | 0 |  | 1028.3824 | 0.58061 |  |  |  | 1231.635 | 0.00181 |  | 1244.2993 | 0.2149 |  | 1518.6858 | 0.021201 | [7 empty] | 1157.9685 | 0 |  | 1157.9617 | 0.02629
| 952.8142 | 0.00547 |  | 820.988 | 0.007506 |  | 820.988 | 0.70962 |  | 952.4726 | 3.0002e-05 |  | 820.988 | 0.17718 |  | 956.9821 | 4.6325e-05 |  | 952.8142 | 0.97572 |  | 820.988 | 0.001 |  | 1028.4877 | 0.58283 |  |  |  | 1232.1 | 0.0021429 |  | 1244.3752 | 0.21391 |  | 1518.9683 | 0.021366 | [7 empty] | 1158.0342 | 0 |  | 1158.0273 | 0.02607
| 952.9825 | 0.00626 |  | 821.2264 | 0.0089238 |  | 821.2264 | 0.6863 |  | 952.6417 | 6.6672e-06 |  | 821.2264 | 0.17949 |  | 957.1529 | 3.1494e-05 |  | 952.9825 | 0.97342 |  | 821.2264 | 0.001 |  | 1028.5931 | 0.58455 |  |  |  | 1232.565 | 0.0022367 |  | 1244.451 | 0.21292 |  | 1519.251 | 0.021438 | [7 empty] | 1158.1 | 0 |  | 1158.093 | 0.02584
| 953.1508 | 0.00371 |  | 821.4647 | 0.0069163 |  | 821.4647 | 0.67706 |  | 952.8108 | 3.0002e-05 |  | 821.4647 | 0.17934 |  | 957.3237 | 0.00012297 |  | 953.1508 | 0.9721 |  | 821.4647 | 0 |  | 1028.6982 | 0.58493 |  |  |  | 1233.03 | 0.002016 |  | 1244.5269 | 0.21194 |  | 1519.5337 | 0.021393 | [7 empty] | 1158.1656 | 0 |  | 1158.1588 | 0.02561
| 953.3191 | 0.00485 |  | 821.7031 | 0.0083012 |  | 821.7031 | 0.65488 |  | 952.9799 | 0 |  | 821.7031 | 0.18385 |  | 957.4945 | 8.5054e-05 |  | 953.3191 | 0.97089 |  | 821.7032 | 0.00060092 |  | 1028.8036 | 0.58584 |  |  |  | 1233.496 | 0.002062 |  | 1244.6028 | 0.21096 |  | 1519.8165 | 0.02122 | [7 empty] | 1158.2313 | 0 |  | 1158.2245 | 0.02537
| 953.4873 | 0.00251 |  | 821.9416 | 0.0063024 |  | 821.9416 | 0.63669 |  | 953.149 | 1.0001e-05 |  | 821.9416 | 0.18519 |  | 957.6653 | 0.0001023 |  | 953.4873 | 0.97084 |  | 821.9416 | 0.001 |  | 1028.9089 | 0.58738 |  |  |  | 1233.962 | 0.0021105 |  | 1244.6786 | 0.20998 |  | 1520.0995 | 0.020925 | [7 empty] | 1158.2971 | 0 |  | 1158.2902 | 0.02513
| 953.6557 | 0.00503 |  | 822.18 | 0.0081924 |  | 822.18 | 0.62058 |  | 953.3181 | 4.667e-05 |  | 822.18 | 0.18867 |  | 957.836 | 7.1016e-05 |  | 953.6557 | 0.96963 |  | 822.18 | 0.00040048 |  | 1029.0143 | 0.58905 |  |  |  | 1234.428 | 0.0019853 |  | 1244.7545 | 0.20902 |  | 1520.3824 | 0.020538 | [7 empty] | 1158.3628 | 0 |  | 1158.356 | 0.0249
| 953.8239 | 0.00557 |  | 822.4184 | 0.0065857 |  | 822.4184 | 0.61512 |  | 953.4872 | 3.0002e-05 |  | 822.4184 | 0.18992 |  | 958.0068 | 0.00017933 |  | 953.8239 | 0.96859 |  | 822.4184 | 0.001 |  | 1029.1196 | 0.59027 |  |  |  | 1234.895 | 0.0018528 |  | 1244.8304 | 0.20806 |  | 1520.6656 | 0.020108 | [7 empty] | 1158.4286 | 0 |  | 1158.4216 | 0.02469
| 953.9922 | 0.0052 |  | 822.6568 | 0.0077601 |  | 822.6568 | 0.59511 |  | 953.6563 | 0 |  | 822.6568 | 0.19222 |  | 958.1776 | 1.8853e-05 |  | 953.9922 | 0.96648 |  | 822.6568 | 0.00080116 |  | 1029.2251 | 0.59056 |  |  |  | 1235.362 | 0.0017828 |  | 1244.9062 | 0.20709 |  | 1520.949 | 0.019694 | [7 empty] | 1158.4943 | 0 |  | 1158.4874 | 0.02451
| 954.1605 | 0.00513 |  | 822.8953 | 0.0061897 |  | 822.8953 | 0.58244 |  | 953.8254 | 1.0001e-05 |  | 822.8953 | 0.19573 |  | 958.3484 | 0.00012497 |  | 954.1605 | 0.96515 |  | 822.8953 | 0.00080116 |  | 1029.3304 | 0.59151 |  |  |  | 1235.829 | 0.0019732 |  | 1244.9822 | 0.20614 |  | 1521.2323 | 0.019346 | [7 empty] | 1158.5601 | 0 |  | 1158.5532 | 0.02438
| 954.3288 | 0.00501 |  | 823.1337 | 0.0077574 |  | 823.1337 | 0.56754 |  | 953.9945 | 6.6672e-06 |  | 823.1337 | 0.19893 |  | 958.5193 | 2.9689e-05 |  | 954.3288 | 0.96257 |  | 823.1337 | 0.001 |  | 1029.4359 | 0.59357 |  |  |  | 1236.297 | 0.0013758 |  | 1245.0581 | 0.20519 |  | 1521.5157 | 0.019093 | [7 empty] | 1158.6258 | 0 |  | 1158.6189 | 0.02433
| 954.4971 | 0.00441 |  | 823.3722 | 0.006013 |  | 823.3722 | 0.55203 |  | 954.1637 | 3.0002e-05 |  | 823.3722 | 0.19825 |  | 958.6901 | 0.00012437 |  | 954.4971 | 0.96014 |  | 823.3722 | 0 |  | 1029.5414 | 0.59516 |  |  |  | 1236.765 | 0.0018632 |  | 1245.134 | 0.20424 |  | 1521.7993 | 0.018936 | [7 empty] | 1158.6915 | 0 |  | 1158.6847 | 0.02435
| 954.6654 | 0.00726 |  | 823.6106 | 0.0071749 |  | 823.6106 | 0.54314 |  | 954.3328 | 0 |  | 823.6106 | 0.20404 |  | 958.8609 | 0.00021264 |  | 954.6654 | 0.95719 |  | 823.6106 | 0.001 |  | 1029.6469 | 0.59618 |  |  |  | 1237.234 | 0.001823 |  | 1245.21 | 0.2033 |  | 1522.083 | 0.018858 | [7 empty] | 1158.7573 | 0 |  | 1158.7505 | 0.02446
| 954.8337 | 0.00364 |  | 823.8491 | 0.0052091 |  | 823.8491 | 0.52277 |  | 954.5019 | 1.0001e-05 |  | 823.8491 | 0.20614 |  | 959.0317 | 8.345e-05 |  | 954.8337 | 0.95504 |  | 823.8491 | 0.001 |  | 1029.7524 | 0.59714 |  |  |  | 1237.703 | 0.0018849 |  | 1245.2859 | 0.20237 |  | 1522.3668 | 0.018835 | [7 empty] | 1158.8231 | 0 |  | 1158.8163 | 0.02465
| 955.002 | 0.00587 |  | 824.0876 | 0.0072874 |  | 824.0876 | 0.50001 |  | 954.671 | 6.6672e-06 |  | 824.0876 | 0.20997 |  | 959.2025 | 0.00020762 |  | 955.002 | 0.95251 |  | 824.0876 | 0 |  | 1029.8579 | 0.59804 |  |  |  | 1238.172 | 0.0016583 |  | 1245.3619 | 0.20143 |  | 1522.6508 | 0.018849 | [7 empty] | 1158.8889 | 0 |  | 1158.8821 | 0.02492
| 955.1703 | 0.0045 |  | 824.326 | 0.0053394 |  | 824.326 | 0.48759 |  | 954.8401 | 3.0002e-05 |  | 824.326 | 0.20982 |  | 959.3733 | 7.9036e-05 |  | 955.1703 | 0.95007 |  | 824.326 | 0.001 |  | 1029.9635 | 0.59984 |  |  |  | 1238.642 | 0.001517 |  | 1245.4379 | 0.2005 |  | 1522.9347 | 0.018886 | [7 empty] | 1158.9547 | 0 |  | 1158.9479 | 0.02525
| 955.3386 | 0.00582 |  | 824.5645 | 0.006379 |  | 824.5645 | 0.4712 |  | 955.0093 | 0 |  | 824.5645 | 0.21343 |  | 959.5441 | 7.5225e-05 |  | 955.3386 | 0.94647 |  | 824.5645 | 0.00020024 |  | 1030.0691 | 0.60262 |  |  |  | 1239.112 | 0.0019743 |  | 1245.5138 | 0.19958 |  | 1523.2189 | 0.018931 | [7 empty] | 1159.0205 | 0 |  | 1159.0137 | 0.02561
| 955.5069 | 0.00438 |  | 824.803 | 0.0046682 |  | 824.803 | 0.46379 |  | 955.1784 | 1.0001e-05 |  | 824.803 | 0.21477 |  | 959.715 | 0.00026058 |  | 955.5069 | 0.94347 |  | 824.803 | 0.001 |  | 1030.1747 | 0.60476 |  |  |  | 1239.582 | 0.0019138 |  | 1245.5898 | 0.19866 |  | 1523.5031 | 0.018965 | [7 empty] | 1159.0863 | 0 |  | 1159.0795 | 0.02598
| 955.6753 | 0.00476 |  | 825.0415 | 0.0062128 |  | 825.0415 | 0.44288 |  | 955.3475 | 6.6672e-06 |  | 825.0415 | 0.22038 |  | 959.8858 | 0.00011896 |  | 955.6753 | 0.9404 |  | 825.0415 | 0.001 |  | 1030.2803 | 0.60533 |  |  |  | 1240.052 | 0.0017666 |  | 1245.6658 | 0.19775 |  | 1523.7874 | 0.018956 | [7 empty] | 1159.1521 | 0 |  | 1159.1453 | 0.02634
| 955.8436 | 0.0036 |  | 825.2801 | 0.0044075 |  | 825.2801 | 0.42915 |  | 955.5167 | 3.0002e-05 |  | 825.2801 | 0.21995 |  | 960.0566 | 0.00019338 |  | 955.8436 | 0.93858 |  | 825.28 | 0.001 |  | 1030.3859 | 0.60583 |  |  |  | 1240.524 | 0.0017334 |  | 1245.7418 | 0.19684 |  | 1524.0718 | 0.018875 | [7 empty] | 1159.218 | 0 |  | 1159.2111 | 0.0267
| 956.0119 | 0.00629 |  | 825.5186 | 0.0056295 |  | 825.5186 | 0.41594 |  | 955.6858 | 0 |  | 825.5186 | 0.22646 |  | 960.2274 | 0.00012558 |  | 956.0119 | 0.93731 |  | 825.5186 | 0.001 |  | 1030.4915 | 0.60769 |  |  |  | 1240.995 | 0.0018443 |  | 1245.8179 | 0.19593 |  | 1524.3563 | 0.018703 | [7 empty] | 1159.2838 | 0 |  | 1159.277 | 0.02704
| 956.1802 | 0.00448 |  | 825.7571 | 0.0037938 |  | 825.7571 | 0.40587 |  | 955.855 | 1.0001e-05 |  | 825.7571 | 0.22731 |  | 960.3983 | 6.4994e-05 |  | 956.1802 | 0.9369 |  | 825.7571 | 0.001 |  | 1030.5972 | 0.60858 |  |  |  | 1241.467 | 0.0017054 |  | 1245.8938 | 0.19502 |  | 1524.641 | 0.018447 | [7 empty] | 1159.3496 | 0 |  | 1159.3428 | 0.02737
| 956.3485 | 0.00559 |  | 825.9956 | 0.0058864 |  | 825.9956 | 0.3941 |  | 956.0241 | 6.6672e-06 |  | 825.9956 | 0.23276 |  | 960.5691 | 0.00013114 |  | 956.3485 | 0.93672 |  | 825.9956 | 0 |  | 1030.7029 | 0.60878 |  |  |  | 1241.939 | 0.0016224 |  | 1245.9698 | 0.19412 |  | 1524.9257 | 0.018141 | [7 empty] | 1159.4155 | 0 |  | 1159.4087 | 0.02771
| 956.5168 | 0.00478 |  | 826.2342 | 0.0035567 |  | 826.2342 | 0.3839 |  | 956.1933 | 0 |  | 826.2342 | 0.23245 |  | 960.74 | 8.8745e-06 |  | 956.5168 | 0.93617 |  | 826.2342 | 0.00060092 |  | 1030.8086 | 0.61165 |  |  |  | 1242.411 | 0.0018509 |  | 1246.0459 | 0.19323 |  | 1525.2106 | 0.017835 | [7 empty] | 1159.4813 | 0 |  | 1159.4745 | 0.02806
| 956.6851 | 0.00527 |  | 826.4727 | 0.0052884 |  | 826.4727 | 0.36968 |  | 956.3624 | 0 |  | 826.4727 | 0.23847 |  | 960.9108 | 8.0994e-05 |  | 956.6851 | 0.93348 |  | 826.4727 | 0.001 |  | 1030.9143 | 0.61457 |  |  |  | 1242.884 | 0.0016644 |  | 1246.1219 | 0.19234 |  | 1525.4955 | 0.01758 | [7 empty] | 1159.5472 | 0 |  | 1159.5404 | 0.02839
| 956.8534 | 0.00475 |  | 826.7113 | 0.0035874 |  | 826.7113 | 0.36229 |  | 956.5316 | 3.0002e-05 |  | 826.7113 | 0.23914 |  | 961.0816 | 0.00022913 |  | 956.8534 | 0.92954 |  | 826.7113 | 0 |  | 1031.0201 | 0.61497 |  |  |  | 1243.357 | 0.0012398 |  | 1246.198 | 0.19145 |  | 1525.7806 | 0.017416 | [7 empty] | 1159.613 | 0 |  | 1159.6062 | 0.02869
| 957.0217 | 0.0042 |  | 826.9499 | 0.0056759 |  | 826.9499 | 0.33888 |  | 956.7007 | 2.6669e-05 |  | 826.9499 | 0.24327 |  | 961.2525 | 5.2204e-05 |  | 957.0217 | 0.92414 |  | 826.9499 | 0.00020024 |  | 1031.1259 | 0.61509 |  |  |  | 1243.831 | 0.0015814 |  | 1246.274 | 0.19057 |  | 1526.0658 | 0.017356 | [7 empty] | 1159.679 | 0 |  | 1159.6721 | 0.02893
| 957.1901 | 0.00733 |  | 827.1884 | 0.0037943 |  | 827.1884 | 0.33269 |  | 956.8699 | 0 |  | 827.1884 | 0.24529 |  | 961.4234 | 0.0002006 |  | 957.1901 | 0.91931 |  | 827.1884 | 0.001 |  | 1031.2317 | 0.61612 |  |  |  | 1244.304 | 0.0013253 |  | 1246.3502 | 0.18968 |  | 1526.3511 | 0.01739 | [7 empty] | 1159.7449 | 0 |  | 1159.738 | 0.02908
| 957.3584 | 0.00524 |  | 827.427 | 0.0049104 |  | 827.427 | 0.32439 |  | 957.039 | 2.6669e-05 |  | 827.427 | 0.24968 |  | 961.5942 | 5.3961e-05 |  | 957.3584 | 0.91432 |  | 827.427 | 0.00060092 |  | 1031.3375 | 0.61777 |  |  |  | 1244.779 | 0.0013887 |  | 1246.4263 | 0.18881 |  | 1526.6365 | 0.017492 | [7 empty] | 1159.8108 | 0 |  | 1159.804 | 0.02915
| 957.5267 | 0.00389 |  | 827.6656 | 0.0030233 |  | 827.6656 | 0.31118 |  | 957.2082 | 1.0001e-05 |  | 827.6656 | 0.25143 |  | 961.7651 | 0.00013721 |  | 957.5267 | 0.91011 |  | 827.6656 | 0.001 |  | 1031.4434 | 0.61882 |  |  |  | 1245.253 | 0.0012879 |  | 1246.5023 | 0.18793 |  | 1526.9219 | 0.017629 | [7 empty] | 1159.8767 | 0 |  | 1159.8698 | 0.02913
| 957.695 | 0.00538 |  | 827.9042 | 0.0046424 |  | 827.9042 | 0.3015 |  | 957.3773 | 6.6672e-06 |  | 827.9042 | 0.25597 |  | 961.9359 | 0.00014543 |  | 957.695 | 0.90566 |  | 827.9042 | 0 |  | 1031.5493 | 0.61922 |  |  |  | 1245.728 | 0.0015448 |  | 1246.5785 | 0.18706 |  | 1527.2075 | 0.017773 | [7 empty] | 1159.9425 | 0 |  | 1159.9357 | 0.02907
| 957.8634 | 0.00478 |  | 828.1428 | 0.0032854 |  | 828.1428 | 0.29068 |  | 957.5465 | 0 |  | 828.1428 | 0.25718 |  | 962.1068 | 3.009e-05 |  | 957.8634 | 0.90182 |  | 828.1428 | 0.001 |  | 1031.6552 | 0.62058 |  |  |  | 1246.204 | 0.0014017 |  | 1246.6545 | 0.1862 |  | 1527.4932 | 0.017908 | [7 empty] | 1160.0084 | 0 |  | 1160.0016 | 0.029
| 958.0317 | 0.00578 |  | 828.3814 | 0.0048281 |  | 828.3814 | 0.28176 |  | 957.7157 | 0 |  | 828.3814 | 0.26121 |  | 962.2776 | 0.00042627 |  | 958.0317 | 0.89683 |  | 828.3814 | 0.001 |  | 1031.7611 | 0.62268 |  |  |  | 1246.679 | 0.0012635 |  | 1246.7307 | 0.18533 |  | 1527.7791 | 0.018025 | [7 empty] | 1160.0745 | 0 |  | 1160.0675 | 0.02897
| 958.2 | 0.00434 |  | 828.62 | 0.002701 |  | 828.62 | 0.2702 |  | 957.8849 | 0 |  | 828.62 | 0.26307 |  | 962.4485 | 0.00021947 |  | 958.2 | 0.89285 |  | 828.62 | 0.001 |  | 1031.8671 | 0.62462 |  |  |  | 1247.155 | 0.0014824 |  | 1246.8068 | 0.18446 |  | 1528.0649 | 0.018122 | [7 empty] | 1160.1404 | 0 |  | 1160.1334 | 0.02899
| 958.3683 | 0.00512 |  | 828.8587 | 0.0040235 |  | 828.8587 | 0.26178 |  | 958.054 | 0 |  | 828.8587 | 0.2674 |  | 962.6194 | 0.0004638 |  | 958.3683 | 0.88839 |  | 828.8587 | 0.00080096 |  | 1031.973 | 0.6259 |  |  |  | 1247.632 | 0.0014641 |  | 1246.8829 | 0.18361 |  | 1528.351 | 0.018195 | [7 empty] | 1160.2063 | 0 |  | 1160.1995 | 0.02908
| 958.5367 | 0.0054 |  | 829.0973 | 0.003284 |  | 829.0973 | 0.25213 |  | 958.2232 | 1.0001e-05 |  | 829.0973 | 0.27109 |  | 962.7902 | 0.00031255 |  | 958.5367 | 0.88452 |  | 829.0973 | 0.001 |  | 1032.079 | 0.62669 |  |  |  | 1248.109 | 0.0013192 |  | 1246.9591 | 0.18275 |  | 1528.6371 | 0.018239 | [7 empty] | 1160.2722 | 0 |  | 1160.2654 | 0.02923
| 958.705 | 0.00626 |  | 829.3359 | 0.0033722 |  | 829.3359 | 0.2406 |  | 958.3924 | 0 |  | 829.3359 | 0.27326 |  | 962.9611 | 0.00042328 |  | 958.705 | 0.87997 |  | 829.3359 | 0.001 |  | 1032.1851 | 0.6282 |  |  |  | 1248.586 | 0.0012707 |  | 1247.0353 | 0.18191 |  | 1528.9233 | 0.018244 | [7 empty] | 1160.3381 | 0 |  | 1160.3313 | 0.02942
| 958.8733 | 0.00373 |  | 829.5746 | 0.0021825 |  | 829.5746 | 0.22822 |  | 958.5616 | 3.0002e-05 |  | 829.5746 | 0.2762 |  | 963.132 | 6.6615e-05 |  | 958.8733 | 0.8765 |  | 829.5746 | 0.001 |  | 1032.291 | 0.63072 |  |  |  | 1249.063 | 0.0013398 |  | 1247.1115 | 0.18105 |  | 1529.2097 | 0.018198 | [7 empty] | 1160.4042 | 0 |  | 1160.3973 | 0.02964
| 959.0417 | 0.00554 |  | 829.8132 | 0.0045108 |  | 829.8132 | 0.22173 |  | 958.7307 | 6.6672e-06 |  | 829.8132 | 0.28154 |  | 963.3029 | 0.00014062 |  | 959.0417 | 0.87285 |  | 829.8132 | 0.001 |  | 1032.3971 | 0.63273 |  |  |  | 1249.541 | 0.00086334 |  | 1247.1876 | 0.18021 |  | 1529.4961 | 0.018092 | [7 empty] | 1160.4701 | 0 |  | 1160.4633 | 0.02985
| 959.21 | 0.0035 |  | 830.0519 | 0.0021376 |  | 830.0519 | 0.21667 |  | 958.8999 | 3.0002e-05 |  | 830.0519 | 0.28336 |  | 963.4737 | 5.4162e-05 |  | 959.21 | 0.87025 |  | 830.0519 | 0.001 |  | 1032.5032 | 0.63365 |  |  |  | 1250.019 | 0.0011401 |  | 1247.2638 | 0.17937 |  | 1529.7827 | 0.017926 | [7 empty] | 1160.5361 | 0 |  | 1160.5292 | 0.03006
| 959.3783 | 0.00533 |  | 830.2906 | 0.0045065 |  | 830.2906 | 0.21391 |  | 959.0691 | 2.6669e-05 |  | 830.2906 | 0.28755 |  | 963.6446 | 0.00020882 |  | 959.3783 | 0.86633 |  | 830.2906 | 0 |  | 1032.6093 | 0.63511 |  |  |  | 1250.498 | 0.0015051 |  | 1247.34 | 0.17853 |  | 1530.0693 | 0.017711 | [7 empty] | 1160.602 | 0 |  | 1160.5952 | 0.03025
| 959.5466 | 0.00501 |  | 830.5293 | 0.0024261 |  | 830.5293 | 0.19968 |  | 959.2383 | 1.0001e-05 |  | 830.5293 | 0.29155 |  | 963.8155 | 5.7171e-05 |  | 959.5466 | 0.86292 |  | 830.5293 | 0.001 |  | 1032.7155 | 0.63741 |  |  |  | 1250.977 | 0.0012516 |  | 1247.4163 | 0.1777 |  | 1530.3562 | 0.01747 | [7 empty] | 1160.6681 | 0 |  | 1160.6613 | 0.03043
| 959.715 | 0.00714 |  | 830.7679 | 0.0036568 |  | 830.7679 | 0.19964 |  | 959.4075 | 6.6672e-06 |  | 830.7679 | 0.29462 |  | 963.9864 | 0.00019358 |  | 959.715 | 0.85822 |  | 830.768 | 0.001 |  | 1032.8215 | 0.63857 |  |  |  | 1251.456 | 0.001125 |  | 1247.4924 | 0.17687 |  | 1530.6431 | 0.017235 | [7 empty] | 1160.734 | 0 |  | 1160.7272 | 0.03059
| 959.8833 | 0.00621 |  | 831.0066 | 0.0029077 |  | 831.0066 | 0.19113 |  | 959.5767 | 1.0001e-05 |  | 831.0066 | 0.29872 |  | 964.1573 | 0.00010371 |  | 959.8833 | 0.85545 |  | 831.0066 | 0.001 |  | 1032.9277 | 0.63906 |  |  |  | 1251.936 | 0.0011923 |  | 1247.5686 | 0.17603 |  | 1530.9301 | 0.017044 | [7 empty] | 1160.8001 | 0 |  | 1160.7932 | 0.03075
| 960.0517 | 0.00691 |  | 831.2453 | 0.0040639 |  | 831.2453 | 0.18381 |  | 959.7459 | 6.6672e-06 |  | 831.2453 | 0.30445 |  | 964.3282 | 1.6336e-05 |  | 960.0517 | 0.85235 |  | 831.2453 | 0.001 |  | 1033.0339 | 0.6408 |  |  |  | 1252.416 | 0.0010824 |  | 1247.6449 | 0.1752 |  | 1531.2172 | 0.016925 | [7 empty] | 1160.8661 | 0 |  | 1160.8592 | 0.03092
| 960.22 | 0.00584 |  | 831.4841 | 0.0020555 |  | 831.4841 | 0.17796 |  | 959.9151 | 1.0001e-05 |  | 831.4841 | 0.30321 |  | 964.4991 | 0.00029657 |  | 960.22 | 0.84961 |  | 831.4841 | 0.001 |  | 1033.1401 | 0.64322 |  |  |  | 1252.897 | 0.0012803 |  | 1247.7211 | 0.17438 |  | 1531.5044 | 0.016893 | [7 empty] | 1160.9321 | 0 |  | 1160.9253 | 0.03109
| 960.3883 | 0.00594 |  | 831.7228 | 0.0030767 |  | 831.7228 | 0.17158 |  | 960.0843 | 6.6672e-06 |  | 831.7228 | 0.30833 |  | 964.67 | 5.4049e-05 |  | 960.3883 | 0.84395 |  | 831.7228 | 0.001 |  | 1033.2463 | 0.64533 |  |  |  | 1253.377 | 0.001068 |  | 1247.7974 | 0.17356 |  | 1531.7916 | 0.016942 | [7 empty] | 1160.9982 | 0 |  | 1160.9913 | 0.03125
| 960.5567 | 0.00615 |  | 831.9615 | 0.0013735 |  | 831.9615 | 0.16252 |  | 960.2535 | 0 |  | 831.9615 | 0.31017 |  | 964.8409 | 0.00015295 |  | 960.5567 | 0.83801 |  | 831.9615 | 0.001 |  | 1033.3525 | 0.64766 |  |  |  | 1253.859 | 0.0010693 |  | 1247.8737 | 0.17275 |  | 1532.0791 | 0.017045 | [7 empty] | 1161.0642 | 0 |  | 1161.0574 | 0.03138
| 960.725 | 0.00555 |  | 832.2002 | 0.0033614 |  | 832.2002 | 0.16122 |  | 960.4227 | 2.6669e-05 |  | 832.2002 | 0.31537 |  | 965.0118 | 9.3793e-05 |  | 960.725 | 0.83177 |  | 832.2002 | 0.001 |  | 1033.4589 | 0.64974 |  |  |  | 1254.34 | 0.0010854 |  | 1247.9499 | 0.17192 |  | 1532.3666 | 0.017166 | [7 empty] | 1161.1302 | 0 |  | 1161.1234 | 0.03145
| 960.8934 | 0.00557 |  | 832.439 | 0.0018926 |  | 832.439 | 0.1543 |  | 960.5919 | 3.0002e-05 |  | 832.439 | 0.31767 |  | 965.1827 | 0.00012156 |  | 960.8934 | 0.82699 |  | 832.439 | 0.001 |  | 1033.5652 | 0.65019 |  |  |  | 1254.822 | 0.0012707 |  | 1248.0261 | 0.17111 |  | 1532.6543 | 0.017265 | [7 empty] | 1161.1963 | 0 |  | 1161.1895 | 0.03142
| 961.0617 | 0.00772 |  | 832.6777 | 0.003564 |  | 832.6777 | 0.15059 |  | 960.7612 | 0 |  | 832.6777 | 0.32255 |  | 965.3536 | 0.00033801 |  | 961.0617 | 0.82185 |  | 832.6777 | 0.001 |  | 1033.6714 | 0.65086 |  |  |  | 1255.304 | 0.00077537 |  | 1248.1024 | 0.1703 |  | 1532.942 | 0.017315 | [7 empty] | 1161.2623 | 0 |  | 1161.2555 | 0.03126
| 961.2301 | 0.00375 |  | 832.9165 | 0.0015146 |  | 832.9165 | 0.14288 |  | 960.9304 | 1.0001e-05 |  | 832.9165 | 0.32493 |  | 965.5245 | 2.5877e-05 |  | 961.2301 | 0.81695 |  | 832.9165 | 0.001 |  | 1033.7777 | 0.65257 |  |  |  | 1255.787 | 0.0012369 |  | 1248.1787 | 0.16949 |  | 1533.2299 | 0.017302 | [7 empty] | 1161.3284 | 0 |  | 1161.3215 | 0.03095
| 961.3984 | 0.0064 |  | 833.1552 | 0.002934 |  | 833.1552 | 0.13991 |  | 961.0996 | 6.6672e-06 |  | 833.1552 | 0.3306 |  | 965.6954 | 0.00024252 |  | 961.3984 | 0.81121 |  | 833.1552 | 0.0014 |  | 1033.884 | 0.65393 |  |  |  | 1256.27 | 0.0008674 |  | 1248.2551 | 0.16869 |  | 1533.5178 | 0.017228 | [7 empty] | 1161.3945 | 0 |  | 1161.3876 | 0.03051
| 961.5668 | 0.00426 |  | 833.394 | 0.001916 |  | 833.394 | 0.13118 |  | 961.2688 | 1.0001e-05 |  | 833.394 | 0.33417 |  | 965.8664 | 0.00014122 |  | 961.5668 | 0.80543 |  | 833.394 | 0.001 |  | 1033.9904 | 0.65516 |  |  |  | 1256.753 | 0.0011785 |  | 1248.3314 | 0.16788 |  | 1533.8059 | 0.017111 | [7 empty] | 1161.4606 | 0 |  | 1161.4537 | 0.02996
| 961.7351 | 0.00614 |  | 833.6328 | 0.0031785 |  | 833.6328 | 0.13046 |  | 961.438 | 6.6672e-06 |  | 833.6328 | 0.33862 |  | 966.0373 | 0.00021504 |  | 961.7351 | 0.79808 |  | 833.6328 | 0.001 |  | 1034.0968 | 0.65648 |  |  |  | 1257.237 | 0.0012975 |  | 1248.4077 | 0.16708 |  | 1534.0941 | 0.016977 | [7 empty] | 1161.5266 | 0 |  | 1161.5198 | 0.02937
| 961.9035 | 0.00596 |  | 833.8716 | 0.0010821 |  | 833.8716 | 0.12565 |  | 961.6073 | 1.0001e-05 |  | 833.8716 | 0.3404 |  | 966.2082 | 2.8686e-05 |  | 961.9035 | 0.79091 |  | 833.8716 | 0.001 |  | 1034.2032 | 0.65865 |  |  |  | 1257.721 | 0.0012151 |  | 1248.484 | 0.16629 |  | 1534.3823 | 0.016856 | [7 empty] | 1161.5928 | 0 |  | 1161.5859 | 0.0288
| 962.0718 | 0.00601 |  | 834.1103 | 0.002643 |  | 834.1103 | 0.12129 |  | 961.7765 | 0 |  | 834.1103 | 0.3448 |  | 966.3791 | 0.00024433 |  | 962.0718 | 0.78365 |  | 834.1104 | 0.002 |  | 1034.3097 | 0.66054 |  |  |  | 1258.206 | 0.00074484 |  | 1248.5604 | 0.16549 |  | 1534.6708 | 0.01678 | [7 empty] | 1161.6588 | 0 |  | 1161.652 | 0.02833
| 962.2402 | 0.00264 |  | 834.3491 | 0.00055497 |  | 834.3491 | 0.11259 |  | 961.9457 | 0 |  | 834.3491 | 0.3465 |  | 966.5501 | 2.6078e-05 |  | 962.2402 | 0.77767 |  | 834.3492 | 0.0016 |  | 1034.4161 | 0.6612 |  |  |  | 1258.691 | 0.00086851 |  | 1248.6367 | 0.1647 |  | 1534.9592 | 0.016778 | [7 empty] | 1161.725 | 0 |  | 1161.7181 | 0.02801
| 962.4085 | 0.00631 |  | 834.588 | 0.0029264 |  | 834.588 | 0.11324 |  | 962.115 | 0 |  | 834.588 | 0.35244 |  | 966.721 | 0.00019558 |  | 962.4085 | 0.77097 |  | 834.588 | 0.001 |  | 1034.5227 | 0.66317 |  |  |  | 1259.176 | 0.00098013 |  | 1248.7131 | 0.16391 |  | 1535.2479 | 0.016868 | [7 empty] | 1161.7911 | 0 |  | 1161.7842 | 0.02788
| 962.5769 | 0.00422 |  | 834.8268 | 0.0014306 |  | 834.8268 | 0.10484 |  | 962.2842 | 3.0002e-05 |  | 834.8268 | 0.35425 |  | 966.8919 | 3.7111e-05 |  | 962.5769 | 0.76417 |  | 834.8268 | 0.0018 |  | 1034.6291 | 0.66649 |  |  |  | 1259.662 | 0.0008835 |  | 1248.7895 | 0.16312 |  | 1535.5366 | 0.017058 | [7 empty] | 1161.8572 | 0 |  | 1161.8503 | 0.02793
| 962.7453 | 0.00526 |  | 835.0656 | 0.002656 |  | 835.0656 | 0.1053 |  | 962.4534 | 0 |  | 835.0656 | 0.359 |  | 967.0628 | 0.00026319 |  | 962.7453 | 0.75501 |  | 835.0656 | 0.001 |  | 1034.7357 | 0.66884 |  |  |  | 1260.148 | 0.00071247 |  | 1248.8658 | 0.16233 |  | 1535.8254 | 0.017335 | [7 empty] | 1161.9233 | 0 |  | 1161.9165 | 0.02816
| 962.9136 | 0.00478 |  | 835.3044 | 0.0019443 |  | 835.3044 | 0.10285 |  | 962.6227 | 0 |  | 835.3044 | 0.36339 |  | 967.2338 | 5.3159e-05 |  | 962.9136 | 0.74597 |  | 835.3044 | 0.001 |  | 1034.8423 | 0.67034 |  |  |  | 1260.634 | 0.00073523 |  | 1248.9423 | 0.16155 |  | 1536.1144 | 0.017676 | [7 empty] | 1161.9895 | 0 |  | 1161.9827 | 0.02853
| 963.082 | 0.00587 |  | 835.5433 | 0.0024394 |  | 835.5433 | 0.098217 |  | 962.7919 | 0 |  | 835.5433 | 0.36791 |  | 967.4047 | 0.00026419 |  | 963.082 | 0.73633 |  | 835.5433 | 0.001 |  | 1034.9489 | 0.67191 |  |  |  | 1261.121 | 0.001082 |  | 1249.0187 | 0.16077 |  | 1536.4034 | 0.018043 | [7 empty] | 1162.0557 | 0 |  | 1162.0488 | 0.02899
| 963.2503 | 0.00454 |  | 835.7821 | 0.0013439 |  | 835.7821 | 0.093783 |  | 962.9611 | 1.0001e-05 |  | 835.7821 | 0.37053 |  | 967.5757 | 6.8806e-05 |  | 963.2503 | 0.72885 |  | 835.7821 | 0.001 |  | 1035.0554 | 0.67297 |  |  |  | 1261.608 | 0.001058 |  | 1249.0951 | 0.16 |  | 1536.6926 | 0.018397 | [7 empty] | 1162.1218 | 0 |  | 1162.1149 | 0.02949
| 963.4187 | 0.00533 |  | 836.021 | 0.0026825 |  | 836.021 | 0.093554 |  | 963.1304 | 0 |  | 836.021 | 0.37479 |  | 967.7466 | 0.00027121 |  | 963.4187 | 0.72158 |  | 836.0209 | 0.001 |  | 1035.1621 | 0.67361 |  |  |  | 1262.096 | 0.00088385 |  | 1249.1715 | 0.15922 |  | 1536.9818 | 0.018701 | [7 empty] | 1162.188 | 0 |  | 1162.1811 | 0.02998
| 963.587 | 0.00719 |  | 836.2598 | 0.00054867 |  | 836.2598 | 0.08646 |  | 963.2997 | 1.0001e-05 |  | 836.2598 | 0.37817 |  | 967.9176 | 1.8255e-05 |  | 963.587 | 0.71621 |  | 836.2598 | 0.001 |  | 1035.2687 | 0.67491 |  |  |  | 1262.583 | 0.00076672 |  | 1249.2479 | 0.15845 |  | 1537.2712 | 0.018931 | [7 empty] | 1162.2541 | 0 |  | 1162.2473 | 0.03043
| 963.7554 | 0.00499 |  | 836.4987 | 0.0020273 |  | 836.4987 | 0.085092 |  | 963.4689 | 6.6672e-06 |  | 836.4987 | 0.38164 |  | 968.0885 | 0.00028666 |  | 963.7554 | 0.70977 |  | 836.4987 | 0.0014 |  | 1035.3754 | 0.67707 |  |  |  | 1263.072 | 0.0009487 |  | 1249.3243 | 0.15768 |  | 1537.5607 | 0.019078 | [7 empty] | 1162.3203 | 0 |  | 1162.3135 | 0.03082
| 963.9238 | 0.00454 |  | 836.7375 | 0.00085854 |  | 836.7375 | 0.080557 |  | 963.6382 | 3.0002e-05 |  | 836.7375 | 0.38463 |  | 968.2595 | 9.4282e-05 |  | 963.9238 | 0.70328 |  | 836.7376 | 0.002 |  | 1035.4821 | 0.67837 |  |  |  | 1263.56 | 0.00084395 |  | 1249.4009 | 0.15692 |  | 1537.8503 | 0.019152 | [7 empty] | 1162.3865 | 0 |  | 1162.3796 | 0.03112
| 964.0921 | 0.00652 |  | 836.9764 | 0.0029997 |  | 836.9764 | 0.081139 |  | 963.8074 | 0 |  | 836.9764 | 0.39018 |  | 968.4304 | 0.00034624 |  | 964.0921 | 0.69516 |  | 836.9764 | 0.002 |  | 1035.5887 | 0.67796 |  |  |  | 1264.049 | 0.0010239 |  | 1249.4773 | 0.15615 |  | 1538.14 | 0.019173 | [7 empty] | 1162.4526 | 0 |  | 1162.4458 | 0.03135
| 964.2605 | 0.00531 |  | 837.2153 | 0.00085805 |  | 837.2153 | 0.075932 |  | 963.9767 | 1.0001e-05 |  | 837.2153 | 0.39524 |  | 968.6014 | 4.9147e-05 |  | 964.2605 | 0.68812 |  | 837.2153 | 0.0018 |  | 1035.6954 | 0.67868 |  |  |  | 1264.539 | 0.00088924 |  | 1249.5537 | 0.15538 |  | 1538.4298 | 0.019166 | [7 empty] | 1162.5189 | 0 |  | 1162.5121 | 0.03151
| 964.4289 | 0.00608 |  | 837.4542 | 0.0024222 |  | 837.4542 | 0.07388 |  | 964.1459 | 0 |  | 837.4542 | 0.39741 |  | 968.7723 | 0.00019438 |  | 964.4289 | 0.68043 |  | 837.4542 | 0.0016 |  | 1035.8022 | 0.68124 |  |  |  | 1265.029 | 0.00089753 |  | 1249.6302 | 0.15462 |  | 1538.7197 | 0.019145 | [7 empty] | 1162.5851 | 0 |  | 1162.5783 | 0.03159
| 964.5973 | 0.00543 |  | 837.6931 | 0.0004714 |  | 837.6931 | 0.071816 |  | 964.3152 | 3.0002e-05 |  | 837.6931 | 0.40197 |  | 968.9433 | 6.8806e-05 |  | 964.5973 | 0.67325 |  | 837.6931 | 0.0018 |  | 1035.9092 | 0.68331 |  |  |  | 1265.519 | 0.00089969 |  | 1249.7067 | 0.15387 |  | 1539.0098 | 0.01911 | [7 empty] | 1162.6514 | 0 |  | 1162.6444 | 0.0316
| 964.7656 | 0.00694 |  | 837.932 | 0.0022112 |  | 837.932 | 0.070668 |  | 964.4845 | 0 |  | 837.932 | 0.40551 |  | 969.1142 | 0.00017452 |  | 964.7656 | 0.66483 |  | 837.932 | 0.002 |  | 1036.0159 | 0.68461 |  |  |  | 1266.009 | 0.00076754 |  | 1249.7832 | 0.15311 |  | 1539.2999 | 0.019044 | [7 empty] | 1162.7175 | 0 |  | 1162.7107 | 0.03153
| 964.934 | 0.00436 |  | 838.1709 | 0.00060403 |  | 838.1709 | 0.06481 |  | 964.6537 | 1.0001e-05 |  | 838.1709 | 0.41107 |  | 969.2852 | 4.4333e-05 |  | 964.934 | 0.65769 |  | 838.1709 | 0.0014 |  | 1036.1227 | 0.68598 |  |  |  | 1266.5 | 0.00084504 |  | 1249.8597 | 0.15237 |  | 1539.5901 | 0.018927 | [7 empty] | 1162.7838 | 0 |  | 1162.7769 | 0.03139
| 965.1024 | 0.00427 |  | 838.4099 | 0.0024807 |  | 838.4099 | 0.06616 |  | 964.823 | 6.6672e-06 |  | 838.4099 | 0.41419 |  | 969.4562 | 0.00012277 |  | 965.1024 | 0.65041 |  | 838.4099 | 0.0016 |  | 1036.2295 | 0.68801 |  |  |  | 1266.992 | 0.00092098 |  | 1249.9363 | 0.15162 |  | 1539.8805 | 0.01875 | [7 empty] | 1162.85 | 0 |  | 1162.8431 | 0.03118
| 965.2707 | 0.0058 |  | 838.6488 | 0.00060356 |  | 838.6488 | 0.062575 |  | 964.9923 | 1.0001e-05 |  | 838.6488 | 0.4157 |  | 969.6272 | 3.8114e-06 |  | 965.2707 | 0.64484 |  | 838.6488 | 0.0016 |  | 1036.3363 | 0.69019 |  |  |  | 1267.483 | 0.00081611 |  | 1250.0127 | 0.15088 |  | 1540.171 | 0.018527 | [7 empty] | 1162.9163 | 0 |  | 1162.9094 | 0.0309
| 965.4391 | 0.00916 |  | 838.8877 | 0.0018357 |  | 838.8877 | 0.059424 |  | 965.1616 | 6.6672e-06 |  | 838.8877 | 0.42265 |  | 969.7981 | 0.00017512 |  | 965.4391 | 0.63866 |  | 838.8877 | 0.002 |  | 1036.4432 | 0.6917 |  |  |  | 1267.975 | 0.00093963 |  | 1250.0892 | 0.15013 |  | 1540.4615 | 0.018294 | [7 empty] | 1162.9825 | 0 |  | 1162.9757 | 0.03059
| 965.6075 | 0.00345 |  | 839.1267 | 0.0011376 |  | 839.1267 | 0.061576 |  | 965.3308 | 1.0001e-05 |  | 839.1267 | 0.42576 |  | 969.9691 | 0.00012658 |  | 965.6075 | 0.63257 |  | 839.1267 | 0.002 |  | 1036.5502 | 0.69243 |  |  |  | 1268.468 | 0.00074288 |  | 1250.1658 | 0.14938 |  | 1540.7522 | 0.018101 | [7 empty] | 1163.0488 | 0 |  | 1163.0419 | 0.03026
| 965.7759 | 0.00606 |  | 839.3656 | 0.0019829 |  | 839.3656 | 0.059412 |  | 965.5001 | 0 |  | 839.3656 | 0.43148 |  | 970.1401 | 9.2878e-05 |  | 965.7759 | 0.62505 |  | 839.3656 | 0.002 |  | 1036.6571 | 0.69367 |  |  |  | 1268.961 | 0.00092699 |  | 1250.2424 | 0.14865 |  | 1541.043 | 0.017996 | [7 empty] | 1163.1151 | 0 |  | 1163.1082 | 0.02995
| 965.9443 | 0.0058 |  | 839.6046 | 0.00067714 |  | 839.6046 | 0.056446 |  | 965.6694 | 1.0001e-05 |  | 839.6046 | 0.43359 |  | 970.3111 | 9.689e-05 |  | 965.9443 | 0.61698 |  | 839.6046 | 0.002 |  | 1036.764 | 0.69611 |  |  |  | 1269.454 | 0.00064847 |  | 1250.319 | 0.14792 |  | 1541.334 | 0.018011 | [7 empty] | 1163.1814 | 0 |  | 1163.1744 | 0.02968
| 966.1126 | 0.00522 |  | 839.8436 | 0.0015545 |  | 839.8436 | 0.05544 |  | 965.8387 | 0 |  | 839.8436 | 0.43705 |  | 970.482 | 5.9779e-05 |  | 966.1126 | 0.60671 |  | 839.8436 | 0.002 |  | 1036.871 | 0.6982 |  |  |  | 1269.948 | 0.00066617 |  | 1250.3955 | 0.14718 |  | 1541.625 | 0.018155 | [7 empty] | 1163.2477 | 0 |  | 1163.2407 | 0.02946
| 966.281 | 0.00411 |  | 840.0825 | -0.00027825 |  | 840.0825 | 0.048287 |  | 966.008 | 1.0001e-05 |  | 840.0825 | 0.44228 |  | 970.653 | 0.00011013 |  | 966.281 | 0.5961 |  | 840.0825 | 0.002 |  | 1036.9781 | 0.69941 |  |  |  | 1270.442 | 0.00084104 |  | 1250.4721 | 0.14646 |  | 1541.916 | 0.018414 | [7 empty] | 1163.314 | 0 |  | 1163.307 | 0.02931
| 966.4494 | 0.00577 |  | 840.3215 | 0.0021521 |  | 840.3215 | 0.052497 |  | 966.1773 | 6.6672e-06 |  | 840.3215 | 0.44654 |  | 970.824 | 0.00020702 |  | 966.4494 | 0.5847 |  | 840.3215 | 0.002 |  | 1037.085 | 0.70058 |  |  |  | 1270.936 | 0.00087645 |  | 1250.5487 | 0.14572 |  | 1542.2073 | 0.018764 | [7 empty] | 1163.3802 | 0 |  | 1163.3733 | 0.02925
| 966.6178 | 0.00515 |  | 840.5605 | 0.00047386 |  | 840.5605 | 0.048044 |  | 966.3466 | 3.0002e-05 |  | 840.5605 | 0.4479 |  | 970.995 | 6.0581e-05 |  | 966.6178 | 0.57556 |  | 840.5605 | 0.002 |  | 1037.1919 | 0.70199 |  |  |  | 1271.431 | 0.00087986 |  | 1250.6252 | 0.145 |  | 1542.4987 | 0.019177 | [7 empty] | 1163.4465 | 0 |  | 1163.4397 | 0.02926
| 966.7862 | 0.00612 |  | 840.7995 | 0.0022948 |  | 840.7995 | 0.046329 |  | 966.5159 | 0 |  | 840.7995 | 0.45629 |  | 971.166 | 0.00020682 |  | 966.7862 | 0.56659 |  | 840.7995 | 0.002 |  | 1037.299 | 0.70345 |  |  |  | 1271.926 | 0.00074001 |  | 1250.7019 | 0.14429 |  | 1542.7902 | 0.019625 | [7 empty] | 1163.5128 | 0 |  | 1163.506 | 0.02934
| 966.9546 | 0.00431 |  | 841.0385 | 0.00028424 |  | 841.0385 | 0.045224 |  | 966.6852 | 0 |  | 841.0385 | 0.45792 |  | 971.337 | 0.0001657 |  | 966.9546 | 0.55908 |  | 841.0385 | 0.002 |  | 1037.4061 | 0.70532 |  |  |  | 1272.421 | 0.00068171 |  | 1250.7786 | 0.14356 |  | 1543.0817 | 0.020082 | [7 empty] | 1163.5792 | 0 |  | 1163.5723 | 0.02946
| 967.1229 | 0.00506 |  | 841.2775 | 0.0021481 |  | 841.2775 | 0.044986 |  | 966.8545 | 0 |  | 841.2775 | 0.46426 |  | 971.508 | 0.00034664 |  | 967.1229 | 0.5505 |  | 841.2775 | 0.003 |  | 1037.5132 | 0.70683 |  |  |  | 1272.917 | 0.00057219 |  | 1250.8551 | 0.14285 |  | 1543.3733 | 0.020519 | [7 empty] | 1163.6455 | 0 |  | 1163.6387 | 0.0296
| 967.2913 | 0.00484 |  | 841.5166 | 3.5538e-05 |  | 841.5166 | 0.042768 |  | 967.0238 | 3.0002e-05 |  | 841.5166 | 0.46474 |  | 971.679 | 3.1895e-05 |  | 967.2913 | 0.54255 |  | 841.5166 | 0.0024 |  | 1037.6204 | 0.70761 |  |  |  | 1273.414 | 0.00079867 |  | 1250.9318 | 0.14214 |  | 1543.6652 | 0.02091 | [7 empty] | 1163.7118 | 0 |  | 1163.705 | 0.02975
| 967.4597 | 0.00434 |  | 841.7556 | 0.0024325 |  | 841.7556 | 0.043795 |  | 967.1931 | 2.6669e-05 |  | 841.7556 | 0.46892 |  | 971.85 | 0.00027201 |  | 967.4597 | 0.53362 |  | 841.7556 | 0.003 |  | 1037.7274 | 0.70988 |  |  |  | 1273.91 | 0.00068472 |  | 1251.0084 | 0.14143 |  | 1543.957 | 0.021229 | [7 empty] | 1163.7782 | 0 |  | 1163.7714 | 0.02986
| 967.6281 | 0.00626 |  | 841.9946 | -0.00014212 |  | 841.9946 | 0.041664 |  | 967.3624 | 3.0002e-05 |  | 841.9946 | 0.4752 |  | 972.021 | 9.4683e-05 |  | 967.6281 | 0.52535 |  | 841.9946 | 0.003 |  | 1037.8346 | 0.71354 |  |  |  | 1274.407 | 0.00089973 |  | 1251.0851 | 0.14072 |  | 1544.249 | 0.021455 | [7 empty] | 1163.8445 | 0 |  | 1163.8376 | 0.02994
| 967.7965 | 0.0055 |  | 842.2337 | 0.00289 |  | 842.2337 | 0.039913 |  | 967.5317 | 6.6672e-06 |  | 842.2337 | 0.48117 |  | 972.192 | 0.00024273 |  | 967.7965 | 0.51605 |  | 842.2337 | 0.003 |  | 1037.9419 | 0.71605 |  |  |  | 1274.905 | 0.00055357 |  | 1251.1617 | 0.14002 |  | 1544.5411 | 0.021577 | [7 empty] | 1163.9109 | 0 |  | 1163.9041 | 0.02996
| 967.9649 | 0.0058 |  | 842.4727 | 0.00042787 |  | 842.4727 | 0.040215 |  | 967.701 | 0 |  | 842.4727 | 0.48254 |  | 972.363 | 7.8234e-05 |  | 967.9649 | 0.50744 |  | 842.4727 | 0.0024 |  | 1038.0491 | 0.71777 |  |  |  | 1275.403 | 0.00092585 |  | 1251.2384 | 0.13932 |  | 1544.8334 | 0.021588 | [7 empty] | 1163.9773 | 0 |  | 1163.9703 | 0.02993
| 968.1333 | 0.00473 |  | 842.7118 | 0.0022077 |  | 842.7118 | 0.039001 |  | 967.8703 | 0 |  | 842.7118 | 0.48677 |  | 972.534 | 0.00028586 |  | 968.1333 | 0.4982 |  | 842.7118 | 0.003 |  | 1038.1562 | 0.71948 |  |  |  | 1275.901 | 0.00075231 |  | 1251.3151 | 0.13863 |  | 1545.1257 | 0.021487 | [7 empty] | 1164.0436 | 0 |  | 1164.0367 | 0.02985
| 968.3017 | 0.00376 |  | 842.9508 | 0.00027366 |  | 842.9508 | 0.036198 |  | 968.0396 | 3.0002e-05 |  | 842.9508 | 0.49233 |  | 972.7051 | 0.00011956 |  | 968.3017 | 0.48991 |  | 842.9508 | 0.003 |  | 1038.2635 | 0.72077 |  |  |  | 1276.4 | 0.00048606 |  | 1251.3917 | 0.13793 |  | 1545.4182 | 0.021271 | [7 empty] | 1164.11 | 0 |  | 1164.1031 | 0.02974
| 968.4701 | 0.00817 |  | 843.1899 | 0.0015866 |  | 843.1899 | 0.035947 |  | 968.209 | 6.6672e-06 |  | 843.1899 | 0.49498 |  | 972.8761 | 0.00030551 |  | 968.4701 | 0.48128 |  | 843.1899 | 0.003 |  | 1038.3709 | 0.72212 |  |  |  | 1276.899 | 0.0010264 |  | 1251.4685 | 0.13724 |  | 1545.7107 | 0.020944 | [7 empty] | 1164.1764 | 0 |  | 1164.1696 | 0.02959
| 968.6385 | 0.00561 |  | 843.429 | 0.00022292 |  | 843.429 | 0.03531 |  | 968.3783 | 1.0001e-05 |  | 843.429 | 0.49955 |  | 973.0471 | 7.9237e-05 |  | 968.6385 | 0.47356 |  | 843.429 | 0.0028 |  | 1038.4781 | 0.72361 |  |  |  | 1277.398 | 0.00082643 |  | 1251.5452 | 0.13656 |  | 1546.0034 | 0.020517 | [7 empty] | 1164.2428 | 0 |  | 1164.236 | 0.02941
| 968.8069 | 0.00717 |  | 843.6681 | 0.0019977 |  | 843.6681 | 0.03394 |  | 968.5476 | 0 |  | 843.6681 | 0.50582 |  | 973.2181 | 0.00018094 |  | 968.8069 | 0.46584 |  | 843.6681 | 0.003 |  | 1038.5854 | 0.72585 |  |  |  | 1277.898 | 0.00087754 |  | 1251.6219 | 0.13587 |  | 1546.2961 | 0.020016 | [7 empty] | 1164.3092 | 0 |  | 1164.3024 | 0.0292
| 968.9752 | 0.00557 |  | 843.9072 | -0.00032399 |  | 843.9072 | 0.031708 |  | 968.7169 | 1.0001e-05 |  | 843.9072 | 0.51112 |  | 973.3891 | 0.00014865 |  | 968.9752 | 0.45871 |  | 843.9072 | 0.003 |  | 1038.693 | 0.7285 |  |  |  | 1278.398 | 0.00040083 |  | 1251.6986 | 0.13519 |  | 1546.5891 | 0.019477 | [7 empty] | 1164.3756 | 0 |  | 1164.3688 | 0.02894
| 969.1436 | 0.00666 |  | 844.1463 | 0.0011537 |  | 844.1463 | 0.031422 |  | 968.8863 | 0 |  | 844.1463 | 0.51474 |  | 973.5602 | 5.8976e-05 |  | 969.1436 | 0.45095 |  | 844.1463 | 0.0036 |  | 1038.8002 | 0.73054 |  |  |  | 1278.899 | 0.0005506 |  | 1251.7754 | 0.13451 |  | 1546.8821 | 0.018948 | [7 empty] | 1164.442 | 0 |  | 1164.4352 | 0.02866
| 969.312 | 0.00584 |  | 844.3854 | -0.00024886 |  | 844.3854 | 0.031103 |  | 969.0556 | 3.0002e-05 |  | 844.3854 | 0.51958 |  | 973.7312 | 0.00012176 |  | 969.312 | 0.44301 |  | 844.3854 | 0.003 |  | 1038.9076 | 0.73205 |  |  |  | 1279.4 | 0.00076358 |  | 1251.8522 | 0.13384 |  | 1547.1752 | 0.01848 | [7 empty] | 1164.5085 | 0 |  | 1164.5016 | 0.02836
| 969.4805 | 0.00642 |  | 844.6245 | 0.0011635 |  | 844.6245 | 0.031731 |  | 969.2249 | 2.6669e-05 |  | 844.6245 | 0.52673 |  | 973.9022 | 0.00019197 |  | 969.4805 | 0.43449 |  | 844.6245 | 0.003 |  | 1039.015 | 0.73302 |  |  |  | 1279.901 | 0.00064593 |  | 1251.929 | 0.13317 |  | 1547.4684 | 0.018111 | [7 empty] | 1164.5749 | 0 |  | 1164.568 | 0.02806
| 969.6489 | 0.00216 |  | 844.8636 | 0.00020456 |  | 844.8636 | 0.029132 |  | 969.3943 | 1.0001e-05 |  | 844.8636 | 0.53059 |  | 974.0733 | 0.00013581 |  | 969.6489 | 0.42735 |  | 844.8636 | 0.0032 |  | 1039.1224 | 0.73458 |  |  |  | 1280.403 | 0.00058651 |  | 1252.0056 | 0.1325 |  | 1547.7617 | 0.017868 | [7 empty] | 1164.6414 | 0 |  | 1164.6345 | 0.02779
| 969.8172 | 0.00615 |  | 845.1027 | 0.0013665 |  | 845.1027 | 0.028176 |  | 969.5636 | 6.6672e-06 |  | 845.1027 | 0.53463 |  | 974.2443 | 0.00027121 |  | 969.8172 | 0.42027 |  | 845.1027 | 0.003 |  | 1039.2299 | 0.73614 |  |  |  | 1280.905 | 0.00070148 |  | 1252.0824 | 0.13183 |  | 1548.0552 | 0.017761 | [7 empty] | 1164.7078 | 0 |  | 1164.7009 | 0.02757
| 969.9856 | 0.00466 |  | 845.3419 | 0.00015385 |  | 845.3419 | 0.028443 |  | 969.7329 | 1.0001e-05 |  | 845.3419 | 0.53859 |  | 974.4153 | 0.00014223 |  | 969.9856 | 0.41381 |  | 845.3419 | 0.0034 |  | 1039.3374 | 0.73613 |  |  |  | 1281.408 | 0.00078479 |  | 1252.1592 | 0.13118 |  | 1548.3488 | 0.017777 | [7 empty] | 1164.7743 | 0 |  | 1164.7675 | 0.02742
| 970.1541 | 0.00601 |  | 845.581 | 0.00043217 |  | 845.581 | 0.02801 |  | 969.9023 | 6.6672e-06 |  | 845.581 | 0.54297 |  | 974.5864 | 0.00039879 |  | 970.1541 | 0.40612 |  | 845.581 | 0.004 |  | 1039.4451 | 0.7365 |  |  |  | 1281.911 | 0.0006004 |  | 1252.236 | 0.13052 |  | 1548.6425 | 0.017892 | [7 empty] | 1164.8407 | 0 |  | 1164.8339 | 0.02735
| 970.3225 | 0.00531 |  | 845.8202 | 8.1187e-05 |  | 845.8202 | 0.025913 |  | 970.0716 | 1.0001e-05 |  | 845.8202 | 0.55095 |  | 974.7574 | 0.00018375 |  | 970.3225 | 0.39844 |  | 845.8202 | 0.0036 |  | 1039.5525 | 0.73903 |  |  |  | 1282.414 | 0.00057525 |  | 1252.3129 | 0.12986 |  | 1548.9363 | 0.018063 | [7 empty] | 1164.9072 | 0 |  | 1164.9004 | 0.02737
| 970.4909 | 0.00573 |  | 846.0593 | 0.0014711 |  | 846.0593 | 0.025076 |  | 970.241 | 6.6672e-06 |  | 846.0593 | 0.55314 |  | 974.9285 | 0.00051333 |  | 970.4909 | 0.39018 |  | 846.0593 | 0.0038 |  | 1039.66 | 0.74311 |  |  |  | 1282.918 | 0.00067802 |  | 1252.3897 | 0.12921 |  | 1549.2301 | 0.018241 | [7 empty] | 1164.9738 | 0 |  | 1164.9668 | 0.02747
| 970.6593 | 0.00547 |  | 846.2985 | 5.5081e-06 |  | 846.2985 | 0.024572 |  | 970.4103 | 3.0002e-05 |  | 846.2985 | 0.55764 |  | 975.0995 | 0.00025095 |  | 970.6593 | 0.383 |  | 846.2985 | 0.004 |  | 1039.7676 | 0.74647 |  |  |  | 1283.422 | 0.00049753 |  | 1252.4664 | 0.12857 |  | 1549.5242 | 0.018368 | [7 empty] | 1165.0402 | 0 |  | 1165.0333 | 0.02764
| 970.8277 | 0.00512 |  | 846.5377 | 0.0018735 |  | 846.5377 | 0.023014 |  | 970.5797 | 6.6672e-06 |  | 846.5377 | 0.56399 |  | 975.2706 | 0.00044774 |  | 970.8277 | 0.37557 |  | 846.5377 | 0.004 |  | 1039.8751 | 0.74774 |  |  |  | 1283.926 | 0.00064108 |  | 1252.5433 | 0.12792 |  | 1549.8182 | 0.018389 | [7 empty] | 1165.1067 | 0 |  | 1165.0999 | 0.02785
| 970.9961 | 0.0077 |  | 846.7769 | -1.3779e-05 |  | 846.7769 | 0.022628 |  | 970.7491 | 3.0002e-05 |  | 846.7769 | 0.56943 |  | 975.4416 | 0.00024372 |  | 970.9961 | 0.36904 |  | 846.7768 | 0.0036 |  | 1039.9828 | 0.74847 |  |  |  | 1284.431 | 0.00063716 |  | 1252.6201 | 0.12728 |  | 1550.1124 | 0.018266 | [7 empty] | 1165.1732 | 0 |  | 1165.1664 | 0.02807
| 971.1645 | 0.00796 |  | 847.016 | 0.001558 |  | 847.016 | 0.022127 |  | 970.9184 | 0 |  | 847.016 | 0.57475 |  | 975.6127 | 0.00025314 |  | 971.1645 | 0.36182 |  | 847.016 | 0.0038 |  | 1040.0905 | 0.74973 |  |  |  | 1284.937 | 0.00053177 |  | 1252.697 | 0.12664 |  | 1550.4069 | 0.01799 | [7 empty] | 1165.2397 | 0 |  | 1165.2328 | 0.02826
| 971.3329 | 0.00338 |  | 847.2552 | 0.00051834 |  | 847.2552 | 0.019909 |  | 971.0878 | 3.0002e-05 |  | 847.2552 | 0.57811 |  | 975.7837 | 1.4458e-05 |  | 971.3329 | 0.3558 |  | 847.2552 | 0.004 |  | 1040.1981 | 0.75145 |  |  |  | 1285.442 | 0.00079723 |  | 1252.7738 | 0.12601 |  | 1550.7013 | 0.01759 | [7 empty] | 1165.3063 | 0 |  | 1165.2993 | 0.0284
| 971.5013 | 0.00721 |  | 847.4944 | 0.0013535 |  | 847.4944 | 0.022159 |  | 971.2571 | 0 |  | 847.4944 | 0.58477 |  | 975.9548 | 0.00022726 |  | 971.5013 | 0.34985 |  | 847.4944 | 0.004 |  | 1040.3058 | 0.75356 |  |  |  | 1285.948 | 0.00075311 |  | 1252.8507 | 0.12538 |  | 1550.9959 | 0.017135 | [7 empty] | 1165.3728 | 0 |  | 1165.3658 | 0.02846
| 971.6698 | 0.00575 |  | 847.7336 | -0.00017945 |  | 847.7336 | 0.020944 |  | 971.4265 | 5.0004e-05 |  | 847.7336 | 0.5887 |  | 976.1259 | 0.00010453 |  | 971.6698 | 0.34475 |  | 847.7337 | 0.004 |  | 1040.4133 | 0.75566 |  |  |  | 1286.455 | 0.00063138 |  | 1252.9276 | 0.12475 |  | 1551.2905 | 0.016721 | [7 empty] | 1165.4393 | 0 |  | 1165.4324 | 0.02843
| 971.8382 | 0.00543 |  | 847.9729 | 0.0012703 |  | 847.9729 | 0.019701 |  | 971.5959 | 6.6672e-06 |  | 847.9729 | 0.59597 |  | 976.2969 | 1.344e-05 |  | 971.8382 | 0.33917 |  | 847.9729 | 0.00481 |  | 1040.5211 | 0.758 |  |  |  | 1286.962 | 0.00079177 |  | 1253.0045 | 0.12413 |  | 1551.5853 | 0.016441 | [7 empty] | 1165.5059 | 0 |  | 1165.499 | 0.02833
| 972.0066 | 0.00433 |  | 848.2121 | 0.00024474 |  | 848.2121 | 0.021312 |  | 971.7652 | 1.0001e-05 |  | 848.2121 | 0.59832 |  | 976.468 | 5.2758e-05 |  | 972.0066 | 0.33399 |  | 848.2121 | 0.00481 |  | 1040.6288 | 0.76058 |  |  |  | 1287.469 | 0.00060264 |  | 1253.0814 | 0.12351 |  | 1551.8801 | 0.01636 | [7 empty] | 1165.5724 | 0 |  | 1165.5656 | 0.02818
| 972.175 | 0.00698 |  | 848.4513 | 0.0010505 |  | 848.4513 | 0.020318 |  | 971.9346 | 0 |  | 848.4513 | 0.60454 |  | 976.6391 | 0.00018154 |  | 972.175 | 0.32797 |  | 848.4513 | 0.00441 |  | 1040.7366 | 0.76241 |  |  |  | 1287.977 | 0.00084647 |  | 1253.1583 | 0.12289 |  | 1552.1752 | 0.016491 | [7 empty] | 1165.6389 | 0 |  | 1165.6321 | 0.02801
| 972.3434 | 0.00441 |  | 848.6906 | 0.0001655 |  | 848.6906 | 0.020495 |  | 972.104 | 1.0001e-05 |  | 848.6906 | 0.60946 |  | 976.8101 | 5.0351e-05 |  | 972.3434 | 0.32271 |  | 848.6906 | 0.00521 |  | 1040.8444 | 0.7642 |  |  |  | 1288.485 | 0.00054648 |  | 1253.2352 | 0.12227 |  | 1552.4703 | 0.016794 | [7 empty] | 1165.7056 | 0 |  | 1165.6986 | 0.02785
| 972.5118 | 0.00619 |  | 848.9298 | 0.0013362 |  | 848.9298 | 0.01625 |  | 972.2734 | 6.6672e-06 |  | 848.9298 | 0.61569 |  | 976.9812 | 0.00028285 |  | 972.5118 | 0.31699 |  | 848.9298 | 0.00501 |  | 1040.9523 | 0.76616 |  |  |  | 1288.994 | 0.00062486 |  | 1253.3121 | 0.12167 |  | 1552.7655 | 0.017188 | [7 empty] | 1165.7721 | 0 |  | 1165.7653 | 0.02773
| 972.6803 | 0.00506 |  | 849.1691 | -0.00067929 |  | 849.1691 | 0.014921 |  | 972.4427 | 3.0002e-05 |  | 849.1691 | 0.62354 |  | 977.1523 | 0.00013761 |  | 972.6803 | 0.31217 |  | 849.1691 | 0.00501 |  | 1041.0601 | 0.76798 |  |  |  | 1289.502 | 0.00045482 |  | 1253.389 | 0.12107 |  | 1553.0609 | 0.017583 | [7 empty] | 1165.8386 | 0 |  | 1165.8318 | 0.02766
| 972.8487 | 0.00552 |  | 849.4083 | 0.0020701 |  | 849.4083 | 0.018635 |  | 972.6121 | 0 |  | 849.4083 | 0.62954 |  | 977.3234 | 0.0004 |  | 972.8487 | 0.30644 |  | 849.4083 | 0.00621 |  | 1041.168 | 0.77041 |  |  |  | 1290.012 | 0.00075311 |  | 1253.4661 | 0.12047 |  | 1553.3563 | 0.017905 | [7 empty] | 1165.9053 | 0 |  | 1165.8984 | 0.02764
| 973.0171 | 0.00469 |  | 849.6476 | -0.00039639 |  | 849.6476 | 0.018452 |  | 972.7815 | 3.0002e-05 |  | 849.6476 | 0.63502 |  | 977.4945 | 0.00030271 |  | 973.0171 | 0.30126 |  | 849.6476 | 0.00541 |  | 1041.2758 | 0.77226 |  |  |  | 1290.521 | 0.00050836 |  | 1253.543 | 0.11986 |  | 1553.652 | 0.018118 | [7 empty] | 1165.9718 | 0 |  | 1165.965 | 0.02764
| 973.1855 | 0.00614 |  | 849.8869 | 0.001478 |  | 849.8869 | 0.016626 |  | 972.9509 | 0 |  | 849.8869 | 0.63823 |  | 977.6655 | 0.00054262 |  | 973.1855 | 0.29582 |  | 849.8869 | 0.00601 |  | 1041.3837 | 0.77352 |  |  |  | 1291.032 | 0.00058375 |  | 1253.62 | 0.11927 |  | 1553.9476 | 0.018227 | [7 empty] | 1166.0385 | 0 |  | 1166.0316 | 0.02767
| 973.3539 | 0.00464 |  | 850.1261 | 0.0003388 |  | 850.1261 | 0.013841 |  | 973.1203 | 3.0002e-05 |  | 850.1261 | 0.64653 |  | 977.8366 | 0.00015426 |  | 973.3539 | 0.29125 |  | 850.1261 | 0.00521 |  | 1041.4917 | 0.77534 |  |  |  | 1291.542 | 0.0005308 |  | 1253.6969 | 0.11868 |  | 1554.2434 | 0.018268 | [7 empty] | 1166.1051 | 0 |  | 1166.0981 | 0.0277
| 973.5224 | 0.00455 |  | 850.3654 | 0.0017795 |  | 850.3654 | 0.013527 |  | 973.2897 | 6.6672e-06 |  | 850.3654 | 0.65153 |  | 978.0077 | 0.00046198 |  | 973.5224 | 0.28626 |  | 850.3654 | 0.00601 |  | 1041.5996 | 0.77646 |  |  |  | 1292.053 | 0.00067645 |  | 1253.7739 | 0.11809 |  | 1554.5393 | 0.018283 | [7 empty] | 1166.1716 | 0 |  | 1166.1648 | 0.02774
| 973.6908 | 0.00419 |  | 850.6047 | -0.00013488 |  | 850.6047 | 0.014959 |  | 973.4591 | 3.0002e-05 |  | 850.6047 | 0.65908 |  | 978.1788 | 0.00032116 |  | 973.6908 | 0.28171 |  | 850.6047 | 0.00541 |  | 1041.7075 | 0.77716 |  |  |  | 1292.564 | 0.00069132 |  | 1253.851 | 0.11751 |  | 1554.8353 | 0.018307 | [7 empty] | 1166.2383 | 0 |  | 1166.2314 | 0.02777
| 973.8592 | 0.00619 |  | 850.844 | 0.0016369 |  | 850.844 | 0.013624 |  | 973.6285 | 0 |  | 850.844 | 0.66311 |  | 978.3499 | 0.00041003 |  | 973.8592 | 0.27655 |  | 850.844 | 0.00601 |  | 1041.8156 | 0.77885 |  |  |  | 1293.076 | 0.00034761 |  | 1253.928 | 0.11692 |  | 1555.1315 | 0.018353 | [7 empty] | 1166.3049 | 0 |  | 1166.2981 | 0.02781
| 974.0276 | 0.00535 |  | 851.0833 | -0.001023 |  | 851.0833 | 0.01227 |  | 973.7979 | 3.0002e-05 |  | 851.0833 | 0.66806 |  | 978.521 | 0.00015466 |  | 974.0276 | 0.27179 |  | 851.0833 | 0.00701 |  | 1041.9236 | 0.78108 |  |  |  | 1293.588 | 0.00056859 |  | 1254.0049 | 0.11634 |  | 1555.4277 | 0.018411 | [7 empty] | 1166.3716 | 0 |  | 1166.3647 | 0.02786
| 974.1961 | 0.00629 |  | 851.3227 | 0.00072547 |  | 851.3227 | 0.011847 |  | 973.9673 | 6.6672e-06 |  | 851.3227 | 0.67784 |  | 978.6921 | 0.00041905 |  | 974.1961 | 0.26633 |  | 851.3226 | 0.00681 |  | 1042.0316 | 0.7833 |  |  |  | 1294.101 | 0.00068455 |  | 1254.0819 | 0.11577 |  | 1555.7241 | 0.018456 | [7 empty] | 1166.4382 | 0 |  | 1166.4314 | 0.02792
| 974.3645 | 0.00524 |  | 851.562 | -0.00011505 |  | 851.562 | 0.014367 |  | 974.1367 | 0 |  | 851.562 | 0.68306 |  | 978.8632 | 0.00010792 |  | 974.3645 | 0.26115 |  | 851.562 | 0.00681 |  | 1042.1396 | 0.78538 |  |  |  | 1294.614 | 0.00048663 |  | 1254.1589 | 0.1152 |  | 1556.0206 | 0.018463 | [7 empty] | 1166.5049 | 0 |  | 1166.498 | 0.02798
| 974.5329 | 0.00761 |  | 851.8013 | 0.0012328 |  | 851.8013 | 0.015945 |  | 974.3061 | 0 |  | 851.8013 | 0.68712 |  | 979.0343 | 0.00030291 |  | 974.5329 | 0.2552 |  | 851.8013 | 0.00661 |  | 1042.2478 | 0.78769 |  |  |  | 1295.127 | 0.000599 |  | 1254.2361 | 0.11463 |  | 1556.3171 | 0.018416 | [7 empty] | 1166.5715 | 0 |  | 1166.5647 | 0.02803
| 974.7014 | 0.00619 |  | 852.0406 | -0.00050701 |  | 852.0406 | 0.012409 |  | 974.4755 | 3.0002e-05 |  | 852.0406 | 0.69518 |  | 979.2054 | 3.4102e-05 |  | 974.7014 | 0.24973 |  | 852.0407 | 0.00701 |  | 1042.3558 | 0.78966 |  |  |  | 1295.641 | 0.0005725 |  | 1254.3131 | 0.11407 |  | 1556.6139 | 0.018315 | [7 empty] | 1166.6382 | 0 |  | 1166.6314 | 0.02804
| 974.8698 | 0.00619 |  | 852.28 | 0.001479 |  | 852.28 | 0.014216 |  | 974.6449 | 6.6672e-06 |  | 852.28 | 0.70167 |  | 979.3765 | 0.00030792 |  | 974.8698 | 0.24452 |  | 852.28 | 0.00701 |  | 1042.464 | 0.79169 |  |  |  | 1296.155 | 0.00064412 |  | 1254.3901 | 0.11352 |  | 1556.9106 | 0.018181 | [7 empty] | 1166.705 | 0 |  | 1166.698 | 0.028
| 975.0382 | 0.00658 |  | 852.5193 | -0.0006689 |  | 852.5193 | 0.009303 |  | 974.8143 | 3.0002e-05 |  | 852.5193 | 0.70769 |  | 979.5476 | 4.4533e-05 |  | 975.0382 | 0.24025 |  | 852.5194 | 0.00701 |  | 1042.5721 | 0.79433 |  |  |  | 1296.67 | 0.00083389 |  | 1254.4672 | 0.11296 |  | 1557.2076 | 0.018044 | [7 empty] | 1166.7716 | 0 |  | 1166.7648 | 0.02788
| 975.2066 | 0.00645 |  | 852.7587 | 0.0017185 |  | 852.7587 | 0.011439 |  | 974.9837 | 6.6672e-06 |  | 852.7587 | 0.71254 |  | 979.7187 | 0.00032517 |  | 975.2066 | 0.23615 |  | 852.7587 | 0.00741 |  | 1042.6803 | 0.79632 |  |  |  | 1297.185 | 0.00048938 |  | 1254.5443 | 0.1124 |  | 1557.5046 | 0.017935 | [7 empty] | 1166.8383 | 0 |  | 1166.8314 | 0.02768
| 975.3751 | 0.00489 |  | 852.9981 | -0.00047032 |  | 852.9981 | 0.014136 |  | 975.1531 | 3.0002e-05 |  | 852.9981 | 0.71847 |  | 979.8898 | 3.9518e-05 |  | 975.3751 | 0.23236 |  | 852.9981 | 0.00801 |  | 1042.7886 | 0.79816 |  |  |  | 1297.7 | 0.00059595 |  | 1254.6213 | 0.11185 |  | 1557.8018 | 0.017882 | [7 empty] | 1166.905 | 0 |  | 1166.8981 | 0.02741
| 975.5435 | 0.00766 |  | 853.2374 | 0.0016549 |  | 853.2374 | 0.013322 |  | 975.3225 | 2.6669e-05 |  | 853.2374 | 0.72499 |  | 980.061 | 0.00034583 |  | 975.5435 | 0.22821 |  | 853.2374 | 0.00801 |  | 1042.8967 | 0.80031 |  |  |  | 1298.216 | 0.00056803 |  | 1254.6985 | 0.1113 |  | 1558.0991 | 0.017903 | [7 empty] | 1166.9717 | 0 |  | 1166.9648 | 0.0271
| 975.712 | 0.00431 |  | 853.4768 | -0.00030742 |  | 853.4768 | 0.010978 |  | 975.492 | 0 |  | 853.4768 | 0.73263 |  | 980.2321 | 0.00012437 |  | 975.712 | 0.22433 |  | 853.4768 | 0.00841 |  | 1043.005 | 0.80236 |  |  |  | 1298.732 | 0.0005837 |  | 1254.7756 | 0.11076 |  | 1558.3965 | 0.017999 | [7 empty] | 1167.0385 | 0 |  | 1167.0315 | 0.02681
| 975.8804 | 0.00636 |  | 853.7162 | 0.0013867 |  | 853.7162 | 0.011031 |  | 975.6614 | 6.6672e-06 |  | 853.7162 | 0.73797 |  | 980.4032 | 0.00043751 |  | 975.8804 | 0.22029 |  | 853.7162 | 0.00801 |  | 1043.1133 | 0.80338 |  |  |  | 1299.249 | 0.000459 |  | 1254.8527 | 0.11023 |  | 1558.694 | 0.018158 | [7 empty] | 1167.1051 | 0 |  | 1167.0983 | 0.02658
| 976.0488 | 0.00522 |  | 853.9556 | -0.00050307 |  | 853.9556 | 0.0085527 |  | 975.8308 | 1.0001e-05 |  | 853.9556 | 0.74253 |  | 980.5743 | 0.00016249 |  | 976.0488 | 0.21637 |  | 853.9556 | 0.00821 |  | 1043.2216 | 0.80401 |  |  |  | 1299.766 | 0.0004882 |  | 1254.9298 | 0.10969 |  | 1558.9916 | 0.018349 | [7 empty] | 1167.1719 | 0 |  | 1167.165 | 0.02645
| 976.2173 | 0.00496 |  | 854.195 | 0.0014179 |  | 854.195 | 0.0099731 |  | 976.0002 | 0 |  | 854.195 | 0.75203 |  | 980.7454 | 0.00039117 |  | 976.2173 | 0.21183 |  | 854.195 | 0.00921 |  | 1043.3298 | 0.80545 |  |  |  | 1300.283 | 0.00046544 |  | 1255.007 | 0.10915 |  | 1559.2893 | 0.018528 | [7 empty] | 1167.2387 | 0 |  | 1167.2318 | 0.02645
| 976.3857 | 0.00484 |  | 854.4344 | 0.00029146 |  | 854.4344 | 0.0087878 |  | 976.1697 | 0 |  | 854.4344 | 0.75967 |  | 980.9166 | 0.00011595 |  | 976.3857 | 0.2072 |  | 854.4344 | 0.00821 |  | 1043.4382 | 0.80804 |  |  |  | 1300.801 | 0.00076552 |  | 1255.0841 | 0.10863 |  | 1559.5872 | 0.018644 | [7 empty] | 1167.3054 | 0 |  | 1167.2985 | 0.02657
| 976.5542 | 0.00559 |  | 854.6738 | 0.00091978 |  | 854.6738 | 0.010623 |  | 976.3391 | 2.6669e-05 |  | 854.6738 | 0.76447 |  | 981.0877 | 0.00035125 |  | 976.5542 | 0.20235 |  | 854.6738 | 0.00921 |  | 1043.5465 | 0.81214 |  |  |  | 1301.32 | 0.00065688 |  | 1255.1613 | 0.1081 |  | 1559.8851 | 0.018652 | [7 empty] | 1167.3722 | 0 |  | 1167.3652 | 0.02679
| 976.7226 | 0.00424 |  | 854.9133 | -0.0011386 |  | 854.9133 | 0.0093289 |  | 976.5085 | 1.0001e-05 |  | 854.9133 | 0.77056 |  | 981.2588 | 0.00015065 |  | 976.7226 | 0.19833 |  | 854.9133 | 0.01001 |  | 1043.6549 | 0.81494 |  |  |  | 1301.838 | 0.000601 |  | 1255.2384 | 0.10757 |  | 1560.1831 | 0.018525 | [7 empty] | 1167.439 | 0 |  | 1167.432 | 0.02705
| 976.891 | 0.00675 |  | 855.1527 | 0.0019584 |  | 855.1527 | 0.010505 |  | 976.678 | 0 |  | 855.1527 | 0.77851 |  | 981.43 | 0.00042969 |  | 976.891 | 0.19409 |  | 855.1527 | 0.00981 |  | 1043.7633 | 0.81583 |  |  |  | 1302.357 | 0.000712 |  | 1255.3156 | 0.10705 |  | 1560.4813 | 0.018269 | [7 empty] | 1167.5057 | 0 |  | 1167.4988 | 0.02731
| 977.0595 | 0.00545 |  | 855.3921 | -0.00082624 |  | 855.3921 | 0.008404 |  | 976.8474 | 0 |  | 855.3921 | 0.78405 |  | 981.6011 | 0.00034457 |  | 977.0595 | 0.19039 |  | 855.3921 | 0.00941 |  | 1043.8718 | 0.81711 |  |  |  | 1302.877 | 0.00067685 |  | 1255.3928 | 0.10653 |  | 1560.7797 | 0.017921 | [7 empty] | 1167.5725 | 0 |  | 1167.5656 | 0.02752
| 977.2279 | 0.00529 |  | 855.6316 | 0.0014831 |  | 855.6316 | 0.010199 |  | 977.0168 | 0 |  | 855.6316 | 0.79201 |  | 981.7722 | 0.00073514 |  | 977.2279 | 0.18616 |  | 855.6316 | 0.01041 |  | 1043.9801 | 0.81836 |  |  |  | 1303.397 | 0.00039076 |  | 1255.47 | 0.10602 |  | 1561.078 | 0.017546 | [7 empty] | 1167.6393 | 0 |  | 1167.6323 | 0.02766
| 977.3964 | 0.00528 |  | 855.871 | -0.00048572 |  | 855.871 | 0.0087602 |  | 977.1863 | 3.0002e-05 |  | 855.871 | 0.79815 |  | 981.9434 | 0.00052626 |  | 977.3964 | 0.1826 |  | 855.871 | 0.01081 |  | 1044.0886 | 0.81972 |  |  |  | 1303.917 | 0.0004031 |  | 1255.5472 | 0.10551 |  | 1561.3766 | 0.01721 | [7 empty] | 1167.7061 | 0 |  | 1167.6991 | 0.02773
| 977.5648 | 0.0064 |  | 856.1105 | 0.0012029 |  | 856.1105 | 0.0082937 |  | 977.3557 | 0 |  | 856.1105 | 0.80529 |  | 982.1145 | 0.00065284 |  | 977.5648 | 0.17895 |  | 856.1105 | 0.01101 |  | 1044.197 | 0.8211 |  |  |  | 1304.438 | 0.00056564 |  | 1255.6244 | 0.105 |  | 1561.6752 | 0.016967 | [7 empty] | 1167.7728 | 0 |  | 1167.766 | 0.02771
| 977.7333 | 0.00496 |  | 856.35 | -0.00041739 |  | 856.35 | 0.0074468 |  | 977.5252 | 1.0001e-05 |  | 856.35 | 0.81163 |  | 982.2857 | 0.00025645 |  | 977.7333 | 0.1756 |  | 856.35 | 0.01101 |  | 1044.3055 | 0.82292 |  |  |  | 1304.959 | 0.00044399 |  | 1255.7017 | 0.10449 |  | 1561.9739 | 0.016843 | [7 empty] | 1167.8396 | 0 |  | 1167.8328 | 0.02765
| 977.9017 | 0.00582 |  | 856.5894 | 0.00093892 |  | 856.5894 | 0.005206 |  | 977.6946 | 2.6669e-05 |  | 856.5894 | 0.82262 |  | 982.4568 | 0.00044528 |  | 977.9017 | 0.17235 |  | 856.5894 | 0.01101 |  | 1044.4141 | 0.82598 |  |  |  | 1305.481 | 0.00071714 |  | 1255.7788 | 0.10399 |  | 1562.2728 | 0.016832 | [7 empty] | 1167.9065 | 0 |  | 1167.8995 | 0.02755
| 978.0702 | 0.00614 |  | 856.8289 | -0.00048644 |  | 856.8289 | 0.0059621 |  | 977.8641 | 1.0001e-05 |  | 856.8289 | 0.82805 |  | 982.628 | 3.0582e-06 |  | 978.0702 | 0.1697 |  | 856.8289 | 0.01101 |  | 1044.5227 | 0.82846 |  |  |  | 1306.003 | 0.00047065 |  | 1255.8561 | 0.1035 |  | 1562.5718 | 0.016909 | [7 empty] | 1167.9733 | 0 |  | 1167.9664 | 0.02745
| 978.2386 | 0.0068 |  | 857.0684 | 0.00041594 |  | 857.0684 | 0.0055162 |  | 978.0335 | 6.6672e-06 |  | 857.0684 | 0.83894 |  | 982.7991 | 0.00025877 |  | 978.2386 | 0.16724 |  | 857.0684 | 0.01141 |  | 1044.6312 | 0.82984 |  |  |  | 1306.525 | 0.00056313 |  | 1255.9334 | 0.103 |  | 1562.8709 | 0.017038 | [7 empty] | 1168.0402 | 0 |  | 1168.0332 | 0.02737
| 978.4071 | 0.0035 |  | 857.3079 | -0.00034444 |  | 857.3079 | 0.0060894 |  | 978.203 | 3.0002e-05 |  | 857.3079 | 0.84633 |  | 982.9703 | 0.00012698 |  | 978.4071 | 0.16518 |  | 857.3079 | 0.01141 |  | 1044.7399 | 0.83144 |  |  |  | 1307.048 | 0.00063502 |  | 1256.0106 | 0.10251 |  | 1563.17 | 0.01719 | [7 empty] | 1168.1069 | 0 |  | 1168.1001 | 0.02734
| 978.5755 | 0.00585 |  | 857.5474 | 0.00073743 |  | 857.5474 | 0.008687 |  | 978.3725 | 0 |  | 857.5474 | 0.85243 |  | 983.1414 | 0.0005685 |  | 978.5755 | 0.16245 |  | 857.5474 | 0.01261 |  | 1044.8485 | 0.83364 |  |  |  | 1307.572 | 0.00039301 |  | 1256.0879 | 0.10202 |  | 1563.4694 | 0.017344 | [7 empty] | 1168.1738 | 0 |  | 1168.1669 | 0.02736
| 978.744 | 0.00491 |  | 857.7869 | -0.00046901 |  | 857.7869 | 0.0067495 |  | 978.5419 | 1.0001e-05 |  | 857.7869 | 0.85529 |  | 983.3126 | 0.00034323 |  | 978.744 | 0.15983 |  | 857.7869 | 0.01282 |  | 1044.9572 | 0.83567 |  |  |  | 1308.095 | 0.00033147 |  | 1256.1652 | 0.10152 |  | 1563.7688 | 0.017487 | [7 empty] | 1168.2407 | 0 |  | 1168.2338 | 0.02745
| 978.9124 | 0.00524 |  | 858.0264 | 0.0015221 |  | 858.0264 | 0.0094465 |  | 978.7114 | 0 |  | 858.0264 | 0.86027 |  | 983.4837 | 0.00062788 |  | 978.9124 | 0.15665 |  | 858.0264 | 0.01322 |  | 1045.0658 | 0.83749 |  |  |  | 1308.62 | 0.00049603 |  | 1256.2424 | 0.10104 |  | 1564.0684 | 0.017609 | [7 empty] | 1168.3075 | 0 |  | 1168.3007 | 0.02759
| 979.0809 | 0.00452 |  | 858.2659 | -0.00083925 |  | 858.2659 | 0.0052721 |  | 978.8809 | 1.0001e-05 |  | 858.2659 | 0.87072 |  | 983.6549 | 0.0003348 |  | 979.0809 | 0.15382 |  | 858.2659 | 0.01342 |  | 1045.1746 | 0.83904 |  |  |  | 1309.144 | 0.00081649 |  | 1256.3197 | 0.10056 |  | 1564.368 | 0.017691 | [7 empty] | 1168.3744 | 0 |  | 1168.3675 | 0.02776
| 979.2493 | 0.00582 |  | 858.5055 | 0.0010522 |  | 858.5055 | 0.0080389 |  | 979.0503 | 0 |  | 858.5055 | 0.8745 |  | 983.8261 | 0.00066098 |  | 979.2493 | 0.15059 |  | 858.5055 | 0.01362 |  | 1045.2832 | 0.84063 |  |  |  | 1309.669 | 0.00037774 |  | 1256.3971 | 0.10008 |  | 1564.6678 | 0.017715 | [7 empty] | 1168.4413 | 0 |  | 1168.4344 | 0.02794
| 979.4178 | 0.00503 |  | 858.745 | 0.00069149 |  | 858.745 | 0.005454 |  | 979.2198 | 3.0002e-05 |  | 858.745 | 0.87942 |  | 983.9972 | 0.00032878 |  | 979.4178 | 0.14752 |  | 858.745 | 0.01402 |  | 1045.392 | 0.84231 |  |  |  | 1310.194 | 0.00071799 |  | 1256.4744 | 0.099604 |  | 1564.9677 | 0.017664 | [7 empty] | 1168.5082 | 0 |  | 1168.5013 | 0.02811
| 979.5862 | 0.00777 |  | 858.9846 | 0.00078556 |  | 858.9846 | 0.0066066 |  | 979.3893 | 0 |  | 858.9846 | 0.88483 |  | 984.1684 | 0.00052798 |  | 979.5862 | 0.1441 |  | 858.9846 | 0.01422 |  | 1045.5007 | 0.84357 |  |  |  | 1310.72 | 0.0003805 |  | 1256.5516 | 0.099133 |  | 1565.2677 | 0.017535 | [7 empty] | 1168.5751 | 0 |  | 1168.5682 | 0.02824
| 979.7547 | 0.00549 |  | 859.2241 | -0.0011134 |  | 859.2241 | 0.0067732 |  | 979.5587 | 0 |  | 859.2241 | 0.89527 |  | 984.3396 | 0.00028124 |  | 979.7547 | 0.14134 |  | 859.2241 | 0.01422 |  | 1045.6095 | 0.8451 |  |  |  | 1311.246 | 0.00047257 |  | 1256.629 | 0.098661 |  | 1565.5679 | 0.017348 | [7 empty] | 1168.642 | 0 |  | 1168.6351 | 0.02833
| 979.9232 | 0.0057 |  | 859.4637 | 0.0013892 |  | 859.4637 | 0.0063149 |  | 979.7282 | 0 |  | 859.4637 | 0.89764 |  | 984.5108 | 0.00035245 |  | 979.9232 | 0.13819 |  | 859.4637 | 0.01502 |  | 1045.7183 | 0.84667 |  |  |  | 1311.773 | 0.00053912 |  | 1256.7064 | 0.09819 |  | 1565.868 | 0.017144 | [7 empty] | 1168.7089 | 0 |  | 1168.702 | 0.02839
| 980.0916 | 0.00513 |  | 859.7032 | 0.00013421 |  | 859.7032 | 0.0067998 |  | 979.8977 | 1.0001e-05 |  | 859.7032 | 0.90814 |  | 984.6819 | 2.0862e-05 |  | 980.0916 | 0.13586 |  | 859.7032 | 0.01522 |  | 1045.8271 | 0.84759 |  |  |  | 1312.3 | 0.00052917 |  | 1256.7837 | 0.097719 |  | 1566.1685 | 0.016982 | [7 empty] | 1168.7758 | 0 |  | 1168.7689 | 0.02843
| 980.2601 | 0.00455 |  | 859.9428 | 0.0011197 |  | 859.9428 | 0.0074769 |  | 980.0672 | 0 |  | 859.9428 | 0.91321 |  | 984.8531 | 0.00033059 |  | 980.2601 | 0.13305 |  | 859.9428 | 0.01542 |  | 1045.936 | 0.84961 |  |  |  | 1312.828 | 0.00034403 |  | 1256.8611 | 0.097258 |  | 1566.4689 | 0.016918 | [7 empty] | 1168.8428 | 0 |  | 1168.8358 | 0.02849
| 980.4285 | 0.00547 |  | 860.1824 | -0.00067546 |  | 860.1824 | 0.005668 |  | 980.2367 | 3.0002e-05 |  | 860.1824 | 0.91939 |  | 985.0243 | 2.8084e-05 |  | 980.4285 | 0.13074 |  | 860.1824 | 0.01602 |  | 1046.0449 | 0.85329 |  |  |  | 1313.356 | 0.00036778 |  | 1256.9385 | 0.096798 |  | 1566.7695 | 0.016994 | [7 empty] | 1168.9097 | 0 |  | 1168.9027 | 0.02858
| 980.597 | 0.00619 |  | 860.422 | 0.00069632 |  | 860.422 | 0.0085003 |  | 980.4062 | 0 |  | 860.422 | 0.92482 |  | 985.1955 | 0.00030672 |  | 980.597 | 0.12785 |  | 860.422 | 0.01622 |  | 1046.1538 | 0.85646 |  |  |  | 1313.884 | 0.00031818 |  | 1257.0159 | 0.096337 |  | 1567.0702 | 0.017224 | [7 empty] | 1168.9766 | 0 |  | 1168.9697 | 0.02874
| 980.7655 | 0.00466 |  | 860.6616 | -0.00061223 |  | 860.6616 | 0.0035464 |  | 980.5756 | 1.0001e-05 |  | 860.6616 | 0.93189 |  | 985.3667 | 0.00023992 |  | 980.7655 | 0.12559 |  | 860.6616 | 0.01662 |  | 1046.2627 | 0.8584 |  |  |  | 1314.413 | 0.0004193 |  | 1257.0933 | 0.095877 |  | 1567.371 | 0.017592 | [7 empty] | 1169.0436 | 0 |  | 1169.0366 | 0.02898
| 980.9339 | 0.0065 |  | 860.9012 | 0.0016309 |  | 860.9012 | 0.0093368 |  | 980.7451 | 6.6672e-06 |  | 860.9012 | 0.93692 |  | 985.5378 | 0.00065275 |  | 980.9339 | 0.12302 |  | 860.9012 | 0.01702 |  | 1046.3716 | 0.85956 |  |  |  | 1314.942 | 0.00043318 |  | 1257.1707 | 0.095428 |  | 1567.672 | 0.018054 | [7 empty] | 1169.1105 | 0 |  | 1169.1036 | 0.0293
| 981.1024 | 0.00389 |  | 861.1408 | -0.0018791 |  | 861.1408 | 0.0067436 |  | 980.9146 | 1.0001e-05 |  | 861.1408 | 0.94284 |  | 985.709 | 0.00031394 |  | 981.1024 | 0.12075 |  | 861.1408 | 0.01722 |  | 1046.4806 | 0.86097 |  |  |  | 1315.471 | 0.00053982 |  | 1257.248 | 0.094967 |  | 1567.973 | 0.018545 | [7 empty] | 1169.1775 | 0 |  | 1169.1705 | 0.0297
| 981.2709 | 0.00636 |  | 861.3804 | 0.0014982 |  | 861.3804 | 0.0076555 |  | 981.0841 | 2.6669e-05 |  | 861.3804 | 0.94527 |  | 985.8802 | 0.00064693 |  | 981.2709 | 0.11798 |  | 861.3804 | 0.01822 |  | 1046.5896 | 0.86258 |  |  |  | 1316.002 | 0.0002857 |  | 1257.3254 | 0.094518 |  | 1568.2742 | 0.018998 | [7 empty] | 1169.2444 | 0 |  | 1169.2376 | 0.03016
| 981.4393 | 0.0039 |  | 861.62 | -0.0009109 |  | 861.62 | 0.0028408 |  | 981.2536 | 3.0002e-05 |  | 861.62 | 0.94913 |  | 986.0514 | 0.00026299 |  | 981.4393 | 0.11557 |  | 861.62 | 0.01882 |  | 1046.6986 | 0.86432 |  |  |  | 1316.532 | 0.00057011 |  | 1257.4029 | 0.094068 |  | 1568.5754 | 0.019345 | [7 empty] | 1169.3114 | 0 |  | 1169.3046 | 0.03065
| 981.6078 | 0.00626 |  | 861.8596 | 0.0006792 |  | 861.8596 | 0.0066938 |  | 981.4231 | 6.6672e-06 |  | 861.8596 | 0.95512 |  | 986.2226 | 0.00044593 |  | 981.6078 | 0.11318 |  | 861.8596 | 0.01922 |  | 1046.8076 | 0.8662 |  |  |  | 1317.063 | 0.00036469 |  | 1257.4804 | 0.09363 |  | 1568.8768 | 0.019537 | [7 empty] | 1169.3784 | 0 |  | 1169.3715 | 0.03113
| 981.7763 | 0.00484 |  | 862.0993 | -0.0010374 |  | 862.0993 | 0.0045396 |  | 981.5926 | 5.0004e-05 |  | 862.0993 | 0.96101 |  | 986.3938 | 3.691e-05 |  | 981.7763 | 0.11112 |  | 862.0993 | 0.01942 |  | 1046.9167 | 0.86795 |  |  |  | 1317.594 | 0.00056851 |  | 1257.5577 | 0.09318 |  | 1569.1783 | 0.019544 | [7 empty] | 1169.4454 | 0 |  | 1169.4385 | 0.03156
| 981.9447 | 0.00587 |  | 862.3389 | 0.0016734 |  | 862.3389 | 0.0081206 |  | 981.7621 | 6.6672e-06 |  | 862.3389 | 0.96301 |  | 986.565 | 0.00029609 |  | 981.9447 | 0.10876 |  | 862.3389 | 0.01982 |  | 1047.0258 | 0.86966 |  |  |  | 1318.126 | 0.00027575 |  | 1257.6353 | 0.092742 |  | 1569.48 | 0.01936 | [7 empty] | 1169.5124 | 0 |  | 1169.5055 | 0.0319
| 982.1132 | 0.00492 |  | 862.5786 | -0.0008857 |  | 862.5786 | 0.00080273 |  | 981.9316 | 1.0001e-05 |  | 862.5786 | 0.96792 |  | 986.7362 | 1.4042e-06 |  | 982.1132 | 0.10666 |  | 862.5786 | 0.02062 |  | 1047.1349 | 0.87102 |  |  |  | 1318.658 | 0.000336 |  | 1257.7128 | 0.092292 |  | 1569.7817 | 0.019005 | [7 empty] | 1169.5793 | 0 |  | 1169.5725 | 0.03211
| 982.2817 | 0.00585 |  | 862.8182 | 0.0011748 |  | 862.8182 | 0.0073244 |  | 982.1011 | 0 |  | 862.8182 | 0.97159 |  | 986.9074 | 0.00018395 |  | 982.2817 | 0.10423 |  | 862.8182 | 0.02083 |  | 1047.2439 | 0.87242 |  |  |  | 1319.191 | 0.00047111 |  | 1257.7902 | 0.091854 |  | 1570.0835 | 0.018517 | [7 empty] | 1169.6464 | 0 |  | 1169.6395 | 0.03217
| 982.4501 | 0.006 |  | 863.0579 | -0.0010885 |  | 863.0579 | 0.0026999 |  | 982.2707 | 1.0001e-05 |  | 863.0579 | 0.97728 |  | 987.0786 | 0.00011394 |  | 982.4501 | 0.10246 |  | 863.0579 | 0.02143 |  | 1047.353 | 0.87415 |  |  |  | 1319.724 | 0.00047658 |  | 1257.8677 | 0.091426 |  | 1570.3855 | 0.017953 | [7 empty] | 1169.7135 | 0 |  | 1169.7065 | 0.03209
| 982.6186 | 0.00561 |  | 863.2976 | 0.00043732 |  | 863.2976 | 0.0072641 |  | 982.4402 | 6.6672e-06 |  | 863.2976 | 0.98053 |  | 987.2498 | 0.00038335 |  | 982.6186 | 0.1004 |  | 863.2976 | 0.02143 |  | 1047.4622 | 0.87604 |  |  |  | 1320.257 | 0.00046407 |  | 1257.9452 | 0.090988 |  | 1570.6876 | 0.017373 | [7 empty] | 1169.7805 | 0 |  | 1169.7736 | 0.03186
| 982.7871 | 0.00535 |  | 863.5372 | -0.0010786 |  | 863.5372 | 0.001598 |  | 982.6097 | 1.0001e-05 |  | 863.5372 | 0.983 |  | 987.4211 | 0.00012197 |  | 982.7871 | 0.09885 |  | 863.5372 | 0.02143 |  | 1047.5714 | 0.87773 |  |  |  | 1320.791 | 0.00058487 |  | 1258.0227 | 0.090549 |  | 1570.9899 | 0.016832 | [7 empty] | 1169.8475 | 0 |  | 1169.8406 | 0.0315
| 982.9556 | 0.00677 |  | 863.7769 | 0.0017776 |  | 863.7769 | 0.0050912 |  | 982.7792 | 6.6672e-06 |  | 863.7769 | 0.98911 |  | 987.5923 | 0.00037713 |  | 982.9556 | 0.09688 |  | 863.7769 | 0.02243 |  | 1047.6808 | 0.87995 |  |  |  | 1321.326 | 0.00079503 |  | 1258.1002 | 0.090122 |  | 1571.2921 | 0.016374 | [7 empty] | 1169.9145 | 0 |  | 1169.9077 | 0.03106
| 983.124 | 0.00564 |  | 864.0166 | -0.0014232 |  | 864.0166 | 0.0038355 |  | 982.9487 | 1.0001e-05 |  | 864.0166 | 0.99525 |  | 987.7635 | 0.00026218 |  | 983.124 | 0.09518 |  | 864.0166 | 0.02343 |  | 1047.7899 | 0.88226 |  |  |  | 1321.86 | 0.00058044 |  | 1258.1777 | 0.089694 |  | 1571.5946 | 0.016023 | [7 empty] | 1169.9816 | 0 |  | 1169.9747 | 0.03055
| 983.2925 | 0.00552 |  | 864.2563 | 0.00091679 |  | 864.2563 | 0.004676 |  | 983.1182 | 2.6669e-05 |  | 864.2563 | 0.99546 |  | 987.9347 | 0.00043731 |  | 983.2925 | 0.09305 |  | 864.2563 | 0.02343 |  | 1047.8992 | 0.88359 |  |  |  | 1322.396 | 0.00052623 |  | 1258.2552 | 0.089267 |  | 1571.8971 | 0.015788 | [7 empty] | 1170.0487 | 0 |  | 1170.0418 | 0.03001
| 983.461 | 0.00526 |  | 864.496 | -0.00088101 |  | 864.496 | 0.0027251 |  | 983.2878 | 1.0001e-05 |  | 864.496 | 1 |  | 988.1059 | 0.00021123 |  | 983.461 | 0.09119 |  | 864.496 | 0.02383 |  | 1048.0084 | 0.88615 |  |  |  | 1322.931 | 0.00038637 |  | 1258.3328 | 0.088839 |  | 1572.1998 | 0.01566 | [7 empty] | 1170.1157 | 0 |  | 1170.1089 | 0.02946
| 983.6295 | 0.00473 |  | 864.7357 | 0.00034401 |  | 864.7357 | 0.0045313 |  | 983.4573 | 6.6672e-06 |  | 864.7357 | 0.99838 |  | 988.2771 | 0.00047622 |  | 983.6295 | 0.08903 |  | 864.7357 | 0.02423 |  | 1048.1177 | 0.88913 |  |  |  | 1323.467 | 0.00050564 |  | 1258.4104 | 0.088412 |  | 1572.5026 | 0.015629 | [7 empty] | 1170.1829 | 0 |  | 1170.1759 | 0.02895
| 983.7979 | 0.00594 |  | 864.9754 | -0.00078148 |  | 864.9754 | -5.1067e-05 |  | 983.6268 | 1.0001e-05 |  | 864.9754 | 0.99748 |  | 988.4484 | 0.00016489 |  | 983.7979 | 0.08737 |  | 864.9754 | 0.02463 |  | 1048.2271 | 0.89094 |  |  |  | 1324.004 | 0.00043702 |  | 1258.4879 | 0.087995 |  | 1572.8055 | 0.015685 | [7 empty] | 1170.2499 | 0 |  | 1170.243 | 0.02848
| 983.9664 | 0.00457 |  | 865.2152 | 0.0003939 |  | 865.2152 | 0.0034338 |  | 983.7964 | 6.6672e-06 |  | 865.2152 | 0.9938 |  | 988.6196 | 0.00049267 |  | 983.9664 | 0.08548 |  | 865.2152 | 0.02523 |  | 1048.3364 | 0.89266 |  |  |  | 1324.541 | 0.00047739 |  | 1258.5656 | 0.087568 |  | 1573.1085 | 0.015828 | [7 empty] | 1170.317 | 0 |  | 1170.3101 | 0.02808
| 984.1349 | 0.00433 |  | 865.4549 | -0.00088411 |  | 865.4549 | 0.0020805 |  | 983.9659 | 3.0002e-05 |  | 865.4549 | 0.9943 |  | 988.7908 | 0.00014744 |  | 984.1349 | 0.08399 |  | 865.4549 | 0.02623 |  | 1048.4458 | 0.89311 |  |  |  | 1325.078 | 0.00061896 |  | 1258.6431 | 0.087151 |  | 1573.4116 | 0.016066 | [7 empty] | 1170.3842 | 0 |  | 1170.3772 | 0.02775
| 984.3034 | 0.00619 |  | 865.6946 | 0.0016782 |  | 865.6946 | 0.0055077 |  | 984.1354 | 6.6672e-06 |  | 865.6946 | 0.99736 |  | 988.962 | 0.00040601 |  | 984.3034 | 0.0821 |  | 865.6946 | 0.02723 |  | 1048.5552 | 0.89319 |  |  |  | 1325.616 | 0.00038285 |  | 1258.7207 | 0.086734 |  | 1573.715 | 0.016407 | [7 empty] | 1170.4512 | 0 |  | 1170.4443 | 0.02748
| 984.4719 | 0.00642 |  | 865.9344 | -0.0011325 |  | 865.9344 | 0.0028552 |  | 984.305 | 3.0002e-05 |  | 865.9344 | 0.99433 |  | 989.1333 | 0.00012698 |  | 984.4719 | 0.08055 |  | 865.9344 | 0.02703 |  | 1048.6646 | 0.89461 |  |  |  | 1326.154 | 0.00036003 |  | 1258.7983 | 0.086318 |  | 1574.0183 | 0.016845 | [7 empty] | 1170.5183 | 0 |  | 1170.5115 | 0.02726
| 984.6403 | 0.0058 |  | 866.1741 | 0.00074407 |  | 866.1741 | 0.0052787 |  | 984.4745 | 6.6672e-06 |  | 866.1741 | 0.99359 |  | 989.3045 | 0.00054523 |  | 984.6403 | 0.07864 |  | 866.1741 | 0.02723 |  | 1048.774 | 0.89673 |  |  |  | 1326.693 | 0.00045892 |  | 1258.8758 | 0.085901 |  | 1574.3218 | 0.017351 | [7 empty] | 1170.5855 | 0 |  | 1170.5786 | 0.02707
| 984.8088 | 0.00617 |  | 866.4139 | -0.00066615 |  | 866.4139 | 0.0022154 |  | 984.644 | 3.0002e-05 |  | 866.4139 | 0.99224 |  | 989.4757 | 0.00017793 |  | 984.8088 | 0.07727 |  | 866.4139 | 0.02883 |  | 1048.8837 | 0.89973 |  |  |  | 1327.232 | 0.00050163 |  | 1258.9535 | 0.085485 |  | 1574.6254 | 0.017867 | [7 empty] | 1170.6526 | 0 |  | 1170.6457 | 0.0269
| 984.9773 | 0.00575 |  | 866.6537 | 0.00054991 |  | 866.6537 | 0.0042319 |  | 984.8136 | 6.6672e-06 |  | 866.6537 | 0.99672 |  | 989.647 | 0.00040642 |  | 984.9773 | 0.07554 |  | 866.6537 | 0.02843 |  | 1048.993 | 0.90257 |  |  |  | 1327.772 | 0.00037303 |  | 1259.0311 | 0.085079 |  | 1574.9291 | 0.018313 | [7 empty] | 1170.7197 | 0 |  | 1170.7129 | 0.02676
| 985.1458 | 0.00485 |  | 866.8934 | -0.0012854 |  | 866.8934 | 0.0012524 |  | 984.9831 | 1.0001e-05 |  | 866.8934 | 0.99635 |  | 989.8182 | 3.2096e-06 |  | 985.1458 | 0.0742 |  | 866.8934 | 0.02944 |  | 1049.1025 | 0.90373 |  |  |  | 1328.312 | 0.00034121 |  | 1259.1088 | 0.084663 |  | 1575.2329 | 0.018606 | [7 empty] | 1170.7869 | 0 |  | 1170.78 | 0.02666
| 985.3143 | 0.00601 |  | 867.1332 | 0.0013947 |  | 867.1332 | 0.0039008 |  | 985.1527 | 6.6672e-06 |  | 867.1332 | 0.99344 |  | 989.9895 | 0.00028525 |  | 985.3143 | 0.07239 |  | 867.1332 | 0.02944 |  | 1049.212 | 0.9045 |  |  |  | 1328.852 | 0.00032669 |  | 1259.1864 | 0.084257 |  | 1575.5369 | 0.018685 | [7 empty] | 1170.854 | 0 |  | 1170.8472 | 0.0266
| 985.4828 | 0.00508 |  | 867.373 | -0.0007996 |  | 867.373 | 0.0041365 |  | 985.3222 | 3.0002e-05 |  | 867.373 | 0.98939 |  | 990.1607 | 0.00017593 |  | 985.4828 | 0.07102 |  | 867.373 | 0.03024 |  | 1049.3217 | 0.906 |  |  |  | 1329.393 | 0.00051243 |  | 1259.2642 | 0.083851 |  | 1575.8409 | 0.018532 | [7 empty] | 1170.9211 | 0 |  | 1170.9143 | 0.02661
| 985.6512 | 0.00346 |  | 867.6128 | 0.00083062 |  | 867.6128 | 0.0044419 |  | 985.4918 | 6.6672e-06 |  | 867.6128 | 0.98479 |  | 990.332 | 0.00012417 |  | 985.6512 | 0.06939 |  | 867.6128 | 0.03124 |  | 1049.4312 | 0.90786 |  |  |  | 1329.934 | 0.0003497 |  | 1259.3418 | 0.083446 |  | 1576.1451 | 0.01818 | [7 empty] | 1170.9884 | 0 |  | 1170.9814 | 0.02667
| 985.8197 | 0.00392 |  | 867.8526 | -0.0015051 |  | 867.8526 | 0.0015526 |  | 985.6613 | 1.0001e-05 |  | 867.8526 | 0.98391 |  | 990.5032 | 0.00020923 |  | 985.8197 | 0.06812 |  | 867.8526 | 0.03184 |  | 1049.5408 | 0.90898 |  |  |  | 1330.476 | 0.00047994 |  | 1259.4194 | 0.08304 |  | 1576.4495 | 0.017707 | [7 empty] | 1171.0555 | 0 |  | 1171.0487 | 0.02678
| 985.9882 | 0.00765 |  | 868.0924 | 0.00098739 |  | 868.0924 | 0.0031097 |  | 985.8309 | 6.6672e-06 |  | 868.0924 | 0.97112 |  | 990.6745 | 0.00014925 |  | 985.9882 | 0.06648 |  | 868.0924 | 0.03204 |  | 1049.6504 | 0.90918 |  |  |  | 1331.018 | 0.00032502 |  | 1259.4972 | 0.082634 |  | 1576.7539 | 0.017211 | [7 empty] | 1171.1227 | 0 |  | 1171.1158 | 0.02689
| 986.1567 | 0.00809 |  | 868.3322 | -0.0018254 |  | 868.3322 | 0.0013692 |  | 986.0005 | 3.0002e-05 |  | 868.3322 | 0.97334 |  | 990.8457 | 0.00023189 |  | 986.1567 | 0.06525 |  | 868.3322 | 0.03264 |  | 1049.76 | 0.90981 |  |  |  | 1331.561 | 0.00048699 |  | 1259.5748 | 0.082229 |  | 1577.0585 | 0.016779 | [7 empty] | 1171.1899 | 0 |  | 1171.183 | 0.02699
| 986.3252 | 0.00763 |  | 868.572 | 0.0019781 |  | 868.572 | 0.0063984 |  | 986.17 | 0 |  | 868.572 | 0.96394 |  | 991.017 | 0.00025576 |  | 986.3252 | 0.06382 |  | 868.572 | 0.03264 |  | 1049.8698 | 0.91138 |  |  |  | 1332.104 | 0.0003986 |  | 1259.6526 | 0.081834 |  | 1577.3632 | 0.016465 | [7 empty] | 1171.2571 | 0 |  | 1171.2502 | 0.02705
| 986.4937 | 0.00612 |  | 868.8119 | -0.00092169 |  | 868.8119 | 0.0042453 |  | 986.3396 | 1.0001e-05 |  | 868.8119 | 0.96229 |  | 991.1882 | 6.0982e-05 |  | 986.4937 | 0.06256 |  | 868.8119 | 0.03364 |  | 1049.9794 | 0.9129 |  |  |  | 1332.648 | 0.00037044 |  | 1259.7302 | 0.081429 |  | 1577.668 | 0.016281 | [7 empty] | 1171.3243 | 0 |  | 1171.3174 | 0.02708
| 986.6622 | 0.00494 |  | 869.0517 | 0.0015782 |  | 869.0517 | 0.0050476 |  | 986.5092 | 6.6672e-06 |  | 869.0517 | 0.95924 |  | 991.3595 | 0.00035165 |  | 986.6622 | 0.0611 |  | 869.0517 | 0.03444 |  | 1050.0891 | 0.91504 |  |  |  | 1333.192 | 0.000534 |  | 1259.808 | 0.081034 |  | 1577.9728 | 0.016201 | [7 empty] | 1171.3916 | 0 |  | 1171.3846 | 0.0271
| 986.8306 | 0.00506 |  | 869.2916 | -0.00084139 |  | 869.2916 | 0.0015067 |  | 986.6787 | 3.0002e-05 |  | 869.2916 | 0.94883 |  | 991.5308 | 5.1354e-05 |  | 986.8306 | 0.05992 |  | 869.2916 | 0.03524 |  | 1050.1989 | 0.91858 |  |  |  | 1333.736 | 0.00076333 |  | 1259.8857 | 0.080628 |  | 1578.2778 | 0.016183 | [7 empty] | 1171.4587 | 0 |  | 1171.4519 | 0.02714
| 986.9991 | 0.00677 |  | 869.5314 | 0.0015724 |  | 869.5314 | 0.0047478 |  | 986.8483 | 0 |  | 869.5314 | 0.94397 |  | 991.702 | 0.00035426 |  | 986.9991 | 0.05867 |  | 869.5314 | 0.03564 |  | 1050.3087 | 0.92129 |  |  |  | 1334.281 | 0.00044362 |  | 1259.9635 | 0.080234 |  | 1578.583 | 0.016192 | [7 empty] | 1171.526 | 0 |  | 1171.5192 | 0.02724
| 987.1676 | 0.00728 |  | 869.7713 | -0.0018508 |  | 869.7713 | 0.0019207 |  | 987.0179 | 3.0002e-05 |  | 869.7713 | 0.93961 |  | 991.8733 | 4.8946e-05 |  | 987.1676 | 0.05743 |  | 869.7713 | 0.03644 |  | 1050.4185 | 0.92363 |  |  |  | 1334.826 | 0.00044203 |  | 1260.0413 | 0.079839 |  | 1578.8882 | 0.016205 | [7 empty] | 1171.5933 | 0 |  | 1171.5863 | 0.02745
| 987.3361 | 0.00687 |  | 870.0111 | 0.0013339 |  | 870.0111 | 0.0017423 |  | 987.1875 | 0 |  | 870.0111 | 0.93171 |  | 992.0446 | 0.00027502 |  | 987.3361 | 0.0561 |  | 870.0111 | 0.03684 |  | 1050.5282 | 0.92631 |  |  |  | 1335.372 | 0.0006229 |  | 1260.119 | 0.079444 |  | 1579.1936 | 0.016227 | [7 empty] | 1171.6605 | 0 |  | 1171.6536 | 0.02778
| 987.5046 | 0.00547 |  | 870.251 | -0.0012254 |  | 870.251 | 0.0045157 |  | 987.357 | 3.0002e-05 |  | 870.251 | 0.92408 |  | 992.2158 | 6.0782e-05 |  | 987.5046 | 0.05515 |  | 870.251 | 0.03744 |  | 1050.6381 | 0.92818 |  |  |  | 1335.918 | 0.00066268 |  | 1260.1968 | 0.079061 |  | 1579.4991 | 0.016271 | [7 empty] | 1171.7278 | 0 |  | 1171.7208 | 0.0282
| 987.6731 | 0.00496 |  | 870.4909 | 0.0009127 |  | 870.4909 | 0.0021097 |  | 987.5266 | 2.6669e-05 |  | 870.4909 | 0.91593 |  | 992.3871 | 0.00033801 |  | 987.6731 | 0.05409 |  | 870.4909 | 0.03724 |  | 1050.7478 | 0.92963 |  |  |  | 1336.465 | 0.00054584 |  | 1260.2745 | 0.078666 |  | 1579.8047 | 0.016361 | [7 empty] | 1171.795 | 0 |  | 1171.7881 | 0.0287
| 987.8416 | 0.0055 |  | 870.7308 | -0.00048657 |  | 870.7308 | -0.00053511 |  | 987.6962 | 5.0004e-05 |  | 870.7308 | 0.9069 |  | 992.5584 | 4.1324e-05 |  | 987.8416 | 0.05323 |  | 870.7307 | 0.03785 |  | 1050.8577 | 0.93131 |  |  |  | 1337.012 | 0.00038383 |  | 1260.3524 | 0.078271 |  | 1580.1105 | 0.016515 | [7 empty] | 1171.8623 | 0 |  | 1171.8554 | 0.02919
| 988.0101 | 0.0064 |  | 870.9706 | 0.0010674 |  | 870.9706 | 0.0066923 |  | 987.8658 | 0 |  | 870.9706 | 0.89902 |  | 992.7296 | 0.00021424 |  | 988.0101 | 0.05216 |  | 870.9706 | 0.03905 |  | 1050.9677 | 0.93282 |  |  |  | 1337.56 | 0.00072147 |  | 1260.4302 | 0.077888 |  | 1580.4163 | 0.016743 | [7 empty] | 1171.9296 | 0 |  | 1171.9227 | 0.02962
| 988.1786 | 0.00376 |  | 871.2105 | -0.0017008 |  | 871.2105 | 0.0017071 |  | 988.0354 | 3.0002e-05 |  | 871.2105 | 0.88875 |  | 992.9009 | 3.0491e-05 |  | 988.1786 | 0.05124 |  | 871.2105 | 0.03945 |  | 1051.0775 | 0.93457 |  |  |  | 1338.108 | 0.00064579 |  | 1260.5079 | 0.077493 |  | 1580.7222 | 0.017046 | [7 empty] | 1171.9968 | 0 |  | 1171.99 | 0.02994
| 988.3471 | 0.0068 |  | 871.4504 | 0.001238 |  | 871.4504 | 0.00031344 |  | 988.2049 | 0 |  | 871.4504 | 0.87932 |  | 993.0722 | 0.00029227 |  | 988.3471 | 0.0502 |  | 871.4504 | 0.03965 |  | 1051.1875 | 0.93681 |  |  |  | 1338.656 | 0.0003007 |  | 1260.5858 | 0.077109 |  | 1581.0283 | 0.017421 | [7 empty] | 1172.0642 | 0 |  | 1172.0573 | 0.03011
| 988.5156 | 0.00455 |  | 871.6904 | -0.0010038 |  | 871.6904 | 0.00020517 |  | 988.3745 | 1.0001e-05 |  | 871.6904 | 0.87283 |  | 993.2435 | 0.00014323 |  | 988.5156 | 0.04926 |  | 871.6903 | 0.04105 |  | 1051.2975 | 0.93752 |  |  |  | 1339.205 | 0.00047864 |  | 1260.6637 | 0.076726 |  | 1581.3345 | 0.017855 | [7 empty] | 1172.1315 | 0 |  | 1172.1245 | 0.03014
| 988.6841 | 0.00649 |  | 871.9303 | 2.6165e-05 |  | 871.9303 | 0.0029274 |  | 988.5441 | 6.6672e-06 |  | 871.9303 | 0.85916 |  | 993.4148 | 0.00031895 |  | 988.6841 | 0.0481 |  | 871.9303 | 0.04125 |  | 1051.4075 | 0.9389 |  |  |  | 1339.754 | 0.00036709 |  | 1260.7415 | 0.076342 |  | 1581.6409 | 0.018328 | [7 empty] | 1172.1987 | 0 |  | 1172.1919 | 0.03006
| 988.8526 | 0.00596 |  | 872.1702 | -0.0011011 |  | 872.1702 | -0.001684 |  | 988.7137 | 3.0002e-05 |  | 872.1702 | 0.85029 |  | 993.5861 | 0.00016549 |  | 988.8526 | 0.04683 |  | 872.1702 | 0.04165 |  | 1051.5175 | 0.94201 |  |  |  | 1340.304 | 0.00032487 |  | 1260.8193 | 0.075958 |  | 1581.9473 | 0.018811 | [7 empty] | 1172.2661 | 0 |  | 1172.2592 | 0.02992
| 989.0211 | 0.00582 |  | 872.4101 | 0.00036652 |  | 872.4101 | 0.004431 |  | 988.8833 | 2.6669e-05 |  | 872.4101 | 0.83871 |  | 993.7574 | 0.00034343 |  | 989.0211 | 0.04539 |  | 872.4101 | 0.04245 |  | 1051.6277 | 0.94337 |  |  |  | 1340.854 | 0.00039901 |  | 1260.8972 | 0.075575 |  | 1582.2538 | 0.019263 | [7 empty] | 1172.3334 | 0 |  | 1172.3265 | 0.02977
| 989.1896 | 0.0048 |  | 872.6501 | -0.001071 |  | 872.6501 | 0.001345 |  | 989.0529 | 3.0002e-05 |  | 872.6501 | 0.8262 |  | 993.9286 | 1.7051e-05 |  | 989.1896 | 0.04397 |  | 872.6501 | 0.04345 |  | 1051.7375 | 0.94383 |  |  |  | 1341.405 | 0.00033157 |  | 1260.9751 | 0.075202 |  | 1582.5605 | 0.019632 | [7 empty] | 1172.4008 | 0 |  | 1172.3938 | 0.02962
| 989.3581 | 0.00538 |  | 872.89 | 0.00077044 |  | 872.89 | 0.0033769 |  | 989.2225 | 0 |  | 872.89 | 0.81301 |  | 994.0999 | 0.00042728 |  | 989.3581 | 0.04254 |  | 872.89 | 0.04425 |  | 1051.8477 | 0.94498 |  |  |  | 1341.956 | 0.00044038 |  | 1261.053 | 0.074818 |  | 1582.8673 | 0.019864 | [7 empty] | 1172.4681 | 0 |  | 1172.4612 | 0.02949
| 989.5266 | 0.00426 |  | 873.13 | -0.0014838 |  | 873.13 | -0.0025828 |  | 989.3921 | 3.0002e-05 |  | 873.13 | 0.80549 |  | 994.2712 | 0.00012176 |  | 989.5266 | 0.04119 |  | 873.13 | 0.04545 |  | 1051.9578 | 0.94688 |  |  |  | 1342.508 | 0.00030931 |  | 1261.1309 | 0.074446 |  | 1583.1742 | 0.01991 | [7 empty] | 1172.5354 | 0 |  | 1172.5286 | 0.02936
| 989.6951 | 0.00585 |  | 873.3699 | 0.00030945 |  | 873.3699 | 0.0026866 |  | 989.5617 | 6.6672e-06 |  | 873.3699 | 0.79112 |  | 994.4425 | 8.6258e-06 |  | 989.6951 | 0.03959 |  | 873.3699 | 0.04565 |  | 1052.0679 | 0.9491 |  |  |  | 1343.06 | 0.00060468 |  | 1261.2087 | 0.074062 |  | 1583.4812 | 0.019739 | [7 empty] | 1172.6028 | 0 |  | 1172.5958 | 0.02918
| 989.8636 | 0.0057 |  | 873.6099 | -0.0014919 |  | 873.6099 | -0.0017104 |  | 989.7313 | 0 |  | 873.6099 | 0.78044 |  | 994.6138 | 0.00016489 |  | 989.8636 | 0.03871 |  | 873.6099 | 0.04686 |  | 1052.1781 | 0.95021 |  |  |  | 1343.613 | 0.00040984 |  | 1261.2866 | 0.073689 |  | 1583.7883 | 0.019354 | [7 empty] | 1172.6702 | 0 |  | 1172.6632 | 0.02894
| 990.0321 | 0.00529 |  | 873.8499 | 0.001596 |  | 873.8499 | 0.0030855 |  | 989.9009 | 0 |  | 873.8499 | 0.77064 |  | 994.7851 | 0.0001681 |  | 990.0321 | 0.03723 |  | 873.8499 | 0.04766 |  | 1052.2882 | 0.95101 |  |  |  | 1344.166 | 0.00035556 |  | 1261.3646 | 0.073316 |  | 1584.0957 | 0.018794 | [7 empty] | 1172.7376 | 0 |  | 1172.7306 | 0.0286
| 990.2006 | 0.00543 |  | 874.0898 | -0.00087238 |  | 874.0898 | -5.757e-05 |  | 990.0706 | 1.0001e-05 |  | 874.0898 | 0.7568 |  | 994.9564 | 0.00014543 |  | 990.2006 | 0.03697 |  | 874.0898 | 0.04866 |  | 1052.3984 | 0.95234 |  |  |  | 1344.719 | 0.00049362 |  | 1261.4425 | 0.072944 |  | 1584.4031 | 0.018136 | [7 empty] | 1172.8049 | 0 |  | 1172.798 | 0.02817
| 990.3691 | 0.00712 |  | 874.3298 | 0.0022071 |  | 874.3298 | 0.0025664 |  | 990.2402 | 6.6672e-06 |  | 874.3298 | 0.74755 |  | 995.1277 | 0.00038716 |  | 990.3691 | 0.0354 |  | 874.3298 | 0.04766 |  | 1052.5087 | 0.95377 |  |  |  | 1345.273 | 0.00049203 |  | 1261.5204 | 0.072571 |  | 1584.7106 | 0.017477 | [7 empty] | 1172.8723 | 0 |  | 1172.8654 | 0.02767
| 990.5376 | 0.00452 |  | 874.5698 | -0.00065615 |  | 874.5698 | 0.0024072 |  | 990.4098 | 3.0002e-05 |  | 874.5698 | 0.7362 |  | 995.299 | 0.00022507 |  | 990.5376 | 0.03521 |  | 874.5698 | 0.04966 |  | 1052.6189 | 0.95502 |  |  |  | 1345.827 | 0.00044972 |  | 1261.5984 | 0.072209 |  | 1585.0182 | 0.016911 | [7 empty] | 1172.9397 | 0 |  | 1172.9327 | 0.02715
| 990.7061 | 0.00545 |  | 874.8098 | 0.00097221 |  | 874.8098 | -0.0019098 |  | 990.5794 | 0 |  | 874.8098 | 0.7209 |  | 995.4704 | 0.00052276 |  | 990.7061 | 0.03382 |  | 874.8098 | 0.04946 |  | 1052.7292 | 0.9563 |  |  |  | 1346.382 | 0.00040759 |  | 1261.6764 | 0.071837 |  | 1585.3259 | 0.016507 | [7 empty] | 1173.0071 | 0 |  | 1173.0001 | 0.02667
| 990.8746 | 0.00535 |  | 875.0498 | -0.0019393 |  | 875.0498 | 0.0024422 |  | 990.749 | 1.0001e-05 |  | 875.0498 | 0.70747 |  | 995.6417 | 0.0003663 |  | 990.8746 | 0.03371 |  | 875.0498 | 0.05126 |  | 1052.8395 | 0.95848 |  |  |  | 1346.937 | 0.00060868 |  | 1261.7543 | 0.071464 |  | 1585.6338 | 0.016292 | [7 empty] | 1173.0745 | 0 |  | 1173.0676 | 0.02628
| 991.0431 | 0.00594 |  | 875.2898 | 0.001181 |  | 875.2898 | 0.00067762 |  | 990.9186 | 6.6672e-06 |  | 875.2898 | 0.69481 |  | 995.813 | 0.00069347 |  | 991.0431 | 0.03278 |  | 875.2898 | 0.05106 |  | 1052.9498 | 0.96111 |  |  |  | 1347.493 | 0.00047855 |  | 1261.8323 | 0.071102 |  | 1585.9418 | 0.01625 | [7 empty] | 1173.142 | 0 |  | 1173.135 | 0.02602
| 991.2117 | 0.00601 |  | 875.5299 | -0.0011313 |  | 875.5299 | -0.0045165 |  | 991.0883 | 1.0001e-05 |  | 875.5299 | 0.68116 |  | 995.9843 | 0.00032417 |  | 991.2117 | 0.03286 |  | 875.5299 | 0.05166 |  | 1053.0602 | 0.96296 |  |  |  | 1348.049 | 0.0003998 |  | 1261.9103 | 0.07074 |  | 1586.2499 | 0.016329 | [7 empty] | 1173.2094 | 0 |  | 1173.2024 | 0.02594
| 991.3802 | 0.00577 |  | 875.7699 | 0.0007933 |  | 875.7699 | 0.0050116 |  | 991.2579 | 6.6672e-06 |  | 875.7699 | 0.66527 |  | 996.1556 | 0.00062467 |  | 991.3802 | 0.03258 |  | 875.7699 | 0.05366 |  | 1053.1705 | 0.96424 |  |  |  | 1348.606 | 0.00036533 |  | 1261.9883 | 0.070379 |  | 1586.5581 | 0.016471 | [7 empty] | 1173.2767 | 0 |  | 1173.2699 | 0.02602
| 991.5487 | 0.00719 |  | 876.0099 | -0.0005076 |  | 876.0099 | 0.0003228 |  | 991.4275 | 3.0002e-05 |  | 876.0099 | 0.65206 |  | 996.3269 | 0.00019217 |  | 991.5487 | 0.03309 |  | 876.0099 | 0.05346 |  | 1053.2809 | 0.96504 |  |  |  | 1349.163 | 0.00033619 |  | 1262.0663 | 0.070017 |  | 1586.8665 | 0.016626 | [7 empty] | 1173.3442 | 0 |  | 1173.3373 | 0.02627
| 991.7172 | 0.00605 |  | 876.25 | 0.0011266 |  | 876.25 | -1.7802e-05 |  | 991.5972 | 6.6672e-06 |  | 876.25 | 0.64147 |  | 996.4983 | 0.00045035 |  | 991.7172 | 0.0334 |  | 876.25 | 0.05487 |  | 1053.3914 | 0.96527 |  |  |  | 1349.72 | 0.00041597 |  | 1262.1443 | 0.069655 |  | 1587.1749 | 0.016767 | [7 empty] | 1173.4116 | 0 |  | 1173.4048 | 0.02662
| 991.8857 | 0.00584 |  | 876.49 | -0.0018077 |  | 876.49 | -0.0011265 |  | 991.7668 | 1.0001e-05 |  | 876.49 | 0.62951 |  | 996.6696 | 0.00012638 |  | 991.8857 | 0.03422 |  | 876.49 | 0.05587 |  | 1053.5017 | 0.96578 |  |  |  | 1350.279 | 0.0006633 |  | 1262.2223 | 0.069293 |  | 1587.4835 | 0.016892 | [7 empty] | 1173.4791 | 0 |  | 1173.4722 | 0.02703
| 992.0542 | 0.00619 |  | 876.7301 | 0.0001281 |  | 876.7301 | 0.0012175 |  | 991.9364 | 6.6672e-06 |  | 876.7301 | 0.61425 |  | 996.8409 | 0.0004012 |  | 992.0542 | 0.03484 |  | 876.7301 | 0.05607 |  | 1053.6122 | 0.96778 |  |  |  | 1350.837 | 0.00061283 |  | 1262.3004 | 0.068931 |  | 1587.7922 | 0.017009 | [7 empty] | 1173.5466 | 0 |  | 1173.5397 | 0.02744
| 992.2227 | 0.00545 |  | 876.9701 | -0.00068739 |  | 876.9701 | 0.00039891 |  | 992.1061 | 3.0002e-05 |  | 876.9701 | 0.60418 |  | 997.0122 | 0.00010873 |  | 992.2227 | 0.03493 |  | 876.9701 | 0.05647 |  | 1053.7227 | 0.97109 |  |  |  | 1351.396 | 0.00040365 |  | 1262.3784 | 0.068581 |  | 1588.1011 | 0.017125 | [7 empty] | 1173.614 | 0 |  | 1173.6072 | 0.0278
| 992.3912 | 0.0071 |  | 877.2102 | 0.0015727 |  | 877.2102 | 0.00352 |  | 992.2757 | 0 |  | 877.2102 | 0.594 |  | 997.1836 | 0.00049488 |  | 992.3912 | 0.03522 |  | 877.2102 | 0.05807 |  | 1053.8331 | 0.97256 |  |  |  | 1351.955 | 0.0005673 |  | 1262.4564 | 0.068219 |  | 1588.41 | 0.017236 | [7 empty] | 1173.6815 | 0 |  | 1173.6747 | 0.02808
| 992.5598 | 0.00598 |  | 877.4503 | -0.0018462 |  | 877.4503 | -0.0014169 |  | 992.4453 | 3.0002e-05 |  | 877.4503 | 0.58204 |  | 997.3549 | 1.4844e-05 |  | 992.5598 | 0.03404 |  | 877.4502 | 0.05827 |  | 1053.9437 | 0.97148 |  |  |  | 1352.515 | 0.00055557 |  | 1262.5346 | 0.067868 |  | 1588.719 | 0.017321 | [7 empty] | 1173.749 | 0 |  | 1173.7421 | 0.02826
| 992.7283 | 0.00575 |  | 877.6903 | 0.0010477 |  | 877.6903 | 0.0057805 |  | 992.615 | 6.6672e-06 |  | 877.6903 | 0.56541 |  | 997.5262 | 0.00026158 |  | 992.7283 | 0.03395 |  | 877.6903 | 0.05967 |  | 1054.0542 | 0.97167 |  |  |  | 1353.076 | 0.00049552 |  | 1262.6126 | 0.067517 |  | 1589.0282 | 0.017356 | [7 empty] | 1173.8165 | 0 |  | 1173.8096 | 0.02835
| 992.8968 | 0.00538 |  | 877.9304 | -0.0015124 |  | 877.9304 | -0.0025745 |  | 992.7846 | 5.0004e-05 |  | 877.9304 | 0.554 |  | 997.6976 | 6.5884e-05 |  | 992.8968 | 0.03132 |  | 877.9304 | 0.06047 |  | 1054.1647 | 0.97433 |  |  |  | 1353.636 | 0.00049962 |  | 1262.6907 | 0.067156 |  | 1589.3375 | 0.017318 | [7 empty] | 1173.884 | 0 |  | 1173.8771 | 0.02836
| 993.0653 | 0.00545 |  | 878.1705 | 0.0024099 |  | 878.1705 | 0.0022582 |  | 992.9543 | 6.6672e-06 |  | 878.1705 | 0.54293 |  | 997.8689 | 0.0005048 |  | 993.0653 | 0.03078 |  | 878.1705 | 0.06047 |  | 1054.2753 | 0.97606 |  |  |  | 1354.198 | 0.00050329 |  | 1262.7688 | 0.066805 |  | 1589.647 | 0.017201 | [7 empty] | 1173.9515 | 0 |  | 1173.9446 | 0.02832
| 993.2338 | 0.00508 |  | 878.4106 | -0.0011954 |  | 878.4106 | -0.00092623 |  | 993.1239 | 0 |  | 878.4106 | 0.52896 |  | 998.0403 | 0.00027752 |  | 993.2338 | 0.02869 |  | 878.4106 | 0.06127 |  | 1054.386 | 0.97638 |  |  |  | 1354.759 | 0.00051515 |  | 1262.8469 | 0.066465 |  | 1589.9565 | 0.017015 | [7 empty] | 1174.019 | 0 |  | 1174.0121 | 0.02822
| 993.4023 | 0.00719 |  | 878.6507 | 0.00061177 |  | 878.6507 | 0.0024294 |  | 993.2936 | 6.6672e-06 |  | 878.6507 | 0.51594 |  | 998.2116 | 0.00071302 |  | 993.4023 | 0.02829 |  | 878.6507 | 0.06248 |  | 1054.4966 | 0.97767 |  |  |  | 1355.322 | 0.00042262 |  | 1262.9251 | 0.066114 |  | 1590.2662 | 0.016785 | [7 empty] | 1174.0865 | 0 |  | 1174.0797 | 0.02809
| 993.5708 | 0.00647 |  | 878.8908 | -0.00055998 |  | 878.8908 | 0.00039444 |  | 993.4633 | 1.0001e-05 |  | 878.8908 | 0.50162 |  | 998.3829 | 0.00078203 |  | 993.5708 | 0.02729 |  | 878.8908 | 0.06248 |  | 1054.6072 | 0.97954 |  |  |  | 1355.884 | 0.00060895 |  | 1263.0032 | 0.065763 |  | 1590.5759 | 0.016546 | [7 empty] | 1174.1541 | 0 |  | 1174.1472 | 0.02792
| 993.7394 | 0.00476 |  | 879.131 | 0.00093529 |  | 879.131 | 0.002189 |  | 993.6329 | 6.6672e-06 |  | 879.131 | 0.4913 |  | 998.5543 | 0.00075727 |  | 993.7394 | 0.02661 |  | 879.131 | 0.06348 |  | 1054.7179 | 0.9807 |  |  |  | 1356.447 | 0.00033608 |  | 1263.0813 | 0.065424 |  | 1590.8859 | 0.016331 | [7 empty] | 1174.2217 | 0 |  | 1174.2147 | 0.02772
| 993.9079 | 0.00417 |  | 879.3711 | -0.0015286 |  | 879.3711 | -0.0037538 |  | 993.8026 | 1.0001e-05 |  | 879.3711 | 0.47821 |  | 998.7256 | 0.00073199 |  | 993.9079 | 0.02716 |  | 879.3711 | 0.06368 |  | 1054.8286 | 0.98091 |  |  |  | 1357.011 | 0.00035914 |  | 1263.1594 | 0.065073 |  | 1591.1959 | 0.016159 | [7 empty] | 1174.2892 | 0 |  | 1174.2823 | 0.02749
| 994.0764 | 0.00647 |  | 879.6112 | 0.0007494 |  | 879.6112 | 0.005385 |  | 993.9722 | 6.6672e-06 |  | 879.6112 | 0.46673 |  | 998.897 | 0.00059378 |  | 994.0764 | 0.02657 |  | 879.6112 | 0.06508 |  | 1054.9393 | 0.98178 |  |  |  | 1357.575 | 0.00050688 |  | 1263.2376 | 0.064733 |  | 1591.5061 | 0.016033 | [7 empty] | 1174.3568 | 0 |  | 1174.3499 | 0.02725
| 994.2449 | 0.0054 |  | 879.8514 | -0.001911 |  | 879.8514 | 0.0010543 |  | 994.1419 | 1.0001e-05 |  | 879.8514 | 0.4571 |  | 999.0683 | 0.00067743 |  | 994.2449 | 0.02781 |  | 879.8514 | 0.06628 |  | 1055.0503 | 0.98288 |  |  |  | 1358.139 | 0.00062002 |  | 1263.3157 | 0.064393 |  | 1591.8163 | 0.015934 | [7 empty] | 1174.4243 | 0 |  | 1174.4174 | 0.02702
| 994.4134 | 0.008 |  | 880.0915 | 9.4219e-05 |  | 880.0915 | 0.0040764 |  | 994.3116 | 0 |  | 880.0915 | 0.44278 |  | 999.2397 | 0.00039959 |  | 994.4134 | 0.02688 |  | 880.0915 | 0.06708 |  | 1055.1609 | 0.9827 |  |  |  | 1358.704 | 0.00080661 |  | 1263.3939 | 0.064053 |  | 1592.1267 | 0.015827 | [7 empty] | 1174.4919 | 0 |  | 1174.485 | 0.02684
| 994.582 | 0.00542 |  | 880.3317 | -0.0019769 |  | 880.3317 | 0.00032559 |  | 994.4812 | 1.0001e-05 |  | 880.3317 | 0.43214 |  | 999.411 | 0.00074462 |  | 994.582 | 0.02627 |  | 880.3317 | 0.06768 |  | 1055.2717 | 0.98236 |  |  |  | 1359.27 | 0.00044757 |  | 1263.4721 | 0.063713 |  | 1592.4373 | 0.015676 | [7 empty] | 1174.5594 | 0 |  | 1174.5526 | 0.02674
| 994.7505 | 0.00622 |  | 880.5718 | -0.0014648 |  | 880.5718 | 0.00042818 |  | 994.6509 | 0 |  | 880.5718 | 0.40975 |  | 999.5824 | 0.00039577 |  | 994.7505 | 0.02591 |  | 880.5718 | 0.06848 |  | 1055.3826 | 0.98235 |  |  |  | 1359.836 | 0.00037793 |  | 1263.5503 | 0.063374 |  | 1592.7479 | 0.015458 | [7 empty] | 1174.6271 | 0 |  | 1174.6201 | 0.02672
| 994.919 | 0.00642 |  | 880.812 | 0.00094633 |  | 880.812 | 0.0023192 |  | 994.8206 | 5.0004e-05 |  | 880.812 | 0.39953 |  | 999.7537 | 0.0007386 |  | 994.919 | 0.02462 |  | 880.812 | 0.06948 |  | 1055.4934 | 0.98357 |  |  |  | 1360.402 | 0.00032752 |  | 1263.6284 | 0.063034 |  | 1593.0586 | 0.015173 | [7 empty] | 1174.6947 | 0 |  | 1174.6877 | 0.02682
| 995.0875 | 0.0077 |  | 881.0522 | -0.00050531 |  | 881.0522 | 0.0022591 |  | 994.9902 | 0 |  | 881.0522 | 0.39025 |  | 999.9251 | 0.00026258 |  | 995.0875 | 0.02535 |  | 881.0522 | 0.07048 |  | 1055.6042 | 0.98604 |  |  |  | 1360.969 | 0.00041942 |  | 1263.7067 | 0.062694 |  | 1593.3695 | 0.014849 | [7 empty] | 1174.7623 | 0 |  | 1174.7554 | 0.027
| 995.256 | 0.00571 |  | 881.2923 | 0.0011008 |  | 881.2923 | 0.00047371 |  | 995.1599 | 5.0004e-05 |  | 881.2923 | 0.37898 |  | 1000.0965 | 0.00065135 |  | 995.256 | 0.02233 |  | 881.2923 | 0.07189 |  | 1055.7152 | 0.98771 |  |  |  | 1361.537 | 0.00044274 |  | 1263.7849 | 0.062365 |  | 1593.6805 | 0.014536 | [7 empty] | 1174.8298 | 0 |  | 1174.823 | 0.02727
| 995.4246 | 0.00541 |  | 881.5325 | -0.0014183 |  | 881.5325 | 0.00010264 |  | 995.3296 | 0 |  | 881.5325 | 0.3706 |  | 1000.2678 | 0.00028726 |  | 995.4246 | 0.02237 |  | 881.5325 | 0.07249 |  | 1055.826 | 0.98779 |  |  |  | 1362.104 | 0.00036444 |  | 1263.863 | 0.062025 |  | 1593.9916 | 0.014291 | [7 empty] | 1174.8975 | 0 |  | 1174.8906 | 0.02759
| 995.5931 | 0.00651 |  | 881.7727 | 0.0015335 |  | 881.7727 | -0.0012377 |  | 995.4993 | 5.0004e-05 |  | 881.7727 | 0.36201 |  | 1000.4392 | 0.00052196 |  | 995.5931 | 0.01948 |  | 881.7727 | 0.07229 |  | 1055.937 | 0.98739 |  |  |  | 1362.673 | 0.00049564 |  | 1263.9413 | 0.061696 |  | 1594.3029 | 0.014164 | [7 empty] | 1174.9651 | 0 |  | 1174.9582 | 0.02792
| 995.7616 | 0.00524 |  | 882.0129 | -0.0014063 |  | 882.0129 | -0.0027299 |  | 995.6689 | 0 |  | 882.0129 | 0.35004 |  | 1000.6106 | 0.00017693 |  | 995.7616 | 0.01972 |  | 882.0129 | 0.07429 |  | 1056.048 | 0.98831 |  |  |  | 1363.241 | 0.00048819 |  | 1264.0195 | 0.061367 |  | 1594.6143 | 0.014182 | [7 empty] | 1175.0327 | 0 |  | 1175.0259 | 0.02824
| 995.9302 | 0.00614 |  | 882.2531 | 0.0011894 |  | 882.2531 | 0.005501 |  | 995.8386 | 6.9993e-05 |  | 882.2531 | 0.339 |  | 1000.7819 | 0.00077151 |  | 995.9302 | 0.01763 |  | 882.2531 | 0.07549 |  | 1056.1589 | 0.98992 |  |  |  | 1363.811 | 0.00043431 |  | 1264.0979 | 0.061039 |  | 1594.9257 | 0.014346 | [7 empty] | 1175.1005 | 0 |  | 1175.0935 | 0.02851
| 996.0987 | 0.00517 |  | 882.4933 | -0.0010326 |  | 882.4933 | -0.0048666 |  | 996.0083 | 0 |  | 882.4933 | 0.32957 |  | 1000.9533 | 9.3881e-05 |  | 996.0987 | 0.01757 |  | 882.4933 | 0.07589 |  | 1056.27 | 0.98977 |  |  |  | 1364.38 | 0.00042956 |  | 1264.1762 | 0.060699 |  | 1595.2373 | 0.01463 | [7 empty] | 1175.1681 | 0 |  | 1175.1611 | 0.02868
| 996.2672 | 0.0041 |  | 882.7336 | 0.001845 |  | 882.7336 | -0.0010915 |  | 996.178 | 3.0002e-05 |  | 882.7336 | 0.3177 |  | 1001.1247 | 0.00031815 |  | 996.2672 | 0.01565 |  | 882.7336 | 0.07649 |  | 1056.381 | 0.98996 |  |  |  | 1364.951 | 0.00057283 |  | 1264.2544 | 0.060381 |  | 1595.5491 | 0.014993 | [7 empty] | 1175.2357 | 0 |  | 1175.2288 | 0.02872
| 996.4357 | 0.00629 |  | 882.9738 | -0.0019439 |  | 882.9738 | -0.00033517 |  | 996.3477 | 0 |  | 882.9738 | 0.30847 |  | 1001.2961 | 0.00019518 |  | 996.4357 | 0.01572 |  | 882.9738 | 0.07749 |  | 1056.4921 | 0.99264 |  |  |  | 1365.521 | 0.00059144 |  | 1264.3326 | 0.060052 |  | 1595.8608 | 0.01539 | [7 empty] | 1175.3033 | 0 |  | 1175.2965 | 0.0286
| 996.6043 | 0.00477 |  | 883.214 | 0.0017338 |  | 883.214 | 0.0010726 |  | 996.5174 | 6.9993e-05 |  | 883.214 | 0.30138 |  | 1001.4674 | 0.00029468 |  | 996.6043 | 0.01463 |  | 883.214 | 0.07789 |  | 1056.6031 | 0.99481 |  |  |  | 1366.093 | 0.00038544 |  | 1264.411 | 0.059723 |  | 1596.1729 | 0.015783 | [7 empty] | 1175.3711 | 0 |  | 1175.3641 | 0.0283
| 996.7728 | 0.00696 |  | 883.4543 | -0.0026185 |  | 883.4543 | 0.00023359 |  | 996.6871 | 0 |  | 883.4543 | 0.29183 |  | 1001.6388 | 0.00022949 |  | 996.7728 | 0.01486 |  | 883.4543 | 0.07909 |  | 1056.7142 | 0.9957 |  |  |  | 1366.664 | 0.00053925 |  | 1264.4893 | 0.059394 |  | 1596.485 | 0.016146 | [7 empty] | 1175.4387 | 0 |  | 1175.4319 | 0.02783
| 996.9413 | 0.00649 |  | 883.6945 | 0.0011377 |  | 883.6945 | 0.0023422 |  | 996.8568 | 5.0004e-05 |  | 883.6945 | 0.28504 |  | 1001.8102 | 0.00047302 |  | 996.9413 | 0.01394 |  | 883.6945 | 0.0795 |  | 1056.8254 | 0.99575 |  |  |  | 1367.236 | 0.00030004 |  | 1264.5676 | 0.059076 |  | 1596.7971 | 0.016466 | [7 empty] | 1175.5065 | 0 |  | 1175.4995 | 0.02724
| 997.1099 | 0.00543 |  | 883.9348 | -0.0021319 |  | 883.9348 | 6.1582e-05 |  | 997.0265 | 0 |  | 883.9348 | 0.27511 |  | 1001.9816 | 0.0001681 |  | 997.1099 | 0.01423 |  | 883.9348 | 0.0809 |  | 1056.9365 | 0.99477 |  |  |  | 1367.809 | 0.00030352 |  | 1264.6459 | 0.058747 |  | 1597.1095 | 0.016746 | [7 empty] | 1175.5741 | 0 |  | 1175.5673 | 0.02657
| 997.2784 | 0.00608 |  | 884.175 | 0.00063663 |  | 884.175 | 0.0033715 |  | 997.1962 | 6.9993e-05 |  | 884.175 | 0.27057 |  | 1002.153 | 0.00066358 |  | 997.2784 | 0.01368 |  | 884.175 | 0.0821 |  | 1057.0477 | 0.99451 |  |  |  | 1368.382 | 0.00058936 |  | 1264.7242 | 0.05843 |  | 1597.422 | 0.016996 | [7 empty] | 1175.6418 | 0 |  | 1175.6349 | 0.02589
| 997.4469 | 0.00575 |  | 884.4153 | -0.0020982 |  | 884.4153 | -0.0023454 |  | 997.3659 | 0 |  | 884.4153 | 0.26091 |  | 1002.3244 | 0.00020902 |  | 997.4469 | 0.01446 |  | 884.4153 | 0.0839 |  | 1057.1589 | 0.99573 |  |  |  | 1368.955 | 0.00044807 |  | 1264.8026 | 0.058101 |  | 1597.7346 | 0.017226 | [7 empty] | 1175.7096 | 0 |  | 1175.7026 | 0.02529
| 997.6154 | 0.00556 |  | 884.6556 | 0.0017396 |  | 884.6556 | 0.0023748 |  | 997.5356 | 5.0004e-05 |  | 884.6556 | 0.25343 |  | 1002.4958 | 0.00059017 |  | 997.6154 | 0.01414 |  | 884.6556 | 0.0843 |  | 1057.2701 | 0.99766 |  |  |  | 1369.53 | 0.00040801 |  | 1264.881 | 0.057783 |  | 1598.0472 | 0.017449 | [7 empty] | 1175.7772 | 0 |  | 1175.7704 | 0.0248
| 997.784 | 0.00531 |  | 884.8958 | -0.0019988 |  | 884.8958 | -0.00065226 |  | 997.7053 | 0 |  | 884.8958 | 0.24362 |  | 1002.6671 | 0.00012197 |  | 997.784 | 0.01523 |  | 884.8958 | 0.0847 |  | 1057.3816 | 0.99922 |  |  |  | 1370.104 | 0.0002618 |  | 1264.9594 | 0.057465 |  | 1598.3601 | 0.017671 | [7 empty] | 1175.845 | 0 |  | 1175.8381 | 0.02448
| 997.9525 | 0.00593 |  | 885.1361 | 0.0028729 |  | 885.1361 | -0.0018541 |  | 997.875 | 6.9993e-05 |  | 885.1361 | 0.24152 |  | 1002.8385 | 0.00017031 |  | 997.9525 | 0.01492 |  | 885.1361 | 0.0853 |  | 1057.4927 | 0.99996 |  |  |  | 1370.679 | 0.00052145 |  | 1265.0377 | 0.057147 |  | 1598.6731 | 0.017889 | [7 empty] | 1175.9127 | 0 |  | 1175.9059 | 0.02433
| 998.121 | 0.00492 |  | 885.3764 | -0.0016991 |  | 885.3764 | -0.00086458 |  | 998.0447 | 0 |  | 885.3764 | 0.22877 |  | 1003.0099 | 0.00016008 |  | 998.121 | 0.01596 |  | 885.3764 | 0.0867 |  | 1057.604 | 1 |  |  |  | 1371.255 | 0.00026434 |  | 1265.1161 | 0.056829 |  | 1598.9861 | 0.018093 | [7 empty] | 1175.9805 | 0 |  | 1175.9735 | 0.02435
| 998.2896 | 0.00649 |  | 885.6167 | 0.0020357 |  | 885.6167 | 0.0022602 |  | 998.2144 | 8.9995e-05 |  | 885.6167 | 0.22615 |  | 1003.1813 | 0.00024112 |  | 998.2896 | 0.01556 |  | 885.6167 | 0.08791 |  | 1057.7152 | 0.99911 |  |  |  | 1371.831 | 0.00064949 |  | 1265.1945 | 0.056511 |  | 1599.2993 | 0.018259 | [7 empty] | 1176.0482 | 0 |  | 1176.0414 | 0.02451
| 998.4581 | 0.00622 |  | 885.857 | -0.000934 |  | 885.857 | -0.00098755 |  | 998.3841 | 0 |  | 885.857 | 0.21985 |  | 1003.3527 | 0.00027562 |  | 998.4581 | 0.01632 |  | 885.857 | 0.08911 |  | 1057.8265 | 0.99823 |  |  |  | 1372.407 | 0.00067156 |  | 1265.2728 | 0.056193 |  | 1599.6127 | 0.018356 | [7 empty] | 1176.116 | 0 |  | 1176.1091 | 0.02477
| 998.6266 | 0.0079 |  | 886.0973 | 0.00068353 |  | 886.0973 | 0.00037472 |  | 998.5539 | 6.9993e-05 |  | 886.0973 | 0.21246 |  | 1003.5241 | 0.00023009 |  | 998.6266 | 0.01607 |  | 886.0973 | 0.09031 |  | 1057.9379 | 0.99797 |  |  |  | 1372.984 | 0.00040861 |  | 1265.3513 | 0.055875 |  | 1599.926 | 0.018346 | [7 empty] | 1176.1837 | 0 |  | 1176.1769 | 0.0251
| 998.7952 | 0.00526 |  | 886.3377 | -0.0017775 |  | 886.3377 | -0.0041077 |  | 998.7236 | 0 |  | 886.3377 | 0.20258 |  | 1003.6955 | 8.024e-06 |  | 998.7952 | 0.01649 |  | 886.3377 | 0.09251 |  | 1058.0493 | 0.99776 |  |  |  | 1373.561 | 0.00036149 |  | 1265.4297 | 0.055568 | [10 empty] | 1176.2516 | 0 |  | 1176.2446 | 0.02546
| 998.9637 | 0.00464 |  | 886.578 | 0.00041077 |  | 886.578 | -0.00049813 |  | 998.8933 | 3.0002e-05 |  | 886.578 | 0.20307 |  | 1003.8669 | 0.00054984 |  | 998.9637 | 0.01645 |  | 886.578 | 0.09351 |  | 1058.1608 | 0.99781 |  |  |  | 1374.139 | 0.00041869 |  | 1265.5082 | 0.05525 | [10 empty] | 1176.3193 | 0 |  | 1176.3124 | 0.02585
| 999.1322 | 0.00598 |  | 886.8183 | -0.0024341 |  | 886.8183 | -0.0025439 |  | 999.063 | 0 |  | 886.8183 | 0.19238 |  | 1004.0384 | 0.00025637 |  | 999.1322 | 0.01639 |  | 886.8183 | 0.09371 |  | 1058.2721 | 0.99777 |  |  |  | 1374.718 | 0.00031847 |  | 1265.5865 | 0.054943 | [10 empty] | 1176.3871 | 0 |  | 1176.3802 | 0.02626
| 999.3008 | 0.00563 |  | 887.0587 | 0.0011304 |  | 887.0587 | 0.0011983 |  | 999.2327 | 6.9993e-05 |  | 887.0587 | 0.18817 |  | 1004.2098 | 0.00076529 |  | 999.3008 | 0.01653 |  | 887.0587 | 0.09411 |  | 1058.3835 | 0.99671 |  |  |  | 1375.297 | 0.00039147 |  | 1265.665 | 0.054626 | [10 empty] | 1176.455 | 0 |  | 1176.448 | 0.02669
| 999.4693 | 0.00408 |  | 887.299 | -0.0024604 |  | 887.299 | -0.0044954 |  | 999.4025 | 0 |  | 887.299 | 0.18003 |  | 1004.3812 | 0.00035627 |  | 999.4693 | 0.01611 |  | 887.299 | 0.09592 |  | 1058.4951 | 0.99621 |  |  |  | 1375.876 | 0.00047399 |  | 1265.7435 | 0.054319 | [10 empty] | 1176.5227 | 0 |  | 1176.5158 | 0.02715
| 999.6379 | 0.00568 |  | 887.5394 | 0.0008388 |  | 887.5394 | 0.0044994 |  | 999.5722 | 6.9993e-05 |  | 887.5394 | 0.17732 |  | 1004.5526 | 0.00069809 |  | 999.6379 | 0.01637 |  | 887.5394 | 0.09712 |  | 1058.6066 | 0.99737 |  |  |  | 1376.456 | 0.00069432 |  | 1265.822 | 0.054001 | [10 empty] | 1176.5906 | 0 |  | 1176.5836 | 0.02763
| 999.8064 | 0.00533 |  | 887.7797 | -0.0019907 |  | 887.7797 | -0.0038024 |  | 999.7419 | 0 |  | 887.7797 | 0.17007 |  | 1004.724 | 0.00019799 |  | 999.8064 | 0.01562 |  | 887.7797 | 0.09772 |  | 1058.7181 | 0.99711 |  |  |  | 1377.036 | 0.00040817 |  | 1265.9004 | 0.053694 | [10 empty] | 1176.6583 | 0 |  | 1176.6515 | 0.02811
| 999.9749 | 0.00455 |  | 888.0201 | 0.0012127 |  | 888.0201 | 0.0031076 |  | 999.9117 | 6.9993e-05 |  | 888.0201 | 0.16558 |  | 1004.8954 | 0.00044232 |  | 999.9749 | 0.01612 |  | 888.0201 | 0.09892 |  | 1058.8297 | 0.99467 |  |  |  | 1377.617 | 0.00053647 |  | 1265.9789 | 0.053387 | [10 empty] | 1176.7262 | 0 |  | 1176.7192 | 0.0286
| 1000.1435 | 0.00564 |  | 888.2605 | -0.0019343 |  | 888.2605 | 0.0011189 |  | 1000.0814 | 0 |  | 888.2605 | 0.16231 |  | 1005.0668 | 0.00015997 |  | 1000.1435 | 0.01537 |  | 888.2604 | 0.09992 |  | 1058.9413 | 0.99358 |  |  |  | 1378.198 | 0.00055061 |  | 1266.0575 | 0.05308 | [10 empty] | 1176.7941 | 0 |  | 1176.7871 | 0.02906
| 1000.312 | 0.00679 |  | 888.5008 | 0.000384 |  | 888.5008 | 0.0058426 |  | 1000.2511 | 8.9995e-05 |  | 888.5008 | 0.15672 |  | 1005.2382 | 0.00043319 |  | 1000.312 | 0.01601 |  | 888.5008 | 0.10072 |  | 1059.0529 | 0.99355 |  |  |  | 1378.78 | 0.00054714 |  | 1266.136 | 0.052773 | [10 empty] | 1176.8619 | 0 |  | 1176.855 | 0.02948
| 1000.4806 | 0.00705 |  | 888.7412 | -0.0017899 |  | 888.7412 | -0.0020542 |  | 1000.4209 | 0 |  | 888.7412 | 0.1502 |  | 1005.4097 | 5.5258e-05 |  | 1000.4806 | 0.01508 |  | 888.7412 | 0.10272 |  | 1059.1644 | 0.99232 |  |  |  | 1379.363 | 0.00049717 |  | 1266.2145 | 0.052466 | [10 empty] | 1176.9297 | 0 |  | 1176.9228 | 0.02987
| 1000.6491 | 0.00642 |  | 888.9816 | 0.0015554 |  | 888.9816 | 0.0015713 |  | 1000.5906 | 5.0004e-05 |  | 888.9816 | 0.14823 |  | 1005.5811 | 0.00044603 |  | 1000.6491 | 0.01568 |  | 888.9816 | 0.10372 |  | 1059.2761 | 0.99164 |  |  |  | 1379.945 | 0.00059787 |  | 1266.293 | 0.052159 | [10 empty] | 1176.9976 | 0 |  | 1176.9907 | 0.03021
| 1000.8176 | 0.00566 |  | 889.222 | -0.0030352 |  | 889.222 | -0.0012141 |  | 1000.7604 | 0 |  | 889.222 | 0.14197 |  | 1005.7525 | 4.4225e-05 |  | 1000.8176 | 0.01464 |  | 889.222 | 0.10412 |  | 1059.3878 | 0.99209 |  |  |  | 1380.529 | 0.00040308 |  | 1266.3716 | 0.051852 | [10 empty] | 1177.0654 | 0 |  | 1177.0586 | 0.0305
| 1000.9862 | 0.00556 |  | 889.4624 | -8.8351e-05 |  | 889.4624 | 0.00058976 |  | 1000.9301 | 5.0004e-05 |  | 889.4624 | 0.13999 |  | 1005.9239 | 0.00021243 |  | 1000.9862 | 0.01523 |  | 889.4624 | 0.10513 |  | 1059.4995 | 0.99224 |  |  |  | 1381.112 | 0.00051702 |  | 1266.4501 | 0.051545 | [10 empty] | 1177.1333 | 0 |  | 1177.1265 | 0.03074
| 1001.1547 | 0.00726 |  | 889.7028 | -0.0014929 |  | 889.7028 | 0.0012054 |  | 1001.0998 | 0 |  | 889.7028 | 0.13325 |  | 1006.0954 | 6.4393e-05 |  | 1001.1547 | 0.01429 |  | 889.7028 | 0.10773 |  | 1059.6112 | 0.9908 |  |  |  | 1381.697 | 0.00062114 |  | 1266.5287 | 0.051249 | [10 empty] | 1177.2012 | 0 |  | 1177.1943 | 0.03092
| 1001.3233 | 0.00624 |  | 889.9432 | -6.8408e-05 |  | 889.9432 | 0.00061538 |  | 1001.2696 | 5.0004e-05 |  | 889.9432 | 0.13104 |  | 1006.2668 | 0.00045275 |  | 1001.3233 | 0.01498 |  | 889.9432 | 0.10893 |  | 1059.7229 | 0.98925 |  |  |  | 1382.281 | 0.00064386 |  | 1266.6072 | 0.050942 | [10 empty] | 1177.2692 | 0 |  | 1177.2622 | 0.03101
| 1001.4918 | 0.00505 |  | 890.1837 | -0.0012388 |  | 890.1837 | 0.00022973 |  | 1001.4393 | 0 |  | 890.1837 | 0.12621 |  | 1006.4382 | 7.5225e-05 |  | 1001.4918 | 0.01417 |  | 890.1837 | 0.10973 |  | 1059.8347 | 0.98921 |  |  |  | 1382.867 | 0.00075322 |  | 1266.6858 | 0.050646 | [10 empty] | 1177.337 | 0 |  | 1177.3301 | 0.03101
| 1001.6603 | 0.00601 |  | 890.4241 | 0.0009812 |  | 890.4241 | 0.00040516 |  | 1001.6091 | 8.9995e-05 |  | 890.4241 | 0.12634 |  | 1006.6097 | 0.00058274 |  | 1001.6603 | 0.0148 |  | 890.4241 | 0.11133 |  | 1059.9465 | 0.98848 |  |  |  | 1383.453 | 0.00054342 |  | 1266.7644 | 0.050339 | [10 empty] | 1177.4049 | 0 |  | 1177.398 | 0.03091
| 1001.8289 | 0.00557 |  | 890.6645 | -0.0015291 |  | 890.6645 | 0.00087346 |  | 1001.7789 | 0 |  | 890.6645 | 0.11826 |  | 1006.7811 | 0.00046981 |  | 1001.8289 | 0.01404 |  | 890.6645 | 0.11274 |  | 1060.0584 | 0.98739 |  |  |  | 1384.039 | 0.00048595 |  | 1266.843 | 0.050043 | [10 empty] | 1177.4729 | 0 |  | 1177.4659 | 0.0307
| 1001.9974 | 0.00614 |  | 890.905 | 0.00088743 |  | 890.905 | 0.0030464 |  | 1001.9486 | 6.9993e-05 |  | 890.905 | 0.11802 |  | 1006.9525 | 0.00079678 |  | 1001.9974 | 0.0147 |  | 890.905 | 0.11474 |  | 1060.1702 | 0.98597 |  |  |  | 1384.626 | 0.00038966 |  | 1266.9216 | 0.049736 | [10 empty] | 1177.5408 | 0 |  | 1177.5338 | 0.03042
| 1002.166 | 0.00592 |  | 891.1454 | -0.0023252 |  | 891.1454 | 0.0048334 |  | 1002.1184 | 0 |  | 891.1454 | 0.11244 |  | 1007.124 | 0.00032778 |  | 1002.166 | 0.01403 |  | 891.1454 | 0.11634 |  | 1060.282 | 0.98422 |  |  |  | 1385.213 | 0.00048109 |  | 1267.0002 | 0.04944 | [10 empty] | 1177.6086 | 0 |  | 1177.6018 | 0.03009
| 1002.3345 | 0.00605 |  | 891.3859 | 0.0013649 |  | 891.3859 | -0.00059254 |  | 1002.2881 | 3.0002e-05 |  | 891.3859 | 0.10981 |  | 1007.2954 | 0.0007015 |  | 1002.3345 | 0.01468 |  | 891.3859 | 0.11694 |  | 1060.3939 | 0.9831 |  |  |  | 1385.801 | 0.0004529 |  | 1267.0789 | 0.049144 | [10 empty] | 1177.6766 | 0 |  | 1177.6697 | 0.02976
| 1002.5031 | 0.00538 |  | 891.6263 | -0.0016882 |  | 891.6263 | -0.0050498 |  | 1002.4579 | 0 |  | 891.6263 | 0.10509 |  | 1007.4669 | 0.00020562 |  | 1002.5031 | 0.01405 |  | 891.6263 | 0.11754 |  | 1060.5057 | 0.98198 |  |  |  | 1386.389 | 0.00068692 |  | 1267.1575 | 0.048848 | [10 empty] | 1177.7446 | 0 |  | 1177.7377 | 0.02947
| 1002.6716 | 0.00726 |  | 891.8668 | 0.0016727 |  | 891.8668 | 0.0055459 |  | 1002.6277 | 5.0004e-05 |  | 891.8668 | 0.10611 |  | 1007.6383 | 0.0004347 |  | 1002.6716 | 0.01471 |  | 891.8668 | 0.11854 |  | 1060.6177 | 0.98148 |  |  |  | 1386.978 | 0.00058024 |  | 1267.2361 | 0.048552 | [10 empty] | 1177.8125 | 0 |  | 1177.8057 | 0.02924
| 1002.8402 | 0.00471 |  | 892.1073 | -0.0012613 |  | 892.1073 | -0.0044808 |  | 1002.7974 | 0 |  | 892.1073 | 0.10106 |  | 1007.8098 | 0.00014162 |  | 1002.8402 | 0.01415 |  | 892.1073 | 0.11994 |  | 1060.7296 | 0.98163 |  |  |  | 1387.567 | 0.00048573 |  | 1267.3148 | 0.048256 | [10 empty] | 1177.8805 | 0 |  | 1177.8735 | 0.02908
| 1003.0087 | 0.00556 |  | 892.3478 | 0.00057806 |  | 892.3478 | 0.0041307 |  | 1002.9672 | 5.0004e-05 |  | 892.3478 | 0.099893 |  | 1007.9812 | 0.00035145 |  | 1003.0087 | 0.01481 |  | 892.3478 | 0.12095 |  | 1060.8417 | 0.98171 |  |  |  | 1388.157 | 0.00046952 |  | 1267.3934 | 0.04796 | [10 empty] | 1177.9485 | 0 |  | 1177.9415 | 0.02899
| 1003.1773 | 0.00629 |  | 892.5883 | -0.0020462 |  | 892.5883 | 0.0029455 |  | 1003.137 | 0 |  | 892.5883 | 0.094543 |  | 1008.1527 | 9.709e-05 |  | 1003.1773 | 0.01423 |  | 892.5883 | 0.12195 |  | 1060.9536 | 0.98028 |  |  |  | 1388.747 | 0.00017215 |  | 1267.4722 | 0.047664 | [10 empty] | 1178.0165 | 0 |  | 1178.0095 | 0.02893
| 1003.3458 | 0.00557 |  | 892.8288 | 0.00063154 |  | 892.8288 | 0.0010168 |  | 1003.3067 | 5.0004e-05 |  | 892.8288 | 0.094366 |  | 1008.3241 | 0.00030912 |  | 1003.3458 | 0.01484 |  | 892.8288 | 0.12355 |  | 1061.0657 | 0.97765 |  |  |  | 1389.338 | 0.00038412 |  | 1267.5508 | 0.047379 | [10 empty] | 1178.0845 | 0 |  | 1178.0775 | 0.02888
| 1003.5144 | 0.00478 |  | 893.0693 | -0.0019338 |  | 893.0693 | -0.0015522 |  | 1003.4765 | 0 |  | 893.0693 | 0.085885 |  | 1008.4956 | 0.00029147 |  | 1003.5144 | 0.01428 |  | 893.0693 | 0.12475 |  | 1061.1776 | 0.97575 |  |  |  | 1389.929 | 0.00060176 |  | 1267.6295 | 0.047083 | [10 empty] | 1178.1525 | 0 |  | 1178.1455 | 0.02879
| 1003.6829 | 0.00681 |  | 893.3098 | 0.0016071 |  | 893.3098 | 0.0043674 |  | 1003.6463 | 6.9993e-05 |  | 893.3098 | 0.087163 |  | 1008.667 | 7.8234e-05 |  | 1003.6829 | 0.0149 |  | 893.3098 | 0.12635 |  | 1061.2897 | 0.97376 |  |  |  | 1390.521 | 0.00042533 |  | 1267.7082 | 0.046787 | [10 empty] | 1178.2205 | 0 |  | 1178.2135 | 0.02866
| 1003.8515 | 0.00749 |  | 893.5503 | -0.00054015 |  | 893.5503 | -0.0045241 |  | 1003.8161 | 0 |  | 893.5503 | 0.083646 |  | 1008.8385 | 0.0001685 |  | 1003.8515 | 0.0144 |  | 893.5503 | 0.12755 |  | 1061.4017 | 0.97082 |  |  |  | 1391.113 | 0.00034252 |  | 1267.7869 | 0.046502 | [10 empty] | 1178.2885 | 0 |  | 1178.2815 | 0.02847
| 1004.02 | 0.00513 |  | 893.7908 | 0.0012039 |  | 893.7908 | 0.00010096 |  | 1003.9859 | 6.9993e-05 |  | 893.7908 | 0.082662 |  | 1009.01 | 0.00042367 |  | 1004.02 | 0.015 |  | 893.7908 | 0.12855 |  | 1061.5139 | 0.96856 |  |  |  | 1391.706 | 0.00059235 |  | 1267.8656 | 0.046217 | [10 empty] | 1178.3564 | 0 |  | 1178.3496 | 0.02823
| 1004.1886 | 0.0058 |  | 894.0313 | -0.00069527 |  | 894.0313 | -0.0010036 |  | 1004.1557 | 0 |  | 894.0313 | 0.078139 |  | 1009.1814 | 0.0001667 |  | 1004.1886 | 0.01452 |  | 894.0313 | 0.12996 |  | 1061.6261 | 0.96726 |  |  |  | 1392.299 | 0.00036766 |  | 1267.9443 | 0.045921 | [10 empty] | 1178.4246 | 0 |  | 1178.4176 | 0.02797
| 1004.3571 | 0.00693 |  | 894.2719 | 0.0014194 |  | 894.2719 | 0.0033949 |  | 1004.3254 | 6.9993e-05 |  | 894.2719 | 0.078913 |  | 1009.3529 | 0.00043891 |  | 1004.3571 | 0.01507 |  | 894.2719 | 0.13216 |  | 1061.7382 | 0.96514 |  |  |  | 1392.893 | 0.00056382 |  | 1268.0231 | 0.045636 | [10 empty] | 1178.4925 | 0 |  | 1178.4856 | 0.02772
| 1004.5257 | 0.00617 |  | 894.5124 | -0.0019888 |  | 894.5124 | 0.00052408 |  | 1004.4952 | 0 |  | 894.5124 | 0.072628 |  | 1009.5244 | 0.00011875 |  | 1004.5257 | 0.01459 |  | 894.5124 | 0.13296 |  | 1061.8503 | 0.96295 |  |  |  | 1393.487 | 0.00060534 |  | 1268.1019 | 0.045351 | [10 empty] | 1178.5605 | 0 |  | 1178.5537 | 0.0275
| 1004.6942 | 0.00754 |  | 894.753 | 7.611e-05 |  | 894.753 | 0.0063101 |  | 1004.665 | 5.0004e-05 |  | 894.753 | 0.073373 |  | 1009.6958 | 0.00054042 |  | 1004.6942 | 0.0151 |  | 894.753 | 0.13396 |  | 1061.9626 | 0.96134 |  |  |  | 1394.082 | 0.00028234 |  | 1268.1807 | 0.045066 | [10 empty] | 1178.6287 | 0 |  | 1178.6217 | 0.02734
| 1004.8628 | 0.00687 |  | 894.9935 | -0.00072998 |  | 894.9935 | 0.00068225 |  | 1004.8348 | 0 |  | 894.9935 | 0.068545 |  | 1009.8673 | 5.7372e-05 |  | 1004.8628 | 0.01465 |  | 894.9935 | 0.13516 |  | 1062.0748 | 0.95946 |  |  |  | 1394.677 | 0.00030864 |  | 1268.2594 | 0.044792 | [10 empty] | 1178.6967 | 0 |  | 1178.6898 | 0.02722
| 1005.0313 | 0.00842 |  | 895.2341 | 0.0017887 |  | 895.2341 | 0.0043436 |  | 1005.0046 | 5.0004e-05 |  | 895.2341 | 0.06982 |  | 1010.0388 | 0.00058415 |  | 1005.0313 | 0.01514 |  | 895.2341 | 0.13716 |  | 1062.1871 | 0.95774 |  |  |  | 1395.273 | 0.00056893 |  | 1268.3383 | 0.044507 | [10 empty] | 1178.7648 | 0 |  | 1178.7578 | 0.02713
| 1005.1999 | 0.00606 |  | 895.4746 | -0.0032306 |  | 895.4746 | -0.0022839 |  | 1005.1744 | 6.6672e-06 |  | 895.4746 | 0.064614 |  | 1010.2102 | 0.00012959 |  | 1005.1999 | 0.01475 |  | 895.4746 | 0.13837 |  | 1062.2994 | 0.95676 |  |  |  | 1395.869 | 0.00051904 |  | 1268.417 | 0.044222 | [10 empty] | 1178.8329 | 0 |  | 1178.8259 | 0.02702
| 1005.3684 | 0.00654 |  | 895.7152 | 0.0030126 |  | 895.7152 | 0.0055403 |  | 1005.3442 | 5.0004e-05 |  | 895.7152 | 0.066434 |  | 1010.3817 | 0.00050491 |  | 1005.3684 | 0.01518 |  | 895.7152 | 0.13997 |  | 1062.4117 | 0.95579 |  |  |  | 1396.466 | 0.00042427 |  | 1268.4959 | 0.043948 | [10 empty] | 1178.9009 | 0 |  | 1178.894 | 0.02687
| 1005.537 | 0.00418 |  | 895.9558 | -0.0032091 |  | 895.9558 | 0.0057006 |  | 1005.514 | 0 |  | 895.9558 | 0.060503 |  | 1010.5532 | 0.00017145 |  | 1005.537 | 0.01477 |  | 895.9558 | 0.14037 |  | 1062.524 | 0.95325 |  |  |  | 1397.063 | 0.00033037 |  | 1268.5746 | 0.043663 | [10 empty] | 1178.969 | 0 |  | 1178.962 | 0.02666
| 1005.7055 | 0.0079 |  | 896.1964 | 0.00207 |  | 896.1964 | 0.0047297 |  | 1005.6838 | 1.0001e-05 |  | 896.1964 | 0.062389 |  | 1010.7246 | 0.00052391 |  | 1005.7055 | 0.01513 |  | 896.1964 | 0.14177 |  | 1062.6364 | 0.94993 |  |  |  | 1397.661 | 0.00053022 |  | 1268.6534 | 0.043389 | [10 empty] | 1179.0371 | 0 |  | 1179.0302 | 0.02639
| 1005.8741 | 0.00617 |  | 896.437 | -0.0027882 |  | 896.437 | -0.0022669 |  | 1005.8536 | 0 |  | 896.437 | 0.056899 |  | 1010.8961 | 0.00016062 |  | 1005.8741 | 0.0148 |  | 896.437 | 0.14397 |  | 1062.7488 | 0.94834 |  |  |  | 1398.26 | 0.00048356 |  | 1268.7323 | 0.043115 | [10 empty] | 1179.1052 | 0 |  | 1179.0983 | 0.02609
| 1006.0426 | 0.00586 |  | 896.6776 | 0.0016725 |  | 896.6776 | 0.0052736 |  | 1006.0234 | 3.0002e-05 |  | 896.6776 | 0.057911 |  | 1011.0676 | 0.00055139 |  | 1006.0426 | 0.01515 |  | 896.6776 | 0.14578 |  | 1062.8612 | 0.94667 |  |  |  | 1398.859 | 0.00058004 |  | 1268.8112 | 0.042841 | [10 empty] | 1179.1733 | 0 |  | 1179.1664 | 0.0258
| 1006.2112 | 0.00666 |  | 896.9182 | -0.0022327 |  | 896.9182 | -0.0015419 |  | 1006.1932 | 0 |  | 896.9182 | 0.052269 |  | 1011.2391 | 0.00019793 |  | 1006.2112 | 0.01482 |  | 896.9182 | 0.14658 |  | 1062.9736 | 0.94296 |  |  |  | 1399.458 | 0.00042695 |  | 1268.89 | 0.042567 | [10 empty] | 1179.2415 | 0 |  | 1179.2345 | 0.02559
| 1006.3798 | 0.00635 |  | 897.1588 | 0.0014553 |  | 897.1588 | 0.0018629 |  | 1006.363 | 6.9993e-05 |  | 897.1588 | 0.056562 |  | 1011.4106 | 0.00037913 |  | 1006.3798 | 0.01509 |  | 897.1588 | 0.14878 |  | 1063.0861 | 0.94044 |  |  |  | 1400.058 | 0.0004588 |  | 1268.9689 | 0.042293 | [10 empty] | 1179.3096 | 0 |  | 1179.3026 | 0.0255
| 1006.5483 | 0.0061 |  | 897.3994 | -0.0037917 |  | 897.3994 | 0.00016329 |  | 1006.5328 | 0 |  | 897.3994 | 0.05186 |  | 1011.5821 | 1.0231e-05 |  | 1006.5483 | 0.01479 |  | 897.3994 | 0.14978 |  | 1063.1985 | 0.93935 |  |  |  | 1400.658 | 0.00053483 |  | 1269.0477 | 0.042019 | [10 empty] | 1179.3777 | 0 |  | 1179.3707 | 0.02555
| 1006.7169 | 0.00605 |  | 897.64 | 0.0024978 |  | 897.64 | 0.0013569 |  | 1006.7026 | 5.0004e-05 |  | 897.64 | 0.054427 |  | 1011.7536 | 0.00045737 |  | 1006.7169 | 0.01495 |  | 897.64 | 0.15138 |  | 1063.311 | 0.93717 |  |  |  | 1401.259 | 0.00034294 |  | 1269.1266 | 0.041756 | [10 empty] | 1179.4458 | 0 |  | 1179.439 | 0.02575
| 1006.8854 | 0.00534 |  | 897.8806 | -0.0016677 |  | 897.8806 | -0.0020373 |  | 1006.8725 | 0 |  | 897.8806 | 0.048906 |  | 1011.9251 | 1.3641e-05 |  | 1006.8854 | 0.01471 |  | 897.8806 | 0.15298 |  | 1063.4236 | 0.93543 |  |  |  | 1401.861 | 0.00048503 |  | 1269.2054 | 0.041482 | [10 empty] | 1179.514 | 0 |  | 1179.5071 | 0.02605
| 1007.054 | 0.00749 |  | 898.1213 | 0.0013515 |  | 898.1213 | -0.00018132 |  | 1007.0423 | 5.0004e-05 |  | 898.1213 | 0.050523 |  | 1012.0965 | 0.00033179 |  | 1007.054 | 0.01493 |  | 898.1213 | 0.15499 |  | 1063.5361 | 0.93381 |  |  |  | 1402.463 | 0.00041229 |  | 1269.2844 | 0.041219 | [10 empty] | 1179.5821 | 0 |  | 1179.5752 | 0.02641
| 1007.2225 | 0.00448 |  | 898.3619 | 0.00026614 |  | 898.3619 | 0.0016354 |  | 1007.2121 | 0 |  | 898.3619 | 0.047507 |  | 1012.268 | 0.00016068 |  | 1007.2225 | 0.01478 |  | 898.3619 | 0.15739 |  | 1063.6487 | 0.93091 |  |  |  | 1403.065 | 0.00032745 |  | 1269.3633 | 0.040955 | [10 empty] | 1179.6503 | 0 |  | 1179.6434 | 0.02677
| 1007.3911 | 0.00543 |  | 898.6026 | 0.0008096 |  | 898.6026 | 0.0034399 |  | 1007.3819 | 5.0004e-05 |  | 898.6026 | 0.048947 |  | 1012.4395 | 0.00028947 |  | 1007.3911 | 0.01492 |  | 898.6026 | 0.15879 |  | 1063.7612 | 0.92835 |  |  |  | 1403.668 | 0.00049048 |  | 1269.4423 | 0.040692 | [10 empty] | 1179.7185 | 0 |  | 1179.7115 | 0.02709
| 1007.5597 | 0.00424 |  | 898.8432 | -0.0045062 |  | 898.8432 | -0.0013851 |  | 1007.5517 | 0 |  | 898.8432 | 0.044395 |  | 1012.611 | 9.5084e-05 |  | 1007.5597 | 0.01465 |  | 898.8432 | 0.16039 |  | 1063.8739 | 0.92562 |  |  |  | 1404.272 | 0.00050449 |  | 1269.5211 | 0.040429 | [10 empty] | 1179.7867 | 0 |  | 1179.7798 | 0.02737
| 1007.7282 | 0.00904 |  | 899.0839 | 0.0012762 |  | 899.0839 | -0.0020989 |  | 1007.7216 | 5.0004e-05 |  | 899.0839 | 0.045187 |  | 1012.7825 | 0.00058615 |  | 1007.7282 | 0.01471 |  | 899.0839 | 0.16159 |  | 1063.9867 | 0.92283 |  |  |  | 1404.876 | 0.00040009 |  | 1269.6001 | 0.040166 | [10 empty] | 1179.8549 | 0 |  | 1179.8479 | 0.02761
| 1007.8968 | 0.00512 |  | 899.3246 | -0.0028425 |  | 899.3246 | 0.0022273 |  | 1007.8914 | 0 |  | 899.3246 | 0.039068 |  | 1012.954 | 0.00029709 |  | 1007.8968 | 0.01453 |  | 899.3246 | 0.1626 |  | 1064.0994 | 0.92035 |  |  |  | 1405.48 | 0.00080984 |  | 1269.6791 | 0.039914 | [10 empty] | 1179.9231 | 0 |  | 1179.9161 | 0.02783
| 1008.0653 | 0.00647 |  | 899.5652 | 0.0012943 |  | 899.5652 | 0.0032291 |  | 1008.0612 | 5.0004e-05 |  | 899.5652 | 0.044286 |  | 1013.1255 | 0.00096148 |  | 1008.0653 | 0.01456 |  | 899.5652 | 0.1652 |  | 1064.2119 | 0.91741 |  |  |  | 1406.085 | 0.00060779 |  | 1269.7579 | 0.039651 | [10 empty] | 1179.9913 | 0 |  | 1179.9844 | 0.02808
| 1008.2339 | 0.00541 |  | 899.8059 | -0.0014208 |  | 899.8059 | 0.00040282 |  | 1008.2311 | 0 |  | 899.8059 | 0.038667 |  | 1013.297 | 0.00032878 |  | 1008.2339 | 0.01444 |  | 899.8059 | 0.1662 |  | 1064.3246 | 0.91346 |  |  |  | 1406.691 | 0.00054279 |  | 1269.8369 | 0.039399 | [10 empty] | 1180.0594 | 0 |  | 1180.0526 | 0.02836
| 1008.4025 | 0.006 |  | 900.0466 | 0.0022597 |  | 900.0466 | 0.00078331 |  | 1008.4009 | 6.9993e-05 |  | 900.0466 | 0.039329 |  | 1013.4685 | 0.00060802 |  | 1008.4025 | 0.01448 |  | 900.0466 | 0.1676 |  | 1064.4374 | 0.90828 |  |  |  | 1407.297 | 0.0006185 |  | 1269.9159 | 0.039147 | [10 empty] | 1180.1277 | 0 |  | 1180.1209 | 0.02867
| 1008.571 | 0.00599 |  | 900.2873 | -0.0032144 |  | 900.2873 | -0.0035137 |  | 1008.5707 | 0 |  | 900.2873 | 0.036871 |  | 1013.64 | 0.00014423 |  | 1008.571 | 0.01438 |  | 900.2873 | 0.1686 |  | 1064.55 | 0.90475 |  |  |  | 1407.904 | 0.00046826 |  | 1269.9949 | 0.038895 | [10 empty] | 1180.1959 | 0 |  | 1180.189 | 0.02898
| 1008.7396 | 0.00763 |  | 900.528 | 0.00086776 |  | 900.528 | 0.0034444 |  | 1008.7406 | 6.9993e-05 |  | 900.528 | 0.040077 |  | 1013.8116 | 0.00037211 |  | 1008.7396 | 0.01438 |  | 900.528 | 0.17141 |  | 1064.6628 | 0.90384 |  |  |  | 1408.511 | 0.00063426 |  | 1270.074 | 0.038642 | [10 empty] | 1180.2642 | 0 |  | 1180.2572 | 0.02925
| 1008.9081 | 0.00724 |  | 900.7687 | -0.0033054 |  | 900.7687 | -0.0068286 |  | 1008.9104 | 0 |  | 900.7687 | 0.033455 |  | 1013.9831 | 7.2417e-05 |  | 1008.9081 | 0.01426 |  | 900.7687 | 0.17361 |  | 1064.7756 | 0.9031 |  |  |  | 1409.119 | 0.0007402 |  | 1270.1529 | 0.038401 | [10 empty] | 1180.3324 | 0 |  | 1180.3256 | 0.02944
| 1009.0767 | 0.00577 |  | 901.0094 | 0.0011315 |  | 901.0094 | 0.0044569 |  | 1009.0802 | 5.0004e-05 |  | 901.0094 | 0.036343 |  | 1014.1546 | 0.00020748 |  | 1009.0767 | 0.01422 |  | 901.0094 | 0.17461 |  | 1064.8884 | 0.90108 |  |  |  | 1409.727 | 0.00027286 |  | 1270.2319 | 0.038149 | [10 empty] | 1180.4008 | 0 |  | 1180.3938 | 0.0295
| 1009.2453 | 0.00608 |  | 901.2501 | -0.0021679 |  | 901.2501 | 0.0018152 |  | 1009.2501 | 0 |  | 901.2501 | 0.033851 |  | 1014.3261 | 0.00023745 |  | 1009.2453 | 0.01412 |  | 901.2501 | 0.17581 |  | 1065.0012 | 0.89701 |  |  |  | 1410.336 | 0.00053321 |  | 1270.311 | 0.037908 | [10 empty] | 1180.469 | 0 |  | 1180.462 | 0.02944
| 1009.4138 | 0.00761 |  | 901.4909 | 0.0014083 |  | 901.4909 | -0.0024005 |  | 1009.4199 | 6.9993e-05 |  | 901.4909 | 0.035813 |  | 1014.4976 | 0.00020086 |  | 1009.4138 | 0.01403 |  | 901.4909 | 0.17841 |  | 1065.1141 | 0.89256 |  |  |  | 1410.945 | 0.00043681 |  | 1270.39 | 0.037667 | [10 empty] | 1180.5372 | 0 |  | 1180.5303 | 0.02923
| 1009.5824 | 0.00705 |  | 901.7316 | -0.0020278 |  | 901.7316 | -0.001377 |  | 1009.5898 | 0 |  | 901.7316 | 0.030301 |  | 1014.6691 | 9.9234e-05 |  | 1009.5824 | 0.01397 |  | 901.7316 | 0.17942 |  | 1065.2271 | 0.8902 |  |  |  | 1411.555 | 0.00053729 |  | 1270.4691 | 0.037426 | [10 empty] | 1180.6055 | 0 |  | 1180.5986 | 0.02892
| 1009.7509 | 0.00647 |  | 901.9723 | 0.00048369 |  | 901.9723 | -0.0023789 |  | 1009.7596 | 5.0004e-05 |  | 901.9723 | 0.03343 |  | 1014.8406 | 0.00018281 |  | 1009.7509 | 0.01379 |  | 901.9723 | 0.18122 |  | 1065.34 | 0.88905 |  |  |  | 1412.165 | 0.00040129 |  | 1270.5481 | 0.037184 | [10 empty] | 1180.6738 | 0 |  | 1180.6669 | 0.02853
| 1009.9195 | 0.00668 |  | 902.2131 | -0.0020516 |  | 902.2131 | 6.8193e-05 |  | 1009.9295 | 0 |  | 902.2131 | 0.028896 |  | 1015.0122 | 3.8515e-05 |  | 1009.9195 | 0.01376 |  | 902.2131 | 0.18242 |  | 1065.4529 | 0.88747 |  |  |  | 1412.776 | 0.00048633 |  | 1270.6272 | 0.036943 | [10 empty] | 1180.7421 | 0 |  | 1180.7351 | 0.02808
| 1010.0881 | 0.00693 |  | 902.4538 | 0.0012828 |  | 902.4538 | 0.0010076 |  | 1010.0993 | 5.0004e-05 |  | 902.4538 | 0.031242 |  | 1015.1837 | 0.00045215 |  | 1010.0881 | 0.01355 |  | 902.4538 | 0.18622 |  | 1065.5659 | 0.88425 |  |  |  | 1413.387 | 0.0004515 |  | 1270.7063 | 0.036713 | [10 empty] | 1180.8104 | 0 |  | 1180.8035 | 0.02762
| 1010.2566 | 0.00664 |  | 902.6946 | -0.00025719 |  | 902.6946 | -0.0041886 |  | 1010.2692 | 0 |  | 902.6946 | 0.026341 |  | 1015.3552 | 4.3931e-05 |  | 1010.2566 | 0.01368 |  | 902.6946 | 0.18682 |  | 1065.679 | 0.87995 |  |  |  | 1413.999 | 0.00044258 |  | 1270.7854 | 0.036472 | [10 empty] | 1180.8787 | 0 |  | 1180.8718 | 0.02717
| 1010.4252 | 0.00498 |  | 902.9354 | 0.0015682 |  | 902.9354 | 0.0015354 |  | 1010.439 | 6.9993e-05 |  | 902.9354 | 0.030506 |  | 1015.5267 | 0.0002995 |  | 1010.4252 | 0.01352 |  | 902.9353 | 0.18743 |  | 1065.792 | 0.87591 |  |  |  | 1414.612 | 0.00059695 |  | 1270.8645 | 0.036242 | [10 empty] | 1180.947 | 0 |  | 1180.9401 | 0.02673
| 1010.5938 | 0.00849 |  | 903.1761 | -0.0027408 |  | 903.1761 | 0.0015937 |  | 1010.6089 | 0 |  | 903.1761 | 0.026742 |  | 1015.6983 | 3.9719e-05 |  | 1010.5938 | 0.01358 |  | 903.1761 | 0.18983 |  | 1065.905 | 0.87123 |  |  |  | 1415.225 | 0.00059828 |  | 1270.9436 | 0.036011 | [10 empty] | 1181.0154 | 0 |  | 1181.0084 | 0.02633
| 1010.7623 | 0.00469 |  | 903.4169 | 0.0017455 |  | 903.4169 | 0.0031968 |  | 1010.7788 | 5.0004e-05 |  | 903.4169 | 0.027972 |  | 1015.8698 | 0.00042868 |  | 1010.7623 | 0.01328 |  | 903.4169 | 0.19123 |  | 1066.0181 | 0.8672 |  |  |  | 1415.838 | 0.00038253 |  | 1271.0227 | 0.035781 | [10 empty] | 1181.0837 | 0 |  | 1181.0768 | 0.02597
| 1010.9309 | 0.00626 |  | 903.6577 | -0.0030401 |  | 903.6577 | 0.001674 |  | 1010.9486 | 0 |  | 903.6577 | 0.024324 |  | 1016.0413 | 0.00015085 |  | 1010.9309 | 0.01321 |  | 903.6577 | 0.19283 |  | 1066.1311 | 0.86514 |  |  |  | 1416.452 | 0.00074511 |  | 1271.1018 | 0.035551 | [10 empty] | 1181.152 | 0 |  | 1181.1451 | 0.02565
| 1011.0995 | 0.00489 |  | 903.8985 | 0.0021905 |  | 903.8985 | 0.0067457 |  | 1011.1185 | 5.0004e-05 |  | 903.8985 | 0.027157 |  | 1016.2129 | 0.00048084 |  | 1011.0995 | 0.01303 |  | 903.8985 | 0.19584 |  | 1066.2443 | 0.86222 |  |  |  | 1417.067 | 0.00049995 |  | 1271.1809 | 0.035332 | [10 empty] | 1181.2203 | 0 |  | 1181.2134 | 0.0254
| 1011.268 | 0.01025 |  | 904.1393 | -0.0018807 |  | 904.1393 | -0.0020823 |  | 1011.2884 | 0 |  | 904.1393 | 0.024558 |  | 1016.3844 | 4.6339e-05 |  | 1011.268 | 0.01302 |  | 904.1393 | 0.19684 |  | 1066.3574 | 0.85839 |  |  |  | 1417.682 | 0.00052466 |  | 1271.2601 | 0.035113 | [10 empty] | 1181.2887 | 0 |  | 1181.2817 | 0.02524
| 1011.4366 | 0.00638 |  | 904.3801 | 0.0013075 |  | 904.3801 | 0.0011019 |  | 1011.4582 | 3.0002e-05 |  | 904.3801 | 0.026111 |  | 1016.5559 | 0.0004341 |  | 1011.4366 | 0.0129 |  | 904.3801 | 0.19824 |  | 1066.4706 | 0.85536 |  |  |  | 1418.298 | 0.0004379 |  | 1271.3392 | 0.034882 | [10 empty] | 1181.3571 | 0 |  | 1181.3502 | 0.02517
| 1011.6052 | 0.00496 |  | 904.6209 | -0.0015429 |  | 904.6209 | -0.0021369 |  | 1011.6281 | 0 |  | 904.6209 | 0.02113 |  | 1016.7275 | 7.9839e-05 |  | 1011.6052 | 0.01293 |  | 904.6209 | 0.19984 |  | 1066.5837 | 0.85309 |  |  |  | 1418.914 | 0.00035068 |  | 1271.4185 | 0.034663 | [10 empty] | 1181.4254 | 0 |  | 1181.4186 | 0.02522
| 1011.7737 | 0.00593 |  | 904.8617 | 0.00065218 |  | 904.8617 | -0.00034904 |  | 1011.798 | 3.0002e-05 |  | 904.8617 | 0.025605 |  | 1016.899 | 0.0008034 |  | 1011.7737 | 0.01281 |  | 904.8617 | 0.20324 |  | 1066.697 | 0.85037 |  |  |  | 1419.531 | 0.00069347 |  | 1271.4976 | 0.034444 | [10 empty] | 1181.4939 | 0 |  | 1181.4869 | 0.02538
| 1011.9423 | 0.00598 |  | 905.1025 | -0.003362 |  | 905.1025 | -0.0021194 |  | 1011.9678 | 0 |  | 905.1025 | 0.020313 |  | 1017.0706 | 0.00045778 |  | 1011.9423 | 0.01288 |  | 905.1025 | 0.20405 |  | 1066.8102 | 0.84702 |  |  |  | 1420.148 | 0.00050973 |  | 1271.5768 | 0.034236 | [10 empty] | 1181.5623 | 0 |  | 1181.5553 | 0.02564
| 1012.1109 | 0.00608 |  | 905.3433 | 0.0021973 |  | 905.3433 | 0.0040573 |  | 1012.1377 | 5.0004e-05 |  | 905.3433 | 0.02243 |  | 1017.2421 | 0.0009324 |  | 1012.1109 | 0.01276 |  | 905.3433 | 0.20705 |  | 1066.9235 | 0.84436 |  |  |  | 1420.766 | 0.00055637 |  | 1271.656 | 0.034016 | [10 empty] | 1181.6306 | 0 |  | 1181.6237 | 0.02596
| 1012.2794 | 0.00735 |  | 905.5842 | -0.0018292 |  | 905.5842 | -0.008061 |  | 1012.3076 | 0 |  | 905.5842 | 0.021994 |  | 1017.4136 | 0.00031997 |  | 1012.2794 | 0.0127 |  | 905.5842 | 0.20785 |  | 1067.0367 | 0.84116 |  |  |  | 1421.384 | 0.00047682 |  | 1271.7352 | 0.033808 | [10 empty] | 1181.6991 | 0 |  | 1181.6921 | 0.02631
| 1012.448 | 0.00695 |  | 905.825 | 0.0012607 |  | 905.825 | -0.0048641 |  | 1012.4775 | 5.0004e-05 |  | 905.825 | 0.021901 |  | 1017.5852 | 0.00064333 |  | 1012.448 | 0.01236 |  | 905.825 | 0.20885 |  | 1067.1501 | 0.83736 |  |  |  | 1422.003 | 0.00053503 |  | 1271.8145 | 0.0336 | [10 empty] | 1181.7675 | 0 |  | 1181.7605 | 0.02666
| 1012.6166 | 0.00585 |  | 906.0658 | -0.0023847 |  | 906.0658 | -0.00068839 |  | 1012.6473 | 0 |  | 906.0658 | 0.018988 |  | 1017.7567 | 5.6086e-06 |  | 1012.6166 | 0.01225 |  | 906.0658 | 0.21045 |  | 1067.2634 | 0.83341 |  |  |  | 1422.622 | 0.00036874 |  | 1271.8937 | 0.033391 | [10 empty] | 1181.8359 | 0 |  | 1181.829 | 0.02695
| 1012.7852 | 0.00742 |  | 906.3067 | 0.0021526 |  | 906.3067 | -0.00036837 |  | 1012.8172 | 8.9995e-05 |  | 906.3067 | 0.020911 |  | 1017.9283 | 9.4683e-05 |  | 1012.7852 | 0.01204 |  | 906.3067 | 0.21266 |  | 1067.3768 | 0.82884 |  |  |  | 1423.242 | 0.0003283 |  | 1271.9729 | 0.033183 | [10 empty] | 1181.9043 | 0 |  | 1181.8973 | 0.02717
| 1012.9537 | 0.00622 |  | 906.5476 | -0.0025402 |  | 906.5476 | -0.0062263 |  | 1012.9871 | 0 |  | 906.5476 | 0.017517 |  | 1018.0998 | 0.00032658 |  | 1012.9537 | 0.01214 |  | 906.5476 | 0.21626 |  | 1067.4904 | 0.82477 |  |  |  | 1423.862 | 0.00028435 |  | 1272.0521 | 0.032975 | [10 empty] | 1181.9728 | 0 |  | 1181.9658 | 0.0273
| 1013.1223 | 0.006 |  | 906.7884 | 0.0022383 |  | 906.7884 | 0.0032397 |  | 1013.157 | 6.9993e-05 |  | 906.7884 | 0.018498 |  | 1018.2714 | 0.00019298 |  | 1013.1223 | 0.01195 |  | 906.7884 | 0.21806 |  | 1067.6036 | 0.82141 |  |  |  | 1424.484 | 0.00050681 |  | 1272.1314 | 0.032767 | [10 empty] | 1182.0411 | 0 |  | 1182.0343 | 0.02735
| 1013.2908 | 0.00575 |  | 907.0293 | -0.001529 |  | 907.0293 | -0.0055287 |  | 1013.3269 | 0 |  | 907.0293 | 0.01586 |  | 1018.4429 | 0.00010632 |  | 1013.2908 | 0.01196 |  | 907.0293 | 0.22026 |  | 1067.717 | 0.81905 |  |  |  | 1425.105 | 0.00045122 |  | 1272.2106 | 0.032569 | [10 empty] | 1182.1096 | 0 |  | 1182.1027 | 0.02733
| 1013.4594 | 0.00594 |  | 907.2702 | 0.0020217 |  | 907.2702 | 0.0030161 |  | 1013.4968 | 5.0004e-05 |  | 907.2702 | 0.019989 |  | 1018.6145 | 0.00076188 |  | 1013.4594 | 0.0117 |  | 907.2702 | 0.22127 |  | 1067.8304 | 0.81676 |  |  |  | 1425.727 | 0.00056922 |  | 1272.2899 | 0.032372 | [10 empty] | 1182.1781 | 0 |  | 1182.1711 | 0.02726
| 1013.628 | 0.00591 |  | 907.511 | -0.0013835 |  | 907.511 | -0.0044032 |  | 1013.6667 | 0 |  | 907.511 | 0.015393 |  | 1018.7861 | 0.00064609 |  | 1013.628 | 0.0118 |  | 907.511 | 0.22227 |  | 1067.944 | 0.81376 |  |  |  | 1426.35 | 0.00042439 |  | 1272.3691 | 0.032164 | [10 empty] | 1182.2466 | 0 |  | 1182.2396 | 0.02717
| 1013.7966 | 0.00691 |  | 907.7519 | 0.00013397 |  | 907.7519 | 2.4343e-05 |  | 1013.8366 | 3.0002e-05 |  | 907.7519 | 0.020687 |  | 1018.9576 | 0.00105 |  | 1013.7966 | 0.01156 |  | 907.7519 | 0.22487 |  | 1068.0575 | 0.81045 |  |  |  | 1426.973 | 0.00041227 |  | 1272.4485 | 0.031966 | [10 empty] | 1182.3151 | 0 |  | 1182.3081 | 0.02707
| 1013.9651 | 0.00765 |  | 907.9928 | -0.0018013 |  | 907.9928 | 0.0024065 |  | 1014.0065 | 0 |  | 907.9928 | 0.014989 |  | 1019.1292 | 0.00057267 |  | 1013.9651 | 0.01171 |  | 907.9928 | 0.22567 |  | 1068.171 | 0.80631 |  |  |  | 1427.597 | 0.00037697 |  | 1272.5278 | 0.03178 | [10 empty] | 1182.3835 | 0 |  | 1182.3766 | 0.027
| 1014.1337 | 0.00522 |  | 908.2337 | -0.0002466 |  | 908.2337 | 0.0039125 |  | 1014.1764 | 6.9993e-05 |  | 908.2337 | 0.019315 |  | 1019.3007 | 0.00070426 |  | 1014.1337 | 0.01136 |  | 908.2337 | 0.22928 |  | 1068.2845 | 0.80179 |  |  |  | 1428.221 | 0.00051419 |  | 1272.6071 | 0.031583 | [10 empty] | 1182.452 | 0 |  | 1182.4451 | 0.02696
| 1014.3023 | 0.00626 |  | 908.4746 | -0.0027274 |  | 908.4746 | -0.0019069 |  | 1014.3463 | 0 |  | 908.4746 | 0.014851 |  | 1019.4723 | 0.00047899 |  | 1014.3023 | 0.01149 |  | 908.4746 | 0.23188 |  | 1068.3982 | 0.79748 |  |  |  | 1428.846 | 0.00033926 |  | 1272.6864 | 0.031385 | [10 empty] | 1182.5205 | 0 |  | 1182.5135 | 0.02699
| 1014.4709 | 0.0061 |  | 908.7156 | 0.00088021 |  | 908.7156 | 0.0039079 |  | 1014.5162 | 6.9993e-05 |  | 908.7156 | 0.017057 |  | 1019.6439 | 0.00066399 |  | 1014.4709 | 0.01109 |  | 908.7156 | 0.23308 |  | 1068.5116 | 0.79302 |  |  |  | 1429.471 | 0.00048293 |  | 1272.7658 | 0.031199 | [10 empty] | 1182.589 | 0 |  | 1182.582 | 0.02709
| 1014.6394 | 0.00564 |  | 908.9565 | -0.0022858 |  | 908.9565 | -0.004681 |  | 1014.6861 | 0 |  | 908.9565 | 0.013697 |  | 1019.8154 | 0.00032417 |  | 1014.6394 | 0.01108 |  | 908.9565 | 0.23548 |  | 1068.6252 | 0.78907 |  |  |  | 1430.097 | 0.00041855 |  | 1272.8451 | 0.031013 | [10 empty] | 1182.6576 | 0 |  | 1182.6506 | 0.02726
| 1014.808 | 0.00705 |  | 909.1974 | 0.0019112 |  | 909.1974 | 0.0046231 |  | 1014.856 | 6.9993e-05 |  | 909.1974 | 0.017419 |  | 1019.987 | 0.00069769 |  | 1014.808 | 0.011 |  | 909.1974 | 0.23729 |  | 1068.7389 | 0.787 |  |  |  | 1430.724 | 0.00042361 |  | 1272.9244 | 0.030826 | [10 empty] | 1182.7261 | 0 |  | 1182.7191 | 0.0275
| 1014.9766 | 0.00582 |  | 909.4383 | -0.0042079 |  | 909.4383 | -0.0048578 |  | 1015.0259 | 0 |  | 909.4383 | 0.01303 |  | 1020.1586 | 0.00038636 |  | 1014.9766 | 0.01115 |  | 909.4383 | 0.24029 |  | 1068.8525 | 0.78482 |  |  |  | 1431.351 | 0.00037685 |  | 1273.0038 | 0.03064 | [10 empty] | 1182.7946 | 0 |  | 1182.7877 | 0.02778
| 1015.1451 | 0.00598 |  | 909.6793 | 0.002352 |  | 909.6793 | 0.0021978 |  | 1015.1958 | 6.9993e-05 |  | 909.6793 | 0.016731 |  | 1020.3301 | 0.00060341 |  | 1015.1451 | 0.0112 |  | 909.6793 | 0.24229 |  | 1068.9663 | 0.7804 |  |  |  | 1431.978 | 0.00031835 |  | 1273.0832 | 0.030454 | [10 empty] | 1182.8632 | 0 |  | 1182.8562 | 0.02807
| 1015.3137 | 0.00643 |  | 909.9202 | -0.0039404 |  | 909.9202 | -0.0071866 |  | 1015.3657 | 0 |  | 909.9202 | 0.012019 |  | 1020.5017 | 0.00033139 |  | 1015.3137 | 0.01121 |  | 909.9202 | 0.24369 |  | 1069.08 | 0.77605 |  |  |  | 1432.606 | 0.00047206 |  | 1273.1626 | 0.030267 | [10 empty] | 1182.9316 | 0 |  | 1182.9248 | 0.02834
| 1015.4823 | 0.00668 |  | 910.1612 | 0.0014987 |  | 910.1612 | 0.0014844 |  | 1015.5356 | 5.0004e-05 |  | 910.1612 | 0.015487 |  | 1020.6733 | 0.00083149 |  | 1015.4823 | 0.01091 |  | 910.1612 | 0.2465 |  | 1069.1937 | 0.77262 |  |  |  | 1433.235 | 0.00046562 |  | 1273.2419 | 0.030092 | [10 empty] | 1183.0002 | 0 |  | 1182.9933 | 0.02855
| 1015.6509 | 0.0057 |  | 910.4021 | -0.0018101 |  | 910.4021 | 0.0028292 |  | 1015.7055 | 0 |  | 910.4021 | 0.010931 |  | 1020.8449 | 0.00055105 |  | 1015.6509 | 0.01093 |  | 910.4021 | 0.2479 |  | 1069.3075 | 0.76907 |  |  |  | 1433.864 | 0.00030485 |  | 1273.3214 | 0.029905 | [10 empty] | 1183.0689 | 0 |  | 1183.0619 | 0.02867
| 1015.8194 | 0.00543 |  | 910.6431 | 0.0036945 |  | 910.6431 | 0.0057373 |  | 1015.8755 | 6.9993e-05 |  | 910.6431 | 0.015307 |  | 1021.0164 | 0.00101 |  | 1015.8194 | 0.01057 |  | 910.6431 | 0.2513 |  | 1069.4213 | 0.76561 |  |  |  | 1434.494 | 0.0006422 |  | 1273.4008 | 0.02973 | [10 empty] | 1183.1373 | 0 |  | 1183.1305 | 0.02869
| 1015.988 | 0.00563 |  | 910.8841 | -0.00073675 |  | 910.8841 | -0.0074803 |  | 1016.0454 | 0 |  | 910.8841 | 0.012951 |  | 1021.188 | 0.00025657 |  | 1015.988 | 0.01083 |  | 910.8841 | 0.25411 |  | 1069.5352 | 0.76145 |  |  |  | 1435.124 | 0.00053088 |  | 1273.4802 | 0.029555 | [10 empty] | 1183.2059 | 0 |  | 1183.199 | 0.02861
| 1016.1566 | 0.00624 |  | 911.125 | 0.0015786 |  | 911.125 | 0.0045423 |  | 1016.2153 | 6.9993e-05 |  | 911.125 | 0.015147 |  | 1021.3596 | 0.00073399 |  | 1016.1566 | 0.01042 |  | 911.125 | 0.25711 |  | 1069.6489 | 0.75706 |  |  |  | 1435.755 | 0.0003245 |  | 1273.5597 | 0.029379 | [10 empty] | 1183.2745 | 0 |  | 1183.2676 | 0.02845
| 1016.3252 | 0.00454 |  | 911.366 | -0.0043179 |  | 911.366 | -0.0035792 |  | 1016.3852 | 0 |  | 911.366 | 0.0097862 |  | 1021.5312 | 0.00015767 |  | 1016.3252 | 0.01054 |  | 911.366 | 0.25831 |  | 1069.7628 | 0.75344 |  |  |  | 1436.387 | 0.00031169 |  | 1273.639 | 0.029204 | [10 empty] | 1183.3431 | 0 |  | 1183.3362 | 0.02825
| 1016.4937 | 0.00767 |  | 911.607 | 0.00070077 |  | 911.607 | 0.0018963 |  | 1016.5551 | 6.9993e-05 |  | 911.607 | 0.014547 |  | 1021.7028 | 0.00064533 |  | 1016.4937 | 0.0101 |  | 911.607 | 0.26251 |  | 1069.8767 | 0.7505 |  |  |  | 1437.019 | 0.00048534 |  | 1273.7185 | 0.029028 | [10 empty] | 1183.4117 | 0 |  | 1183.4048 | 0.02804
| 1016.6623 | 0.00508 |  | 911.848 | -0.00049209 |  | 911.848 | 0.0001712 |  | 1016.7251 | 0 |  | 911.848 | 0.012499 |  | 1021.8744 | 5.3961e-05 |  | 1016.6623 | 0.01035 |  | 911.848 | 0.26332 |  | 1069.9906 | 0.74781 |  |  |  | 1437.651 | 0.00062552 |  | 1273.798 | 0.028853 | [10 empty] | 1183.4804 | 0 |  | 1183.4734 | 0.02786
| 1016.8309 | 0.00445 |  | 912.089 | -0.00061657 |  | 912.089 | 0.00097142 |  | 1016.895 | 8.9995e-05 |  | 912.089 | 0.014082 |  | 1022.0459 | 0.00084493 |  | 1016.8309 | 0.01019 |  | 912.089 | 0.26612 |  | 1070.1046 | 0.7437 |  |  |  | 1438.284 | 0.00047232 |  | 1273.8774 | 0.028689 | [10 empty] | 1183.549 | 0 |  | 1183.542 | 0.02774
| 1016.9995 | 0.00693 |  | 912.33 | -0.0027491 |  | 912.33 | 0.00023949 |  | 1017.0649 | 0 |  | 912.33 | 0.0088891 |  | 1022.2175 | 0.00069448 |  | 1016.9995 | 0.01056 |  | 912.33 | 0.26932 |  | 1070.2185 | 0.73906 |  |  |  | 1438.918 | 0.00048128 |  | 1273.9569 | 0.028513 | [10 empty] | 1183.6175 | 0 |  | 1183.6107 | 0.02771
| 1017.168 | 0.00575 |  | 912.571 | 0.0015907 |  | 912.571 | 0.0047967 |  | 1017.2349 | 8.9995e-05 |  | 912.571 | 0.014816 |  | 1022.3891 | 0.00129 |  | 1017.168 | 0.01021 |  | 912.571 | 0.27253 |  | 1070.3325 | 0.73578 |  |  |  | 1439.552 | 0.00075941 |  | 1274.0365 | 0.028349 | [10 empty] | 1183.6863 | 0 |  | 1183.6793 | 0.02775
| 1017.3366 | 0.00752 |  | 912.812 | -0.0031604 |  | 912.812 | -0.0028544 |  | 1017.4048 | 0 |  | 912.812 | 0.0074284 |  | 1022.5607 | 0.00094081 |  | 1017.3366 | 0.01028 |  | 912.812 | 0.27533 |  | 1070.4465 | 0.73239 |  |  |  | 1440.187 | 0.00048836 |  | 1274.116 | 0.028184 | [10 empty] | 1183.7549 | 0 |  | 1183.7479 | 0.02783
| 1017.5052 | 0.00561 |  | 913.0531 | 0.00112 |  | 913.0531 | -0.0012804 |  | 1017.5747 | 3.0002e-05 |  | 913.0531 | 0.011302 |  | 1022.7323 | 0.00139 |  | 1017.5052 | 0.00997 |  | 913.053 | 0.27713 |  | 1070.5605 | 0.72822 |  |  |  | 1440.822 | 0.00030897 |  | 1274.1954 | 0.028009 | [10 empty] | 1183.8235 | 0 |  | 1183.8166 | 0.02791
| 1017.6738 | 0.00668 |  | 913.2941 | -0.0032139 |  | 913.2941 | -0.004823 |  | 1017.7446 | 0 |  | 913.2941 | 0.0077674 |  | 1022.9039 | 0.0006678 |  | 1017.6738 | 0.01024 |  | 913.2941 | 0.27974 |  | 1070.6747 | 0.72447 |  |  |  | 1441.458 | 0.00049185 |  | 1274.275 | 0.027844 | [10 empty] | 1183.8922 | 0 |  | 1183.8853 | 0.02795
| 1017.8423 | 0.00688 |  | 913.5351 | 0.0017289 |  | 913.5351 | -0.0032588 |  | 1017.9146 | 5.0004e-05 |  | 913.5351 | 0.012071 |  | 1023.0755 | 0.00076529 |  | 1017.8423 | 0.00986 |  | 913.5351 | 0.28394 |  | 1070.7887 | 0.72099 |  |  |  | 1442.095 | 0.00046495 |  | 1274.3545 | 0.02768 | [10 empty] | 1183.9608 | 0 |  | 1183.9539 | 0.02788
| 1018.0109 | 0.00471 |  | 913.7762 | -0.0025146 |  | 913.7762 | -0.005373 |  | 1018.0845 | 0 |  | 913.7762 | 0.0084298 |  | 1023.2471 | 0.00016871 |  | 1018.0109 | 0.00992 |  | 913.7762 | 0.28654 |  | 1070.9028 | 0.71765 |  |  |  | 1442.732 | 0.00041654 |  | 1274.4341 | 0.027527 | [10 empty] | 1184.0295 | 0 |  | 1184.0226 | 0.0277
| 1018.1795 | 0.00733 |  | 914.0172 | 0.0034015 |  | 914.0172 | 0.0012715 |  | 1018.2545 | 6.9993e-05 |  | 914.0172 | 0.013179 |  | 1023.4187 | 0.00043811 |  | 1018.1795 | 0.00953 |  | 914.0172 | 0.28875 |  | 1071.017 | 0.71442 |  |  |  | 1443.369 | 0.00031173 |  | 1274.5137 | 0.027362 | [10 empty] | 1184.0983 | 0 |  | 1184.0913 | 0.02739
| 1018.3481 | 0.00566 |  | 914.2583 | -0.0025972 |  | 914.2583 | -0.001621 |  | 1018.4244 | 0 |  | 914.2583 | 0.0066171 |  | 1023.5903 | 4.4132e-06 |  | 1018.3481 | 0.00972 |  | 914.2583 | 0.29155 |  | 1071.1311 | 0.71096 |  |  |  | 1444.008 | 0.00030005 |  | 1274.5931 | 0.027198 | [10 empty] | 1184.1669 | 0 |  | 1184.1599 | 0.02698
| 1018.5166 | 0.00614 |  | 914.4993 | 0.0016244 |  | 914.4993 | 0.0088725 |  | 1018.5944 | 5.0004e-05 |  | 914.4993 | 0.013111 |  | 1023.7619 | 0.00042046 |  | 1018.5166 | 0.00934 |  | 914.4993 | 0.29636 |  | 1071.2454 | 0.7077 |  |  |  | 1444.646 | 0.00045561 |  | 1274.6727 | 0.027044 | [10 empty] | 1184.2356 | 0 |  | 1184.2286 | 0.02652
| 1018.6852 | 0.00469 |  | 914.7404 | -0.0027518 |  | 914.7404 | 0.00078964 |  | 1018.7643 | 0 |  | 914.7404 | 0.0065126 |  | 1023.9335 | 0.00047422 |  | 1018.6852 | 0.00969 |  | 914.7404 | 0.29896 |  | 1071.3595 | 0.70363 |  |  |  | 1445.286 | 0.00029875 |  | 1274.7523 | 0.02688 | [10 empty] | 1184.3043 | 0 |  | 1184.2974 | 0.02607
| 1018.8538 | 0.00681 |  | 914.9815 | 0.0022225 |  | 914.9815 | 0.0023431 |  | 1018.9343 | 5.0004e-05 |  | 914.9815 | 0.010286 |  | 1024.1051 | 0.00012156 |  | 1018.8538 | 0.00941 |  | 914.9815 | 0.30176 |  | 1071.4738 | 0.69903 |  |  |  | 1445.925 | 0.00028501 |  | 1274.8319 | 0.026726 | [10 empty] | 1184.373 | 0 |  | 1184.3661 | 0.02566
| 1019.0224 | 0.00506 |  | 915.2225 | -0.0033997 |  | 915.2225 | 0.00020328 |  | 1019.1042 | 0 |  | 915.2225 | 0.0071459 |  | 1024.2767 | 0.00042567 |  | 1019.0224 | 0.00971 |  | 915.2225 | 0.30517 |  | 1071.588 | 0.69536 |  |  |  | 1446.566 | 0.00033361 |  | 1274.9115 | 0.026573 | [10 empty] | 1184.4418 | 0 |  | 1184.4348 | 0.02535
| 1019.191 | 0.0064 |  | 915.4636 | 0.0011968 |  | 915.4636 | 0.0035375 |  | 1019.2742 | 5.0004e-05 |  | 915.4636 | 0.011512 |  | 1024.4483 | 0.00016008 |  | 1019.191 | 0.00934 |  | 915.4636 | 0.30777 |  | 1071.7023 | 0.69115 |  |  |  | 1447.207 | 0.00051085 |  | 1274.9912 | 0.026408 | [10 empty] | 1184.5105 | 0 |  | 1184.5035 | 0.02515
| 1019.3595 | 0.00589 |  | 915.7047 | -0.0029979 |  | 915.7047 | 0.0028101 |  | 1019.4441 | 0 |  | 915.7047 | 0.0071162 |  | 1024.62 | 0.00013776 |  | 1019.3595 | 0.00956 |  | 915.7047 | 0.31077 |  | 1071.8166 | 0.68628 |  |  |  | 1447.848 | 0.00037182 |  | 1275.0708 | 0.026255 | [10 empty] | 1184.5792 | 0 |  | 1184.5723 | 0.02506
| 1019.5281 | 0.00549 |  | 915.9458 | 0.00086434 |  | 915.9458 | 0.0050893 |  | 1019.6141 | 5.0004e-05 |  | 915.9458 | 0.011133 |  | 1024.7916 | 0.00077918 |  | 1019.5281 | 0.00907 |  | 915.9458 | 0.31258 |  | 1071.9309 | 0.68251 |  |  |  | 1448.49 | 0.00054453 |  | 1275.1504 | 0.026101 | [10 empty] | 1184.648 | 0 |  | 1184.641 | 0.02509
| 1019.6967 | 0.00462 |  | 916.1869 | -0.0034966 |  | 916.1869 | 0.0033973 |  | 1019.784 | 0 |  | 916.1869 | 0.0061488 |  | 1024.9632 | 0.00010496 |  | 1019.6967 | 0.00929 |  | 916.1869 | 0.31638 |  | 1072.0452 | 0.67999 |  |  |  | 1449.133 | 0.00045261 |  | 1275.2301 | 0.025948 | [10 empty] | 1184.7167 | 0 |  | 1184.7098 | 0.02519
| 1019.8653 | 0.00473 |  | 916.428 | 0.00096953 |  | 916.428 | 0.00029055 |  | 1019.954 | 6.9993e-05 |  | 916.428 | 0.0083795 |  | 1025.1348 | 0.00066544 |  | 1019.8653 | 0.009 |  | 916.428 | 0.32038 |  | 1072.1595 | 0.67763 |  |  |  | 1449.776 | 0.00060652 |  | 1275.3097 | 0.025794 | [10 empty] | 1184.7855 | 0 |  | 1184.7786 | 0.02535
| 1020.0338 | 0.00552 |  | 916.6692 | -0.0016116 |  | 916.6692 | -0.0044921 |  | 1020.124 | 0 |  | 916.6692 | 0.0065347 |  | 1025.3064 | 0.00021329 |  | 1020.0338 | 0.00927 |  | 916.6691 | 0.32319 |  | 1072.274 | 0.6752 |  |  |  | 1450.421 | 0.00050143 |  | 1275.3894 | 0.025641 | [10 empty] | 1184.8543 | 0 |  | 1184.8473 | 0.02554
| 1020.2024 | 0.00596 |  | 916.9103 | 0.0019253 |  | 916.9103 | 0.0028141 |  | 1020.2939 | 0.00011 |  | 916.9103 | 0.010101 |  | 1025.478 | 0.00060842 |  | 1020.2024 | 0.00874 |  | 916.9103 | 0.32719 |  | 1072.3884 | 0.67236 |  |  |  | 1451.065 | 0.00030176 |  | 1275.469 | 0.025499 | [10 empty] | 1184.9231 | 0 |  | 1184.9161 | 0.02576
| 1020.371 | 0.00589 |  | 917.1514 | -0.0020236 |  | 917.1514 | 0.00050387 |  | 1020.4639 | 0 |  | 917.1514 | 0.0043935 |  | 1025.6497 | 0.00018355 |  | 1020.371 | 0.00865 |  | 917.1514 | 0.3306 |  | 1072.5029 | 0.66857 |  |  |  | 1451.71 | 0.00031919 |  | 1275.5487 | 0.025345 | [10 empty] | 1184.9918 | 0 |  | 1184.9849 | 0.02601
| 1020.5396 | 0.00765 |  | 917.3925 | 0.0017354 |  | 917.3925 | 0.0059323 |  | 1020.6339 | 3.0002e-05 |  | 917.3925 | 0.0098126 |  | 1025.8213 | 0.00072958 |  | 1020.5396 | 0.00842 |  | 917.3925 | 0.3342 |  | 1072.6173 | 0.66466 |  |  |  | 1452.355 | 0.00050836 |  | 1275.6284 | 0.025192 | [10 empty] | 1185.0607 | 0 |  | 1185.0537 | 0.0263
| 1020.7082 | 0.0068 |  | 917.6337 | -0.0039839 |  | 917.6337 | -0.0031951 |  | 1020.8038 | 0 |  | 917.6337 | 0.0076572 |  | 1025.9929 | 0.00039839 |  | 1020.7082 | 0.00866 |  | 917.6337 | 0.3364 |  | 1072.7318 | 0.66096 |  |  |  | 1453.002 | 0.00047102 |  | 1275.7081 | 0.025049 | [10 empty] | 1185.1294 | 0 |  | 1185.1224 | 0.02665
| 1020.8767 | 0.00825 |  | 917.8748 | 0.00057356 |  | 917.8748 | -0.0051194 |  | 1020.9738 | 8.9995e-05 |  | 917.8748 | 0.0074248 |  | 1026.1645 | 0.00097672 |  | 1020.8767 | 0.00866 |  | 917.8748 | 0.33841 |  | 1072.8463 | 0.65698 |  |  |  | 1453.648 | 0.00038422 |  | 1275.7878 | 0.024896 | [10 empty] | 1185.1982 | 0 |  | 1185.1913 | 0.02706
| 1021.0453 | 0.00661 |  | 918.116 | -0.0031827 |  | 918.116 | -0.0038188 |  | 1021.1438 | 0 |  | 918.116 | 0.0044568 |  | 1026.3362 | 0.00031294 |  | 1021.0453 | 0.00889 |  | 918.116 | 0.34141 |  | 1072.9609 | 0.65342 |  |  |  | 1454.296 | 0.00052855 |  | 1275.8675 | 0.024742 | [10 empty] | 1185.2671 | 0 |  | 1185.2601 | 0.02755
| 1021.2139 | 0.0052 |  | 918.3571 | 0.0031375 |  | 918.3571 | 0.0035144 |  | 1021.3138 | 5.0004e-05 |  | 918.3571 | 0.0095676 |  | 1026.5078 | 0.000401 |  | 1021.2139 | 0.00863 |  | 918.3571 | 0.34441 |  | 1073.0754 | 0.65081 |  |  |  | 1454.943 | 0.00034222 |  | 1275.9473 | 0.0246 | [10 empty] | 1185.3359 | 0 |  | 1185.329 | 0.02809
| 1021.3825 | 0.00506 |  | 918.5983 | -0.0036973 |  | 918.5983 | -0.0046064 |  | 1021.4837 | 0 |  | 918.5983 | 0.0041685 |  | 1026.6794 | 9.725e-05 |  | 1021.3825 | 0.0088 |  | 918.5983 | 0.34782 |  | 1073.1901 | 0.6476 |  |  |  | 1455.592 | 0.00033086 |  | 1276.027 | 0.024457 | [10 empty] | 1185.4047 | 0 |  | 1185.3978 | 0.02866
| 1021.5511 | 0.00471 |  | 918.8395 | 0.0016577 |  | 918.8395 | 0.00052463 |  | 1021.6537 | 6.9993e-05 |  | 918.8395 | 0.0080121 |  | 1026.851 | 0.00074539 |  | 1021.5511 | 0.00843 |  | 918.8395 | 0.35162 |  | 1073.3047 | 0.6437 |  |  |  | 1456.241 | 0.00047585 |  | 1276.1068 | 0.024304 | [10 empty] | 1185.4735 | 0 |  | 1185.4666 | 0.02921
| 1021.7196 | 0.00798 |  | 919.0806 | -0.0029156 |  | 919.0806 | -0.0048864 |  | 1021.8237 | 0 |  | 919.0806 | 0.0049087 |  | 1027.0227 | 0.00019815 |  | 1021.7196 | 0.00874 |  | 919.0806 | 0.35483 |  | 1073.4193 | 0.64059 |  |  |  | 1456.89 | 0.00043524 |  | 1276.1865 | 0.024161 | [10 empty] | 1185.5424 | 0 |  | 1185.5354 | 0.02968
| 1021.8882 | 0.0063 |  | 919.3218 | 0.0016756 |  | 919.3218 | -0.00046627 |  | 1021.9937 | 5.0004e-05 |  | 919.3218 | 0.0091725 |  | 1027.1943 | 0.00088862 |  | 1021.8882 | 0.00838 |  | 919.3218 | 0.35723 |  | 1073.5341 | 0.63832 |  |  |  | 1457.541 | 0.00062868 |  | 1276.2664 | 0.024019 | [10 empty] | 1185.6113 | 0 |  | 1185.6044 | 0.03003
| 1022.0568 | 0.00545 |  | 919.563 | -0.00087849 |  | 919.563 | 0.0045201 |  | 1022.1637 | 0 |  | 919.563 | 0.0044851 |  | 1027.3659 | 0.00071751 |  | 1022.0568 | 0.00858 |  | 919.563 | 0.36023 |  | 1073.6487 | 0.63534 |  |  |  | 1458.191 | 0.00048888 |  | 1276.3461 | 0.023865 | [10 empty] | 1185.6802 | 0 |  | 1185.6732 | 0.03021
| 1022.2254 | 0.00666 |  | 919.8042 | 0.0023769 |  | 919.8042 | 0.002308 |  | 1022.3337 | 5.0004e-05 |  | 919.8042 | 0.0091277 |  | 1027.5376 | 0.00105 |  | 1022.2254 | 0.00828 |  | 919.8042 | 0.36364 |  | 1073.7634 | 0.63145 |  |  |  | 1458.843 | 0.00033438 |  | 1276.4259 | 0.023723 | [10 empty] | 1185.749 | 0 |  | 1185.7421 | 0.03019
| 1022.394 | 0.00656 |  | 920.0454 | -0.0029762 |  | 920.0454 | 4.0296e-05 |  | 1022.5036 | 0 |  | 920.0454 | 0.0045848 |  | 1027.7092 | 0.0004355 |  | 1022.394 | 0.00849 |  | 920.0454 | 0.36684 |  | 1073.8782 | 0.62814 |  |  |  | 1459.495 | 0.00028883 |  | 1276.5057 | 0.02358 | [10 empty] | 1185.8179 | 0 |  | 1185.8109 | 0.02998
| 1022.5625 | 0.00751 |  | 920.2866 | 0.00043112 |  | 920.2866 | 0.0056983 |  | 1022.6736 | 6.9993e-05 |  | 920.2866 | 0.0076961 |  | 1027.8809 | 0.00122 |  | 1022.5625 | 0.00819 |  | 920.2866 | 0.37065 |  | 1073.9929 | 0.62474 |  |  |  | 1460.147 | 0.00056102 |  | 1276.5855 | 0.023438 | [10 empty] | 1185.8868 | 0 |  | 1185.8799 | 0.02961
| 1022.7311 | 0.0055 |  | 920.5278 | -0.0022333 |  | 920.5278 | 0.00070238 |  | 1022.8436 | 0 |  | 920.5278 | 0.0037102 |  | 1028.0525 | 0.00068565 |  | 1022.7311 | 0.00838 |  | 920.5278 | 0.37285 |  | 1074.1078 | 0.62063 |  |  |  | 1460.8 | 0.00035398 |  | 1276.6653 | 0.023295 | [10 empty] | 1185.9557 | 0 |  | 1185.9487 | 0.02914
| 1022.8997 | 0.00594 |  | 920.769 | 0.0014357 |  | 920.769 | 0.0050809 |  | 1023.0136 | 6.9993e-05 |  | 920.769 | 0.0085243 |  | 1028.2241 | 0.0014 |  | 1022.8997 | 0.00813 |  | 920.769 | 0.37545 |  | 1074.2225 | 0.6173 |  |  |  | 1461.454 | 0.00039463 |  | 1276.7451 | 0.023142 | [10 empty] | 1186.0245 | 0 |  | 1186.0176 | 0.02863
| 1023.0683 | 0.00598 |  | 921.0103 | -0.0029597 |  | 921.0103 | 0.0011302 |  | 1023.1836 | 0 |  | 921.0103 | 0.0039742 |  | 1028.3958 | 0.000602 |  | 1023.0683 | 0.00823 |  | 921.0103 | 0.37845 |  | 1074.3374 | 0.61436 |  |  |  | 1462.108 | 0.00025743 |  | 1276.8249 | 0.022999 | [10 empty] | 1186.0935 | 0 |  | 1186.0865 | 0.02816
| 1023.2369 | 0.00605 |  | 921.2515 | 0.0021134 |  | 921.2515 | 0.0043409 |  | 1023.3536 | 6.9993e-05 |  | 921.2515 | 0.0062364 |  | 1028.5674 | 0.000937 |  | 1023.2369 | 0.00775 |  | 921.2515 | 0.38146 |  | 1074.4523 | 0.61048 |  |  |  | 1462.763 | 0.00047314 |  | 1276.9048 | 0.022857 | [10 empty] | 1186.1625 | 0 |  | 1186.1555 | 0.02779
| 1023.4054 | 0.00529 |  | 921.4927 | -0.0010306 |  | 921.4927 | 0.0013015 |  | 1023.5236 | 0 |  | 921.4927 | 0.0029982 |  | 1028.7391 | 5.015e-06 |  | 1023.4054 | 0.00797 |  | 921.4927 | 0.38646 |  | 1074.5671 | 0.60699 |  |  |  | 1463.418 | 0.00057249 |  | 1276.9847 | 0.022714 | [10 empty] | 1186.2313 | 0 |  | 1186.2244 | 0.02756
| 1023.574 | 0.00673 |  | 921.734 | 0.0022197 |  | 921.734 | 0.0076945 |  | 1023.6936 | 6.9993e-05 |  | 921.734 | 0.0056898 |  | 1028.9107 | 0.00070912 |  | 1023.574 | 0.0078 |  | 921.734 | 0.39127 |  | 1074.6821 | 0.6041 |  |  |  | 1464.074 | 0.00033875 |  | 1277.0646 | 0.022572 | [10 empty] | 1186.3003 | 0 |  | 1186.2933 | 0.0275
| 1023.7426 | 0.00591 |  | 921.9752 | -0.0019108 |  | 921.9752 | -0.0048314 |  | 1023.8636 | 0 |  | 921.9752 | 0.002225 |  | 1029.0824 | 0.00012598 |  | 1023.7426 | 0.0082 |  | 921.9752 | 0.39427 |  | 1074.7971 | 0.60029 |  |  |  | 1464.731 | 0.0006275 |  | 1277.1444 | 0.022429 | [10 empty] | 1186.3693 | 0 |  | 1186.3623 | 0.02758
| 1023.9112 | 0.00679 |  | 922.2165 | 0.0018964 |  | 922.2165 | 0.00078053 |  | 1024.0336 | 6.9993e-05 |  | 922.2165 | 0.0055681 |  | 1029.254 | 0.00083029 |  | 1023.9112 | 0.008 |  | 922.2165 | 0.39748 |  | 1074.912 | 0.59723 |  |  |  | 1465.388 | 0.00052175 |  | 1277.2244 | 0.022287 | [10 empty] | 1186.4382 | 0 |  | 1186.4313 | 0.02776
| 1024.0798 | 0.0054 |  | 922.4577 | -0.0022351 |  | 922.4577 | -0.0036018 |  | 1024.2036 | 0 |  | 922.4577 | 0.0026046 |  | 1029.4257 | 0.00047723 |  | 1024.0798 | 0.00826 |  | 922.4577 | 0.40188 |  | 1075.027 | 0.59533 |  |  |  | 1466.046 | 0.00033964 |  | 1277.3042 | 0.022144 | [10 empty] | 1186.5072 | 0 |  | 1186.5002 | 0.02798
| 1024.2484 | 0.00586 |  | 922.699 | 0.0029793 |  | 922.699 | 0.0016136 |  | 1024.3736 | 6.9993e-05 |  | 922.699 | 0.006018 |  | 1029.5973 | 0.00116 |  | 1024.2484 | 0.0081 |  | 922.699 | 0.40529 |  | 1075.1421 | 0.59234 |  |  |  | 1466.704 | 0.00026971 |  | 1277.3842 | 0.022002 | [10 empty] | 1186.5762 | 0 |  | 1186.5692 | 0.02817
| 1024.4169 | 0.00937 |  | 922.9403 | -0.0017603 |  | 922.9403 | -0.0045118 |  | 1024.5437 | 0 |  | 922.9403 | 0.0015878 |  | 1029.769 | 0.00017091 |  | 1024.4169 | 0.00832 |  | 922.9403 | 0.40969 |  | 1075.2571 | 0.58872 |  |  |  | 1467.363 | 0.00047036 |  | 1277.4641 | 0.021859 | [10 empty] | 1186.6451 | 0 |  | 1186.6382 | 0.02826
| 1024.5855 | 0.00679 |  | 923.1816 | 0.00050166 |  | 923.1816 | 0.0059645 |  | 1024.7137 | 6.9993e-05 |  | 923.1816 | 0.0071455 |  | 1029.9407 | 0.00043009 |  | 1024.5855 | 0.00801 |  | 923.1816 | 0.4125 |  | 1075.3722 | 0.58538 |  |  |  | 1468.023 | 0.00038379 |  | 1277.5441 | 0.021716 | [10 empty] | 1186.7141 | 0 |  | 1186.7071 | 0.02821
| 1024.7541 | 0.00708 |  | 923.4228 | -0.0029483 |  | 923.4228 | -0.0020802 |  | 1024.8837 | 0 |  | 923.4228 | 0.0028888 |  | 1030.1123 | 0.0002018 |  | 1024.7541 | 0.00811 |  | 923.4229 | 0.4153 |  | 1075.4872 | 0.58238 |  |  |  | 1468.683 | 0.00031166 |  | 1277.6239 | 0.021574 | [10 empty] | 1186.7831 | 0 |  | 1186.7761 | 0.02799
| 1024.9227 | 0.00619 |  | 923.6641 | 0.0010582 |  | 923.6641 | 0.0014599 |  | 1025.0537 | 3.0002e-05 |  | 923.6641 | 0.0066176 |  | 1030.284 | 0.00072657 |  | 1024.9227 | 0.0079 |  | 923.6641 | 0.4197 |  | 1075.6022 | 0.57996 |  |  |  | 1469.344 | 0.00047751 |  | 1277.7039 | 0.021431 | [10 empty] | 1186.852 | 0 |  | 1186.8451 | 0.02761
| 1025.0913 | 0.00601 |  | 923.9054 | -0.0019352 |  | 923.9054 | -0.00096797 |  | 1025.2237 | 0 |  | 923.9054 | 0.0023577 |  | 1030.4556 | 0.00010271 |  | 1025.0913 | 0.00815 |  | 923.9054 | 0.42291 |  | 1075.7174 | 0.57735 |  |  |  | 1470.005 | 0.00052707 |  | 1277.7838 | 0.021289 | [10 empty] | 1186.9211 | 0 |  | 1186.9142 | 0.0271
| 1025.2598 | 0.0067 |  | 924.1467 | 0.0010471 |  | 924.1467 | 0.0023063 |  | 1025.3937 | 8.9995e-05 |  | 924.1467 | 0.005791 |  | 1030.6273 | 0.0009685 |  | 1025.2598 | 0.00789 |  | 924.1467 | 0.42691 |  | 1075.8325 | 0.57394 |  |  |  | 1470.667 | 0.00063899 |  | 1277.8639 | 0.021146 | [10 empty] | 1186.9901 | 0 |  | 1186.9832 | 0.02652
| 1025.4284 | 0.00471 |  | 924.388 | -0.0036331 |  | 924.388 | 0.001043 |  | 1025.5637 | 0 |  | 924.388 | 0.0013798 |  | 1030.799 | 0.0009025 |  | 1025.4284 | 0.00796 |  | 924.388 | 0.43132 |  | 1075.9478 | 0.5701 |  |  |  | 1471.329 | 0.0004275 |  | 1277.9439 | 0.021004 | [10 empty] | 1187.0592 | 0 |  | 1187.0522 | 0.02591
| 1025.597 | 0.00758 |  | 924.6294 | 0.0015804 |  | 924.6294 | -0.00073454 |  | 1025.7338 | 5.0004e-05 |  | 924.6294 | 0.0056099 |  | 1030.9706 | 0.00135 |  | 1025.597 | 0.00775 |  | 924.6294 | 0.43492 |  | 1076.0631 | 0.56624 |  |  |  | 1471.993 | 0.00027975 |  | 1278.0238 | 0.020861 | [10 empty] | 1187.1282 | 0 |  | 1187.1212 | 0.02533
| 1025.7656 | 0.00837 |  | 924.8707 | -0.0038701 |  | 924.8707 | -0.0021712 |  | 1025.9038 | 0 |  | 924.8707 | 0.0016834 |  | 1031.1423 | 0.00070631 |  | 1025.7656 | 0.00802 |  | 924.8707 | 0.43793 |  | 1076.1783 | 0.56348 |  |  |  | 1472.656 | 0.000457 |  | 1278.1038 | 0.020719 | [10 empty] | 1187.1973 | 0 |  | 1187.1903 | 0.0248
| 1025.9342 | 0.00573 |  | 925.112 | 0.00013028 |  | 925.112 | 0.0044378 |  | 1026.0738 | 5.0004e-05 |  | 925.112 | 0.0059908 |  | 1031.314 | 0.00167 |  | 1025.9342 | 0.00768 |  | 925.112 | 0.44093 |  | 1076.2935 | 0.56154 |  |  |  | 1473.321 | 0.00063765 |  | 1278.1838 | 0.020576 | [10 empty] | 1187.2662 | 0 |  | 1187.2593 | 0.02434
| 1026.1028 | 0.00793 |  | 925.3533 | -0.0037986 |  | 925.3533 | -0.0069988 |  | 1026.2438 | 0 |  | 925.3533 | 0.0011858 |  | 1031.4856 | 0.00125 |  | 1026.1028 | 0.00793 |  | 925.3533 | 0.44353 |  | 1076.4087 | 0.55866 |  |  |  | 1473.986 | 0.00036293 |  | 1278.2638 | 0.020434 | [10 empty] | 1187.3353 | 0 |  | 1187.3284 | 0.02395
| 1026.2713 | 0.0071 |  | 925.5947 | 0.0020362 |  | 925.5947 | 0.0027273 |  | 1026.4139 | 1.0001e-05 |  | 925.5947 | 0.007002 |  | 1031.6573 | 0.00141 |  | 1026.2713 | 0.00751 |  | 925.5947 | 0.44654 |  | 1076.524 | 0.55539 |  |  |  | 1474.651 | 0.00038386 |  | 1278.3439 | 0.020291 | [10 empty] | 1187.4044 | 0 |  | 1187.3975 | 0.02363
| 1026.4399 | 0.00986 |  | 925.836 | -0.002021 |  | 925.836 | -0.0025825 |  | 1026.5839 | 0 |  | 925.836 | 0.00019895 |  | 1031.829 | 0.00079799 |  | 1026.4399 | 0.00782 |  | 925.836 | 0.45154 |  | 1076.6394 | 0.55245 |  |  |  | 1475.317 | 0.0005409 |  | 1278.424 | 0.020149 | [10 empty] | 1187.4735 | 0 |  | 1187.4666 | 0.02337
| 1026.6085 | 0.00612 |  | 926.0774 | 0.0031034 |  | 926.0774 | 0.0052307 |  | 1026.7539 | 5.0004e-05 |  | 926.0774 | 0.0072279 |  | 1032.0006 | 0.00131 |  | 1026.6085 | 0.00765 |  | 926.0774 | 0.45475 |  | 1076.7548 | 0.54918 |  |  |  | 1475.984 | 0.00054729 |  | 1278.5039 | 0.020006 | [10 empty] | 1187.5426 | 0 |  | 1187.5356 | 0.02316
| 1026.7771 | 0.00461 |  | 926.3187 | -0.0029007 |  | 926.3187 | 0.0049672 |  | 1026.924 | 0 |  | 926.3187 | 0.0020458 |  | 1032.1723 | 0.00027542 |  | 1026.7771 | 0.00797 |  | 926.3187 | 0.45915 |  | 1076.8701 | 0.54581 |  |  |  | 1476.651 | 0.00048777 |  | 1278.584 | 0.019853 | [10 empty] | 1187.6117 | 0 |  | 1187.6047 | 0.02299
| 1026.9457 | 0.00575 |  | 926.5601 | 0.0010441 |  | 926.5601 | 0.0070611 |  | 1027.094 | 5.0004e-05 |  | 926.5601 | 0.0040464 |  | 1032.344 | 0.00050973 |  | 1026.9457 | 0.00765 |  | 926.5601 | 0.46396 |  | 1076.9855 | 0.54273 |  |  |  | 1477.319 | 0.00032561 |  | 1278.6641 | 0.01971 | [10 empty] | 1187.6808 | 0 |  | 1187.6738 | 0.02285
| 1027.1143 | 0.00582 |  | 926.8014 | -0.00094784 |  | 926.8014 | -0.0023727 |  | 1027.264 | 0 |  | 926.8014 | 0.0015975 |  | 1032.5157 | 3.009e-05 |  | 1027.1143 | 0.0077 |  | 926.8015 | 0.46716 |  | 1077.101 | 0.54009 |  |  |  | 1477.988 | 0.00037496 |  | 1278.7441 | 0.019568 | [10 empty] | 1187.7499 | 0 |  | 1187.7429 | 0.02276
| 1027.2828 | 0.00661 |  | 927.0428 | 0.0039097 |  | 927.0428 | 0.003405 |  | 1027.4341 | 5.0004e-05 |  | 927.0428 | 0.0059285 |  | 1032.6874 | 0.0007699 |  | 1027.2828 | 0.00741 |  | 927.0428 | 0.47077 |  | 1077.2164 | 0.53763 |  |  |  | 1478.657 | 0.00029515 |  | 1278.8242 | 0.019425 | [10 empty] | 1187.819 | 0 |  | 1187.812 | 0.0227
| 1027.4514 | 0.0065 |  | 927.2842 | -0.0021619 |  | 927.2842 | 0.0012115 |  | 1027.6041 | 0 |  | 927.2842 | 0.0029797 |  | 1032.859 | 0.00059358 |  | 1027.4514 | 0.00782 |  | 927.2842 | 0.47377 |  | 1077.3319 | 0.53442 |  |  |  | 1479.327 | 0.00041566 |  | 1278.9044 | 0.019283 | [10 empty] | 1187.8881 | 0 |  | 1187.8811 | 0.0227
| 1027.62 | 0.00705 |  | 927.5256 | -0.00020332 |  | 927.5256 | 0.00030912 |  | 1027.7742 | 5.0004e-05 |  | 927.5256 | 0.0040146 |  | 1033.0307 | 0.00139 |  | 1027.62 | 0.00753 |  | 927.5256 | 0.47597 |  | 1077.4474 | 0.53079 |  |  |  | 1479.997 | 0.00052111 |  | 1278.9845 | 0.01914 | [10 empty] | 1187.9573 | 0 |  | 1187.9503 | 0.02276
| 1027.7886 | 0.00795 |  | 927.767 | -0.0022486 |  | 927.767 | -9.9719e-05 |  | 1027.9442 | 0 |  | 927.767 | 0.0024672 |  | 1033.2024 | 0.00066298 |  | 1027.7886 | 0.00776 |  | 927.767 | 0.47958 |  | 1077.563 | 0.52689 |  |  |  | 1480.668 | 0.00039443 |  | 1279.0646 | 0.018998 | [10 empty] | 1188.0264 | 0 |  | 1188.0194 | 0.02291
| 1027.9572 | 0.00802 |  | 928.0084 | 4.2368e-05 |  | 928.0084 | 0.0057601 |  | 1028.1143 | 5.0004e-05 |  | 928.0084 | 0.0039012 |  | 1033.3741 | 0.00103 |  | 1027.9572 | 0.00737 |  | 928.0084 | 0.48358 |  | 1077.6785 | 0.52288 |  |  |  | 1481.34 | 0.00042654 |  | 1279.1448 | 0.018855 | [10 empty] | 1188.0956 | 0 |  | 1188.0886 | 0.02313
| 1028.1257 | 0.00598 |  | 928.2498 | -0.00047881 |  | 928.2498 | -0.0012249 |  | 1028.2843 | 0 |  | 928.2498 | 0.0013348 |  | 1033.5458 | 0.00015867 |  | 1028.1257 | 0.00774 |  | 928.2498 | 0.48799 |  | 1077.7941 | 0.51978 |  |  |  | 1482.012 | 0.00037588 |  | 1279.2249 | 0.018713 | [10 empty] | 1188.1647 | 0 |  | 1188.1577 | 0.02344
| 1028.2943 | 0.00552 |  | 928.4912 | 0.0024601 |  | 928.4912 | 0.0043359 |  | 1028.4544 | 5.0004e-05 |  | 928.4912 | 0.0067193 |  | 1033.7175 | 0.00027863 |  | 1028.2943 | 0.00736 |  | 928.4912 | 0.49099 |  | 1077.9097 | 0.51797 |  |  |  | 1482.685 | 0.00043684 |  | 1279.305 | 0.018559 | [10 empty] | 1188.2339 | 0 |  | 1188.2269 | 0.0238
| 1028.4629 | 0.00696 |  | 928.7326 | -0.0040429 |  | 928.7326 | 0.00068328 |  | 1028.6244 | 0 |  | 928.7326 | -5.7226e-06 |  | 1033.8892 | 0.00034443 |  | 1028.4629 | 0.00762 |  | 928.7326 | 0.4956 |  | 1078.0254 | 0.51645 |  |  |  | 1483.358 | 0.00056833 |  | 1279.3853 | 0.018417 | [10 empty] | 1188.303 | 0 |  | 1188.296 | 0.02421
| 1028.6315 | 0.00584 |  | 928.974 | 0.0011798 |  | 928.974 | -0.00070003 |  | 1028.7945 | 6.9993e-05 |  | 928.974 | 0.00471 |  | 1034.0609 | 0.00057071 |  | 1028.6315 | 0.00725 |  | 928.974 | 0.4994 |  | 1078.141 | 0.51395 |  |  |  | 1484.032 | 0.00066875 |  | 1279.4653 | 0.018274 | [10 empty] | 1188.3722 | 0 |  | 1188.3652 | 0.02463
| 1028.8001 | 0.00951 |  | 929.2154 | -0.00085532 |  | 929.2154 | -0.0031398 |  | 1028.9645 | 0 |  | 929.2154 | 0.0014284 |  | 1034.2325 | 5.2357e-05 |  | 1028.8001 | 0.00755 |  | 929.2155 | 0.5014 |  | 1078.2567 | 0.51104 |  |  |  | 1484.707 | 0.0003904 |  | 1279.5455 | 0.018132 | [10 empty] | 1188.4414 | 0 |  | 1188.4344 | 0.02504
| 1028.9687 | 0.00753 |  | 929.4569 | 0.002463 |  | 929.4569 | -0.0040385 |  | 1029.1346 | 8.9995e-05 |  | 929.4569 | 0.0047731 |  | 1034.4042 | 0.00062607 |  | 1028.9687 | 0.00716 |  | 929.4569 | 0.50461 |  | 1078.3724 | 0.5083 |  |  |  | 1485.382 | 0.00056972 |  | 1279.6257 | 0.017989 | [10 empty] | 1188.5106 | 0 |  | 1188.5037 | 0.02543
| 1029.1372 | 0.00622 |  | 929.6983 | -0.0016588 |  | 929.6983 | 0.0039661 |  | 1029.3046 | 0 |  | 929.6983 | 0.00021512 |  | 1034.5759 | 0.0002333 |  | 1029.1372 | 0.0074 |  | 929.6983 | 0.50821 |  | 1078.4882 | 0.50527 |  |  |  | 1486.058 | 0.00043127 |  | 1279.7059 | 0.017847 | [10 empty] | 1188.5798 | 0 |  | 1188.5729 | 0.02578
| 1029.3058 | 0.00761 |  | 929.9398 | 0.0020171 |  | 929.9398 | 0.00063252 |  | 1029.4747 | 6.9993e-05 |  | 929.9398 | 0.0057486 |  | 1034.7476 | 0.00105 |  | 1029.3058 | 0.00714 |  | 929.9398 | 0.51202 |  | 1078.6039 | 0.50218 |  |  |  | 1486.734 | 0.00042625 |  | 1279.7861 | 0.017704 | [10 empty] | 1188.649 | 0 |  | 1188.6421 | 0.02609
| 1029.4744 | 0.00694 |  | 930.1812 | -0.0025091 |  | 930.1812 | -0.00079161 |  | 1029.6448 | 0 |  | 930.1812 | -0.0001836 |  | 1034.9193 | 0.00057426 |  | 1029.4744 | 0.00748 |  | 930.1812 | 0.51642 |  | 1078.7197 | 0.49901 |  |  |  | 1487.411 | 0.00039935 |  | 1279.8663 | 0.017562 | [10 empty] | 1188.7183 | 0 |  | 1188.7113 | 0.02637
| 1029.643 | 0.00589 |  | 930.4227 | 0.00042074 |  | 930.4227 | -0.0050853 |  | 1029.8148 | 8.9995e-05 |  | 930.4227 | 0.0063431 |  | 1035.091 | 0.00164 |  | 1029.643 | 0.00729 |  | 930.4227 | 0.51942 |  | 1078.8354 | 0.49551 |  |  |  | 1488.089 | 0.00048071 |  | 1279.9467 | 0.017419 | [10 empty] | 1188.7875 | 0 |  | 1188.7805 | 0.02661
| 1029.8116 | 0.00663 |  | 930.6641 | -0.00427 |  | 930.6641 | 0.0026968 |  | 1029.9849 | 0 |  | 930.6641 | 0.00036509 |  | 1035.2627 | 0.000821 |  | 1029.8116 | 0.00754 |  | 930.6641 | 0.52343 |  | 1078.9513 | 0.49189 |  |  |  | 1488.767 | 0.00052565 |  | 1280.0269 | 0.017277 | [10 empty] | 1188.8567 | 0 |  | 1188.8497 | 0.02682
| 1029.9802 | 0.00735 |  | 930.9056 | 0.0025035 |  | 930.9056 | 0.0035314 |  | 1030.155 | 3.0002e-05 |  | 930.9056 | 0.0059089 |  | 1035.4344 | 0.00122 |  | 1029.9802 | 0.00724 |  | 930.9056 | 0.52783 |  | 1079.0671 | 0.48871 |  |  |  | 1489.446 | 0.00034407 |  | 1280.1071 | 0.017134 | [10 empty] | 1188.9259 | 0 |  | 1188.9189 | 0.02697
| 1030.1488 | 0.00707 |  | 931.1471 | -0.0028178 |  | 931.1471 | -0.0015683 |  | 1030.325 | 0 |  | 931.1471 | 0.00024533 |  | 1035.6061 | 0.00052651 |  | 1030.1488 | 0.00736 |  | 931.1471 | 0.52944 |  | 1079.1832 | 0.48678 |  |  |  | 1490.126 | 0.00032376 |  | 1280.1874 | 0.016992 | [10 empty] | 1188.9952 | 0 |  | 1188.9882 | 0.02705
| 1030.3173 | 0.00821 |  | 931.3885 | 0.0030712 |  | 931.3885 | 0.0094679 |  | 1030.4951 | 3.0002e-05 |  | 931.3885 | 0.0048516 |  | 1035.7778 | 0.00098173 |  | 1030.3173 | 0.00711 |  | 931.3886 | 0.53164 |  | 1079.2988 | 0.4847 |  |  |  | 1490.806 | 0.0004973 |  | 1280.2677 | 0.016849 | [10 empty] | 1189.0645 | 0 |  | 1189.0575 | 0.02703
| 1030.4859 | 0.00578 |  | 931.63 | -0.0029027 |  | 931.63 | -0.0017251 |  | 1030.6652 | 0 |  | 931.63 | 0.0017346 |  | 1035.9495 | 9.87e-05 |  | 1030.4859 | 0.00736 |  | 931.63 | 0.53504 |  | 1079.4148 | 0.48128 |  |  |  | 1491.487 | 0.00038338 |  | 1280.3479 | 0.016707 | [10 empty] | 1189.1337 | 0 |  | 1189.1267 | 0.02691
| 1030.6545 | 0.00633 |  | 931.8715 | 0.0029448 |  | 931.8715 | 0.0045166 |  | 1030.8353 | 5.0004e-05 |  | 931.8715 | 0.0040795 |  | 1036.1212 | 0.00089487 |  | 1030.6545 | 0.0071 |  | 931.8715 | 0.53985 |  | 1079.5308 | 0.47823 |  |  |  | 1492.168 | 0.00064795 |  | 1280.4282 | 0.016564 | [10 empty] | 1189.203 | 0 |  | 1189.196 | 0.02671
| 1030.8231 | 0.00749 |  | 932.113 | -0.0032495 |  | 932.113 | -0.0012609 |  | 1031.0053 | 0 |  | 932.113 | -0.00030961 |  | 1036.293 | 1.4093e-06 |  | 1030.8231 | 0.00739 |  | 932.113 | 0.54305 |  | 1079.6467 | 0.47593 |  |  |  | 1492.85 | 0.00030355 |  | 1280.5085 | 0.016422 | [10 empty] | 1189.2722 | 0 |  | 1189.2653 | 0.02643
| 1030.9917 | 0.00594 |  | 932.3545 | 0.0029344 |  | 932.3545 | 0.0020921 |  | 1031.1754 | 5.0004e-05 |  | 932.3545 | 0.0055035 |  | 1036.4647 | 0.00044333 |  | 1030.9917 | 0.0072 |  | 932.3545 | 0.54526 |  | 1079.7627 | 0.47328 |  |  |  | 1493.533 | 0.00048435 |  | 1280.5889 | 0.016279 | [10 empty] | 1189.3416 | 0 |  | 1189.3346 | 0.02612
| 1031.1602 | 0.00563 |  | 932.596 | -0.0028733 |  | 932.596 | -5.7957e-05 |  | 1031.3455 | 0 |  | 932.596 | -0.00066572 |  | 1036.6364 | 0.00023009 |  | 1031.1602 | 0.00759 |  | 932.596 | 0.54886 |  | 1079.8788 | 0.47019 |  |  |  | 1494.216 | 0.00036232 |  | 1280.6692 | 0.016137 | [10 empty] | 1189.4109 | 0 |  | 1189.4039 | 0.0258
| 1031.3288 | 0.00628 |  | 932.8375 | 0.00092388 |  | 932.8375 | 0.0063886 |  | 1031.5156 | 6.9993e-05 |  | 932.8375 | 0.0055951 |  | 1036.8081 | 0.00072296 |  | 1031.3288 | 0.00729 |  | 932.8375 | 0.55206 |  | 1079.9949 | 0.46668 |  |  |  | 1494.9 | 0.00060674 |  | 1280.7495 | 0.016005 | [10 empty] | 1189.4802 | 0 |  | 1189.4733 | 0.0255
| 1031.4974 | 0.00603 |  | 933.0791 | -0.0014172 |  | 933.0791 | 0.0021258 |  | 1031.6856 | 0 |  | 933.0791 | -0.00053269 |  | 1036.9798 | 0.00019258 |  | 1031.4974 | 0.00771 |  | 933.0791 | 0.55587 |  | 1080.1108 | 0.46381 |  |  |  | 1495.585 | 0.00053539 |  | 1280.8298 | 0.015863 | [10 empty] | 1189.5494 | 0 |  | 1189.5425 | 0.02524
| 1031.666 | 0.00695 |  | 933.3206 | 0.00095526 |  | 933.3206 | 0.0033635 |  | 1031.8557 | 8.9995e-05 |  | 933.3206 | 0.0040988 |  | 1037.1515 | 0.00058013 |  | 1031.666 | 0.00745 |  | 933.3206 | 0.55827 |  | 1080.2272 | 0.46127 |  |  |  | 1496.27 | 0.0002273 |  | 1280.9102 | 0.01572 | [10 empty] | 1189.6188 | 0 |  | 1189.6118 | 0.02502
| 1031.8346 | 0.00527 |  | 933.5621 | -0.0038583 |  | 933.5621 | -0.010456 |  | 1032.0258 | 0 |  | 933.5621 | -9.544e-05 |  | 1037.3232 | 0.00067562 |  | 1031.8346 | 0.00773 |  | 933.5621 | 0.56228 |  | 1080.3431 | 0.45868 |  |  |  | 1496.956 | 0.00048321 |  | 1280.9906 | 0.015589 | [10 empty] | 1189.6881 | 0 |  | 1189.6811 | 0.02482
| 1032.0032 | 0.00823 |  | 933.8037 | 0.0026946 |  | 933.8037 | -0.0016023 |  | 1032.1959 | 8.9995e-05 |  | 933.8037 | 0.0040166 |  | 1037.495 | 2.006e-07 |  | 1032.0032 | 0.00724 |  | 933.8036 | 0.56588 |  | 1080.4594 | 0.45677 |  |  |  | 1497.642 | 0.00030575 |  | 1281.0709 | 0.015446 | [10 empty] | 1189.7575 | 0 |  | 1189.7505 | 0.02464
| 1032.1717 | 0.00496 |  | 934.0452 | -0.0018258 |  | 934.0452 | -0.0087817 |  | 1032.366 | 0 |  | 934.0452 | 0.0010579 |  | 1037.6667 | 0.00072838 |  | 1032.1717 | 0.00752 |  | 934.0452 | 0.56908 |  | 1080.5754 | 0.45463 |  |  |  | 1498.329 | 0.00039611 |  | 1281.1512 | 0.015314 | [10 empty] | 1189.8268 | 0 |  | 1189.8198 | 0.02448
| 1032.3403 | 0.00709 |  | 934.2867 | 0.0011387 |  | 934.2867 | -0.005985 |  | 1032.5361 | 8.9995e-05 |  | 934.2867 | 0.0039193 |  | 1037.8384 | 0.00017693 |  | 1032.3403 | 0.00731 |  | 934.2867 | 0.57229 |  | 1080.6916 | 0.45214 |  |  |  | 1499.017 | 0.00056526 |  | 1281.2317 | 0.015172 | [10 empty] | 1189.8962 | 0 |  | 1189.8893 | 0.02432
| 1032.5089 | 0.00561 |  | 934.5283 | -0.0022952 |  | 934.5283 | -0.0053197 |  | 1032.7062 | 0 |  | 934.5283 | -0.00027098 |  | 1038.0101 | 0.00018917 |  | 1032.5089 | 0.00759 |  | 934.5283 | 0.57349 |  | 1080.8079 | 0.44959 |  |  |  | 1499.705 | 0.00056196 |  | 1281.3121 | 0.01504 | [10 empty] | 1189.9656 | 0 |  | 1189.9586 | 0.02417
| 1032.6775 | 0.00682 |  | 934.7699 | 0.0021092 |  | 934.7699 | 0.0048475 |  | 1032.8763 | 6.9993e-05 |  | 934.7699 | 0.0041212 |  | 1038.1818 | 0.00109 |  | 1032.6775 | 0.0072 |  | 934.7699 | 0.57629 |  | 1080.9242 | 0.44635 |  |  |  | 1500.394 | 0.00034073 |  | 1281.3925 | 0.014909 | [10 empty] | 1190.0349 | 0 |  | 1190.0279 | 0.02404
| 1032.8461 | 0.0055 |  | 935.0114 | -0.0027789 |  | 935.0114 | -0.0067529 |  | 1033.0464 | 0 |  | 935.0114 | -0.0025194 |  | 1038.3536 | 0.00071975 |  | 1032.8461 | 0.00751 |  | 935.0114 | 0.5805 |  | 1081.0404 | 0.44287 |  |  |  | 1501.084 | 0.00053222 |  | 1281.4729 | 0.014777 | [10 empty] | 1190.1044 | 0 |  | 1190.0973 | 0.02392
| 1033.0147 | 0.00589 |  | 935.253 | 0.0046405 |  | 935.253 | 0.0084192 |  | 1033.2165 | 5.0004e-05 |  | 935.253 | 0.0051393 |  | 1038.5253 | 0.00145 |  | 1033.0147 | 0.00716 |  | 935.253 | 0.5839 |  | 1081.1567 | 0.44018 |  |  |  | 1501.774 | 0.00053747 |  | 1281.5533 | 0.014646 | [10 empty] | 1190.1737 | 0 |  | 1190.1668 | 0.02384
| 1033.1832 | 0.00793 |  | 935.4946 | -0.001186 |  | 935.4946 | -0.0028238 |  | 1033.3866 | 0 |  | 935.4946 | -0.00095897 |  | 1038.697 | 0.00072015 |  | 1033.1832 | 0.00729 |  | 935.4946 | 0.58731 |  | 1081.2731 | 0.43804 |  |  |  | 1502.465 | 0.00047522 |  | 1281.6338 | 0.014514 | [10 empty] | 1190.2432 | 0 |  | 1190.2361 | 0.0238
| 1033.3518 | 0.00615 |  | 935.7362 | 0.001121 |  | 935.7362 | 0.0040676 |  | 1033.5567 | 6.9993e-05 |  | 935.7362 | 0.0018243 |  | 1038.8688 | 0.00155 |  | 1033.3518 | 0.00687 |  | 935.7362 | 0.59011 |  | 1081.3894 | 0.43577 |  |  |  | 1503.156 | 0.00050152 |  | 1281.7142 | 0.014383 | [10 empty] | 1190.3125 | 0 |  | 1190.3055 | 0.02383
| 1033.5204 | 0.00585 |  | 935.9777 | -0.0024898 |  | 935.9777 | -0.0031998 |  | 1033.7268 | 0 |  | 935.9777 | 0.00075006 |  | 1039.0405 | 0.00064974 |  | 1033.5204 | 0.00725 |  | 935.9777 | 0.59792 |  | 1081.5059 | 0.43324 |  |  |  | 1503.849 | 0.00048031 |  | 1281.7947 | 0.014251 | [10 empty] | 1190.382 | 0 |  | 1190.375 | 0.02393
| 1033.689 | 0.00719 |  | 936.2193 | 0.0020601 |  | 936.2193 | 0.0048816 |  | 1033.8969 | 6.9993e-05 |  | 936.2193 | 0.0049383 |  | 1039.2122 | 0.00112 |  | 1033.689 | 0.00718 |  | 936.2193 | 0.60092 |  | 1081.6222 | 0.43024 |  |  |  | 1504.541 | 0.00036627 |  | 1281.8752 | 0.01412 | [10 empty] | 1190.4513 | 0 |  | 1190.4443 | 0.02412
| 1033.8576 | 0.00972 |  | 936.4609 | -0.0015272 |  | 936.4609 | 0.0010714 |  | 1034.067 | 0 |  | 936.4609 | -0.00067273 |  | 1039.3839 | 0.00047562 |  | 1033.8576 | 0.00749 |  | 936.4609 | 0.60272 |  | 1081.7386 | 0.4268 |  |  |  | 1505.235 | 0.00051317 |  | 1281.9557 | 0.013988 | [10 empty] | 1190.5207 | 0 |  | 1190.5138 | 0.02438
| 1034.0262 | 0.00538 |  | 936.7025 | 0.0016307 |  | 936.7025 | 0.0074076 |  | 1034.2371 | 8.9995e-05 |  | 936.7025 | 0.0029853 |  | 1039.5557 | 0.0013 |  | 1034.0262 | 0.00711 |  | 936.7025 | 0.60493 |  | 1081.8551 | 0.42372 |  |  |  | 1505.929 | 0.00026108 |  | 1282.0361 | 0.013867 | [10 empty] | 1190.5902 | 0 |  | 1190.5832 | 0.0247
| 1034.1947 | 0.00478 |  | 936.9442 | -0.0033553 |  | 936.9442 | -0.00042075 |  | 1034.4072 | 0 |  | 936.9442 | 0.00018674 |  | 1039.7274 | 0.00012337 |  | 1034.1947 | 0.00745 |  | 936.9442 | 0.60873 |  | 1081.9716 | 0.42121 |  |  |  | 1506.623 | 0.00037896 |  | 1282.1167 | 0.013736 | [10 empty] | 1190.6597 | 0 |  | 1190.6527 | 0.02505
| 1034.3633 | 0.00777 |  | 937.1858 | 0.0024383 |  | 937.1858 | -0.0020679 |  | 1034.5773 | 5.0004e-05 |  | 937.1858 | 0.0061623 |  | 1039.8991 | 0.00103 |  | 1034.3633 | 0.00721 |  | 937.1858 | 0.61053 |  | 1082.0881 | 0.41902 |  |  |  | 1507.319 | 0.00051629 |  | 1282.1973 | 0.013615 | [10 empty] | 1190.7291 | 0 |  | 1190.7222 | 0.02539
| 1034.5319 | 0.00682 |  | 937.4274 | -0.0050156 |  | 937.4274 | -0.00040152 |  | 1034.7474 | 0 |  | 937.4274 | -0.0020756 |  | 1040.0709 | 0.00038595 |  | 1034.5319 | 0.00752 |  | 937.4274 | 0.61514 |  | 1082.2046 | 0.41715 |  |  |  | 1508.015 | 0.00031408 |  | 1282.2777 | 0.013495 | [10 empty] | 1190.7986 | 0 |  | 1190.7916 | 0.0257
| 1034.7005 | 0.00622 |  | 937.669 | 0.00025519 |  | 937.669 | 1.0121e-06 |  | 1034.9175 | 5.0004e-05 |  | 937.669 | 0.0042879 |  | 1040.2426 | 0.00106 |  | 1034.7005 | 0.00712 |  | 937.669 | 0.61874 |  | 1082.3212 | 0.4154 |  |  |  | 1508.711 | 0.00025119 |  | 1282.3583 | 0.013374 | [10 empty] | 1190.868 | 0 |  | 1190.8611 | 0.02595
| 1034.8691 | 0.00722 |  | 937.9107 | -0.0037776 |  | 937.9107 | -0.004755 |  | 1035.0876 | 0 |  | 937.9107 | -0.0030742 |  | 1040.4144 | 0.00042467 |  | 1034.8691 | 0.00738 |  | 937.9107 | 0.62055 |  | 1082.4377 | 0.41383 |  |  |  | 1509.409 | 0.00057028 |  | 1282.4388 | 0.013254 | [10 empty] | 1190.9375 | 0 |  | 1190.9305 | 0.02612
| 1035.0376 | 0.00563 |  | 938.1523 | 0.0018891 |  | 938.1523 | -0.0041604 |  | 1035.2578 | 6.9993e-05 |  | 938.1523 | 0.0060459 |  | 1040.5861 | 0.00137 |  | 1035.0376 | 0.00719 |  | 938.1523 | 0.62595 |  | 1082.5546 | 0.41191 |  |  |  | 1510.107 | 0.00048728 |  | 1282.5194 | 0.013133 | [10 empty] | 1191.007 | 0 |  | 1191 | 0.02622
| 1035.2062 | 0.00531 |  | 938.3939 | -0.0027606 |  | 938.3939 | -0.0060313 |  | 1035.4279 | 0 |  | 938.3939 | -0.00032135 |  | 1040.7578 | 0.00048204 |  | 1035.2062 | 0.00745 |  | 938.394 | 0.62856 |  | 1082.671 | 0.40832 |  |  |  | 1510.805 | 0.00051774 |  | 1282.6 | 0.013012 | [10 empty] | 1191.0765 | 0 |  | 1191.0696 | 0.02626
| 1035.3748 | 0.00767 |  | 938.6356 | 0.0012393 |  | 938.6356 | 0.0022382 |  | 1035.598 | 6.9993e-05 |  | 938.6356 | 0.0046816 |  | 1040.9296 | 0.0014 |  | 1035.3748 | 0.00709 |  | 938.6356 | 0.63236 |  | 1082.7877 | 0.4047 |  |  |  | 1511.504 | 0.00045263 |  | 1282.6805 | 0.012892 | [10 empty] | 1191.146 | 0 |  | 1191.139 | 0.02625
| 1035.5434 | 0.00452 |  | 938.8773 | -0.0035483 |  | 938.8773 | -0.0051227 |  | 1035.7681 | 0 |  | 938.8773 | 0.0005102 |  | 1041.1013 | 0.00044452 |  | 1035.5434 | 0.00739 |  | 938.8773 | 0.63797 |  | 1082.9045 | 0.40218 |  |  |  | 1512.204 | 0.00078667 |  | 1282.7611 | 0.012771 | [10 empty] | 1191.2156 | 0 |  | 1191.2085 | 0.02622
| 1035.712 | 0.00677 |  | 939.1189 | 0.003225 |  | 939.1189 | 0.008366 |  | 1035.9383 | 6.9993e-05 |  | 939.1189 | 0.0048159 |  | 1041.2731 | 0.000534 |  | 1035.712 | 0.00708 |  | 939.1189 | 0.64157 |  | 1083.021 | 0.39945 |  |  |  | 1512.905 | 0.00040343 |  | 1282.8417 | 0.012662 | [10 empty] | 1191.285 | 0 |  | 1191.2781 | 0.02617
| 1035.8806 | 0.00578 |  | 939.3606 | -0.0046646 |  | 939.3606 | -0.0067495 |  | 1036.1084 | 0 |  | 939.3606 | 0.00017921 |  | 1041.4448 | 0.00015185 |  | 1035.8806 | 0.00746 |  | 939.3606 | 0.64357 |  | 1083.1377 | 0.3971 |  |  |  | 1513.606 | 0.00056182 |  | 1282.9222 | 0.012541 | [10 empty] | 1191.3546 | 0 |  | 1191.3477 | 0.02614
| 1036.0491 | 0.00684 |  | 939.6023 | 0.0028039 |  | 939.6023 | 0.0014603 |  | 1036.2785 | 3.0002e-05 |  | 939.6023 | 0.0019938 |  | 1041.6166 | 0.00076048 |  | 1036.0491 | 0.00714 |  | 939.6023 | 0.64818 |  | 1083.2544 | 0.39492 |  |  |  | 1514.307 | 0.00031758 |  | 1283.0029 | 0.012431 | [10 empty] | 1191.4241 | 0 |  | 1191.4171 | 0.02614
| 1036.2177 | 0.00629 |  | 939.8439 | -0.0044076 |  | 939.8439 | -0.0029317 |  | 1036.4487 | 0 |  | 939.8439 | -0.0011958 |  | 1041.7883 | 0.00035326 |  | 1036.2177 | 0.00733 |  | 939.8439 | 0.64978 |  | 1083.3712 | 0.39257 |  |  |  | 1515.01 | 0.00024661 |  | 1283.0835 | 0.012322 | [10 empty] | 1191.4936 | 0 |  | 1191.4867 | 0.02618
| 1036.3863 | 0.00536 |  | 940.0856 | 0.0016892 |  | 940.0856 | 0.0001675 |  | 1036.6188 | 3.0002e-05 |  | 940.0856 | 0.004822 |  | 1041.9601 | 0.00081724 |  | 1036.3863 | 0.00685 |  | 940.0856 | 0.65238 |  | 1083.488 | 0.3903 |  |  |  | 1515.713 | 0.00048377 |  | 1283.1642 | 0.012212 | [10 empty] | 1191.5632 | 0 |  | 1191.5563 | 0.02625
| 1036.5549 | 0.00573 |  | 940.3273 | -0.001942 |  | 940.3273 | 0.00066201 |  | 1036.7889 | 0 |  | 940.3273 | 0.00045396 |  | 1042.1318 | 0.00044453 |  | 1036.5549 | 0.00699 |  | 940.3273 | 0.65539 |  | 1083.6049 | 0.38777 |  |  |  | 1516.417 | 0.00040134 |  | 1283.2449 | 0.012102 | [10 empty] | 1191.6328 | 0 |  | 1191.6257 | 0.02635
| 1036.7235 | 0.00642 |  | 940.569 | 0.0021052 |  | 940.569 | 0.0047592 |  | 1036.959 | 8.9995e-05 |  | 940.569 | 0.0054044 |  | 1042.3036 | 0.00069548 |  | 1036.7235 | 0.00671 |  | 940.569 | 0.66059 |  | 1083.7217 | 0.38552 |  |  |  | 1517.121 | 0.00049715 |  | 1283.3254 | 0.011993 | [10 empty] | 1191.7024 | 0 |  | 1191.6953 | 0.02643
| 1036.892 | 0.00693 |  | 940.8107 | -0.004805 |  | 940.8107 | -0.0072298 |  | 1037.1292 | 0 |  | 940.8107 | -0.0032909 |  | 1042.4753 | 0.00051775 |  | 1036.892 | 0.00706 |  | 940.8107 | 0.6644 |  | 1083.8386 | 0.38354 |  |  |  | 1517.826 | 0.00035504 |  | 1283.4061 | 0.011883 | [10 empty] | 1191.7719 | 0 |  | 1191.7649 | 0.02649
| 1037.0606 | 0.00577 |  | 941.0524 | 0.0021441 |  | 941.0524 | -0.0043265 |  | 1037.2993 | 5.0004e-05 |  | 941.0524 | 0.0072481 |  | 1042.6471 | 0.00077151 |  | 1037.0606 | 0.00683 |  | 941.0524 | 0.666 |  | 1083.9556 | 0.38142 |  |  |  | 1518.532 | 0.00038152 |  | 1283.4868 | 0.011774 | [10 empty] | 1191.8416 | 0 |  | 1191.8345 | 0.0265
| 1037.2292 | 0.00796 |  | 941.2941 | -0.0058014 |  | 941.2941 | -0.0078753 |  | 1037.4695 | 0 |  | 941.2941 | -0.00077754 |  | 1042.8189 | 0.0006024 |  | 1037.2292 | 0.00712 |  | 941.2941 | 0.669 |  | 1084.0725 | 0.37931 |  |  |  | 1519.238 | 0.00081777 |  | 1283.5675 | 0.011675 | [10 empty] | 1191.9111 | 0 |  | 1191.9041 | 0.02649
| 1037.3978 | 0.00637 |  | 941.5359 | 0.0037845 |  | 941.5359 | 0.0080656 |  | 1037.6396 | 8.9995e-05 |  | 941.5359 | 0.0048756 |  | 1042.9906 | 0.00074403 |  | 1037.3978 | 0.00687 |  | 941.5359 | 0.67041 |  | 1084.1895 | 0.37705 |  |  |  | 1519.945 | 0.0002663 |  | 1283.6482 | 0.011565 | [10 empty] | 1191.9807 | 0 |  | 1191.9738 | 0.02647
| 1037.5664 | 0.00554 |  | 941.7776 | -0.0050201 |  | 941.7776 | -5.6592e-05 |  | 1037.8097 | 0 |  | 941.7776 | -0.0022331 |  | 1043.1624 | 0.00149 |  | 1037.5664 | 0.00714 |  | 941.7776 | 0.67201 |  | 1084.3064 | 0.3741 |  |  |  | 1520.653 | 0.00035735 |  | 1283.7289 | 0.011467 | [10 empty] | 1192.0503 | 0 |  | 1192.0433 | 0.02648
| 1037.7349 | 0.00969 |  | 942.0193 | 0.002755 |  | 942.0193 | 0.0092186 |  | 1037.9799 | 5.0004e-05 |  | 942.0193 | 0.0041171 |  | 1043.3341 | 0.00121 |  | 1037.7349 | 0.00717 |  | 942.0193 | 0.67681 |  | 1084.4235 | 0.37113 |  |  |  | 1521.361 | 0.00071095 |  | 1283.8096 | 0.011368 | [10 empty] | 1192.1199 | 0 |  | 1192.1129 | 0.02656
| 1037.9035 | 0.00854 |  | 942.2611 | 0.0011363 |  | 942.2611 | 0.0058589 |  | 1038.15 | 0 |  | 942.2611 | 0.0052714 |  | 1043.5059 | 0.00141 |  | 1037.9035 | 0.0073 |  | 942.2611 | 0.67741 |  | 1084.5404 | 0.36886 |  |  |  | 1522.07 | 0.00070374 |  | 1283.8904 | 0.011269 | [10 empty] | 1192.1896 | 0 |  | 1192.1826 | 0.02672
| 1038.0721 | 0.00659 |  | 942.5028 | -0.0062342 |  | 942.5028 | -0.0060876 |  | 1038.3202 | 1.0001e-05 |  | 942.5028 | -0.0032733 |  | 1043.6777 | 0.00019017 |  | 1038.0721 | 0.00726 |  | 942.5028 | 0.68162 |  | 1084.6575 | 0.3668 |  |  |  | 1522.78 | 0.0004343 |  | 1283.9711 | 0.011171 | [10 empty] | 1192.2592 | 0 |  | 1192.2522 | 0.02695
| 1038.2407 | 0.00765 |  | 942.7445 | 0.0022513 |  | 942.7445 | 0.0025743 |  | 1038.4903 | 0 |  | 942.7445 | 0.0067527 |  | 1043.8494 | 0.00063249 |  | 1038.2407 | 0.00706 |  | 942.7446 | 0.68262 |  | 1084.7748 | 0.36458 |  |  |  | 1523.49 | 0.00042052 |  | 1284.0519 | 0.011072 | [10 empty] | 1192.3289 | 0 |  | 1192.3218 | 0.02721
| 1038.4093 | 0.00475 |  | 942.9863 | -0.0033161 |  | 942.9863 | 0.00084775 |  | 1038.6605 | 1.0001e-05 |  | 942.9863 | 1.6853e-05 |  | 1044.0212 | 0.00019558 |  | 1038.4093 | 0.00715 |  | 942.9863 | 0.68462 |  | 1084.8917 | 0.36277 |  |  |  | 1524.201 | 0.00047965 |  | 1284.1326 | 0.010973 | [10 empty] | 1192.3984 | 0 |  | 1192.3915 | 0.02745
| 1038.5778 | 0.00867 |  | 943.2281 | 0.0032181 |  | 943.2281 | 0.0033052 |  | 1038.8306 | 6.6672e-06 |  | 943.2281 | 0.0013549 |  | 1044.193 | 0.00041484 |  | 1038.5778 | 0.00688 |  | 943.2281 | 0.69083 |  | 1085.0089 | 0.36075 |  |  |  | 1524.913 | 0.0005422 |  | 1284.2134 | 0.010875 | [10 empty] | 1192.4681 | 0 |  | 1192.4612 | 0.02761
| 1038.7464 | 0.007 |  | 943.4698 | -0.003866 |  | 943.4698 | -0.0075462 |  | 1039.0008 | 1.0001e-05 |  | 943.4698 | -0.0012714 |  | 1044.3647 | 8.8264e-05 |  | 1038.7464 | 0.00716 |  | 943.4698 | 0.69584 |  | 1085.126 | 0.35747 |  |  |  | 1525.625 | 0.00017957 |  | 1284.2942 | 0.010787 | [10 empty] | 1192.5378 | 0 |  | 1192.5308 | 0.02763
| 1038.915 | 0.01035 |  | 943.7116 | 0.0022369 |  | 943.7116 | -0.0010849 |  | 1039.1709 | 6.6672e-06 |  | 943.7116 | 0.0045391 |  | 1044.5365 | 0.00102 |  | 1038.915 | 0.00702 |  | 943.7116 | 0.69984 |  | 1085.2432 | 0.35446 |  |  |  | 1526.338 | 0.00027127 |  | 1284.3749 | 0.010688 | [10 empty] | 1192.6074 | 0 |  | 1192.6005 | 0.0275
| 1039.0836 | 0.00568 |  | 943.9534 | -0.0059955 |  | 943.9534 | -0.005718 |  | 1039.3411 | 0 |  | 943.9534 | -0.0027663 |  | 1044.7083 | 0.00036128 |  | 1039.0836 | 0.00734 |  | 943.9534 | 0.70144 |  | 1085.3605 | 0.35218 |  |  |  | 1527.052 | 0.00044271 |  | 1284.4557 | 0.010601 | [10 empty] | 1192.6771 | 0 |  | 1192.6702 | 0.02719
| 1039.2522 | 0.00689 |  | 944.1952 | 0.0044439 |  | 944.1952 | 0.0028731 |  | 1039.5113 | 2.6669e-05 |  | 944.1952 | 0.0058739 |  | 1044.88 | 0.00086138 |  | 1039.2522 | 0.00703 |  | 944.1952 | 0.70425 |  | 1085.4777 | 0.35057 |  |  |  | 1527.766 | 0.00033644 |  | 1284.5365 | 0.010513 | [10 empty] | 1192.7468 | 0 |  | 1192.7399 | 0.02675
| 1039.4207 | 0.00587 |  | 944.4369 | -0.0030038 |  | 944.4369 | -0.0045356 |  | 1039.6814 | 3.0002e-05 |  | 944.4369 | 0.00085373 |  | 1045.0518 | 0.00013661 |  | 1039.4207 | 0.00733 |  | 944.4369 | 0.70925 |  | 1085.5951 | 0.34912 |  |  |  | 1528.481 | 0.0006961 |  | 1284.6173 | 0.010425 | [10 empty] | 1192.8165 | 0 |  | 1192.8096 | 0.02621
| 1039.5893 | 0.00756 |  | 944.6787 | 0.0026568 |  | 944.6787 | 0.0011316 |  | 1039.8516 | 6.6672e-06 |  | 944.6787 | 0.0052312 |  | 1045.2236 | 0.00063229 |  | 1039.5893 | 0.00706 |  | 944.6787 | 0.71226 |  | 1085.7122 | 0.34649 |  |  |  | 1529.197 | 0.00037597 |  | 1284.6982 | 0.010327 | [10 empty] | 1192.8862 | 0 |  | 1192.8793 | 0.02565
| 1039.7579 | 0.00877 |  | 944.9205 | -0.0035279 |  | 944.9205 | -0.0010417 |  | 1040.0218 | 1.0001e-05 |  | 944.9205 | -0.0032706 |  | 1045.3954 | 0.00039919 |  | 1039.7579 | 0.00737 |  | 944.9205 | 0.71746 |  | 1085.8295 | 0.34369 |  |  |  | 1529.913 | 0.00035055 |  | 1284.7791 | 0.010239 | [10 empty] | 1192.9559 | 0 |  | 1192.949 | 0.02514
| 1039.9265 | 0.00686 |  | 945.1623 | 0.0041081 |  | 945.1623 | 0.013694 |  | 1040.1919 | 0 |  | 945.1623 | 0.0048385 |  | 1045.5671 | 0.00134 |  | 1039.9265 | 0.00706 |  | 945.1623 | 0.72187 |  | 1085.9469 | 0.34116 |  |  |  | 1530.63 | 0.00049265 |  | 1284.8599 | 0.010162 | [10 empty] | 1193.0256 | 0 |  | 1193.0187 | 0.02473
| 1040.095 | 0.00417 |  | 945.4041 | -0.0051165 |  | 945.4041 | -0.0083774 |  | 1040.3621 | 3.0002e-05 |  | 945.4041 | 0.00040523 |  | 1045.7389 | 0.00054944 |  | 1040.095 | 0.00746 |  | 945.4041 | 0.72527 |  | 1086.0642 | 0.33911 |  |  |  | 1531.348 | 0.00048542 |  | 1284.9408 | 0.010074 | [10 empty] | 1193.0955 | 0 |  | 1193.0884 | 0.02446
| 1040.2636 | 0.00687 |  | 945.646 | 0.0022631 |  | 945.646 | 0.0068122 |  | 1040.5322 | 6.6672e-06 |  | 945.646 | 0.0034964 |  | 1045.9107 | 0.00159 |  | 1040.2636 | 0.00731 |  | 945.646 | 0.72607 |  | 1086.1816 | 0.33733 |  |  |  | 1532.066 | 0.0005177 |  | 1285.0216 | 0.0099867 | [10 empty] | 1193.1652 | 0 |  | 1193.1582 | 0.02438
| 1040.4322 | 0.00522 |  | 945.8878 | -0.0022545 |  | 945.8878 | -0.0096343 |  | 1040.7024 | 3.0002e-05 |  | 945.8878 | -0.0042136 |  | 1046.0825 | 0.00075927 |  | 1040.4322 | 0.00756 |  | 945.8878 | 0.73028 |  | 1086.2991 | 0.33497 |  |  |  | 1532.785 | 0.00047564 |  | 1285.1025 | 0.009899 | [10 empty] | 1193.2349 | 0 |  | 1193.2279 | 0.02446
| 1040.6008 | 0.00745 |  | 946.1296 | 0.0037057 |  | 946.1296 | 0.0013626 |  | 1040.8726 | 0 |  | 946.1296 | 0.0049702 |  | 1046.2542 | 0.00129 |  | 1040.6008 | 0.0072 |  | 946.1296 | 0.73528 |  | 1086.4165 | 0.33249 |  |  |  | 1533.505 | 0.00035906 |  | 1285.1834 | 0.0098223 | [10 empty] | 1193.3047 | 0 |  | 1193.2976 | 0.02469
| 1040.7694 | 0.00621 |  | 946.3714 | -0.0020246 |  | 946.3714 | -0.0033313 |  | 1041.0428 | 0 |  | 946.3714 | -0.001841 |  | 1046.426 | 0.00052497 |  | 1040.7694 | 0.00734 |  | 946.3714 | 0.73929 |  | 1086.5339 | 0.32975 |  |  |  | 1534.225 | 0.00042423 |  | 1285.2643 | 0.0097346 | [10 empty] | 1193.3744 | 0 |  | 1193.3674 | 0.02503
| 1040.9379 | 0.00584 |  | 946.6133 | 0.0036751 |  | 946.6133 | -0.0031466 |  | 1041.2129 | 0 |  | 946.6133 | 0.0054761 |  | 1046.5978 | 0.00145 |  | 1040.9379 | 0.00708 |  | 946.6133 | 0.74109 |  | 1086.6515 | 0.32718 |  |  |  | 1534.947 | 0.00034068 |  | 1285.3452 | 0.0096579 | [10 empty] | 1193.4442 | 0 |  | 1193.4373 | 0.02544
| 1041.1065 | 0.006 |  | 946.8551 | -0.003088 |  | 946.8551 | -0.0082062 |  | 1041.3831 | 0 |  | 946.8551 | -0.0015421 |  | 1046.7696 | 0.00035867 |  | 1041.1065 | 0.00728 |  | 946.8551 | 0.7455 |  | 1086.7688 | 0.32536 |  |  |  | 1535.668 | 0.00033808 |  | 1285.4262 | 0.0095811 | [10 empty] | 1193.5139 | 0 |  | 1193.507 | 0.02589
| 1041.2751 | 0.00775 |  | 947.097 | 0.0014022 |  | 947.097 | 0.0014156 |  | 1041.5533 | 6.6672e-06 |  | 947.097 | 0.0044681 |  | 1046.9414 | 0.00149 |  | 1041.2751 | 0.00708 |  | 947.097 | 0.7501 |  | 1086.8864 | 0.32364 |  |  |  | 1536.391 | 0.0005339 |  | 1285.5071 | 0.0094934 | [10 empty] | 1193.5837 | 0 |  | 1193.5768 | 0.02635
| 1041.4437 | 0.00761 |  | 947.3388 | -0.0016592 |  | 947.3388 | 0.0042386 |  | 1041.7235 | 0 |  | 947.3388 | 0.00066108 |  | 1047.1132 | 0.0007013 |  | 1041.4437 | 0.00735 |  | 947.3388 | 0.75751 |  | 1087.0039 | 0.32143 |  |  |  | 1537.114 | 0.00056143 |  | 1285.588 | 0.0094167 | [10 empty] | 1193.6536 | 0 |  | 1193.6466 | 0.02681
| 1041.6122 | 0.00731 |  | 947.5807 | 0.0020037 |  | 947.5807 | -0.0017109 |  | 1041.8937 | 0 |  | 947.5807 | 0.0045013 |  | 1047.285 | 0.0011 |  | 1041.6122 | 0.00721 |  | 947.5807 | 0.76051 |  | 1087.1216 | 0.31923 |  |  |  | 1537.838 | 0.00030601 |  | 1285.6689 | 0.00934 | [10 empty] | 1193.7234 | 0 |  | 1193.7163 | 0.02724
| 1041.7808 | 0.00737 |  | 947.8226 | -0.0045026 |  | 947.8226 | -0.0041115 |  | 1042.0638 | 0 |  | 947.8226 | -0.0018316 |  | 1047.4567 | 0.00011153 |  | 1041.7808 | 0.0074 |  | 947.8226 | 0.76392 |  | 1087.2391 | 0.31764 |  |  |  | 1538.562 | 0.00034044 |  | 1285.7499 | 0.0092632 | [10 empty] | 1193.7932 | 0 |  | 1193.7861 | 0.02764
| 1041.9494 | 0.00854 |  | 948.0644 | 0.00074007 |  | 948.0644 | 0.0020264 |  | 1042.234 | 0 |  | 948.0644 | 0.0043323 |  | 1047.6285 | 0.00073801 |  | 1041.9494 | 0.00719 |  | 948.0644 | 0.76452 |  | 1087.3568 | 0.31585 |  |  |  | 1539.287 | 0.00021434 |  | 1285.8308 | 0.0091865 | [10 empty] | 1193.863 | 0 |  | 1193.856 | 0.028
| 1042.118 | 0.00668 |  | 948.3063 | -0.0059197 |  | 948.3063 | -0.0074392 |  | 1042.4042 | 5.0004e-05 |  | 948.3063 | -0.0013195 |  | 1047.8003 | 0.00054744 |  | 1042.118 | 0.00736 |  | 948.3063 | 0.76892 |  | 1087.4745 | 0.31343 |  |  |  | 1540.013 | 0.00027769 |  | 1285.9119 | 0.0091097 | [10 empty] | 1193.9329 | 0 |  | 1193.9258 | 0.0283
| 1042.2866 | 0.00745 |  | 948.5482 | 0.0039728 |  | 948.5482 | -0.011143 |  | 1042.5744 | 0 |  | 948.5482 | 0.0012062 |  | 1047.9721 | 0.00020882 |  | 1042.2866 | 0.00706 |  | 948.5482 | 0.76452 |  | 1087.5922 | 0.31077 |  |  |  | 1540.739 | 0.00038046 |  | 1285.9928 | 0.009044 | [10 empty] | 1194.0027 | 0 |  | 1193.9956 | 0.02854
| 1042.4551 | 0.00784 |  | 948.7901 | -0.00074885 |  | 948.7901 | -0.0024877 |  | 1042.7446 | 0 |  | 948.7901 | -0.0019603 |  | 1048.1439 | 0.00023972 |  | 1042.4551 | 0.00731 |  | 948.7901 | 0.76752 |  | 1087.7098 | 0.30846 |  |  |  | 1541.467 | 0.00042142 |  | 1286.0738 | 0.0089672 | [10 empty] | 1194.0725 | 0 |  | 1194.0656 | 0.02872
| 1042.6237 | 0.00733 |  | 949.032 | 0.0034871 |  | 949.032 | 0.010092 |  | 1042.9148 | 0 |  | 949.032 | 0.007283 |  | 1048.3157 | 0.00069668 |  | 1042.6237 | 0.00711 |  | 949.032 | 0.76952 |  | 1087.8276 | 0.30652 |  |  |  | 1542.194 | 0.00034832 |  | 1286.1549 | 0.0088905 | [10 empty] | 1194.1423 | 0 |  | 1194.1354 | 0.02884
| 1042.7923 | 0.00615 |  | 949.2739 | -0.0043836 |  | 949.2739 | -0.0034979 |  | 1043.085 | 1.0001e-05 |  | 949.2739 | -0.0040235 |  | 1048.4875 | 0.00018114 |  | 1042.7923 | 0.00731 |  | 949.2739 | 0.77593 |  | 1087.9454 | 0.30382 |  |  |  | 1542.923 | 0.00042861 |  | 1286.2358 | 0.0088247 | [10 empty] | 1194.2122 | 0 |  | 1194.2052 | 0.0289
| 1042.9608 | 0.00763 |  | 949.5158 | 0.00067065 |  | 949.5158 | 0.007131 |  | 1043.2552 | 0 |  | 949.5158 | 0.0026525 |  | 1048.6593 | 0.00086599 |  | 1042.9608 | 0.00691 |  | 949.5158 | 0.77833 |  | 1088.0632 | 0.30072 |  |  |  | 1543.652 | 0.00047014 |  | 1286.3169 | 0.008748 | [10 empty] | 1194.2821 | 0 |  | 1194.2751 | 0.02892
| 1043.1294 | 0.00512 |  | 949.7577 | -0.0081159 |  | 949.7577 | -0.004798 |  | 1043.4254 | 1.0001e-05 |  | 949.7577 | -0.0035231 |  | 1048.8311 | 5.8976e-05 |  | 1043.1294 | 0.00703 |  | 949.7577 | 0.78634 |  | 1088.181 | 0.29923 |  |  |  | 1544.382 | 0.00028248 |  | 1286.398 | 0.0086822 | [10 empty] | 1194.3519 | 0 |  | 1194.345 | 0.02891
| 1043.298 | 0.00995 |  | 949.9996 | 0.0042108 |  | 949.9996 | 0.0026008 |  | 1043.5956 | 0 |  | 949.9996 | 0.0019581 |  | 1049.0029 | 0.000735 |  | 1043.298 | 0.00688 |  | 949.9996 | 0.78694 |  | 1088.2988 | 0.2983 |  |  |  | 1545.113 | 0.00035696 |  | 1286.479 | 0.0086055 | [10 empty] | 1194.4219 | 0 |  | 1194.4148 | 0.02887
| 1043.4666 | 0.00714 |  | 950.2415 | -0.0053554 |  | 950.2415 | 0.0053063 |  | 1043.7658 | 0 |  | 950.2415 | 0.00059959 |  | 1049.1747 | 9.5084e-05 |  | 1043.4666 | 0.00712 |  | 950.2415 | 0.79155 |  | 1088.4167 | 0.29594 |  |  |  | 1545.844 | 0.00051569 |  | 1286.5601 | 0.0085397 | [10 empty] | 1194.4917 | 0 |  | 1194.4847 | 0.02881
| 1043.6351 | 0.00552 |  | 950.4834 | 0.0018887 |  | 950.4834 | 0.0044818 |  | 1043.936 | 0 |  | 950.4834 | 0.0058007 |  | 1049.3465 | 0.00136 |  | 1043.6351 | 0.00695 |  | 950.4834 | 0.79636 |  | 1088.5347 | 0.29373 |  |  |  | 1546.576 | 0.00049837 |  | 1286.6411 | 0.0084739 | [10 empty] | 1194.5617 | 0 |  | 1194.5547 | 0.02872
| 1043.8037 | 0.00515 |  | 950.7254 | -0.00090659 |  | 950.7254 | -0.0026023 |  | 1044.1062 | 1.0001e-05 |  | 950.7254 | -0.00017204 |  | 1049.5183 | 0.00034182 |  | 1043.8037 | 0.00726 |  | 950.7254 | 0.80176 |  | 1088.6526 | 0.29259 |  |  |  | 1547.309 | 0.00047447 |  | 1286.7223 | 0.0083972 | [10 empty] | 1194.6316 | 0 |  | 1194.6245 | 0.02859
| 1043.9723 | 0.00731 |  | 950.9673 | 0.002846 |  | 950.9673 | -3.1006e-05 |  | 1044.2764 | 0 |  | 950.9673 | 0.0063626 |  | 1049.6901 | 0.00146 |  | 1043.9723 | 0.00715 |  | 950.9673 | 0.80276 |  | 1088.7705 | 0.29126 |  |  |  | 1548.042 | 0.0003157 |  | 1286.8033 | 0.0083314 | [10 empty] | 1194.7014 | 0 |  | 1194.6945 | 0.02843
| 1044.1409 | 0.00515 |  | 951.2093 | -0.003498 |  | 951.2093 | -0.010364 |  | 1044.4466 | 1.0001e-05 |  | 951.2093 | -0.0041348 |  | 1049.8619 | 0.00049628 |  | 1044.1409 | 0.00741 |  | 951.2093 | 0.80597 |  | 1088.8887 | 0.28951 |  |  |  | 1548.776 | 0.00035713 |  | 1286.8844 | 0.0082656 | [10 empty] | 1194.7714 | 0 |  | 1194.7644 | 0.0282
| 1044.3094 | 0.00837 |  | 951.4512 | 0.0028123 |  | 951.4512 | 0.0046926 |  | 1044.6168 | 0 |  | 951.4512 | 0.0059757 |  | 1050.0337 | 0.00106 |  | 1044.3094 | 0.00706 |  | 951.4512 | 0.80717 |  | 1089.0065 | 0.28761 |  |  |  | 1549.511 | 0.00046965 |  | 1286.9656 | 0.0081999 | [10 empty] | 1194.8413 | 0 |  | 1194.8344 | 0.02792
| 1044.478 | 0.00705 |  | 951.6932 | -0.0019503 |  | 951.6932 | -0.004197 |  | 1044.787 | 0 |  | 951.6932 | -0.0034134 |  | 1050.2055 | 6.8405e-05 |  | 1044.478 | 0.00731 |  | 951.6932 | 0.81097 |  | 1089.1245 | 0.28533 |  |  |  | 1550.247 | 0.00039389 |  | 1287.0466 | 0.0081341 | [10 empty] | 1194.9113 | 0 |  | 1194.9043 | 0.02758
| 1044.6466 | 0.00652 |  | 951.9351 | 0.0034865 |  | 951.9351 | 0.0032973 |  | 1044.9572 | 0 |  | 951.9351 | 0.0061296 |  | 1050.3773 | 0.00138 |  | 1044.6466 | 0.007 |  | 951.9351 | 0.81638 |  | 1089.2426 | 0.2828 |  |  |  | 1550.983 | 0.00030513 |  | 1287.1278 | 0.0080683 | [10 empty] | 1194.9812 | 0 |  | 1194.9742 | 0.02719
| 1044.8151 | 0.00668 |  | 952.1771 | -0.0088277 |  | 952.1771 | 0.0020331 |  | 1045.1274 | 0 |  | 952.1771 | -0.0013365 |  | 1050.5491 | 0.00044373 |  | 1044.8151 | 0.00723 |  | 952.1771 | 0.82058 |  | 1089.3607 | 0.2805 |  |  |  | 1551.72 | 0.00027604 |  | 1287.209 | 0.0080025 | [10 empty] | 1195.0512 | 0 |  | 1195.0442 | 0.02677
| 1044.9837 | 0.00603 |  | 952.4191 | 0.0018475 |  | 952.4191 | 0.012371 |  | 1045.2976 | 0 |  | 952.4191 | 0.0050058 |  | 1050.7209 | 0.00104 |  | 1044.9837 | 0.00697 |  | 952.4191 | 0.82419 |  | 1089.4788 | 0.27852 |  |  |  | 1552.457 | 0.00044414 |  | 1287.2902 | 0.0079368 | [10 empty] | 1195.1211 | 0 |  | 1195.1141 | 0.02634
| 1045.1523 | 0.00584 |  | 952.661 | -0.0062665 |  | 952.661 | -0.0034218 |  | 1045.4678 | 0 |  | 952.661 | -0.0024125 |  | 1050.8928 | 0.00046118 |  | 1045.1523 | 0.00723 |  | 952.661 | 0.8302 |  | 1089.5969 | 0.27636 |  |  |  | 1553.196 | 0.00027148 |  | 1287.3712 | 0.007882 | [10 empty] | 1195.1912 | 0 |  | 1195.1841 | 0.02595
| 1045.3209 | 0.00914 |  | 952.903 | 0.0009419 |  | 952.903 | -0.0003014 |  | 1045.6381 | 0 |  | 952.903 | 0.0054661 |  | 1051.0646 | 0.00148 |  | 1045.3209 | 0.00697 |  | 952.903 | 0.833 |  | 1089.7151 | 0.27403 |  |  |  | 1553.935 | 0.0004126 |  | 1287.4524 | 0.0078162 | [10 empty] | 1195.2611 | 0 |  | 1195.2541 | 0.02563
| 1045.4894 | 0.00703 |  | 953.145 | -0.0022318 |  | 953.145 | -0.00081462 |  | 1045.8083 | 0 |  | 953.145 | -0.00062042 |  | 1051.2364 | 0.00054182 |  | 1045.4894 | 0.00715 |  | 953.145 | 0.83781 |  | 1089.8333 | 0.27208 |  |  |  | 1554.674 | 0.00044689 |  | 1287.5337 | 0.0077504 | [10 empty] | 1195.3311 | 0 |  | 1195.3241 | 0.02541
| 1045.658 | 0.00763 |  | 953.387 | 0.0011967 |  | 953.387 | 0.0052452 |  | 1045.9785 | 0 |  | 953.387 | 0.0089615 |  | 1051.4082 | 0.00052537 |  | 1045.658 | 0.00696 |  | 953.387 | 0.83881 |  | 1089.9514 | 0.27031 |  |  |  | 1555.415 | 0.00057139 |  | 1287.6149 | 0.0076956 | [10 empty] | 1195.4011 | 0 |  | 1195.3942 | 0.02531
| 1045.8266 | 0.00491 |  | 953.629 | -0.0045234 |  | 953.629 | -0.0073433 |  | 1046.1487 | 0 |  | 953.629 | -0.0048254 |  | 1051.58 | 0.0001679 |  | 1045.8266 | 0.0073 |  | 953.629 | 0.84241 |  | 1090.0697 | 0.2682 |  |  |  | 1556.156 | 0.0002696 |  | 1287.696 | 0.0076298 | [10 empty] | 1195.4711 | 0 |  | 1195.4641 | 0.02533
| 1045.9951 | 0.01006 |  | 953.871 | 0.003728 |  | 953.871 | -0.0039425 |  | 1046.3189 | 0 |  | 953.871 | 0.0027174 |  | 1051.7518 | 0.001 |  | 1045.9951 | 0.00712 |  | 953.871 | 0.84521 |  | 1090.1879 | 0.26587 |  |  |  | 1556.898 | 0.00043783 |  | 1287.7772 | 0.007564 | [10 empty] | 1195.5411 | 0 |  | 1195.5342 | 0.02545
| 1046.1637 | 0.00688 |  | 954.113 | -0.0038097 |  | 954.113 | -0.0095749 |  | 1046.4892 | 0 |  | 954.113 | -0.0032756 |  | 1051.9237 | 3.1294e-05 |  | 1046.1637 | 0.00739 |  | 954.113 | 0.84882 |  | 1090.3062 | 0.26389 |  |  |  | 1557.64 | 0.0003885 |  | 1287.8585 | 0.0075092 | [10 empty] | 1195.6112 | 0 |  | 1195.6041 | 0.02564
| 1046.3323 | 0.00886 |  | 954.355 | -0.00030819 |  | 954.355 | 0.0065722 |  | 1046.6594 | 0 |  | 954.355 | 0.0060175 |  | 1052.0955 | 0.00152 |  | 1046.3323 | 0.00712 |  | 954.355 | 0.85363 |  | 1090.4244 | 0.26268 |  |  |  | 1558.383 | 0.00046653 |  | 1287.9397 | 0.0074435 | [10 empty] | 1195.6811 | 0 |  | 1195.6742 | 0.02585
| 1046.5008 | 0.00707 |  | 954.597 | -0.0014714 |  | 954.597 | -0.0063882 |  | 1046.8296 | 0 |  | 954.597 | -0.0013146 |  | 1052.2673 | 0.00031374 |  | 1046.5008 | 0.00728 |  | 954.597 | 0.85943 |  | 1090.5427 | 0.26129 |  |  |  | 1559.127 | 0.00030791 |  | 1288.021 | 0.0073886 | [10 empty] | 1195.7512 | 0 |  | 1195.7443 | 0.02605
| 1046.6694 | 0.00926 |  | 954.8391 | 0.0032389 |  | 954.8391 | -0.00091217 |  | 1046.9998 | 0 |  | 954.8391 | 0.0053098 |  | 1052.4391 | 0.00114 |  | 1046.6694 | 0.00702 |  | 954.8391 | 0.86163 |  | 1090.6611 | 0.25897 |  |  |  | 1559.872 | 0.00060731 |  | 1288.1022 | 0.0073338 | [10 empty] | 1195.8213 | 0 |  | 1195.8143 | 0.02619
| 1046.838 | 0.00601 |  | 955.0811 | -0.0045162 |  | 955.0811 | -0.013376 |  | 1047.1701 | 0 |  | 955.0811 | -0.00164 |  | 1052.6109 | 0.0003683 |  | 1046.838 | 0.0073 |  | 955.0811 | 0.86744 |  | 1090.7795 | 0.25688 |  |  |  | 1560.617 | 0.00045924 |  | 1288.1835 | 0.0072681 | [10 empty] | 1195.8914 | 0 |  | 1195.8844 | 0.02629
| 1047.0066 | 0.00691 |  | 955.3231 | 0.0021353 |  | 955.3231 | 0.0068342 |  | 1047.3403 | 0 |  | 955.3231 | 0.0042634 |  | 1052.7828 | 0.00117 |  | 1047.0066 | 0.0072 |  | 955.3231 | 0.87105 |  | 1090.8981 | 0.25531 |  |  |  | 1561.364 | 0.0005543 |  | 1288.2648 | 0.0072133 | [10 empty] | 1195.9614 | 0 |  | 1195.9545 | 0.02633
| 1047.1751 | 0.00598 |  | 955.5652 | -0.0047043 |  | 955.5652 | -0.0017072 |  | 1047.5105 | 1.0001e-05 |  | 955.5652 | -0.0012094 |  | 1052.9546 | 0.00027984 |  | 1047.1751 | 0.00746 |  | 955.5652 | 0.87565 |  | 1091.0164 | 0.25351 |  |  |  | 1562.11 | 0.00026631 |  | 1288.3461 | 0.0071584 | [10 empty] | 1196.0315 | 0 |  | 1196.0245 | 0.02635
| 1047.3437 | 0.00833 |  | 955.8072 | 0.0018393 |  | 955.8072 | 0.0027626 |  | 1047.6808 | 0 |  | 955.8072 | 0.0039367 |  | 1053.1264 | 0.00093299 |  | 1047.3437 | 0.00712 |  | 955.8072 | 0.87865 |  | 1091.1348 | 0.25108 |  |  |  | 1562.858 | 0.00058229 |  | 1288.4274 | 0.0071036 | [10 empty] | 1196.1016 | 0 |  | 1196.0946 | 0.02635
| 1047.5123 | 0.00767 |  | 956.0493 | -0.0027003 |  | 956.0493 | 0.00029116 |  | 1047.851 | 0 |  | 956.0493 | -0.0024837 |  | 1053.2982 | 0.00012919 |  | 1047.5123 | 0.00721 |  | 956.0493 | 0.88326 |  | 1091.2533 | 0.24944 |  |  |  | 1563.606 | 0.00052852 |  | 1288.5087 | 0.0070488 | [10 empty] | 1196.1716 | 0 |  | 1196.1647 | 0.02634
| 1047.6808 | 0.00779 |  | 956.2913 | 0.0025711 |  | 956.2913 | -0.00059488 |  | 1048.0212 | 0 |  | 956.2913 | 0.0049991 |  | 1053.4701 | 0.00045376 |  | 1047.6808 | 0.00697 |  | 956.2913 | 0.88626 |  | 1091.3718 | 0.24856 |  |  |  | 1564.355 | 0.00035556 |  | 1288.59 | 0.006994 | [10 empty] | 1196.2417 | 0 |  | 1196.2347 | 0.02633
| 1047.8494 | 0.00693 |  | 956.5334 | -0.004178 |  | 956.5334 | -0.0019327 |  | 1048.1915 | 0 |  | 956.5334 | -0.0049351 |  | 1053.6419 | 0.00014202 |  | 1047.8494 | 0.00718 |  | 956.5334 | 0.89127 |  | 1091.4904 | 0.24686 |  |  |  | 1565.104 | 0.00038769 |  | 1288.6713 | 0.0069392 | [10 empty] | 1196.3119 | 0 |  | 1196.3048 | 0.0263
| 1048.018 | 0.00955 |  | 956.7755 | 0.0037171 |  | 956.7755 | 0.0028918 |  | 1048.3617 | 0 |  | 956.7755 | 0.0057145 |  | 1053.8137 | 0.00122 |  | 1048.018 | 0.00693 |  | 956.7755 | 0.89387 |  | 1091.6089 | 0.24448 |  |  |  | 1565.855 | 0.00030296 |  | 1288.7527 | 0.0068844 | [10 empty] | 1196.382 | 0 |  | 1196.375 | 0.02626
| 1048.1865 | 0.00717 |  | 957.0175 | -0.0031808 |  | 957.0175 | -0.0016105 |  | 1048.532 | 0 |  | 957.0175 | -0.0053216 |  | 1053.9856 | 0.00055305 |  | 1048.1865 | 0.00706 |  | 957.0175 | 0.89828 |  | 1091.7275 | 0.24241 |  |  |  | 1566.606 | 0.00045164 |  | 1288.834 | 0.0068296 | [10 empty] | 1196.4522 | 0 |  | 1196.4451 | 0.02618
| 1048.3551 | 0.00849 |  | 957.2596 | 0.0039546 |  | 957.2596 | 0.0023274 |  | 1048.7022 | 0 |  | 957.2596 | 0.001266 |  | 1054.1574 | 0.00152 |  | 1048.3551 | 0.00689 |  | 957.2596 | 0.90188 |  | 1091.8461 | 0.24095 |  |  |  | 1567.358 | 0.00043389 |  | 1288.9154 | 0.0067748 | [10 empty] | 1196.5222 | 0 |  | 1196.5153 | 0.02609
| 1048.5237 | 0.00691 |  | 957.5017 | -0.0016989 |  | 957.5017 | -0.0014451 |  | 1048.8725 | 0 |  | 957.5017 | 0.00029739 |  | 1054.3292 | 0.00087682 |  | 1048.5237 | 0.00722 |  | 957.5017 | 0.90509 |  | 1091.9647 | 0.23882 |  |  |  | 1568.11 | 0.00041263 |  | 1288.9967 | 0.0067199 | [10 empty] | 1196.5924 | 0 |  | 1196.5853 | 0.026
| 1048.6922 | 0.00744 |  | 957.7438 | 0.001222 |  | 957.7438 | 0.0022313 |  | 1049.0427 | 6.6672e-06 |  | 957.7438 | 0.0039269 |  | 1054.5011 | 0.00139 |  | 1048.6922 | 0.00707 |  | 957.7438 | 0.90629 |  | 1092.0834 | 0.23687 |  |  |  | 1568.864 | 0.00048817 |  | 1289.0781 | 0.0066651 | [10 empty] | 1196.6625 | 0 |  | 1196.6555 | 0.02592
| 1048.8608 | 0.00679 |  | 957.9859 | -0.0031584 |  | 957.9859 | -0.008011 |  | 1049.2129 | 0 |  | 957.9859 | -0.0023556 |  | 1054.6729 | 1.1835e-05 |  | 1048.8608 | 0.00728 |  | 957.9859 | 0.91029 |  | 1092.2021 | 0.23616 |  |  |  | 1569.618 | 0.00043553 |  | 1289.1596 | 0.0066103 | [10 empty] | 1196.7327 | 0 |  | 1196.7257 | 0.02586
| 1049.0294 | 0.00703 |  | 958.228 | 0.0028514 |  | 958.228 | 0.0086163 |  | 1049.3832 | 0 |  | 958.228 | 0.0045449 |  | 1054.8447 | 0.00146 |  | 1049.0294 | 0.00698 |  | 958.228 | 0.91109 |  | 1092.3208 | 0.23495 |  |  |  | 1570.372 | 0.00045502 |  | 1289.241 | 0.0065665 | [10 empty] | 1196.8029 | 0 |  | 1196.7959 | 0.02584
| 1049.1979 | 0.0077 |  | 958.4701 | -0.0016185 |  | 958.4701 | -0.0061904 |  | 1049.5534 | 0 |  | 958.4701 | -0.0015459 |  | 1055.0166 | 0.00099975 |  | 1049.1979 | 0.00721 |  | 958.4701 | 0.91129 |  | 1092.4396 | 0.23248 |  |  |  | 1571.128 | 0.00035865 |  | 1289.3223 | 0.0065117 | [10 empty] | 1196.873 | 0 |  | 1196.866 | 0.02585
| 1049.3665 | 0.00784 |  | 958.7122 | 0.0020443 |  | 958.7122 | 0.0043214 |  | 1049.7237 | 0 |  | 958.7122 | 0.0073506 |  | 1055.1884 | 0.00189 |  | 1049.3665 | 0.00701 |  | 958.7122 | 0.9127 |  | 1092.5584 | 0.23056 |  |  |  | 1571.884 | 0.00024551 |  | 1289.4037 | 0.0064678 | [10 empty] | 1196.9432 | 0 |  | 1196.9362 | 0.0259
| 1049.535 | 0.00638 |  | 958.9543 | -0.0045546 |  | 958.9543 | -0.0078371 |  | 1049.8939 | 0 |  | 958.9543 | -0.0027175 |  | 1055.3602 | 0.00142 |  | 1049.535 | 0.00732 |  | 958.9543 | 0.9157 |  | 1092.6771 | 0.22957 |  |  |  | 1572.641 | 0.00029581 |  | 1289.4852 | 0.006413 | [10 empty] | 1197.0134 | 0 |  | 1197.0064 | 0.02597
| 1049.7036 | 0.00863 |  | 959.1964 | 0.001298 |  | 959.1964 | 0.00040506 |  | 1050.0642 | 0 |  | 959.1964 | 0.0038944 |  | 1055.5321 | 0.00244 |  | 1049.7036 | 0.00698 |  | 959.1964 | 0.9163 |  | 1092.796 | 0.22827 |  |  |  | 1573.398 | 0.0002134 |  | 1289.5666 | 0.0063582 | [10 empty] | 1197.0836 | 0 |  | 1197.0765 | 0.02604
| 1049.8722 | 0.00795 |  | 959.4386 | -0.0042199 |  | 959.4386 | -0.0080477 |  | 1050.2345 | 0 |  | 959.4386 | -0.00075637 |  | 1055.7039 | 0.00063145 |  | 1049.8722 | 0.00709 |  | 959.4386 | 0.9201 |  | 1092.9148 | 0.22624 |  |  |  | 1574.157 | 0.00028983 |  | 1289.6481 | 0.0063143 | [10 empty] | 1197.1538 | 0 |  | 1197.1469 | 0.02611
| 1050.0407 | 0.00839 |  | 959.6807 | 0.0026187 |  | 959.6807 | 0.0080434 |  | 1050.4047 | 0 |  | 959.6807 | 0.0036591 |  | 1055.8758 | 0.00081905 |  | 1050.0407 | 0.00691 |  | 959.6807 | 0.92031 |  | 1093.0337 | 0.22398 |  |  |  | 1574.916 | 0.00044541 |  | 1289.7295 | 0.0062705 | [10 empty] | 1197.224 | 0 |  | 1197.217 | 0.02616
| 1050.2093 | 0.00512 |  | 959.9228 | -0.0030083 |  | 959.9228 | -0.0032755 |  | 1050.575 | 0 |  | 959.9228 | -0.0010998 |  | 1056.0476 | 0.00039779 |  | 1050.2093 | 0.00724 |  | 959.9228 | 0.92331 |  | 1093.1526 | 0.22247 |  |  |  | 1575.676 | 0.00041984 |  | 1289.811 | 0.0062157 | [10 empty] | 1197.2942 | 0 |  | 1197.2872 | 0.02618
| 1050.3779 | 0.00979 |  | 960.165 | 0.0032195 |  | 960.165 | -0.0069317 |  | 1050.7452 | 0 |  | 960.165 | 0.0034841 |  | 1056.2195 | 0.00054784 |  | 1050.3779 | 0.00705 |  | 960.165 | 0.92771 |  | 1093.2715 | 0.22091 |  |  |  | 1576.436 | 0.00047939 |  | 1289.8925 | 0.0061718 | [10 empty] | 1197.3645 | 0 |  | 1197.3574 | 0.02616
| 1050.5464 | 0.0057 |  | 960.4071 | -0.0058831 |  | 960.4071 | 0.0031613 |  | 1050.9155 | 1.0001e-05 |  | 960.4071 | -0.0041171 |  | 1056.3913 | 0.00091273 |  | 1050.5464 | 0.00715 |  | 960.4071 | 0.92891 |  | 1093.3905 | 0.2187 |  |  |  | 1577.198 | 0.00023951 |  | 1289.974 | 0.006128 | [10 empty] | 1197.4347 | 0 |  | 1197.4277 | 0.02609
| 1050.715 | 0.00921 |  | 960.6493 | 0.0025126 |  | 960.6493 | 0.015503 |  | 1051.0858 | 0 |  | 960.6493 | 0.0036356 |  | 1056.5631 | 0.00025777 |  | 1050.715 | 0.00694 |  | 960.6493 | 0.93112 |  | 1093.5095 | 0.21702 |  |  |  | 1577.959 | 0.00030235 |  | 1290.0555 | 0.0060732 | [10 empty] | 1197.5049 | 0 |  | 1197.4979 | 0.02595
| 1050.8835 | 0.00819 |  | 960.8914 | -0.0047647 |  | 960.8914 | 0.0010513 |  | 1051.256 | 0 |  | 960.8914 | -0.0034042 |  | 1056.735 | 0.00028084 |  | 1050.8835 | 0.0073 |  | 960.8914 | 0.93432 |  | 1093.6285 | 0.21615 |  |  |  | 1578.722 | 0.00038938 |  | 1290.137 | 0.0060293 | [10 empty] | 1197.5752 | 0 |  | 1197.5682 | 0.02575
| 1051.0521 | 0.00928 |  | 961.1336 | 0.0025142 |  | 961.1336 | 0.0029983 |  | 1051.4263 | 0 |  | 961.1336 | 0.0033922 |  | 1056.9068 | 0.00168 |  | 1051.0521 | 0.00716 |  | 961.1336 | 0.93632 |  | 1093.7476 | 0.21407 |  |  |  | 1579.486 | 0.00034945 |  | 1290.2185 | 0.0059855 | [10 empty] | 1197.6455 | 0 |  | 1197.6384 | 0.02548
| 1051.2207 | 0.00589 |  | 961.3758 | -0.007361 |  | 961.3758 | -0.005077 |  | 1051.5966 | 0 |  | 961.3758 | -0.0044129 |  | 1057.0787 | 0.00014764 |  | 1051.2207 | 0.00753 |  | 961.3758 | 0.93973 |  | 1093.8666 | 0.21163 |  |  |  | 1580.25 | 0.00043702 |  | 1290.3001 | 0.0059416 | [10 empty] | 1197.7157 | 0 |  | 1197.7087 | 0.02515
| 1051.3892 | 0.00919 |  | 961.618 | 0.00332 |  | 961.618 | 0.0090228 |  | 1051.7668 | 0 |  | 961.618 | 0.0040581 |  | 1057.2505 | 0.00169 |  | 1051.3892 | 0.00741 |  | 961.618 | 0.94033 |  | 1093.9856 | 0.21034 |  |  |  | 1581.015 | 0.00020406 |  | 1290.3816 | 0.0058978 | [10 empty] | 1197.786 | 0 |  | 1197.7791 | 0.02479
| 1051.5578 | 0.00563 |  | 961.8601 | -0.0020346 |  | 961.8601 | -0.00083156 |  | 1051.9371 | 3.0002e-05 |  | 961.8601 | -0.00038127 |  | 1057.4224 | 0.00111 |  | 1051.5578 | 0.00766 |  | 961.8601 | 0.94253 |  | 1094.1047 | 0.20845 |  |  |  | 1581.781 | 0.00037532 |  | 1290.4631 | 0.0058539 | [10 empty] | 1197.8563 | 0 |  | 1197.8492 | 0.0244
| 1051.7263 | 0.00928 |  | 962.1023 | 0.0023214 |  | 962.1023 | 0.0026473 |  | 1052.1074 | 0 |  | 962.1023 | 0.0050518 |  | 1057.5942 | 0.00159 |  | 1051.7263 | 0.00722 |  | 962.1023 | 0.94774 |  | 1094.2238 | 0.20657 |  |  |  | 1582.547 | 0.00031254 |  | 1290.5448 | 0.0058101 | [10 empty] | 1197.9266 | 0 |  | 1197.9196 | 0.02403
| 1051.8949 | 0.00621 |  | 962.3445 | -0.0055098 |  | 962.3445 | -0.0014237 |  | 1052.2777 | 0 |  | 962.3445 | -0.0020338 |  | 1057.7661 | 0.00018255 |  | 1051.8949 | 0.00732 |  | 962.3445 | 0.94994 |  | 1094.3429 | 0.20537 |  |  |  | 1583.314 | 0.00053657 |  | 1290.6263 | 0.0057662 | [10 empty] | 1197.9969 | 0 |  | 1197.9899 | 0.0237
| 1052.0635 | 0.00698 |  | 962.5867 | 0.0037598 |  | 962.5867 | 0.0067881 |  | 1052.4479 | 0 |  | 962.5867 | 0.0035044 |  | 1057.9379 | 0.00239 |  | 1052.0635 | 0.00698 |  | 962.5867 | 0.95274 |  | 1094.4622 | 0.20399 |  |  |  | 1584.082 | 0.0003625 |  | 1290.7079 | 0.0057224 | [10 empty] | 1198.0673 | 0 |  | 1198.0602 | 0.02342
| 1052.232 | 0.0096 |  | 962.8289 | -0.0042321 |  | 962.8289 | -0.0023344 |  | 1052.6182 | 1.0001e-05 |  | 962.8289 | -0.0021949 |  | 1058.1098 | 0.00128 |  | 1052.232 | 0.00739 |  | 962.8289 | 0.95595 |  | 1094.5813 | 0.2022 |  |  |  | 1584.851 | 0.0003598 |  | 1290.7895 | 0.0056785 | [10 empty] | 1198.1376 | 0 |  | 1198.1305 | 0.02321
| 1052.4006 | 0.00724 |  | 963.0711 | 0.0014762 |  | 963.0711 | -0.0012457 |  | 1052.7885 | 0 |  | 963.0711 | 0.0056222 |  | 1058.2816 | 0.00161 |  | 1052.4006 | 0.00714 |  | 963.0711 | 0.95615 |  | 1094.7006 | 0.19984 |  |  |  | 1585.62 | 0.0004109 |  | 1290.8711 | 0.0056347 | [10 empty] | 1198.2079 | 0 |  | 1198.2009 | 0.02308
| 1052.5691 | 0.00635 |  | 963.3133 | -0.0048273 |  | 963.3133 | -0.0019156 |  | 1052.9588 | 0 |  | 963.3133 | -0.0047215 |  | 1058.4535 | 0.00072677 |  | 1052.5691 | 0.00748 |  | 963.3133 | 0.95855 |  | 1094.8198 | 0.1981 |  |  |  | 1586.39 | 0.00031048 |  | 1290.9528 | 0.0056018 | [10 empty] | 1198.2782 | 0 |  | 1198.2712 | 0.02303
| 1052.7377 | 0.00747 |  | 963.5556 | 0.0017458 |  | 963.5556 | -0.0023889 |  | 1053.1291 | 0 |  | 963.5556 | 0.0038107 |  | 1058.6254 | 0.00153 |  | 1052.7377 | 0.00728 |  | 963.5556 | 0.96095 |  | 1094.9391 | 0.19664 |  |  |  | 1587.161 | 0.00050573 |  | 1291.0343 | 0.0055579 | [10 empty] | 1198.3485 | 0 |  | 1198.3416 | 0.02308
| 1052.9062 | 0.01071 |  | 963.7978 | -0.0029455 |  | 963.7978 | -0.0026902 |  | 1053.2994 | 0 |  | 963.7978 | -0.0028248 |  | 1058.7972 | 0.00014523 |  | 1052.9062 | 0.0075 |  | 963.7978 | 0.96416 |  | 1095.0585 | 0.19439 |  |  |  | 1587.933 | 0.00028333 |  | 1291.116 | 0.0055141 | [10 empty] | 1198.4189 | 0 |  | 1198.4119 | 0.02324
| 1053.0748 | 0.00877 |  | 964.04 | 0.0020493 |  | 964.04 | 0.001335 |  | 1053.4696 | 6.6672e-06 |  | 964.04 | 0.0050823 |  | 1058.9691 | 0.00119 |  | 1053.0748 | 0.00723 |  | 964.04 | 0.96836 |  | 1095.1777 | 0.19305 |  |  |  | 1588.706 | 0.0002648 |  | 1291.1976 | 0.0054812 | [10 empty] | 1198.4893 | 0 |  | 1198.4823 | 0.0235
| 1053.2434 | 0.00955 |  | 964.2822 | -0.0026731 |  | 964.2822 | -0.0036152 |  | 1053.6399 | 0 |  | 964.2822 | -0.0016688 |  | 1059.1409 | 0.00017532 |  | 1053.2434 | 0.00743 |  | 964.2822 | 0.97117 |  | 1095.2971 | 0.19239 |  |  |  | 1589.479 | 0.00044364 |  | 1291.2793 | 0.0054373 | [10 empty] | 1198.5597 | 0 |  | 1198.5526 | 0.02385
| 1053.4119 | 0.00712 |  | 964.5245 | 0.0025128 |  | 964.5245 | -0.0013663 |  | 1053.8102 | 0 |  | 964.5245 | 0.0031778 |  | 1059.3128 | 0.00151 |  | 1053.4119 | 0.00721 |  | 964.5245 | 0.97277 |  | 1095.4165 | 0.19065 |  |  |  | 1590.253 | 0.00041422 |  | 1291.361 | 0.0053935 | [10 empty] | 1198.63 | 0 |  | 1198.623 | 0.02427
| 1053.5805 | 0.00577 |  | 964.7667 | -0.0028333 |  | 964.7667 | -0.0016282 |  | 1053.9805 | 3.0002e-05 |  | 964.7667 | 0.0017697 |  | 1059.4847 | 0.00082447 |  | 1053.5805 | 0.00749 |  | 964.7667 | 0.97797 |  | 1095.536 | 0.18841 |  |  |  | 1591.027 | 0.00029168 |  | 1291.4426 | 0.0053606 | [10 empty] | 1198.7004 | 0 |  | 1198.6934 | 0.02474
| 1053.749 | 0.00642 |  | 965.009 | 0.0010154 |  | 965.009 | 0.0015125 |  | 1054.1508 | 0 |  | 965.009 | 0.00090463 |  | 1059.6565 | 0.00163 |  | 1053.749 | 0.00735 |  | 965.009 | 0.98178 |  | 1095.6554 | 0.18661 |  |  |  | 1591.803 | 0.00038376 |  | 1291.5243 | 0.0053168 | [10 empty] | 1198.7707 | 0 |  | 1198.7638 | 0.0252
| 1053.9176 | 0.00872 |  | 965.2512 | -0.0036054 |  | 965.2512 | -0.0043957 |  | 1054.3211 | 0 |  | 965.2512 | -0.0045057 |  | 1059.8284 | 0.00029027 |  | 1053.9176 | 0.00761 |  | 965.2512 | 0.98238 |  | 1095.7749 | 0.18486 |  |  |  | 1592.579 | 0.00026611 |  | 1291.6061 | 0.0052839 | [10 empty] | 1198.8412 | 0 |  | 1198.8342 | 0.02562
| 1054.0861 | 0.00781 |  | 965.4935 | 0.0025178 |  | 965.4935 | 0.0049847 |  | 1054.4914 | 0 |  | 965.4935 | 0.0037285 |  | 1060.0003 | 0.00202 |  | 1054.0861 | 0.00735 |  | 965.4935 | 0.98358 |  | 1095.8944 | 0.1832 |  |  |  | 1593.356 | 0.00040175 |  | 1291.6877 | 0.00524 | [10 empty] | 1198.9116 | 0 |  | 1198.9047 | 0.02597
| 1054.2547 | 0.00826 |  | 965.7358 | -0.0061971 |  | 965.7358 | -0.010176 |  | 1054.6617 | 0 |  | 965.7358 | -0.0020204 |  | 1060.1721 | 0.0005023 |  | 1054.2547 | 0.00755 |  | 965.7358 | 0.98538 |  | 1096.0139 | 0.18195 |  |  |  | 1594.134 | 0.00033228 |  | 1291.7695 | 0.0052071 | [10 empty] | 1198.9821 | 0 |  | 1198.9751 | 0.0262
| 1054.4232 | 0.00649 |  | 965.978 | 0.002468 |  | 965.978 | 0.0032595 |  | 1054.832 | 0 |  | 965.978 | 0.0031106 |  | 1060.344 | 0.00209 |  | 1054.4232 | 0.00735 |  | 965.978 | 0.98718 |  | 1096.1334 | 0.1808 |  |  |  | 1594.912 | 0.00030832 |  | 1291.8512 | 0.0051633 | [10 empty] | 1199.0525 | 0 |  | 1199.0454 | 0.02631
| 1054.5918 | 0.00707 |  | 966.2203 | -0.0070859 |  | 966.2203 | -0.011389 |  | 1055.0023 | 0 |  | 966.2203 | -0.0037434 |  | 1060.5159 | 0.0015 |  | 1054.5918 | 0.00751 |  | 966.2203 | 0.98859 |  | 1096.2531 | 0.17939 |  |  |  | 1595.691 | 0.00034486 |  | 1291.933 | 0.0051304 | [10 empty] | 1199.1229 | 0 |  | 1199.1158 | 0.0263
| 1054.7603 | 0.00867 |  | 966.4626 | 0.0037598 |  | 966.4626 | 0.0092045 |  | 1055.1726 | 0 |  | 966.4626 | 0.0026394 |  | 1060.6877 | 0.00245 |  | 1054.7603 | 0.00702 |  | 966.4626 | 0.98819 |  | 1096.3727 | 0.17795 |  |  |  | 1596.471 | 0.00021847 |  | 1292.0147 | 0.0050975 | [10 empty] | 1199.1934 | 0 |  | 1199.1864 | 0.02619
| 1054.9289 | 0.00615 |  | 966.7049 | -0.0064714 |  | 966.7049 | -0.0045122 |  | 1055.3429 | 0 |  | 966.7049 | -0.0019496 |  | 1060.8596 | 0.00058354 |  | 1054.9289 | 0.00729 |  | 966.7049 | 0.98959 |  | 1096.4923 | 0.1762 |  |  |  | 1597.252 | 0.00020006 |  | 1292.0964 | 0.0050537 | [10 empty] | 1199.2638 | 0 |  | 1199.2568 | 0.026
| 1055.0974 | 0.00944 |  | 966.9472 | 0.0036611 |  | 966.9472 | 0.0007417 |  | 1055.5132 | 0 |  | 966.9472 | 0.0059866 |  | 1061.0315 | 0.00155 |  | 1055.0974 | 0.00695 |  | 966.9472 | 0.99059 |  | 1096.6119 | 0.1741 |  |  |  | 1598.034 | 0.00054065 |  | 1292.1782 | 0.0050208 | [10 empty] | 1199.3342 | 0 |  | 1199.3273 | 0.02578
| 1055.266 | 0.00675 |  | 967.1895 | -0.0033138 |  | 967.1895 | -2.7707e-05 |  | 1055.6835 | 0 |  | 967.1895 | -0.0017937 |  | 1061.2033 | 0.00055406 |  | 1055.266 | 0.0073 |  | 967.1895 | 0.99219 |  | 1096.7316 | 0.17276 |  |  |  | 1598.816 | 0.00034007 |  | 1292.26 | 0.0049879 | [10 empty] | 1199.4048 | 0 |  | 1199.3977 | 0.02555
| 1055.4345 | 0.00715 |  | 967.4318 | 0.0035395 |  | 967.4318 | 0.0083249 |  | 1055.8538 | 0 |  | 967.4318 | 0.0047033 |  | 1061.3752 | 0.00126 |  | 1055.4345 | 0.00695 |  | 967.4318 | 0.99379 |  | 1096.8513 | 0.17123 |  |  |  | 1599.599 | 0.0003129 |  | 1292.3418 | 0.004955 | [10 empty] | 1199.4752 | 0 |  | 1199.4683 | 0.02535
| 1055.6031 | 0.0103 |  | 967.6741 | -0.0033102 |  | 967.6741 | -0.0012953 |  | 1056.0241 | 0 |  | 967.6741 | -0.003111 |  | 1061.5471 | 0.00058154 |  | 1055.6031 | 0.00733 |  | 967.6741 | 0.99479 |  | 1096.9711 | 0.16916 |  |  |  | 1600.383 | 0.00030849 |  | 1292.4236 | 0.0049111 | [10 empty] | 1199.5457 | 0 |  | 1199.5387 | 0.02521
| 1055.7716 | 0.01006 |  | 967.9164 | 0.00059362 |  | 967.9164 | 9.7496e-05 |  | 1056.1944 | 0 |  | 967.9164 | 0.0039484 |  | 1061.719 | 0.00184 |  | 1055.7716 | 0.00713 |  | 967.9164 | 0.99519 |  | 1097.0908 | 0.16745 |  |  |  | 1601.167 | 0.00027849 |  | 1292.5055 | 0.0048783 | [10 empty] | 1199.6162 | 0 |  | 1199.6092 | 0.02516
| 1055.9402 | 0.00559 |  | 968.1587 | -0.0078912 |  | 968.1587 | -0.0021738 |  | 1056.3647 | 1.0001e-05 |  | 968.1587 | -0.0053363 |  | 1061.8908 | 0.00098755 |  | 1055.9402 | 0.00747 |  | 968.1587 | 0.9966 |  | 1097.2106 | 0.16566 |  |  |  | 1601.953 | 0.00032825 |  | 1292.5873 | 0.0048454 | [10 empty] | 1199.6867 | 0 |  | 1199.6797 | 0.0252
| 1056.1087 | 0.00949 |  | 968.401 | 0.0019086 |  | 968.401 | 0.0013331 |  | 1056.535 | 0 |  | 968.401 | 0.0004743 |  | 1062.0627 | 0.00125 |  | 1056.1087 | 0.00722 |  | 968.401 | 0.9976 |  | 1097.3304 | 0.16398 |  |  |  | 1602.739 | 0.00042905 |  | 1292.6691 | 0.0048125 | [10 empty] | 1199.7572 | 0 |  | 1199.7502 | 0.02534
| 1056.2773 | 0.00605 |  | 968.6434 | -0.004085 |  | 968.6434 | -0.00062537 |  | 1056.7053 | 0 |  | 968.6434 | -0.0040597 |  | 1062.2346 | 0.00051313 |  | 1056.2773 | 0.00749 |  | 968.6434 | 0.9964 |  | 1097.4503 | 0.16207 |  |  |  | 1603.526 | 0.00045886 |  | 1292.751 | 0.0047796 | [10 empty] | 1199.8278 | 0 |  | 1199.8207 | 0.02555
| 1056.4458 | 0.00765 |  | 968.8857 | 0.0053003 |  | 968.8857 | -0.0059947 |  | 1056.8756 | 0 |  | 968.8857 | 0.0047686 |  | 1062.4065 | 0.00118 |  | 1056.4458 | 0.00717 |  | 968.8857 | 0.99479 |  | 1097.5701 | 0.16063 |  |  |  | 1604.313 | 0.00033991 |  | 1292.8328 | 0.0047467 | [10 empty] | 1199.8983 | 0 |  | 1199.8912 | 0.02582
| 1056.6144 | 0.00941 |  | 969.128 | -0.0070818 |  | 969.128 | -0.00093064 |  | 1057.046 | 0 |  | 969.128 | -0.0027932 |  | 1062.5784 | 0.00057372 |  | 1056.6144 | 0.00745 |  | 969.128 | 0.99519 |  | 1097.6902 | 0.16004 |  |  |  | 1605.102 | 0.00043334 |  | 1292.9147 | 0.0047138 | [10 empty] | 1199.9688 | 0 |  | 1199.9618 | 0.0261
| 1056.7829 | 0.00744 |  | 969.3704 | 0.0040489 |  | 969.3704 | 0.0037555 |  | 1057.2163 | 0 |  | 969.3704 | 0.0013587 |  | 1062.7502 | 0.00174 |  | 1056.7829 | 0.00728 |  | 969.3704 | 0.9978 |  | 1097.8099 | 0.15911 |  |  |  | 1605.891 | 0.00037554 |  | 1292.9966 | 0.0046809 | [10 empty] | 1200.0393 | 0 |  | 1200.0323 | 0.02638
| 1056.9515 | 0.0063 |  | 969.6127 | -0.0057897 |  | 969.6127 | 0.0018035 |  | 1057.3866 | 0 |  | 969.6127 | 0.00072062 |  | 1062.9221 | 0.00134 |  | 1056.9515 | 0.00763 |  | 969.6127 | 0.998 |  | 1097.9301 | 0.15798 |  |  |  | 1606.681 | 0.00046215 |  | 1293.0784 | 0.0046371 | [10 empty] | 1200.1099 | 0 |  | 1200.1029 | 0.02661
| 1057.12 | 0.00904 |  | 969.8551 | 0.0044455 |  | 969.8551 | 0.0033114 |  | 1057.5569 | 0 |  | 969.8551 | 0.0023576 |  | 1063.094 | 0.00255 |  | 1057.12 | 0.00748 |  | 969.8551 | 0.99599 |  | 1098.0497 | 0.15626 |  |  |  | 1607.472 | 0.0004143 |  | 1293.1603 | 0.0046042 | [10 empty] | 1200.1804 | 0 |  | 1200.1735 | 0.02678
| 1057.2886 | 0.00858 |  | 970.0974 | -0.0056897 |  | 970.0974 | -0.00043451 |  | 1057.7272 | 0 |  | 970.0974 | -0.001399 |  | 1063.2659 | 0.00189 |  | 1057.2886 | 0.00765 |  | 970.0974 | 0.9968 |  | 1098.1697 | 0.15424 |  |  |  | 1608.263 | 0.00052355 |  | 1293.2422 | 0.0045713 | [10 empty] | 1200.251 | 0 |  | 1200.244 | 0.02687
| 1057.4571 | 0.00672 |  | 970.3398 | 0.0023901 |  | 970.3398 | 0.008981 |  | 1057.8976 | 0 |  | 970.3398 | 0.004436 |  | 1063.4378 | 0.00247 |  | 1057.4571 | 0.00738 |  | 970.3398 | 1 |  | 1098.2899 | 0.15241 |  |  |  | 1609.056 | 0.00031888 |  | 1293.3241 | 0.0045384 | [10 empty] | 1200.3217 | 0 |  | 1200.3146 | 0.02686
| 1057.6256 | 0.00948 |  | 970.5822 | -0.0056622 |  | 970.5822 | -0.0041827 |  | 1058.0679 | 0 |  | 970.5822 | -0.0032717 |  | 1063.6096 | 0.00147 |  | 1057.6256 | 0.00758 |  | 970.5822 | 0.9996 |  | 1098.4098 | 0.1508 |  |  |  | 1609.849 | 0.00043478 |  | 1293.4061 | 0.0045055 | [10 empty] | 1200.3922 | 0 |  | 1200.3851 | 0.02675
| 1057.7942 | 0.00837 |  | 970.8246 | 0.00073462 |  | 970.8246 | -0.0035609 |  | 1058.2382 | 0 |  | 970.8246 | 0.0045398 |  | 1063.7815 | 0.00205 |  | 1057.7942 | 0.00738 |  | 970.8246 | 0.9986 |  | 1098.5299 | 0.1495 |  |  |  | 1610.643 | 0.00021172 |  | 1293.488 | 0.0044727 | [10 empty] | 1200.4628 | 0 |  | 1200.4558 | 0.02656
| 1057.9627 | 0.0071 |  | 971.0669 | -0.0070475 |  | 971.0669 | -0.00072203 |  | 1058.4085 | 0 |  | 971.0669 | -0.0021173 |  | 1063.9534 | 0.00099867 |  | 1057.9627 | 0.00756 |  | 971.0669 | 0.99559 |  | 1098.6501 | 0.14792 |  |  |  | 1611.437 | 0.00034832 |  | 1293.57 | 0.0044398 | [10 empty] | 1200.5334 | 0 |  | 1200.5264 | 0.02629
| 1058.1313 | 0.00756 |  | 971.3093 | 0.0021972 |  | 971.3093 | -0.0035796 |  | 1058.5789 | 0 |  | 971.3093 | 0.0035818 |  | 1064.1253 | 0.00145 |  | 1058.1313 | 0.00727 |  | 971.3093 | 0.99539 |  | 1098.7701 | 0.14653 |  |  |  | 1612.233 | 0.00035067 |  | 1293.652 | 0.0044069 | [10 empty] | 1200.604 | 0 |  | 1200.5971 | 0.02597
| 1058.2998 | 0.00682 |  | 971.5517 | -0.0031623 |  | 971.5517 | -0.0051458 |  | 1058.7492 | 1.0001e-05 |  | 971.5517 | -0.0051027 |  | 1064.2972 | 0.00083719 |  | 1058.2998 | 0.00748 |  | 971.5517 | 0.9968 |  | 1098.8903 | 0.14569 |  |  |  | 1613.029 | 0.00031274 |  | 1293.7339 | 0.004374 | [10 empty] | 1200.6747 | 0 |  | 1200.6676 | 0.0256
| 1058.4684 | 0.00805 |  | 971.7941 | 0.0032327 |  | 971.7941 | 0.0087369 |  | 1058.9195 | 0 |  | 971.7941 | 0.0030934 |  | 1064.4691 | 0.00156 |  | 1058.4684 | 0.00723 |  | 971.7941 | 0.99559 |  | 1099.0104 | 0.14417 |  |  |  | 1613.826 | 0.00025971 |  | 1293.8159 | 0.0043521 | [10 empty] | 1200.7452 | 0 |  | 1200.7383 | 0.02522
| 1058.6369 | 0.00682 |  | 972.0365 | -0.0047424 |  | 972.0365 | -0.0016988 |  | 1059.0899 | 0 |  | 972.0365 | -0.0013608 |  | 1064.641 | 0.00101 |  | 1058.6369 | 0.00745 |  | 972.0365 | 0.99519 |  | 1099.1306 | 0.14171 |  |  |  | 1614.624 | 0.0003376 |  | 1293.8978 | 0.0043192 | [10 empty] | 1200.8159 | 0 |  | 1200.8088 | 0.02483
| 1058.8055 | 0.00698 |  | 972.2789 | 0.0033911 |  | 972.2789 | 0.0012168 |  | 1059.2602 | 0 |  | 972.2789 | 0.005811 |  | 1064.8129 | 0.00187 |  | 1058.8055 | 0.00718 |  | 972.2789 | 0.99499 |  | 1099.2509 | 0.14012 |  |  |  | 1615.423 | 0.00048874 |  | 1293.9799 | 0.0042863 | [10 empty] | 1200.8865 | 0 |  | 1200.8795 | 0.02444
| 1058.974 | 0.00575 |  | 972.5213 | -0.005772 |  | 972.5213 | 0.00098873 |  | 1059.4305 | 0 |  | 972.5213 | -0.0033922 |  | 1064.9847 | 0.00148 |  | 1058.974 | 0.00747 |  | 972.5213 | 0.99379 |  | 1099.3711 | 0.13965 |  |  |  | 1616.222 | 0.00035584 |  | 1294.0619 | 0.0042534 | [10 empty] | 1200.9571 | 0 |  | 1200.9502 | 0.02407
| 1059.1425 | 0.00759 |  | 972.7637 | 0.0037441 |  | 972.7637 | 0.0095132 |  | 1059.6009 | 0 |  | 972.7637 | 0.0033167 |  | 1065.1566 | 0.00225 |  | 1059.1425 | 0.00725 |  | 972.7637 | 0.99319 |  | 1099.4915 | 0.13854 |  |  |  | 1617.022 | 0.00027036 |  | 1294.1439 | 0.0042205 | [10 empty] | 1201.0278 | 0 |  | 1201.0209 | 0.02373
| 1059.3111 | 0.0041 |  | 973.0062 | -0.0078232 |  | 973.0062 | -0.012182 |  | 1059.7712 | 1.0001e-05 |  | 973.0062 | -0.00072523 |  | 1065.3285 | 0.00114 |  | 1059.3111 | 0.00758 |  | 973.0062 | 0.99019 |  | 1099.6117 | 0.13644 |  |  |  | 1617.823 | 0.00044939 |  | 1294.226 | 0.0041876 | [10 empty] | 1201.0985 | 0 |  | 1201.0916 | 0.02346
| 1059.4796 | 0.00784 |  | 973.2486 | 0.0013249 |  | 973.2486 | -0.0067368 |  | 1059.9416 | 0 |  | 973.2486 | 0.0045905 |  | 1065.5004 | 0.00162 |  | 1059.4796 | 0.00743 |  | 973.2486 | 0.98658 |  | 1099.7321 | 0.1349 |  |  |  | 1618.625 | 0.00024924 |  | 1294.308 | 0.0041547 | [10 empty] | 1201.1692 | 0 |  | 1201.1622 | 0.0233
| 1059.6481 | 0.00598 |  | 973.491 | -0.0029885 |  | 973.491 | -0.002519 |  | 1060.1119 | 0 |  | 973.491 | -0.0027827 |  | 1065.6723 | 0.00032517 |  | 1059.6481 | 0.00767 |  | 973.491 | 0.98678 |  | 1099.8524 | 0.13379 |  |  |  | 1619.428 | 0.00031156 |  | 1294.39 | 0.0041219 | [10 empty] | 1201.2399 | 0 |  | 1201.2329 | 0.02327
| 1059.8167 | 0.00626 |  | 973.7335 | 0.0049774 |  | 973.7335 | 0.018357 |  | 1060.2822 | 0 |  | 973.7335 | 0.0028331 |  | 1065.8442 | 0.00131 |  | 1059.8167 | 0.00736 |  | 973.7335 | 0.98358 |  | 1099.9728 | 0.13235 |  |  |  | 1620.231 | 0.00034818 |  | 1294.4721 | 0.0040999 | [10 empty] | 1201.3105 | 0 |  | 1201.3036 | 0.02341
| 1059.9852 | 0.00656 |  | 973.9759 | -0.0026375 |  | 973.9759 | -0.00067841 |  | 1060.4526 | 0 |  | 973.9759 | -0.0051181 |  | 1066.0161 | 0.0001011 |  | 1059.9852 | 0.00747 |  | 973.9759 | 0.97897 |  | 1100.0933 | 0.1315 |  |  |  | 1621.035 | 0.00020314 |  | 1294.5542 | 0.004067 | [10 empty] | 1201.3812 | 0 |  | 1201.3743 | 0.0237
| 1060.1538 | 0.00733 |  | 974.2183 | 0.0029581 |  | 974.2183 | 0.0070028 |  | 1060.6229 | 0 |  | 974.2183 | 0.0038529 |  | 1066.188 | 0.00141 |  | 1060.1538 | 0.00716 |  | 974.2183 | 0.97677 |  | 1100.2136 | 0.13046 |  |  |  | 1621.84 | 0.00044266 |  | 1294.6362 | 0.0040342 | [10 empty] | 1201.452 | 0 |  | 1201.445 | 0.02412
| 1060.3223 | 0.00596 |  | 974.4608 | -0.0033715 |  | 974.4608 | -0.0049183 |  | 1060.7933 | 0 |  | 974.4608 | -0.0031272 |  | 1066.3599 | 0.00013801 |  | 1060.3223 | 0.0074 |  | 974.4608 | 0.97537 |  | 1100.3341 | 0.12846 |  |  |  | 1622.646 | 0.00038327 |  | 1294.7184 | 0.0040013 | [10 empty] | 1201.5227 | 0 |  | 1201.5158 | 0.02463
| 1060.4908 | 0.00881 |  | 974.7033 | 0.0042118 |  | 974.7033 | 0.00085825 |  | 1060.9636 | 0 |  | 974.7033 | 0.0081344 |  | 1066.5318 | 0.00101 |  | 1060.4908 | 0.00719 |  | 974.7033 | 0.97217 |  | 1100.4546 | 0.12706 |  |  |  | 1623.453 | 0.00042808 |  | 1294.8004 | 0.0039684 | [10 empty] | 1201.5934 | 0 |  | 1201.5864 | 0.02516
| 1060.6594 | 0.01069 |  | 974.9457 | -0.0057434 |  | 974.9457 | -0.0088519 |  | 1061.134 | 1.0001e-05 |  | 974.9457 | -0.0054869 |  | 1066.7037 | 5.1965e-06 |  | 1060.6594 | 0.00759 |  | 974.9457 | 0.96796 |  | 1100.5752 | 0.12641 |  |  |  | 1624.26 | 0.00041102 |  | 1294.8826 | 0.0039355 | [10 empty] | 1201.6642 | 0 |  | 1201.6571 | 0.02565
| 1060.8279 | 0.01004 |  | 975.1882 | 0.00043621 |  | 975.1882 | -0.00010499 |  | 1061.3043 | 6.6672e-06 |  | 975.1882 | 0.0033218 |  | 1066.8756 | 0.00142 |  | 1060.8279 | 0.00744 |  | 975.1882 | 0.96676 |  | 1100.6957 | 0.1251 |  |  |  | 1625.068 | 0.00031404 |  | 1294.9647 | 0.0039136 | [10 empty] | 1201.7349 | 0 |  | 1201.7279 | 0.02604
| 1060.9964 | 0.00805 |  | 975.4307 | -0.0046126 |  | 975.4307 | -0.0049325 |  | 1061.4747 | 1.0001e-05 |  | 975.4307 | -0.0043654 |  | 1067.0475 | 7.5005e-05 |  | 1060.9964 | 0.00788 |  | 975.4307 | 0.96316 |  | 1100.8163 | 0.12306 |  |  |  | 1625.877 | 0.00037502 |  | 1295.0469 | 0.0038807 | [10 empty] | 1201.8057 | 0 |  | 1201.7987 | 0.02629
| 1061.165 | 0.00844 |  | 975.6731 | 0.0039554 |  | 975.6731 | 0.00044534 |  | 1061.645 | 0 |  | 975.6731 | 0.0026164 |  | 1067.2194 | 0.00175 |  | 1061.165 | 0.00764 |  | 975.6731 | 0.95695 |  | 1100.9369 | 0.12164 |  |  |  | 1626.687 | 0.00050858 |  | 1295.129 | 0.0038478 | [10 empty] | 1201.8765 | 0 |  | 1201.8694 | 0.02638
| 1061.3335 | 0.01083 |  | 975.9156 | -0.0037705 |  | 975.9156 | -0.004024 |  | 1061.8154 | 0 |  | 975.9156 | -0.0016234 |  | 1067.3913 | 0.00102 |  | 1061.3335 | 0.00785 |  | 975.9156 | 0.95134 |  | 1101.0575 | 0.12098 |  |  |  | 1627.497 | 0.00038111 |  | 1295.2112 | 0.0038149 | [10 empty] | 1201.9471 | 0 |  | 1201.9402 | 0.02631
| 1061.502 | 0.01078 |  | 976.1581 | 0.0037147 |  | 976.1581 | 0.0030562 |  | 1061.9857 | 0 |  | 976.1581 | 0.0060111 |  | 1067.5632 | 0.00207 |  | 1061.502 | 0.00752 |  | 976.1581 | 0.94914 |  | 1101.1782 | 0.1199 |  |  |  | 1628.309 | 0.00037359 |  | 1295.2933 | 0.003793 | [10 empty] | 1202.0179 | 0 |  | 1202.011 | 0.0261
| 1061.6706 | 0.00895 |  | 976.4006 | -0.0030368 |  | 976.4006 | 0.0014868 |  | 1062.1561 | 0 |  | 976.4006 | -0.00066401 |  | 1067.7351 | 0.00068364 |  | 1061.6706 | 0.00775 |  | 976.4006 | 0.94554 |  | 1101.2988 | 0.11878 |  |  |  | 1629.121 | 0.00030993 |  | 1295.3755 | 0.0037601 | [10 empty] | 1202.0887 | 0 |  | 1202.0818 | 0.0258
| 1061.8391 | 0.01083 |  | 976.6431 | 0.0043589 |  | 976.6431 | 0.0064004 |  | 1062.3265 | 0 |  | 976.6431 | 0.0047394 |  | 1067.907 | 0.00242 |  | 1061.8391 | 0.00756 |  | 976.6431 | 0.94033 |  | 1101.4196 | 0.11809 |  |  |  | 1629.934 | 0.00032832 |  | 1295.4576 | 0.0037272 | [10 empty] | 1202.1596 | 0 |  | 1202.1526 | 0.02546
| 1062.0076 | 0.00746 |  | 976.8856 | -0.0027938 |  | 976.8856 | 0.0027431 |  | 1062.4968 | 0 |  | 976.8856 | -0.0053837 |  | 1068.0789 | 0.0012 |  | 1062.0076 | 0.00797 |  | 976.8856 | 0.93773 |  | 1101.5403 | 0.11697 |  |  |  | 1630.748 | 0.00042478 |  | 1295.5399 | 0.0037053 | [10 empty] | 1202.2304 | 0 |  | 1202.2234 | 0.02514
| 1062.1762 | 0.00942 |  | 977.1281 | 0.0012394 |  | 977.1281 | 0.0080643 |  | 1062.6672 | 0 |  | 977.1281 | 0.0055247 |  | 1068.2508 | 0.00251 |  | 1062.1762 | 0.00797 |  | 977.1281 | 0.93572 |  | 1101.661 | 0.11595 |  |  |  | 1631.563 | 0.00037598 |  | 1295.6221 | 0.0036724 | [10 empty] | 1202.3012 | 0 |  | 1202.2942 | 0.02488
| 1062.3447 | 0.01073 |  | 977.3706 | -0.0038673 |  | 977.3706 | 0.0023487 |  | 1062.8375 | 0 |  | 977.3706 | -0.0037004 |  | 1068.4227 | 0.00042367 |  | 1062.3447 | 0.00841 |  | 977.3706 | 0.93292 |  | 1101.7819 | 0.115 |  |  |  | 1632.378 | 0.00028029 |  | 1295.7043 | 0.0036395 | [10 empty] | 1202.3719 | 0 |  | 1202.365 | 0.02473
| 1062.5132 | 0.0109 |  | 977.6131 | -0.00013795 |  | 977.6131 | 0.0048273 |  | 1063.0079 | 6.6672e-06 |  | 977.6131 | 0.0010867 |  | 1068.5946 | 0.00198 |  | 1062.5132 | 0.00811 |  | 977.6132 | 0.92892 |  | 1101.9025 | 0.11364 |  |  |  | 1633.194 | 0.00022268 |  | 1295.7865 | 0.0036176 | [10 empty] | 1202.4429 | 0 |  | 1202.4358 | 0.0247
| 1062.6817 | 0.00958 |  | 977.8557 | -0.0049448 |  | 977.8557 | -0.00056706 |  | 1063.1783 | 0 |  | 977.8557 | -0.0065116 |  | 1068.7666 | 0.00036289 |  | 1062.6817 | 0.00827 |  | 977.8557 | 0.9189 |  | 1102.0233 | 0.11258 |  |  |  | 1634.012 | 0.00027763 |  | 1295.8688 | 0.0035847 | [10 empty] | 1202.5137 | 0 |  | 1202.5066 | 0.02478
| 1062.8503 | 0.00889 |  | 978.0982 | 0.0014922 |  | 978.0982 | 0.0090766 |  | 1063.3486 | 0 |  | 978.0982 | 0.0043697 |  | 1068.9385 | 0.000935 |  | 1062.8503 | 0.00798 |  | 978.0982 | 0.9151 |  | 1102.1444 | 0.11147 |  |  |  | 1634.829 | 0.00033157 |  | 1295.951 | 0.0035628 | [10 empty] | 1202.5845 | 0 |  | 1202.5775 | 0.02497
| 1063.0188 | 0.00772 |  | 978.3407 | -0.0049749 |  | 978.3407 | -0.005281 |  | 1063.519 | 0 |  | 978.3407 | -0.0032747 |  | 1069.1104 | 0.00087522 |  | 1063.0188 | 0.00827 |  | 978.3407 | 0.91029 |  | 1102.2651 | 0.10995 |  |  |  | 1635.648 | 0.00049228 |  | 1296.0333 | 0.0035299 | [10 empty] | 1202.6554 | 0 |  | 1202.6483 | 0.02521
| 1063.1873 | 0.01028 |  | 978.5833 | 0.0011271 |  | 978.5833 | 0.0054929 |  | 1063.6894 | 0 |  | 978.5833 | 0.0033212 |  | 1069.2823 | 0.00066579 |  | 1063.1873 | 0.00798 |  | 978.5833 | 0.90449 |  | 1102.386 | 0.10869 |  |  |  | 1636.468 | 0.00047712 |  | 1296.1156 | 0.003497 | [10 empty] | 1202.7262 | 0 |  | 1202.7192 | 0.02549
| 1063.3559 | 0.00784 |  | 978.8258 | -0.0030841 |  | 978.8258 | -0.0030697 |  | 1063.8598 | 0 |  | 978.8258 | -0.0054072 |  | 1069.4542 | 0.00107 |  | 1063.3559 | 0.00815 |  | 978.8258 | 0.90068 |  | 1102.507 | 0.10775 |  |  |  | 1637.288 | 0.0004111 |  | 1296.1979 | 0.0034735 | [10 empty] | 1202.7971 | 0 |  | 1202.79 | 0.02577
| 1063.5244 | 0.01092 |  | 979.0684 | 0.0011543 |  | 979.0684 | 0.0070588 |  | 1064.0301 | 6.6672e-06 |  | 979.0684 | 0.0025174 |  | 1069.6261 | 6.6198e-06 |  | 1063.5244 | 0.00787 |  | 979.0684 | 0.89748 |  | 1102.6279 | 0.10663 |  |  |  | 1638.109 | 0.00042385 |  | 1296.2802 | 0.0034459 | [10 empty] | 1202.8679 | 0 |  | 1202.861 | 0.02603
| 1063.6929 | 0.00793 |  | 979.3109 | -0.0077539 |  | 979.3109 | 0.001072 |  | 1064.2005 | 0 |  | 979.3109 | -0.0070531 |  | 1069.798 | 0.00073259 |  | 1063.6929 | 0.00802 |  | 979.3109 | 0.89227 |  | 1102.7489 | 0.10536 |  |  |  | 1638.931 | 0.0003135 |  | 1296.3624 | 0.0034184 | [10 empty] | 1202.9388 | 0 |  | 1202.9319 | 0.02627
| 1063.8614 | 0.00939 |  | 979.5535 | 0.0023782 |  | 979.5535 | 0.0065636 |  | 1064.3709 | 0 |  | 979.5535 | 0.0054728 |  | 1069.9699 | 0.00093901 |  | 1063.8614 | 0.00773 |  | 979.5535 | 0.88947 |  | 1102.87 | 0.10416 |  |  |  | 1639.754 | 0.00023751 |  | 1296.4447 | 0.0033912 | [10 empty] | 1203.0098 | 0 |  | 1203.0027 | 0.0265
| 1064.03 | 0.01018 |  | 979.796 | -0.0037545 |  | 979.796 | 0.0066943 |  | 1064.5412 | 0 |  | 979.796 | -0.0038851 |  | 1070.1419 | 4.9147e-05 |  | 1064.03 | 0.00798 |  | 979.796 | 0.88026 |  | 1102.9912 | 0.10328 |  |  |  | 1640.578 | 0.00025196 |  | 1296.5271 | 0.0033642 | [10 empty] | 1203.0807 | 0 |  | 1203.0736 | 0.02675
| 1064.1985 | 0.01294 |  | 980.0386 | 0.0031654 |  | 980.0386 | 0.012296 |  | 1064.7116 | 0 |  | 980.0386 | 0.0041605 |  | 1070.3138 | 0.00172 |  | 1064.1985 | 0.00792 |  | 980.0386 | 0.87405 |  | 1103.1121 | 0.1023 |  |  |  | 1641.402 | 0.00030177 |  | 1296.6094 | 0.0033374 | [10 empty] | 1203.1516 | 0 |  | 1203.1445 | 0.02703
| 1064.367 | 0.01087 |  | 980.2812 | -0.0040692 |  | 980.2812 | 0.00054935 |  | 1064.882 | 0 |  | 980.2812 | -0.0031351 |  | 1070.4857 | 0.00079718 |  | 1064.367 | 0.00831 |  | 980.2812 | 0.86824 |  | 1103.2333 | 0.10079 |  |  |  | 1642.228 | 0.00042932 |  | 1296.6918 | 0.0033109 | [10 empty] | 1203.2225 | 0 |  | 1203.2154 | 0.02735
| 1064.5355 | 0.01206 |  | 980.5238 | 0.0048594 |  | 980.5238 | 0.0098211 |  | 1065.0524 | 6.6672e-06 |  | 980.5238 | 0.0051661 |  | 1070.6576 | 0.00184 |  | 1064.5355 | 0.00848 |  | 980.5238 | 0.86003 |  | 1103.3544 | 0.099599 |  |  |  | 1643.054 | 0.0005488 |  | 1296.774 | 0.0032846 | [10 empty] | 1203.2935 | 0 |  | 1203.2864 | 0.02771
| 1064.7041 | 0.01146 |  | 980.7664 | -0.0054403 |  | 980.7664 | -0.0025775 |  | 1065.2228 | 0 |  | 980.7664 | -0.0050717 |  | 1070.8295 | 0.00015767 |  | 1064.7041 | 0.00885 |  | 980.7663 | 0.85182 |  | 1103.4755 | 0.098647 |  |  |  | 1643.881 | 0.00032036 |  | 1296.8564 | 0.0032585 | [10 empty] | 1203.3644 | 0 |  | 1203.3573 | 0.0281
| 1064.8726 | 0.00916 |  | 981.0089 | 0.0023852 |  | 981.0089 | 0.0068698 |  | 1065.3932 | 0 |  | 981.0089 | 0.0020725 |  | 1071.0014 | 0.00151 |  | 1064.8726 | 0.00906 |  | 981.0089 | 0.84662 |  | 1103.5967 | 0.097838 |  |  |  | 1644.709 | 0.00016313 |  | 1296.9388 | 0.0032327 | [10 empty] | 1203.4353 | 0 |  | 1203.4282 | 0.02846
| 1065.0411 | 0.01261 |  | 981.2515 | -0.0025367 |  | 981.2515 | 0.002573 |  | 1065.5635 | 0 |  | 981.2515 | -0.0029696 |  | 1071.1734 | 0.00017492 |  | 1065.0411 | 0.0095 |  | 981.2515 | 0.84101 |  | 1103.7179 | 0.097762 |  |  |  | 1645.537 | 0.00044168 |  | 1297.0212 | 0.0032071 | [10 empty] | 1203.5062 | 0 |  | 1203.4993 | 0.02875
| 1065.2096 | 0.01028 |  | 981.4941 | 0.005668 |  | 981.4941 | -0.00032869 |  | 1065.7339 | 0 |  | 981.4941 | 0.0072735 |  | 1071.3453 | 0.00098555 |  | 1065.2096 | 0.00991 |  | 981.4941 | 0.8326 |  | 1103.8391 | 0.097278 |  |  |  | 1646.367 | 0.0002659 |  | 1297.1036 | 0.0031818 | [10 empty] | 1203.5772 | 0 |  | 1203.5702 | 0.02893
| 1065.3781 | 0.01326 |  | 981.7367 | -0.0060383 |  | 981.7367 | 0.0049753 |  | 1065.9043 | 0 |  | 981.7367 | -0.0061131 |  | 1071.5172 | 6.5997e-05 |  | 1065.3781 | 0.01044 |  | 981.7367 | 0.82499 |  | 1103.9604 | 0.095879 |  |  |  | 1647.197 | 0.00045413 |  | 1297.186 | 0.0031568 | [10 empty] | 1203.6482 | 0 |  | 1203.6411 | 0.02896
| 1065.5466 | 0.01287 |  | 981.9793 | 0.0023816 |  | 981.9793 | 0.0077575 |  | 1066.0747 | 6.6672e-06 |  | 981.9793 | 0.0044991 |  | 1071.6891 | 0.00188 |  | 1065.5466 | 0.0105 |  | 981.9793 | 0.81979 |  | 1104.0817 | 0.09423 |  |  |  | 1648.028 | 0.00048314 |  | 1297.2684 | 0.003132 | [10 empty] | 1203.7191 | 0 |  | 1203.7122 | 0.02882
| 1065.7152 | 0.01479 |  | 982.222 | -0.0076259 |  | 982.222 | -0.0015453 |  | 1066.2451 | 3.0002e-05 |  | 982.222 | -0.0044323 |  | 1071.861 | 0.00094422 |  | 1065.7152 | 0.01064 |  | 982.222 | 0.81258 |  | 1104.203 | 0.092542 |  |  |  | 1648.86 | 0.00038733 |  | 1297.351 | 0.0031075 | [10 empty] | 1203.7902 | 0 |  | 1203.7831 | 0.02852
| 1065.8837 | 0.0097 |  | 982.4646 | 0.0045853 |  | 982.4646 | 0.0036376 |  | 1066.4155 | 0 |  | 982.4646 | 0.0060188 |  | 1072.033 | 0.00232 |  | 1065.8837 | 0.01046 |  | 982.4646 | 0.80457 |  | 1104.3243 | 0.091674 |  |  |  | 1649.693 | 0.00037366 |  | 1297.4334 | 0.0030832 | [10 empty] | 1203.8611 | 0 |  | 1203.8541 | 0.02811
| 1066.0522 | 0.01092 |  | 982.7072 | -0.0051008 |  | 982.7072 | -0.009931 |  | 1066.5859 | 0 |  | 982.7072 | -0.0050344 |  | 1072.2049 | 0.00141 |  | 1066.0522 | 0.01085 |  | 982.7072 | 0.79576 |  | 1104.4457 | 0.091242 |  |  |  | 1650.527 | 0.00039145 |  | 1297.5158 | 0.0030592 | [10 empty] | 1203.9321 | 0 |  | 1203.9251 | 0.02761
| 1066.2207 | 0.01318 |  | 982.9498 | 0.0015712 |  | 982.9498 | 0.006046 |  | 1066.7563 | 0 |  | 982.9498 | 0.0059264 |  | 1072.3768 | 0.0025 |  | 1066.2207 | 0.01122 |  | 982.9498 | 0.79215 |  | 1104.5671 | 0.09026 |  |  |  | 1651.361 | 0.00041514 |  | 1297.5983 | 0.0030355 | [10 empty] | 1204.0032 | 0 |  | 1203.9961 | 0.02708
| 1066.3892 | 0.01408 |  | 983.1925 | -0.0069972 |  | 983.1925 | -0.0060571 |  | 1066.9267 | 0 |  | 983.1925 | -0.0043947 |  | 1072.5487 | 0.00073159 |  | 1066.3892 | 0.01176 |  | 983.1925 | 0.77994 |  | 1104.6887 | 0.088891 |  |  |  | 1652.197 | 0.00037616 |  | 1297.6807 | 0.003012 | [10 empty] | 1204.0742 | 0 |  | 1204.0671 | 0.02657
| 1066.5577 | 0.01362 |  | 983.4351 | 0.0078983 |  | 983.4351 | 0.0039942 |  | 1067.0971 | 0 |  | 983.4351 | 0.0064941 |  | 1072.7207 | 0.00234 |  | 1066.5577 | 0.01166 |  | 983.4351 | 0.77033 |  | 1104.8102 | 0.087437 |  |  |  | 1653.033 | 0.00028377 |  | 1297.7632 | 0.0029889 | [10 empty] | 1204.1451 | 0 |  | 1204.1382 | 0.02612
| 1066.7263 | 0.01219 |  | 983.6778 | -0.0055204 |  | 983.6778 | -0.00034387 |  | 1067.2675 | 1.0001e-05 |  | 983.6778 | -0.001447 |  | 1072.8926 | 0.00102 |  | 1066.7263 | 0.01182 |  | 983.6777 | 0.76452 |  | 1104.9315 | 0.086932 |  |  |  | 1653.87 | 0.0005479 |  | 1297.8457 | 0.002966 | [10 empty] | 1204.2162 | 0 |  | 1204.2092 | 0.02573
| 1066.8948 | 0.01528 |  | 983.9204 | 0.0015282 |  | 983.9204 | 0.0040029 |  | 1067.4379 | 0 |  | 983.9204 | 0.005893 |  | 1073.0645 | 0.00251 |  | 1066.8948 | 0.0122 |  | 983.9204 | 0.75551 |  | 1105.053 | 0.086732 |  |  |  | 1654.708 | 0.00035561 |  | 1297.9282 | 0.0029434 | [10 empty] | 1204.2872 | 0 |  | 1204.2803 | 0.02542
| 1067.0633 | 0.01572 |  | 984.1631 | -0.0059503 |  | 984.1631 | -0.0020996 |  | 1067.6083 | 0 |  | 984.1631 | -0.0032338 |  | 1073.2365 | 0.00087542 |  | 1067.0633 | 0.01301 |  | 984.1631 | 0.74289 |  | 1105.1746 | 0.085658 |  |  |  | 1655.547 | 0.00049139 |  | 1298.0107 | 0.002921 | [10 empty] | 1204.3583 | 0 |  | 1204.3513 | 0.02516
| 1067.2318 | 0.01519 |  | 984.4057 | 0.00029686 |  | 984.4057 | 0.0043716 |  | 1067.7787 | 0 |  | 984.4057 | 0.0039403 |  | 1073.4084 | 0.00192 |  | 1067.2318 | 0.01352 |  | 984.4057 | 0.73368 |  | 1105.296 | 0.084497 |  |  |  | 1656.386 | 0.00057803 |  | 1298.0933 | 0.0028989 | [10 empty] | 1204.4294 | 0 |  | 1204.4224 | 0.02492
| 1067.4003 | 0.01572 |  | 984.6484 | -0.0037011 |  | 984.6484 | -0.0015954 |  | 1067.9491 | 0 |  | 984.6484 | -0.0024168 |  | 1073.5803 | 1.665e-05 |  | 1067.4003 | 0.01391 |  | 984.6484 | 0.72687 |  | 1105.4176 | 0.084039 |  |  |  | 1657.227 | 0.0005047 |  | 1298.1758 | 0.0028772 | [10 empty] | 1204.5005 | 0 |  | 1204.4934 | 0.02469
| 1067.5688 | 0.0147 |  | 984.891 | 0.00090464 |  | 984.891 | 0.0097767 |  | 1068.1195 | 0 |  | 984.891 | 0.00046959 |  | 1073.7523 | 0.00121 |  | 1067.5688 | 0.0143 |  | 984.891 | 0.72067 |  | 1105.5393 | 0.083514 |  |  |  | 1658.068 | 0.00037683 |  | 1298.2583 | 0.0028556 | [10 empty] | 1204.5715 | 0 |  | 1204.5645 | 0.02443
| 1067.7373 | 0.01595 |  | 985.1337 | -0.0055049 |  | 985.1337 | -0.0025266 |  | 1068.2899 | 1.0001e-05 |  | 985.1337 | -0.0050397 |  | 1073.9242 | 0.00013882 |  | 1067.7373 | 0.01452 |  | 985.1337 | 0.70965 |  | 1105.6609 | 0.081903 |  |  |  | 1658.911 | 0.00032314 |  | 1298.3408 | 0.0028344 | [10 empty] | 1204.6426 | 0 |  | 1204.6356 | 0.02413
| 1067.9059 | 0.01456 |  | 985.3764 | 0.0015256 |  | 985.3764 | 0.0068575 |  | 1068.4603 | 0 |  | 985.3764 | 0.0084896 |  | 1074.0961 | 0.00154 |  | 1067.9059 | 0.01485 |  | 985.3764 | 0.70064 |  | 1105.7825 | 0.080499 |  |  |  | 1659.754 | 0.00041422 |  | 1298.4235 | 0.0028135 | [10 empty] | 1204.7137 | 0 |  | 1204.7067 | 0.02379
| 1068.0744 | 0.01598 |  | 985.6191 | -0.0014725 |  | 985.6191 | -0.010171 |  | 1068.6307 | 0 |  | 985.6191 | -0.0033605 |  | 1074.268 | 0.00063129 |  | 1068.0744 | 0.01473 |  | 985.6191 | 0.69223 |  | 1105.9042 | 0.07993 |  |  |  | 1660.597 | 0.0003867 |  | 1298.506 | 0.0027928 | [10 empty] | 1204.7848 | 0 |  | 1204.7778 | 0.02341
| 1068.2429 | 0.0141 |  | 985.8618 | 0.0019757 |  | 985.8618 | 0.0055733 |  | 1068.8011 | 0 |  | 985.8618 | 0.0040739 |  | 1074.44 | 0.00163 |  | 1068.2429 | 0.01505 |  | 985.8618 | 0.68482 |  | 1106.0259 | 0.079296 |  |  |  | 1661.442 | 0.00025081 |  | 1298.5886 | 0.0027725 | [10 empty] | 1204.856 | 0 |  | 1204.8489 | 0.023
| 1068.4114 | 0.01593 |  | 986.1045 | -0.0049763 |  | 986.1045 | 0.0024016 |  | 1068.9715 | 1.0001e-05 |  | 986.1045 | -0.0048092 |  | 1074.6119 | 0.00036188 |  | 1068.4114 | 0.01477 |  | 986.1045 | 0.67201 |  | 1106.1476 | 0.078377 |  |  |  | 1662.288 | 0.00060357 |  | 1298.6711 | 0.0027523 | [10 empty] | 1204.927 | 0 |  | 1204.92 | 0.0226
| 1068.5799 | 0.01391 |  | 986.3472 | 0.00072143 |  | 986.3472 | 0.0082296 |  | 1069.1419 | 0 |  | 986.3472 | 0.0046479 |  | 1074.7839 | 0.00111 |  | 1068.5799 | 0.01513 |  | 986.3472 | 0.6642 |  | 1106.2694 | 0.078086 |  |  |  | 1663.134 | 0.00040884 |  | 1298.7538 | 0.0027326 | [10 empty] | 1204.9982 | 0 |  | 1204.9912 | 0.02222
| 1068.7484 | 0.0159 |  | 986.5899 | -0.0052008 |  | 986.5899 | -0.025151 |  | 1069.3123 | 0 |  | 986.5899 | -0.0078135 |  | 1074.9558 | 0.00017131 |  | 1068.7484 | 0.01476 |  | 986.5899 | 0.65559 |  | 1106.3914 | 0.077907 |  |  |  | 1663.982 | 0.00028559 |  | 1298.8364 | 0.002713 | [10 empty] | 1205.0693 | 0 |  | 1205.0623 | 0.0219
| 1068.9169 | 0.01376 |  | 986.8326 | 0.0034945 |  | 986.8326 | -0.0021433 |  | 1069.4827 | 0 |  | 986.8326 | 0.0059978 |  | 1075.1277 | 0.00157 |  | 1068.9169 | 0.01517 |  | 986.8326 | 0.64598 |  | 1106.5132 | 0.076608 |  |  |  | 1664.83 | 0.00061632 |  | 1298.9191 | 0.0026938 | [10 empty] | 1205.1405 | 0 |  | 1205.1334 | 0.02167
| 1069.0854 | 0.01593 |  | 987.0753 | -0.0099628 |  | 987.0753 | -0.0044232 |  | 1069.6532 | 0 |  | 987.0753 | -0.0053228 |  | 1075.2997 | 0.00018836 |  | 1069.0854 | 0.01471 |  | 987.0753 | 0.63937 |  | 1106.6349 | 0.075361 |  |  |  | 1665.679 | 0.00036109 |  | 1299.0017 | 0.0026748 | [10 empty] | 1205.2117 | 0 |  | 1205.2046 | 0.02156
| 1069.2539 | 0.01378 |  | 987.318 | 0.0021043 |  | 987.318 | 0.0041218 |  | 1069.8236 | 0 |  | 987.318 | 0.00726 |  | 1075.4716 | 0.00146 |  | 1069.2539 | 0.01513 |  | 987.318 | 0.63016 |  | 1106.7567 | 0.074513 |  |  |  | 1666.529 | 0.00046413 |  | 1299.0844 | 0.0026561 | [10 empty] | 1205.2828 | 0 |  | 1205.2758 | 0.02159
| 1069.4224 | 0.01528 |  | 987.5607 | -0.0057906 |  | 987.5607 | 0.0048451 |  | 1069.994 | 1.0001e-05 |  | 987.5607 | -0.0043938 |  | 1075.6435 | 0.00047863 |  | 1069.4224 | 0.01451 |  | 987.5607 | 0.62175 |  | 1106.8787 | 0.073303 |  |  |  | 1667.38 | 0.00063938 |  | 1299.167 | 0.0026377 | [10 empty] | 1205.354 | 0 |  | 1205.3469 | 0.02181
| 1069.5909 | 0.01406 |  | 987.8035 | 0.0052192 |  | 987.8035 | 0.00059781 |  | 1070.1644 | 0 |  | 987.8035 | 0.0051546 |  | 1075.8155 | 0.00109 |  | 1069.5909 | 0.01497 |  | 987.8035 | 0.61394 |  | 1107.0006 | 0.071992 |  |  |  | 1668.231 | 0.00041274 |  | 1299.2496 | 0.0026196 | [10 empty] | 1205.4252 | 0 |  | 1205.4181 | 0.02221
| 1069.7594 | 0.01551 |  | 988.0462 | -0.0031606 |  | 988.0462 | 0.00047361 |  | 1070.3348 | 0 |  | 988.0462 | -0.0035182 |  | 1075.9874 | 0.00047201 |  | 1069.7594 | 0.01431 |  | 988.0462 | 0.60173 |  | 1107.1226 | 0.071502 |  |  |  | 1669.084 | 0.00040057 |  | 1299.3324 | 0.0026018 | [10 empty] | 1205.4963 | 0 |  | 1205.4893 | 0.02278
| 1069.9279 | 0.01373 |  | 988.2889 | 0.0028549 |  | 988.2889 | 0.0075432 |  | 1070.5053 | 0 |  | 988.2889 | 0.0025854 |  | 1076.1593 | 0.00132 |  | 1069.9279 | 0.01489 |  | 988.2889 | 0.59372 |  | 1107.2445 | 0.071262 |  |  |  | 1669.937 | 0.00050757 |  | 1299.415 | 0.0025842 | [10 empty] | 1205.5675 | 0 |  | 1205.5605 | 0.02347
| 1070.0964 | 0.01523 |  | 988.5317 | -0.0038119 |  | 988.5317 | -0.0093552 |  | 1070.6757 | 0 |  | 988.5317 | -0.0059756 |  | 1076.3313 | 5.9979e-05 |  | 1070.0964 | 0.01419 |  | 988.5317 | 0.5833 |  | 1107.3666 | 0.070941 |  |  |  | 1670.792 | 0.00035014 |  | 1299.4977 | 0.0025669 | [10 empty] | 1205.6387 | 0 |  | 1205.6317 | 0.02422
| 1070.2649 | 0.01355 |  | 988.7744 | -0.00061527 |  | 988.7744 | -0.00053816 |  | 1070.8461 | 6.6672e-06 |  | 988.7744 | 0.0060229 |  | 1076.5032 | 0.00167 |  | 1070.2649 | 0.0148 |  | 988.7744 | 0.57469 |  | 1107.4885 | 0.070859 |  |  |  | 1671.647 | 0.00055666 |  | 1299.5804 | 0.0025499 | [10 empty] | 1205.71 | 0 |  | 1205.7029 | 0.02494
| 1070.4334 | 0.0157 |  | 989.0172 | -0.0056091 |  | 989.0172 | 0.00037768 |  | 1071.0166 | 0 |  | 989.0172 | -0.0019483 |  | 1076.6752 | 0.00107 |  | 1070.4334 | 0.01411 |  | 989.0172 | 0.56668 |  | 1107.6106 | 0.070777 |  |  |  | 1672.503 | 0.00031053 |  | 1299.6632 | 0.0025333 | [10 empty] | 1205.7811 | 0 |  | 1205.7742 | 0.02556
| 1070.6019 | 0.01519 |  | 989.2599 | 0.0057436 |  | 989.2599 | 0.0074179 |  | 1071.187 | 0 |  | 989.2599 | 0.0045734 |  | 1076.8471 | 0.00193 |  | 1070.6019 | 0.01478 |  | 989.2599 | 0.56108 |  | 1107.7328 | 0.070471 |  |  |  | 1673.36 | 0.00036922 |  | 1299.7459 | 0.0025168 | [10 empty] | 1205.8524 | 0 |  | 1205.8453 | 0.02602
| 1070.7704 | 0.01598 |  | 989.5027 | -0.0096393 |  | 989.5027 | -0.0054939 |  | 1071.3574 | 0 |  | 989.5027 | -0.0086876 |  | 1077.0191 | 0.00041444 |  | 1070.7704 | 0.01413 |  | 989.5027 | 0.54966 |  | 1107.8549 | 0.069309 |  |  |  | 1674.218 | 0.00032185 |  | 1299.8286 | 0.0025007 | [10 empty] | 1205.9236 | 0 |  | 1205.9166 | 0.02629
| 1070.9389 | 0.01345 |  | 989.7455 | 0.0038562 |  | 989.7455 | 0.010385 |  | 1071.5278 | 0 |  | 989.7455 | 0.0082757 |  | 1077.191 | 0.00153 |  | 1070.9389 | 0.01481 |  | 989.7455 | 0.53985 |  | 1107.9771 | 0.068231 |  |  |  | 1675.076 | 0.00032195 |  | 1299.9114 | 0.0024848 | [10 empty] | 1205.9949 | 0 |  | 1205.9878 | 0.02637
| 1071.1074 | 0.01546 |  | 989.9882 | -0.007651 |  | 989.9882 | -0.010301 |  | 1071.6983 | 0 |  | 989.9882 | -0.0028117 |  | 1077.3629 | 0.00032116 |  | 1071.1074 | 0.01427 |  | 989.9882 | 0.53204 |  | 1108.0994 | 0.06756 |  |  |  | 1675.936 | 0.00019892 |  | 1299.9941 | 0.0024693 | [10 empty] | 1206.0662 | 0 |  | 1206.0591 | 0.0263
| 1071.2759 | 0.01338 |  | 990.231 | 0.0055973 |  | 990.231 | 0.012958 |  | 1071.8687 | 0 |  | 990.231 | 0.0036434 |  | 1077.5349 | 0.00121 |  | 1071.2759 | 0.01498 |  | 990.231 | 0.52163 |  | 1108.2214 | 0.066309 |  |  |  | 1676.796 | 0.00044784 |  | 1300.0769 | 0.002454 | [10 empty] | 1206.1374 | 0 |  | 1206.1304 | 0.02611
| 1071.4444 | 0.01565 |  | 990.4738 | -0.0081349 |  | 990.4738 | -0.00731 |  | 1072.0391 | 0 |  | 990.4738 | -0.0038163 |  | 1077.7068 | 0.00087883 |  | 1071.4444 | 0.01454 |  | 990.4738 | 0.51322 |  | 1108.3436 | 0.065088 |  |  |  | 1677.657 | 0.00031909 |  | 1300.1597 | 0.002439 | [10 empty] | 1206.2086 | 0 |  | 1206.2017 | 0.02587
| 1071.6129 | 0.01477 |  | 990.7166 | 0.0045363 |  | 990.7166 | 0.0049975 |  | 1072.2096 | 6.6672e-06 |  | 990.7166 | 0.003504 |  | 1077.8788 | 0.00226 |  | 1071.6129 | 0.01515 |  | 990.7166 | 0.50501 |  | 1108.4658 | 0.064912 |  |  |  | 1678.52 | 0.00027787 |  | 1300.2425 | 0.0024243 | [10 empty] | 1206.2799 | 0 |  | 1206.273 | 0.02562
| 1071.7814 | 0.01595 |  | 990.9594 | -0.0076488 |  | 990.9594 | -0.0052562 |  | 1072.38 | 0 |  | 990.9594 | -0.0018694 |  | 1078.0507 | 0.00179 |  | 1071.7814 | 0.01476 |  | 990.9594 | 0.4954 |  | 1108.5881 | 0.064628 |  |  |  | 1679.383 | 0.00046426 |  | 1300.3253 | 0.0024099 | [10 empty] | 1206.3512 | 0 |  | 1206.3442 | 0.02542
| 1071.9499 | 0.01417 |  | 991.2022 | 0.0029921 |  | 991.2022 | 0.0048522 |  | 1072.5504 | 0 |  | 991.2022 | 0.0055255 |  | 1078.2227 | 0.00251 |  | 1071.9499 | 0.01517 |  | 991.2022 | 0.48739 |  | 1108.7104 | 0.063189 |  |  |  | 1680.247 | 0.0004625 |  | 1300.4082 | 0.0023959 | [10 empty] | 1206.4225 | 0 |  | 1206.4155 | 0.02528
| 1072.1184 | 0.01583 |  | 991.445 | -0.0051868 |  | 991.445 | -0.00095816 |  | 1072.7209 | 0 |  | 991.445 | -0.0024001 |  | 1078.3946 | 0.00137 |  | 1072.1184 | 0.0148 |  | 991.445 | 0.47698 |  | 1108.8328 | 0.061946 |  |  |  | 1681.112 | 0.00041439 |  | 1300.491 | 0.0023821 | [10 empty] | 1206.4939 | 0 |  | 1206.4868 | 0.02523
| 1072.2869 | 0.0147 |  | 991.6878 | 0.0066056 |  | 991.6878 | 0.012539 |  | 1072.8913 | 6.6672e-06 |  | 991.6878 | 0.0037195 |  | 1078.5666 | 0.0023 |  | 1072.2869 | 0.01503 |  | 991.6878 | 0.46937 |  | 1108.9552 | 0.061816 |  |  |  | 1681.977 | 0.00056852 |  | 1300.5738 | 0.0023686 | [10 empty] | 1206.5652 | 0 |  | 1206.5581 | 0.02528
| 1072.4554 | 0.01591 |  | 991.9306 | -0.0030207 |  | 991.9306 | -0.018472 |  | 1073.0618 | 1.0001e-05 |  | 991.9306 | -0.0053636 |  | 1078.7385 | 0.001 |  | 1072.4554 | 0.0147 |  | 991.9306 | 0.46216 |  | 1109.0775 | 0.062025 |  |  |  | 1682.844 | 0.00065964 |  | 1300.6566 | 0.0023554 | [10 empty] | 1206.6365 | 0 |  | 1206.6294 | 0.0254
| 1072.6238 | 0.01524 |  | 992.1734 | 0.0028002 |  | 992.1734 | 0.024032 |  | 1073.2322 | 0 |  | 992.1734 | 0.0047685 |  | 1078.9105 | 0.0011 |  | 1072.6238 | 0.0148 |  | 992.1734 | 0.45215 |  | 1109.2 | 0.061621 |  |  |  | 1683.711 | 0.00042687 |  | 1300.7395 | 0.0023426 | [10 empty] | 1206.7078 | 0 |  | 1206.7008 | 0.02559
| 1072.7923 | 0.01581 |  | 992.4162 | -0.0012996 |  | 992.4162 | 0.0029401 |  | 1073.4027 | 1.0001e-05 |  | 992.4162 | -0.0015824 |  | 1079.0824 | 3.4102e-06 |  | 1072.7923 | 0.01454 |  | 992.4162 | 0.44233 |  | 1109.3224 | 0.060711 |  |  |  | 1684.58 | 0.00046491 |  | 1300.8224 | 0.00233 | [10 empty] | 1206.7792 | 0 |  | 1206.7721 | 0.02582
| 1072.9608 | 0.01366 |  | 992.659 | 0.0015601 |  | 992.659 | 0.0058203 |  | 1073.5731 | 0 |  | 992.659 | 0.0031311 |  | 1079.2544 | 0.00118 |  | 1072.9608 | 0.01486 |  | 992.659 | 0.43773 |  | 1109.4451 | 0.05985 |  |  |  | 1685.449 | 0.00053868 |  | 1300.9053 | 0.0023178 | [10 empty] | 1206.8505 | 0 |  | 1206.8435 | 0.02605
| 1073.1293 | 0.01542 |  | 992.9019 | -0.0044091 |  | 992.9019 | -0.014747 |  | 1073.7435 | 0 |  | 992.9019 | -0.0041694 |  | 1079.4263 | 4.1524e-05 |  | 1073.1293 | 0.01474 |  | 992.9019 | 0.42571 |  | 1109.5674 | 0.05895 |  |  |  | 1686.319 | 0.00067056 |  | 1300.9882 | 0.0023059 | [10 empty] | 1206.9219 | 0 |  | 1206.9148 | 0.02624
| 1073.2978 | 0.01391 |  | 993.1447 | 0.0023249 |  | 993.1447 | 0.0038296 |  | 1073.914 | 6.6672e-06 |  | 993.1447 | 0.002108 |  | 1079.5983 | 0.0014 |  | 1073.2978 | 0.01509 |  | 993.1447 | 0.41931 |  | 1109.6898 | 0.057837 |  |  |  | 1687.191 | 0.00040383 |  | 1301.071 | 0.0022944 | [10 empty] | 1206.9932 | 0 |  | 1206.9862 | 0.02636
| 1073.4663 | 0.01526 |  | 993.3875 | -0.0082342 |  | 993.3875 | 0.00066907 |  | 1074.0845 | 0 |  | 993.3875 | -0.0052116 |  | 1079.7702 | 0.00085576 |  | 1073.4663 | 0.01475 |  | 993.3875 | 0.40989 |  | 1109.8124 | 0.056933 |  |  |  | 1688.063 | 0.0005281 |  | 1301.1539 | 0.0022831 | [10 empty] | 1207.0646 | 0 |  | 1207.0575 | 0.02639
| 1073.6348 | 0.01383 |  | 993.6304 | 0.0025002 |  | 993.6304 | 0.010223 |  | 1074.2549 | 0 |  | 993.6304 | 0.010894 |  | 1079.9422 | 0.00185 |  | 1073.6348 | 0.01514 |  | 993.6304 | 0.40309 |  | 1109.9349 | 0.056496 |  |  |  | 1688.936 | 0.00062511 |  | 1301.2369 | 0.0022723 | [10 empty] | 1207.136 | 0 |  | 1207.1289 | 0.02631
| 1073.8033 | 0.01561 |  | 993.8732 | -0.0014493 |  | 993.8732 | 0.001732 |  | 1074.4253 | 1.0001e-05 |  | 993.8732 | -0.011546 |  | 1080.1142 | 0.00030451 |  | 1073.8033 | 0.01467 |  | 993.8732 | 0.39348 |  | 1110.0575 | 0.056155 |  |  |  | 1689.81 | 0.00092158 |  | 1301.3198 | 0.0022618 | [10 empty] | 1207.2074 | 0 |  | 1207.2003 | 0.02612
| 1073.9717 | 0.01385 |  | 994.1161 | 0.0035729 |  | 994.1161 | -0.0040154 |  | 1074.5958 | 0 |  | 994.1161 | 0.0018433 |  | 1080.2861 | 0.00142 |  | 1073.9717 | 0.0151 |  | 994.1161 | 0.38947 |  | 1110.1802 | 0.05515 |  |  |  | 1690.684 | 0.0007802 |  | 1301.4028 | 0.0022516 | [10 empty] | 1207.2788 | 0 |  | 1207.2717 | 0.02584
| 1074.1402 | 0.01537 |  | 994.3589 | -0.0062855 |  | 994.3589 | -0.006638 |  | 1074.7663 | 0 |  | 994.3589 | -0.0045823 |  | 1080.4581 | 1.003e-05 |  | 1074.1402 | 0.01457 |  | 994.359 | 0.37826 |  | 1110.3029 | 0.054457 |  |  |  | 1691.56 | 0.00059735 |  | 1301.4857 | 0.0022418 | [10 empty] | 1207.3502 | 0 |  | 1207.3431 | 0.0255
| 1074.3087 | 0.01371 |  | 994.6018 | 0.004045 |  | 994.6018 | 0.0063523 |  | 1074.9367 | 0 |  | 994.6018 | 0.010285 |  | 1080.63 | 0.00124 |  | 1074.3087 | 0.01507 |  | 994.6018 | 0.36905 |  | 1110.4255 | 0.055055 |  |  |  | 1692.437 | 0.00081858 |  | 1301.5687 | 0.0022323 | [10 empty] | 1207.4216 | 0 |  | 1207.4145 | 0.02515
| 1074.4772 | 0.01563 |  | 994.8447 | -0.0026996 |  | 994.8447 | -0.0042775 |  | 1075.1072 | 1.0001e-05 |  | 994.8447 | -0.0071823 |  | 1080.802 | 0.0001673 |  | 1074.4772 | 0.01454 |  | 994.8447 | 0.36264 |  | 1110.5482 | 0.055102 |  |  |  | 1693.314 | 0.0010688 |  | 1301.6517 | 0.0022233 | [10 empty] | 1207.493 | 0 |  | 1207.486 | 0.02484
| 1074.6457 | 0.01419 |  | 995.0876 | 0.0075098 |  | 995.0876 | -0.0063292 |  | 1075.2776 | 0 |  | 995.0876 | 0.0098305 |  | 1080.9739 | 0.00183 |  | 1074.6457 | 0.01509 |  | 995.0875 | 0.35523 |  | 1110.671 | 0.054471 |  |  |  | 1694.192 | 0.00077897 |  | 1301.7346 | 0.0022146 | [10 empty] | 1207.5645 | 0 |  | 1207.5574 | 0.02459
| 1074.8142 | 0.0159 |  | 995.3304 | -0.008264 |  | 995.3304 | -0.0043872 |  | 1075.4481 | 3.0002e-05 |  | 995.3304 | -0.0068796 |  | 1081.1459 | 0.00093058 |  | 1074.8142 | 0.01464 |  | 995.3304 | 0.34782 |  | 1110.7937 | 0.053939 |  |  |  | 1695.072 | 0.00093046 |  | 1301.8176 | 0.0022062 | [10 empty] | 1207.6359 | 0 |  | 1207.6288 | 0.02445
| 1074.9826 | 0.01519 |  | 995.5733 | 0.0034961 |  | 995.5733 | 0.00054128 |  | 1075.6185 | 0 |  | 995.5733 | 0.0073284 |  | 1081.3178 | 0.00227 |  | 1074.9826 | 0.01516 |  | 995.5733 | 0.34101 |  | 1110.9165 | 0.052927 |  |  |  | 1695.952 | 0.0010868 |  | 1301.9006 | 0.0021983 | [10 empty] | 1207.7073 | 0 |  | 1207.7003 | 0.02443
| 1075.1511 | 0.01584 |  | 995.8162 | -0.003978 |  | 995.8162 | -0.0081324 |  | 1075.789 | 1.0001e-05 |  | 995.8162 | -0.0003161 |  | 1081.4898 | 0.00102 |  | 1075.1511 | 0.01475 |  | 995.8162 | 0.333 |  | 1111.0396 | 0.051927 |  |  |  | 1696.833 | 0.00064908 |  | 1301.9836 | 0.0021908 | [10 empty] | 1207.7788 | 0 |  | 1207.7717 | 0.02451
| 1075.3196 | 0.01503 |  | 996.0591 | 0.0073418 |  | 996.0591 | -0.0019505 |  | 1075.9595 | 0 |  | 996.0591 | 0.0096739 |  | 1081.6618 | 0.00177 |  | 1075.3196 | 0.01505 |  | 996.0591 | 0.329 |  | 1111.1622 | 0.051603 |  |  |  | 1697.715 | 0.0010804 |  | 1302.0668 | 0.0021837 | [10 empty] | 1207.8502 | 0 |  | 1207.8433 | 0.02468
| 1075.4881 | 0.016 |  | 996.302 | -0.01048 |  | 996.302 | -0.0056709 |  | 1076.1299 | 0 |  | 996.302 | -0.0092505 |  | 1081.8337 | 0.00062627 |  | 1075.4881 | 0.0147 |  | 996.302 | 0.31698 |  | 1111.2852 | 0.051722 |  |  |  | 1698.598 | 0.0011944 |  | 1302.1498 | 0.002177 | [10 empty] | 1207.9217 | 0 |  | 1207.9147 | 0.02491
| 1075.6566 | 0.01452 |  | 996.5449 | 0.0048399 |  | 996.5449 | 0.0035222 |  | 1076.3004 | 0 |  | 996.5449 | 0.0048338 |  | 1082.0057 | 0.00151 |  | 1075.6566 | 0.01492 |  | 996.5449 | 0.31238 |  | 1111.408 | 0.051139 |  |  |  | 1699.482 | 0.0013236 |  | 1302.2328 | 0.0021707 | [10 empty] | 1207.9932 | 0 |  | 1207.9862 | 0.02516
| 1075.825 | 0.01597 |  | 996.7878 | -0.0060245 |  | 996.7878 | 0.0015619 |  | 1076.4709 | 0 |  | 996.7878 | -0.0025987 |  | 1082.1777 | 0.00058595 |  | 1075.825 | 0.01469 |  | 996.7878 | 0.30637 |  | 1111.5311 | 0.050443 | [6 empty] | 1302.3159 | 0.0021649 | [10 empty] | 1208.0647 | 0 |  | 1208.0576 | 0.02539
| 1075.9935 | 0.01487 |  | 997.0307 | 0.002163 |  | 997.0307 | 0.0075849 |  | 1076.6413 | 0 |  | 997.0307 | 0.0054447 |  | 1082.3496 | 0.00121 |  | 1075.9935 | 0.01492 |  | 997.0307 | 0.30016 |  | 1111.6539 | 0.049963 | [6 empty] | 1302.3989 | 0.0021595 | [10 empty] | 1208.1362 | 0 |  | 1208.1291 | 0.02558
| 1076.162 | 0.01584 |  | 997.2736 | -0.0081934 |  | 997.2736 | -0.011789 |  | 1076.8118 | 0 |  | 997.2736 | -0.0067476 |  | 1082.5216 | 0.00043771 |  | 1076.162 | 0.01469 |  | 997.2736 | 0.29335 |  | 1111.7769 | 0.049018 | [6 empty] | 1302.4821 | 0.0021545 | [10 empty] | 1208.2078 | 0 |  | 1208.2007 | 0.02573
| 1076.3305 | 0.01429 |  | 997.5165 | 0.008985 |  | 997.5165 | 0.0096523 |  | 1076.9823 | 0 |  | 997.5165 | 0.0055531 |  | 1082.6935 | 0.00108 |  | 1076.3305 | 0.01503 |  | 997.5166 | 0.28514 |  | 1111.8999 | 0.048626 | [6 empty] | 1302.5652 | 0.0021499 | [10 empty] | 1208.2792 | 0 |  | 1208.2722 | 0.02581
| 1076.4989 | 0.01576 |  | 997.7595 | -0.01147 |  | 997.7595 | 0.0043444 |  | 1077.1527 | 0 |  | 997.7595 | -0.0064654 |  | 1082.8655 | 0.00010471 |  | 1076.4989 | 0.01477 |  | 997.7595 | 0.27954 |  | 1112.0229 | 0.048531 | [6 empty] | 1302.6482 | 0.0021458 | [10 empty] | 1208.3507 | 0 |  | 1208.3438 | 0.02583
| 1076.6674 | 0.01415 |  | 998.0024 | 0.0058894 |  | 998.0024 | -0.0099235 |  | 1077.3232 | 0 |  | 998.0024 | 0.0039438 |  | 1083.0375 | 2.9889e-05 |  | 1076.6674 | 0.01515 |  | 998.0024 | 0.27613 |  | 1112.146 | 0.048208 | [6 empty] | 1302.7313 | 0.0021422 | [10 empty] | 1208.4222 | 0 |  | 1208.4153 | 0.02579
| 1076.8359 | 0.01598 |  | 998.2453 | -0.010151 |  | 998.2453 | -0.006077 |  | 1077.4937 | 1.0001e-05 |  | 998.2453 | -0.0057661 |  | 1083.2094 | 0.00064353 |  | 1076.8359 | 0.01471 |  | 998.2453 | 0.27173 |  | 1112.2692 | 0.048115 | [6 empty] | 1302.8145 | 0.002139 | [10 empty] | 1208.4938 | 0 |  | 1208.4868 | 0.02569
| 1077.0043 | 0.01473 |  | 998.4883 | 0.0043898 |  | 998.4883 | 0.0086781 |  | 1077.6642 | 0 |  | 998.4883 | 0.012958 |  | 1083.3814 | 0.00047302 |  | 1077.0043 | 0.01512 |  | 998.4883 | 0.25471 |  | 1112.3922 | 0.04777 | [6 empty] | 1302.8976 | 0.0021362 | [10 empty] | 1208.5654 | 0 |  | 1208.5584 | 0.02553
| 1077.1728 | 0.01593 |  | 998.7312 | -0.0073941 |  | 998.7312 | -0.00037502 |  | 1077.8347 | 1.0001e-05 |  | 998.7312 | -0.0020393 |  | 1083.5534 | 1.5045e-05 |  | 1077.1728 | 0.01464 |  | 998.7312 | 0.2515 |  | 1112.5154 | 0.047149 | [6 empty] | 1302.9807 | 0.002134 | [10 empty] | 1208.637 | 0 |  | 1208.6299 | 0.02531
| 1077.3413 | 0.01492 |  | 998.9742 | 0.0016779 |  | 998.9742 | 0.0032477 |  | 1078.0051 | 0 |  | 998.9742 | 0.0031524 |  | 1083.7253 | 0.0014 |  | 1077.3413 | 0.01513 |  | 998.9742 | 0.2451 |  | 1112.6385 | 0.046681 | [6 empty] | 1303.064 | 0.0021322 | [10 empty] | 1208.7085 | 0 |  | 1208.7014 | 0.02505
| 1077.5098 | 0.01579 |  | 999.2171 | -0.012734 |  | 999.2171 | 0.013856 |  | 1078.1756 | 1.0001e-05 |  | 999.2171 | -0.0034295 |  | 1083.8973 | 0.00054202 |  | 1077.5098 | 0.01472 |  | 999.2171 | 0.23789 |  | 1112.7618 | 0.045918 | [6 empty] | 1303.1471 | 0.0021309 | [10 empty] | 1208.78 | 0 |  | 1208.7731 | 0.02476
| 1077.6782 | 0.01427 |  | 999.4601 | 0.0036912 |  | 999.4601 | 0.012884 |  | 1078.3461 | 0 |  | 999.4601 | 0.0086993 |  | 1084.0693 | 0.00162 |  | 1077.6782 | 0.0152 |  | 999.4601 | 0.23288 |  | 1112.885 | 0.044713 | [6 empty] | 1303.2302 | 0.00213 | [10 empty] | 1208.8517 | 0 |  | 1208.8446 | 0.02446
| 1077.8467 | 0.01588 |  | 999.703 | -0.010111 |  | 999.703 | -0.0012531 |  | 1078.5166 | 1.0001e-05 |  | 999.703 | -0.0083331 |  | 1084.2412 | 0.00029749 |  | 1077.8467 | 0.01479 |  | 999.703 | 0.22708 |  | 1113.0083 | 0.043847 | [6 empty] | 1303.3135 | 0.0021297 | [10 empty] | 1208.9232 | 0 |  | 1208.9163 | 0.0242
| 1078.0152 | 0.01394 |  | 999.946 | 0.0013317 |  | 999.946 | 0.0026969 |  | 1078.687 | 0 |  | 999.946 | 0.0061083 |  | 1084.4132 | 0.00089428 |  | 1078.0152 | 0.0151 |  | 999.946 | 0.22047 |  | 1113.1316 | 0.043295 | [6 empty] | 1303.3966 | 0.0021298 | [10 empty] | 1208.9949 | 0 |  | 1208.9878 | 0.02399
| 1078.1836 | 0.01567 |  | 1000.189 | -0.0091212 |  | 1000.189 | -0.00053767 |  | 1078.8575 | 1.0001e-05 |  | 1000.189 | -0.0088874 |  | 1084.5852 | 0.0003023 |  | 1078.1836 | 0.01475 |  | 1000.189 | 0.21746 |  | 1113.2549 | 0.042746 | [6 empty] | 1303.4799 | 0.0021304 | [10 empty] | 1209.0665 | 0 |  | 1209.0594 | 0.02387
| 1078.3521 | 0.0141 |  | 1000.432 | 0.0035872 |  | 1000.432 | 0.0052178 |  | 1079.028 | 0 |  | 1000.432 | 0 |  | 1084.7571 | 0.00086178 |  | 1078.3521 | 0.01502 |  | 1000.432 | 0.21086 |  | 1113.3782 | 0.042333 | [6 empty] | 1303.5631 | 0.0021315 | [10 empty] | 1209.1381 | 0 |  | 1209.1311 | 0.02386
| 1078.5205 | 0.0156 |  | 1000.6749 | -0.009429 |  | 1000.6749 | -0.0023421 |  | 1079.1985 | 0 |  | 1000.6749 | 0 |  | 1084.9291 | 0.00020221 |  | 1078.5205 | 0.01472 |  | 1000.6749 | 0.21186 |  | 1113.5016 | 0.041669 | [6 empty] | 1303.6462 | 0.002133 | [10 empty] | 1209.2097 | 0 |  | 1209.2026 | 0.02399
| 1078.689 | 0.01496 |  | 1000.9179 | 0.0044118 |  | 1000.9179 | 0.0076673 |  | 1079.369 | 6.6672e-06 |  | 1000.9179 | 0 |  | 1085.1011 | 0.00151 |  | 1078.689 | 0.01505 |  | 1000.9179 | 0.20781 |  | 1113.6249 | 0.041371 | [6 empty] | 1303.7295 | 0.0021351 | [10 empty] | 1209.2814 | 0 |  | 1209.2743 | 0.02424
| 1078.8575 | 0.01572 |  | 1001.1609 | -0.011514 |  | 1001.1609 | 0.014246 |  | 1079.5395 | 1.0001e-05 |  | 1001.1609 | 0 |  | 1085.2731 | 0.00092537 |  | 1078.8575 | 0.01474 |  | 1001.1609 | 0.20269 |  | 1113.7483 | 0.041164 | [6 empty] | 1303.8127 | 0.0021376 | [10 empty] | 1209.353 | 0 |  | 1209.3459 | 0.0246
| 1079.0259 | 0.01552 |  | 1001.4039 | 0.012076 |  | 1001.4039 | -0.0022234 |  | 1079.71 | 0 |  | 1001.4039 | 0 |  | 1085.445 | 0.00196 |  | 1079.0259 | 0.01513 |  | 1001.4039 | 0.19916 |  | 1113.8717 | 0.040248 | [6 empty] | 1303.896 | 0.0021406 | [10 empty] | 1209.4247 | 0 |  | 1209.4176 | 0.02505
| 1079.1944 | 0.01577 |  | 1001.6469 | -0.011348 |  | 1001.6469 | -0.0079796 |  | 1079.8805 | 1.0001e-05 |  | 1001.6469 | 0 |  | 1085.617 | 0.00174 |  | 1079.1944 | 0.01472 |  | 1001.6469 | 0.19372 |  | 1113.9952 | 0.040667 | [6 empty] | 1303.9794 | 0.0021442 | [10 empty] | 1209.4963 | 0 |  | 1209.4893 | 0.02553
| 1079.3629 | 0.01424 |  | 1001.8899 | 0.0072591 |  | 1001.8899 | 0.0050066 |  | 1080.051 | 0 |  | 1001.8899 | 0 |  | 1085.789 | 0.00315 |  | 1079.3629 | 0.01515 |  | 1001.8899 | 0.18971 |  | 1114.1189 | 0.041238 | [6 empty] | 1304.0626 | 0.0021481 | [10 empty] | 1209.568 | 0 |  | 1209.5609 | 0.02601
| 1079.5313 | 0.01568 |  | 1002.1329 | -0.0085306 |  | 1002.1329 | -0.010145 |  | 1080.2214 | 0 |  | 1002.1329 | 0 |  | 1085.9609 | 0.00219 |  | 1079.5313 | 0.01477 |  | 1002.1329 | 0.18885 |  | 1114.2424 | 0.040178 | [6 empty] | 1304.1459 | 0.0021525 | [10 empty] | 1209.6397 | 0 |  | 1209.6326 | 0.02643
| 1079.6998 | 0.0145 |  | 1002.3759 | 0.0031061 |  | 1002.3759 | 0.01501 |  | 1080.3919 | 0 |  | 1002.3759 | 0 |  | 1086.1329 | 0.00335 |  | 1079.6998 | 0.01518 |  | 1002.3759 | 0.18463 |  | 1114.3658 | 0.039727 | [6 empty] | 1304.2293 | 0.0021574 | [10 empty] | 1209.7113 | 0 |  | 1209.7043 | 0.02675
| 1079.8682 | 0.0159 |  | 1002.619 | -0.0086263 |  | 1002.619 | -0.019786 |  | 1080.5624 | 0 |  | 1002.619 | 0 |  | 1086.3049 | 0.00348 |  | 1079.8682 | 0.01479 |  | 1002.619 | 0.18058 |  | 1114.4894 | 0.039775 | [6 empty] | 1304.3125 | 0.0021587 | [10 empty] | 1209.7831 | 0 |  | 1209.776 | 0.02696
| 1080.0367 | 0.01436 |  | 1002.862 | 0.0053566 |  | 1002.862 | 0.012383 |  | 1080.7329 | 0 |  | 1002.862 | 0 |  | 1086.4769 | 0.0028 |  | 1080.0367 | 0.01506 |  | 1002.862 | 0.1762 |  | 1114.613 | 0.039471 | [6 empty] | 1304.3959 | 0.0021589 | [10 empty] | 1209.8547 | 0 |  | 1209.8477 | 0.02704
| 1080.2051 | 0.01576 |  | 1003.105 | -0.014449 |  | 1003.105 | 0.0099739 |  | 1080.9034 | 0 |  | 1003.105 | 0 |  | 1086.6489 | 0.00225 |  | 1080.2051 | 0.01472 |  | 1003.105 | 0.17184 |  | 1114.7367 | 0.038765 | [6 empty] | 1304.4793 | 0.0021597 | [10 empty] | 1209.9265 | 0 |  | 1209.9194 | 0.02701
| 1080.3736 | 0.01471 |  | 1003.3481 | 0.0040262 |  | 1003.3481 | 0.012334 |  | 1081.0739 | 6.6672e-06 |  | 1003.3481 | 0 |  | 1086.8208 | 0.0018 |  | 1080.3736 | 0.01502 |  | 1003.348 | 0.16756 |  | 1114.8604 | 0.037682 | [6 empty] | 1304.5625 | 0.0021608 | [10 empty] | 1209.9982 | 0 |  | 1209.9911 | 0.0269
| 1080.5421 | 0.01577 |  | 1003.5911 | -0.011968 |  | 1003.5911 | -0.01224 |  | 1081.2444 | 0 |  | 1003.5911 | 0 |  | 1086.9928 | 0.00149 |  | 1080.5421 | 0.01472 |  | 1003.5911 | 0.16327 |  | 1114.984 | 0.036994 | [6 empty] | 1304.6459 | 0.0021623 | [10 empty] | 1210.07 | 0 |  | 1210.0629 | 0.02672
| 1080.7105 | 0.01468 |  | 1003.8341 | -0.00078734 |  | 1003.8341 | 0.024303 |  | 1081.4149 | 0 |  | 1003.8341 | 0 |  | 1087.1648 | 5.9177e-05 |  | 1080.7105 | 0.01509 |  | 1003.8341 | 0.15911 |  | 1115.1078 | 0.036394 | [6 empty] | 1304.7293 | 0.0021643 | [10 empty] | 1210.1416 | 0 |  | 1210.1346 | 0.02652
| 1080.879 | 0.01591 |  | 1004.0772 | -0.0023355 |  | 1004.0772 | -0.011703 |  | 1081.5854 | 0 |  | 1004.0772 | 0 |  | 1087.3368 | 0.00093339 |  | 1080.879 | 0.01514 |  | 1004.0772 | 0.15498 |  | 1115.2317 | 0.036164 | [6 empty] | 1304.8126 | 0.0021667 | [10 empty] | 1210.2134 | 0 |  | 1210.2063 | 0.02632
| 1081.0474 | 0.01626 |  | 1004.3202 | -0.0068376 |  | 1004.3202 | -0.01599 |  | 1081.7559 | 0 |  | 1004.3202 | 0 |  | 1087.5087 | 5.2557e-05 |  | 1081.0474 | 0.0151 |  | 1004.3202 | 0.15094 |  | 1115.3555 | 0.036266 | [6 empty] | 1304.896 | 0.0021695 | [10 empty] | 1210.2852 | 0 |  | 1210.2781 | 0.02612
| 1081.2159 | 0.01449 |  | 1004.5633 | 0.0043601 |  | 1004.5633 | 0.0067954 |  | 1081.9264 | 5.0004e-05 |  | 1004.5633 | 0 |  | 1087.6807 | 0.00107 |  | 1081.2159 | 0.01511 |  | 1004.5633 | 0.14696 |  | 1115.4791 | 0.035837 | [6 empty] | 1304.9795 | 0.0021727 | [10 empty] | 1210.3569 | 0 |  | 1210.3499 | 0.02593
| 1081.3843 | 0.0163 |  | 1004.8063 | -0.0081075 |  | 1004.8063 | 0.010716 |  | 1082.097 | 0 |  | 1004.8063 | 0 |  | 1087.8527 | 0.00017051 |  | 1081.3843 | 0.01477 |  | 1004.8063 | 0.14314 |  | 1115.6029 | 0.03535 | [6 empty] | 1305.0629 | 0.0021762 | [10 empty] | 1210.4287 | 0 |  | 1210.4216 | 0.02576
| 1081.5528 | 0.01403 |  | 1005.0494 | 0.0068819 |  | 1005.0494 | 0.00051828 |  | 1082.2675 | 3.0002e-05 |  | 1005.0494 | 0 |  | 1088.0247 | 0.00116 |  | 1081.5528 | 0.0152 |  | 1005.0494 | 0.13941 |  | 1115.7268 | 0.035093 | [6 empty] | 1305.1462 | 0.0021801 | [10 empty] | 1210.5005 | 0 |  | 1210.4934 | 0.02562
| 1081.7212 | 0.01628 |  | 1005.2925 | -0.0090068 |  | 1005.2925 | -0.019024 |  | 1082.438 | 0 |  | 1005.2925 | 0 |  | 1088.1967 | 7.5827e-05 |  | 1081.7212 | 0.01478 |  | 1005.2925 | 0.13576 |  | 1115.8507 | 0.034755 | [6 empty] | 1305.2297 | 0.0021844 | [10 empty] | 1210.5723 | 0 |  | 1210.5652 | 0.02552
| 1081.8897 | 0.01447 |  | 1005.5356 | 0.0075437 |  | 1005.5356 | 0.010101 |  | 1082.6085 | 5.0004e-05 |  | 1005.5356 | 0 |  | 1088.3686 | 0.00122 |  | 1081.8897 | 0.01514 |  | 1005.5356 | 0.1322 |  | 1115.9746 | 0.034495 | [6 empty] | 1305.3131 | 0.002189 | [10 empty] | 1210.644 | 0 |  | 1210.637 | 0.02545
| 1082.0581 | 0.01616 |  | 1005.7786 | -0.009374 |  | 1005.7786 | -0.012439 |  | 1082.779 | 0 |  | 1005.7786 | 0 |  | 1088.5406 | 0.00036971 |  | 1082.0581 | 0.01471 |  | 1005.7786 | 0.12873 |  | 1116.0985 | 0.034306 | [6 empty] | 1305.3966 | 0.0021939 | [10 empty] | 1210.7158 | 0 |  | 1210.7089 | 0.02544
| 1082.2265 | 0.01384 |  | 1006.0217 | 0.010345 |  | 1006.0217 | 0.015351 |  | 1082.9495 | 1.0001e-05 |  | 1006.0217 | 0 |  | 1088.7126 | 0.00137 |  | 1082.2265 | 0.01514 |  | 1006.0217 | 0.12535 |  | 1116.2225 | 0.033759 | [6 empty] | 1305.4801 | 0.0021991 | [10 empty] | 1210.7877 | 0 |  | 1210.7806 | 0.02548
| 1082.395 | 0.01586 |  | 1006.2648 | -0.008811 |  | 1006.2648 | 6.4433e-05 |  | 1083.12 | 0 |  | 1006.2648 | 0 |  | 1088.8846 | 0.00050451 |  | 1082.395 | 0.01469 |  | 1006.2648 | 0.12204 |  | 1116.3466 | 0.033614 | [6 empty] | 1305.5636 | 0.0022045 | [10 empty] | 1210.8595 | 0 |  | 1210.8524 | 0.02555
| 1082.5634 | 0.01414 |  | 1006.5079 | 0.005689 |  | 1006.5079 | 0.0044681 |  | 1083.2905 | 3.0002e-05 |  | 1006.5079 | 0 |  | 1089.0566 | 0.00201 |  | 1082.5634 | 0.01515 |  | 1006.5079 | 0.11885 |  | 1116.4706 | 0.033623 | [6 empty] | 1305.6471 | 0.0022103 | [10 empty] | 1210.9313 | 0 |  | 1210.9243 | 0.02566
| 1082.7319 | 0.01601 |  | 1006.751 | -0.0057621 |  | 1006.751 | 0.01193 |  | 1083.461 | 0 |  | 1006.751 | 0 |  | 1089.2285 | 0.00092537 |  | 1082.7319 | 0.0147 |  | 1006.751 | 0.11573 |  | 1116.5946 | 0.032486 | [6 empty] | 1305.7306 | 0.0022163 | [10 empty] | 1211.0032 | 0 |  | 1210.9961 | 0.02577
| 1082.9003 | 0.01357 |  | 1006.9941 | 0.0034824 |  | 1006.9941 | 0.011835 |  | 1083.6316 | 5.0004e-05 |  | 1006.9941 | 0 |  | 1089.4005 | 0.00192 |  | 1082.9003 | 0.01514 |  | 1006.9941 | 0.11272 |  | 1116.7189 | 0.031465 | [6 empty] | 1305.8141 | 0.0022225 | [10 empty] | 1211.0749 | 0 |  | 1211.068 | 0.02587
| 1083.0687 | 0.01594 |  | 1007.2372 | -0.012816 |  | 1007.2372 | -0.016559 |  | 1083.8021 | 0 |  | 1007.2372 | 0 |  | 1089.5725 | 0.00072256 |  | 1083.0687 | 0.01476 |  | 1007.2372 | 0.10981 |  | 1116.8428 | 0.031138 | [6 empty] | 1305.8976 | 0.0022289 | [10 empty] | 1211.1469 | 0 |  | 1211.1398 | 0.02595
| 1083.2372 | 0.01428 |  | 1007.4803 | 0.0037949 |  | 1007.4803 | -0.007637 |  | 1083.9726 | 1.0001e-05 |  | 1007.4803 | 0 |  | 1089.7445 | 0.00174 |  | 1083.2372 | 0.01516 |  | 1007.4803 | 0.107 |  | 1116.9669 | 0.03092 | [6 empty] | 1305.9811 | 0.0022355 | [10 empty] | 1211.2188 | 0 |  | 1211.2117 | 0.02601
| 1083.4056 | 0.01624 |  | 1007.7234 | -0.011179 |  | 1007.7234 | 0.0084318 |  | 1084.1431 | 0 |  | 1007.7234 | 0 |  | 1089.9165 | 0.00080348 |  | 1083.4056 | 0.0148 |  | 1007.7234 | 0.10427 |  | 1117.0911 | 0.031273 | [6 empty] | 1306.0646 | 0.0022423 | [10 empty] | 1211.2906 | 0 |  | 1211.2836 | 0.02604
| 1083.5741 | 0.01377 |  | 1007.9666 | 0.0032783 |  | 1007.9666 | 0.023425 |  | 1084.3136 | 3.0002e-05 |  | 1007.9666 | 0 |  | 1090.0885 | 0.00164 |  | 1083.5741 | 0.01516 |  | 1007.9666 | 0.10161 |  | 1117.2153 | 0.031332 | [6 empty] | 1306.1482 | 0.0022492 | [10 empty] | 1211.3624 | 0 |  | 1211.3555 | 0.02606
| 1083.7425 | 0.01624 |  | 1008.2097 | -0.010722 |  | 1008.2097 | 0.00026522 |  | 1084.4841 | 0 |  | 1008.2097 | 0 |  | 1090.2604 | 0.00050017 |  | 1083.7425 | 0.01478 |  | 1008.2097 | 0.09903 |  | 1117.3395 | 0.030505 | [6 empty] | 1306.2317 | 0.0022563 | [10 empty] | 1211.4343 | 0 |  | 1211.4274 | 0.02608
| 1083.9109 | 0.01382 |  | 1008.4528 | 0.0053942 |  | 1008.4528 | -0.0072316 |  | 1084.6547 | 1.0001e-05 |  | 1008.4528 | 0 |  | 1090.4324 | 0.00141 |  | 1083.9109 | 0.01512 |  | 1008.4528 | 0.09651 |  | 1117.4637 | 0.030048 | [6 empty] | 1306.3153 | 0.0022635 | [10 empty] | 1211.5062 | 0 |  | 1211.4993 | 0.0261
| 1084.0794 | 0.01645 |  | 1008.6959 | -0.010262 |  | 1008.6959 | -0.0079477 |  | 1084.8252 | 0 |  | 1008.6959 | 0 |  | 1090.6044 | 0.0005752 |  | 1084.0794 | 0.01471 |  | 1008.696 | 0.09405 |  | 1117.5879 | 0.029593 | [6 empty] | 1306.3989 | 0.0022707 | [10 empty] | 1211.5781 | 0 |  | 1211.5712 | 0.02612
| 1084.2478 | 0.01366 |  | 1008.9391 | 0.002714 |  | 1008.9391 | -0.0063238 |  | 1084.9957 | 6.9993e-05 |  | 1008.9391 | 0 |  | 1090.7764 | 0.00165 |  | 1084.2478 | 0.01512 |  | 1008.9391 | 0.09167 |  | 1117.7123 | 0.029327 | [6 empty] | 1306.4825 | 0.0022781 | [10 empty] | 1211.6501 | 0 |  | 1211.6431 | 0.02613
| 1084.4162 | 0.01607 |  | 1009.1822 | -0.014408 |  | 1009.1822 | 0.0074276 |  | 1085.1662 | 0 |  | 1009.1822 | 0 |  | 1090.9484 | 0.00099177 |  | 1084.4162 | 0.01475 |  | 1009.1822 | 0.08936 |  | 1117.8365 | 0.029757 | [6 empty] | 1306.566 | 0.0022854 | [10 empty] | 1211.7221 | 0 |  | 1211.715 | 0.02613
| 1084.5847 | 0.01514 |  | 1009.4254 | 0.0011828 |  | 1009.4254 | 0.016093 |  | 1085.3368 | 3.0002e-05 |  | 1009.4254 | 0 |  | 1091.1204 | 0.00195 |  | 1084.5847 | 0.01517 |  | 1009.4254 | 0.08711 |  | 1117.9609 | 0.029873 | [6 empty] | 1306.6497 | 0.0022928 | [10 empty] | 1211.7939 | 0 |  | 1211.7869 | 0.02611
| 1084.7531 | 0.01637 |  | 1009.6685 | -0.013708 |  | 1009.6685 | -0.0072443 |  | 1085.5073 | 0 |  | 1009.6685 | 0 |  | 1091.2924 | 0.00126 |  | 1084.7531 | 0.01477 |  | 1009.6685 | 0.08492 |  | 1118.0853 | 0.029198 | [6 empty] | 1306.7333 | 0.0023003 | [10 empty] | 1211.8658 | 0 |  | 1211.8589 | 0.02607
| 1084.9215 | 0.01345 |  | 1009.9117 | 0.00021669 |  | 1009.9117 | -0.002262 |  | 1085.6778 | 5.0004e-05 |  | 1009.9117 | 0 |  | 1091.4643 | 0.00214 |  | 1084.9215 | 0.01515 |  | 1009.9117 | 0.08279 |  | 1118.2097 | 0.027926 | [6 empty] | 1306.817 | 0.0023077 | [10 empty] | 1211.9379 | 0 |  | 1211.9308 | 0.02601
| 1085.09 | 0.01593 |  | 1010.1548 | -0.013307 |  | 1010.1548 | -0.0051967 |  | 1085.8484 | 0 |  | 1010.1548 | 0 |  | 1091.6363 | 0.00044995 |  | 1085.09 | 0.01473 |  | 1010.1549 | 0.08071 |  | 1118.3344 | 0.027506 | [6 empty] | 1306.9006 | 0.0023151 | [10 empty] | 1212.0098 | 0 |  | 1212.0028 | 0.02593
| 1085.2584 | 0.01373 |  | 1010.398 | 0.0064547 |  | 1010.398 | -0.0064587 |  | 1086.0189 | 1.0001e-05 |  | 1010.398 | 0 |  | 1091.8083 | 0.00137 |  | 1085.2584 | 0.01511 |  | 1010.398 | 0.07868 |  | 1118.4586 | 0.027976 | [6 empty] | 1306.9842 | 0.0023224 | [10 empty] | 1212.0818 | 0 |  | 1212.0747 | 0.02584
| 1085.4268 | 0.01617 |  | 1010.6412 | -0.011248 |  | 1010.6412 | 0.0049607 |  | 1086.1894 | 0 |  | 1010.6412 | 0 |  | 1091.9803 | 0.00038575 |  | 1085.4268 | 0.01469 |  | 1010.6412 | 0.07668 |  | 1118.5831 | 0.028151 | [6 empty] | 1307.068 | 0.0023296 | [10 empty] | 1212.1538 | 0 |  | 1212.1467 | 0.02574
| 1085.5952 | 0.01491 |  | 1010.8844 | 0.003999 |  | 1010.8844 | 0.017196 |  | 1086.36 | 3.0002e-05 |  | 1010.8844 | 0 |  | 1092.1523 | 0.00158 |  | 1085.5952 | 0.01512 |  | 1010.8844 | 0.07473 |  | 1118.7076 | 0.027484 | [6 empty] | 1307.1516 | 0.0023368 | [10 empty] | 1212.2257 | 0 |  | 1212.2186 | 0.02561
| 1085.7637 | 0.01554 |  | 1011.1275 | -0.0067321 |  | 1011.1275 | 0.013172 |  | 1086.5305 | 0 |  | 1011.1275 | 0 |  | 1092.3243 | 0.00054663 |  | 1085.7637 | 0.01468 |  | 1011.1275 | 0.0728 |  | 1118.8324 | 0.026529 | [6 empty] | 1307.2353 | 0.0023438 | [10 empty] | 1212.2977 | 0 |  | 1212.2906 | 0.02545
| 1085.9321 | 0.01477 |  | 1011.3707 | 0.0042087 |  | 1011.3707 | 0.01549 |  | 1086.701 | 5.0004e-05 |  | 1011.3707 | 0 |  | 1092.4963 | 0.00194 |  | 1085.9321 | 0.01512 |  | 1011.3707 | 0.07092 |  | 1118.9568 | 0.026539 | [6 empty] | 1307.319 | 0.0023507 | [10 empty] | 1212.3698 | 0 |  | 1212.3627 | 0.02524
| 1086.1005 | 0.01616 |  | 1011.6139 | -0.016003 |  | 1011.6139 | -0.021746 |  | 1086.8716 | 0 |  | 1011.6139 | 0 |  | 1092.6683 | 0.00057291 |  | 1086.1005 | 0.01471 |  | 1011.6139 | 0.0691 |  | 1119.0814 | 0.027058 | [6 empty] | 1307.4027 | 0.0023575 | [10 empty] | 1212.4418 | 0 |  | 1212.4347 | 0.02498
| 1086.2689 | 0.01444 |  | 1011.8571 | 0.0060143 |  | 1011.8571 | 0.0067935 |  | 1087.0421 | 6.9993e-05 |  | 1011.8571 | 0 |  | 1092.8403 | 0.00183 |  | 1086.2689 | 0.01517 |  | 1011.8571 | 0.06733 |  | 1119.2061 | 0.026854 | [6 empty] | 1307.4865 | 0.0023641 | [10 empty] | 1212.5138 | 0 |  | 1212.5067 | 0.02467
| 1086.4374 | 0.01638 |  | 1012.1003 | -0.008835 |  | 1012.1003 | -0.01877 |  | 1087.2127 | 0 |  | 1012.1003 | 0 |  | 1093.0123 | 0.00065014 |  | 1086.4374 | 0.0148 |  | 1012.1003 | 0.06563 |  | 1119.3307 | 0.026293 | [6 empty] | 1307.5702 | 0.0023705 | [10 empty] | 1212.5858 | 0 |  | 1212.5787 | 0.02431
| 1086.6058 | 0.01391 |  | 1012.3435 | 0.0058213 |  | 1012.3435 | 0.013118 |  | 1087.3832 | 5.0004e-05 |  | 1012.3435 | 0 |  | 1093.1843 | 0.00206 |  | 1086.6058 | 0.01515 |  | 1012.3435 | 0.06399 |  | 1119.4554 | 0.026315 | [6 empty] | 1307.6539 | 0.0023767 | [10 empty] | 1212.6578 | 0 |  | 1212.6508 | 0.02392
| 1086.7742 | 0.01623 |  | 1012.5867 | -0.015057 |  | 1012.5867 | -0.040322 |  | 1087.5537 | 0 |  | 1012.5867 | 0 |  | 1093.3562 | 0.00116 |  | 1086.7742 | 0.01479 |  | 1012.5867 | 0.0624 |  | 1119.5801 | 0.026261 | [6 empty] | 1307.7377 | 0.0023827 | [10 empty] | 1212.7299 | 0 |  | 1212.7228 | 0.02352
| 1086.9426 | 0.01403 |  | 1012.8299 | 0.0074856 |  | 1012.8299 | 0.018364 |  | 1087.7243 | 1.0001e-05 |  | 1012.8299 | 0 |  | 1093.5282 | 0.00185 |  | 1086.9426 | 0.01511 |  | 1012.8299 | 0.06087 |  | 1119.7048 | 0.025899 | [6 empty] | 1307.8214 | 0.0023884 | [10 empty] | 1212.8019 | 0 |  | 1212.7949 | 0.02312
| 1087.111 | 0.01614 |  | 1013.0731 | -0.0095247 |  | 1013.0731 | -0.0013865 |  | 1087.8948 | 0 |  | 1013.0731 | 0 |  | 1093.7002 | 0.00055426 |  | 1087.111 | 0.01477 |  | 1013.0731 | 0.05937 |  | 1119.8296 | 0.025478 | [6 empty] | 1307.9053 | 0.0023939 | [10 empty] | 1212.874 | 0 |  | 1212.8669 | 0.02278
| 1087.2794 | 0.01456 |  | 1013.3164 | 0.00025102 |  | 1013.3164 | 0.0069264 |  | 1088.0654 | 3.0002e-05 |  | 1013.3164 | 0 |  | 1093.8722 | 0.00115 |  | 1087.2794 | 0.01514 |  | 1013.3164 | 0.05792 |  | 1119.9545 | 0.024587 | [6 empty] | 1307.989 | 0.0023991 | [10 empty] | 1212.946 | 0 |  | 1212.939 | 0.02251
| 1087.4479 | 0.0163 |  | 1013.5596 | -0.020516 |  | 1013.5596 | -0.0097654 |  | 1088.2359 | 0 |  | 1013.5596 | 0 |  | 1094.0442 | 0.00022768 |  | 1087.4479 | 0.0147 |  | 1013.5596 | 0.0565 |  | 1120.0792 | 0.024603 | [6 empty] | 1308.0728 | 0.0024041 | [10 empty] | 1213.0182 | 0 |  | 1213.0111 | 0.02235
| 1087.6163 | 0.01442 |  | 1013.8028 | 0.010001 |  | 1013.8028 | -0.0041434 |  | 1088.4065 | 6.9993e-05 |  | 1013.8028 | 0 |  | 1094.2162 | 0.00112 |  | 1087.6163 | 0.01507 |  | 1013.8028 | 0.05512 |  | 1120.2041 | 0.02451 | [6 empty] | 1308.1566 | 0.0024088 | [10 empty] | 1213.0902 | 0 |  | 1213.0831 | 0.02233
| 1087.7847 | 0.01628 |  | 1014.046 | -0.011707 |  | 1014.046 | -0.0046595 |  | 1088.577 | 0 |  | 1014.046 | 0 |  | 1094.3882 | 0.0005009 |  | 1087.7847 | 0.01451 |  | 1014.046 | 0.05377 |  | 1120.329 | 0.022793 | [6 empty] | 1308.2405 | 0.0024132 | [10 empty] | 1213.1624 | 0 |  | 1213.1553 | 0.02246
| 1087.9531 | 0.0143 |  | 1014.2893 | 0.0028819 |  | 1014.2893 | 0.0067428 |  | 1088.7476 | 3.0002e-05 |  | 1014.2893 | 0 |  | 1094.5602 | 0.00111 |  | 1087.9531 | 0.01497 |  | 1014.2893 | 0.05247 |  | 1120.454 | 0.021936 | [6 empty] | 1308.3242 | 0.0024172 | [10 empty] | 1213.2344 | 0 |  | 1213.2274 | 0.02275
| 1088.1215 | 0.0163 |  | 1014.5325 | -0.018278 |  | 1014.5325 | -0.023448 |  | 1088.9181 | 0 |  | 1014.5325 | 0 |  | 1094.7322 | 0.00058314 |  | 1088.1215 | 0.01429 |  | 1014.5325 | 0.0512 |  | 1120.5789 | 0.022801 | [6 empty] | 1308.4081 | 0.002421 | [10 empty] | 1213.3065 | 0 |  | 1213.2994 | 0.02318
| 1088.2899 | 0.01335 |  | 1014.7758 | 0.0077922 |  | 1014.7758 | 0.024996 |  | 1089.0887 | 3.0002e-05 |  | 1014.7758 | 0 |  | 1094.9042 | 0.00195 |  | 1088.2899 | 0.01479 |  | 1014.7758 | 0.04997 |  | 1120.7039 | 0.023629 | [6 empty] | 1308.4919 | 0.0024244 | [10 empty] | 1213.3787 | 0 |  | 1213.3716 | 0.02374
| 1088.4583 | 0.01561 |  | 1015.019 | -0.014951 |  | 1015.019 | -0.014956 |  | 1089.2592 | 0 |  | 1015.019 | 0 |  | 1095.0762 | 0.00031875 |  | 1088.4583 | 0.01418 |  | 1015.019 | 0.04874 |  | 1120.8289 | 0.02344 | [6 empty] | 1308.5758 | 0.0024274 | [10 empty] | 1213.4508 | 0 |  | 1213.4437 | 0.02436
| 1088.6267 | 0.01398 |  | 1015.2623 | 0.0020262 |  | 1015.2623 | -0.0057912 |  | 1089.4298 | 3.0002e-05 |  | 1015.2623 | 0 |  | 1095.2482 | 0.00147 |  | 1088.6267 | 0.01482 |  | 1015.2623 | 0.04747 |  | 1120.9539 | 0.022834 | [6 empty] | 1308.6597 | 0.0024302 | [10 empty] | 1213.523 | 0 |  | 1213.5159 | 0.025
| 1088.7952 | 0.01596 |  | 1015.5055 | -0.013673 |  | 1015.5055 | -0.012772 |  | 1089.6003 | 0 |  | 1015.5055 | 0 |  | 1095.4202 | 0.00071514 |  | 1088.7952 | 0.01426 |  | 1015.5055 | 0.04613 |  | 1121.079 | 0.022681 | [6 empty] | 1308.7435 | 0.0024326 | [10 empty] | 1213.5951 | 0 |  | 1213.588 | 0.0256
| 1088.9636 | 0.01336 |  | 1015.7488 | 0.018257 |  | 1015.7488 | 0.029798 |  | 1089.7709 | 3.0002e-05 |  | 1015.7488 | 0 |  | 1095.5922 | 0.00172 |  | 1088.9636 | 0.01487 |  | 1015.7488 | 0.04469 |  | 1121.204 | 0.022507 | [6 empty] | 1308.8275 | 0.0024346 | [10 empty] | 1213.6672 | 0 |  | 1213.6602 | 0.0261
| 1089.132 | 0.01608 |  | 1015.9921 | -0.017547 |  | 1015.9921 | -0.034419 |  | 1089.9415 | 0 |  | 1015.9921 | 0 |  | 1095.7642 | 0.00037793 |  | 1089.132 | 0.01439 |  | 1015.9921 | 0.04312 |  | 1121.3291 | 0.022291 | [6 empty] | 1308.9114 | 0.0024363 | [10 empty] | 1213.7394 | 0 |  | 1213.7323 | 0.02645
| 1089.3004 | 0.01445 |  | 1016.2353 | 0.004102 |  | 1016.2353 | 0.027412 |  | 1090.112 | 3.0002e-05 |  | 1016.2353 | 0 |  | 1095.9362 | 0.0018 |  | 1089.3004 | 0.01501 |  | 1016.2354 | 0.04143 |  | 1121.4542 | 0.022022 | [6 empty] | 1308.9952 | 0.0024376 | [10 empty] | 1213.8115 | 0 |  | 1213.8046 | 0.02664
| 1089.4688 | 0.01635 |  | 1016.4786 | -0.0065818 |  | 1016.4786 | -0.014411 |  | 1090.2826 | 0 |  | 1016.4786 | 0 |  | 1096.1082 | 0.00060682 |  | 1089.4688 | 0.01451 |  | 1016.4786 | 0.03963 |  | 1121.5793 | 0.021698 | [6 empty] | 1309.0792 | 0.0024386 | [10 empty] | 1213.8838 | 0 |  | 1213.8767 | 0.02667
| 1089.6372 | 0.01347 |  | 1016.7219 | 0.010811 |  | 1016.7219 | 0.016147 |  | 1090.4531 | 3.0002e-05 |  | 1016.7219 | 0 |  | 1096.2802 | 0.00187 |  | 1089.6372 | 0.01505 |  | 1016.7219 | 0.03774 |  | 1121.7045 | 0.021893 | [6 empty] | 1309.1631 | 0.0024391 | [10 empty] | 1213.9559 | 0 |  | 1213.9488 | 0.02657
| 1089.8056 | 0.01603 |  | 1016.9652 | -0.010225 |  | 1016.9652 | -0.0054278 |  | 1090.6237 | 0 |  | 1016.9652 | 0 |  | 1096.4522 | 0.00056308 |  | 1089.8056 | 0.0146 |  | 1016.9652 | 0.03575 |  | 1121.8297 | 0.021528 | [6 empty] | 1309.2471 | 0.0024394 | [10 empty] | 1214.0282 | 0 |  | 1214.0211 | 0.02636
| 1089.974 | 0.01419 |  | 1017.2085 | 0.0082156 |  | 1017.2085 | 0.0059896 |  | 1090.7942 | 3.0002e-05 |  | 1017.2085 | 0 |  | 1096.6242 | 0.00199 |  | 1089.974 | 0.01513 |  | 1017.2085 | 0.03368 |  | 1121.955 | 0.020347 | [6 empty] | 1309.3311 | 0.0024393 | [10 empty] | 1214.1003 | 0 |  | 1214.0933 | 0.0261
| 1090.1424 | 0.01621 |  | 1017.4518 | -0.012749 |  | 1017.4518 | -0.035045 |  | 1090.9648 | 0 |  | 1017.4518 | 0 |  | 1096.7962 | 0.00077432 |  | 1090.1424 | 0.0147 |  | 1017.4518 | 0.03152 |  | 1122.0802 | 0.019811 | [6 empty] | 1309.415 | 0.0024388 | [10 empty] | 1214.1726 | 0 |  | 1214.1655 | 0.02583
| 1090.3108 | 0.01428 |  | 1017.6951 | 0.0080389 |  | 1017.6951 | 0.0023129 |  | 1091.1354 | 3.0002e-05 |  | 1017.6951 | 0 |  | 1096.9682 | 0.0015 |  | 1090.3108 | 0.01516 |  | 1017.6951 | 0.02927 |  | 1122.2056 | 0.020331 | [6 empty] | 1309.499 | 0.002438 | [10 empty] | 1214.2448 | 0 |  | 1214.2378 | 0.02559
| 1090.4792 | 0.01642 |  | 1017.9384 | -0.010294 |  | 1017.9384 | -0.010052 |  | 1091.3059 | 0 |  | 1017.9384 | 0 |  | 1097.1402 | 0.00031213 |  | 1090.4792 | 0.01476 |  | 1017.9384 | 0.02694 |  | 1122.3309 | 0.020572 | [6 empty] | 1309.583 | 0.0024368 | [10 empty] | 1214.317 | 0 |  | 1214.3099 | 0.02538
| 1090.6476 | 0.01454 |  | 1018.1817 | 0.0037251 |  | 1018.1817 | 0.016932 |  | 1091.4765 | 3.0002e-05 |  | 1018.1817 | 0 |  | 1097.3122 | 0.00081123 |  | 1090.6476 | 0.01517 |  | 1018.1817 | 0.02453 |  | 1122.4564 | 0.020515 | [6 empty] | 1309.667 | 0.0024352 | [10 empty] | 1214.3893 | 0 |  | 1214.3822 | 0.02523
| 1090.816 | 0.01617 |  | 1018.425 | -0.014789 |  | 1018.425 | -0.0039885 |  | 1091.6471 | 0 |  | 1018.425 | 0 |  | 1097.4842 | 0.0007021 |  | 1090.816 | 0.01478 |  | 1018.425 | 0.02204 |  | 1122.5817 | 0.020547 | [6 empty] | 1309.751 | 0.0024333 | [10 empty] | 1214.4615 | 0 |  | 1214.4545 | 0.02513
| 1090.9844 | 0.01437 |  | 1018.6683 | 0.012423 |  | 1018.6683 | 0.028839 |  | 1091.8176 | 1.0001e-05 |  | 1018.6683 | 0 |  | 1097.6562 | 0.00014403 |  | 1090.9844 | 0.01516 |  | 1018.6683 | 0.01954 |  | 1122.707 | 0.019986 | [6 empty] | 1309.8351 | 0.0024312 | [10 empty] | 1214.5338 | 0 |  | 1214.5267 | 0.02508
| 1091.1528 | 0.01626 |  | 1018.9116 | -0.013049 |  | 1018.9116 | 0.011214 |  | 1091.9882 | 0 |  | 1018.9116 | 0 |  | 1097.8282 | 0.00117 |  | 1091.1528 | 0.0148 |  | 1018.9116 | 0.01708 |  | 1122.8325 | 0.019321 | [6 empty] | 1309.9191 | 0.0024286 | [10 empty] | 1214.6061 | 0 |  | 1214.599 | 0.02509
| 1091.3212 | 0.01507 |  | 1019.155 | 0.0080293 |  | 1019.155 | 0.0045407 |  | 1092.1588 | 1.0001e-05 |  | 1019.155 | 0 |  | 1098.0002 | 0.00101 |  | 1091.3212 | 0.01515 |  | 1019.155 | 0.01472 |  | 1122.958 | 0.019491 | [6 empty] | 1310.0031 | 0.0024257 | [10 empty] | 1214.6783 | 0 |  | 1214.6713 | 0.02515
| 1091.4896 | 0.01619 |  | 1019.3983 | -0.0058876 |  | 1019.3983 | 0.0060701 |  | 1092.3294 | 0 |  | 1019.3983 | 0 |  | 1098.1722 | 0.00029947 |  | 1091.4896 | 0.01477 |  | 1019.3983 | 0.01251 |  | 1123.0835 | 0.019716 | [6 empty] | 1310.0872 | 0.0024226 | [10 empty] | 1214.7506 | 0 |  | 1214.7435 | 0.02529
| 1091.6579 | 0.0141 |  | 1019.6416 | 0.0045716 |  | 1019.6416 | 0.01691 |  | 1092.4999 | 5.0004e-05 |  | 1019.6416 | 0 |  | 1098.3442 | 0.00114 |  | 1091.6579 | 0.01512 |  | 1019.6416 | 0.0105 |  | 1123.209 | 0.019407 | [6 empty] | 1310.1713 | 0.0024192 | [10 empty] | 1214.8229 | 0 |  | 1214.8158 | 0.0255
| 1091.8263 | 0.0164 |  | 1019.885 | -0.011403 |  | 1019.885 | -0.02195 |  | 1092.6705 | 0 |  | 1019.885 | 0 |  | 1098.5162 | 9.872e-05 |  | 1091.8263 | 0.0148 |  | 1019.885 | 0.0087 |  | 1123.3346 | 0.018762 | [6 empty] | 1310.2552 | 0.0024154 | [10 empty] | 1214.8953 | 0 |  | 1214.8882 | 0.0258
| 1091.9947 | 0.01435 |  | 1020.1283 | 0.0056467 |  | 1020.1283 | 0.015844 |  | 1092.8411 | 3.0002e-05 |  | 1020.1283 | 0 |  | 1098.6882 | 0.001 |  | 1091.9947 | 0.01514 |  | 1020.1283 | 0.00708 |  | 1123.4603 | 0.018454 | [6 empty] | 1310.3394 | 0.0024114 | [10 empty] | 1214.9675 | 0 |  | 1214.9605 | 0.02619
| 1092.1631 | 0.01633 |  | 1020.3717 | -0.0073833 |  | 1020.3717 | -0.038126 |  | 1093.0117 | 0 |  | 1020.3717 | 0 |  | 1098.8602 | 4.9948e-05 |  | 1092.1631 | 0.01479 |  | 1020.3717 | 0.00565 |  | 1123.5859 | 0.018604 | [6 empty] | 1310.4235 | 0.0024071 | [10 empty] | 1215.0398 | 0 |  | 1215.0327 | 0.02667
| 1092.3315 | 0.0137 |  | 1020.615 | 0.002972 |  | 1020.615 | 0.0039983 |  | 1093.1822 | 5.0004e-05 |  | 1020.615 | 0 |  | 1099.0322 | 0.00051878 |  | 1092.3315 | 0.01514 |  | 1020.615 | 0.00439 |  | 1123.7114 | 0.018362 | [6 empty] | 1310.5076 | 0.0024025 | [10 empty] | 1215.1122 | 0 |  | 1215.1051 | 0.02721
| 1092.4999 | 0.01605 |  | 1020.8584 | -0.0070819 |  | 1020.8584 | -0.033665 |  | 1093.3528 | 0 |  | 1020.8584 | 0 |  | 1099.2042 | 0.00053016 |  | 1092.4999 | 0.01478 |  | 1020.8584 | 0.0033 |  | 1123.837 | 0.018062 | [6 empty] | 1310.5917 | 0.0023978 | [10 empty] | 1215.1844 | 0 |  | 1215.1775 | 0.02778
| 1092.6683 | 0.01468 |  | 1021.1017 | 0.015881 |  | 1021.1017 | 0.013658 |  | 1093.5234 | 5.0004e-05 |  | 1021.1017 | 0 |  | 1099.3762 | 0.00151 |  | 1092.6683 | 0.01514 |  | 1021.1017 | 0.00238 |  | 1123.9628 | 0.018388 | [6 empty] | 1310.6759 | 0.0023928 | [10 empty] | 1215.2568 | 0 |  | 1215.2498 | 0.02834
| 1092.8366 | 0.01617 |  | 1021.3451 | -0.0053317 |  | 1021.3451 | 0.0054059 |  | 1093.694 | 0 |  | 1021.3451 | 0 |  | 1099.5482 | 0.00035027 |  | 1092.8366 | 0.0148 |  | 1021.3451 | 0.00162 |  | 1124.0885 | 0.018663 | [6 empty] | 1310.76 | 0.0023875 | [10 empty] | 1215.3292 | 0 |  | 1215.3221 | 0.02883
| 1093.005 | 0.01481 |  | 1021.5885 | 0.0086748 |  | 1021.5885 | 0.0064784 |  | 1093.8646 | 5.0004e-05 |  | 1021.5885 | 0 |  | 1099.7202 | 0.00123 |  | 1093.005 | 0.01519 |  | 1021.5885 | 0.00103 |  | 1124.2142 | 0.018323 | [6 empty] | 1310.8441 | 0.0023821 | [10 empty] | 1215.4016 | 0 |  | 1215.3945 | 0.02918
| 1093.1734 | 0.01617 |  | 1021.8318 | 0 |  | 1021.8318 | 0.017769 |  | 1094.0351 | 0 |  | 1021.8318 | 0 |  | 1099.8922 | 0.00022888 |  | 1093.1734 | 0.0148 |  | 1021.8319 | 0.0005844 |  | 1124.3401 | 0.017773 | [6 empty] | 1310.9283 | 0.0023765 | [10 empty] | 1215.4739 | 0 |  | 1215.4669 | 0.02937
| 1093.3418 | 0.01484 |  | 1022.0752 | 0 |  | 1022.0752 | 0.00017141 |  | 1094.2057 | 3.0002e-05 |  | 1022.0752 | 0 |  | 1100.0642 | 0.00177 |  | 1093.3418 | 0.01514 |  | 1022.0752 | 0.00029373 |  | 1124.4658 | 0.017443 | [6 empty] | 1311.0124 | 0.0023707 | [10 empty] | 1215.5463 | 0 |  | 1215.5393 | 0.02936
| 1093.5102 | 0.01607 |  | 1022.3186 | 0 |  | 1022.3186 | -0.026516 |  | 1094.3763 | 0 |  | 1022.3186 | 0 |  | 1100.2362 | 0.00049689 |  | 1093.5102 | 0.01478 |  | 1022.3186 | 0.0001204 |  | 1124.5917 | 0.017552 | [6 empty] | 1311.0967 | 0.0023648 | [10 empty] | 1215.6186 | 0 |  | 1215.6117 | 0.02917
| 1093.6785 | 0.01419 |  | 1022.562 | 0 |  | 1022.562 | -0.015224 |  | 1094.5469 | 6.9993e-05 |  | 1022.562 | 0 |  | 1100.4082 | 0.0016 |  | 1093.6785 | 0.01515 |  | 1022.562 | 3.2267e-05 |  | 1124.7175 | 0.018192 | [6 empty] | 1311.1809 | 0.0023587 | [10 empty] | 1215.691 | 0 |  | 1215.6841 | 0.02883
| 1093.8469 | 0.01617 |  | 1022.8054 | 0 |  | 1022.8054 | 0.00098689 |  | 1094.7175 | 0 |  | 1022.8054 | 0 |  | 1100.5802 | 0.00049428 |  | 1093.8469 | 0.01476 |  | 1022.8054 | 0 |  | 1124.8436 | 0.018677 | [6 empty] | 1311.265 | 0.0023524 | [10 empty] | 1215.7635 | 0 |  | 1215.7565 | 0.0284
| 1094.0153 | 0.01403 |  | 1023.0488 | 0 |  | 1023.0488 | -0.0075831 |  | 1094.8881 | 5.0004e-05 |  | 1023.0488 | 0 |  | 1100.7522 | 0.00151 |  | 1094.0153 | 0.01513 |  | 1023.0488 | 0 |  | 1124.9694 | 0.018562 | [6 empty] | 1311.3492 | 0.0023461 | [10 empty] | 1215.8359 | 0 |  | 1215.8289 | 0.02793
| 1094.1837 | 0.01621 |  | 1023.2922 | 0 |  | 1023.2922 | -0.018714 |  | 1095.0587 | 0 |  | 1023.2922 | 0 |  | 1100.9242 | 0.0007184 |  | 1094.1837 | 0.01473 |  | 1023.2922 | 0 |  | 1125.0953 | 0.017797 | [6 empty] | 1311.4335 | 0.0023396 | [10 empty] | 1215.9083 | 0 |  | 1215.9012 | 0.02747
| 1094.352 | 0.014 |  | 1023.5356 | 0 |  | 1023.5356 | 0.016562 |  | 1095.2293 | 1.0001e-05 |  | 1023.5356 | 0 |  | 1101.0962 | 0.00113 |  | 1094.352 | 0.01513 |  | 1023.5356 | 0 |  | 1125.2213 | 0.016419 | [6 empty] | 1311.5177 | 0.0023331 | [10 empty] | 1215.9808 | 0 |  | 1215.9738 | 0.02705
| 1094.5204 | 0.01637 |  | 1023.779 | 0 |  | 1023.779 | 0 |  | 1095.3999 | 0 |  | 1023.779 | 0 |  |  |  |  | 1094.5204 | 0.01475 |  | 1023.779 | 0 |  | 1125.3473 | 0.015317 | [6 empty] | 1311.602 | 0.0023265 | [10 empty] | 1216.0532 | 0 |  | 1216.0461 | 0.02669
| 1094.6888 | 0.01416 |  | 1024.0224 | 0 |  | 1024.0224 | 0 |  | 1095.5704 | 5.0004e-05 |  | 1024.0224 | 0 |  |  |  |  | 1094.6888 | 0.01516 |  | 1024.0224 | 0 |  | 1125.4734 | 0.015131 | [6 empty] | 1311.6863 | 0.0023198 | [10 empty] | 1216.1256 | 0 |  | 1216.1186 | 0.02636
| 1094.8572 | 0.01624 |  | 1024.2658 | 0 |  | 1024.2658 | 0 |  | 1095.741 | 0 |  | 1024.2658 | 0 |  |  |  |  | 1094.8572 | 0.01473 |  | 1024.2658 | 0 |  | 1125.5992 | 0.015633 | [6 empty] | 1311.7705 | 0.0023131 | [10 empty] | 1216.1981 | 0 |  | 1216.191 | 0.02604
| 1095.0255 | 0.01372 |  | 1024.5093 | 0 |  | 1024.5093 | 0 |  | 1095.9116 | 5.0004e-05 |  | 1024.5093 | 0 |  |  |  |  | 1095.0255 | 0.01513 |  | 1024.5093 | 0 |  | 1125.7253 | 0.015822 | [6 empty] | 1311.8549 | 0.0023064 | [10 empty] | 1216.2706 | 0 |  | 1216.2635 | 0.02571
| 1095.1939 | 0.01624 |  | 1024.7527 | 0 |  | 1024.7527 | 0 |  | 1096.0822 | 0 |  | 1024.7527 | 0 |  |  |  |  | 1095.1939 | 0.01466 |  | 1024.7527 | 0 |  | 1125.8517 | 0.01591 | [6 empty] | 1311.9391 | 0.0022996 | [10 empty] | 1216.343 | 0 |  | 1216.3359 | 0.02535
| 1095.3623 | 0.0138 |  | 1024.9961 | 0 |  | 1024.9961 | 0 |  | 1096.2528 | 6.9993e-05 |  | 1024.9961 | 0 |  |  |  |  | 1095.3623 | 0.01511 |  | 1024.9961 | 0 |  | 1125.9777 | 0.016151 | [6 empty] | 1312.0234 | 0.0022929 | [10 empty] | 1216.4155 | 0 |  | 1216.4084 | 0.02496
| 1095.5306 | 0.01645 |  | 1025.2395 | 0 |  | 1025.2395 | 0 |  | 1096.4234 | 0 |  | 1025.2395 | 0 |  |  |  |  | 1095.5306 | 0.01471 |  | 1025.2395 | 0 |  | 1126.1039 | 0.016387 | [6 empty] | 1312.1077 | 0.0022861 | [10 empty] | 1216.488 | 0 |  | 1216.481 | 0.02456
| 1095.699 | 0.01445 |  | 1025.483 | 0 |  | 1025.483 | 0 |  | 1096.594 | 5.0004e-05 |  | 1025.483 | 0 |  |  |  |  | 1095.699 | 0.01519 |  | 1025.483 | 0 |  | 1126.23 | 0.016313 | [6 empty] | 1312.192 | 0.0022794 | [10 empty] | 1216.5605 | 0 |  | 1216.5535 | 0.02417
| 1095.8673 | 0.01617 |  | 1025.7264 | 0 |  | 1025.7264 | 0 |  | 1096.7646 | 0 |  | 1025.7264 | 0 |  |  |  |  | 1095.8673 | 0.01307 |  | 1025.7264 | 0 |  | 1126.3563 | 0.015616 | [6 empty] | 1312.2764 | 0.0022727 | [10 empty] | 1216.6331 | 0 |  | 1216.626 | 0.02383
| 1096.0357 | 0.00971 |  | 1025.9699 | 0 |  | 1025.9699 | 0 |  | 1096.9352 | 3.0002e-05 |  | 1025.9699 | 0 |  |  |  |  | 1096.0357 | 0.00836 |  | 1025.9699 | 0 |  | 1126.4825 | 0.014772 | [6 empty] | 1312.3607 | 0.002266 | [10 empty] | 1216.7056 | 0 |  | 1216.6985 | 0.02357
| 1096.2041 | 0.00045705 |  | 1026.2133 | 0 |  | 1026.2133 | 0 |  | 1097.1058 | 0 |  | 1026.2133 | 0 |  |  |  |  | 1096.2041 | 0.00327 |  | 1026.2133 | 0 |  | 1126.609 | 0.014504 | [6 empty] | 1312.4451 | 0.0022594 | [10 empty] | 1216.7781 | 0 |  | 1216.771 | 0.02341
| 1096.3724 | 0 |  | 1026.4568 | 0 |  | 1026.4568 | 0 |  | 1097.2764 | 6.9993e-05 |  | 1026.4568 | 0 |  |  |  |  | 1096.3724 | 0.00022355 |  | 1026.4568 | 0 |  | 1126.7351 | 0.01485 | [6 empty] | 1312.5294 | 0.0022529 | [10 empty] | 1216.8506 | 0 |  | 1216.8435 | 0.02335
| 1096.5408 | 0 |  | 1026.7002 | 0 |  | 1026.7002 | 0 |  | 1097.447 | 0 |  | 1026.7002 | 0 |  |  |  |  | 1096.5408 | 0.0002081 |  | 1026.7002 | 0 |  | 1126.8615 | 0.015305 | [6 empty] | 1312.6139 | 0.0022465 | [10 empty] | 1216.9232 | 0 |  | 1216.9161 | 0.02339
| 1096.7091 | 5.2751e-05 |  | 1026.9437 | 0 |  | 1026.9437 | 0 |  | 1097.6176 | 6.9993e-05 |  | 1026.9437 | 0 |  |  |  |  | 1096.7091 | 0.00018544 |  | 1026.9437 | 0 |  | 1126.9879 | 0.015105 | [6 empty] | 1312.6982 | 0.0022401 | [10 empty] | 1216.9957 | 0 |  | 1216.9887 | 0.0235
| 1096.8775 | 0 |  | 1027.1872 | 0 |  | 1027.1872 | 0 |  | 1097.7882 | 0 |  | 1027.1872 | 0 |  |  |  |  | 1096.8775 | 0.00024441 |  | 1027.1872 | 0 |  | 1127.1143 | 0.014309 | [6 empty] | 1312.7826 | 0.0022339 | [10 empty] | 1217.0682 | 0 |  | 1217.0612 | 0.02365
| 1097.0459 | 0.00068578 |  | 1027.4306 | 0 |  | 1027.4306 | 0 |  | 1097.9588 | 6.9993e-05 |  | 1027.4306 | 0 |  |  |  |  | 1097.0459 | 0.0002648 |  | 1027.4306 | 0 |  | 1127.2407 | 0.01362 | [6 empty] | 1312.8671 | 0.0022278 | [10 empty] | 1217.1409 | 0 |  | 1217.1338 | 0.0238
[25 empty] | 1127.3672 | 0.013151 | [6 empty] | 1312.9514 | 0.0022217 | [10 empty] | 1217.2134 | 0 |  | 1217.2063 | 0.02391
[25 empty] | 1127.4937 | 0.013271 | [6 empty] | 1313.0359 | 0.0022158 | [10 empty] | 1217.286 | 0 |  | 1217.2789 | 0.02394
[25 empty] | 1127.6201 | 0.013691 | [6 empty] | 1313.1204 | 0.0022101 | [10 empty] | 1217.3586 | 0 |  | 1217.3516 | 0.02388
[25 empty] | 1127.7467 | 0.013751 | [6 empty] | 1313.2048 | 0.0022045 | [10 empty] | 1217.4313 | 0 |  | 1217.4242 | 0.02373
[25 empty] | 1127.8733 | 0.013544 | [6 empty] | 1313.2893 | 0.002199 | [10 empty] | 1217.5038 | 0 |  | 1217.4967 | 0.02351
[25 empty] | 1127.9999 | 0.013239 | [6 empty] | 1313.3738 | 0.0021937 | [10 empty] | 1217.5764 | 0 |  | 1217.5693 | 0.02326
[25 empty] | 1128.1267 | 0.013319 | [6 empty] | 1313.4582 | 0.0021886 | [10 empty] | 1217.649 | 0 |  | 1217.642 | 0.02302
[25 empty] | 1128.2532 | 0.013517 | [6 empty] | 1313.5427 | 0.0021836 | [10 empty] | 1217.7217 | 0 |  | 1217.7146 | 0.02283
[25 empty] | 1128.3799 | 0.013407 | [6 empty] | 1313.6272 | 0.0021788 | [10 empty] | 1217.7943 | 0 |  | 1217.7874 | 0.02272
[25 empty] | 1128.5066 | 0.013126 | [6 empty] | 1313.7118 | 0.0021742 | [10 empty] | 1217.8671 | 0 |  | 1217.86 | 0.02269
[25 empty] | 1128.6333 | 0.012672 | [6 empty] | 1313.7963 | 0.0021698 | [10 empty] | 1217.9397 | 0 |  | 1217.9326 | 0.02275
[25 empty] | 1128.7601 | 0.012033 | [6 empty] | 1313.8809 | 0.0021656 | [10 empty] | 1218.0123 | 0 |  | 1218.0052 | 0.02287
[25 empty] | 1128.887 | 0.011822 | [6 empty] | 1313.9654 | 0.0021616 | [10 empty] | 1218.0851 | 0 |  | 1218.078 | 0.02303
[25 empty] | 1129.0138 | 0.012211 | [6 empty] | 1314.0499 | 0.0021577 | [10 empty] | 1218.1577 | 0 |  | 1218.1506 | 0.02321
[25 empty] | 1129.1406 | 0.013008 | [6 empty] | 1314.1345 | 0.0021541 | [10 empty] | 1218.2305 | 0 |  | 1218.2234 | 0.02339
[25 empty] | 1129.2675 | 0.013387 | [6 empty] | 1314.2191 | 0.0021507 | [10 empty] | 1218.3031 | 0 |  | 1218.296 | 0.02353
[25 empty] | 1129.3944 | 0.012983 | [6 empty] | 1314.3037 | 0.0021475 | [10 empty] | 1218.3758 | 0 |  | 1218.3688 | 0.02363
[25 empty] | 1129.5214 | 0.012206 | [6 empty] | 1314.3883 | 0.0021445 | [10 empty] | 1218.4486 | 0 |  | 1218.4415 | 0.02369
[25 empty] | 1129.6482 | 0.011579 | [6 empty] | 1314.4729 | 0.0021417 | [10 empty] | 1218.5214 | 0 |  | 1218.5143 | 0.02369
[25 empty] | 1129.7751 | 0.011815 | [6 empty] | 1314.5576 | 0.0021391 | [10 empty] | 1218.5941 | 0 |  | 1218.587 | 0.02365
[25 empty] | 1129.9022 | 0.012242 | [6 empty] | 1314.6422 | 0.0021368 | [10 empty] | 1218.6669 | 0 |  | 1218.6598 | 0.02358
[25 empty] | 1130.0293 | 0.011664 | [6 empty] | 1314.7269 | 0.0021347 | [10 empty] | 1218.7396 | 0 |  | 1218.7325 | 0.02349
[25 empty] | 1130.1564 | 0.010947 | [6 empty] | 1314.8115 | 0.0021328 | [10 empty] | 1218.8124 | 0 |  | 1218.8053 | 0.02342
[25 empty] | 1130.2834 | 0.011292 | [6 empty] | 1314.8962 | 0.0021311 | [10 empty] | 1218.8851 | 0 |  | 1218.8781 | 0.02338
[25 empty] | 1130.4106 | 0.011352 | [6 empty] | 1314.9808 | 0.0021296 | [10 empty] | 1218.9579 | 0 |  | 1218.9508 | 0.02339
[25 empty] | 1130.5378 | 0.010815 | [6 empty] | 1315.0656 | 0.0021284 | [10 empty] | 1219.0308 | 0 |  | 1219.0237 | 0.02348
[25 empty] | 1130.665 | 0.011099 | [6 empty] | 1315.1503 | 0.0021274 | [10 empty] | 1219.1035 | 0 |  | 1219.0964 | 0.02362
[25 empty] | 1130.7922 | 0.011396 | [6 empty] | 1315.235 | 0.0021267 | [10 empty] | 1219.1763 | 0 |  | 1219.1692 | 0.02381
[25 empty] | 1130.9197 | 0.011065 | [6 empty] | 1315.3197 | 0.0021262 | [10 empty] | 1219.2492 | 0 |  | 1219.2421 | 0.02401
[25 empty] | 1131.0468 | 0.010995 | [6 empty] | 1315.4044 | 0.0021259 | [10 empty] | 1219.322 | 0 |  | 1219.3149 | 0.02419
[25 empty] | 1131.1741 | 0.010817 | [6 empty] | 1315.4893 | 0.0021259 | [10 empty] | 1219.3948 | 0 |  | 1219.3877 | 0.02433
[25 empty] | 1131.3016 | 0.01038 | [6 empty] | 1315.574 | 0.0021261 | [10 empty] | 1219.4677 | 0 |  | 1219.4606 | 0.0244
[25 empty] | 1131.4288 | 0.010268 | [6 empty] | 1315.6588 | 0.0021266 | [10 empty] | 1219.5405 | 0 |  | 1219.5334 | 0.02441
[25 empty] | 1131.5563 | 0.010646 | [6 empty] | 1315.7435 | 0.0021272 | [10 empty] | 1219.6134 | 0 |  | 1219.6063 | 0.02436
[25 empty] | 1131.6838 | 0.010686 | [6 empty] | 1315.8284 | 0.0021282 | [10 empty] | 1219.6863 | 0 |  | 1219.6792 | 0.02428
[25 empty] | 1131.8112 | 0.0098552 | [6 empty] | 1315.9131 | 0.0021293 | [10 empty] | 1219.7592 | 0 |  | 1219.7521 | 0.02419
[25 empty] | 1131.9386 | 0.0094685 | [6 empty] | 1315.9979 | 0.0021308 | [10 empty] | 1219.832 | 0 |  | 1219.8249 | 0.02412
[25 empty] | 1132.0662 | 0.009469 | [6 empty] | 1316.0828 | 0.0021325 | [10 empty] | 1219.9049 | 0 |  | 1219.8978 | 0.02408
[25 empty] | 1132.1938 | 0.0098156 | [6 empty] | 1316.1676 | 0.0021344 | [10 empty] | 1219.9778 | 0 |  | 1219.9707 | 0.0241
[25 empty] | 1132.3213 | 0.010698 | [6 empty] | 1316.2524 | 0.0021366 | [10 empty] | 1220.0508 | 0 |  | 1220.0437 | 0.02418
[25 empty] | 1132.4489 | 0.010963 | [6 empty] | 1316.3373 | 0.0021391 | [10 empty] | 1220.1237 | 0 |  | 1220.1166 | 0.02431
[25 empty] | 1132.5767 | 0.010547 | [6 empty] | 1316.4222 | 0.0021418 | [10 empty] | 1220.1967 | 0 |  | 1220.1896 | 0.02448
[25 empty] | 1132.7041 | 0.010229 | [6 empty] | 1316.5071 | 0.0021448 | [10 empty] | 1220.2695 | 0 |  | 1220.2624 | 0.02466
[25 empty] | 1132.8318 | 0.0095584 | [6 empty] | 1316.5919 | 0.002148 | [10 empty] | 1220.3425 | 0 |  | 1220.3355 | 0.02483
[25 empty] | 1132.9596 | 0.0081938 | [6 empty] | 1316.6769 | 0.0021515 | [10 empty] | 1220.4155 | 0 |  | 1220.4084 | 0.02497
[25 empty] | 1133.0873 | 0.0077283 | [6 empty] | 1316.7618 | 0.0021553 | [10 empty] | 1220.4884 | 0 |  | 1220.4813 | 0.02507
[25 empty] | 1133.2151 | 0.0087991 | [6 empty] | 1316.8467 | 0.0021594 | [10 empty] | 1220.5614 | 0 |  | 1220.5543 | 0.02513
[25 empty] | 1133.3429 | 0.0097553 | [6 empty] | 1316.9316 | 0.0021637 | [10 empty] | 1220.6344 | 0 |  | 1220.6273 | 0.02517
[25 empty] | 1133.4707 | 0.0097006 | [6 empty] | 1317.0166 | 0.0021683 | [10 empty] | 1220.7074 | 0 |  | 1220.7003 | 0.02519
[25 empty] | 1133.5988 | 0.0092689 | [6 empty] | 1317.1016 | 0.0021732 | [10 empty] | 1220.7804 | 0 |  | 1220.7733 | 0.02522
[25 empty] | 1133.7263 | 0.0095784 | [6 empty] | 1317.1865 | 0.0021784 | [10 empty] | 1220.8534 | 0 |  | 1220.8463 | 0.02525
[25 empty] | 1133.8542 | 0.0095053 | [6 empty] | 1317.2715 | 0.0021838 | [10 empty] | 1220.9264 | 0 |  | 1220.9193 | 0.02529
[25 empty] | 1133.9822 | 0.0086553 | [6 empty] | 1317.3564 | 0.0021896 | [10 empty] | 1220.9995 | 0 |  | 1220.9924 | 0.02532
[25 empty] | 1134.1102 | 0.0085539 | [6 empty] | 1317.4415 | 0.0021956 | [10 empty] | 1221.0725 | 0 |  | 1221.0654 | 0.02535
[25 empty] | 1134.2382 | 0.0085628 | [6 empty] | 1317.5265 | 0.0022019 | [10 empty] | 1221.1455 | 0 |  | 1221.1384 | 0.02536
[25 empty] | 1134.3662 | 0.008307 | [6 empty] | 1317.6116 | 0.0022085 | [10 empty] | 1221.2186 | 0 |  | 1221.2115 | 0.02534
[25 empty] | 1134.4943 | 0.0085068 | [6 empty] | 1317.6965 | 0.0022154 | [10 empty] | 1221.2918 | 0 |  | 1221.2846 | 0.02529
[25 empty] | 1134.6224 | 0.008604 | [6 empty] | 1317.7816 | 0.0022226 | [10 empty] | 1221.3647 | 0 |  | 1221.3577 | 0.0252
[25 empty] | 1134.7505 | 0.0085507 | [6 empty] | 1317.8667 | 0.0022301 | [10 empty] | 1221.4379 | 0 |  | 1221.4308 | 0.02507
[25 empty] | 1134.8787 | 0.0081566 | [6 empty] | 1317.9518 | 0.002238 | [10 empty] | 1221.511 | 0 |  | 1221.5038 | 0.02489
[25 empty] | 1135.0068 | 0.0076239 | [6 empty] | 1318.0369 | 0.002246 | [10 empty] | 1221.584 | 0 |  | 1221.5769 | 0.02467
[25 empty] | 1135.135 | 0.0077203 | [6 empty] | 1318.1219 | 0.0022544 | [10 empty] | 1221.6571 | 0 |  | 1221.65 | 0.02443
[25 empty] | 1135.2633 | 0.0078348 | [6 empty] | 1318.207 | 0.0022631 | [10 empty] | 1221.7302 | 0 |  | 1221.7231 | 0.02419
[25 empty] | 1135.3916 | 0.0077703 | [6 empty] | 1318.2921 | 0.0022721 | [10 empty] | 1221.8033 | 0 |  | 1221.7963 | 0.02398
[25 empty] | 1135.5199 | 0.0076967 | [6 empty] | 1318.3772 | 0.0022814 | [10 empty] | 1221.8766 | 0 |  | 1221.8694 | 0.0238
[25 empty] | 1135.6482 | 0.007394 | [6 empty] | 1318.4624 | 0.002291 | [10 empty] | 1221.9497 | 0 |  | 1221.9426 | 0.02368
[25 empty] | 1135.7765 | 0.007763 | [6 empty] | 1318.5475 | 0.0023009 | [10 empty] | 1222.0228 | 0 |  | 1222.0158 | 0.02361
[25 empty] | 1135.9049 | 0.0078601 | [6 empty] | 1318.6327 | 0.0023111 | [10 empty] | 1222.0959 | 0 |  | 1222.0889 | 0.02359
[25 empty] | 1136.0333 | 0.0069635 | [6 empty] | 1318.7179 | 0.0023216 | [10 empty] | 1222.1692 | 0 |  | 1222.1621 | 0.0236
[25 empty] | 1136.1617 | 0.0063727 | [6 empty] | 1318.803 | 0.0023323 | [10 empty] | 1222.2423 | 0 |  | 1222.2352 | 0.02362
[25 empty] | 1136.2903 | 0.0065582 | [6 empty] | 1318.8882 | 0.0023434 | [10 empty] | 1222.3156 | 0 |  | 1222.3085 | 0.02363
[25 empty] | 1136.4187 | 0.0067059 | [6 empty] | 1318.9734 | 0.0023547 | [10 empty] | 1222.3887 | 0 |  | 1222.3816 | 0.0236
[25 empty] | 1136.5472 | 0.0063901 | [6 empty] | 1319.0586 | 0.0023664 | [10 empty] | 1222.4619 | 0 |  | 1222.4548 | 0.02354
[25 empty] | 1136.6758 | 0.0058754 | [6 empty] | 1319.1438 | 0.0023783 | [10 empty] | 1222.5352 | 0 |  | 1222.5281 | 0.02345
[25 empty] | 1136.8044 | 0.0059639 | [6 empty] | 1319.2291 | 0.0023905 | [10 empty] | 1222.6084 | 0 |  | 1222.6013 | 0.02335
[25 empty] | 1136.933 | 0.0068006 | [6 empty] | 1319.3143 | 0.0023993 | [10 empty] | 1222.6816 | 0 |  | 1222.6746 | 0.02326
[25 empty] | 1137.0616 | 0.0068815 | [6 empty] | 1319.3995 | 0.0023916 | [10 empty] | 1222.7549 | 0 |  | 1222.7477 | 0.02322
[25 empty] | 1137.1903 | 0.006581 | [6 empty] | 1319.4849 | 0.0023841 | [10 empty] | 1222.8281 | 0 |  | 1222.821 | 0.02324
[25 empty] | 1137.3191 | 0.006887 | [6 empty] | 1319.5701 | 0.0023769 | [10 empty] | 1222.9014 | 0 |  | 1222.8943 | 0.02333
[25 empty] | 1137.4478 | 0.0069117 | [6 empty] | 1319.6554 | 0.0023699 | [10 empty] | 1222.9746 | 0 |  | 1222.9675 | 0.02347
[25 empty] | 1137.5765 | 0.0070285 | [6 empty] | 1319.7407 | 0.0023631 | [10 empty] | 1223.0478 | 0 |  | 1223.0408 | 0.02364
[25 empty] | 1137.7053 | 0.0071809 | [6 empty] | 1319.826 | 0.0023566 | [10 empty] | 1223.1212 | 0 |  | 1223.1141 | 0.02378
[25 empty] | 1137.834 | 0.0073338 | [6 empty] | 1319.9114 | 0.0023503 | [10 empty] | 1223.1945 | 0 |  | 1223.1874 | 0.02385
[25 empty] | 1137.9629 | 0.0071042 | [6 empty] | 1319.9967 | 0.0023443 | [10 empty] | 1223.2678 | 0 |  | 1223.2606 | 0.02383
[25 empty] | 1138.0918 | 0.0059493 | [6 empty] | 1320.082 | 0.0023384 | [10 empty] | 1223.3411 | 0 |  | 1223.334 | 0.02371
[25 empty] | 1138.2207 | 0.0056701 | [6 empty] | 1320.1674 | 0.0023328 | [10 empty] | 1223.4144 | 0 |  | 1223.4073 | 0.02352
[25 empty] | 1138.3496 | 0.0064168 | [6 empty] | 1320.2527 | 0.0023273 | [10 empty] | 1223.4877 | 0 |  | 1223.4806 | 0.02328
[25 empty] | 1138.4785 | 0.0067368 | [6 empty] | 1320.3381 | 0.0023221 | [10 empty] | 1223.561 | 0 |  | 1223.554 | 0.02306
[25 empty] | 1138.6075 | 0.0063475 | [6 empty] | 1320.4235 | 0.002317 | [10 empty] | 1223.6344 | 0 |  | 1223.6273 | 0.02289
[25 empty] | 1138.7366 | 0.0061394 | [6 empty] | 1320.5089 | 0.0023121 | [10 empty] | 1223.7078 | 0 |  | 1223.7007 | 0.0228
[25 empty] | 1138.8656 | 0.0061075 | [6 empty] | 1320.5942 | 0.0023073 | [10 empty] | 1223.7811 | 0 |  | 1223.774 | 0.02281
[25 empty] | 1138.9948 | 0.0062862 | [6 empty] | 1320.6797 | 0.0023027 | [10 empty] | 1223.8545 | 0 |  | 1223.8474 | 0.02289
[25 empty] | 1139.124 | 0.0062268 | [6 empty] | 1320.7651 | 0.0022983 | [10 empty] | 1223.9279 | 0 |  | 1223.9208 | 0.02301
[25 empty] | 1139.2529 | 0.006148 | [6 empty] | 1320.8506 | 0.002294 | [10 empty] | 1224.0012 | 0 |  | 1223.9941 | 0.02314
[25 empty] | 1139.3822 | 0.0063341 | [6 empty] | 1320.936 | 0.0022898 | [10 empty] | 1224.0747 | 0 |  | 1224.0676 | 0.02324
[25 empty] | 1139.5114 | 0.0058733 | [6 empty] | 1321.0215 | 0.0022857 | [10 empty] | 1224.1481 | 0 |  | 1224.141 | 0.02327
[25 empty] | 1139.6406 | 0.0053078 | [6 empty] | 1321.1069 | 0.0022817 | [10 empty] | 1224.2216 | 0 |  | 1224.2144 | 0.02322
[25 empty] | 1139.77 | 0.005519 | [6 empty] | 1321.1925 | 0.0022779 | [10 empty] | 1224.2949 | 0 |  | 1224.2878 | 0.02309
[25 empty] | 1139.8992 | 0.0056206 | [6 empty] | 1321.2779 | 0.0022741 | [10 empty] | 1224.3684 | 0 |  | 1224.3612 | 0.02291
[25 empty] | 1140.0284 | 0.0058445 | [6 empty] | 1321.3635 | 0.0022703 | [10 empty] | 1224.4418 | 0 |  | 1224.4347 | 0.0227
[25 empty] | 1140.1578 | 0.0058364 | [6 empty] | 1321.449 | 0.0022667 | [10 empty] | 1224.5153 | 0 |  | 1224.5082 | 0.02251
[25 empty] | 1140.2871 | 0.0052556 | [6 empty] | 1321.5346 | 0.0022631 | [10 empty] | 1224.5887 | 0 |  | 1224.5817 | 0.02239
[25 empty] | 1140.4167 | 0.0051628 | [6 empty] | 1321.6201 | 0.0022596 | [10 empty] | 1224.6622 | 0 |  | 1224.655 | 0.02235
[25 empty] | 1140.546 | 0.0054216 | [6 empty] | 1321.7056 | 0.002256 | [10 empty] | 1224.7357 | 0 |  | 1224.7285 | 0.02242
[25 empty] | 1140.6754 | 0.0054872 | [6 empty] | 1321.7911 | 0.0022526 | [10 empty] | 1224.8092 | 0 |  | 1224.802 | 0.0226
[25 empty] | 1140.8049 | 0.005649 | [6 empty] | 1321.8767 | 0.0022491 | [10 empty] | 1224.8827 | 0 |  | 1224.8755 | 0.02285
[25 empty] | 1140.9344 | 0.005769 | [6 empty] | 1321.9623 | 0.0022457 | [10 empty] | 1224.9562 | 0 |  | 1224.9491 | 0.02316
[25 empty] | 1141.0641 | 0.005796 | [6 empty] | 1322.048 | 0.0022423 | [10 empty] | 1225.0297 | 0 |  | 1225.0226 | 0.02349
[25 empty] | 1141.1936 | 0.0060186 | [6 empty] | 1322.1335 | 0.0022388 | [10 empty] | 1225.1031 | 0 |  | 1225.0961 | 0.02383
[25 empty] | 1141.3232 | 0.0061465 | [6 empty] | 1322.2191 | 0.0022354 | [10 empty] | 1225.1768 | 0 |  | 1225.1696 | 0.02416
[25 empty] | 1141.4529 | 0.0055594 | [6 empty] | 1322.3048 | 0.002232 | [10 empty] | 1225.2502 | 0 |  | 1225.2432 | 0.02448
[25 empty] | 1141.5825 | 0.0050046 | [6 empty] | 1322.3904 | 0.0022285 | [10 empty] | 1225.3238 | 0 |  | 1225.3166 | 0.02479
[25 empty] | 1141.7123 | 0.0050803 | [6 empty] | 1322.4761 | 0.002225 | [10 empty] | 1225.3973 | 0 |  | 1225.3903 | 0.02509
[25 empty] | 1141.8419 | 0.0050508 | [6 empty] | 1322.5618 | 0.0022215 | [10 empty] | 1225.4709 | 0 |  | 1225.4639 | 0.02539
[25 empty] | 1141.9716 | 0.0051695 | [6 empty] | 1322.6475 | 0.002218 | [10 empty] | 1225.5446 | 0 |  | 1225.5374 | 0.02568
[25 empty] | 1142.1014 | 0.0046052 | [6 empty] | 1322.7332 | 0.0022144 | [10 empty] | 1225.618 | 0 |  | 1225.611 | 0.02595
[25 empty] | 1142.2312 | 0.004095 | [6 empty] | 1322.8189 | 0.0022108 | [10 empty] | 1225.6916 | 0 |  | 1225.6846 | 0.0262
[25 empty] | 1142.3611 | 0.0048348 | [6 empty] | 1322.9045 | 0.0022071 | [10 empty] | 1225.7653 | 0 |  | 1225.7582 | 0.0264
[25 empty] | 1142.491 | 0.0058282 | [6 empty] | 1322.9902 | 0.0022034 | [10 empty] | 1225.8389 | 0 |  | 1225.8318 | 0.02654
[25 empty] | 1142.6209 | 0.0058597 | [6 empty] | 1323.0759 | 0.0021997 | [10 empty] | 1225.9125 | 0 |  | 1225.9054 | 0.02661
[25 empty] | 1142.7507 | 0.0048027 | [6 empty] | 1323.1617 | 0.0021959 | [10 empty] | 1225.9861 | 0 |  | 1225.979 | 0.02661
[25 empty] | 1142.8807 | 0.0042984 | [6 empty] | 1323.2474 | 0.002192 | [10 empty] | 1226.0598 | 0 |  | 1226.0526 | 0.02653
[25 empty] | 1143.0107 | 0.0045845 | [6 empty] | 1323.3332 | 0.0021882 | [10 empty] | 1226.1334 | 0 |  | 1226.1263 | 0.02637
[25 empty] | 1143.1407 | 0.0045775 | [6 empty] | 1323.4189 | 0.0021842 | [10 empty] | 1226.207 | 0 |  | 1226.1999 | 0.02612
[25 empty] | 1143.2708 | 0.0043933 | [6 empty] | 1323.5048 | 0.0021803 | [10 empty] | 1226.2808 | 0 |  | 1226.2737 | 0.02578
[25 empty] | 1143.4009 | 0.0041055 | [6 empty] | 1323.5906 | 0.0021763 | [10 empty] | 1226.3544 | 0 |  | 1226.3473 | 0.02536
[25 empty] | 1143.531 | 0.0037633 | [6 empty] | 1323.6764 | 0.0021722 | [10 empty] | 1226.4281 | 0 |  | 1226.421 | 0.02486
[25 empty] | 1143.6611 | 0.0042363 | [6 empty] | 1323.7622 | 0.0021682 | [10 empty] | 1226.5018 | 0 |  | 1226.4946 | 0.02432
[25 empty] | 1143.7915 | 0.0045036 | [6 empty] | 1323.848 | 0.0021641 | [10 empty] | 1226.5754 | 0 |  | 1226.5684 | 0.02377
[25 empty] | 1143.9215 | 0.0044121 | [6 empty] | 1323.9338 | 0.0021599 | [10 empty] | 1226.6492 | 0 |  | 1226.6421 | 0.02327
[25 empty] | 1144.0518 | 0.004935 | [6 empty] | 1324.0198 | 0.0021558 | [10 empty] | 1226.7229 | 0 |  | 1226.7158 | 0.02288
[25 empty] | 1144.182 | 0.0046379 | [6 empty] | 1324.1056 | 0.0021517 | [10 empty] | 1226.7966 | 0 |  | 1226.7895 | 0.02263
[25 empty] | 1144.3123 | 0.0039774 | [6 empty] | 1324.1915 | 0.0021475 | [10 empty] | 1226.8704 | 0 |  | 1226.8633 | 0.02256
[25 empty] | 1144.4426 | 0.0037827 | [6 empty] | 1324.2773 | 0.0021433 | [10 empty] | 1226.9441 | 0 |  | 1226.937 | 0.02266
[25 empty] | 1144.573 | 0.0040734 | [6 empty] | 1324.3633 | 0.0021392 | [10 empty] | 1227.0178 | 0 |  | 1227.0107 | 0.02291
[25 empty] | 1144.7034 | 0.004802 | [6 empty] | 1324.4492 | 0.002135 | [10 empty] | 1227.0917 | 0 |  | 1227.0845 | 0.02325
[25 empty] | 1144.8337 | 0.0049986 | [6 empty] | 1324.535 | 0.0021309 | [10 empty] | 1227.1654 | 0 |  | 1227.1583 | 0.02363
[25 empty] | 1144.9642 | 0.0043443 | [6 empty] | 1324.621 | 0.0021268 | [10 empty] | 1227.2391 | 0 |  | 1227.2321 | 0.02397
[25 empty] | 1145.0947 | 0.0040633 | [6 empty] | 1324.7069 | 0.0021227 | [10 empty] | 1227.313 | 0 |  | 1227.3059 | 0.02424
[25 empty] | 1145.2252 | 0.0044626 | [6 empty] | 1324.793 | 0.0021187 | [10 empty] | 1227.3867 | 0 |  | 1227.3796 | 0.02441
[25 empty] | 1145.3557 | 0.0044847 | [6 empty] | 1324.8789 | 0.0021147 | [10 empty] | 1227.4606 | 0 |  | 1227.4535 | 0.02446
[25 empty] | 1145.4862 | 0.0039739 | [6 empty] | 1324.9648 | 0.0021108 | [10 empty] | 1227.5344 | 0 |  | 1227.5272 | 0.02441
[25 empty] | 1145.6168 | 0.0037904 | [6 empty] | 1325.0508 | 0.002107 | [10 empty] | 1227.6082 | 0 |  | 1227.6011 | 0.02429
[25 empty] | 1145.7474 | 0.0043289 | [6 empty] | 1325.1368 | 0.0021032 | [10 empty] | 1227.682 | 0 |  | 1227.6749 | 0.02411
[25 empty] | 1145.8783 | 0.0045775 | [6 empty] | 1325.2229 | 0.0020995 | [10 empty] | 1227.7559 | 0 |  | 1227.7488 | 0.02392
[25 empty] | 1146.0088 | 0.0041112 | [6 empty] | 1325.3088 | 0.002096 | [10 empty] | 1227.8297 | 0 |  | 1227.8226 | 0.02372
[25 empty] | 1146.1394 | 0.0038685 | [6 empty] | 1325.3949 | 0.0020925 | [10 empty] | 1227.9036 | 0 |  | 1227.8965 | 0.02354
[25 empty] | 1146.2701 | 0.0038286 | [6 empty] | 1325.481 | 0.0020891 | [10 empty] | 1227.9774 | 0 |  | 1227.9703 | 0.02338
[25 empty] | 1146.4009 | 0.0037309 | [6 empty] | 1325.567 | 0.0020859 | [10 empty] | 1228.0514 | 0 |  | 1228.0442 | 0.02326
[25 empty] | 1146.5316 | 0.0037496 | [6 empty] | 1325.6531 | 0.0020828 | [10 empty] | 1228.1252 | 0 |  | 1228.118 | 0.02317
[25 empty] | 1146.6625 | 0.0037187 | [6 empty] | 1325.7391 | 0.0020798 | [10 empty] | 1228.1991 | 0 |  | 1228.192 | 0.02312
[25 empty] | 1146.7933 | 0.0041186 | [6 empty] | 1325.8252 | 0.002077 | [10 empty] | 1228.2731 | 0 |  | 1228.2659 | 0.02312
[25 empty] | 1146.9242 | 0.0046429 | [6 empty] | 1325.9113 | 0.0020743 | [10 empty] | 1228.3469 | 0 |  | 1228.3398 | 0.02317
[25 empty] | 1147.0552 | 0.0040891 | [6 empty] | 1325.9974 | 0.0020719 | [10 empty] | 1228.4209 | 0 |  | 1228.4137 | 0.02326
[25 empty] | 1147.1863 | 0.0036492 | [6 empty] | 1326.0835 | 0.0020695 | [10 empty] | 1228.4948 | 0 |  | 1228.4877 | 0.02337
[25 empty] | 1147.3173 | 0.0041894 | [6 empty] | 1326.1697 | 0.0020674 | [10 empty] | 1228.5687 | 0 |  | 1228.5617 | 0.02349
[25 empty] | 1147.4481 | 0.0042796 | [6 empty] | 1326.2559 | 0.0020654 | [10 empty] | 1228.6427 | 0 |  | 1228.6355 | 0.0236
[25 empty] | 1147.5791 | 0.0039863 | [6 empty] | 1326.3419 | 0.0020637 | [10 empty] | 1228.7167 | 0 |  | 1228.7095 | 0.02371
[25 empty] | 1147.7102 | 0.0040127 | [6 empty] | 1326.4281 | 0.0020621 | [10 empty] | 1228.7906 | 0 |  | 1228.7834 | 0.02381
[25 empty] | 1147.8413 | 0.0036554 | [6 empty] | 1326.5143 | 0.0020607 | [10 empty] | 1228.8646 | 0 |  | 1228.8574 | 0.02391
[25 empty] | 1147.9724 | 0.0026582 | [6 empty] | 1326.6005 | 0.0020596 | [10 empty] | 1228.9386 | 0 |  | 1228.9314 | 0.02404
[25 empty] | 1148.1035 | 0.0027994 | [6 empty] | 1326.6867 | 0.0020586 | [10 empty] | 1229.0126 | 0 |  | 1229.0054 | 0.02418
[25 empty] | 1148.2347 | 0.0035946 | [6 empty] | 1326.773 | 0.0020579 | [10 empty] | 1229.0865 | 0 |  | 1229.0795 | 0.02435
[25 empty] | 1148.366 | 0.0038296 | [6 empty] | 1326.8591 | 0.0020574 | [10 empty] | 1229.1605 | 0 |  | 1229.1534 | 0.02453
[25 empty] | 1148.4972 | 0.0035258 | [6 empty] | 1326.9453 | 0.0020572 | [10 empty] | 1229.2346 | 0 |  | 1229.2274 | 0.0247
[25 empty] | 1148.6287 | 0.0032184 | [6 empty] | 1327.0316 | 0.0020571 | [10 empty] | 1229.3086 | 0 |  | 1229.3015 | 0.02486
[25 empty] | 1148.7598 | 0.0038581 | [6 empty] | 1327.1179 | 0.0020573 | [10 empty] | 1229.3827 | 0 |  | 1229.3755 | 0.02501
[25 empty] | 1148.8911 | 0.0043691 | [6 empty] | 1327.2041 | 0.0020577 | [10 empty] | 1229.4567 | 0 |  | 1229.4496 | 0.02513
[25 empty] | 1149.0225 | 0.0031621 | [6 empty] | 1327.2904 | 0.0020584 | [10 empty] | 1229.5308 | 0 |  | 1229.5236 | 0.02522
[25 empty] | 1149.1539 | 0.0025429 | [6 empty] | 1327.3767 | 0.0020592 | [10 empty] | 1229.6049 | 0 |  | 1229.5977 | 0.0253
[25 empty] | 1149.2853 | 0.0027087 | [6 empty] | 1327.463 | 0.0020604 | [10 empty] | 1229.6788 | 0 |  | 1229.6717 | 0.02535
[25 empty] | 1149.4167 | 0.002822 | [6 empty] | 1327.5493 | 0.0020617 | [10 empty] | 1229.7529 | 0 |  | 1229.7459 | 0.02538
[25 empty] | 1149.5482 | 0.0030078 | [6 empty] | 1327.6356 | 0.0020633 | [10 empty] | 1229.827 | 0 |  | 1229.82 | 0.0254
[25 empty] | 1149.6798 | 0.0032075 | [6 empty] | 1327.7219 | 0.0020651 | [10 empty] | 1229.9011 | 0 |  | 1229.894 | 0.0254
[25 empty] | 1149.8113 | 0.0030743 | [6 empty] | 1327.8084 | 0.0020671 | [10 empty] | 1229.9752 | 0 |  | 1229.9681 | 0.0254
[25 empty] | 1149.9429 | 0.0033801 | [6 empty] | 1327.8946 | 0.0020694 | [10 empty] | 1230.0493 | 0 |  | 1230.0422 | 0.02539
[25 empty] | 1150.0745 | 0.0029327 | [6 empty] | 1327.9811 | 0.0020719 | [10 empty] | 1230.1235 | 0 |  | 1230.1163 | 0.02538
[25 empty] | 1150.2062 | 0.0029209 | [6 empty] | 1328.0674 | 0.0020746 | [10 empty] | 1230.1976 | 0 |  | 1230.1906 | 0.02538
[25 empty] | 1150.3376 | 0.0033217 | [6 empty] | 1328.1538 | 0.0020775 | [10 empty] | 1230.2717 | 0 |  | 1230.2647 | 0.02538
[25 empty] | 1150.4694 | 0.0035469 | [6 empty] | 1328.2402 | 0.0020806 | [10 empty] | 1230.3459 | 0 |  | 1230.3387 | 0.02538
[25 empty] | 1150.6011 | 0.0035188 | [6 empty] | 1328.3267 | 0.002084 | [10 empty] | 1230.42 | 0 |  | 1230.413 | 0.02537
[25 empty] | 1150.733 | 0.0036467 | [6 empty] | 1328.4131 | 0.0020875 | [10 empty] | 1230.4943 | 0 |  | 1230.4872 | 0.02534
[25 empty] | 1150.8646 | 0.0032694 | [6 empty] | 1328.4995 | 0.0020913 | [10 empty] | 1230.5685 | 0 |  | 1230.5613 | 0.0253
[25 empty] | 1150.9965 | 0.0032642 | [6 empty] | 1328.5859 | 0.0020952 | [10 empty] | 1230.6426 | 0 |  | 1230.6355 | 0.02523
[25 empty] | 1151.1283 | 0.0034913 | [6 empty] | 1328.6724 | 0.0020993 | [10 empty] | 1230.7168 | 0 |  | 1230.7097 | 0.02514
[25 empty] | 1151.2601 | 0.0037671 | [6 empty] | 1328.7588 | 0.0021035 | [10 empty] | 1230.791 | 0 |  | 1230.7839 | 0.02503
[25 empty] | 1151.3921 | 0.0035199 | [6 empty] | 1328.8453 | 0.002108 | [10 empty] | 1230.8652 | 0 |  | 1230.8582 | 0.02488
[25 empty] | 1151.524 | 0.0030547 | [6 empty] | 1328.9318 | 0.0021126 | [10 empty] | 1230.9395 | 0 |  | 1230.9324 | 0.02471
[25 empty] | 1151.656 | 0.003132 | [6 empty] | 1329.0183 | 0.0021174 | [10 empty] | 1231.0137 | 0 |  | 1231.0066 | 0.02449
[25 empty] | 1151.788 | 0.0033265 | [6 empty] | 1329.1049 | 0.0021223 | [10 empty] | 1231.0879 | 0 |  | 1231.0808 | 0.02424
[25 empty] | 1151.92 | 0.0026381 | [6 empty] | 1329.1914 | 0.0021273 | [10 empty] | 1231.1622 | 0 |  | 1231.155 | 0.02396
[25 empty] | 1152.0521 | 0.0024839 | [6 empty] | 1329.2778 | 0.0021325 | [10 empty] | 1231.2365 | 0 |  | 1231.2294 | 0.02367
[25 empty] | 1152.1842 | 0.0029217 | [6 empty] | 1329.3644 | 0.0021378 | [10 empty] | 1231.3107 | 0 |  | 1231.3036 | 0.02339
[25 empty] | 1152.3163 | 0.0036064 | [6 empty] | 1329.451 | 0.0021432 | [10 empty] | 1231.385 | 0 |  | 1231.3779 | 0.02315
[25 empty] | 1152.4485 | 0.0037376 | [6 empty] | 1329.5376 | 0.0021487 | [10 empty] | 1231.4594 | 0 |  | 1231.4522 | 0.02297
[25 empty] | 1152.5806 | 0.0031858 | [6 empty] | 1329.6242 | 0.0021543 | [10 empty] | 1231.5336 | 0 |  | 1231.5265 | 0.02286
[25 empty] | 1152.713 | 0.0026965 | [6 empty] | 1329.7107 | 0.00216 | [10 empty] | 1231.6079 | 0 |  | 1231.6007 | 0.02284
[25 empty] | 1152.8451 | 0.0028151 | [6 empty] | 1329.7974 | 0.0021658 | [10 empty] | 1231.6823 | 0 |  | 1231.6751 | 0.02288
[25 empty] | 1152.9773 | 0.0028156 | [6 empty] | 1329.8839 | 0.0021716 | [10 empty] | 1231.7566 | 0 |  | 1231.7494 | 0.02297
[25 empty] | 1153.1096 | 0.0020442 | [6 empty] | 1329.9706 | 0.0021775 | [10 empty] | 1231.8308 | 0 |  | 1231.8237 | 0.02309
[25 empty] | 1153.2419 | 0.0023584 | [6 empty] | 1330.0573 | 0.0021835 | [10 empty] | 1231.9052 | 0 |  | 1231.8981 | 0.02321
[25 empty] | 1153.3744 | 0.0032476 | [6 empty] | 1330.1439 | 0.0021895 | [10 empty] | 1231.9796 | 0 |  | 1231.9724 | 0.02332
[25 empty] | 1153.5067 | 0.0038169 | [6 empty] | 1330.2305 | 0.0021956 | [10 empty] | 1232.054 | 0 |  | 1232.0467 | 0.02341
[25 empty] | 1153.6392 | 0.0041462 | [6 empty] | 1330.3171 | 0.0022016 | [10 empty] | 1232.1283 | 0 |  | 1232.1211 | 0.02347
[25 empty] | 1153.7716 | 0.0036488 | [6 empty] | 1330.4039 | 0.0022077 | [10 empty] | 1232.2026 | 0 |  | 1232.1956 | 0.02353
[25 empty] | 1153.9041 | 0.0024526 | [6 empty] | 1330.4906 | 0.0022138 | [10 empty] | 1232.2771 | 0 |  | 1232.2699 | 0.02358
[25 empty] | 1154.0366 | 0.0018465 | [6 empty] | 1330.5773 | 0.00222 | [10 empty] | 1232.3514 | 0 |  | 1232.3444 | 0.02363
[25 empty] | 1154.1692 | 0.0023012 | [6 empty] | 1330.6639 | 0.0022261 | [10 empty] | 1232.4259 | 0 |  | 1232.4187 | 0.02367
[25 empty] | 1154.3018 | 0.0029588 | [6 empty] | 1330.7507 | 0.0022322 | [10 empty] | 1232.5002 | 0 |  | 1232.4932 | 0.02369
[25 empty] | 1154.4343 | 0.0029536 | [6 empty] | 1330.8374 | 0.0022382 | [10 empty] | 1232.5747 | 0 |  | 1232.5675 | 0.02368
[25 empty] | 1154.567 | 0.0031268 | [6 empty] | 1330.9242 | 0.0022443 | [10 empty] | 1232.6492 | 0 |  | 1232.642 | 0.02365
[25 empty] | 1154.6995 | 0.0032887 | [6 empty] | 1331.011 | 0.0022503 | [10 empty] | 1232.7235 | 0 |  | 1232.7164 | 0.02358
[25 empty] | 1154.8322 | 0.0032779 | [6 empty] | 1331.0978 | 0.0022563 | [10 empty] | 1232.798 | 0 |  | 1232.7909 | 0.0235
[25 empty] | 1154.965 | 0.0029576 | [6 empty] | 1331.1846 | 0.0022622 | [10 empty] | 1232.8724 | 0 |  | 1232.8654 | 0.02342
[25 empty] | 1155.0977 | 0.0024157 | [6 empty] | 1331.2714 | 0.0022681 | [10 empty] | 1232.9469 | 0 |  | 1232.9398 | 0.02337
[25 empty] | 1155.2305 | 0.0024262 | [6 empty] | 1331.3582 | 0.0022739 | [10 empty] | 1233.0214 | 0 |  | 1233.0143 | 0.02337
[25 empty] | 1155.3633 | 0.002718 | [6 empty] | 1331.445 | 0.0022797 | [10 empty] | 1233.0958 | 0 |  | 1233.0887 | 0.02343
[25 empty] | 1155.4963 | 0.0032404 | [6 empty] | 1331.5317 | 0.0022854 | [10 empty] | 1233.1704 | 0 |  | 1233.1632 | 0.02355
[25 empty] | 1155.629 | 0.003303 | [6 empty] | 1331.6186 | 0.002291 | [10 empty] | 1233.2449 | 0 |  | 1233.2378 | 0.02372
[25 empty] | 1155.762 | 0.0028209 | [6 empty] | 1331.7054 | 0.0022965 | [10 empty] | 1233.3193 | 0 |  | 1233.3123 | 0.02393
[25 empty] | 1155.8949 | 0.0027394 | [6 empty] | 1331.7924 | 0.002302 | [10 empty] | 1233.3939 | 0 |  | 1233.3867 | 0.02416
[25 empty] | 1156.0278 | 0.0029419 | [6 empty] | 1331.8793 | 0.0023073 | [10 empty] | 1233.4684 | 0 |  | 1233.4613 | 0.02438
[25 empty] | 1156.1609 | 0.0032532 | [6 empty] | 1331.9661 | 0.0023125 | [10 empty] | 1233.543 | 0 |  | 1233.5359 | 0.02459
[25 empty] | 1156.2939 | 0.0029547 | [6 empty] | 1332.053 | 0.0023177 | [10 empty] | 1233.6175 | 0 |  | 1233.6103 | 0.02478
[25 empty] | 1156.427 | 0.0024158 | [6 empty] | 1332.1399 | 0.0023227 | [10 empty] | 1233.6921 | 0 |  | 1233.6849 | 0.02493
[25 empty] | 1156.5601 | 0.0022433 | [6 empty] | 1332.2268 | 0.0023276 | [10 empty] | 1233.7666 | 0 |  | 1233.7595 | 0.02505
[25 empty] | 1156.6934 | 0.0017629 | [6 empty] | 1332.3137 | 0.0023324 | [10 empty] | 1233.8412 | 0 |  | 1233.8341 | 0.02514
[25 empty] | 1156.8263 | 0.0019953 | [6 empty] | 1332.4008 | 0.0023371 | [10 empty] | 1233.9158 | 0 |  | 1233.9087 | 0.02519
[25 empty] | 1156.9595 | 0.0030407 | [6 empty] | 1332.4877 | 0.0023416 | [10 empty] | 1233.9904 | 0 |  | 1233.9833 | 0.02522
[25 empty] | 1157.0928 | 0.0033853 | [6 empty] | 1332.5746 | 0.002346 | [10 empty] | 1234.0651 | 0 |  | 1234.0579 | 0.02522
[25 empty] | 1157.226 | 0.0030713 | [6 empty] | 1332.6616 | 0.0023503 | [10 empty] | 1234.1397 | 0 |  | 1234.1325 | 0.0252
[25 empty] | 1157.3593 | 0.0025503 | [6 empty] | 1332.7485 | 0.0023544 | [10 empty] | 1234.2142 | 0 |  | 1234.2071 | 0.02517
[25 empty] | 1157.4926 | 0.0021365 | [6 empty] | 1332.8356 | 0.0023584 | [10 empty] | 1234.2888 | 0 |  | 1234.2817 | 0.02513
[25 empty] | 1157.6261 | 0.0016989 | [6 empty] | 1332.9226 | 0.0023622 | [10 empty] | 1234.3635 | 0 |  | 1234.3563 | 0.02509
[25 empty] | 1157.7593 | 0.0018922 | [6 empty] | 1333.0096 | 0.0023659 | [10 empty] | 1234.4381 | 0 |  | 1234.431 | 0.02505
[25 empty] | 1157.8927 | 0.001873 | [6 empty] | 1333.0967 | 0.0023695 | [10 empty] | 1234.5128 | 0 |  | 1234.5056 | 0.025
[25 empty] | 1158.0261 | 0.0023881 | [6 empty] | 1333.1837 | 0.0023728 | [10 empty] | 1234.5875 | 0 |  | 1234.5803 | 0.02494
[25 empty] | 1158.1595 | 0.0030785 | [6 empty] | 1333.2707 | 0.002376 | [10 empty] | 1234.6621 | 0 |  | 1234.655 | 0.02484
[25 empty] | 1158.2931 | 0.0031216 | [6 empty] | 1333.3578 | 0.0023791 | [10 empty] | 1234.7368 | 0 |  | 1234.7297 | 0.0247
[25 empty] | 1158.4266 | 0.0025542 | [6 empty] | 1333.445 | 0.0023819 | [10 empty] | 1234.8115 | 0 |  | 1234.8043 | 0.02452
[25 empty] | 1158.5602 | 0.001933 | [6 empty] | 1333.532 | 0.0023846 | [10 empty] | 1234.8862 | 0 |  | 1234.879 | 0.0243
[25 empty] | 1158.6937 | 0.0018141 | [6 empty] | 1333.6191 | 0.0023872 | [10 empty] | 1234.9609 | 0 |  | 1234.9537 | 0.02408
[25 empty] | 1158.8274 | 0.0026677 | [6 empty] | 1333.7062 | 0.0023895 | [10 empty] | 1235.0356 | 0 |  | 1235.0286 | 0.02388
[25 empty] | 1158.9611 | 0.0032911 | [6 empty] | 1333.7933 | 0.0023916 | [10 empty] | 1235.1103 | 0 |  | 1235.1033 | 0.02375
[25 empty] | 1159.0946 | 0.002615 | [6 empty] | 1333.8805 | 0.0023936 | [10 empty] | 1235.1851 | 0 |  | 1235.178 | 0.0237
[25 empty] | 1159.2283 | 0.0015541 | [6 empty] | 1333.9677 | 0.0023954 | [10 empty] | 1235.2599 | 0 |  | 1235.2527 | 0.02375
[25 empty] | 1159.3622 | 0.0013295 | [6 empty] | 1334.0548 | 0.002397 | [10 empty] | 1235.3346 | 0 |  | 1235.3275 | 0.0239
[25 empty] | 1159.4957 | 0.002005 | [6 empty] | 1334.142 | 0.0023983 | [10 empty] | 1235.4094 | 0 |  | 1235.4022 | 0.02411
[25 empty] | 1159.6298 | 0.0023681 | [6 empty] | 1334.2291 | 0.0023995 | [10 empty] | 1235.4841 | 0 |  | 1235.477 | 0.02436
[25 empty] | 1159.7634 | 0.0020568 | [6 empty] | 1334.3163 | 0.0024005 | [10 empty] | 1235.559 | 0 |  | 1235.5518 | 0.02458
[25 empty] | 1159.8972 | 0.0019876 | [6 empty] | 1334.4036 | 0.0024124 | [10 empty] | 1235.6338 | 0 |  | 1235.6266 | 0.02474
[25 empty] | 1160.0311 | 0.0025651 | [6 empty] | 1334.4907 | 0.0024303 | [10 empty] | 1235.7085 | 0 |  | 1235.7014 | 0.02481
[25 empty] | 1160.165 | 0.0023258 | [6 empty] | 1334.578 | 0.002448 | [10 empty] | 1235.7833 | 0 |  | 1235.7762 | 0.02478
[25 empty] | 1160.2991 | 0.0019709 | [6 empty] | 1334.6652 | 0.0024654 | [10 empty] | 1235.8582 | 0 |  | 1235.8511 | 0.02465
[25 empty] | 1160.433 | 0.0022852 | [6 empty] | 1334.7524 | 0.0024827 | [10 empty] | 1235.933 | 0 |  | 1235.9258 | 0.02445
[25 empty] | 1160.567 | 0.0027264 | [6 empty] | 1334.8397 | 0.0024997 | [10 empty] | 1236.0078 | 0 |  | 1236.0007 | 0.02423
[25 empty] | 1160.701 | 0.0030647 | [6 empty] | 1334.927 | 0.0025165 | [10 empty] | 1236.0826 | 0 |  | 1236.0756 | 0.02402
[25 empty] | 1160.8352 | 0.0025607 | [6 empty] | 1335.0143 | 0.0025331 | [10 empty] | 1236.1575 | 0 |  | 1236.1504 | 0.02383
[25 empty] | 1160.9695 | 0.0030644 | [6 empty] | 1335.1016 | 0.0025494 | [10 empty] | 1236.2324 | 0 |  | 1236.2252 | 0.02369
[25 empty] | 1161.1034 | 0.0027021 | [6 empty] | 1335.1888 | 0.0025655 | [10 empty] | 1236.3073 | 0 |  | 1236.3002 | 0.02358
[25 empty] | 1161.2378 | 0.0017028 | [6 empty] | 1335.2762 | 0.0025813 | [10 empty] | 1236.3822 | 0 |  | 1236.375 | 0.0235
[25 empty] | 1161.3718 | 0.0019701 | [6 empty] | 1335.3635 | 0.0025969 | [10 empty] | 1236.457 | 0 |  | 1236.4498 | 0.02343
[25 empty] | 1161.5061 | 0.0014619 | [6 empty] | 1335.4509 | 0.0026123 | [10 empty] | 1236.532 | 0 |  | 1236.5248 | 0.02335
[25 empty] | 1161.6405 | 0.0016353 | [6 empty] | 1335.5382 | 0.0026273 | [10 empty] | 1236.6068 | 0 |  | 1236.5997 | 0.02325
[25 empty] | 1161.7747 | 0.001943 | [6 empty] | 1335.6256 | 0.0026421 | [10 empty] | 1236.6818 | 0 |  | 1236.6746 | 0.02314
[25 empty] | 1161.9089 | 0.0023326 | [6 empty] | 1335.713 | 0.0026567 | [10 empty] | 1236.7567 | 0 |  | 1236.7495 | 0.023
[25 empty] | 1162.0433 | 0.0029276 | [6 empty] | 1335.8003 | 0.002671 | [10 empty] | 1236.8317 | 0 |  | 1236.8245 | 0.02286
[25 empty] | 1162.1777 | 0.0026946 | [6 empty] | 1335.8877 | 0.002685 | [10 empty] | 1236.9066 | 0 |  | 1236.8994 | 0.02273
[25 empty] | 1162.3121 | 0.0022144 | [6 empty] | 1335.9751 | 0.0026988 | [10 empty] | 1236.9816 | 0 |  | 1236.9744 | 0.02262
[25 empty] | 1162.4465 | 0.0024428 | [6 empty] | 1336.0626 | 0.0027123 | [10 empty] | 1237.0565 | 0 |  | 1237.0493 | 0.02255
[25 empty] | 1162.5811 | 0.0023722 | [6 empty] | 1336.15 | 0.0027254 | [10 empty] | 1237.1315 | 0 |  | 1237.1243 | 0.02254
[25 empty] | 1162.7156 | 0.0017138 | [6 empty] | 1336.2374 | 0.0027383 | [10 empty] | 1237.2064 | 0 |  | 1237.1993 | 0.02259
[25 empty] | 1162.8501 | 0.0019188 | [6 empty] | 1336.3249 | 0.002751 | [10 empty] | 1237.2815 | 0 |  | 1237.2743 | 0.0227
[25 empty] | 1162.9847 | 0.0024843 | [6 empty] | 1336.4124 | 0.0027633 | [10 empty] | 1237.3564 | 0 |  | 1237.3492 | 0.02282
[25 empty] | 1163.1193 | 0.0021888 | [6 empty] | 1336.4999 | 0.0027753 | [10 empty] | 1237.4314 | 0 |  | 1237.4243 | 0.02295
[25 empty] | 1163.2538 | 0.0023158 | [6 empty] | 1336.5874 | 0.0027871 | [10 empty] | 1237.5065 | 0 |  | 1237.4993 | 0.02304
[25 empty] | 1163.3884 | 0.002682 | [6 empty] | 1336.6748 | 0.0027985 | [10 empty] | 1237.5815 | 0 |  | 1237.5743 | 0.02307
[25 empty] | 1163.5232 | 0.0019171 | [6 empty] | 1336.7623 | 0.0028096 | [10 empty] | 1237.6565 | 0 |  | 1237.6494 | 0.02303
[25 empty] | 1163.658 | 0.0019096 | [6 empty] | 1336.8499 | 0.0028205 | [10 empty] | 1237.7316 | 0 |  | 1237.7245 | 0.02291
[25 empty] | 1163.7927 | 0.0015057 | [6 empty] | 1336.9374 | 0.002831 | [10 empty] | 1237.8066 | 0 |  | 1237.7994 | 0.02272
[25 empty] | 1163.9275 | 0.0013783 | [6 empty] | 1337.025 | 0.0028412 | [10 empty] | 1237.8817 | 0 |  | 1237.8745 | 0.02251
[25 empty] | 1164.0623 | 0.0016826 | [6 empty] | 1337.1126 | 0.0028511 | [10 empty] | 1237.9568 | 0 |  | 1237.9496 | 0.02229
[25 empty] | 1164.1971 | 0.0017715 | [6 empty] | 1337.2001 | 0.0028607 | [10 empty] | 1238.0319 | 0 |  | 1238.0247 | 0.0221
[25 empty] | 1164.332 | 0.0019546 | [6 empty] | 1337.2877 | 0.00287 | [10 empty] | 1238.1069 | 0 |  | 1238.0997 | 0.02196
[25 empty] | 1164.4669 | 0.002215 | [6 empty] | 1337.3752 | 0.0028789 | [10 empty] | 1238.182 | 0 |  | 1238.1749 | 0.02188
[25 empty] | 1164.6019 | 0.0023683 | [6 empty] | 1337.4629 | 0.0028876 | [10 empty] | 1238.2572 | 0 |  | 1238.25 | 0.02187
[25 empty] | 1164.7369 | 0.0026824 | [6 empty] | 1337.5505 | 0.0028959 | [10 empty] | 1238.3323 | 0 |  | 1238.3251 | 0.0219
[25 empty] | 1164.8719 | 0.0021317 | [6 empty] | 1337.6382 | 0.0029039 | [10 empty] | 1238.4073 | 0 |  | 1238.4003 | 0.02195
[25 empty] | 1165.007 | 0.0020471 | [6 empty] | 1337.7257 | 0.0029115 | [10 empty] | 1238.4825 | 0 |  | 1238.4753 | 0.02202
[25 empty] | 1165.1421 | 0.0020908 | [6 empty] | 1337.8133 | 0.0029188 | [10 empty] | 1238.5577 | 0 |  | 1238.5505 | 0.02208
[25 empty] | 1165.2771 | 0.0018781 | [6 empty] | 1337.9011 | 0.0029258 | [10 empty] | 1238.6328 | 0 |  | 1238.6257 | 0.02215
[25 empty] | 1165.4125 | 0.0017542 | [6 empty] | 1337.9888 | 0.0029325 | [10 empty] | 1238.708 | 0 |  | 1238.7008 | 0.02221
[25 empty] | 1165.5475 | 0.0022726 | [6 empty] | 1338.0764 | 0.0029388 | [10 empty] | 1238.7832 | 0 |  | 1238.776 | 0.02227
[25 empty] | 1165.6826 | 0.0024162 | [6 empty] | 1338.1642 | 0.0029448 | [10 empty] | 1238.8584 | 0 |  | 1238.8512 | 0.02234
[25 empty] | 1165.8179 | 0.0017365 | [6 empty] | 1338.2518 | 0.0029504 | [10 empty] | 1238.9336 | 0 |  | 1238.9264 | 0.02239
[25 empty] | 1165.9531 | 0.00192 | [6 empty] | 1338.3396 | 0.0029558 | [10 empty] | 1239.0088 | 0 |  | 1239.0016 | 0.02244
[25 empty] | 1166.0885 | 0.0017843 | [6 empty] | 1338.4272 | 0.0029607 | [10 empty] | 1239.084 | 0 |  | 1239.0768 | 0.02247
[25 empty] | 1166.2238 | 0.0017571 | [6 empty] | 1338.515 | 0.0029654 | [10 empty] | 1239.1592 | 0 |  | 1239.152 | 0.02249
[25 empty] | 1166.3591 | 0.001825 | [6 empty] | 1338.6028 | 0.0029697 | [10 empty] | 1239.2344 | 0 |  | 1239.2273 | 0.02251
[25 empty] | 1166.4945 | 0.0016571 | [6 empty] | 1338.6906 | 0.0029737 | [10 empty] | 1239.3097 | 0 |  | 1239.3025 | 0.02254
[25 empty] | 1166.63 | 0.0014597 | [6 empty] | 1338.7783 | 0.0029773 | [10 empty] | 1239.3849 | 0 |  | 1239.3777 | 0.0226
[25 empty] | 1166.7654 | 0.0019014 | [6 empty] | 1338.8661 | 0.0029806 | [10 empty] | 1239.4602 | 0 |  | 1239.453 | 0.02272
[25 empty] | 1166.9009 | 0.0021775 | [6 empty] | 1338.954 | 0.0029835 | [10 empty] | 1239.5354 | 0 |  | 1239.5282 | 0.0229
[25 empty] | 1167.0364 | 0.0022321 | [6 empty] | 1339.0418 | 0.0029861 | [10 empty] | 1239.6107 | 0 |  | 1239.6035 | 0.02312
[25 empty] | 1167.172 | 0.0015835 | [6 empty] | 1339.1295 | 0.0029884 | [10 empty] | 1239.686 | 0 |  | 1239.6788 | 0.02336
[25 empty] | 1167.3075 | 0.0014016 | [6 empty] | 1339.2174 | 0.0029904 | [10 empty] | 1239.7612 | 0 |  | 1239.7541 | 0.02358
[25 empty] | 1167.4431 | 0.0016431 | [6 empty] | 1339.3052 | 0.0029919 | [10 empty] | 1239.8365 | 0 |  | 1239.8293 | 0.02374
[25 empty] | 1167.579 | 0.002129 | [6 empty] | 1339.3931 | 0.0029932 | [10 empty] | 1239.9119 | 0 |  | 1239.9047 | 0.02381
[25 empty] | 1167.7144 | 0.0017971 | [6 empty] | 1339.481 | 0.0029942 | [10 empty] | 1239.9872 | 0 |  | 1239.98 | 0.02374
[25 empty] | 1167.8501 | 0.0011839 | [6 empty] | 1339.5689 | 0.0029948 | [10 empty] | 1240.0625 | 0 |  | 1240.0554 | 0.02355
[25 empty] | 1167.986 | 0.0016744 | [6 empty] | 1339.6567 | 0.002995 | [10 empty] | 1240.1378 | 0 |  | 1240.1307 | 0.02325
[25 empty] | 1168.1216 | 0.0017987 | [6 empty] | 1339.7446 | 0.002995 | [10 empty] | 1240.2133 | 0 |  | 1240.2061 | 0.02288
[25 empty] | 1168.2573 | 0.0018645 | [6 empty] | 1339.8325 | 0.0029946 | [10 empty] | 1240.2886 | 0 |  | 1240.2814 | 0.02249
[25 empty] | 1168.3932 | 0.0023121 | [6 empty] | 1339.9205 | 0.0029939 | [10 empty] | 1240.3639 | 0 |  | 1240.3568 | 0.02215
[25 empty] | 1168.5291 | 0.0021807 | [6 empty] | 1340.0084 | 0.0029928 | [10 empty] | 1240.4393 | 0 |  | 1240.4321 | 0.02191
[25 empty] | 1168.6649 | 0.0015376 | [6 empty] | 1340.0963 | 0.0029914 | [10 empty] | 1240.5147 | 0 |  | 1240.5076 | 0.02181
[25 empty] | 1168.8009 | 0.002164 | [6 empty] | 1340.1843 | 0.0029897 | [10 empty] | 1240.5901 | 0 |  | 1240.5829 | 0.02184
[25 empty] | 1168.9368 | 0.0021841 | [6 empty] | 1340.2723 | 0.0029877 | [10 empty] | 1240.6655 | 0 |  | 1240.6583 | 0.02201
[25 empty] | 1169.073 | 0.0018898 | [6 empty] | 1340.3603 | 0.0029854 | [10 empty] | 1240.7408 | 0 |  | 1240.7338 | 0.02227
[25 empty] | 1169.2089 | 0.00161 | [6 empty] | 1340.4482 | 0.0029827 | [10 empty] | 1240.8163 | 0 |  | 1240.8092 | 0.02256
[25 empty] | 1169.3448 | 0.0020598 | [6 empty] | 1340.5363 | 0.0029797 | [10 empty] | 1240.8917 | 0 |  | 1240.8845 | 0.02283
[25 empty] | 1169.481 | 0.0020975 | [6 empty] | 1340.6243 | 0.0029765 | [10 empty] | 1240.9672 | 0 |  | 1240.96 | 0.02302
[25 empty] | 1169.6171 | 0.0015489 | [6 empty] | 1340.7124 | 0.0029729 | [10 empty] | 1241.0426 | 0 |  | 1241.0355 | 0.02311
[25 empty] | 1169.7534 | 0.0020711 | [6 empty] | 1340.8004 | 0.002969 | [10 empty] | 1241.118 | 0 |  | 1241.111 | 0.02307
[25 empty] | 1169.8894 | 0.0023114 | [6 empty] | 1340.8884 | 0.0029648 | [10 empty] | 1241.1936 | 0 |  | 1241.1864 | 0.0229
[25 empty] | 1170.0256 | 0.0016347 | [6 empty] | 1340.9766 | 0.0029604 | [10 empty] | 1241.269 | 0 |  | 1241.2618 | 0.02264
[25 empty] | 1170.1619 | 0.0013901 | [6 empty] | 1341.0646 | 0.0029556 | [10 empty] | 1241.3445 | 0 |  | 1241.3374 | 0.02231
[25 empty] | 1170.2981 | 0.0020032 | [6 empty] | 1341.1527 | 0.0029506 | [10 empty] | 1241.42 | 0 |  | 1241.4128 | 0.02196
[25 empty] | 1170.4344 | 0.0019554 | [6 empty] | 1341.2407 | 0.0029452 | [10 empty] | 1241.4955 | 0 |  | 1241.4884 | 0.02163
[25 empty] | 1170.5708 | 0.0013776 | [6 empty] | 1341.3289 | 0.0029396 | [10 empty] | 1241.571 | 0 |  | 1241.5638 | 0.02137
[25 empty] | 1170.7072 | 0.0021886 | [6 empty] | 1341.417 | 0.0029337 | [10 empty] | 1241.6466 | 0 |  | 1241.6394 | 0.02119
[25 empty] | 1170.8438 | 0.0020834 | [6 empty] | 1341.5051 | 0.0029276 | [10 empty] | 1241.7221 | 0 |  | 1241.715 | 0.02111
[25 empty] | 1170.98 | 0.0022375 | [6 empty] | 1341.5933 | 0.0029211 | [10 empty] | 1241.7976 | 0 |  | 1241.7904 | 0.02113
[25 empty] | 1171.1165 | 0.0019592 | [6 empty] | 1341.6814 | 0.0029145 | [10 empty] | 1241.8732 | 0 |  | 1241.866 | 0.02124
[25 empty] | 1171.2529 | 0.001431 | [6 empty] | 1341.7696 | 0.0029076 | [10 empty] | 1241.9487 | 0 |  | 1241.9415 | 0.02143
[25 empty] | 1171.3895 | 0.0018255 | [6 empty] | 1341.8578 | 0.0029004 | [10 empty] | 1242.0243 | 0 |  | 1242.0171 | 0.02167
[25 empty] | 1171.526 | 0.0020863 | [6 empty] | 1341.946 | 0.002893 | [10 empty] | 1242.0999 | 0 |  | 1242.0927 | 0.02192
[25 empty] | 1171.6626 | 0.0016904 | [6 empty] | 1342.0342 | 0.0028853 | [10 empty] | 1242.1754 | 0 |  | 1242.1683 | 0.02215
[25 empty] | 1171.7993 | 0.001432 | [6 empty] | 1342.1224 | 0.0028775 | [10 empty] | 1242.2511 | 0 |  | 1242.2439 | 0.02234
[25 empty] | 1171.9359 | 0.0020005 | [6 empty] | 1342.2107 | 0.0028694 | [10 empty] | 1242.3267 | 0 |  | 1242.3195 | 0.02247
[25 empty] | 1172.0725 | 0.0024525 | [6 empty] | 1342.2988 | 0.0028611 | [10 empty] | 1242.4022 | 0 |  | 1242.3951 | 0.02255
[25 empty] | 1172.2092 | 0.0020988 | [6 empty] | 1342.3871 | 0.0028526 | [10 empty] | 1242.4779 | 0 |  | 1242.4707 | 0.02257
[25 empty] | 1172.3459 | 0.0023585 | [6 empty] | 1342.4753 | 0.0028439 | [10 empty] | 1242.5535 | 0 |  | 1242.5464 | 0.02255
[25 empty] | 1172.4828 | 0.002417 | [6 empty] | 1342.5637 | 0.002835 | [10 empty] | 1242.6291 | 0 |  | 1242.6219 | 0.02252
[25 empty] | 1172.6195 | 0.0019351 | [6 empty] | 1342.652 | 0.002826 | [10 empty] | 1242.7048 | 0 |  | 1242.6976 | 0.02248
[25 empty] | 1172.7566 | 0.0016467 | [6 empty] | 1342.7402 | 0.0028167 | [10 empty] | 1242.7805 | 0 |  | 1242.7733 | 0.02243
[25 empty] | 1172.8933 | 0.001952 | [6 empty] | 1342.8286 | 0.0028073 | [10 empty] | 1242.8562 | 0 |  | 1242.849 | 0.02238
[25 empty] | 1173.0302 | 0.0019985 | [6 empty] | 1342.9169 | 0.0027978 | [10 empty] | 1242.9318 | 0 |  | 1242.9247 | 0.02233
[25 empty] | 1173.1671 | 0.0022579 | [6 empty] | 1343.0052 | 0.0027881 | [10 empty] | 1243.0075 | 0 |  | 1243.0004 | 0.02229
[25 empty] | 1173.3041 | 0.0015957 | [6 empty] | 1343.0935 | 0.0027783 | [10 empty] | 1243.0832 | 0 |  | 1243.076 | 0.02227
[25 empty] | 1173.4412 | 0.0016272 | [6 empty] | 1343.1819 | 0.0027683 | [10 empty] | 1243.1589 | 0 |  | 1243.1517 | 0.02228
[25 empty] | 1173.5781 | 0.0016051 | [6 empty] | 1343.2703 | 0.0027583 | [10 empty] | 1243.2346 | 0 |  | 1243.2274 | 0.02233
[25 empty] | 1173.7152 | 0.0019017 | [6 empty] | 1343.3586 | 0.0027481 | [10 empty] | 1243.3103 | 0 |  | 1243.3032 | 0.02242
[25 empty] | 1173.8523 | 0.0023447 | [6 empty] | 1343.447 | 0.0027378 | [10 empty] | 1243.3861 | 0 |  | 1243.3789 | 0.02254
[25 empty] | 1173.9895 | 0.0014721 | [6 empty] | 1343.5354 | 0.0027275 | [10 empty] | 1243.4618 | 0 |  | 1243.4546 | 0.02269
[25 empty] | 1174.1268 | 0.0016051 | [6 empty] | 1343.6239 | 0.0027171 | [10 empty] | 1243.5376 | 0 |  | 1243.5304 | 0.02284
[25 empty] | 1174.2638 | 0.0024094 | [6 empty] | 1343.7123 | 0.0027066 | [10 empty] | 1243.6133 | 0 |  | 1243.6062 | 0.02297
[25 empty] | 1174.4011 | 0.0026747 | [6 empty] | 1343.8008 | 0.0026961 | [10 empty] | 1243.6891 | 0 |  | 1243.6819 | 0.02308
[25 empty] | 1174.5383 | 0.0023786 | [6 empty] | 1343.8892 | 0.0026855 | [10 empty] | 1243.7649 | 0 |  | 1243.7577 | 0.02317
[25 empty] | 1174.6757 | 0.0020545 | [6 empty] | 1343.9777 | 0.0026749 | [10 empty] | 1243.8407 | 0 |  | 1243.8335 | 0.02322
[25 empty] | 1174.813 | 0.0016419 | [6 empty] | 1344.0662 | 0.0026643 | [10 empty] | 1243.9165 | 0 |  | 1243.9093 | 0.02326
[25 empty] | 1174.9503 | 0.0012407 | [6 empty] | 1344.1545 | 0.0026536 | [10 empty] | 1243.9923 | 0 |  | 1243.9851 | 0.02329
[25 empty] | 1175.0878 | 0.0017772 | [6 empty] | 1344.243 | 0.002643 | [10 empty] | 1244.0681 | 0 |  | 1244.0609 | 0.02332
[25 empty] | 1175.2251 | 0.0020459 | [6 empty] | 1344.3315 | 0.0026324 | [10 empty] | 1244.1439 | 0 |  | 1244.1367 | 0.02334
[25 empty] | 1175.3625 | 0.0018374 | [6 empty] | 1344.4202 | 0.0026219 | [10 empty] | 1244.2197 | 0 |  | 1244.2125 | 0.02337
[25 empty] | 1175.5001 | 0.0023362 | [6 empty] | 1344.5087 | 0.0026114 | [10 empty] | 1244.2957 | 0 |  | 1244.2885 | 0.02339
[25 empty] | 1175.6376 | 0.0018007 | [6 empty] | 1344.5972 | 0.0026009 | [10 empty] | 1244.3715 | 0 |  | 1244.3643 | 0.0234
[25 empty] | 1175.7751 | 0.0014173 | [6 empty] | 1344.6858 | 0.0025905 | [10 empty] | 1244.4473 | 0 |  | 1244.4402 | 0.02339
[25 empty] | 1175.9127 | 0.0019247 | [6 empty] | 1344.7743 | 0.0025801 | [10 empty] | 1244.5232 | 0 |  | 1244.516 | 0.02334
[25 empty] | 1176.0504 | 0.0021583 | [6 empty] | 1344.8629 | 0.0025699 | [10 empty] | 1244.5991 | 0 |  | 1244.5919 | 0.02326
[25 empty] | 1176.188 | 0.0021204 | [6 empty] | 1344.9514 | 0.0025597 | [10 empty] | 1244.6749 | 0 |  | 1244.6677 | 0.02313
[25 empty] | 1176.3257 | 0.0020508 | [6 empty] | 1345.04 | 0.0025497 | [10 empty] | 1244.7508 | 0 |  | 1244.7436 | 0.02298
[25 empty] | 1176.4633 | 0.0022238 | [6 empty] | 1345.1287 | 0.0025398 | [10 empty] | 1244.8268 | 0 |  | 1244.8196 | 0.02281
[25 empty] | 1176.6011 | 0.0021911 | [6 empty] | 1345.2173 | 0.0025301 | [10 empty] | 1244.9027 | 0 |  | 1244.8955 | 0.02264
[25 empty] | 1176.7388 | 0.0025516 | [6 empty] | 1345.3059 | 0.0025204 | [10 empty] | 1244.9786 | 0 |  | 1244.9714 | 0.02251
[25 empty] | 1176.8766 | 0.002373 | [6 empty] | 1345.3945 | 0.002511 | [10 empty] | 1245.0546 | 0 |  | 1245.0474 | 0.02244
[25 empty] | 1177.0146 | 0.0018571 | [6 empty] | 1345.4833 | 0.0025017 | [10 empty] | 1245.1305 | 0 |  | 1245.1233 | 0.02244
[25 empty] | 1177.1523 | 0.0014429 | [6 empty] | 1345.5719 | 0.0024926 | [10 empty] | 1245.2064 | 0 |  | 1245.1992 | 0.02251
[25 empty] | 1177.2903 | 0.0015485 | [6 empty] | 1345.6606 | 0.0024837 | [10 empty] | 1245.2823 | 0 |  | 1245.2753 | 0.02264
[25 empty] | 1177.4282 | 0.0017791 | [6 empty] | 1345.7493 | 0.002475 | [10 empty] | 1245.3584 | 0 |  | 1245.3512 | 0.0228
[25 empty] | 1177.5662 | 0.0023541 | [6 empty] | 1345.838 | 0.0024666 | [10 empty] | 1245.4343 | 0 |  | 1245.4271 | 0.02295
[25 empty] | 1177.7042 | 0.002107 | [6 empty] | 1345.9268 | 0.0024583 | [10 empty] | 1245.5104 | 0 |  | 1245.5032 | 0.02305
[25 empty] | 1177.8422 | 0.0017253 | [6 empty] | 1346.0155 | 0.0024503 | [10 empty] | 1245.5863 | 0 |  | 1245.5792 | 0.02308
[25 empty] | 1177.9802 | 0.0017781 | [6 empty] | 1346.1043 | 0.0024426 | [10 empty] | 1245.6624 | 0 |  | 1245.6552 | 0.02301
[25 empty] | 1178.1184 | 0.0023732 | [6 empty] | 1346.193 | 0.0024351 | [10 empty] | 1245.7384 | 0 |  | 1245.7312 | 0.02287
[25 empty] | 1178.2565 | 0.0023726 | [6 empty] | 1346.2817 | 0.0024279 | [10 empty] | 1245.8145 | 0 |  | 1245.8073 | 0.02266
[25 empty] | 1178.3947 | 0.0018615 | [6 empty] | 1346.3705 | 0.002421 | [10 empty] | 1245.8905 | 0 |  | 1245.8833 | 0.02241
[25 empty] | 1178.5328 | 0.0013246 | [6 empty] | 1346.4592 | 0.0024143 | [10 empty] | 1245.9666 | 0 |  | 1245.9594 | 0.02216
[25 empty] | 1178.6711 | 0.0010476 | [6 empty] | 1346.5481 | 0.002408 | [10 empty] | 1246.0426 | 0 |  | 1246.0354 | 0.02191
[25 empty] | 1178.8093 | 0.0015505 | [6 empty] | 1346.6368 | 0.0024019 | [10 empty] | 1246.1186 | 0 |  | 1246.1115 | 0.0217
[25 empty] | 1178.9476 | 0.0018325 | [6 empty] | 1346.7257 | 0.0023962 | [10 empty] | 1246.1947 | 0 |  | 1246.1875 | 0.02152
[25 empty] | 1179.0861 | 0.0019882 | [6 empty] | 1346.8146 | 0.0023909 | [10 empty] | 1246.2707 | 0 |  | 1246.2635 | 0.02138
[25 empty] | 1179.2244 | 0.00193 | [6 empty] | 1346.9033 | 0.0023858 | [10 empty] | 1246.3469 | 0 |  | 1246.3397 | 0.02128
[25 empty] | 1179.3628 | 0.0022125 | [6 empty] | 1346.9922 | 0.0023811 | [10 empty] | 1246.423 | 0 |  | 1246.4158 | 0.02122
[25 empty] | 1179.5012 | 0.0016496 | [6 empty] | 1347.0811 | 0.0023767 | [10 empty] | 1246.4992 | 0 |  | 1246.4919 | 0.02121
[25 empty] | 1179.6396 | 0.0013473 | [6 empty] | 1347.17 | 0.0023728 | [10 empty] | 1246.5752 | 0 |  | 1246.568 | 0.02124
[25 empty] | 1179.7783 | 0.0011547 | [6 empty] | 1347.2589 | 0.0023691 | [10 empty] | 1246.6514 | 0 |  | 1246.6442 | 0.02134
[25 empty] | 1179.9166 | 0.0011685 | [6 empty] | 1347.3478 | 0.0023659 | [10 empty] | 1246.7275 | 0 |  | 1246.7203 | 0.02151
[25 empty] | 1180.0552 | 0.0011523 | [6 empty] | 1347.4367 | 0.002363 | [10 empty] | 1246.8036 | 0 |  | 1246.7965 | 0.02175
[25 empty] | 1180.1938 | 0.0016011 | [6 empty] | 1347.5256 | 0.0023605 | [10 empty] | 1246.8798 | 0 |  | 1246.8726 | 0.02205
[25 empty] | 1180.3324 | 0.0015964 | [6 empty] | 1347.6146 | 0.0023584 | [10 empty] | 1246.9559 | 0 |  | 1246.9487 | 0.02241
[25 empty] | 1180.4711 | 0.0019078 | [6 empty] | 1347.7035 | 0.0023566 | [10 empty] | 1247.0321 | 0 |  | 1247.0249 | 0.02278
[25 empty] | 1180.6097 | 0.0022871 | [6 empty] | 1347.7925 | 0.0023553 | [10 empty] | 1247.1083 | 0 |  | 1247.1012 | 0.02312
[25 empty] | 1180.7485 | 0.0018326 | [6 empty] | 1347.8815 | 0.0023544 | [10 empty] | 1247.1846 | 0 |  | 1247.1774 | 0.0234
[25 empty] | 1180.8872 | 0.0021538 | [6 empty] | 1347.9705 | 0.0023539 | [10 empty] | 1247.2607 | 0 |  | 1247.2535 | 0.02358
[25 empty] | 1181.0259 | 0.0018571 | [6 empty] | 1348.0594 | 0.0023537 | [10 empty] | 1247.3369 | 0 |  | 1247.3297 | 0.02364
[25 empty] | 1181.1647 | 0.0016754 | [6 empty] | 1348.1484 | 0.002354 | [10 empty] | 1247.4132 | 0 |  | 1247.406 | 0.02359
[25 empty] | 1181.3036 | 0.001627 | [6 empty] | 1348.2374 | 0.0023547 | [10 empty] | 1247.4894 | 0 |  | 1247.4822 | 0.02345
[25 empty] | 1181.4426 | 0.0017373 | [6 empty] | 1348.3265 | 0.0023558 | [10 empty] | 1247.5657 | 0 |  | 1247.5585 | 0.02326
[25 empty] | 1181.5815 | 0.0020998 | [6 empty] | 1348.4155 | 0.0023573 | [10 empty] | 1247.642 | 0 |  | 1247.6348 | 0.02306
[25 empty] | 1181.7203 | 0.0015023 | [6 empty] | 1348.5046 | 0.0023593 | [10 empty] | 1247.7181 | 0 |  | 1247.7109 | 0.02287
[25 empty] | 1181.8593 | 0.0015451 | [6 empty] | 1348.5936 | 0.0023616 | [10 empty] | 1247.7944 | 0 |  | 1247.7872 | 0.02273
[25 empty] | 1181.9983 | 0.0014649 | [6 empty] | 1348.6827 | 0.0023643 | [10 empty] | 1247.8707 | 0 |  | 1247.8635 | 0.02261
[25 empty] | 1182.1373 | 0.00083349 | [6 empty] | 1348.7719 | 0.0023675 | [10 empty] | 1247.947 | 0 |  | 1247.9398 | 0.0225
[25 empty] | 1182.2766 | 0.0012579 | [6 empty] | 1348.861 | 0.002371 | [10 empty] | 1248.0233 | 0 |  | 1248.0161 | 0.0224
[25 empty] | 1182.4155 | 0.0015265 | [6 empty] | 1348.9501 | 0.002375 | [10 empty] | 1248.0996 | 0 |  | 1248.0924 | 0.02229
[25 empty] | 1182.5547 | 0.0011631 | [6 empty] | 1349.0392 | 0.0023794 | [10 empty] | 1248.1759 | 0 |  | 1248.1687 | 0.02218
[25 empty] | 1182.6938 | 0.0010494 | [6 empty] | 1349.1283 | 0.0023841 | [10 empty] | 1248.2523 | 0 |  | 1248.2451 | 0.02207
[25 empty] | 1182.8333 | 0.0013657 | [6 empty] | 1349.2175 | 0.0023893 | [10 empty] | 1248.3286 | 0 |  | 1248.3214 | 0.02198
[25 empty] | 1182.9723 | 0.0016894 | [6 empty] | 1349.3066 | 0.0023948 | [10 empty] | 1248.4049 | 0 |  | 1248.3977 | 0.02193
[25 empty] | 1183.1116 | 0.0014126 | [6 empty] | 1349.3959 | 0.0024008 | [10 empty] | 1248.4813 | 0 |  | 1248.4741 | 0.02193
[25 empty] | 1183.2509 | 0.0015809 | [18 empty] | 1248.5576 | 0 |  | 1248.5504 | 0.02196
[25 empty] | 1183.3903 | 0.0014881 | [18 empty] | 1248.634 | 0 |  | 1248.6268 | 0.02203
[25 empty] | 1183.5297 | 0.0013144 | [18 empty] | 1248.7105 | 0 |  | 1248.7033 | 0.02211
[25 empty] | 1183.6691 | 0.0012602 | [18 empty] | 1248.7869 | 0 |  | 1248.7797 | 0.02219
[25 empty] | 1183.8085 | 0.0017695 | [18 empty] | 1248.8632 | 0 |  | 1248.856 | 0.02225
[25 empty] | 1183.9479 | 0.0017112 | [18 empty] | 1248.9396 | 0 |  | 1248.9324 | 0.02229
[25 empty] | 1184.0874 | 0.0015283 | [18 empty] | 1249.016 | 0 |  | 1249.0088 | 0.02231
[25 empty] | 1184.2269 | 0.0016816 | [18 empty] | 1249.0925 | 0 |  | 1249.0853 | 0.02233
[25 empty] | 1184.3666 | 0.0020996 | [18 empty] | 1249.1689 | 0 |  | 1249.1617 | 0.02234
[25 empty] | 1184.5061 | 0.0022052 | [18 empty] | 1249.2454 | 0 |  | 1249.2382 | 0.02237
[25 empty] | 1184.6458 | 0.0018214 | [18 empty] | 1249.3218 | 0 |  | 1249.3146 | 0.02239
[25 empty] | 1184.7854 | 0.0017428 | [18 empty] | 1249.3983 | 0 |  | 1249.3911 | 0.02241
[25 empty] | 1184.9252 | 0.0020401 | [18 empty] | 1249.4747 | 0 |  | 1249.4675 | 0.02241
[25 empty] | 1185.0649 | 0.0022678 | [18 empty] | 1249.5513 | 0 |  | 1249.5441 | 0.02238
[25 empty] | 1185.2047 | 0.0018567 | [18 empty] | 1249.6278 | 0 |  | 1249.6206 | 0.02232
[25 empty] | 1185.3445 | 0.0014502 | [18 empty] | 1249.7042 | 0 |  | 1249.697 | 0.02223
[25 empty] | 1185.4841 | 0.0011833 | [18 empty] | 1249.7808 | 0 |  | 1249.7736 | 0.02213
[25 empty] | 1185.624 | 0.0010393 | [18 empty] | 1249.8573 | 0 |  | 1249.8501 | 0.02204
[25 empty] | 1185.7639 | 0.0011575 | [18 empty] | 1249.9338 | 0 |  | 1249.9266 | 0.02196
[25 empty] | 1185.9038 | 0.0010448 | [18 empty] | 1250.0104 | 0 |  | 1250.0032 | 0.0219
[25 empty] | 1186.0438 | 0.001255 | [18 empty] | 1250.0869 | 0 |  | 1250.0797 | 0.02184
[25 empty] | 1186.1838 | 0.0012022 | [18 empty] | 1250.1635 | 0 |  | 1250.1562 | 0.02178
[25 empty] | 1186.3239 | 0.0013741 | [18 empty] | 1250.24 | 0 |  | 1250.2328 | 0.02168
[25 empty] | 1186.4641 | 0.0012942 | [18 empty] | 1250.3166 | 0 |  | 1250.3094 | 0.02156
[25 empty] | 1186.604 | 0.0010693 | [18 empty] | 1250.3932 | 0 |  | 1250.386 | 0.0214
[25 empty] | 1186.7441 | 0.0014723 | [18 empty] | 1250.4698 | 0 |  | 1250.4626 | 0.02122
[25 empty] | 1186.8843 | 0.001306 | [18 empty] | 1250.5464 | 0 |  | 1250.5392 | 0.02105
[25 empty] | 1187.0245 | 0.0010436 | [18 empty] | 1250.623 | 0 |  | 1250.6158 | 0.02091
[25 empty] | 1187.1648 | 0.000873 | [18 empty] | 1250.6997 | 0 |  | 1250.6925 | 0.02083
[25 empty] | 1187.3051 | 0.0015961 | [18 empty] | 1250.7762 | 0 |  | 1250.769 | 0.02081
[25 empty] | 1187.4453 | 0.0014546 | [18 empty] | 1250.8529 | 0 |  | 1250.8457 | 0.02085
[25 empty] | 1187.5857 | 0.0016874 | [18 empty] | 1250.9296 | 0 |  | 1250.9224 | 0.02094
[25 empty] | 1187.726 | 0.001427 | [18 empty] | 1251.0062 | 0 |  | 1250.999 | 0.02104
[25 empty] | 1187.8665 | 0.001732 | [18 empty] | 1251.0829 | 0 |  | 1251.0757 | 0.02111
[25 empty] | 1188.0068 | 0.0016424 | [18 empty] | 1251.1597 | 0 |  | 1251.1525 | 0.02115
[25 empty] | 1188.1473 | 0.0015306 | [18 empty] | 1251.2363 | 0 |  | 1251.2291 | 0.02112
[25 empty] | 1188.2878 | 0.0024651 | [18 empty] | 1251.313 | 0 |  | 1251.3058 | 0.02104
[25 empty] | 1188.4283 | 0.0028573 | [18 empty] | 1251.3898 | 0 |  | 1251.3826 | 0.02091
[25 empty] | 1188.5688 | 0.002071 | [18 empty] | 1251.4664 | 0 |  | 1251.4592 | 0.02075
[25 empty] | 1188.7095 | 0.0019442 | [18 empty] | 1251.5432 | 0 |  | 1251.536 | 0.02059
[25 empty] | 1188.8501 | 0.0016958 | [18 empty] | 1251.6199 | 0 |  | 1251.6127 | 0.02045
[25 empty] | 1188.9907 | 0.0015602 | [18 empty] | 1251.6967 | 0 |  | 1251.6895 | 0.02033
[25 empty] | 1189.1315 | 0.0018931 | [18 empty] | 1251.7734 | 0 |  | 1251.7662 | 0.02026
[25 empty] | 1189.2722 | 0.0019814 | [18 empty] | 1251.8502 | 0 |  | 1251.843 | 0.02021
[25 empty] | 1189.413 | 0.0016967 | [18 empty] | 1251.927 | 0 |  | 1251.9198 | 0.02019
[25 empty] | 1189.5537 | 0.0018147 | [18 empty] | 1252.0038 | 0 |  | 1251.9966 | 0.02019
[25 empty] | 1189.6946 | 0.0018133 | [18 empty] | 1252.0806 | 0 |  | 1252.0734 | 0.02021
[25 empty] | 1189.8354 | 0.0016152 | [18 empty] | 1252.1573 | 0 |  | 1252.1501 | 0.02025
[25 empty] | 1189.9763 | 0.0012009 | [18 empty] | 1252.2341 | 0 |  | 1252.2269 | 0.02032
[25 empty] | 1190.1172 | 0.0013677 | [18 empty] | 1252.311 | 0 |  | 1252.3038 | 0.02044
[25 empty] | 1190.2581 | 0.0015563 | [18 empty] | 1252.3878 | 0 |  | 1252.3806 | 0.02062
[25 empty] | 1190.399 | 0.0015119 | [18 empty] | 1252.4647 | 0 |  | 1252.4575 | 0.02085
[25 empty] | 1190.5402 | 0.0019013 | [18 empty] | 1252.5415 | 0 |  | 1252.5343 | 0.02113
[25 empty] | 1190.6812 | 0.0020017 | [18 empty] | 1252.6184 | 0 |  | 1252.6112 | 0.02145
[25 empty] | 1190.8223 | 0.0014996 | [18 empty] | 1252.6953 | 0 |  | 1252.688 | 0.02176
[25 empty] | 1190.9634 | 0.0013792 | [18 empty] | 1252.7721 | 0 |  | 1252.7649 | 0.02204
[25 empty] | 1191.1046 | 0.0015417 | [18 empty] | 1252.849 | 0 |  | 1252.8418 | 0.02227
[25 empty] | 1191.2457 | 0.0019327 | [18 empty] | 1252.9259 | 0 |  | 1252.9187 | 0.02243
[25 empty] | 1191.387 | 0.0016095 | [18 empty] | 1253.0028 | 0 |  | 1252.9956 | 0.02251
[25 empty] | 1191.5283 | 0.0015733 | [18 empty] | 1253.0797 | 0 |  | 1253.0725 | 0.02252
[25 empty] | 1191.6696 | 0.0017639 | [18 empty] | 1253.1567 | 0 |  | 1253.1494 | 0.02248
[25 empty] | 1191.8109 | 0.001632 | [18 empty] | 1253.2336 | 0 |  | 1253.2264 | 0.02242
[25 empty] | 1191.9523 | 0.001215 | [18 empty] | 1253.3105 | 0 |  | 1253.3033 | 0.02237
[25 empty] | 1192.0936 | 0.0011684 | [18 empty] | 1253.3876 | 0 |  | 1253.3804 | 0.02235
[25 empty] | 1192.2351 | 0.0011102 | [18 empty] | 1253.4645 | 0 |  | 1253.4573 | 0.0224
[25 empty] | 1192.3766 | 0.0010339 | [18 empty] | 1253.5415 | 0 |  | 1253.5343 | 0.02253
[25 empty] | 1192.5181 | 0.0012161 | [18 empty] | 1253.6184 | 0 |  | 1253.6112 | 0.02272
[25 empty] | 1192.6595 | 0.0016024 | [18 empty] | 1253.6954 | 0 |  | 1253.6882 | 0.02296
[25 empty] | 1192.8011 | 0.0017122 | [18 empty] | 1253.7725 | 0 |  | 1253.7653 | 0.02321
[25 empty] | 1192.9427 | 0.0012552 | [18 empty] | 1253.8495 | 0 |  | 1253.8423 | 0.02346
[25 empty] | 1193.0844 | 0.0015933 | [18 empty] | 1253.9265 | 0 |  | 1253.9193 | 0.02368
[25 empty] | 1193.2261 | 0.0022644 | [18 empty] | 1254.0035 | 0 |  | 1253.9963 | 0.02385
[25 empty] | 1193.3678 | 0.001742 | [18 empty] | 1254.0806 | 0 |  | 1254.0734 | 0.02397
[25 empty] | 1193.5095 | 0.0015381 | [18 empty] | 1254.1576 | 0 |  | 1254.1504 | 0.02407
[25 empty] | 1193.6512 | 0.0016584 | [18 empty] | 1254.2346 | 0 |  | 1254.2274 | 0.02413
[25 empty] | 1193.7931 | 0.0015971 | [18 empty] | 1254.3118 | 0 |  | 1254.3046 | 0.02418
[25 empty] | 1193.9349 | 0.0011647 | [18 empty] | 1254.3888 | 0 |  | 1254.3816 | 0.02421
[25 empty] | 1194.0768 | 0.0012251 | [18 empty] | 1254.4659 | 0 |  | 1254.4587 | 0.02422
[25 empty] | 1194.2186 | 0.0018868 | [18 empty] | 1254.543 | 0 |  | 1254.5358 | 0.02421
[25 empty] | 1194.3606 | 0.0018575 | [18 empty] | 1254.6201 | 0 |  | 1254.6129 | 0.02418
[25 empty] | 1194.5026 | 0.0016604 | [18 empty] | 1254.6973 | 0 |  | 1254.6901 | 0.02414
[25 empty] | 1194.6444 | 0.0012909 | [18 empty] | 1254.7744 | 0 |  | 1254.7671 | 0.02409
[25 empty] | 1194.7865 | 0.0012427 | [18 empty] | 1254.8514 | 0 |  | 1254.8442 | 0.02406
[25 empty] | 1194.9286 | 0.0014886 | [18 empty] | 1254.9286 | 0 |  | 1254.9214 | 0.02407
[25 empty] | 1195.0707 | 0.0014165 | [18 empty] | 1255.0057 | 0 |  | 1254.9985 | 0.02412
[25 empty] | 1195.2128 | 0.0019338 | [18 empty] | 1255.083 | 0 |  | 1255.0757 | 0.0242
[25 empty] | 1195.355 | 0.0018753 | [18 empty] | 1255.1602 | 0 |  | 1255.1529 | 0.02431
[25 empty] | 1195.4972 | 0.0013471 | [18 empty] | 1255.2373 | 0 |  | 1255.2301 | 0.02441
[25 empty] | 1195.6394 | 0.0010936 | [18 empty] | 1255.3145 | 0 |  | 1255.3073 | 0.02449
[25 empty] | 1195.7817 | 0.0012664 | [18 empty] | 1255.3917 | 0 |  | 1255.3845 | 0.02452
[25 empty] | 1195.924 | 0.00096399 | [18 empty] | 1255.4689 | 0 |  | 1255.4617 | 0.02448
[25 empty] | 1196.0663 | 0.0013351 | [18 empty] | 1255.5461 | 0 |  | 1255.5389 | 0.02437
[25 empty] | 1196.2087 | 0.0012052 | [18 empty] | 1255.6234 | 0 |  | 1255.6162 | 0.02418
[25 empty] | 1196.3511 | 0.0014756 | [18 empty] | 1255.7006 | 0 |  | 1255.6934 | 0.02394
[25 empty] | 1196.4935 | 0.0012789 | [18 empty] | 1255.7778 | 0 |  | 1255.7706 | 0.02363
[25 empty] | 1196.6362 | 0.0011876 | [18 empty] | 1255.8551 | 0 |  | 1255.8479 | 0.02329
[25 empty] | 1196.7786 | 0.0013089 | [18 empty] | 1255.9324 | 0 |  | 1255.9252 | 0.02292
[25 empty] | 1196.9211 | 0.0017476 | [18 empty] | 1256.0096 | 0 |  | 1256.0024 | 0.02255
[25 empty] | 1197.0637 | 0.0015972 | [18 empty] | 1256.0869 | 0 |  | 1256.0797 | 0.02219
[25 empty] | 1197.2063 | 0.001763 | [18 empty] | 1256.1643 | 0 |  | 1256.157 | 0.02185
[25 empty] | 1197.349 | 0.0012627 | [18 empty] | 1256.2416 | 0 |  | 1256.2344 | 0.02155
[25 empty] | 1197.4916 | 0.0012538 | [18 empty] | 1256.3189 | 0 |  | 1256.3117 | 0.02129
[25 empty] | 1197.6344 | 0.0014828 | [18 empty] | 1256.3962 | 0 |  | 1256.389 | 0.02109
[25 empty] | 1197.7771 | 0.0014494 | [18 empty] | 1256.4735 | 0 |  | 1256.4663 | 0.02093
[25 empty] | 1197.9199 | 0.0016092 | [18 empty] | 1256.5509 | 0 |  | 1256.5437 | 0.02082
[25 empty] | 1198.0627 | 0.0012392 | [18 empty] | 1256.6283 | 0 |  | 1256.621 | 0.02074
[25 empty] | 1198.2056 | 0.0017929 | [18 empty] | 1256.7056 | 0 |  | 1256.6984 | 0.02067
[25 empty] | 1198.3484 | 0.0017317 | [18 empty] | 1256.783 | 0 |  | 1256.7758 | 0.0206
[25 empty] | 1198.4913 | 0.0020883 | [18 empty] | 1256.8603 | 0 |  | 1256.8531 | 0.02052
[25 empty] | 1198.6343 | 0.0022045 | [18 empty] | 1256.9377 | 0 |  | 1256.9305 | 0.02044
[25 empty] | 1198.7773 | 0.0019594 | [18 empty] | 1257.0151 | 0 |  | 1257.0079 | 0.02034
[25 empty] | 1198.9203 | 0.0012242 | [18 empty] | 1257.0925 | 0 |  | 1257.0853 | 0.02026
[25 empty] | 1199.0634 | 0.0011325 | [18 empty] | 1257.17 | 0 |  | 1257.1627 | 0.02021
[25 empty] | 1199.2064 | 0.0011787 | [18 empty] | 1257.2474 | 0 |  | 1257.2402 | 0.02022
[25 empty] | 1199.3495 | 0.001165 | [18 empty] | 1257.3248 | 0 |  | 1257.3176 | 0.02029
[25 empty] | 1199.4926 | 0.0012992 | [18 empty] | 1257.4023 | 0 |  | 1257.3951 | 0.02044
[25 empty] | 1199.6357 | 0.0016232 | [18 empty] | 1257.4797 | 0 |  | 1257.4725 | 0.02067
[25 empty] | 1199.7791 | 0.0019898 | [18 empty] | 1257.5573 | 0 |  | 1257.5501 | 0.02094
[25 empty] | 1199.9222 | 0.0017896 | [18 empty] | 1257.6348 | 0 |  | 1257.6274 | 0.02124
[25 empty] | 1200.0656 | 0.001643 | [18 empty] | 1257.7122 | 0 |  | 1257.705 | 0.02151
[45 empty] | 1257.7897 | 0 |  | 1257.7825 | 0.02173
[45 empty] | 1257.8672 | 0 |  | 1257.86 | 0.02187
[45 empty] | 1257.9447 | 0 |  | 1257.9375 | 0.02188
[45 empty] | 1258.0222 | 0 |  | 1258.015 | 0.02178
[45 empty] | 1258.0999 | 0 |  | 1258.0925 | 0.02156
[45 empty] | 1258.1774 | 0 |  | 1258.1702 | 0.02126
[45 empty] | 1258.2549 | 0 |  | 1258.2477 | 0.0209
[45 empty] | 1258.3325 | 0 |  | 1258.3252 | 0.02053
[45 empty] | 1258.41 | 0 |  | 1258.4028 | 0.02019
[45 empty] | 1258.4877 | 0 |  | 1258.4804 | 0.0199
[45 empty] | 1258.5652 | 0 |  | 1258.558 | 0.0197
[45 empty] | 1258.6428 | 0 |  | 1258.6356 | 0.01959
[45 empty] | 1258.7205 | 0 |  | 1258.7131 | 0.01959
[45 empty] | 1258.7981 | 0 |  | 1258.7908 | 0.01969
[45 empty] | 1258.8757 | 0 |  | 1258.8684 | 0.01987
[45 empty] | 1258.9534 | 0 |  | 1258.946 | 0.02013
[45 empty] | 1259.031 | 0 |  | 1259.0237 | 0.02043
[45 empty] | 1259.1086 | 0 |  | 1259.1014 | 0.02077
[45 empty] | 1259.1863 | 0 |  | 1259.1791 | 0.02111
[45 empty] | 1259.264 | 0 |  | 1259.2567 | 0.02146
[45 empty] | 1259.3417 | 0 |  | 1259.3345 | 0.02181
[45 empty] | 1259.4194 | 0 |  | 1259.4121 | 0.02216
[45 empty] | 1259.4971 | 0 |  | 1259.4899 | 0.02253
[45 empty] | 1259.5748 | 0 |  | 1259.5675 | 0.02293
[45 empty] | 1259.6526 | 0 |  | 1259.6453 | 0.02337
[45 empty] | 1259.7302 | 0 |  | 1259.723 | 0.02387
[45 empty] | 1259.808 | 0 |  | 1259.8008 | 0.02442
[45 empty] | 1259.8857 | 0 |  | 1259.8785 | 0.02501
[45 empty] | 1259.9635 | 0 |  | 1259.9563 | 0.0256
[45 empty] | 1260.0413 | 0 |  | 1260.0341 | 0.02616
[45 empty] | 1260.1191 | 0 |  | 1260.1118 | 0.02665
[45 empty] | 1260.1969 | 0 |  | 1260.1897 | 0.02703
[45 empty] | 1260.2747 | 0 |  | 1260.2675 | 0.02727
[45 empty] | 1260.3525 | 0 |  | 1260.3452 | 0.02736
[45 empty] | 1260.4303 | 0 |  | 1260.4231 | 0.0273
[45 empty] | 1260.5082 | 0 |  | 1260.501 | 0.02712
[45 empty] | 1260.5861 | 0 |  | 1260.5787 | 0.02682
[45 empty] | 1260.6638 | 0 |  | 1260.6566 | 0.02643
[45 empty] | 1260.7417 | 0 |  | 1260.7345 | 0.02597
[45 empty] | 1260.8196 | 0 |  | 1260.8124 | 0.02547
[45 empty] | 1260.8975 | 0 |  | 1260.8903 | 0.02492
[45 empty] | 1260.9753 | 0 |  | 1260.9681 | 0.02437
[45 empty] | 1261.0532 | 0 |  | 1261.046 | 0.02383
[45 empty] | 1261.1312 | 0 |  | 1261.1239 | 0.02331
[45 empty] | 1261.2091 | 0 |  | 1261.2019 | 0.02284
[45 empty] | 1261.287 | 0 |  | 1261.2798 | 0.02242
[45 empty] | 1261.365 | 0 |  | 1261.3577 | 0.02205
[45 empty] | 1261.4429 | 0 |  | 1261.4357 | 0.02173
[45 empty] | 1261.5209 | 0 |  | 1261.5137 | 0.02145
[45 empty] | 1261.5989 | 0 |  | 1261.5916 | 0.02119
[45 empty] | 1261.6768 | 0 |  | 1261.6696 | 0.02093
[45 empty] | 1261.7548 | 0 |  | 1261.7476 | 0.02067
[45 empty] | 1261.8328 | 0 |  | 1261.8256 | 0.02039
[45 empty] | 1261.9108 | 0 |  | 1261.9036 | 0.02011
[45 empty] | 1261.9888 | 0 |  | 1261.9816 | 0.01984
[45 empty] | 1262.0669 | 0 |  | 1262.0596 | 0.01959
[45 empty] | 1262.1449 | 0 |  | 1262.1377 | 0.01939
[45 empty] | 1262.2229 | 0 |  | 1262.2157 | 0.01925
[45 empty] | 1262.301 | 0 |  | 1262.2937 | 0.01917
[45 empty] | 1262.379 | 0 |  | 1262.3718 | 0.01914
[45 empty] | 1262.4571 | 0 |  | 1262.4498 | 0.01916
[45 empty] | 1262.5352 | 0 |  | 1262.5279 | 0.0192
[45 empty] | 1262.6133 | 0 |  | 1262.6061 | 0.01923
[45 empty] | 1262.6914 | 0 |  | 1262.6842 | 0.01923
[45 empty] | 1262.7695 | 0 |  | 1262.7622 | 0.01921
[45 empty] | 1262.8477 | 0 |  | 1262.8403 | 0.01915
[45 empty] | 1262.9258 | 0 |  | 1262.9186 | 0.01909
[45 empty] | 1263.0039 | 0 |  | 1262.9967 | 0.01903
[45 empty] | 1263.082 | 0 |  | 1263.0748 | 0.01903
[45 empty] | 1263.1603 | 0 |  | 1263.1529 | 0.01909
[45 empty] | 1263.2384 | 0 |  | 1263.2312 | 0.01926
[45 empty] | 1263.3165 | 0 |  | 1263.3093 | 0.01955
[45 empty] | 1263.3948 | 0 |  | 1263.3874 | 0.01995
[45 empty] | 1263.473 | 0 |  | 1263.4657 | 0.02046
[45 empty] | 1263.5512 | 0 |  | 1263.5439 | 0.02104
[45 empty] | 1263.6294 | 0 |  | 1263.6222 | 0.02166
[45 empty] | 1263.7076 | 0 |  | 1263.7003 | 0.02229
[45 empty] | 1263.7859 | 0 |  | 1263.7786 | 0.02289
[45 empty] | 1263.8641 | 0 |  | 1263.8568 | 0.02344
[45 empty] | 1263.9424 | 0 |  | 1263.9351 | 0.02394
[45 empty] | 1264.0206 | 0 |  | 1264.0134 | 0.02438
[45 empty] | 1264.0989 | 0 |  | 1264.0917 | 0.02475
[45 empty] | 1264.1772 | 0 |  | 1264.1699 | 0.02504
[45 empty] | 1264.2555 | 0 |  | 1264.2483 | 0.02523
[45 empty] | 1264.3339 | 0 |  | 1264.3265 | 0.02532
[45 empty] | 1264.4121 | 0 |  | 1264.4049 | 0.02529
[45 empty] | 1264.4905 | 0 |  | 1264.4832 | 0.02513
[45 empty] | 1264.5687 | 0 |  | 1264.5615 | 0.02487
[45 empty] | 1264.6471 | 0 |  | 1264.6399 | 0.02451
[45 empty] | 1264.7255 | 0 |  | 1264.7183 | 0.02411
[45 empty] | 1264.8038 | 0 |  | 1264.7966 | 0.02369
[45 empty] | 1264.8822 | 0 |  | 1264.875 | 0.02328
[45 empty] | 1264.9606 | 0 |  | 1264.9534 | 0.02291
[45 empty] | 1265.0389 | 0 |  | 1265.0317 | 0.0226
[45 empty] | 1265.1174 | 0 |  | 1265.1101 | 0.02236
[45 empty] | 1265.1958 | 0 |  | 1265.1886 | 0.02218
[45 empty] | 1265.2743 | 0 |  | 1265.267 | 0.02207
[45 empty] | 1265.3527 | 0 |  | 1265.3455 | 0.02201
[45 empty] | 1265.4311 | 0 |  | 1265.4238 | 0.022
[45 empty] | 1265.5095 | 0 |  | 1265.5023 | 0.02203
[45 empty] | 1265.588 | 0 |  | 1265.5808 | 0.0221
[45 empty] | 1265.6665 | 0 |  | 1265.6592 | 0.02219
[45 empty] | 1265.745 | 0 |  | 1265.7377 | 0.0223
[45 empty] | 1265.8235 | 0 |  | 1265.8162 | 0.02241
[45 empty] | 1265.902 | 0 |  | 1265.8946 | 0.02251
[45 empty] | 1265.9805 | 0 |  | 1265.9733 | 0.02256
[45 empty] | 1266.059 | 0 |  | 1266.0518 | 0.02253
[45 empty] | 1266.1376 | 0 |  | 1266.1302 | 0.02241
[45 empty] | 1266.2161 | 0 |  | 1266.2089 | 0.0222
[45 empty] | 1266.2947 | 0 |  | 1266.2874 | 0.0219
[45 empty] | 1266.3732 | 0 |  | 1266.366 | 0.02156
[45 empty] | 1266.4518 | 0 |  | 1266.4445 | 0.02121
[45 empty] | 1266.5303 | 0 |  | 1266.5231 | 0.02091
[45 empty] | 1266.6089 | 0 |  | 1266.6017 | 0.02068
[45 empty] | 1266.6875 | 0 |  | 1266.6803 | 0.02054
[45 empty] | 1266.7661 | 0 |  | 1266.7589 | 0.02049
[45 empty] | 1266.8447 | 0 |  | 1266.8375 | 0.02053
[45 empty] | 1266.9233 | 0 |  | 1266.9161 | 0.02064
[45 empty] | 1267.002 | 0 |  | 1266.9948 | 0.02081
[45 empty] | 1267.0807 | 0 |  | 1267.0734 | 0.02105
[45 empty] | 1267.1593 | 0 |  | 1267.152 | 0.02133
[45 empty] | 1267.2379 | 0 |  | 1267.2307 | 0.02167
[45 empty] | 1267.3166 | 0 |  | 1267.3093 | 0.02204
[45 empty] | 1267.3954 | 0 |  | 1267.3881 | 0.02242
[45 empty] | 1267.474 | 0 |  | 1267.4668 | 0.02279
[45 empty] | 1267.5527 | 0 |  | 1267.5454 | 0.02311
[45 empty] | 1267.6315 | 0 |  | 1267.6242 | 0.02335
[45 empty] | 1267.7102 | 0 |  | 1267.7029 | 0.0235
[45 empty] | 1267.7889 | 0 |  | 1267.7816 | 0.02354
[45 empty] | 1267.8677 | 0 |  | 1267.8603 | 0.02348
[45 empty] | 1267.9464 | 0 |  | 1267.9391 | 0.02332
[45 empty] | 1268.0251 | 0 |  | 1268.0179 | 0.0231
[45 empty] | 1268.104 | 0 |  | 1268.0967 | 0.02282
[45 empty] | 1268.1827 | 0 |  | 1268.1754 | 0.0225
[45 empty] | 1268.2615 | 0 |  | 1268.2543 | 0.02217
[45 empty] | 1268.3403 | 0 |  | 1268.333 | 0.02184
[45 empty] | 1268.4192 | 0 |  | 1268.4119 | 0.02153
[45 empty] | 1268.4979 | 0 |  | 1268.4907 | 0.02126
[45 empty] | 1268.5768 | 0 |  | 1268.5696 | 0.02104
[45 empty] | 1268.6556 | 0 |  | 1268.6483 | 0.02087
[45 empty] | 1268.7345 | 0 |  | 1268.7272 | 0.02078
[45 empty] | 1268.8133 | 0 |  | 1268.806 | 0.02076
[45 empty] | 1268.8922 | 0 |  | 1268.885 | 0.02082
[45 empty] | 1268.9711 | 0 |  | 1268.9639 | 0.02095
[45 empty] | 1269.0501 | 0 |  | 1269.0427 | 0.02115
[45 empty] | 1269.1289 | 0 |  | 1269.1216 | 0.02139
[45 empty] | 1269.2078 | 0 |  | 1269.2006 | 0.02166
[45 empty] | 1269.2867 | 0 |  | 1269.2794 | 0.02193
[45 empty] | 1269.3657 | 0 |  | 1269.3584 | 0.0222
[45 empty] | 1269.4446 | 0 |  | 1269.4374 | 0.02243
[45 empty] | 1269.5236 | 0 |  | 1269.5162 | 0.02261
[45 empty] | 1269.6025 | 0 |  | 1269.5952 | 0.02273
[45 empty] | 1269.6815 | 0 |  | 1269.6742 | 0.02278
[45 empty] | 1269.7605 | 0 |  | 1269.7532 | 0.02278
[45 empty] | 1269.8395 | 0 |  | 1269.8321 | 0.02272
[45 empty] | 1269.9185 | 0 |  | 1269.9111 | 0.02263
[45 empty] | 1269.9974 | 0 |  | 1269.9902 | 0.02253
[45 empty] | 1270.0765 | 0 |  | 1270.0692 | 0.02244
[45 empty] | 1270.1555 | 0 |  | 1270.1482 | 0.02238
[45 empty] | 1270.2345 | 0 |  | 1270.2273 | 0.02235
[45 empty] | 1270.3136 | 0 |  | 1270.3063 | 0.02235
[45 empty] | 1270.3927 | 0 |  | 1270.3854 | 0.02238
[45 empty] | 1270.4717 | 0 |  | 1270.4645 | 0.02243
[45 empty] | 1270.5508 | 0 |  | 1270.5436 | 0.02249
[45 empty] | 1270.6299 | 0 |  | 1270.6226 | 0.02254
[45 empty] | 1270.709 | 0 |  | 1270.7017 | 0.02256
[45 empty] | 1270.7881 | 0 |  | 1270.7808 | 0.02253
[45 empty] | 1270.8672 | 0 |  | 1270.86 | 0.02245
[45 empty] | 1270.9463 | 0 |  | 1270.9391 | 0.02231
[45 empty] | 1271.0255 | 0 |  | 1271.0182 | 0.02211
[45 empty] | 1271.1046 | 0 |  | 1271.0973 | 0.02186
[45 empty] | 1271.1838 | 0 |  | 1271.1765 | 0.02158
[45 empty] | 1271.2629 | 0 |  | 1271.2556 | 0.0213
[45 empty] | 1271.3422 | 0 |  | 1271.3348 | 0.02104
[45 empty] | 1271.4213 | 0 |  | 1271.4141 | 0.02082
[45 empty] | 1271.5005 | 0 |  | 1271.4933 | 0.02066
[45 empty] | 1271.5797 | 0 |  | 1271.5724 | 0.0206
[45 empty] | 1271.6589 | 0 |  | 1271.6516 | 0.02064
[45 empty] | 1271.7382 | 0 |  | 1271.7308 | 0.02078
[45 empty] | 1271.8174 | 0 |  | 1271.8101 | 0.02103
[45 empty] | 1271.8966 | 0 |  | 1271.8894 | 0.02135
[45 empty] | 1271.976 | 0 |  | 1271.9686 | 0.02172
[45 empty] | 1272.0552 | 0 |  | 1272.0478 | 0.02209
[45 empty] | 1272.1344 | 0 |  | 1272.1272 | 0.02242
[45 empty] | 1272.2137 | 0 |  | 1272.2064 | 0.02265
[45 empty] | 1272.293 | 0 |  | 1272.2858 | 0.02277
[45 empty] | 1272.3723 | 0 |  | 1272.365 | 0.02275
[45 empty] | 1272.4517 | 0 |  | 1272.4443 | 0.02261
[45 empty] | 1272.531 | 0 |  | 1272.5237 | 0.02235
[45 empty] | 1272.6103 | 0 |  | 1272.603 | 0.022
[45 empty] | 1272.6897 | 0 |  | 1272.6824 | 0.02161
[45 empty] | 1272.769 | 0 |  | 1272.7617 | 0.02121
[45 empty] | 1272.8484 | 0 |  | 1272.8411 | 0.02083
[45 empty] | 1272.9277 | 0 |  | 1272.9204 | 0.0205
[45 empty] | 1273.0071 | 0 |  | 1272.9999 | 0.02023
[45 empty] | 1273.0865 | 0 |  | 1273.0792 | 0.02003
[45 empty] | 1273.1659 | 0 |  | 1273.1586 | 0.01991
[45 empty] | 1273.2454 | 0 |  | 1273.238 | 0.01987
[45 empty] | 1273.3247 | 0 |  | 1273.3175 | 0.0199
[45 empty] | 1273.4042 | 0 |  | 1273.3969 | 0.02
[45 empty] | 1273.4836 | 0 |  | 1273.4763 | 0.02014
[45 empty] | 1273.5631 | 0 |  | 1273.5558 | 0.02031
[45 empty] | 1273.6426 | 0 |  | 1273.6353 | 0.02049
[45 empty] | 1273.7221 | 0 |  | 1273.7147 | 0.02067
[45 empty] | 1273.8015 | 0 |  | 1273.7942 | 0.02083
[45 empty] | 1273.881 | 0 |  | 1273.8737 | 0.02097
[45 empty] | 1273.9605 | 0 |  | 1273.9533 | 0.0211
[45 empty] | 1274.04 | 0 |  | 1274.0327 | 0.02121
[45 empty] | 1274.1195 | 0 |  | 1274.1123 | 0.0213
[45 empty] | 1274.1991 | 0 |  | 1274.1918 | 0.02138
[45 empty] | 1274.2786 | 0 |  | 1274.2714 | 0.02142
[45 empty] | 1274.3582 | 0 |  | 1274.3508 | 0.02143
[45 empty] | 1274.4377 | 0 |  | 1274.4304 | 0.02139
[45 empty] | 1274.5173 | 0 |  | 1274.51 | 0.0213
[45 empty] | 1274.5969 | 0 |  | 1274.5896 | 0.02118
[45 empty] | 1274.6765 | 0 |  | 1274.6692 | 0.02103
[45 empty] | 1274.7561 | 0 |  | 1274.7488 | 0.02088
[45 empty] | 1274.8357 | 0 |  | 1274.8284 | 0.02073
[45 empty] | 1274.9153 | 0 |  | 1274.9081 | 0.0206
[45 empty] | 1274.995 | 0 |  | 1274.9877 | 0.0205
[45 empty] | 1275.0746 | 0 |  | 1275.0673 | 0.02044
[45 empty] | 1275.1543 | 0 |  | 1275.147 | 0.02042
[45 empty] | 1275.2339 | 0 |  | 1275.2266 | 0.02044
[45 empty] | 1275.3136 | 0 |  | 1275.3063 | 0.0205
[45 empty] | 1275.3933 | 0 |  | 1275.386 | 0.02059
[45 empty] | 1275.4729 | 0 |  | 1275.4657 | 0.0207
[45 empty] | 1275.5526 | 0 |  | 1275.5454 | 0.02081
[45 empty] | 1275.6323 | 0 |  | 1275.6251 | 0.02092
[45 empty] | 1275.712 | 0 |  | 1275.7048 | 0.02102
[45 empty] | 1275.7919 | 0 |  | 1275.7846 | 0.02111
[45 empty] | 1275.8716 | 0 |  | 1275.8643 | 0.02118
[45 empty] | 1275.9513 | 0 |  | 1275.944 | 0.02123
[45 empty] | 1276.0311 | 0 |  | 1276.0238 | 0.02127
[45 empty] | 1276.1108 | 0 |  | 1276.1035 | 0.02129
[45 empty] | 1276.1907 | 0 |  | 1276.1834 | 0.02127
[45 empty] | 1276.2704 | 0 |  | 1276.2632 | 0.02123
[45 empty] | 1276.3502 | 0 |  | 1276.3429 | 0.02116
[45 empty] | 1276.43 | 0 |  | 1276.4227 | 0.02106
[45 empty] | 1276.5099 | 0 |  | 1276.5026 | 0.02095
[45 empty] | 1276.5897 | 0 |  | 1276.5824 | 0.02085
[45 empty] | 1276.6696 | 0 |  | 1276.6622 | 0.02078
[45 empty] | 1276.7494 | 0 |  | 1276.7421 | 0.02075
[45 empty] | 1276.8292 | 0 |  | 1276.8219 | 0.02078
[45 empty] | 1276.9092 | 0 |  | 1276.9019 | 0.02086
[45 empty] | 1276.989 | 0 |  | 1276.9817 | 0.02099
[45 empty] | 1277.0689 | 0 |  | 1277.0617 | 0.02115
[45 empty] | 1277.1488 | 0 |  | 1277.1415 | 0.02133
[45 empty] | 1277.2288 | 0 |  | 1277.2214 | 0.0215
[45 empty] | 1277.3086 | 0 |  | 1277.3013 | 0.02166
[45 empty] | 1277.3885 | 0 |  | 1277.3812 | 0.02179
[45 empty] | 1277.4685 | 0 |  | 1277.4612 | 0.02187
[45 empty] | 1277.5485 | 0 |  | 1277.5411 | 0.02192
[45 empty] | 1277.6284 | 0 |  | 1277.6211 | 0.02193
[45 empty] | 1277.7084 | 0 |  | 1277.701 | 0.02191
[45 empty] | 1277.7883 | 0 |  | 1277.781 | 0.02185
[45 empty] | 1277.8684 | 0 |  | 1277.8611 | 0.02178
[45 empty] | 1277.9484 | 0 |  | 1277.941 | 0.02168
[45 empty] | 1278.0283 | 0 |  | 1278.0211 | 0.02158
[45 empty] | 1278.1084 | 0 |  | 1278.1011 | 0.02148
[45 empty] | 1278.1885 | 0 |  | 1278.1811 | 0.0214
[45 empty] | 1278.2684 | 0 |  | 1278.2611 | 0.02135
[45 empty] | 1278.3485 | 0 |  | 1278.3412 | 0.02135
[45 empty] | 1278.4286 | 0 |  | 1278.4213 | 0.02141
[45 empty] | 1278.5087 | 0 |  | 1278.5013 | 0.02151
[45 empty] | 1278.5887 | 0 |  | 1278.5814 | 0.02164
[45 empty] | 1278.6688 | 0 |  | 1278.6615 | 0.02177
[45 empty] | 1278.7489 | 0 |  | 1278.7416 | 0.02186
[45 empty] | 1278.8291 | 0 |  | 1278.8218 | 0.02189
[45 empty] | 1278.9092 | 0 |  | 1278.9019 | 0.02182
[45 empty] | 1278.9893 | 0 |  | 1278.9819 | 0.02166
[45 empty] | 1279.0695 | 0 |  | 1279.0621 | 0.02142
[45 empty] | 1279.1495 | 0 |  | 1279.1423 | 0.02111
[45 empty] | 1279.2297 | 0 |  | 1279.2224 | 0.02076
[45 empty] | 1279.3099 | 0 |  | 1279.3026 | 0.02041
[45 empty] | 1279.3901 | 0 |  | 1279.3828 | 0.02007
[45 empty] | 1279.4703 | 0 |  | 1279.463 | 0.01978
[45 empty] | 1279.5505 | 0 |  | 1279.5432 | 0.01955
[45 empty] | 1279.6307 | 0 |  | 1279.6234 | 0.01939
[45 empty] | 1279.7109 | 0 |  | 1279.7036 | 0.01929
[45 empty] | 1279.7911 | 0 |  | 1279.7838 | 0.01925
[45 empty] | 1279.8715 | 0 |  | 1279.8641 | 0.01927
[45 empty] | 1279.9517 | 0 |  | 1279.9443 | 0.01935
[45 empty] | 1280.032 | 0 |  | 1280.0247 | 0.01948
[45 empty] | 1280.1122 | 0 |  | 1280.1049 | 0.01966
[45 empty] | 1280.1925 | 0 |  | 1280.1852 | 0.01989
[45 empty] | 1280.2728 | 0 |  | 1280.2655 | 0.02018
[45 empty] | 1280.353 | 0 |  | 1280.3457 | 0.02051
[45 empty] | 1280.4334 | 0 |  | 1280.426 | 0.02086
[45 empty] | 1280.5137 | 0 |  | 1280.5064 | 0.0212
[45 empty] | 1280.5941 | 0 |  | 1280.5868 | 0.02148
[45 empty] | 1280.6744 | 0 |  | 1280.6671 | 0.02168
[45 empty] | 1280.7548 | 0 |  | 1280.7474 | 0.02177
[45 empty] | 1280.8351 | 0 |  | 1280.8278 | 0.02178
[45 empty] | 1280.9155 | 0 |  | 1280.9082 | 0.02171
[45 empty] | 1280.9959 | 0 |  | 1280.9885 | 0.02161
[45 empty] | 1281.0763 | 0 |  | 1281.069 | 0.02154
[45 empty] | 1281.1566 | 0 |  | 1281.1493 | 0.02155
[45 empty] | 1281.2371 | 0 |  | 1281.2297 | 0.02165
[45 empty] | 1281.3175 | 0 |  | 1281.3102 | 0.02186
[45 empty] | 1281.398 | 0 |  | 1281.3906 | 0.02218
[45 empty] | 1281.4784 | 0 |  | 1281.4711 | 0.02257
[45 empty] | 1281.5588 | 0 |  | 1281.5515 | 0.023
[45 empty] | 1281.6393 | 0 |  | 1281.632 | 0.02345
[45 empty] | 1281.7197 | 0 |  | 1281.7124 | 0.02389
[45 empty] | 1281.8003 | 0 |  | 1281.793 | 0.02429
[45 empty] | 1281.8807 | 0 |  | 1281.8734 | 0.02463
[45 empty] | 1281.9613 | 0 |  | 1281.954 | 0.02491
[45 empty] | 1282.0418 | 0 |  | 1282.0344 | 0.0251
[45 empty] | 1282.1223 | 0 |  | 1282.115 | 0.02518
[45 empty] | 1282.2029 | 0 |  | 1282.1956 | 0.02513
[45 empty] | 1282.2834 | 0 |  | 1282.276 | 0.02497
[45 empty] | 1282.3639 | 0 |  | 1282.3566 | 0.02468
[45 empty] | 1282.4445 | 0 |  | 1282.4371 | 0.02431
[45 empty] | 1282.525 | 0 |  | 1282.5177 | 0.02387
[45 empty] | 1282.6057 | 0 |  | 1282.5984 | 0.02342
[45 empty] | 1282.6863 | 0 |  | 1282.679 | 0.02298
[45 empty] | 1282.7668 | 0 |  | 1282.7595 | 0.02258
[45 empty] | 1282.8475 | 0 |  | 1282.8402 | 0.02225
[45 empty] | 1282.9281 | 0 |  | 1282.9208 | 0.02198
[45 empty] | 1283.0088 | 0 |  | 1283.0015 | 0.02178
[45 empty] | 1283.0894 | 0 |  | 1283.082 | 0.02163
[45 empty] | 1283.17 | 0 |  | 1283.1627 | 0.02153
[45 empty] | 1283.2507 | 0 |  | 1283.2434 | 0.02147
[45 empty] | 1283.3314 | 0 |  | 1283.3241 | 0.02146
[45 empty] | 1283.4121 | 0 |  | 1283.4048 | 0.02148
[45 empty] | 1283.4928 | 0 |  | 1283.4855 | 0.02154
[45 empty] | 1283.5735 | 0 |  | 1283.5662 | 0.02164
[45 empty] | 1283.6542 | 0 |  | 1283.6469 | 0.02178
[45 empty] | 1283.735 | 0 |  | 1283.7277 | 0.02195
[45 empty] | 1283.8157 | 0 |  | 1283.8084 | 0.02215
[45 empty] | 1283.8965 | 0 |  | 1283.889 | 0.02236
[45 empty] | 1283.9772 | 0 |  | 1283.9698 | 0.02258
[45 empty] | 1284.058 | 0 |  | 1284.0507 | 0.02279
[45 empty] | 1284.1387 | 0 |  | 1284.1314 | 0.02297
[45 empty] | 1284.2195 | 0 |  | 1284.2122 | 0.02309
[45 empty] | 1284.3003 | 0 |  | 1284.293 | 0.02314
[45 empty] | 1284.3811 | 0 |  | 1284.3738 | 0.02309
[45 empty] | 1284.4619 | 0 |  | 1284.4546 | 0.02294
[45 empty] | 1284.5427 | 0 |  | 1284.5354 | 0.0227
[45 empty] | 1284.6237 | 0 |  | 1284.6163 | 0.02238
[45 empty] | 1284.7045 | 0 |  | 1284.6971 | 0.02201
[45 empty] | 1284.7853 | 0 |  | 1284.7779 | 0.02161
[45 empty] | 1284.8662 | 0 |  | 1284.8589 | 0.02121
[45 empty] | 1284.947 | 0 |  | 1284.9397 | 0.02086
[45 empty] | 1285.0279 | 0 |  | 1285.0206 | 0.02056
[45 empty] | 1285.1089 | 0 |  | 1285.1016 | 0.02033
[45 empty] | 1285.1898 | 0 |  | 1285.1825 | 0.02018
[45 empty] | 1285.2707 | 0 |  | 1285.2633 | 0.02009
[45 empty] | 1285.3517 | 0 |  | 1285.3442 | 0.02006
[45 empty] | 1285.4326 | 0 |  | 1285.4252 | 0.02006
[45 empty] | 1285.5135 | 0 |  | 1285.5062 | 0.02008
[45 empty] | 1285.5945 | 0 |  | 1285.5872 | 0.0201
[45 empty] | 1285.6754 | 0 |  | 1285.6681 | 0.02012
[45 empty] | 1285.7565 | 0 |  | 1285.7492 | 0.02011
[45 empty] | 1285.8374 | 0 |  | 1285.8301 | 0.0201
[45 empty] | 1285.9185 | 0 |  | 1285.9111 | 0.02009
[45 empty] | 1285.9994 | 0 |  | 1285.9921 | 0.0201
[45 empty] | 1286.0804 | 0 |  | 1286.0731 | 0.02013
[45 empty] | 1286.1615 | 0 |  | 1286.1542 | 0.02021
[45 empty] | 1286.2425 | 0 |  | 1286.2352 | 0.02033
[45 empty] | 1286.3236 | 0 |  | 1286.3163 | 0.02047
[45 empty] | 1286.4047 | 0 |  | 1286.3973 | 0.02062
[45 empty] | 1286.4857 | 0 |  | 1286.4784 | 0.02076
[45 empty] | 1286.5668 | 0 |  | 1286.5594 | 0.02085
[45 empty] | 1286.648 | 0 |  | 1286.6406 | 0.02089
[45 empty] | 1286.729 | 0 |  | 1286.7217 | 0.02088
[45 empty] | 1286.8102 | 0 |  | 1286.8027 | 0.02082
[45 empty] | 1286.8912 | 0 |  | 1286.8839 | 0.02074
[45 empty] | 1286.9724 | 0 |  | 1286.9651 | 0.02064
[45 empty] | 1287.0536 | 0 |  | 1287.0461 | 0.02053
[45 empty] | 1287.1346 | 0 |  | 1287.1273 | 0.02042
[45 empty] | 1287.2158 | 0 |  | 1287.2085 | 0.02031
[45 empty] | 1287.297 | 0 |  | 1287.2897 | 0.0202
[45 empty] | 1287.3782 | 0 |  | 1287.3709 | 0.02008
[45 empty] | 1287.4595 | 0 |  | 1287.452 | 0.01996
[45 empty] | 1287.5406 | 0 |  | 1287.5333 | 0.01985
[45 empty] | 1287.6218 | 0 |  | 1287.6145 | 0.01974
[45 empty] | 1287.7031 | 0 |  | 1287.6957 | 0.01965
[45 empty] | 1287.7843 | 0 |  | 1287.777 | 0.01957
[45 empty] | 1287.8656 | 0 |  | 1287.8583 | 0.01952
[45 empty] | 1287.9468 | 0 |  | 1287.9395 | 0.01951
[45 empty] | 1288.0281 | 0 |  | 1288.0207 | 0.01954
[45 empty] | 1288.1094 | 0 |  | 1288.102 | 0.01961
[45 empty] | 1288.1907 | 0 |  | 1288.1834 | 0.01974
[45 empty] | 1288.272 | 0 |  | 1288.2647 | 0.01991
[45 empty] | 1288.3533 | 0 |  | 1288.3459 | 0.02012
[45 empty] | 1288.4346 | 0 |  | 1288.4272 | 0.02036
[45 empty] | 1288.5159 | 0 |  | 1288.5085 | 0.0206
[45 empty] | 1288.5973 | 0 |  | 1288.59 | 0.02084
[45 empty] | 1288.6786 | 0 |  | 1288.6713 | 0.02106
[45 empty] | 1288.76 | 0 |  | 1288.7526 | 0.02123
[45 empty] | 1288.8413 | 0 |  | 1288.834 | 0.02135
[45 empty] | 1288.9227 | 0 |  | 1288.9154 | 0.0214
[45 empty] | 1289.0041 | 0 |  | 1288.9967 | 0.02138
[45 empty] | 1289.0856 | 0 |  | 1289.0781 | 0.0213
[45 empty] | 1289.167 | 0 |  | 1289.1596 | 0.02116
[45 empty] | 1289.2484 | 0 |  | 1289.241 | 0.02098
[45 empty] | 1289.3298 | 0 |  | 1289.3224 | 0.02079
[45 empty] | 1289.4113 | 0 |  | 1289.4039 | 0.02061
[45 empty] | 1289.4927 | 0 |  | 1289.4853 | 0.02045
[45 empty] | 1289.5741 | 0 |  | 1289.5668 | 0.02031
[45 empty] | 1289.6556 | 0 |  | 1289.6483 | 0.02019
[45 empty] | 1289.7371 | 0 |  | 1289.7297 | 0.02009
[45 empty] | 1289.8186 | 0 |  | 1289.8113 | 0.02002
[45 empty] | 1289.9001 | 0 |  | 1289.8927 | 0.01998
[45 empty] | 1289.9816 | 0 |  | 1289.9742 | 0.01999
[45 empty] | 1290.0631 | 0 |  | 1290.0558 | 0.02005
[45 empty] | 1290.1446 | 0 |  | 1290.1373 | 0.02019
[45 empty] | 1290.2262 | 0 |  | 1290.2189 | 0.02039
[45 empty] | 1290.3077 | 0 |  | 1290.3004 | 0.02065
[45 empty] | 1290.3894 | 0 |  | 1290.382 | 0.02092
[45 empty] | 1290.4709 | 0 |  | 1290.4636 | 0.02118
[45 empty] | 1290.5525 | 0 |  | 1290.5452 | 0.02139
[45 empty] | 1290.6342 | 0 |  | 1290.6267 | 0.0215
[45 empty] | 1290.7157 | 0 |  | 1290.7084 | 0.0215
[45 empty] | 1290.7974 | 0 |  | 1290.79 | 0.02138
[45 empty] | 1290.879 | 0 |  | 1290.8716 | 0.02115
[45 empty] | 1290.9606 | 0 |  | 1290.9533 | 0.02085
[45 empty] | 1291.0422 | 0 |  | 1291.0349 | 0.02052
[45 empty] | 1291.1239 | 0 |  | 1291.1166 | 0.02021
[45 empty] | 1291.2056 | 0 |  | 1291.1982 | 0.01996
[45 empty] | 1291.2872 | 0 |  | 1291.2799 | 0.01981
[45 empty] | 1291.369 | 0 |  | 1291.3616 | 0.01977
[45 empty] | 1291.4507 | 0 |  | 1291.4434 | 0.01982
[45 empty] | 1291.5323 | 0 |  | 1291.525 | 0.01995
[45 empty] | 1291.6141 | 0 |  | 1291.6067 | 0.02014
[45 empty] | 1291.6958 | 0 |  | 1291.6885 | 0.02037
[45 empty] | 1291.7776 | 0 |  | 1291.7703 | 0.02062
[45 empty] | 1291.8594 | 0 |  | 1291.8519 | 0.02087
[45 empty] | 1291.941 | 0 |  | 1291.9337 | 0.02111
[45 empty] | 1292.0228 | 0 |  | 1292.0155 | 0.02132
[45 empty] | 1292.1046 | 0 |  | 1292.0973 | 0.02151
[45 empty] | 1292.1864 | 0 |  | 1292.1791 | 0.02166
[45 empty] | 1292.2682 | 0 |  | 1292.2609 | 0.0218
[45 empty] | 1292.3501 | 0 |  | 1292.3427 | 0.02192
[45 empty] | 1292.4319 | 0 |  | 1292.4246 | 0.02205
[45 empty] | 1292.5137 | 0 |  | 1292.5064 | 0.02219
[45 empty] | 1292.5956 | 0 |  | 1292.5883 | 0.02234
[45 empty] | 1292.6774 | 0 |  | 1292.67 | 0.0225
[45 empty] | 1292.7593 | 0 |  | 1292.752 | 0.02265
[45 empty] | 1292.8412 | 0 |  | 1292.8337 | 0.02277
[45 empty] | 1292.9231 | 0 |  | 1292.9156 | 0.02285
[45 empty] | 1293.005 | 0 |  | 1292.9976 | 0.02288
[45 empty] | 1293.0869 | 0 |  | 1293.0795 | 0.02285
[45 empty] | 1293.1688 | 0 |  | 1293.1614 | 0.02279
[45 empty] | 1293.2507 | 0 |  | 1293.2433 | 0.02271
[45 empty] | 1293.3326 | 0 |  | 1293.3253 | 0.02264
[45 empty] | 1293.4145 | 0 |  | 1293.4072 | 0.02263
[45 empty] | 1293.4966 | 0 |  | 1293.4891 | 0.02269
[45 empty] | 1293.5785 | 0 |  | 1293.5712 | 0.02285
[45 empty] | 1293.6605 | 0 |  | 1293.6532 | 0.02311
[45 empty] | 1293.7425 | 0 |  | 1293.7351 | 0.02347
[45 empty] | 1293.8245 | 0 |  | 1293.8171 | 0.02388
[45 empty] | 1293.9065 | 0 |  | 1293.8992 | 0.02431
[45 empty] | 1293.9885 | 0 |  | 1293.9812 | 0.0247
[45 empty] | 1294.0706 | 0 |  | 1294.0632 | 0.02499
[45 empty] | 1294.1526 | 0 |  | 1294.1453 | 0.02513
[45 empty] | 1294.2346 | 0 |  | 1294.2273 | 0.02509
[45 empty] | 1294.3168 | 0 |  | 1294.3093 | 0.02486
[45 empty] | 1294.3988 | 0 |  | 1294.3915 | 0.02445
[45 empty] | 1294.4808 | 0 |  | 1294.4735 | 0.02391
[45 empty] | 1294.563 | 0 |  | 1294.5557 | 0.0233
[45 empty] | 1294.6451 | 0 |  | 1294.6377 | 0.0227
[45 empty] | 1294.7272 | 0 |  | 1294.7198 | 0.02216
[45 empty] | 1294.8093 | 0 |  | 1294.802 | 0.02176
[45 empty] | 1294.8915 | 0 |  | 1294.8842 | 0.02151
[45 empty] | 1294.9736 | 0 |  | 1294.9662 | 0.02145
[45 empty] | 1295.0558 | 0 |  | 1295.0485 | 0.02155
[45 empty] | 1295.1379 | 0 |  | 1295.1306 | 0.02178
[45 empty] | 1295.2201 | 0 |  | 1295.2128 | 0.02209
[45 empty] | 1295.3024 | 0 |  | 1295.2949 | 0.02242
[45 empty] | 1295.3845 | 0 |  | 1295.3772 | 0.02271
[45 empty] | 1295.4667 | 0 |  | 1295.4594 | 0.02291
[45 empty] | 1295.549 | 0 |  | 1295.5416 | 0.023
[45 empty] | 1295.6312 | 0 |  | 1295.6238 | 0.02298
[45 empty] | 1295.7134 | 0 |  | 1295.7061 | 0.02283
[45 empty] | 1295.7957 | 0 |  | 1295.7883 | 0.02258
[45 empty] | 1295.8779 | 0 |  | 1295.8706 | 0.02225
[45 empty] | 1295.9602 | 0 |  | 1295.9529 | 0.02186
[45 empty] | 1296.0425 | 0 |  | 1296.0352 | 0.02145
[45 empty] | 1296.1248 | 0 |  | 1296.1174 | 0.02104
[45 empty] | 1296.207 | 0 |  | 1296.1997 | 0.02067
[45 empty] | 1296.2894 | 0 |  | 1296.282 | 0.02034
[45 empty] | 1296.3717 | 0 |  | 1296.3644 | 0.0201
[45 empty] | 1296.4541 | 0 |  | 1296.4467 | 0.01995
[45 empty] | 1296.5364 | 0 |  | 1296.5291 | 0.01989
[45 empty] | 1296.6188 | 0 |  | 1296.6113 | 0.01993
[45 empty] | 1296.7012 | 0 |  | 1296.6937 | 0.02006
[45 empty] | 1296.7836 | 0 |  | 1296.7761 | 0.02025
[45 empty] | 1296.8658 | 0 |  | 1296.8585 | 0.02049
[45 empty] | 1296.9482 | 0 |  | 1296.9409 | 0.02076
[45 empty] | 1297.0308 | 0 |  | 1297.0233 | 0.02103
[45 empty] | 1297.1132 | 0 |  | 1297.1057 | 0.02129
[45 empty] | 1297.1956 | 0 |  | 1297.1881 | 0.02153
[45 empty] | 1297.2779 | 0 |  | 1297.2706 | 0.02172
[45 empty] | 1297.3605 | 0 |  | 1297.353 | 0.02186
[45 empty] | 1297.4429 | 0 |  | 1297.4355 | 0.02193
[45 empty] | 1297.5254 | 0 |  | 1297.5179 | 0.02193
[45 empty] | 1297.6079 | 0 |  | 1297.6005 | 0.02188
[45 empty] | 1297.6903 | 0 |  | 1297.683 | 0.02177
[45 empty] | 1297.7728 | 0 |  | 1297.7655 | 0.02163
[45 empty] | 1297.8554 | 0 |  | 1297.848 | 0.02147
[45 empty] | 1297.9379 | 0 |  | 1297.9305 | 0.02132
[45 empty] | 1298.0204 | 0 |  | 1298.0131 | 0.02119
[45 empty] | 1298.103 | 0 |  | 1298.0956 | 0.02112
[45 empty] | 1298.1855 | 0 |  | 1298.1781 | 0.0211
[45 empty] | 1298.2681 | 0 |  | 1298.2607 | 0.02115
[45 empty] | 1298.3507 | 0 |  | 1298.3433 | 0.02126
[45 empty] | 1298.4332 | 0 |  | 1298.4259 | 0.02143
[45 empty] | 1298.5159 | 0 |  | 1298.5084 | 0.02164
[45 empty] | 1298.5985 | 0 |  | 1298.5911 | 0.02187
[45 empty] | 1298.681 | 0 |  | 1298.6737 | 0.02211
[45 empty] | 1298.7637 | 0 |  | 1298.7564 | 0.02233
[45 empty] | 1298.8463 | 0 |  | 1298.839 | 0.02251
[45 empty] | 1298.929 | 0 |  | 1298.9216 | 0.02263
[45 empty] | 1299.0117 | 0 |  | 1299.0043 | 0.02267
[45 empty] | 1299.0944 | 0 |  | 1299.0869 | 0.02263
[45 empty] | 1299.177 | 0 |  | 1299.1697 | 0.0225
[45 empty] | 1299.2598 | 0 |  | 1299.2523 | 0.02229
[45 empty] | 1299.3424 | 0 |  | 1299.335 | 0.02204
[45 empty] | 1299.4252 | 0 |  | 1299.4177 | 0.02175
[45 empty] | 1299.5078 | 0 |  | 1299.5005 | 0.02145
[45 empty] | 1299.5906 | 0 |  | 1299.5831 | 0.02117
[45 empty] | 1299.6733 | 0 |  | 1299.6659 | 0.02091
[45 empty] | 1299.7561 | 0 |  | 1299.7487 | 0.02069
[45 empty] | 1299.8389 | 0 |  | 1299.8314 | 0.0205
[45 empty] | 1299.9216 | 0 |  | 1299.9142 | 0.02037
[45 empty] | 1300.0044 | 0 |  | 1299.9971 | 0.02027
[45 empty] | 1300.0872 | 0 |  | 1300.0798 | 0.02021
[45 empty] | 1300.17 | 0 |  | 1300.1626 | 0.02018
[45 empty] | 1300.2528 | 0 |  | 1300.2455 | 0.02017
[45 empty] | 1300.3357 | 0 |  | 1300.3283 | 0.02015
[45 empty] | 1300.4185 | 0 |  | 1300.4111 | 0.02014
[45 empty] | 1300.5013 | 0 |  | 1300.4939 | 0.02011
[45 empty] | 1300.5842 | 0 |  | 1300.5768 | 0.02009
[45 empty] | 1300.6671 | 0 |  | 1300.6597 | 0.02006
[45 empty] | 1300.75 | 0 |  | 1300.7425 | 0.02005
[45 empty] | 1300.8329 | 0 |  | 1300.8254 | 0.02006
[45 empty] | 1300.9158 | 0 |  | 1300.9083 | 0.02009
[45 empty] | 1300.9987 | 0 |  | 1300.9913 | 0.02014
[45 empty] | 1301.0815 | 0 |  | 1301.0742 | 0.02021
[45 empty] | 1301.1645 | 0 |  | 1301.1571 | 0.02029
[45 empty] | 1301.2474 | 0 |  | 1301.2401 | 0.0204
[45 empty] | 1301.3304 | 0 |  | 1301.323 | 0.02055
[45 empty] | 1301.4135 | 0.00124 |  | 1301.406 | 0.02074
[45 empty] | 1301.4963 | 0.00123 |  | 1301.489 | 0.02098
[45 empty] | 1301.5793 | 0.00123 |  | 1301.572 | 0.02128
[45 empty] | 1301.6624 | 0.00123 |  | 1301.6549 | 0.02163
[45 empty] | 1301.7454 | 0.00123 |  | 1301.7379 | 0.02201
[45 empty] | 1301.8284 | 0.00124 |  | 1301.821 | 0.0224
[45 empty] | 1301.9114 | 0.00124 |  | 1301.9041 | 0.02279
[45 empty] | 1301.9945 | 0.00125 |  | 1301.9871 | 0.02316
[45 empty] | 1302.0775 | 0.00126 |  | 1302.0701 | 0.02347
[45 empty] | 1302.1605 | 0.00127 |  | 1302.1532 | 0.0237
[45 empty] | 1302.2436 | 0.00129 |  | 1302.2362 | 0.02384
[45 empty] | 1302.3268 | 0.0013 |  | 1302.3193 | 0.02386
[45 empty] | 1302.4098 | 0.00132 |  | 1302.4025 | 0.02375
[45 empty] | 1302.4929 | 0.00133 |  | 1302.4855 | 0.02352
[45 empty] | 1302.576 | 0.00135 |  | 1302.5686 | 0.0232
[45 empty] | 1302.6592 | 0.00137 |  | 1302.6517 | 0.0228
[45 empty] | 1302.7423 | 0.00139 |  | 1302.7349 | 0.02235
[45 empty] | 1302.8254 | 0.00141 |  | 1302.818 | 0.02189
[45 empty] | 1302.9086 | 0.00144 |  | 1302.9012 | 0.02141
[45 empty] | 1302.9918 | 0.00146 |  | 1302.9844 | 0.02095
[45 empty] | 1303.0749 | 0.00148 |  | 1303.0675 | 0.02049
[45 empty] | 1303.1582 | 0.0015 |  | 1303.1508 | 0.02006
[45 empty] | 1303.2413 | 0.00153 |  | 1303.2339 | 0.01966
[45 empty] | 1303.3246 | 0.00155 |  | 1303.3171 | 0.01931
[45 empty] | 1303.4078 | 0.00157 |  | 1303.4004 | 0.01902
[45 empty] | 1303.491 | 0.0016 |  | 1303.4836 | 0.01881
[45 empty] | 1303.5742 | 0.00162 |  | 1303.5669 | 0.0187
[45 empty] | 1303.6575 | 0.00164 |  | 1303.6501 | 0.0187
[45 empty] | 1303.7407 | 0.00166 |  | 1303.7334 | 0.01882
[45 empty] | 1303.8241 | 0.00168 |  | 1303.8166 | 0.01906
[45 empty] | 1303.9073 | 0.0017 |  | 1303.8999 | 0.01942
[45 empty] | 1303.9906 | 0.00172 |  | 1303.9832 | 0.01987
[45 empty] | 1304.074 | 0.00173 |  | 1304.0665 | 0.02039
[45 empty] | 1304.1572 | 0.00175 |  | 1304.1498 | 0.02094
[45 empty] | 1304.2406 | 0.00176 |  | 1304.2332 | 0.02146
[45 empty] | 1304.3238 | 0.00177 |  | 1304.3165 | 0.02191
[45 empty] | 1304.4072 | 0.00178 |  | 1304.3999 | 0.02227
[45 empty] | 1304.4906 | 0.00179 |  | 1304.4832 | 0.0225
[45 empty] | 1304.574 | 0.0018 |  | 1304.5665 | 0.02261
[45 empty] | 1304.6573 | 0.0018 |  | 1304.6499 | 0.02259
[45 empty] | 1304.7407 | 0.0018 |  | 1304.7334 | 0.02247
[45 empty] | 1304.8242 | 0.0018 |  | 1304.8168 | 0.02227
[45 empty] | 1304.9076 | 0.0018 |  | 1304.9001 | 0.02202
[45 empty] | 1304.991 | 0.0018 |  | 1304.9835 | 0.02177
[45 empty] | 1305.0745 | 0.00179 |  | 1305.067 | 0.02154
[45 empty] | 1305.1578 | 0.00178 |  | 1305.1505 | 0.02136
[45 empty] | 1305.2413 | 0.00177 |  | 1305.2339 | 0.02123
[45 empty] | 1305.3248 | 0.00176 |  | 1305.3174 | 0.02117
[45 empty] | 1305.4083 | 0.00175 |  | 1305.4009 | 0.02115
[45 empty] | 1305.4918 | 0.00174 |  | 1305.4844 | 0.02117
[45 empty] | 1305.5753 | 0.00172 |  | 1305.5679 | 0.02119
[45 empty] | 1305.6588 | 0.0017 |  | 1305.6514 | 0.0212
[45 empty] | 1305.7423 | 0.00169 |  | 1305.7349 | 0.02117
[45 empty] | 1305.8258 | 0.00167 |  | 1305.8184 | 0.02111
[45 empty] | 1305.9093 | 0.00165 |  | 1305.902 | 0.02101
[45 empty] | 1305.9929 | 0.00163 |  | 1305.9855 | 0.0209
[45 empty] | 1306.0764 | 0.0016 |  | 1306.0691 | 0.02077
[45 empty] | 1306.16 | 0.00158 |  | 1306.1526 | 0.02068
[45 empty] | 1306.2436 | 0.00156 |  | 1306.2362 | 0.02062
[45 empty] | 1306.3273 | 0.00153 |  | 1306.3198 | 0.02063
[45 empty] | 1306.4109 | 0.00151 |  | 1306.4034 | 0.02072
[45 empty] | 1306.4945 | 0.00149 |  | 1306.4871 | 0.02088
[45 empty] | 1306.5781 | 0.00146 |  | 1306.5707 | 0.0211
[45 empty] | 1306.6617 | 0.00144 |  | 1306.6543 | 0.02135
[45 empty] | 1306.7454 | 0.00142 |  | 1306.7379 | 0.02159
[45 empty] | 1306.829 | 0.00139 |  | 1306.8215 | 0.02179
[45 empty] | 1306.9127 | 0.00137 |  | 1306.9053 | 0.02191
[45 empty] | 1306.9963 | 0.00135 |  | 1306.9889 | 0.02193
[45 empty] | 1307.0801 | 0.00133 |  | 1307.0726 | 0.02185
[45 empty] | 1307.1638 | 0.00131 |  | 1307.1564 | 0.02168
[45 empty] | 1307.2474 | 0.00129 |  | 1307.24 | 0.02146
[45 empty] | 1307.3312 | 0.00128 |  | 1307.3237 | 0.0212
[45 empty] | 1307.4149 | 0.00126 |  | 1307.4075 | 0.02096
[45 empty] | 1307.4987 | 0.00125 |  | 1307.4912 | 0.02076
[45 empty] | 1307.5824 | 0.00123 |  | 1307.5749 | 0.02062
[45 empty] | 1307.6661 | 0.00122 |  | 1307.6588 | 0.02056
[45 empty] | 1307.75 | 0.00121 |  | 1307.7425 | 0.0206
[45 empty] | 1307.8337 | 0.00121 |  | 1307.8263 | 0.02072
[45 empty] | 1307.9176 | 0.0012 |  | 1307.9102 | 0.02092
[45 empty] | 1308.0013 | 0.0012 |  | 1307.9939 | 0.02117
[45 empty] | 1308.0852 | 0.0012 |  | 1308.0778 | 0.02145
[45 empty] | 1308.1691 | 0.0012 |  | 1308.1616 | 0.02173
[45 empty] | 1308.2528 | 0.0012 |  | 1308.2454 | 0.02198
[45 empty] | 1308.3367 | 0.0012 |  | 1308.3292 | 0.02217
[45 empty] | 1308.4205 | 0.00121 |  | 1308.4131 | 0.02229
[45 empty] | 1308.5044 | 0.00122 |  | 1308.4969 | 0.02233
[45 empty] | 1308.5884 | 0.00123 |  | 1308.5809 | 0.0223
[45 empty] | 1308.6722 | 0.00124 |  | 1308.6648 | 0.0222
[45 empty] | 1308.7561 | 0.00126 |  | 1308.7487 | 0.02204
[45 empty] | 1308.8401 | 0.00127 |  | 1308.8326 | 0.02187
[45 empty] | 1308.924 | 0.00129 |  | 1308.9165 | 0.02169
[45 empty] | 1309.0079 | 0.00131 |  | 1309.0005 | 0.02153
[45 empty] | 1309.0918 | 0.00133 |  | 1309.0845 | 0.02141
[45 empty] | 1309.1758 | 0.00135 |  | 1309.1683 | 0.02132
[45 empty] | 1309.2598 | 0.00137 |  | 1309.2523 | 0.02126
[45 empty] | 1309.3438 | 0.00139 |  | 1309.3363 | 0.02123
[45 empty] | 1309.4277 | 0.00142 |  | 1309.4203 | 0.02119
[45 empty] | 1309.5117 | 0.00144 |  | 1309.5043 | 0.02113
[45 empty] | 1309.5958 | 0.00147 |  | 1309.5884 | 0.02104
[45 empty] | 1309.6798 | 0.00149 |  | 1309.6724 | 0.02092
[45 empty] | 1309.7638 | 0.00151 |  | 1309.7564 | 0.02077
[45 empty] | 1309.8479 | 0.00154 |  | 1309.8404 | 0.02062
[45 empty] | 1309.9319 | 0.00156 |  | 1309.9244 | 0.02048
[45 empty] | 1310.016 | 0.00159 |  | 1310.0085 | 0.02035
[45 empty] | 1310.1001 | 0.00161 |  | 1310.0927 | 0.02023
[45 empty] | 1310.1842 | 0.00164 |  | 1310.1768 | 0.02013
[45 empty] | 1310.2683 | 0.00166 |  | 1310.2609 | 0.02001
[45 empty] | 1310.3524 | 0.00168 |  | 1310.345 | 0.01988
[45 empty] | 1310.4365 | 0.0017 |  | 1310.4291 | 0.01971
[45 empty] | 1310.5206 | 0.00173 |  | 1310.5132 | 0.01952
[45 empty] | 1310.6047 | 0.00175 |  | 1310.5973 | 0.01932
[45 empty] | 1310.689 | 0.00177 |  | 1310.6815 | 0.01914
[45 empty] | 1310.7731 | 0.00179 |  | 1310.7656 | 0.01901
[45 empty] | 1310.8573 | 0.00181 |  | 1310.8499 | 0.01896
[45 empty] | 1310.9414 | 0.00182 |  | 1310.934 | 0.019
[45 empty] | 1311.0256 | 0.00184 |  | 1311.0182 | 0.01913
[45 empty] | 1311.1099 | 0.00186 |  | 1311.1024 | 0.01932
[45 empty] | 1311.1941 | 0.00188 |  | 1311.1867 | 0.01955
[45 empty] | 1311.2783 | 0.00189 |  | 1311.2709 | 0.01979
[45 empty] | 1311.3626 | 0.00191 |  | 1311.3551 | 0.01999
[45 empty] | 1311.4468 | 0.00193 |  | 1311.4393 | 0.02014
[45 empty] | 1311.531 | 0.00195 |  | 1311.5236 | 0.02023
[45 empty] | 1311.6154 | 0.00196 |  | 1311.6079 | 0.02026
[45 empty] | 1311.6996 | 0.00198 |  | 1311.6921 | 0.02024
[45 empty] | 1311.7839 | 0.002 |  | 1311.7765 | 0.0202
[45 empty] | 1311.8682 | 0.00201 |  | 1311.8607 | 0.02016
[45 empty] | 1311.9525 | 0.00203 |  | 1311.9451 | 0.02012
[45 empty] | 1312.0369 | 0.00205 |  | 1312.0294 | 0.0201
[45 empty] | 1312.1212 | 0.00207 |  | 1312.1138 | 0.02011
[45 empty] | 1312.2056 | 0.00208 |  | 1312.1981 | 0.02013
[45 empty] | 1312.2899 | 0.0021 |  | 1312.2825 | 0.02017
[45 empty] | 1312.3743 | 0.00212 |  | 1312.3668 | 0.02022
[45 empty] | 1312.4586 | 0.00214 |  | 1312.4512 | 0.02027
[45 empty] | 1312.5431 | 0.00216 |  | 1312.5355 | 0.02032
[45 empty] | 1312.6274 | 0.00218 |  | 1312.62 | 0.02036
[45 empty] | 1312.7118 | 0.0022 |  | 1312.7043 | 0.02037
[45 empty] | 1312.7963 | 0.00222 |  | 1312.7888 | 0.02034
[45 empty] | 1312.8807 | 0.00224 |  | 1312.8733 | 0.02028
[45 empty] | 1312.9652 | 0.00225 |  | 1312.9576 | 0.02016
[45 empty] | 1313.0496 | 0.00227 |  | 1313.0421 | 0.02002
[45 empty] | 1313.134 | 0.00229 |  | 1313.1266 | 0.01986
[45 empty] | 1313.2185 | 0.00231 |  | 1313.2111 | 0.01971
[45 empty] | 1313.3031 | 0.00233 |  | 1313.2955 | 0.0196
[45 empty] | 1313.3876 | 0.00235 |  | 1313.3801 | 0.01954
[45 empty] | 1313.4721 | 0.00237 |  | 1313.4646 | 0.01954
[45 empty] | 1313.5565 | 0.00238 |  | 1313.5491 | 0.01959
[45 empty] | 1313.6411 | 0.0024 |  | 1313.6337 | 0.01968
[45 empty] | 1313.7257 | 0.00242 |  | 1313.7181 | 0.01978
[45 empty] | 1313.8102 | 0.00243 |  | 1313.8027 | 0.01989
[45 empty] | 1313.8948 | 0.00245 |  | 1313.8873 | 0.01998
[45 empty] | 1313.9794 | 0.00246 |  | 1313.9719 | 0.02005
[45 empty] | 1314.064 | 0.00247 |  | 1314.0565 | 0.0201
[45 empty] | 1314.1486 | 0.00248 |  | 1314.1411 | 0.02013
[45 empty] | 1314.2332 | 0.0025 |  | 1314.2257 | 0.02017
[45 empty] | 1314.3177 | 0.00251 |  | 1314.3103 | 0.02021
[45 empty] | 1314.4023 | 0.00252 |  | 1314.3949 | 0.02028
[45 empty] | 1314.4871 | 0.00253 |  | 1314.4796 | 0.02036
[45 empty] | 1314.5717 | 0.00254 |  | 1314.5642 | 0.02047
[45 empty] | 1314.6564 | 0.00254 |  | 1314.6489 | 0.02057
[45 empty] | 1314.7411 | 0.00255 |  | 1314.7335 | 0.02067
[45 empty] | 1314.8257 | 0.00256 |  | 1314.8182 | 0.02073
[45 empty] | 1314.9104 | 0.00256 |  | 1314.9029 | 0.02077
[45 empty] | 1314.9951 | 0.00257 |  | 1314.9877 | 0.02078
[45 empty] | 1315.0798 | 0.00257 |  | 1315.0724 | 0.02078
[45 empty] | 1315.1645 | 0.00258 |  | 1315.1571 | 0.02078
[45 empty] | 1315.2493 | 0.00258 |  | 1315.2418 | 0.0208
[45 empty] | 1315.3341 | 0.00259 |  | 1315.3265 | 0.02085
[45 empty] | 1315.4188 | 0.00259 |  | 1315.4114 | 0.02095
[45 empty] | 1315.5035 | 0.00259 |  | 1315.4961 | 0.0211
[45 empty] | 1315.5884 | 0.00259 |  | 1315.5809 | 0.02129
[45 empty] | 1315.6732 | 0.0026 |  | 1315.6656 | 0.02149
[45 empty] | 1315.7579 | 0.0026 |  | 1315.7505 | 0.0217
[45 empty] | 1315.8428 | 0.0026 |  | 1315.8353 | 0.02188
[45 empty] | 1315.9276 | 0.0026 |  | 1315.9202 | 0.02201
[45 empty] | 1316.0124 | 0.0026 |  | 1316.005 | 0.02208
[45 empty] | 1316.0973 | 0.0026 |  | 1316.0898 | 0.02207
[45 empty] | 1316.1821 | 0.0026 |  | 1316.1747 | 0.02201
[45 empty] | 1316.2671 | 0.0026 |  | 1316.2595 | 0.02189
[45 empty] | 1316.3519 | 0.0026 |  | 1316.3445 | 0.02175
[45 empty] | 1316.4368 | 0.0026 |  | 1316.4293 | 0.02159
[45 empty] | 1316.5217 | 0.0026 |  | 1316.5143 | 0.02143
[45 empty] | 1316.6067 | 0.0026 |  | 1316.5991 | 0.02128
[45 empty] | 1316.6915 | 0.0026 |  | 1316.6841 | 0.02113
[45 empty] | 1316.7765 | 0.0026 |  | 1316.769 | 0.02099
[45 empty] | 1316.8615 | 0.0026 |  | 1316.854 | 0.02085
[45 empty] | 1316.9464 | 0.0026 |  | 1316.939 | 0.02073
[45 empty] | 1317.0314 | 0.0026 |  | 1317.0239 | 0.02063
[45 empty] | 1317.1163 | 0.0026 |  | 1317.1089 | 0.02058
[45 empty] | 1317.2013 | 0.0026 |  | 1317.1939 | 0.02055
[45 empty] | 1317.2864 | 0.00259 |  | 1317.2789 | 0.02057
[45 empty] | 1317.3713 | 0.00259 |  | 1317.3639 | 0.02061
[45 empty] | 1317.4564 | 0.00259 |  | 1317.449 | 0.02066
[45 empty] | 1317.5414 | 0.00259 |  | 1317.5339 | 0.0207
[45 empty] | 1317.6265 | 0.00259 |  | 1317.619 | 0.02073
[45 empty] | 1317.7115 | 0.00259 |  | 1317.7041 | 0.02074
[45 empty] | 1317.7966 | 0.00259 |  | 1317.7891 | 0.02074
[45 empty] | 1317.8817 | 0.00259 |  | 1317.8742 | 0.02075
[45 empty] | 1317.9668 | 0.00259 |  | 1317.9594 | 0.02079
[45 empty] | 1318.0519 | 0.00259 |  | 1318.0444 | 0.02086
[45 empty] | 1318.137 | 0.0026 |  | 1318.1295 | 0.02097
[45 empty] | 1318.2221 | 0.0026 |  | 1318.2146 | 0.0211
[45 empty] | 1318.3073 | 0.0026 |  | 1318.2998 | 0.02123
[45 empty] | 1318.3923 | 0.0026 |  | 1318.3849 | 0.02134
[45 empty] | 1318.4775 | 0.00261 |  | 1318.4701 | 0.0214
[45 empty] | 1318.5627 | 0.00261 |  | 1318.5552 | 0.02141
[45 empty] | 1318.6478 | 0.00262 |  | 1318.6404 | 0.02136
[45 empty] | 1318.733 | 0.00263 |  | 1318.7256 | 0.02125
[45 empty] | 1318.8182 | 0.00263 |  | 1318.8108 | 0.0211
[45 empty] | 1318.9034 | 0.00264 |  | 1318.896 | 0.02094
[45 empty] | 1318.9887 | 0.00265 |  | 1318.9812 | 0.02076
[45 empty] | 1319.074 | 0.00266 |  | 1319.0664 | 0.0206
[45 empty] | 1319.1592 | 0.00267 |  | 1319.1517 | 0.02047
[45 empty] | 1319.2444 | 0.00268 |  | 1319.2369 | 0.02036
[45 empty] | 1319.3297 | 0.00269 |  | 1319.3223 | 0.02029
[45 empty] | 1319.415 | 0.0027 |  | 1319.4075 | 0.02026
[45 empty] | 1319.5002 | 0.00272 |  | 1319.4928 | 0.02026
[45 empty] | 1319.5856 | 0.00273 |  | 1319.5781 | 0.02029
[45 empty] | 1319.6709 | 0.00274 |  | 1319.6635 | 0.02034
[45 empty] | 1319.7562 | 0.00275 |  | 1319.7488 | 0.02042
[45 empty] | 1319.8416 | 0.00277 |  | 1319.8341 | 0.02051
[45 empty] | 1319.9269 | 0.00278 |  | 1319.9194 | 0.02062
[45 empty] | 1320.0122 | 0.00279 |  | 1320.0048 | 0.02074
[45 empty] | 1320.0977 | 0.00281 |  | 1320.0901 | 0.02088
[45 empty] | 1320.183 | 0.00282 |  | 1320.1755 | 0.02105
[45 empty] | 1320.2683 | 0.00283 |  | 1320.2609 | 0.02125
[45 empty] | 1320.3538 | 0.00284 |  | 1320.3463 | 0.02147
[45 empty] | 1320.4392 | 0.00285 |  | 1320.4316 | 0.02172
[45 empty] | 1320.5247 | 0.00286 |  | 1320.5171 | 0.022
[45 empty] | 1320.61 | 0.00287 |  | 1320.6025 | 0.02228
[45 empty] | 1320.6954 | 0.00288 |  | 1320.688 | 0.02255
[45 empty] | 1320.7809 | 0.00289 |  | 1320.7734 | 0.02281
[45 empty] | 1320.8663 | 0.0029 |  | 1320.8589 | 0.02304
[45 empty] | 1320.9519 | 0.00291 |  | 1320.9443 | 0.02321
[45 empty] | 1321.0374 | 0.00291 |  | 1321.0299 | 0.02331
[45 empty] | 1321.1228 | 0.00292 |  | 1321.1154 | 0.02335
[45 empty] | 1321.2084 | 0.00293 |  | 1321.2009 | 0.02333
[45 empty] | 1321.2939 | 0.00293 |  | 1321.2864 | 0.02325
[45 empty] | 1321.3794 | 0.00293 |  | 1321.3719 | 0.02312
[45 empty] | 1321.465 | 0.00294 |  | 1321.4575 | 0.02295
[45 empty] | 1321.5505 | 0.00294 |  | 1321.543 | 0.02274
[45 empty] | 1321.6361 | 0.00294 |  | 1321.6285 | 0.02249
[45 empty] | 1321.7217 | 0.00295 |  | 1321.7141 | 0.02221
[45 empty] | 1321.8073 | 0.00295 |  | 1321.7998 | 0.0219
[45 empty] | 1321.8928 | 0.00295 |  | 1321.8854 | 0.0216
[45 empty] | 1321.9784 | 0.00295 |  | 1321.9709 | 0.02131
[45 empty] | 1322.0641 | 0.00295 |  | 1322.0566 | 0.02108
[45 empty] | 1322.1497 | 0.00296 |  | 1322.1422 | 0.02092
[45 empty] | 1322.2353 | 0.00296 |  | 1322.2279 | 0.02087
[45 empty] | 1322.321 | 0.00296 |  | 1322.3135 | 0.02092
[45 empty] | 1322.4066 | 0.00296 |  | 1322.3992 | 0.0211
[45 empty] | 1322.4923 | 0.00296 |  | 1322.4849 | 0.02136
[45 empty] | 1322.578 | 0.00297 |  | 1322.5706 | 0.0217
[45 empty] | 1322.6637 | 0.00297 |  | 1322.6562 | 0.02206
[45 empty] | 1322.7494 | 0.00297 |  | 1322.7419 | 0.02241
[45 empty] | 1322.8352 | 0.00297 |  | 1322.8276 | 0.02271
[45 empty] | 1322.9209 | 0.00298 |  | 1322.9135 | 0.02294
[45 empty] | 1323.0066 | 0.00298 |  | 1322.9992 | 0.02308
[45 empty] | 1323.0924 | 0.00299 |  | 1323.0848 | 0.02315
[45 empty] | 1323.1781 | 0.00299 |  | 1323.1707 | 0.02316
[45 empty] | 1323.2639 | 0.00299 |  | 1323.2565 | 0.02314
[45 empty] | 1323.3497 | 0.003 |  | 1323.3422 | 0.0231
[45 empty] | 1323.4355 | 0.00301 |  | 1323.428 | 0.02307
[45 empty] | 1323.5214 | 0.00301 |  | 1323.5138 | 0.02305
[45 empty] | 1323.6072 | 0.00302 |  | 1323.5996 | 0.02303
[45 empty] | 1323.693 | 0.00302 |  | 1323.6854 | 0.02302
[45 empty] | 1323.7788 | 0.00303 |  | 1323.7714 | 0.023
[45 empty] | 1323.8646 | 0.00304 |  | 1323.8572 | 0.02299
[45 empty] | 1323.9506 | 0.00305 |  | 1323.943 | 0.02298
[45 empty] | 1324.0364 | 0.00305 |  | 1324.0289 | 0.023
[45 empty] | 1324.1223 | 0.00306 |  | 1324.1147 | 0.02302
[45 empty] | 1324.2081 | 0.00307 |  | 1324.2007 | 0.02306
[45 empty] | 1324.2941 | 0.00308 |  | 1324.2866 | 0.02307
[45 empty] | 1324.38 | 0.00309 |  | 1324.3726 | 0.02305
[45 empty] | 1324.4659 | 0.0031 |  | 1324.4585 | 0.02298
[45 empty] | 1324.5519 | 0.00311 |  | 1324.5444 | 0.02284
[45 empty] | 1324.6378 | 0.00312 |  | 1324.6304 | 0.02265
[45 empty] | 1324.7238 | 0.00312 |  | 1324.7163 | 0.02243
[45 empty] | 1324.8098 | 0.00313 |  | 1324.8022 | 0.0222
[45 empty] | 1324.8957 | 0.00315 |  | 1324.8883 | 0.02201
[45 empty] | 1324.9818 | 0.00316 |  | 1324.9742 | 0.02187
[45 empty] | 1325.0677 | 0.00317 |  | 1325.0603 | 0.0218
[45 empty] | 1325.1538 | 0.00318 |  | 1325.1464 | 0.02182
[45 empty] | 1325.2399 | 0.00319 |  | 1325.2323 | 0.0219
[45 empty] | 1325.3259 | 0.0032 |  | 1325.3184 | 0.02205
[45 empty] | 1325.412 | 0.00321 |  | 1325.4044 | 0.02223
[45 empty] | 1325.498 | 0.00322 |  | 1325.4905 | 0.02242
[45 empty] | 1325.5841 | 0.00323 |  | 1325.5765 | 0.02259
[45 empty] | 1325.6702 | 0.00324 |  | 1325.6627 | 0.02271
[45 empty] | 1325.7562 | 0.00325 |  | 1325.7488 | 0.02276
[45 empty] | 1325.8424 | 0.00327 |  | 1325.8348 | 0.02273
[45 empty] | 1325.9285 | 0.00328 |  | 1325.921 | 0.0226
[45 empty] | 1326.0147 | 0.00329 |  | 1326.0071 | 0.02239
[45 empty] | 1326.1008 | 0.0033 |  | 1326.0933 | 0.02212
[45 empty] | 1326.1869 | 0.00331 |  | 1326.1794 | 0.02181
[45 empty] | 1326.2731 | 0.00332 |  | 1326.2656 | 0.02149
[45 empty] | 1326.3592 | 0.00333 |  | 1326.3518 | 0.0212
[45 empty] | 1326.4454 | 0.00334 |  | 1326.438 | 0.02096
[45 empty] | 1326.5316 | 0.00335 |  | 1326.5242 | 0.02079
[45 empty] | 1326.6179 | 0.00336 |  | 1326.6103 | 0.02069
[45 empty] | 1326.7041 | 0.00337 |  | 1326.6965 | 0.02064
[45 empty] | 1326.7903 | 0.00338 |  | 1326.7828 | 0.02062
[45 empty] | 1326.8766 | 0.00338 |  | 1326.869 | 0.0206
[45 empty] | 1326.9629 | 0.00339 |  | 1326.9553 | 0.02054
[45 empty] | 1327.0491 | 0.0034 |  | 1327.0416 | 0.02046
[45 empty] | 1327.1354 | 0.00341 |  | 1327.1278 | 0.02034
[45 empty] | 1327.2217 | 0.00342 |  | 1327.2141 | 0.0202
[45 empty] | 1327.308 | 0.00343 |  | 1327.3004 | 0.02007
[45 empty] | 1327.3943 | 0.00344 |  | 1327.3867 | 0.01998
[45 empty] | 1327.4806 | 0.00345 |  | 1327.4731 | 0.01994
[45 empty] | 1327.5669 | 0.00346 |  | 1327.5594 | 0.01997
[45 empty] | 1327.6533 | 0.00347 |  | 1327.6457 | 0.02006
[45 empty] | 1327.7396 | 0.00349 |  | 1327.7322 | 0.02022
[45 empty] | 1327.826 | 0.0035 |  | 1327.8185 | 0.02042
[45 empty] | 1327.9124 | 0.00351 |  | 1327.9049 | 0.02064
[45 empty] | 1327.9988 | 0.00353 |  | 1327.9912 | 0.02084
[45 empty] | 1328.0852 | 0.00354 |  | 1328.0776 | 0.02101
[45 empty] | 1328.1716 | 0.00356 |  | 1328.1641 | 0.0211
[45 empty] | 1328.2581 | 0.00357 |  | 1328.2505 | 0.0211
[45 empty] | 1328.3445 | 0.00359 |  | 1328.3369 | 0.021
[45 empty] | 1328.4309 | 0.00361 |  | 1328.4233 | 0.02083
[45 empty] | 1328.5173 | 0.00363 |  | 1328.5099 | 0.02062
[45 empty] | 1328.6039 | 0.00365 |  | 1328.5963 | 0.02041
[45 empty] | 1328.6903 | 0.00367 |  | 1328.6827 | 0.02023
[45 empty] | 1328.7769 | 0.00369 |  | 1328.7693 | 0.02013
[45 empty] | 1328.8633 | 0.00372 |  | 1328.8558 | 0.0201
[45 empty] | 1328.9498 | 0.00374 |  | 1328.9423 | 0.02015
[45 empty] | 1329.0364 | 0.00376 |  | 1329.0288 | 0.02023
[45 empty] | 1329.1229 | 0.00379 |  | 1329.1154 | 0.02032
[45 empty] | 1329.2095 | 0.00381 |  | 1329.2019 | 0.02038
[45 empty] | 1329.296 | 0.00384 |  | 1329.2885 | 0.0204
[45 empty] | 1329.3826 | 0.00386 |  | 1329.375 | 0.02036
[45 empty] | 1329.4691 | 0.00389 |  | 1329.4617 | 0.0203
[45 empty] | 1329.5558 | 0.00392 |  | 1329.5482 | 0.02023
[45 empty] | 1329.6423 | 0.00394 |  | 1329.6348 | 0.02019
[45 empty] | 1329.729 | 0.00397 |  | 1329.7214 | 0.02018
[45 empty] | 1329.8156 | 0.004 |  | 1329.8081 | 0.02022
[45 empty] | 1329.9022 | 0.00402 |  | 1329.8946 | 0.0203
[45 empty] | 1329.9889 | 0.00405 |  | 1329.9813 | 0.02041
[45 empty] | 1330.0756 | 0.00408 |  | 1330.068 | 0.02051
[45 empty] | 1330.1622 | 0.0041 |  | 1330.1547 | 0.02059
[45 empty] | 1330.2489 | 0.00413 |  | 1330.2413 | 0.02061
[45 empty] | 1330.3356 | 0.00415 |  | 1330.3281 | 0.02058
[45 empty] | 1330.4222 | 0.00418 |  | 1330.4148 | 0.02049
[45 empty] | 1330.509 | 0.0042 |  | 1330.5015 | 0.02033
[45 empty] | 1330.5957 | 0.00422 |  | 1330.5883 | 0.02014
[45 empty] | 1330.6825 | 0.00424 |  | 1330.6749 | 0.01991
[45 empty] | 1330.7693 | 0.00427 |  | 1330.7617 | 0.01965
[45 empty] | 1330.856 | 0.00429 |  | 1330.8485 | 0.01937
[45 empty] | 1330.9427 | 0.00431 |  | 1330.9353 | 0.01907
[45 empty] | 1331.0295 | 0.00433 |  | 1331.022 | 0.01878
[45 empty] | 1331.1163 | 0.00435 |  | 1331.1088 | 0.01849
[45 empty] | 1331.2031 | 0.00437 |  | 1331.1957 | 0.01824
[45 empty] | 1331.29 | 0.00439 |  | 1331.2825 | 0.01804
[45 empty] | 1331.3768 | 0.00441 |  | 1331.3693 | 0.01791
[45 empty] | 1331.4636 | 0.00443 |  | 1331.4562 | 0.01788
[45 empty] | 1331.5505 | 0.00445 |  | 1331.543 | 0.01795
[45 empty] | 1331.6373 | 0.00447 |  | 1331.6299 | 0.01811
[45 empty] | 1331.7242 | 0.00449 |  | 1331.7167 | 0.01837
[45 empty] | 1331.8112 | 0.00451 |  | 1331.8036 | 0.01868
[45 empty] | 1331.8981 | 0.00453 |  | 1331.8905 | 0.01903
[45 empty] | 1331.985 | 0.00455 |  | 1331.9774 | 0.01939
[45 empty] | 1332.0719 | 0.00457 |  | 1332.0643 | 0.01974
[45 empty] | 1332.1588 | 0.00459 |  | 1332.1512 | 0.02007
[45 empty] | 1332.2457 | 0.00461 |  | 1332.2382 | 0.02037
[45 empty] | 1332.3326 | 0.00463 |  | 1332.3252 | 0.02065
[45 empty] | 1332.4197 | 0.00465 |  | 1332.4121 | 0.02093
[45 empty] | 1332.5066 | 0.00468 |  | 1332.4992 | 0.02121
[45 empty] | 1332.5936 | 0.0047 |  | 1332.5861 | 0.02149
[45 empty] | 1332.6807 | 0.00473 |  | 1332.6731 | 0.02177
[45 empty] | 1332.7677 | 0.00475 |  | 1332.7601 | 0.02204
[45 empty] | 1332.8546 | 0.00478 |  | 1332.8472 | 0.02227
[45 empty] | 1332.9416 | 0.00481 |  | 1332.9342 | 0.02245
[45 empty] | 1333.0288 | 0.00484 |  | 1333.0212 | 0.02258
[45 empty] | 1333.1158 | 0.00487 |  | 1333.1083 | 0.02263
[45 empty] | 1333.2029 | 0.0049 |  | 1333.1953 | 0.02263
[45 empty] | 1333.2899 | 0.00493 |  | 1333.2825 | 0.02257
[45 empty] | 1333.3771 | 0.00496 |  | 1333.3695 | 0.02246
[45 empty] | 1333.4641 | 0.00499 |  | 1333.4567 | 0.02232
[45 empty] | 1333.5513 | 0.00503 |  | 1333.5437 | 0.02217
[45 empty] | 1333.6384 | 0.00506 |  | 1333.6309 | 0.02201
[45 empty] | 1333.7256 | 0.0051 |  | 1333.718 | 0.02186
[45 empty] | 1333.8126 | 0.00513 |  | 1333.8052 | 0.02175
[45 empty] | 1333.8998 | 0.00517 |  | 1333.8923 | 0.02166
[45 empty] | 1333.9871 | 0.0052 |  | 1333.9795 | 0.02161
[45 empty] | 1334.0742 | 0.00524 |  | 1334.0666 | 0.02158
[45 empty] | 1334.1614 | 0.00528 |  | 1334.1538 | 0.02155
[45 empty] | 1334.2485 | 0.00531 |  | 1334.2411 | 0.0215
[45 empty] | 1334.3358 | 0.00535 |  | 1334.3283 | 0.0214
[45 empty] | 1334.4231 | 0.00538 |  | 1334.4155 | 0.02126
[45 empty] | 1334.5103 | 0.00542 |  | 1334.5027 | 0.02107
[45 empty] | 1334.5975 | 0.00545 |  | 1334.59 | 0.02084
[45 empty] | 1334.6848 | 0.00549 |  | 1334.6772 | 0.02059
[45 empty] | 1334.7721 | 0.00552 |  | 1334.7645 | 0.02033
[45 empty] | 1334.8594 | 0.00556 |  | 1334.8518 | 0.02006
[45 empty] | 1334.9467 | 0.00559 |  | 1334.9391 | 0.01978
[45 empty] | 1335.0339 | 0.00562 |  | 1335.0264 | 0.0195
[45 empty] | 1335.1213 | 0.00565 |  | 1335.1138 | 0.01922
[45 empty] | 1335.2086 | 0.00568 |  | 1335.201 | 0.01895
[45 empty] | 1335.2959 | 0.00571 |  | 1335.2885 | 0.01869
[45 empty] | 1335.3833 | 0.00573 |  | 1335.3757 | 0.01845
[45 empty] | 1335.4707 | 0.00576 |  | 1335.4631 | 0.01827
[45 empty] | 1335.5581 | 0.00578 |  | 1335.5505 | 0.01814
[45 empty] | 1335.6454 | 0.00581 |  | 1335.6379 | 0.01807
[45 empty] | 1335.7328 | 0.00583 |  | 1335.7253 | 0.01807
[45 empty] | 1335.8202 | 0.00585 |  | 1335.8127 | 0.01811
[45 empty] | 1335.9077 | 0.00587 |  | 1335.9001 | 0.01819
[45 empty] | 1335.9951 | 0.00589 |  | 1335.9876 | 0.0183
[45 empty] | 1336.0825 | 0.0059 |  | 1336.0749 | 0.01842
[45 empty] | 1336.17 | 0.00592 |  | 1336.1625 | 0.01856
[45 empty] | 1336.2575 | 0.00593 |  | 1336.2499 | 0.01872
[45 empty] | 1336.345 | 0.00594 |  | 1336.3374 | 0.0189
[45 empty] | 1336.4325 | 0.00596 |  | 1336.4249 | 0.0191
[45 empty] | 1336.5199 | 0.00597 |  | 1336.5124 | 0.01934
[45 empty] | 1336.6074 | 0.00598 |  | 1336.6 | 0.01959
[45 empty] | 1336.695 | 0.00599 |  | 1336.6875 | 0.01986
[45 empty] | 1336.7825 | 0.00599 |  | 1336.775 | 0.02012
[45 empty] | 1336.8701 | 0.006 |  | 1336.8626 | 0.02035
[45 empty] | 1336.9576 | 0.00601 |  | 1336.9501 | 0.02054
[45 empty] | 1337.0452 | 0.00602 |  | 1337.0377 | 0.02069
[45 empty] | 1337.1328 | 0.00602 |  | 1337.1252 | 0.0208
[45 empty] | 1337.2203 | 0.00603 |  | 1337.2129 | 0.02086
[45 empty] | 1337.308 | 0.00603 |  | 1337.3004 | 0.02089
[45 empty] | 1337.3956 | 0.00604 |  | 1337.3881 | 0.02092
[45 empty] | 1337.4833 | 0.00604 |  | 1337.4757 | 0.02094
[45 empty] | 1337.5709 | 0.00605 |  | 1337.5633 | 0.02099
[45 empty] | 1337.6586 | 0.00605 |  | 1337.651 | 0.02108
[45 empty] | 1337.7462 | 0.00606 |  | 1337.7387 | 0.02121
[45 empty] | 1337.8339 | 0.00606 |  | 1337.8263 | 0.02139
[45 empty] | 1337.9215 | 0.00607 |  | 1337.9141 | 0.02159
[45 empty] | 1338.0093 | 0.00607 |  | 1338.0017 | 0.02182
[45 empty] | 1338.0969 | 0.00608 |  | 1338.0894 | 0.02204
[45 empty] | 1338.1847 | 0.00609 |  | 1338.1771 | 0.02223
[45 empty] | 1338.2725 | 0.00609 |  | 1338.2649 | 0.02239
[45 empty] | 1338.3601 | 0.0061 |  | 1338.3527 | 0.02252
[45 empty] | 1338.4479 | 0.0061 |  | 1338.4403 | 0.0226
[45 empty] | 1338.5356 | 0.00611 |  | 1338.5281 | 0.02267
[45 empty] | 1338.6234 | 0.00612 |  | 1338.616 | 0.02272
[45 empty] | 1338.7113 | 0.00613 |  | 1338.7037 | 0.02276
[45 empty] | 1338.7991 | 0.00614 |  | 1338.7915 | 0.02279
[45 empty] | 1338.8868 | 0.00614 |  | 1338.8793 | 0.0228
[45 empty] | 1338.9747 | 0.00615 |  | 1338.9672 | 0.02278
[45 empty] | 1339.0625 | 0.00616 |  | 1339.0549 | 0.02274
[45 empty] | 1339.1504 | 0.00617 |  | 1339.1428 | 0.02267
[45 empty] | 1339.2383 | 0.00618 |  | 1339.2307 | 0.02259
[45 empty] | 1339.326 | 0.00619 |  | 1339.3186 | 0.02249
[45 empty] | 1339.4139 | 0.0062 |  | 1339.4065 | 0.0224
[45 empty] | 1339.5018 | 0.00621 |  | 1339.4944 | 0.0223
[45 empty] | 1339.5898 | 0.00623 |  | 1339.5823 | 0.0222
[45 empty] | 1339.6777 | 0.00624 |  | 1339.6702 | 0.02209
[45 empty] | 1339.7656 | 0.00625 |  | 1339.7581 | 0.02197
[45 empty] | 1339.8535 | 0.00626 |  | 1339.8461 | 0.02184
[45 empty] | 1339.9415 | 0.00628 |  | 1339.934 | 0.02171
[45 empty] | 1340.0295 | 0.00629 |  | 1340.022 | 0.02161
[45 empty] | 1340.1174 | 0.00631 |  | 1340.1099 | 0.02153
[45 empty] | 1340.2054 | 0.00632 |  | 1340.1979 | 0.0215
[45 empty] | 1340.2935 | 0.00634 |  | 1340.2859 | 0.02153
[45 empty] | 1340.3815 | 0.00635 |  | 1340.3739 | 0.02162
[45 empty] | 1340.4695 | 0.00637 |  | 1340.4619 | 0.02173
[45 empty] | 1340.5575 | 0.00638 |  | 1340.5499 | 0.02185
[45 empty] | 1340.6455 | 0.0064 |  | 1340.6379 | 0.02195
[45 empty] | 1340.7336 | 0.00642 |  | 1340.7261 | 0.02198
[45 empty] | 1340.8217 | 0.00644 |  | 1340.8141 | 0.02192
[45 empty] | 1340.9098 | 0.00646 |  | 1340.9022 | 0.02177
[45 empty] | 1340.9978 | 0.00648 |  | 1340.9902 | 0.02154
[45 empty] | 1341.0859 | 0.0065 |  | 1341.0784 | 0.02124
[45 empty] | 1341.1741 | 0.00652 |  | 1341.1665 | 0.02091
[45 empty] | 1341.2622 | 0.00655 |  | 1341.2546 | 0.02059
[45 empty] | 1341.3503 | 0.00657 |  | 1341.3428 | 0.02031
[45 empty] | 1341.4385 | 0.00659 |  | 1341.4309 | 0.02011
[45 empty] | 1341.5266 | 0.00662 |  | 1341.519 | 0.02001
[45 empty] | 1341.6147 | 0.00664 |  | 1341.6072 | 0.02001
[45 empty] | 1341.703 | 0.00667 |  | 1341.6954 | 0.02011
[45 empty] | 1341.7911 | 0.0067 |  | 1341.7836 | 0.02031
[45 empty] | 1341.8794 | 0.00673 |  | 1341.8718 | 0.02057
[45 empty] | 1341.9677 | 0.00675 |  | 1341.9601 | 0.02086
[45 empty] | 1342.0558 | 0.00678 |  | 1342.0482 | 0.02115
[45 empty] | 1342.144 | 0.00681 |  | 1342.1365 | 0.02142
[45 empty] | 1342.2323 | 0.00684 |  | 1342.2247 | 0.02162
[45 empty] | 1342.3206 | 0.00687 |  | 1342.313 | 0.02174
[45 empty] | 1342.4088 | 0.0069 |  | 1342.4012 | 0.02179
[45 empty] | 1342.4972 | 0.00693 |  | 1342.4896 | 0.02175
[45 empty] | 1342.5855 | 0.00696 |  | 1342.5779 | 0.02166
[45 empty] | 1342.6737 | 0.007 |  | 1342.6661 | 0.02153
[45 empty] | 1342.7621 | 0.00703 |  | 1342.7545 | 0.0214
[45 empty] | 1342.8505 | 0.00706 |  | 1342.8429 | 0.02129
[45 empty] | 1342.9387 | 0.00709 |  | 1342.9311 | 0.02122
[45 empty] | 1343.0271 | 0.00712 |  | 1343.0195 | 0.0212
[45 empty] | 1343.1155 | 0.00715 |  | 1343.1079 | 0.02123
[45 empty] | 1343.2039 | 0.00718 |  | 1343.1963 | 0.02132
[45 empty] | 1343.2922 | 0.00721 |  | 1343.2847 | 0.02143
[45 empty] | 1343.3806 | 0.00724 |  | 1343.373 | 0.02156
[45 empty] | 1343.4691 | 0.00726 |  | 1343.4615 | 0.02167
[45 empty] | 1343.5575 | 0.00729 |  | 1343.5499 | 0.02175
[45 empty] | 1343.646 | 0.00732 |  | 1343.6384 | 0.02178
[45 empty] | 1343.7344 | 0.00735 |  | 1343.7268 | 0.02173
[45 empty] | 1343.8229 | 0.00737 |  | 1343.8153 | 0.02162
[45 empty] | 1343.9114 | 0.0074 |  | 1343.9038 | 0.02144
[45 empty] | 1343.9999 | 0.00742 |  | 1343.9922 | 0.02122
[45 empty] | 1344.0883 | 0.00745 |  | 1344.0807 | 0.02098
[45 empty] | 1344.1769 | 0.00747 |  | 1344.1692 | 0.02074
[45 empty] | 1344.2654 | 0.00749 |  | 1344.2578 | 0.02054
[45 empty] | 1344.3539 | 0.00751 |  | 1344.3463 | 0.02039
[45 empty] | 1344.4424 | 0.00754 |  | 1344.4348 | 0.02031
[45 empty] | 1344.531 | 0.00756 |  | 1344.5234 | 0.02029
[45 empty] | 1344.6195 | 0.00758 |  | 1344.6119 | 0.02034
[45 empty] | 1344.7081 | 0.0076 |  | 1344.7006 | 0.02045
[45 empty] | 1344.7967 | 0.00762 |  | 1344.7892 | 0.02058
[45 empty] | 1344.8853 | 0.00764 |  | 1344.8777 | 0.02074
[45 empty] | 1344.9739 | 0.00766 |  | 1344.9663 | 0.02088
[45 empty] | 1345.0625 | 0.00768 |  | 1345.0549 | 0.02101
[45 empty] | 1345.1512 | 0.0077 |  | 1345.1436 | 0.02109
[45 empty] | 1345.2399 | 0.00772 |  | 1345.2323 | 0.02114
[45 empty] | 1345.3285 | 0.00774 |  | 1345.3209 | 0.02115
[45 empty] | 1345.4171 | 0.00776 |  | 1345.4096 | 0.02111
[45 empty] | 1345.5059 | 0.00778 |  | 1345.4983 | 0.02104
[45 empty] | 1345.5946 | 0.00781 |  | 1345.5869 | 0.02094
[45 empty] | 1345.6832 | 0.00783 |  | 1345.6757 | 0.0208
[45 empty] | 1345.772 | 0.00785 |  | 1345.7644 | 0.02066
[45 empty] | 1345.8607 | 0.00788 |  | 1345.8531 | 0.02051
[45 empty] | 1345.9495 | 0.0079 |  | 1345.9419 | 0.02037
[45 empty] | 1346.0382 | 0.00793 |  | 1346.0306 | 0.02027
[45 empty] | 1346.127 | 0.00795 |  | 1346.1194 | 0.02022
[45 empty] | 1346.2157 | 0.00798 |  | 1346.2081 | 0.02024
[45 empty] | 1346.3046 | 0.008 |  | 1346.297 | 0.02032
[45 empty] | 1346.3933 | 0.00803 |  | 1346.3857 | 0.02046
[45 empty] | 1346.4822 | 0.00806 |  | 1346.4746 | 0.02062
[45 empty] | 1346.5709 | 0.00809 |  | 1346.5633 | 0.02079
[45 empty] | 1346.6598 | 0.00812 |  | 1346.6522 | 0.02093
[45 empty] | 1346.7487 | 0.00814 |  | 1346.7411 | 0.02101
[45 empty] | 1346.8375 | 0.00817 |  | 1346.83 | 0.02102
[45 empty] | 1346.9264 | 0.0082 |  | 1346.9188 | 0.02097
[45 empty] | 1347.0153 | 0.00824 |  | 1347.0077 | 0.02088
[45 empty] | 1347.1041 | 0.00827 |  | 1347.0966 | 0.02075
[45 empty] | 1347.1931 | 0.0083 |  | 1347.1854 | 0.02064
[45 empty] | 1347.282 | 0.00833 |  | 1347.2744 | 0.02055
[45 empty] | 1347.3709 | 0.00836 |  | 1347.3633 | 0.0205
[45 empty] | 1347.4598 | 0.00839 |  | 1347.4523 | 0.02051
[45 empty] | 1347.5488 | 0.00842 |  | 1347.5413 | 0.02056
[45 empty] | 1347.6378 | 0.00845 |  | 1347.6301 | 0.02064
[45 empty] | 1347.7267 | 0.00848 |  | 1347.7191 | 0.02072
[45 empty] | 1347.8157 | 0.00851 |  | 1347.8081 | 0.02079
[45 empty] | 1347.9048 | 0.00855 |  | 1347.8971 | 0.02084
[45 empty] | 1347.9938 | 0.00858 |  | 1347.9862 | 0.02086
[45 empty] | 1348.0828 | 0.00861 |  | 1348.0752 | 0.02086
[45 empty] | 1348.1717 | 0.00864 |  | 1348.1642 | 0.02087
[45 empty] | 1348.2609 | 0.00867 |  | 1348.2533 | 0.02088
[45 empty] | 1348.3499 | 0.00869 |  | 1348.3423 | 0.02092
[45 empty] | 1348.439 | 0.00872 |  | 1348.4314 | 0.02097
[45 empty] | 1348.5281 | 0.00875 |  | 1348.5205 | 0.02102
[45 empty] | 1348.6172 | 0.00878 |  | 1348.6095 | 0.02104
[45 empty] | 1348.7063 | 0.00881 |  | 1348.6986 | 0.02102
[45 empty] | 1348.7954 | 0.00884 |  | 1348.7877 | 0.02093
[45 empty] | 1348.8845 | 0.00886 |  | 1348.877 | 0.02079
[45 empty] | 1348.9736 | 0.00889 |  | 1348.9661 | 0.02062
[45 empty] | 1349.0627 | 0.00892 |  | 1349.0552 | 0.02045
[45 empty] | 1349.152 | 0.00894 |  | 1349.1444 | 0.02031
[45 empty] | 1349.2411 | 0.00897 |  | 1349.2335 | 0.02022
[45 empty] | 1349.3303 | 0.00899 |  | 1349.3228 | 0.02018
[45 empty] | 1349.4196 | 0.00902 |  | 1349.412 | 0.02018
[45 empty] | 1349.5088 | 0.00904 |  | 1349.5011 | 0.02018
[45 empty] | 1349.598 | 0.00907 |  | 1349.5903 | 0.02018
[45 empty] | 1349.6873 | 0.00909 |  | 1349.6796 | 0.02016
[45 empty] | 1349.7765 | 0.00912 |  | 1349.7688 | 0.02013
[45 empty] | 1349.8657 | 0.00914 |  | 1349.8582 | 0.0201
[45 empty] | 1349.955 | 0.00916 |  | 1349.9474 | 0.02012
[45 empty] | 1350.0443 | 0.00919 |  | 1350.0366 | 0.02019
[45 empty] | 1350.1335 | 0.00921 |  | 1350.126 | 0.02033
[45 empty] | 1350.2229 | 0.00923 |  | 1350.2152 | 0.02054
[45 empty] | 1350.3121 | 0.00925 |  | 1350.3046 | 0.02079
[45 empty] | 1350.4015 | 0.00927 |  | 1350.3939 | 0.02106
[45 empty] | 1350.4908 | 0.00929 |  | 1350.4833 | 0.02132
[45 empty] | 1350.5802 | 0.00931 |  | 1350.5726 | 0.02154
[45 empty] | 1350.6696 | 0.00933 |  | 1350.662 | 0.0217
[45 empty] | 1350.7589 | 0.00935 |  | 1350.7513 | 0.02178
[45 empty] | 1350.8484 | 0.00937 |  | 1350.8407 | 0.0218
[45 empty] | 1350.9377 | 0.00939 |  | 1350.9302 | 0.02173
[45 empty] | 1351.0271 | 0.00941 |  | 1351.0195 | 0.02159
[45 empty] | 1351.1166 | 0.00943 |  | 1351.109 | 0.02137
[45 empty] | 1351.2061 | 0.00944 |  | 1351.1984 | 0.02108
[45 empty] | 1351.2954 | 0.00946 |  | 1351.2878 | 0.02073
[45 empty] | 1351.3849 | 0.00947 |  | 1351.3773 | 0.02034
[45 empty] | 1351.4744 | 0.00949 |  | 1351.4668 | 0.01992
[45 empty] | 1351.5638 | 0.0095 |  | 1351.5563 | 0.01951
[45 empty] | 1351.6533 | 0.00952 |  | 1351.6457 | 0.01914
[45 empty] | 1351.7429 | 0.00953 |  | 1351.7352 | 0.01883
[45 empty] | 1351.8324 | 0.00955 |  | 1351.8248 | 0.01862
[45 empty] | 1351.9219 | 0.00956 |  | 1351.9143 | 0.01851
[45 empty] | 1352.0115 | 0.00958 |  | 1352.0039 | 0.01851
[45 empty] | 1352.1011 | 0.00959 |  | 1352.0934 | 0.01861
[45 empty] | 1352.1906 | 0.00961 |  | 1352.183 | 0.0188
[45 empty] | 1352.2802 | 0.00962 |  | 1352.2726 | 0.01905
[45 empty] | 1352.3698 | 0.00964 |  | 1352.3622 | 0.01935
[45 empty] | 1352.4594 | 0.00966 |  | 1352.4518 | 0.01968
[45 empty] | 1352.549 | 0.00967 |  | 1352.5414 | 0.02002
[45 empty] | 1352.6385 | 0.00969 |  | 1352.631 | 0.02036
[45 empty] | 1352.7283 | 0.00971 |  | 1352.7206 | 0.0207
[45 empty] | 1352.8179 | 0.00973 |  | 1352.8103 | 0.02101
[45 empty] | 1352.9076 | 0.00975 |  | 1352.8999 | 0.02129
[45 empty] | 1352.9972 | 0.00977 |  | 1352.9896 | 0.02154
[45 empty] | 1353.0869 | 0.0098 |  | 1353.0793 | 0.02173
[45 empty] | 1353.1766 | 0.00982 |  | 1353.1689 | 0.02188
[45 empty] | 1353.2664 | 0.00984 |  | 1353.2587 | 0.02199
[45 empty] | 1353.3561 | 0.00987 |  | 1353.3484 | 0.02206
[45 empty] | 1353.4458 | 0.0099 |  | 1353.4381 | 0.02209
[45 empty] | 1353.5355 | 0.00993 |  | 1353.5279 | 0.02209
[45 empty] | 1353.6252 | 0.00996 |  | 1353.6177 | 0.02205
[45 empty] | 1353.7151 | 0.00999 |  | 1353.7074 | 0.02197
[45 empty] | 1353.8048 | 0.01002 |  | 1353.7972 | 0.02182
[45 empty] | 1353.8946 | 0.01005 |  | 1353.887 | 0.02161
[45 empty] | 1353.9844 | 0.01009 |  | 1353.9768 | 0.02134
[45 empty] | 1354.0742 | 0.01012 |  | 1354.0666 | 0.02102
[45 empty] | 1354.1641 | 0.01016 |  | 1354.1565 | 0.02068
[45 empty] | 1354.2539 | 0.01019 |  | 1354.2463 | 0.02034
[45 empty] | 1354.3438 | 0.01023 |  | 1354.3362 | 0.02002
[45 empty] | 1354.4336 | 0.01027 |  | 1354.426 | 0.01974
[45 empty] | 1354.5236 | 0.0103 |  | 1354.5159 | 0.0195
[45 empty] | 1354.6134 | 0.01034 |  | 1354.6057 | 0.0193
[45 empty] | 1354.7033 | 0.01038 |  | 1354.6957 | 0.01914
[45 empty] | 1354.7932 | 0.01042 |  | 1354.7856 | 0.01903
[45 empty] | 1354.8832 | 0.01046 |  | 1354.8755 | 0.01896
[45 empty] | 1354.973 | 0.01049 |  | 1354.9654 | 0.01893
[45 empty] | 1355.063 | 0.01053 |  | 1355.0554 | 0.01894
[45 empty] | 1355.1529 | 0.01057 |  | 1355.1454 | 0.01899
[45 empty] | 1355.2429 | 0.01061 |  | 1355.2353 | 0.01908
[45 empty] | 1355.3329 | 0.01064 |  | 1355.3253 | 0.0192
[45 empty] | 1355.423 | 0.01068 |  | 1355.4153 | 0.01936
[45 empty] | 1355.5129 | 0.01071 |  | 1355.5052 | 0.01955
[45 empty] | 1355.6029 | 0.01075 |  | 1355.5953 | 0.01978
[45 empty] | 1355.693 | 0.01079 |  | 1355.6853 | 0.02007
[45 empty] | 1355.7831 | 0.01082 |  | 1355.7754 | 0.02041
[45 empty] | 1355.873 | 0.01085 |  | 1355.8655 | 0.02079
[45 empty] | 1355.9631 | 0.01089 |  | 1355.9556 | 0.0212
[45 empty] | 1356.0532 | 0.01092 |  | 1356.0457 | 0.0216
[45 empty] | 1356.1433 | 0.01095 |  | 1356.1357 | 0.02197
[45 empty] | 1356.2334 | 0.01099 |  | 1356.2258 | 0.02226
[45 empty] | 1356.3235 | 0.01102 |  | 1356.3159 | 0.02246
[45 empty] | 1356.4137 | 0.01105 |  | 1356.406 | 0.02255
[45 empty] | 1356.5038 | 0.01108 |  | 1356.4962 | 0.02253
[45 empty] | 1356.594 | 0.01111 |  | 1356.5863 | 0.0224
[45 empty] | 1356.6841 | 0.01114 |  | 1356.6765 | 0.02218
[45 empty] | 1356.7743 | 0.01117 |  | 1356.7667 | 0.0219
[45 empty] | 1356.8645 | 0.0112 |  | 1356.8568 | 0.02159
[45 empty] | 1356.9547 | 0.01123 |  | 1356.947 | 0.02126
[45 empty] | 1357.0449 | 0.01126 |  | 1357.0372 | 0.02094
[45 empty] | 1357.1351 | 0.01129 |  | 1357.1274 | 0.02066
[45 empty] | 1357.2253 | 0.01132 |  | 1357.2178 | 0.02041
[45 empty] | 1357.3156 | 0.01134 |  | 1357.308 | 0.0202
[45 empty] | 1357.4059 | 0.01137 |  | 1357.3982 | 0.02005
[45 empty] | 1357.4961 | 0.0114 |  | 1357.4885 | 0.01994
[45 empty] | 1357.5864 | 0.01143 |  | 1357.5787 | 0.01988
[45 empty] | 1357.6768 | 0.01146 |  | 1357.6691 | 0.01985
[45 empty] | 1357.767 | 0.01148 |  | 1357.7594 | 0.01984
[45 empty] | 1357.8573 | 0.01151 |  | 1357.8497 | 0.01985
[45 empty] | 1357.9476 | 0.01154 |  | 1357.9401 | 0.01986
[45 empty] | 1358.038 | 0.01156 |  | 1358.0304 | 0.01985
[45 empty] | 1358.1284 | 0.01159 |  | 1358.1207 | 0.01982
[45 empty] | 1358.2188 | 0.01162 |  | 1358.2111 | 0.01977
[45 empty] | 1358.3091 | 0.01164 |  | 1358.3015 | 0.01968
[45 empty] | 1358.3995 | 0.01167 |  | 1358.3918 | 0.01957
[45 empty] | 1358.4899 | 0.0117 |  | 1358.4823 | 0.01944
[45 empty] | 1358.5803 | 0.01172 |  | 1358.5726 | 0.01928
[45 empty] | 1358.6708 | 0.01175 |  | 1358.6631 | 0.01911
[45 empty] | 1358.7612 | 0.01177 |  | 1358.7535 | 0.01893
[45 empty] | 1358.8517 | 0.0118 |  | 1358.844 | 0.01873
[45 empty] | 1358.9421 | 0.01182 |  | 1358.9344 | 0.01853
[45 empty] | 1359.0326 | 0.01185 |  | 1359.0249 | 0.01833
[45 empty] | 1359.123 | 0.01187 |  | 1359.1155 | 0.01815
[45 empty] | 1359.2135 | 0.0119 |  | 1359.2059 | 0.01801
[45 empty] | 1359.3041 | 0.01192 |  | 1359.2964 | 0.01792
[45 empty] | 1359.3946 | 0.01194 |  | 1359.387 | 0.01787
[45 empty] | 1359.4851 | 0.01197 |  | 1359.4775 | 0.01787
[45 empty] | 1359.5757 | 0.01199 |  | 1359.568 | 0.0179
[45 empty] | 1359.6663 | 0.01202 |  | 1359.6586 | 0.01794
[45 empty] | 1359.7568 | 0.01204 |  | 1359.7492 | 0.01796
[45 empty] | 1359.8474 | 0.01207 |  | 1359.8397 | 0.01797
[45 empty] | 1359.938 | 0.0121 |  | 1359.9303 | 0.01795
[45 empty] | 1360.0286 | 0.01212 |  | 1360.021 | 0.01792
[45 empty] | 1360.1193 | 0.01215 |  | 1360.1116 | 0.01791
[45 empty] | 1360.2098 | 0.01217 |  | 1360.2022 | 0.01794
[45 empty] | 1360.3005 | 0.0122 |  | 1360.2929 | 0.01803
[45 empty] | 1360.3911 | 0.01223 |  | 1360.3835 | 0.01819
[45 empty] | 1360.4818 | 0.01226 |  | 1360.4741 | 0.01843
[45 empty] | 1360.5725 | 0.01229 |  | 1360.5648 | 0.01872
[45 empty] | 1360.6632 | 0.01232 |  | 1360.6555 | 0.01904
[45 empty] | 1360.7539 | 0.01235 |  | 1360.7462 | 0.01936
[45 empty] | 1360.8446 | 0.01238 |  | 1360.8369 | 0.01968
[45 empty] | 1360.9353 | 0.01242 |  | 1360.9277 | 0.01999
[45 empty] | 1361.0261 | 0.01245 |  | 1361.0184 | 0.02028
[45 empty] | 1361.1168 | 0.01249 |  | 1361.1092 | 0.02055
[45 empty] | 1361.2076 | 0.01252 |  | 1361.1999 | 0.0208
[45 empty] | 1361.2983 | 0.01256 |  | 1361.2908 | 0.02104
[45 empty] | 1361.3892 | 0.0126 |  | 1361.3815 | 0.02125
[45 empty] | 1361.48 | 0.01263 |  | 1361.4723 | 0.02143
[45 empty] | 1361.5708 | 0.01267 |  | 1361.5631 | 0.02156
[45 empty] | 1361.6616 | 0.01271 |  | 1361.6539 | 0.02163
[45 empty] | 1361.7524 | 0.01275 |  | 1361.7448 | 0.02166
[45 empty] | 1361.8433 | 0.0128 |  | 1361.8357 | 0.02166
[45 empty] | 1361.9342 | 0.01284 |  | 1361.9265 | 0.02164
[45 empty] | 1362.025 | 0.01288 |  | 1362.0173 | 0.02161
[45 empty] | 1362.116 | 0.01292 |  | 1362.1083 | 0.0216
[45 empty] | 1362.2068 | 0.01297 |  | 1362.1992 | 0.0216
[45 empty] | 1362.2977 | 0.01301 |  | 1362.29 | 0.02161
[45 empty] | 1362.3887 | 0.01305 |  | 1362.381 | 0.02162
[45 empty] | 1362.4796 | 0.01309 |  | 1362.4719 | 0.02164
[45 empty] | 1362.5706 | 0.01314 |  | 1362.5629 | 0.02165
[45 empty] | 1362.6615 | 0.01318 |  | 1362.6538 | 0.02165
[45 empty] | 1362.7524 | 0.01322 |  | 1362.7449 | 0.02163
[45 empty] | 1362.8435 | 0.01326 |  | 1362.8358 | 0.02157
[45 empty] | 1362.9344 | 0.0133 |  | 1362.9268 | 0.02147
[45 empty] | 1363.0255 | 0.01334 |  | 1363.0178 | 0.0213
[45 empty] | 1363.1165 | 0.01338 |  | 1363.1088 | 0.02106
[45 empty] | 1363.2075 | 0.01342 |  | 1363.1998 | 0.02076
[45 empty] | 1363.2986 | 0.01346 |  | 1363.2909 | 0.02041
[45 empty] | 1363.3897 | 0.0135 |  | 1363.382 | 0.02005
[45 empty] | 1363.4807 | 0.01353 |  | 1363.473 | 0.01971
[45 empty] | 1363.5718 | 0.01357 |  | 1363.5641 | 0.01944
[45 empty] | 1363.6628 | 0.01361 |  | 1363.6552 | 0.01926
[45 empty] | 1363.7539 | 0.01364 |  | 1363.7463 | 0.01918
[45 empty] | 1363.8451 | 0.01367 |  | 1363.8374 | 0.01923
[45 empty] | 1363.9362 | 0.01371 |  | 1363.9286 | 0.01937
[45 empty] | 1364.0273 | 0.01374 |  | 1364.0196 | 0.01961
[45 empty] | 1364.1185 | 0.01377 |  | 1364.1108 | 0.01989
[45 empty] | 1364.2097 | 0.0138 |  | 1364.202 | 0.0202
[45 empty] | 1364.3009 | 0.01383 |  | 1364.2932 | 0.02049
[45 empty] | 1364.3921 | 0.01386 |  | 1364.3844 | 0.02075
[45 empty] | 1364.4833 | 0.01389 |  | 1364.4756 | 0.02097
[45 empty] | 1364.5745 | 0.01392 |  | 1364.5668 | 0.02114
[45 empty] | 1364.6656 | 0.01395 |  | 1364.658 | 0.0213
[45 empty] | 1364.757 | 0.01398 |  | 1364.7493 | 0.02146
[45 empty] | 1364.8481 | 0.014 |  | 1364.8404 | 0.02167
[45 empty] | 1364.9395 | 0.01403 |  | 1364.9318 | 0.02194
[45 empty] | 1365.0308 | 0.01406 |  | 1365.0231 | 0.02228
[45 empty] | 1365.1219 | 0.01409 |  | 1365.1144 | 0.02265
[45 empty] | 1365.2133 | 0.01411 |  | 1365.2057 | 0.02302
[45 empty] | 1365.3046 | 0.01414 |  | 1365.297 | 0.02334
[45 empty] | 1365.396 | 0.01417 |  | 1365.3883 | 0.02354
[45 empty] | 1365.4873 | 0.0142 |  | 1365.4796 | 0.02359
[45 empty] | 1365.5786 | 0.01422 |  | 1365.5709 | 0.02348
[45 empty] | 1365.6699 | 0.01425 |  | 1365.6624 | 0.02322
[45 empty] | 1365.7613 | 0.01428 |  | 1365.7537 | 0.02283
[45 empty] | 1365.8528 | 0.01431 |  | 1365.8451 | 0.02237
[45 empty] | 1365.9441 | 0.01434 |  | 1365.9365 | 0.02189
[45 empty] | 1366.0355 | 0.01437 |  | 1366.0278 | 0.02141
[45 empty] | 1366.127 | 0.0144 |  | 1366.1193 | 0.02097
[45 empty] | 1366.2184 | 0.01443 |  | 1366.2107 | 0.02058
[45 empty] | 1366.3098 | 0.01446 |  | 1366.3022 | 0.02026
[45 empty] | 1366.4014 | 0.01449 |  | 1366.3937 | 0.02
[45 empty] | 1366.4928 | 0.01453 |  | 1366.4851 | 0.01983
[45 empty] | 1366.5842 | 0.01456 |  | 1366.5767 | 0.01973
[45 empty] | 1366.6758 | 0.0146 |  | 1366.6681 | 0.0197
[45 empty] | 1366.7673 | 0.01463 |  | 1366.7596 | 0.01973
[45 empty] | 1366.8588 | 0.01467 |  | 1366.8511 | 0.01979
[45 empty] | 1366.9503 | 0.01471 |  | 1366.9426 | 0.01986
[45 empty] | 1367.0419 | 0.01475 |  | 1367.0342 | 0.0199
[45 empty] | 1367.1334 | 0.01479 |  | 1367.1257 | 0.01991
[45 empty] | 1367.225 | 0.01483 |  | 1367.2173 | 0.01985
[45 empty] | 1367.3165 | 0.01488 |  | 1367.309 | 0.01974
[45 empty] | 1367.4082 | 0.01492 |  | 1367.4005 | 0.01959
[45 empty] | 1367.4998 | 0.01496 |  | 1367.4921 | 0.01941
[45 empty] | 1367.5914 | 0.01501 |  | 1367.5837 | 0.01923
[45 empty] | 1367.683 | 0.01506 |  | 1367.6754 | 0.01908
[45 empty] | 1367.7747 | 0.01511 |  | 1367.767 | 0.01896
[45 empty] | 1367.8663 | 0.01515 |  | 1367.8586 | 0.01889
[45 empty] | 1367.958 | 0.0152 |  | 1367.9503 | 0.01884
[45 empty] | 1368.0497 | 0.01525 |  | 1368.042 | 0.0188
[45 empty] | 1368.1414 | 0.0153 |  | 1368.1337 | 0.01874
[45 empty] | 1368.233 | 0.01535 |  | 1368.2253 | 0.01864
[45 empty] | 1368.3248 | 0.0154 |  | 1368.3171 | 0.01849
[45 empty] | 1368.4165 | 0.01546 |  | 1368.4088 | 0.0183
[45 empty] | 1368.5083 | 0.01551 |  | 1368.5006 | 0.01809
[45 empty] | 1368.6 | 0.01556 |  | 1368.5923 | 0.01789
[45 empty] | 1368.6918 | 0.01561 |  | 1368.6841 | 0.01774
[45 empty] | 1368.7836 | 0.01566 |  | 1368.7759 | 0.01767
[45 empty] | 1368.8754 | 0.01571 |  | 1368.8677 | 0.01772
[45 empty] | 1368.9672 | 0.01576 |  | 1368.9595 | 0.01789
[45 empty] | 1369.059 | 0.01581 |  | 1369.0513 | 0.01818
[45 empty] | 1369.1508 | 0.01586 |  | 1369.1431 | 0.01857
[45 empty] | 1369.2427 | 0.01591 |  | 1369.235 | 0.01905
[45 empty] | 1369.3345 | 0.01595 |  | 1369.3268 | 0.01959
[45 empty] | 1369.4264 | 0.016 |  | 1369.4187 | 0.02014
[45 empty] | 1369.5182 | 0.01605 |  | 1369.5105 | 0.02068
[45 empty] | 1369.6101 | 0.0161 |  | 1369.6024 | 0.02119
[45 empty] | 1369.702 | 0.01614 |  | 1369.6943 | 0.02163
[45 empty] | 1369.7939 | 0.01619 |  | 1369.7863 | 0.02198
[45 empty] | 1369.8859 | 0.01623 |  | 1369.8782 | 0.02225
[45 empty] | 1369.9778 | 0.01628 |  | 1369.9701 | 0.02242
[45 empty] | 1370.0697 | 0.01632 |  | 1370.062 | 0.02252
[45 empty] | 1370.1617 | 0.01637 |  | 1370.1541 | 0.02254
[45 empty] | 1370.2537 | 0.01642 |  | 1370.246 | 0.02251
[45 empty] | 1370.3457 | 0.01646 |  | 1370.338 | 0.02245
[45 empty] | 1370.4376 | 0.01651 |  | 1370.43 | 0.02237
[45 empty] | 1370.5297 | 0.01656 |  | 1370.522 | 0.02229
[45 empty] | 1370.6217 | 0.0166 |  | 1370.614 | 0.02223
[45 empty] | 1370.7137 | 0.01665 |  | 1370.7061 | 0.02218
[45 empty] | 1370.8058 | 0.0167 |  | 1370.7981 | 0.02216
[45 empty] | 1370.8978 | 0.01675 |  | 1370.8901 | 0.02217
[45 empty] | 1370.99 | 0.01681 |  | 1370.9823 | 0.0222
[45 empty] | 1371.082 | 0.01686 |  | 1371.0743 | 0.02225
[45 empty] | 1371.1741 | 0.01691 |  | 1371.1664 | 0.02229
[45 empty] | 1371.2662 | 0.01697 |  | 1371.2585 | 0.02231
[45 empty] | 1371.3584 | 0.01703 |  | 1371.3507 | 0.02229
[45 empty] | 1371.4504 | 0.01709 |  | 1371.4429 | 0.02222
[45 empty] | 1371.5426 | 0.01715 |  | 1371.5349 | 0.02209
[45 empty] | 1371.6348 | 0.01721 |  | 1371.6271 | 0.02191
[45 empty] | 1371.7269 | 0.01727 |  | 1371.7192 | 0.02168
[45 empty] | 1371.8192 | 0.01733 |  | 1371.8115 | 0.02144
[45 empty] | 1371.9114 | 0.0174 |  | 1371.9037 | 0.02119
[45 empty] | 1372.0035 | 0.01747 |  | 1371.9959 | 0.02097
[45 empty] | 1372.0958 | 0.01753 |  | 1372.0881 | 0.02077
[45 empty] | 1372.188 | 0.0176 |  | 1372.1803 | 0.0206
[45 empty] | 1372.2803 | 0.01767 |  | 1372.2726 | 0.02046
[45 empty] | 1372.3726 | 0.01774 |  | 1372.3649 | 0.02034
[45 empty] | 1372.4648 | 0.01781 |  | 1372.4571 | 0.02024
[45 empty] | 1372.5571 | 0.01789 |  | 1372.5494 | 0.02016
[45 empty] | 1372.6494 | 0.01796 |  | 1372.6417 | 0.02009
[45 empty] | 1372.7417 | 0.01803 |  | 1372.734 | 0.02004
[45 empty] | 1372.834 | 0.0181 |  | 1372.8263 | 0.01999
[45 empty] | 1372.9264 | 0.01817 |  | 1372.9187 | 0.01993
[45 empty] | 1373.0187 | 0.01825 |  | 1373.011 | 0.01986
[45 empty] | 1373.1111 | 0.01832 |  | 1373.1034 | 0.01979
[45 empty] | 1373.2035 | 0.01839 |  | 1373.1958 | 0.01971
[45 empty] | 1373.2958 | 0.01846 |  | 1373.2881 | 0.01964
[45 empty] | 1373.3882 | 0.01853 |  | 1373.3805 | 0.01959
[45 empty] | 1373.4806 | 0.01859 |  | 1373.4729 | 0.01957
[45 empty] | 1373.573 | 0.01866 |  | 1373.5653 | 0.01958
[45 empty] | 1373.6655 | 0.01873 |  | 1373.6578 | 0.01962
[45 empty] | 1373.7579 | 0.01879 |  | 1373.7502 | 0.01966
[45 empty] | 1373.8503 | 0.01886 |  | 1373.8427 | 0.0197
[45 empty] | 1373.9429 | 0.01892 |  | 1373.9352 | 0.01972
[45 empty] | 1374.0354 | 0.01898 |  | 1374.0277 | 0.01973
[45 empty] | 1374.1278 | 0.01905 |  | 1374.1201 | 0.01972
[45 empty] | 1374.2203 | 0.01911 |  | 1374.2126 | 0.01967
[45 empty] | 1374.3129 | 0.01916 |  | 1374.3052 | 0.01959
[45 empty] | 1374.4054 | 0.01922 |  | 1374.3977 | 0.01947
[45 empty] | 1374.4979 | 0.01928 |  | 1374.4902 | 0.01931
[45 empty] | 1374.5906 | 0.01934 |  | 1374.5828 | 0.01912
[45 empty] | 1374.6831 | 0.01939 |  | 1374.6754 | 0.01893
[45 empty] | 1374.7756 | 0.01944 |  | 1374.7679 | 0.01876
[45 empty] | 1374.8683 | 0.0195 |  | 1374.8606 | 0.01865
[45 empty] | 1374.9609 | 0.01955 |  | 1374.9531 | 0.0186
[45 empty] | 1375.0535 | 0.0196 |  | 1375.0458 | 0.01864
[45 empty] | 1375.1461 | 0.01965 |  | 1375.1384 | 0.01874
[45 empty] | 1375.2388 | 0.0197 |  | 1375.2311 | 0.01888
[45 empty] | 1375.3314 | 0.01975 |  | 1375.3237 | 0.01906
[45 empty] | 1375.4241 | 0.0198 |  | 1375.4164 | 0.01926
[45 empty] | 1375.5168 | 0.01985 |  | 1375.509 | 0.01946
[45 empty] | 1375.6095 | 0.0199 |  | 1375.6018 | 0.01969
[45 empty] | 1375.7022 | 0.01995 |  | 1375.6945 | 0.01994
[45 empty] | 1375.7949 | 0.02 |  | 1375.7872 | 0.02022
[45 empty] | 1375.8877 | 0.02004 |  | 1375.88 | 0.02052
[45 empty] | 1375.9804 | 0.02009 |  | 1375.9727 | 0.02083
[45 empty] | 1376.0731 | 0.02014 |  | 1376.0654 | 0.02111
[45 empty] | 1376.1659 | 0.02019 |  | 1376.1582 | 0.02133
[45 empty] | 1376.2587 | 0.02023 |  | 1376.251 | 0.02146
[45 empty] | 1376.3516 | 0.02028 |  | 1376.3438 | 0.02149
[45 empty] | 1376.4443 | 0.02033 |  | 1376.4367 | 0.02142
[45 empty] | 1376.5371 | 0.02037 |  | 1376.5294 | 0.02124
[45 empty] | 1376.63 | 0.02042 |  | 1376.6223 | 0.02099
[45 empty] | 1376.7228 | 0.02046 |  | 1376.7151 | 0.02069
[45 empty] | 1376.8157 | 0.02051 |  | 1376.808 | 0.02037
[45 empty] | 1376.9086 | 0.02055 |  | 1376.9009 | 0.02005
[45 empty] | 1377.0015 | 0.02059 |  | 1376.9938 | 0.01976
[45 empty] | 1377.0944 | 0.02064 |  | 1377.0867 | 0.01952
[45 empty] | 1377.1873 | 0.02068 |  | 1377.1796 | 0.01933
[45 empty] | 1377.2802 | 0.02072 |  | 1377.2725 | 0.01921
[45 empty] | 1377.373 | 0.02076 |  | 1377.3654 | 0.01914
[45 empty] | 1377.4661 | 0.0208 |  | 1377.4584 | 0.01913
[45 empty] | 1377.559 | 0.02083 |  | 1377.5513 | 0.01915
[45 empty] | 1377.652 | 0.02087 |  | 1377.6443 | 0.01921
[45 empty] | 1377.745 | 0.02091 |  | 1377.7372 | 0.0193
[45 empty] | 1377.8379 | 0.02094 |  | 1377.8302 | 0.0194
[45 empty] | 1377.9309 | 0.02098 |  | 1377.9232 | 0.01953
[45 empty] | 1378.0239 | 0.02101 |  | 1378.0162 | 0.01967
[45 empty] | 1378.1171 | 0.02104 |  | 1378.1092 | 0.01982
[45 empty] | 1378.2101 | 0.02107 |  | 1378.2024 | 0.01999
[45 empty] | 1378.3031 | 0.0211 |  | 1378.2954 | 0.02015
[45 empty] | 1378.3962 | 0.02113 |  | 1378.3884 | 0.02032
[45 empty] | 1378.4893 | 0.02116 |  | 1378.4816 | 0.0205
[45 empty] | 1378.5824 | 0.02119 |  | 1378.5747 | 0.02067
[45 empty] | 1378.6755 | 0.02121 |  | 1378.6677 | 0.02086
[45 empty] | 1378.7686 | 0.02124 |  | 1378.7609 | 0.02104
[45 empty] | 1378.8617 | 0.02127 |  | 1378.854 | 0.0212
[45 empty] | 1378.9548 | 0.02129 |  | 1378.9471 | 0.02133
[45 empty] | 1379.0481 | 0.02132 |  | 1379.0403 | 0.02141
[45 empty] | 1379.1412 | 0.02135 |  | 1379.1335 | 0.02142
[45 empty] | 1379.2344 | 0.02138 |  | 1379.2267 | 0.02136
[45 empty] | 1379.3276 | 0.0214 |  | 1379.3198 | 0.02121
[45 empty] | 1379.4208 | 0.02143 |  | 1379.4131 | 0.021
[45 empty] | 1379.514 | 0.02146 |  | 1379.5064 | 0.02072
[45 empty] | 1379.6073 | 0.02149 |  | 1379.5996 | 0.02038
[45 empty] | 1379.7006 | 0.02152 |  | 1379.6927 | 0.01999
[45 empty] | 1379.7938 | 0.02155 |  | 1379.786 | 0.01958
[45 empty] | 1379.8871 | 0.02159 |  | 1379.8793 | 0.01915
[45 empty] | 1379.9804 | 0.02162 |  | 1379.9727 | 0.01875
[45 empty] | 1380.0736 | 0.02166 |  | 1380.0659 | 0.01839
[45 empty] | 1380.167 | 0.0217 |  | 1380.1592 | 0.01811
[45 empty] | 1380.2603 | 0.02174 |  | 1380.2526 | 0.01793
[45 empty] | 1380.3536 | 0.02179 |  | 1380.3459 | 0.01787
[45 empty] | 1380.447 | 0.02183 |  | 1380.4392 | 0.01794
[45 empty] | 1380.5403 | 0.02188 |  | 1380.5326 | 0.01815
[45 empty] | 1380.6337 | 0.02193 |  | 1380.626 | 0.01849
[45 empty] | 1380.727 | 0.02198 |  | 1380.7194 | 0.01894
[45 empty] | 1380.8204 | 0.02204 |  | 1380.8127 | 0.01945
[45 empty] | 1380.9139 | 0.0221 |  | 1380.9061 | 0.01998
[45 empty] | 1381.0073 | 0.02216 |  | 1380.9996 | 0.02048
[45 empty] | 1381.1007 | 0.02222 |  | 1381.093 | 0.02091
[45 empty] | 1381.1942 | 0.02229 |  | 1381.1865 | 0.02123
[45 empty] | 1381.2877 | 0.02236 |  | 1381.2799 | 0.02144
[45 empty] | 1381.3811 | 0.02243 |  | 1381.3734 | 0.02155
[45 empty] | 1381.4746 | 0.0225 |  | 1381.4669 | 0.0216
[45 empty] | 1381.5681 | 0.02258 |  | 1381.5604 | 0.0216
[45 empty] | 1381.6616 | 0.02266 |  | 1381.6539 | 0.02156
[45 empty] | 1381.7551 | 0.02274 |  | 1381.7474 | 0.02149
[45 empty] | 1381.8488 | 0.02282 |  | 1381.8409 | 0.02135
[45 empty] | 1381.9423 | 0.02291 |  | 1381.9346 | 0.02111
[45 empty] | 1382.0359 | 0.02299 |  | 1382.0281 | 0.02075
[45 empty] | 1382.1294 | 0.02308 |  | 1382.1217 | 0.02026
[45 empty] | 1382.223 | 0.02317 |  | 1382.2152 | 0.01967
[45 empty] | 1382.3166 | 0.02327 |  | 1382.3088 | 0.01903
[45 empty] | 1382.4102 | 0.02336 |  | 1382.4025 | 0.0184
[45 empty] | 1382.5038 | 0.02345 |  | 1382.4961 | 0.01786
[45 empty] | 1382.5975 | 0.02355 |  | 1382.5897 | 0.01746
[45 empty] | 1382.6912 | 0.02364 |  | 1382.6834 | 0.01723
[45 empty] | 1382.7848 | 0.02374 |  | 1382.7771 | 0.01718
[45 empty] | 1382.8785 | 0.02383 |  | 1382.8707 | 0.0173
[45 empty] | 1382.9722 | 0.02393 |  | 1382.9645 | 0.01755
[45 empty] | 1383.0659 | 0.02403 |  | 1383.0581 | 0.0179
[45 empty] | 1383.1596 | 0.02412 |  | 1383.1519 | 0.01831
[45 empty] | 1383.2533 | 0.02422 |  | 1383.2456 | 0.01874
[45 empty] | 1383.3471 | 0.02431 |  | 1383.3394 | 0.01917
[45 empty] | 1383.4408 | 0.02441 |  | 1383.4331 | 0.01957
[45 empty] | 1383.5346 | 0.0245 |  | 1383.5269 | 0.01993
[45 empty] | 1383.6284 | 0.02459 |  | 1383.6206 | 0.02024
[45 empty] | 1383.7222 | 0.02468 |  | 1383.7144 | 0.02051
[45 empty] | 1383.8159 | 0.02477 |  | 1383.8082 | 0.02075
[45 empty] | 1383.9098 | 0.02486 |  | 1383.902 | 0.02094
[45 empty] | 1384.0037 | 0.02494 |  | 1383.9959 | 0.02113
[45 empty] | 1384.0974 | 0.02503 |  | 1384.0897 | 0.02131
[45 empty] | 1384.1913 | 0.02511 |  | 1384.1836 | 0.02151
[45 empty] | 1384.2852 | 0.02519 |  | 1384.2775 | 0.02174
[45 empty] | 1384.379 | 0.02527 |  | 1384.3713 | 0.02202
[45 empty] | 1384.4729 | 0.02534 |  | 1384.4652 | 0.02234
[45 empty] | 1384.5669 | 0.02542 |  | 1384.5591 | 0.02269
[45 empty] | 1384.6608 | 0.02549 |  | 1384.6531 | 0.02305
[45 empty] | 1384.7548 | 0.02556 |  | 1384.7469 | 0.02338
[45 empty] | 1384.8486 | 0.02563 |  | 1384.8409 | 0.02365
[45 empty] | 1384.9426 | 0.0257 |  | 1384.9348 | 0.02381
[45 empty] | 1385.0366 | 0.02577 |  | 1385.0288 | 0.02383
[45 empty] | 1385.1306 | 0.02583 |  | 1385.1228 | 0.02369
[45 empty] | 1385.2246 | 0.02589 |  | 1385.2168 | 0.02339
[45 empty] | 1385.3186 | 0.02595 |  | 1385.3108 | 0.02294
[45 empty] | 1385.4126 | 0.02602 |  | 1385.4049 | 0.02239
[45 empty] | 1385.5066 | 0.02608 |  | 1385.4989 | 0.02179
[45 empty] | 1385.6007 | 0.02614 |  | 1385.5929 | 0.02122
[45 empty] | 1385.6947 | 0.02619 |  | 1385.687 | 0.02072
[45 empty] | 1385.7888 | 0.02625 |  | 1385.781 | 0.02035
[45 empty] | 1385.8829 | 0.02631 |  | 1385.8751 | 0.02012
[45 empty] | 1385.977 | 0.02637 |  | 1385.9692 | 0.02004
[45 empty] | 1386.0712 | 0.02643 |  | 1386.0633 | 0.02008
[45 empty] | 1386.1653 | 0.02649 |  | 1386.1575 | 0.02022
[45 empty] | 1386.2594 | 0.02655 |  | 1386.2516 | 0.02044
[45 empty] | 1386.3535 | 0.02661 |  | 1386.3458 | 0.02069
[45 empty] | 1386.4476 | 0.02667 |  | 1386.4399 | 0.02097
[45 empty] | 1386.5419 | 0.02673 |  | 1386.5341 | 0.02124
[45 empty] | 1386.636 | 0.0268 |  | 1386.6283 | 0.02149
[45 empty] | 1386.7302 | 0.02687 |  | 1386.7225 | 0.02169
[45 empty] | 1386.8245 | 0.02694 |  | 1386.8166 | 0.02183
[45 empty] | 1386.9187 | 0.02701 |  | 1386.9109 | 0.02188
[45 empty] | 1387.0129 | 0.02708 |  | 1387.0051 | 0.02183
[45 empty] | 1387.1072 | 0.02715 |  | 1387.0994 | 0.02168
[45 empty] | 1387.2014 | 0.02723 |  | 1387.1937 | 0.02143
[45 empty] | 1387.2958 | 0.02731 |  | 1387.288 | 0.0211
[45 empty] | 1387.39 | 0.02739 |  | 1387.3822 | 0.02073
[45 empty] | 1387.4844 | 0.02748 |  | 1387.4766 | 0.02036
[45 empty] | 1387.5786 | 0.02756 |  | 1387.5709 | 0.02004
[45 empty] | 1387.673 | 0.02765 |  | 1387.6652 | 0.01978
[45 empty] | 1387.7673 | 0.02775 |  | 1387.7595 | 0.01961
[45 empty] | 1387.8617 | 0.02784 |  | 1387.8539 | 0.01953
[45 empty] | 1387.9561 | 0.02793 |  | 1387.9482 | 0.01954
[45 empty] | 1388.0504 | 0.02803 |  | 1388.0426 | 0.01961
[45 empty] | 1388.1448 | 0.02813 |  | 1388.1371 | 0.01973
[45 empty] | 1388.2393 | 0.02823 |  | 1388.2314 | 0.01988
[45 empty] | 1388.3336 | 0.02833 |  | 1388.3258 | 0.02006
[45 empty] | 1388.4281 | 0.02843 |  | 1388.4203 | 0.02025
[45 empty] | 1388.5225 | 0.02853 |  | 1388.5148 | 0.02047
[45 empty] | 1388.6169 | 0.02864 |  | 1388.6092 | 0.02072
[45 empty] | 1388.7114 | 0.02874 |  | 1388.7036 | 0.02102
[45 empty] | 1388.8059 | 0.02884 |  | 1388.7981 | 0.02136
[45 empty] | 1388.9004 | 0.02894 |  | 1388.8927 | 0.02173
[45 empty] | 1388.9949 | 0.02904 |  | 1388.9872 | 0.02211
[45 empty] | 1389.0895 | 0.02914 |  | 1389.0817 | 0.02247
[45 empty] | 1389.184 | 0.02924 |  | 1389.1762 | 0.02279
[45 empty] | 1389.2786 | 0.02934 |  | 1389.2707 | 0.02304
[45 empty] | 1389.373 | 0.02943 |  | 1389.3654 | 0.0232
[45 empty] | 1389.4677 | 0.02953 |  | 1389.4598 | 0.02327
[45 empty] | 1389.5623 | 0.02962 |  | 1389.5544 | 0.02324
[45 empty] | 1389.6569 | 0.02971 |  | 1389.649 | 0.02314
[45 empty] | 1389.7515 | 0.0298 |  | 1389.7436 | 0.023
[45 empty] | 1389.8461 | 0.02988 |  | 1389.8383 | 0.02284
[45 empty] | 1389.9407 | 0.02996 |  | 1389.933 | 0.0227
[45 empty] | 1390.0354 | 0.03004 |  | 1390.0276 | 0.02261
[45 empty] | 1390.13 | 0.03012 |  | 1390.1223 | 0.02255
[45 empty] | 1390.2247 | 0.0302 |  | 1390.2169 | 0.02252
[45 empty] | 1390.3193 | 0.03027 |  | 1390.3117 | 0.02251
[45 empty] | 1390.4141 | 0.03034 |  | 1390.4064 | 0.02248
[45 empty] | 1390.5088 | 0.03041 |  | 1390.501 | 0.02242
[45 empty] | 1390.6035 | 0.03048 |  | 1390.5957 | 0.0223
[45 empty] | 1390.6982 | 0.03055 |  | 1390.6906 | 0.02215
[45 empty] | 1390.793 | 0.03062 |  | 1390.7853 | 0.02198
[45 empty] | 1390.8878 | 0.03068 |  | 1390.88 | 0.0218
[45 empty] | 1390.9825 | 0.03075 |  | 1390.9749 | 0.02166
[45 empty] | 1391.0774 | 0.03081 |  | 1391.0696 | 0.02157
[45 empty] | 1391.1721 | 0.03088 |  | 1391.1644 | 0.02152
[45 empty] | 1391.267 | 0.03094 |  | 1391.2593 | 0.02149
[45 empty] | 1391.3618 | 0.031 |  | 1391.354 | 0.02145
[45 empty] | 1391.4567 | 0.03107 |  | 1391.4488 | 0.02134
[45 empty] | 1391.5515 | 0.03113 |  | 1391.5437 | 0.02115
[45 empty] | 1391.6464 | 0.0312 |  | 1391.6387 | 0.02084
[45 empty] | 1391.7412 | 0.03126 |  | 1391.7335 | 0.02041
[45 empty] | 1391.8362 | 0.03133 |  | 1391.8284 | 0.01989
[45 empty] | 1391.931 | 0.0314 |  | 1391.9233 | 0.01931
[45 empty] | 1392.026 | 0.03147 |  | 1392.0182 | 0.01873
[45 empty] | 1392.121 | 0.03154 |  | 1392.1132 | 0.01818
[45 empty] | 1392.2158 | 0.03161 |  | 1392.2081 | 0.01771
[45 empty] | 1392.3108 | 0.03168 |  | 1392.3031 | 0.01734
[45 empty] | 1392.4058 | 0.03176 |  | 1392.3981 | 0.0171
[45 empty] | 1392.5008 | 0.03183 |  | 1392.493 | 0.01698
[45 empty] | 1392.5958 | 0.03191 |  | 1392.588 | 0.01699
[45 empty] | 1392.6908 | 0.03198 |  | 1392.683 | 0.01712
[45 empty] | 1392.7859 | 0.03206 |  | 1392.7781 | 0.01734
[45 empty] | 1392.8809 | 0.03214 |  | 1392.873 | 0.01764
[45 empty] | 1392.976 | 0.03222 |  | 1392.9681 | 0.01798
[45 empty] | 1393.071 | 0.03231 |  | 1393.0632 | 0.01834
[45 empty] | 1393.166 | 0.03239 |  | 1393.1583 | 0.0187
[45 empty] | 1393.2611 | 0.03247 |  | 1393.2534 | 0.01903
[45 empty] | 1393.3562 | 0.03256 |  | 1393.3485 | 0.0193
[45 empty] | 1393.4514 | 0.03264 |  | 1393.4436 | 0.01951
[45 empty] | 1393.5465 | 0.03273 |  | 1393.5387 | 0.01965
[45 empty] | 1393.6416 | 0.03282 |  | 1393.6339 | 0.01971
[45 empty] | 1393.7368 | 0.03291 |  | 1393.729 | 0.01971
[45 empty] | 1393.832 | 0.03299 |  | 1393.8242 | 0.01967
[45 empty] | 1393.9271 | 0.03308 |  | 1393.9193 | 0.01961
[45 empty] | 1394.0223 | 0.03317 |  | 1394.0145 | 0.01954
[45 empty] | 1394.1175 | 0.03327 |  | 1394.1097 | 0.01948
[45 empty] | 1394.2128 | 0.03336 |  | 1394.205 | 0.01942
[45 empty] | 1394.308 | 0.03345 |  | 1394.3002 | 0.01938
[45 empty] | 1394.4032 | 0.03355 |  | 1394.3955 | 0.01934
[45 empty] | 1394.4985 | 0.03364 |  | 1394.4907 | 0.01929
[45 empty] | 1394.5938 | 0.03374 |  | 1394.5861 | 0.01926
[45 empty] | 1394.6891 | 0.03384 |  | 1394.6813 | 0.01923
[45 empty] | 1394.7844 | 0.03394 |  | 1394.7766 | 0.01922
[45 empty] | 1394.8796 | 0.03404 |  | 1394.8719 | 0.01923
[45 empty] | 1394.975 | 0.03414 |  | 1394.9672 | 0.01927
[45 empty] | 1395.0703 | 0.03424 |  | 1395.0625 | 0.01934
[45 empty] | 1395.1656 | 0.03435 |  | 1395.158 | 0.01942
[45 empty] | 1395.2611 | 0.03445 |  | 1395.2533 | 0.0195
[45 empty] | 1395.3564 | 0.03456 |  | 1395.3486 | 0.01959
[45 empty] | 1395.4518 | 0.03467 |  | 1395.4441 | 0.01966
[45 empty] | 1395.5472 | 0.03478 |  | 1395.5394 | 0.01974
[45 empty] | 1395.6426 | 0.03489 |  | 1395.6349 | 0.01983
[45 empty] | 1395.738 | 0.035 |  | 1395.7302 | 0.01994
[45 empty] | 1395.8335 | 0.03511 |  | 1395.8257 | 0.02009
[45 empty] | 1395.929 | 0.03522 |  | 1395.9211 | 0.0203
[45 empty] | 1396.0244 | 0.03534 |  | 1396.0166 | 0.02055
[45 empty] | 1396.1199 | 0.03545 |  | 1396.1121 | 0.02086
[45 empty] | 1396.2154 | 0.03557 |  | 1396.2076 | 0.02119
[45 empty] | 1396.3109 | 0.03568 |  | 1396.3031 | 0.02154
[45 empty] | 1396.4064 | 0.03579 |  | 1396.3987 | 0.02188
[45 empty] | 1396.502 | 0.03591 |  | 1396.4941 | 0.02218
[45 empty] | 1396.5975 | 0.03602 |  | 1396.5897 | 0.02244
[45 empty] | 1396.6931 | 0.03614 |  | 1396.6853 | 0.02263
[45 empty] | 1396.7887 | 0.03625 |  | 1396.7809 | 0.02273
[45 empty] | 1396.8843 | 0.03636 |  | 1396.8765 | 0.02275
[45 empty] | 1396.9799 | 0.03647 |  | 1396.9721 | 0.02268
[45 empty] | 1397.0754 | 0.03658 |  | 1397.0676 | 0.02252
[45 empty] | 1397.171 | 0.03668 |  | 1397.1632 | 0.0223
[45 empty] | 1397.2667 | 0.03679 |  | 1397.2589 | 0.02203
[45 empty] | 1397.3623 | 0.03689 |  | 1397.3546 | 0.02175
[45 empty] | 1397.458 | 0.037 |  | 1397.4502 | 0.02147
[45 empty] | 1397.5537 | 0.0371 |  | 1397.5459 | 0.02121
[45 empty] | 1397.6494 | 0.03719 |  | 1397.6416 | 0.02098
[45 empty] | 1397.7451 | 0.03729 |  | 1397.7373 | 0.02078
[45 empty] | 1397.8408 | 0.03739 |  | 1397.833 | 0.02061
[45 empty] | 1397.9365 | 0.03748 |  | 1397.9287 | 0.02048
[45 empty] | 1398.0322 | 0.03757 |  | 1398.0245 | 0.02037
[45 empty] | 1398.1281 | 0.03766 |  | 1398.1202 | 0.02028
[45 empty] | 1398.2238 | 0.03775 |  | 1398.2159 | 0.02024
[45 empty] | 1398.3196 | 0.03784 |  | 1398.3118 | 0.02023
[45 empty] | 1398.4154 | 0.03793 |  | 1398.4076 | 0.02026
[45 empty] | 1398.5112 | 0.03802 |  | 1398.5034 | 0.02035
[45 empty] | 1398.6071 | 0.03811 |  | 1398.5992 | 0.0205
[45 empty] | 1398.7029 | 0.0382 |  | 1398.6951 | 0.02071
[45 empty] | 1398.7987 | 0.03829 |  | 1398.7909 | 0.02099
[45 empty] | 1398.8945 | 0.03838 |  | 1398.8867 | 0.02131
[45 empty] | 1398.9905 | 0.03847 |  | 1398.9827 | 0.02167
[45 empty] | 1399.0863 | 0.03857 |  | 1399.0785 | 0.02203
[45 empty] | 1399.1823 | 0.03866 |  | 1399.1744 | 0.02235
[45 empty] | 1399.2781 | 0.03876 |  | 1399.2703 | 0.0226
[45 empty] | 1399.374 | 0.03886 |  | 1399.3662 | 0.02274
[45 empty] | 1399.47 | 0.03896 |  | 1399.4622 | 0.02279
[45 empty] | 1399.5659 | 0.03907 |  | 1399.5581 | 0.02272
[45 empty] | 1399.6619 | 0.03917 |  | 1399.6541 | 0.02258
[45 empty] | 1399.7579 | 0.03928 |  | 1399.7501 | 0.02237
[45 empty] | 1399.8539 | 0.0394 |  | 1399.8461 | 0.02213
[45 empty] | 1399.9498 | 0.03951 |  | 1399.942 | 0.02188
[45 empty] | 1400.0459 | 0.03963 |  | 1400.0381 | 0.02165
[45 empty] | 1400.142 | 0.03975 |  | 1400.1342 | 0.02146
[45 empty] | 1400.238 | 0.03988 |  | 1400.2302 | 0.02133
[45 empty] | 1400.334 | 0.04001 |  | 1400.3262 | 0.0213
[45 empty] | 1400.43 | 0.04014 |  | 1400.4222 | 0.02135
[45 empty] | 1400.5262 | 0.04027 |  | 1400.5184 | 0.02151
[45 empty] | 1400.6223 | 0.0404 |  | 1400.6145 | 0.02175
[45 empty] | 1400.7184 | 0.04054 |  | 1400.7106 | 0.02204
[45 empty] | 1400.8146 | 0.04068 |  | 1400.8068 | 0.02235
[45 empty] | 1400.9106 | 0.04082 |  | 1400.9028 | 0.02263
[45 empty] | 1401.0068 | 0.04096 |  | 1400.999 | 0.02283
[45 empty] | 1401.103 | 0.0411 |  | 1401.0952 | 0.02292
[45 empty] | 1401.1991 | 0.04125 |  | 1401.1913 | 0.02287
[45 empty] | 1401.2953 | 0.04139 |  | 1401.2875 | 0.0227
[45 empty] | 1401.3916 | 0.04153 |  | 1401.3838 | 0.02242
[45 empty] | 1401.4878 | 0.04167 |  | 1401.48 | 0.02206
[45 empty] | 1401.584 | 0.04182 |  | 1401.5762 | 0.02168
[45 empty] | 1401.6802 | 0.04196 |  | 1401.6724 | 0.02133
[45 empty] | 1401.7765 | 0.0421 |  | 1401.7687 | 0.02106
[45 empty] | 1401.8728 | 0.04224 |  | 1401.865 | 0.0209
[45 empty] | 1401.969 | 0.04237 |  | 1401.9612 | 0.02086
[45 empty] | 1402.0653 | 0.04251 |  | 1402.0575 | 0.02093
[45 empty] | 1402.1616 | 0.04265 |  | 1402.1538 | 0.02108
[45 empty] | 1402.2579 | 0.04278 |  | 1402.2501 | 0.02128
[45 empty] | 1402.3543 | 0.04291 |  | 1402.3464 | 0.02148
[45 empty] | 1402.4507 | 0.04304 |  | 1402.4429 | 0.02164
[45 empty] | 1402.547 | 0.04317 |  | 1402.5392 | 0.02174
[45 empty] | 1402.6434 | 0.04329 |  | 1402.6356 | 0.02176
[45 empty] | 1402.7397 | 0.04341 |  | 1402.7319 | 0.02172
[45 empty] | 1402.8362 | 0.04354 |  | 1402.8284 | 0.0216
[45 empty] | 1402.9326 | 0.04366 |  | 1402.9248 | 0.02145
[45 empty] | 1403.0291 | 0.04377 |  | 1403.0212 | 0.02126
[45 empty] | 1403.1255 | 0.04389 |  | 1403.1177 | 0.02108
[45 empty] | 1403.2219 | 0.04401 |  | 1403.2141 | 0.02093
[45 empty] | 1403.3184 | 0.04412 |  | 1403.3105 | 0.02084
[45 empty] | 1403.4149 | 0.04424 |  | 1403.4071 | 0.02082
[45 empty] | 1403.5113 | 0.04435 |  | 1403.5035 | 0.02089
[45 empty] | 1403.6079 | 0.04447 |  | 1403.6001 | 0.02104
[45 empty] | 1403.7043 | 0.04458 |  | 1403.6965 | 0.02127
[45 empty] | 1403.8009 | 0.0447 |  | 1403.7931 | 0.02154
[45 empty] | 1403.8975 | 0.04481 |  | 1403.8897 | 0.02181
[45 empty] | 1403.994 | 0.04493 |  | 1403.9862 | 0.02204
[45 empty] | 1404.0906 | 0.04505 |  | 1404.0828 | 0.02219
[45 empty] | 1404.1871 | 0.04517 |  | 1404.1793 | 0.02221
[45 empty] | 1404.2838 | 0.04529 |  | 1404.276 | 0.0221
[45 empty] | 1404.3804 | 0.04541 |  | 1404.3726 | 0.02186
[45 empty] | 1404.477 | 0.04553 |  | 1404.4692 | 0.02152
[45 empty] | 1404.5737 | 0.04566 |  | 1404.5658 | 0.02112
[45 empty] | 1404.6703 | 0.04578 |  | 1404.6625 | 0.02073
[45 empty] | 1404.767 | 0.04591 |  | 1404.7592 | 0.02037
[45 empty] | 1404.8637 | 0.04605 |  | 1404.8558 | 0.02009
[45 empty] | 1404.9603 | 0.04618 |  | 1404.9525 | 0.01989
[45 empty] | 1405.0571 | 0.04632 |  | 1405.0492 | 0.01977
[45 empty] | 1405.1538 | 0.04646 |  | 1405.146 | 0.01972
[45 empty] | 1405.2505 | 0.0466 |  | 1405.2427 | 0.0197
[45 empty] | 1405.3473 | 0.04675 |  | 1405.3395 | 0.0197
[45 empty] | 1405.4441 | 0.0469 |  | 1405.4362 | 0.0197
[45 empty] | 1405.5408 | 0.04705 |  | 1405.533 | 0.01969
[45 empty] | 1405.6376 | 0.0472 |  | 1405.6298 | 0.01968
[45 empty] | 1405.7344 | 0.04736 |  | 1405.7266 | 0.01967
[45 empty] | 1405.8312 | 0.04751 |  | 1405.8234 | 0.01968
[45 empty] | 1405.9281 | 0.04768 |  | 1405.9202 | 0.01971
[45 empty] | 1406.0249 | 0.04784 |  | 1406.0171 | 0.01978
[45 empty] | 1406.1217 | 0.04801 |  | 1406.1139 | 0.0199
[45 empty] | 1406.2186 | 0.04817 |  | 1406.2108 | 0.02006
[45 empty] | 1406.3154 | 0.04835 |  | 1406.3076 | 0.02027
[45 empty] | 1406.4124 | 0.04852 |  | 1406.4045 | 0.02053
[45 empty] | 1406.5093 | 0.04869 |  | 1406.5015 | 0.02082
[45 empty] | 1406.6062 | 0.04887 |  | 1406.5984 | 0.02115
[45 empty] | 1406.7031 | 0.04905 |  | 1406.6953 | 0.0215
[45 empty] | 1406.8001 | 0.04923 |  | 1406.7922 | 0.02188
[45 empty] | 1406.8971 | 0.04941 |  | 1406.8892 | 0.02227
[45 empty] | 1406.994 | 0.0496 |  | 1406.9862 | 0.02263
[45 empty] | 1407.0911 | 0.04979 |  | 1407.0831 | 0.02295
[45 empty] | 1407.188 | 0.04997 |  | 1407.1802 | 0.0232
[45 empty] | 1407.285 | 0.05017 |  | 1407.2772 | 0.02336
[45 empty] | 1407.3821 | 0.05036 |  | 1407.3743 | 0.02342
[45 empty] | 1407.4791 | 0.05055 |  | 1407.4712 | 0.0234
[45 empty] | 1407.5762 | 0.05075 |  | 1407.5684 | 0.02332
[45 empty] | 1407.6732 | 0.05094 |  | 1407.6654 | 0.02322
[45 empty] | 1407.7703 | 0.05114 |  | 1407.7624 | 0.02313
[45 empty] | 1407.8674 | 0.05134 |  | 1407.8595 | 0.02309
[45 empty] | 1407.9645 | 0.05154 |  | 1407.9567 | 0.02313
[45 empty] | 1408.0617 | 0.05175 |  | 1408.0538 | 0.02326
[45 empty] | 1408.1587 | 0.05195 |  | 1408.1509 | 0.02348
[45 empty] | 1408.2559 | 0.05216 |  | 1408.248 | 0.02377
[45 empty] | 1408.353 | 0.05237 |  | 1408.3452 | 0.02409
[45 empty] | 1408.4502 | 0.05258 |  | 1408.4424 | 0.02441
[45 empty] | 1408.5474 | 0.05279 |  | 1408.5395 | 0.02468
[45 empty] | 1408.6446 | 0.053 |  | 1408.6368 | 0.02485
[45 empty] | 1408.7418 | 0.05322 |  | 1408.734 | 0.0249
[45 empty] | 1408.8391 | 0.05343 |  | 1408.8312 | 0.02483
[45 empty] | 1408.9363 | 0.05365 |  | 1408.9285 | 0.02465
[45 empty] | 1409.0336 | 0.05387 |  | 1409.0258 | 0.0244
[45 empty] | 1409.1309 | 0.05409 |  | 1409.123 | 0.0241
[45 empty] | 1409.2281 | 0.05432 |  | 1409.2202 | 0.02379
[45 empty] | 1409.3254 | 0.05454 |  | 1409.3175 | 0.0235
[45 empty] | 1409.4227 | 0.05476 |  | 1409.4149 | 0.02324
[45 empty] | 1409.52 | 0.05499 |  | 1409.5122 | 0.02302
[45 empty] | 1409.6174 | 0.05521 |  | 1409.6095 | 0.02282
[45 empty] | 1409.7147 | 0.05544 |  | 1409.7069 | 0.02266
[45 empty] | 1409.8121 | 0.05567 |  | 1409.8042 | 0.02253
[45 empty] | 1409.9094 | 0.0559 |  | 1409.9016 | 0.02245
[45 empty] | 1410.0068 | 0.05612 |  | 1409.999 | 0.02243
[45 empty] | 1410.1043 | 0.05635 |  | 1410.0964 | 0.02249
[45 empty] | 1410.2017 | 0.05658 |  | 1410.1939 | 0.02265
[45 empty] | 1410.2991 | 0.05681 |  | 1410.2913 | 0.02292
[45 empty] | 1410.3966 | 0.05704 |  | 1410.3887 | 0.02329
[45 empty] | 1410.494 | 0.05726 |  | 1410.4862 | 0.02376
[45 empty] | 1410.5914 | 0.05749 |  | 1410.5836 | 0.02431
[45 empty] | 1410.689 | 0.05772 |  | 1410.6811 | 0.02491
[45 empty] | 1410.7865 | 0.05794 |  | 1410.7786 | 0.0255
[45 empty] | 1410.8839 | 0.05817 |  | 1410.8761 | 0.02604
[45 empty] | 1410.9814 | 0.05839 |  | 1410.9736 | 0.02649
[45 empty] | 1411.079 | 0.05861 |  | 1411.0712 | 0.0268
[45 empty] | 1411.1766 | 0.05884 |  | 1411.1687 | 0.02695
[45 empty] | 1411.2742 | 0.05906 |  | 1411.2662 | 0.02693
[45 empty] | 1411.3717 | 0.05928 |  | 1411.3639 | 0.02675
[45 empty] | 1411.4694 | 0.0595 |  | 1411.4614 | 0.02647
[45 empty] | 1411.5669 | 0.05972 |  | 1411.5591 | 0.02612
[45 empty] | 1411.6645 | 0.05993 |  | 1411.6567 | 0.02578
[45 empty] | 1411.7622 | 0.06015 |  | 1411.7543 | 0.02549
[45 empty] | 1411.8599 | 0.06037 |  | 1411.8519 | 0.02529
[45 empty] | 1411.9575 | 0.06058 |  | 1411.9496 | 0.02519
[45 empty] | 1412.0552 | 0.0608 |  | 1412.0472 | 0.02517
[45 empty] | 1412.1528 | 0.06102 |  | 1412.145 | 0.02519
[45 empty] | 1412.2505 | 0.06123 |  | 1412.2427 | 0.02521
[45 empty] | 1412.3483 | 0.06145 |  | 1412.3403 | 0.02518
[45 empty] | 1412.4459 | 0.06167 |  | 1412.4381 | 0.02508
[45 empty] | 1412.5437 | 0.06189 |  | 1412.5359 | 0.02489
[45 empty] | 1412.6415 | 0.06211 |  | 1412.6337 | 0.02459
[45 empty] | 1412.7393 | 0.06233 |  | 1412.7313 | 0.02421
[45 empty] | 1412.837 | 0.06255 |  | 1412.8291 | 0.02375
[45 empty] | 1412.9348 | 0.06277 |  | 1412.927 | 0.02322
[45 empty] | 1413.0326 | 0.063 |  | 1413.0248 | 0.02268
[45 empty] | 1413.1305 | 0.06323 |  | 1413.1226 | 0.02214
[45 empty] | 1413.2283 | 0.06346 |  | 1413.2205 | 0.02167
[45 empty] | 1413.3262 | 0.06369 |  | 1413.3182 | 0.0213
[45 empty] | 1413.424 | 0.06392 |  | 1413.4161 | 0.02107
[45 empty] | 1413.5219 | 0.06416 |  | 1413.514 | 0.02101
[45 empty] | 1413.6198 | 0.0644 |  | 1413.6119 | 0.0211
[45 empty] | 1413.7177 | 0.06464 |  | 1413.7098 | 0.02133
[45 empty] | 1413.8156 | 0.06488 |  | 1413.8077 | 0.02167
[45 empty] | 1413.9135 | 0.06513 |  | 1413.9056 | 0.02208
[45 empty] | 1414.0115 | 0.06538 |  | 1414.0035 | 0.02252
[45 empty] | 1414.1094 | 0.06563 |  | 1414.1016 | 0.02297
[45 empty] | 1414.2074 | 0.06588 |  | 1414.1995 | 0.02339
[45 empty] | 1414.3053 | 0.06613 |  | 1414.2975 | 0.02377
[45 empty] | 1414.4033 | 0.06639 |  | 1414.3955 | 0.02411
[45 empty] | 1414.5013 | 0.06665 |  | 1414.4935 | 0.0244
[45 empty] | 1414.5994 | 0.06691 |  | 1414.5916 | 0.02466
[45 empty] | 1414.6974 | 0.06717 |  | 1414.6896 | 0.02488
[45 empty] | 1414.7955 | 0.06743 |  | 1414.7876 | 0.02509
[45 empty] | 1414.8936 | 0.06769 |  | 1414.8856 | 0.0253
[45 empty] | 1414.9916 | 0.06795 |  | 1414.9838 | 0.02552
[45 empty] | 1415.0897 | 0.06821 |  | 1415.0819 | 0.02575
[45 empty] | 1415.1879 | 0.06848 |  | 1415.1799 | 0.026
[45 empty] | 1415.2859 | 0.06874 |  | 1415.2781 | 0.02625
[45 empty] | 1415.384 | 0.069 |  | 1415.3762 | 0.0265
[45 empty] | 1415.4822 | 0.06926 |  | 1415.4744 | 0.02673
[45 empty] | 1415.5804 | 0.06953 |  | 1415.5725 | 0.02694
[45 empty] | 1415.6786 | 0.06979 |  | 1415.6707 | 0.02712
[45 empty] | 1415.7767 | 0.07005 |  | 1415.7689 | 0.02727
[45 empty] | 1415.875 | 0.07031 |  | 1415.8671 | 0.0274
[45 empty] | 1415.9731 | 0.07056 |  | 1415.9653 | 0.02751
[45 empty] | 1416.0714 | 0.07082 |  | 1416.0635 | 0.0276
[45 empty] | 1416.1697 | 0.07108 |  | 1416.1617 | 0.02767
[45 empty] | 1416.2679 | 0.07133 |  | 1416.26 | 0.02772
[45 empty] | 1416.3662 | 0.07159 |  | 1416.3583 | 0.02773
[45 empty] | 1416.4645 | 0.07184 |  | 1416.4565 | 0.0277
[45 empty] | 1416.5627 | 0.0721 |  | 1416.5549 | 0.02761
[45 empty] | 1416.661 | 0.07235 |  | 1416.6532 | 0.02745
[45 empty] | 1416.7594 | 0.0726 |  | 1416.7515 | 0.02722
[45 empty] | 1416.8577 | 0.07285 |  | 1416.8499 | 0.02694
[45 empty] | 1416.9561 | 0.0731 |  | 1416.9482 | 0.02661
[45 empty] | 1417.0544 | 0.07335 |  | 1417.0465 | 0.02627
[45 empty] | 1417.1528 | 0.07361 |  | 1417.1449 | 0.02596
[45 empty] | 1417.2512 | 0.07386 |  | 1417.2433 | 0.02572
[45 empty] | 1417.3496 | 0.07411 |  | 1417.3418 | 0.02558
[45 empty] | 1417.448 | 0.07436 |  | 1417.4402 | 0.02558
[45 empty] | 1417.5465 | 0.07461 |  | 1417.5386 | 0.02571
[45 empty] | 1417.6449 | 0.07486 |  | 1417.6371 | 0.02593
[45 empty] | 1417.7434 | 0.07511 |  | 1417.7355 | 0.02621
[45 empty] | 1417.8418 | 0.07537 |  | 1417.834 | 0.02647
[45 empty] | 1417.9403 | 0.07562 |  | 1417.9325 | 0.02668
[45 empty] | 1418.0388 | 0.07587 |  | 1418.031 | 0.0268
[45 empty] | 1418.1373 | 0.07613 |  | 1418.1295 | 0.02683
[45 empty] | 1418.2358 | 0.07639 |  | 1418.228 | 0.02676
[45 empty] | 1418.3345 | 0.07664 |  | 1418.3265 | 0.02662
[45 empty] | 1418.433 | 0.0769 |  | 1418.4252 | 0.02644
[45 empty] | 1418.5316 | 0.07716 |  | 1418.5237 | 0.02623
[45 empty] | 1418.6301 | 0.07742 |  | 1418.6223 | 0.02601
[45 empty] | 1418.7288 | 0.07768 |  | 1418.7208 | 0.02578
[45 empty] | 1418.8274 | 0.07794 |  | 1418.8195 | 0.02556
[45 empty] | 1418.926 | 0.0782 |  | 1418.9181 | 0.02535
[45 empty] | 1419.0247 | 0.07846 |  | 1419.0167 | 0.02518
[45 empty] | 1419.1233 | 0.07872 |  | 1419.1154 | 0.02504
[45 empty] | 1419.2219 | 0.07898 |  | 1419.2141 | 0.02494
[45 empty] | 1419.3207 | 0.07923 |  | 1419.3127 | 0.02488
[45 empty] | 1419.4193 | 0.07949 |  | 1419.4114 | 0.02486
[45 empty] | 1419.5181 | 0.07975 |  | 1419.5101 | 0.02486
[45 empty] | 1419.6167 | 0.08001 |  | 1419.6089 | 0.02489
[45 empty] | 1419.7154 | 0.08026 |  | 1419.7076 | 0.02493
[45 empty] | 1419.8142 | 0.08052 |  | 1419.8064 | 0.02497
[45 empty] | 1419.913 | 0.08077 |  | 1419.9052 | 0.02503
[45 empty] | 1420.0117 | 0.08102 |  | 1420.0039 | 0.02508
[45 empty] | 1420.1106 | 0.08127 |  | 1420.1027 | 0.02514
[45 empty] | 1420.2094 | 0.08152 |  | 1420.2014 | 0.02519
[45 empty] | 1420.3082 | 0.08177 |  | 1420.3003 | 0.02522
[45 empty] | 1420.407 | 0.08201 |  | 1420.3992 | 0.02523
[45 empty] | 1420.5059 | 0.08225 |  | 1420.4979 | 0.02523
[45 empty] | 1420.6047 | 0.08249 |  | 1420.5968 | 0.02521
[45 empty] | 1420.7036 | 0.08273 |  | 1420.6957 | 0.02518
[45 empty] | 1420.8025 | 0.08296 |  | 1420.7946 | 0.02517
[45 empty] | 1420.9014 | 0.0832 |  | 1420.8934 | 0.02517
[45 empty] | 1421.0002 | 0.08343 |  | 1420.9924 | 0.0252
[45 empty] | 1421.0992 | 0.08366 |  | 1421.0913 | 0.02529
[45 empty] | 1421.1981 | 0.08388 |  | 1421.1903 | 0.02542
[45 empty] | 1421.2971 | 0.08411 |  | 1421.2892 | 0.02559
[45 empty] | 1421.3961 | 0.08433 |  | 1421.3882 | 0.02579
[45 empty] | 1421.4951 | 0.08456 |  | 1421.4872 | 0.02599
[45 empty] | 1421.5941 | 0.08478 |  | 1421.5862 | 0.02617
[45 empty] | 1421.6931 | 0.085 |  | 1421.6852 | 0.02633
[45 empty] | 1421.7921 | 0.08522 |  | 1421.7842 | 0.02646
[45 empty] | 1421.8911 | 0.08545 |  | 1421.8833 | 0.02657
[45 empty] | 1421.9902 | 0.08567 |  | 1421.9823 | 0.02669
[45 empty] | 1422.0892 | 0.08589 |  | 1422.0814 | 0.02683
[45 empty] | 1422.1883 | 0.08611 |  | 1422.1804 | 0.027
[45 empty] | 1422.2875 | 0.08634 |  | 1422.2795 | 0.02719
[45 empty] | 1422.3866 | 0.08656 |  | 1422.3787 | 0.02738
[45 empty] | 1422.4857 | 0.08679 |  | 1422.4778 | 0.02756
[45 empty] | 1422.5848 | 0.08702 |  | 1422.5769 | 0.0277
[45 empty] | 1422.684 | 0.08725 |  | 1422.676 | 0.02781
[45 empty] | 1422.7831 | 0.08748 |  | 1422.7751 | 0.0279
[45 empty] | 1422.8823 | 0.08771 |  | 1422.8744 | 0.02799
[45 empty] | 1422.9814 | 0.08795 |  | 1422.9735 | 0.0281
[45 empty] | 1423.0807 | 0.08819 |  | 1423.0728 | 0.02826
[45 empty] | 1423.1799 | 0.08844 |  | 1423.172 | 0.02849
[45 empty] | 1423.2792 | 0.08868 |  | 1423.2712 | 0.02878
[45 empty] | 1423.3784 | 0.08893 |  | 1423.3705 | 0.02914
[45 empty] | 1423.4777 | 0.08918 |  | 1423.4697 | 0.02952
[45 empty] | 1423.5769 | 0.08944 |  | 1423.569 | 0.02989
[45 empty] | 1423.6762 | 0.0897 |  | 1423.6683 | 0.0302
[45 empty] | 1423.7755 | 0.08996 |  | 1423.7676 | 0.03043
[45 empty] | 1423.8748 | 0.09022 |  | 1423.8669 | 0.03054
[45 empty] | 1423.9741 | 0.09049 |  | 1423.9662 | 0.03053
[45 empty] | 1424.0735 | 0.09076 |  | 1424.0656 | 0.03041
[45 empty] | 1424.1728 | 0.09103 |  | 1424.1649 | 0.03019
[45 empty] | 1424.2722 | 0.09131 |  | 1424.2643 | 0.02991
[45 empty] | 1424.3716 | 0.09158 |  | 1424.3637 | 0.0296
[45 empty] | 1424.4709 | 0.09186 |  | 1424.4631 | 0.02927
[45 empty] | 1424.5704 | 0.09215 |  | 1424.5625 | 0.02897
[45 empty] | 1424.6698 | 0.09243 |  | 1424.6619 | 0.0287
[45 empty] | 1424.7693 | 0.09271 |  | 1424.7613 | 0.0285
[45 empty] | 1424.8688 | 0.093 |  | 1424.8608 | 0.02834
[45 empty] | 1424.9681 | 0.09329 |  | 1424.9603 | 0.02824
[45 empty] | 1425.0676 | 0.09358 |  | 1425.0598 | 0.02816
[45 empty] | 1425.1671 | 0.09387 |  | 1425.1593 | 0.02807
[45 empty] | 1425.2667 | 0.09417 |  | 1425.2588 | 0.02795
[45 empty] | 1425.3662 | 0.09446 |  | 1425.3583 | 0.02779
[45 empty] | 1425.4657 | 0.09476 |  | 1425.4578 | 0.02757
[45 empty] | 1425.5653 | 0.09505 |  | 1425.5574 | 0.02731
[45 empty] | 1425.6648 | 0.09535 |  | 1425.657 | 0.02704
[45 empty] | 1425.7644 | 0.09565 |  | 1425.7565 | 0.02677
[45 empty] | 1425.864 | 0.09595 |  | 1425.8561 | 0.02654
[45 empty] | 1425.9636 | 0.09625 |  | 1425.9557 | 0.02636
[45 empty] | 1426.0632 | 0.09655 |  | 1426.0553 | 0.02623
[45 empty] | 1426.1628 | 0.09685 |  | 1426.1549 | 0.02616
[45 empty] | 1426.2626 | 0.09716 |  | 1426.2546 | 0.02614
[45 empty] | 1426.3622 | 0.09746 |  | 1426.3543 | 0.02616
[45 empty] | 1426.4619 | 0.09777 |  | 1426.454 | 0.02623
[45 empty] | 1426.5615 | 0.09807 |  | 1426.5536 | 0.02633
[45 empty] | 1426.6613 | 0.09838 |  | 1426.6533 | 0.02647
[45 empty] | 1426.761 | 0.09869 |  | 1426.7531 | 0.02668
[45 empty] | 1426.8607 | 0.099 |  | 1426.8528 | 0.02695
[45 empty] | 1426.9605 | 0.09931 |  | 1426.9525 | 0.0273
[45 empty] | 1427.0602 | 0.09963 |  | 1427.0522 | 0.0277
[45 empty] | 1427.16 | 0.09994 |  | 1427.1521 | 0.02816
[45 empty] | 1427.2598 | 0.10026 |  | 1427.2518 | 0.02865
[45 empty] | 1427.3596 | 0.10058 |  | 1427.3517 | 0.02913
[45 empty] | 1427.4594 | 0.1009 |  | 1427.4514 | 0.02958
[45 empty] | 1427.5592 | 0.10122 |  | 1427.5513 | 0.02999
[45 empty] | 1427.6591 | 0.10154 |  | 1427.6511 | 0.03033
[45 empty] | 1427.7589 | 0.10187 |  | 1427.751 | 0.03062
[45 empty] | 1427.8588 | 0.10219 |  | 1427.8508 | 0.03087
[45 empty] | 1427.9586 | 0.10252 |  | 1427.9508 | 0.03109
[45 empty] | 1428.0586 | 0.10285 |  | 1428.0507 | 0.03128
[45 empty] | 1428.1584 | 0.10318 |  | 1428.1505 | 0.03145
[45 empty] | 1428.2584 | 0.10351 |  | 1428.2505 | 0.03156
[45 empty] | 1428.3584 | 0.10384 |  | 1428.3505 | 0.03162
[45 empty] | 1428.4582 | 0.10417 |  | 1428.4504 | 0.03158
[45 empty] | 1428.5582 | 0.1045 |  | 1428.5503 | 0.03145
[45 empty] | 1428.6582 | 0.10483 |  | 1428.6504 | 0.03121
[45 empty] | 1428.7583 | 0.10516 |  | 1428.7504 | 0.03087
[45 empty] | 1428.8583 | 0.1055 |  | 1428.8503 | 0.03048
[45 empty] | 1428.9582 | 0.10583 |  | 1428.9503 | 0.03007
[45 empty] | 1429.0584 | 0.10616 |  | 1429.0504 | 0.0297
[45 empty] | 1429.1583 | 0.10649 |  | 1429.1505 | 0.02939
[45 empty] | 1429.2584 | 0.10683 |  | 1429.2505 | 0.02919
[45 empty] | 1429.3585 | 0.10716 |  | 1429.3506 | 0.02911
[45 empty] | 1429.4586 | 0.10749 |  | 1429.4507 | 0.02917
[45 empty] | 1429.5587 | 0.10782 |  | 1429.5508 | 0.02935
[45 empty] | 1429.6588 | 0.10815 |  | 1429.6509 | 0.02965
[45 empty] | 1429.759 | 0.10848 |  | 1429.7511 | 0.03003
[45 empty] | 1429.8591 | 0.10881 |  | 1429.8512 | 0.03046
[45 empty] | 1429.9594 | 0.10914 |  | 1429.9514 | 0.03092
[45 empty] | 1430.0594 | 0.10946 |  | 1430.0515 | 0.03136
[45 empty] | 1430.1597 | 0.10979 |  | 1430.1517 | 0.03173
[45 empty] | 1430.2599 | 0.11012 |  | 1430.252 | 0.03199
[45 empty] | 1430.3601 | 0.11044 |  | 1430.3522 | 0.03213
[45 empty] | 1430.4603 | 0.11077 |  | 1430.4524 | 0.03213
[45 empty] | 1430.5605 | 0.11109 |  | 1430.5526 | 0.03202
[45 empty] | 1430.6609 | 0.11142 |  | 1430.6529 | 0.0318
[45 empty] | 1430.7611 | 0.11174 |  | 1430.7532 | 0.03153
[45 empty] | 1430.8615 | 0.11206 |  | 1430.8535 | 0.03122
[45 empty] | 1430.9618 | 0.11239 |  | 1430.9539 | 0.03089
[45 empty] | 1431.062 | 0.11271 |  | 1431.0541 | 0.03056
[45 empty] | 1431.1624 | 0.11303 |  | 1431.1544 | 0.03023
[45 empty] | 1431.2627 | 0.11335 |  | 1431.2548 | 0.02989
[45 empty] | 1431.3632 | 0.11368 |  | 1431.3552 | 0.02956
[45 empty] | 1431.4635 | 0.114 |  | 1431.4556 | 0.02924
[45 empty] | 1431.5638 | 0.11432 |  | 1431.5559 | 0.02894
[45 empty] | 1431.6643 | 0.11464 |  | 1431.6564 | 0.02866
[45 empty] | 1431.7647 | 0.11496 |  | 1431.7567 | 0.02843
[45 empty] | 1431.8651 | 0.11529 |  | 1431.8572 | 0.02827
[45 empty] | 1431.9656 | 0.11561 |  | 1431.9576 | 0.02818
[45 empty] | 1432.066 | 0.11593 |  | 1432.0581 | 0.02817
[45 empty] | 1432.1665 | 0.11626 |  | 1432.1586 | 0.02827
[45 empty] | 1432.267 | 0.11658 |  | 1432.259 | 0.02845
[45 empty] | 1432.3675 | 0.1169 |  | 1432.3596 | 0.02873
[45 empty] | 1432.468 | 0.11723 |  | 1432.4601 | 0.02909
[45 empty] | 1432.5686 | 0.11755 |  | 1432.5605 | 0.0295
[45 empty] | 1432.6691 | 0.11788 |  | 1432.6611 | 0.02996
[45 empty] | 1432.7696 | 0.1182 |  | 1432.7617 | 0.03043
[45 empty] | 1432.8702 | 0.11853 |  | 1432.8623 | 0.0309
[45 empty] | 1432.9708 | 0.11885 |  | 1432.9629 | 0.03135
[45 empty] | 1433.0714 | 0.11918 |  | 1433.0635 | 0.03176
[45 empty] | 1433.172 | 0.11951 |  | 1433.1641 | 0.03212
[45 empty] | 1433.2727 | 0.11984 |  | 1433.2648 | 0.03244
[45 empty] | 1433.3733 | 0.12016 |  | 1433.3654 | 0.0327
[45 empty] | 1433.474 | 0.12049 |  | 1433.4661 | 0.03291
[45 empty] | 1433.5746 | 0.12082 |  | 1433.5666 | 0.03307
[45 empty] | 1433.6753 | 0.12115 |  | 1433.6674 | 0.03317
[45 empty] | 1433.776 | 0.12148 |  | 1433.7681 | 0.0332
[45 empty] | 1433.8767 | 0.1218 |  | 1433.8688 | 0.03314
[45 empty] | 1433.9774 | 0.12213 |  | 1433.9695 | 0.033
[45 empty] | 1434.0783 | 0.12246 |  | 1434.0703 | 0.03278
[45 empty] | 1434.179 | 0.12279 |  | 1434.171 | 0.03252
[45 empty] | 1434.2798 | 0.12312 |  | 1434.2719 | 0.03224
[45 empty] | 1434.3805 | 0.12345 |  | 1434.3726 | 0.03199
[45 empty] | 1434.4813 | 0.12378 |  | 1434.4734 | 0.03179
[45 empty] | 1434.5821 | 0.12411 |  | 1434.5742 | 0.03165
[45 empty] | 1434.683 | 0.12443 |  | 1434.6751 | 0.03156
[45 empty] | 1434.7838 | 0.12476 |  | 1434.7759 | 0.03151
[45 empty] | 1434.8846 | 0.12509 |  | 1434.8767 | 0.03146
[45 empty] | 1434.9855 | 0.12542 |  | 1434.9775 | 0.03139
[45 empty] | 1435.0864 | 0.12575 |  | 1435.0785 | 0.03129
[45 empty] | 1435.1874 | 0.12608 |  | 1435.1793 | 0.03117
[45 empty] | 1435.2882 | 0.12641 |  | 1435.2803 | 0.03102
[45 empty] | 1435.3892 | 0.12674 |  | 1435.3812 | 0.03087
[45 empty] | 1435.4901 | 0.12707 |  | 1435.4822 | 0.03074
[45 empty] | 1435.5911 | 0.1274 |  | 1435.5831 | 0.03066
[45 empty] | 1435.692 | 0.12773 |  | 1435.6841 | 0.03064
[45 empty] | 1435.793 | 0.12806 |  | 1435.785 | 0.03069
[45 empty] | 1435.894 | 0.12839 |  | 1435.8861 | 0.03081
[45 empty] | 1435.995 | 0.12873 |  | 1435.9871 | 0.03098
[45 empty] | 1436.0961 | 0.12906 |  | 1436.0881 | 0.03117
[45 empty] | 1436.1971 | 0.1294 |  | 1436.1891 | 0.03134
[45 empty] | 1436.2981 | 0.12974 |  | 1436.2902 | 0.03147
[45 empty] | 1436.3992 | 0.13008 |  | 1436.3912 | 0.03153
[45 empty] | 1436.5002 | 0.13042 |  | 1436.4923 | 0.03151
[45 empty] | 1436.6014 | 0.13076 |  | 1436.5934 | 0.03142
[45 empty] | 1436.7025 | 0.13111 |  | 1436.6946 | 0.03128
[45 empty] | 1436.8036 | 0.13146 |  | 1436.7957 | 0.03114
[45 empty] | 1436.9048 | 0.13181 |  | 1436.8969 | 0.03102
[45 empty] | 1437.006 | 0.13216 |  | 1436.9979 | 0.03096
[45 empty] | 1437.1071 | 0.13252 |  | 1437.0991 | 0.03099
[45 empty] | 1437.2082 | 0.13288 |  | 1437.2003 | 0.03111
[45 empty] | 1437.3094 | 0.13324 |  | 1437.3015 | 0.03131
[45 empty] | 1437.4106 | 0.1336 |  | 1437.4027 | 0.03159
[45 empty] | 1437.512 | 0.13397 |  | 1437.5039 | 0.03191
[45 empty] | 1437.6132 | 0.13435 |  | 1437.6052 | 0.03225
[45 empty] | 1437.7144 | 0.13472 |  | 1437.7064 | 0.03258
[45 empty] | 1437.8157 | 0.1351 |  | 1437.8077 | 0.0329
[45 empty] | 1437.917 | 0.13548 |  | 1437.9091 | 0.0332
[45 empty] | 1438.0183 | 0.13587 |  | 1438.0103 | 0.03352
[45 empty] | 1438.1196 | 0.13626 |  | 1438.1116 | 0.03386
[45 empty] | 1438.2209 | 0.13665 |  | 1438.2129 | 0.03427
[45 empty] | 1438.3223 | 0.13704 |  | 1438.3143 | 0.03476
[45 empty] | 1438.4236 | 0.13744 |  | 1438.4156 | 0.03535
[45 empty] | 1438.5249 | 0.13784 |  | 1438.517 | 0.03602
[45 empty] | 1438.6263 | 0.13825 |  | 1438.6184 | 0.03674
[45 empty] | 1438.7278 | 0.13865 |  | 1438.7197 | 0.03745
[45 empty] | 1438.8291 | 0.13906 |  | 1438.8212 | 0.03811
[45 empty] | 1438.9305 | 0.13947 |  | 1438.9226 | 0.03865
[45 empty] | 1439.032 | 0.13989 |  | 1439.024 | 0.03902
[45 empty] | 1439.1334 | 0.1403 |  | 1439.1255 | 0.0392
[45 empty] | 1439.235 | 0.14072 |  | 1439.2269 | 0.03918
[45 empty] | 1439.3364 | 0.14114 |  | 1439.3285 | 0.03897
[45 empty] | 1439.4379 | 0.14156 |  | 1439.4299 | 0.0386
[45 empty] | 1439.5394 | 0.14198 |  | 1439.5315 | 0.03811
[45 empty] | 1439.641 | 0.1424 |  | 1439.6329 | 0.03753
[45 empty] | 1439.7425 | 0.14283 |  | 1439.7345 | 0.03692
[45 empty] | 1439.8441 | 0.14325 |  | 1439.8361 | 0.03632
[45 empty] | 1439.9457 | 0.14368 |  | 1439.9376 | 0.03579
[45 empty] | 1440.0472 | 0.1441 |  | 1440.0392 | 0.03538
[45 empty] | 1440.1488 | 0.14453 |  | 1440.1409 | 0.03511
[45 empty] | 1440.2504 | 0.14496 |  | 1440.2424 | 0.03501
[45 empty] | 1440.352 | 0.14539 |  | 1440.3441 | 0.03508
[45 empty] | 1440.4537 | 0.14582 |  | 1440.4457 | 0.0353
[45 empty] | 1440.5553 | 0.14624 |  | 1440.5474 | 0.03565
[45 empty] | 1440.657 | 0.14667 |  | 1440.649 | 0.03609
[45 empty] | 1440.7587 | 0.1471 |  | 1440.7507 | 0.03657
[45 empty] | 1440.8603 | 0.14753 |  | 1440.8524 | 0.03706
[45 empty] | 1440.9622 | 0.14796 |  | 1440.9541 | 0.03753
[45 empty] | 1441.0638 | 0.14839 |  | 1441.0559 | 0.03795
[45 empty] | 1441.1655 | 0.14881 |  | 1441.1576 | 0.03831
[45 empty] | 1441.2673 | 0.14924 |  | 1441.2594 | 0.0386
[45 empty] | 1441.3691 | 0.14967 |  | 1441.3611 | 0.03882
[45 empty] | 1441.4708 | 0.15009 |  | 1441.4629 | 0.03897
[45 empty] | 1441.5726 | 0.15052 |  | 1441.5647 | 0.03905
[45 empty] | 1441.6744 | 0.15094 |  | 1441.6665 | 0.0391
[45 empty] | 1441.7764 | 0.15136 |  | 1441.7683 | 0.03909
[45 empty] | 1441.8782 | 0.15179 |  | 1441.8702 | 0.03906
[45 empty] | 1441.98 | 0.15221 |  | 1441.9721 | 0.03899
[45 empty] | 1442.0819 | 0.15263 |  | 1442.074 | 0.03889
[45 empty] | 1442.1838 | 0.15305 |  | 1442.1758 | 0.03877
[45 empty] | 1442.2856 | 0.15346 |  | 1442.2777 | 0.03863
[45 empty] | 1442.3876 | 0.15388 |  | 1442.3796 | 0.03848
[45 empty] | 1442.4895 | 0.15429 |  | 1442.4816 | 0.03832
[45 empty] | 1442.5914 | 0.15471 |  | 1442.5835 | 0.03818
[45 empty] | 1442.6935 | 0.15512 |  | 1442.6854 | 0.03806
[45 empty] | 1442.7954 | 0.15553 |  | 1442.7874 | 0.03798
[45 empty] | 1442.8973 | 0.15594 |  | 1442.8894 | 0.03798
[45 empty] | 1442.9994 | 0.15634 |  | 1442.9915 | 0.03807
[45 empty] | 1443.1014 | 0.15675 |  | 1443.0934 | 0.03827
[45 empty] | 1443.2034 | 0.15715 |  | 1443.1954 | 0.0386
[45 empty] | 1443.3054 | 0.15755 |  | 1443.2975 | 0.03906
[45 empty] | 1443.4075 | 0.15796 |  | 1443.3995 | 0.03963
[45 empty] | 1443.5096 | 0.15835 |  | 1443.5016 | 0.04028
[45 empty] | 1443.6117 | 0.15875 |  | 1443.6036 | 0.04098
[45 empty] | 1443.7137 | 0.15915 |  | 1443.7058 | 0.04166
[45 empty] | 1443.8159 | 0.15955 |  | 1443.8079 | 0.04228
[45 empty] | 1443.9181 | 0.15994 |  | 1443.91 | 0.04278
[45 empty] | 1444.0201 | 0.16034 |  | 1444.0122 | 0.04313
[45 empty] | 1444.1223 | 0.16073 |  | 1444.1144 | 0.0433
[45 empty] | 1444.2245 | 0.16113 |  | 1444.2166 | 0.04326
[45 empty] | 1444.3267 | 0.16152 |  | 1444.3187 | 0.04303
[45 empty] | 1444.429 | 0.16192 |  | 1444.4209 | 0.0426
[45 empty] | 1444.5311 | 0.16232 |  | 1444.5231 | 0.042
[45 empty] | 1444.6333 | 0.16271 |  | 1444.6254 | 0.04126
[45 empty] | 1444.7356 | 0.16311 |  | 1444.7277 | 0.04044
[45 empty] | 1444.8379 | 0.16351 |  | 1444.8298 | 0.03959
[45 empty] | 1444.9402 | 0.16391 |  | 1444.9321 | 0.03879
[45 empty] | 1445.0425 | 0.16431 |  | 1445.0344 | 0.03811
[45 empty] | 1445.1448 | 0.16471 |  | 1445.1367 | 0.03758
[45 empty] | 1445.2471 | 0.16512 |  | 1445.239 | 0.03725
[45 empty] | 1445.3494 | 0.16553 |  | 1445.3414 | 0.0371
[45 empty] | 1445.4518 | 0.16594 |  | 1445.4437 | 0.0371
[45 empty] | 1445.5541 | 0.16635 |  | 1445.5461 | 0.03718
[45 empty] | 1445.6565 | 0.16677 |  | 1445.6484 | 0.03729
[45 empty] | 1445.7589 | 0.16718 |  | 1445.7508 | 0.03737
[45 empty] | 1445.8612 | 0.1676 |  | 1445.8533 | 0.0374
[45 empty] | 1445.9636 | 0.16802 |  | 1445.9557 | 0.03737
[45 empty] | 1446.0662 | 0.16845 |  | 1446.0581 | 0.03733
[45 empty] | 1446.1686 | 0.16888 |  | 1446.1605 | 0.03734
[45 empty] | 1446.271 | 0.16931 |  | 1446.2631 | 0.03745
[45 empty] | 1446.3735 | 0.16974 |  | 1446.3655 | 0.0377
[45 empty] | 1446.476 | 0.17017 |  | 1446.468 | 0.0381
[45 empty] | 1446.5785 | 0.17061 |  | 1446.5706 | 0.03864
[45 empty] | 1446.681 | 0.17105 |  | 1446.673 | 0.03925
[45 empty] | 1446.7836 | 0.17149 |  | 1446.7755 | 0.03987
[45 empty] | 1446.8861 | 0.17194 |  | 1446.8781 | 0.04043
[45 empty] | 1446.9887 | 0.17238 |  | 1446.9807 | 0.04086
[45 empty] | 1447.0913 | 0.17283 |  | 1447.0832 | 0.04112
[45 empty] | 1447.1939 | 0.17328 |  | 1447.1858 | 0.0412
[45 empty] | 1447.2965 | 0.17373 |  | 1447.2885 | 0.0411
[45 empty] | 1447.399 | 0.17418 |  | 1447.3911 | 0.04086
[45 empty] | 1447.5017 | 0.17463 |  | 1447.4938 | 0.04054
[45 empty] | 1447.6044 | 0.17508 |  | 1447.5963 | 0.0402
[45 empty] | 1447.707 | 0.17554 |  | 1447.699 | 0.03992
[45 empty] | 1447.8097 | 0.17599 |  | 1447.8018 | 0.03974
[45 empty] | 1447.9124 | 0.17645 |  | 1447.9044 | 0.0397
[45 empty] | 1448.0151 | 0.17691 |  | 1448.0071 | 0.03981
[45 empty] | 1448.1178 | 0.17736 |  | 1448.1099 | 0.04004
[45 empty] | 1448.2206 | 0.17782 |  | 1448.2125 | 0.04036
[45 empty] | 1448.3234 | 0.17828 |  | 1448.3153 | 0.04072
[45 empty] | 1448.4262 | 0.17874 |  | 1448.4181 | 0.04108
[45 empty] | 1448.5289 | 0.1792 |  | 1448.5209 | 0.04139
[45 empty] | 1448.6317 | 0.17965 |  | 1448.6237 | 0.04163
[45 empty] | 1448.7345 | 0.18011 |  | 1448.7264 | 0.04179
[45 empty] | 1448.8373 | 0.18057 |  | 1448.8293 | 0.04189
[45 empty] | 1448.9402 | 0.18103 |  | 1448.9321 | 0.04194
[45 empty] | 1449.0431 | 0.18149 |  | 1449.035 | 0.04197
[45 empty] | 1449.1459 | 0.18196 |  | 1449.1379 | 0.04198
[45 empty] | 1449.2488 | 0.18242 |  | 1449.2407 | 0.04199
[45 empty] | 1449.3517 | 0.18288 |  | 1449.3436 | 0.04201
[45 empty] | 1449.4546 | 0.18334 |  | 1449.4467 | 0.04205
[45 empty] | 1449.5575 | 0.1838 |  | 1449.5496 | 0.04213
[45 empty] | 1449.6605 | 0.18427 |  | 1449.6525 | 0.04227
[45 empty] | 1449.7634 | 0.18473 |  | 1449.7554 | 0.04249
[45 empty] | 1449.8665 | 0.1852 |  | 1449.8584 | 0.04281
[45 empty] | 1449.9694 | 0.18566 |  | 1449.9614 | 0.0432
[45 empty] | 1450.0724 | 0.18613 |  | 1450.0643 | 0.04364
[45 empty] | 1450.1754 | 0.1866 |  | 1450.1674 | 0.04408
[45 empty] | 1450.2784 | 0.18707 |  | 1450.2704 | 0.04448
[45 empty] | 1450.3815 | 0.18754 |  | 1450.3735 | 0.0448
[45 empty] | 1450.4846 | 0.18801 |  | 1450.4766 | 0.04501
[45 empty] | 1450.5876 | 0.18848 |  | 1450.5796 | 0.0451
[45 empty] | 1450.6907 | 0.18895 |  | 1450.6827 | 0.04509
[45 empty] | 1450.7938 | 0.18943 |  | 1450.7858 | 0.04501
[45 empty] | 1450.897 | 0.1899 |  | 1450.8889 | 0.04487
[45 empty] | 1451.0001 | 0.19038 |  | 1450.9921 | 0.04471
[45 empty] | 1451.1033 | 0.19086 |  | 1451.0952 | 0.04453
[45 empty] | 1451.2064 | 0.19134 |  | 1451.1984 | 0.04435
[45 empty] | 1451.3096 | 0.19181 |  | 1451.3015 | 0.04418
[45 empty] | 1451.4127 | 0.1923 |  | 1451.4048 | 0.04401
[45 empty] | 1451.516 | 0.19278 |  | 1451.5079 | 0.04387
[45 empty] | 1451.6193 | 0.19326 |  | 1451.6112 | 0.04376
[45 empty] | 1451.7224 | 0.19375 |  | 1451.7145 | 0.04369
[45 empty] | 1451.8257 | 0.19423 |  | 1451.8176 | 0.04369
[45 empty] | 1451.929 | 0.19472 |  | 1451.9209 | 0.04375
[45 empty] | 1452.0322 | 0.19521 |  | 1452.0242 | 0.04387
[45 empty] | 1452.1355 | 0.1957 |  | 1452.1276 | 0.04404
[45 empty] | 1452.2389 | 0.19619 |  | 1452.2308 | 0.04425
[45 empty] | 1452.3422 | 0.19669 |  | 1452.3341 | 0.04451
[45 empty] | 1452.4456 | 0.19718 |  | 1452.4375 | 0.04482
[45 empty] | 1452.5488 | 0.19768 |  | 1452.5409 | 0.04517
[45 empty] | 1452.6522 | 0.19818 |  | 1452.6442 | 0.04557
[45 empty] | 1452.7556 | 0.19868 |  | 1452.7476 | 0.046
[45 empty] | 1452.859 | 0.19918 |  | 1452.851 | 0.04644
[45 empty] | 1452.9624 | 0.19968 |  | 1452.9545 | 0.04687
[45 empty] | 1453.0659 | 0.20019 |  | 1453.0579 | 0.04726
[45 empty] | 1453.1693 | 0.2007 |  | 1453.1613 | 0.04759
[45 empty] | 1453.2727 | 0.2012 |  | 1453.2648 | 0.04784
[45 empty] | 1453.3762 | 0.20172 |  | 1453.3682 | 0.04801
[45 empty] | 1453.4797 | 0.20223 |  | 1453.4717 | 0.04809
[45 empty] | 1453.5832 | 0.20274 |  | 1453.5752 | 0.04809
[45 empty] | 1453.6868 | 0.20326 |  | 1453.6787 | 0.04803
[45 empty] | 1453.7903 | 0.20377 |  | 1453.7822 | 0.04792
[45 empty] | 1453.8938 | 0.20429 |  | 1453.8857 | 0.04778
[45 empty] | 1453.9974 | 0.20481 |  | 1453.9894 | 0.04765
[45 empty] | 1454.101 | 0.20533 |  | 1454.0929 | 0.04752
[45 empty] | 1454.2046 | 0.20586 |  | 1454.1965 | 0.04743
[45 empty] | 1454.3081 | 0.20638 |  | 1454.3002 | 0.04738
[45 empty] | 1454.4117 | 0.2069 |  | 1454.4037 | 0.04738
[45 empty] | 1454.5154 | 0.20743 |  | 1454.5073 | 0.04744
[45 empty] | 1454.619 | 0.20796 |  | 1454.6111 | 0.04757
[45 empty] | 1454.7228 | 0.20849 |  | 1454.7147 | 0.04778
[45 empty] | 1454.8264 | 0.20901 |  | 1454.8184 | 0.04806
[45 empty] | 1454.93 | 0.20954 |  | 1454.9221 | 0.04838
[45 empty] | 1455.0338 | 0.21007 |  | 1455.0258 | 0.04871
[45 empty] | 1455.1376 | 0.2106 |  | 1455.1295 | 0.04897
[45 empty] | 1455.2412 | 0.21113 |  | 1455.2333 | 0.04913
[45 empty] | 1455.345 | 0.21166 |  | 1455.337 | 0.04913
[45 empty] | 1455.4487 | 0.21219 |  | 1455.4408 | 0.04897
[45 empty] | 1455.5526 | 0.21272 |  | 1455.5446 | 0.04866
[45 empty] | 1455.6564 | 0.21325 |  | 1455.6483 | 0.04826
[45 empty] | 1455.7601 | 0.21378 |  | 1455.7522 | 0.04783
[45 empty] | 1455.864 | 0.21431 |  | 1455.856 | 0.04744
[45 empty] | 1455.9679 | 0.21484 |  | 1455.9598 | 0.04716
[45 empty] | 1456.0717 | 0.21536 |  | 1456.0637 | 0.047
[45 empty] | 1456.1755 | 0.21589 |  | 1456.1675 | 0.04698
[45 empty] | 1456.2794 | 0.21642 |  | 1456.2714 | 0.04709
[45 empty] | 1456.3834 | 0.21694 |  | 1456.3754 | 0.04729
[45 empty] | 1456.4873 | 0.21747 |  | 1456.4793 | 0.04755
[45 empty] | 1456.5912 | 0.21799 |  | 1456.5831 | 0.04783
[45 empty] | 1456.6952 | 0.21852 |  | 1456.6871 | 0.04811
[45 empty] | 1456.7991 | 0.21904 |  | 1456.791 | 0.04838
[45 empty] | 1456.9031 | 0.21956 |  | 1456.895 | 0.04862
[45 empty] | 1457.0071 | 0.22008 |  | 1456.999 | 0.04882
[45 empty] | 1457.1111 | 0.2206 |  | 1457.103 | 0.04898
[45 empty] | 1457.2151 | 0.22112 |  | 1457.207 | 0.04908
[45 empty] | 1457.3191 | 0.22164 |  | 1457.3112 | 0.04909
[45 empty] | 1457.4232 | 0.22216 |  | 1457.4152 | 0.04902
[45 empty] | 1457.5272 | 0.22268 |  | 1457.5192 | 0.04885
[45 empty] | 1457.6314 | 0.2232 |  | 1457.6233 | 0.04862
[45 empty] | 1457.7355 | 0.22371 |  | 1457.7274 | 0.04835
[45 empty] | 1457.8395 | 0.22423 |  | 1457.8315 | 0.0481
[45 empty] | 1457.9436 | 0.22474 |  | 1457.9357 | 0.04792
[45 empty] | 1458.0478 | 0.22526 |  | 1458.0398 | 0.04785
[45 empty] | 1458.152 | 0.22578 |  | 1458.1439 | 0.04794
[45 empty] | 1458.2561 | 0.22629 |  | 1458.248 | 0.0482
[45 empty] | 1458.3603 | 0.22681 |  | 1458.3523 | 0.04863
[45 empty] | 1458.4645 | 0.22732 |  | 1458.4564 | 0.04918
[45 empty] | 1458.5687 | 0.22783 |  | 1458.5607 | 0.04979
[45 empty] | 1458.673 | 0.22835 |  | 1458.6649 | 0.05042
[45 empty] | 1458.7772 | 0.22886 |  | 1458.7692 | 0.05097
[45 empty] | 1458.8815 | 0.22938 |  | 1458.8734 | 0.0514
[45 empty] | 1458.9857 | 0.22989 |  | 1458.9777 | 0.05167
[45 empty] | 1459.09 | 0.23041 |  | 1459.0819 | 0.05177
[45 empty] | 1459.1943 | 0.23092 |  | 1459.1863 | 0.05171
[45 empty] | 1459.2986 | 0.23143 |  | 1459.2905 | 0.05155
[45 empty] | 1459.4029 | 0.23195 |  | 1459.3949 | 0.05133
[45 empty] | 1459.5073 | 0.23246 |  | 1459.4993 | 0.05111
[45 empty] | 1459.6117 | 0.23298 |  | 1459.6036 | 0.05096
[45 empty] | 1459.7161 | 0.2335 |  | 1459.708 | 0.05089
[45 empty] | 1459.8204 | 0.23401 |  | 1459.8124 | 0.05093
[45 empty] | 1459.9248 | 0.23453 |  | 1459.9168 | 0.05108
[45 empty] | 1460.0293 | 0.23505 |  | 1460.0212 | 0.05131
[45 empty] | 1460.1337 | 0.23557 |  | 1460.1256 | 0.05159
[45 empty] | 1460.2382 | 0.23609 |  | 1460.2301 | 0.05189
[45 empty] | 1460.3427 | 0.23661 |  | 1460.3346 | 0.05217
[45 empty] | 1460.4471 | 0.23713 |  | 1460.4391 | 0.05241
[45 empty] | 1460.5516 | 0.23765 |  | 1460.5436 | 0.0526
[45 empty] | 1460.6561 | 0.23818 |  | 1460.6481 | 0.05276
[45 empty] | 1460.7606 | 0.2387 |  | 1460.7526 | 0.05289
[45 empty] | 1460.8652 | 0.23923 |  | 1460.8572 | 0.05302
[45 empty] | 1460.9697 | 0.23976 |  | 1460.9617 | 0.05318
[45 empty] | 1461.0743 | 0.24029 |  | 1461.0663 | 0.05337
[45 empty] | 1461.179 | 0.24082 |  | 1461.1709 | 0.05358
[45 empty] | 1461.2834 | 0.24135 |  | 1461.2754 | 0.05383
[45 empty] | 1461.3881 | 0.24189 |  | 1461.38 | 0.05409
[45 empty] | 1461.4928 | 0.24243 |  | 1461.4847 | 0.05434
[45 empty] | 1461.5974 | 0.24297 |  | 1461.5894 | 0.05459
[45 empty] | 1461.702 | 0.24351 |  | 1461.694 | 0.05482
[45 empty] | 1461.8068 | 0.24405 |  | 1461.7987 | 0.05502
[45 empty] | 1461.9114 | 0.2446 |  | 1461.9033 | 0.05517
[45 empty] | 1462.0161 | 0.24514 |  | 1462.0081 | 0.05527
[45 empty] | 1462.1209 | 0.24569 |  | 1462.1128 | 0.05529
[45 empty] | 1462.2256 | 0.24625 |  | 1462.2175 | 0.05522
[45 empty] | 1462.3303 | 0.2468 |  | 1462.3223 | 0.05508
[45 empty] | 1462.4351 | 0.24736 |  | 1462.427 | 0.05488
[45 empty] | 1462.5399 | 0.24792 |  | 1462.5319 | 0.05467
[45 empty] | 1462.6446 | 0.24849 |  | 1462.6366 | 0.05449
[45 empty] | 1462.7495 | 0.24905 |  | 1462.7415 | 0.05439
[45 empty] | 1462.8544 | 0.24962 |  | 1462.8463 | 0.05442
[45 empty] | 1462.9591 | 0.25019 |  | 1462.951 | 0.05458
[45 empty] | 1463.064 | 0.25077 |  | 1463.0559 | 0.05489
[45 empty] | 1463.1689 | 0.25135 |  | 1463.1608 | 0.05531
[45 empty] | 1463.2738 | 0.25193 |  | 1463.2658 | 0.05582
[45 empty] | 1463.3787 | 0.25251 |  | 1463.3706 | 0.05635
[45 empty] | 1463.4836 | 0.2531 |  | 1463.4756 | 0.05688
[45 empty] | 1463.5885 | 0.25369 |  | 1463.5804 | 0.05739
[45 empty] | 1463.6935 | 0.25429 |  | 1463.6854 | 0.05784
[45 empty] | 1463.7985 | 0.25488 |  | 1463.7904 | 0.05826
[45 empty] | 1463.9034 | 0.25548 |  | 1463.8954 | 0.05866
[45 empty] | 1464.0084 | 0.25609 |  | 1464.0004 | 0.05904
[45 empty] | 1464.1134 | 0.25669 |  | 1464.1054 | 0.05942
[45 empty] | 1464.2184 | 0.2573 |  | 1464.2103 | 0.0598
[45 empty] | 1464.3235 | 0.25792 |  | 1464.3154 | 0.06016
[45 empty] | 1464.4285 | 0.25853 |  | 1464.4204 | 0.06047
[45 empty] | 1464.5336 | 0.25915 |  | 1464.5255 | 0.06069
[45 empty] | 1464.6387 | 0.25977 |  | 1464.6306 | 0.06079
[45 empty] | 1464.7438 | 0.26039 |  | 1464.7357 | 0.06075
[45 empty] | 1464.8489 | 0.26102 |  | 1464.8408 | 0.06056
[45 empty] | 1464.954 | 0.26164 |  | 1464.9459 | 0.06022
[45 empty] | 1465.0592 | 0.26227 |  | 1465.051 | 0.05977
[45 empty] | 1465.1643 | 0.2629 |  | 1465.1562 | 0.05925
[45 empty] | 1465.2695 | 0.26353 |  | 1465.2613 | 0.05869
[45 empty] | 1465.3746 | 0.26417 |  | 1465.3666 | 0.05815
[45 empty] | 1465.4799 | 0.2648 |  | 1465.4718 | 0.05768
[45 empty] | 1465.5851 | 0.26543 |  | 1465.577 | 0.05732
[45 empty] | 1465.6903 | 0.26607 |  | 1465.6823 | 0.0571
[45 empty] | 1465.7955 | 0.26671 |  | 1465.7875 | 0.05705
[45 empty] | 1465.9009 | 0.26734 |  | 1465.8928 | 0.05715
[45 empty] | 1466.0061 | 0.26798 |  | 1465.998 | 0.05742
[45 empty] | 1466.1115 | 0.26861 |  | 1466.1034 | 0.05781
[45 empty] | 1466.2167 | 0.26925 |  | 1466.2086 | 0.05829
[45 empty] | 1466.322 | 0.26989 |  | 1466.314 | 0.05881
[45 empty] | 1466.4274 | 0.27052 |  | 1466.4193 | 0.05934
[45 empty] | 1466.5327 | 0.27115 |  | 1466.5247 | 0.05984
[45 empty] | 1466.6381 | 0.27179 |  | 1466.63 | 0.06031
[45 empty] | 1466.7435 | 0.27242 |  | 1466.7353 | 0.06074
[45 empty] | 1466.8489 | 0.27305 |  | 1466.8408 | 0.06112
[45 empty] | 1466.9543 | 0.27367 |  | 1466.9462 | 0.06146
[45 empty] | 1467.0597 | 0.2743 |  | 1467.0516 | 0.06177
[45 empty] | 1467.1652 | 0.27493 |  | 1467.1571 | 0.06204
[45 empty] | 1467.2706 | 0.27555 |  | 1467.2626 | 0.06227
[45 empty] | 1467.3761 | 0.27617 |  | 1467.368 | 0.06247
[45 empty] | 1467.4816 | 0.27679 |  | 1467.4735 | 0.06265
[45 empty] | 1467.5872 | 0.27741 |  | 1467.579 | 0.06282
[45 empty] | 1467.6926 | 0.27803 |  | 1467.6846 | 0.06299
[45 empty] | 1467.7982 | 0.27864 |  | 1467.79 | 0.06317
[45 empty] | 1467.9037 | 0.27926 |  | 1467.8956 | 0.06339
[45 empty] | 1468.0093 | 0.27987 |  | 1468.0012 | 0.06363
[45 empty] | 1468.1149 | 0.28048 |  | 1468.1068 | 0.0639
[45 empty] | 1468.2205 | 0.28109 |  | 1468.2124 | 0.0642
[45 empty] | 1468.326 | 0.2817 |  | 1468.318 | 0.0645
[45 empty] | 1468.4318 | 0.28231 |  | 1468.4236 | 0.06481
[45 empty] | 1468.5374 | 0.28292 |  | 1468.5293 | 0.06511
[45 empty] | 1468.6431 | 0.28353 |  | 1468.6349 | 0.0654
[45 empty] | 1468.7487 | 0.28413 |  | 1468.7406 | 0.06567
[45 empty] | 1468.8544 | 0.28474 |  | 1468.8463 | 0.0659
[45 empty] | 1468.9601 | 0.28535 |  | 1468.952 | 0.06608
[45 empty] | 1469.0658 | 0.28596 |  | 1469.0577 | 0.06617
[45 empty] | 1469.1715 | 0.28657 |  | 1469.1635 | 0.06615
[45 empty] | 1469.2772 | 0.28717 |  | 1469.2692 | 0.06601
[45 empty] | 1469.3831 | 0.28779 |  | 1469.375 | 0.06574
[45 empty] | 1469.4888 | 0.2884 |  | 1469.4807 | 0.06536
[45 empty] | 1469.5946 | 0.28901 |  | 1469.5865 | 0.06493
[45 empty] | 1469.7004 | 0.28963 |  | 1469.6924 | 0.06451
[45 empty] | 1469.8063 | 0.29024 |  | 1469.7981 | 0.06416
[45 empty] | 1469.9121 | 0.29086 |  | 1469.9041 | 0.06396
[45 empty] | 1470.0179 | 0.29148 |  | 1470.0099 | 0.06396
[45 empty] | 1470.1238 | 0.29211 |  | 1470.1157 | 0.06418
[45 empty] | 1470.2297 | 0.29274 |  | 1470.2216 | 0.0646
[45 empty] | 1470.3356 | 0.29337 |  | 1470.3275 | 0.06519
[45 empty] | 1470.4415 | 0.294 |  | 1470.4335 | 0.06586
[45 empty] | 1470.5475 | 0.29464 |  | 1470.5393 | 0.06654
[45 empty] | 1470.6534 | 0.29528 |  | 1470.6453 | 0.06715
[45 empty] | 1470.7594 | 0.29592 |  | 1470.7512 | 0.06763
[45 empty] | 1470.8654 | 0.29656 |  | 1470.8573 | 0.06797
[45 empty] | 1470.9713 | 0.29721 |  | 1470.9633 | 0.06818
[45 empty] | 1471.0774 | 0.29787 |  | 1471.0692 | 0.0683
[45 empty] | 1471.1834 | 0.29852 |  | 1471.1753 | 0.0684
[45 empty] | 1471.2894 | 0.29918 |  | 1471.2812 | 0.0685
[45 empty] | 1471.3955 | 0.29984 |  | 1471.3873 | 0.06865
[45 empty] | 1471.5016 | 0.30051 |  | 1471.4934 | 0.06885
[45 empty] | 1471.6077 | 0.30117 |  | 1471.5995 | 0.06907
[45 empty] | 1471.7137 | 0.30184 |  | 1471.7056 | 0.06928
[45 empty] | 1471.8198 | 0.30252 |  | 1471.8118 | 0.06945
[45 empty] | 1471.9259 | 0.30319 |  | 1471.9179 | 0.06954
[45 empty] | 1472.0321 | 0.30387 |  | 1472.024 | 0.06955
[45 empty] | 1472.1383 | 0.30455 |  | 1472.1301 | 0.06949
[45 empty] | 1472.2444 | 0.30523 |  | 1472.2363 | 0.06938
[45 empty] | 1472.3506 | 0.30591 |  | 1472.3425 | 0.06927
[45 empty] | 1472.4568 | 0.30659 |  | 1472.4487 | 0.06918
[45 empty] | 1472.5631 | 0.30728 |  | 1472.5549 | 0.06914
[45 empty] | 1472.6693 | 0.30797 |  | 1472.6613 | 0.06917
[45 empty] | 1472.7755 | 0.30865 |  | 1472.7675 | 0.06928
[45 empty] | 1472.8818 | 0.30934 |  | 1472.8737 | 0.06949
[45 empty] | 1472.9882 | 0.31003 |  | 1472.98 | 0.06978
[45 empty] | 1473.0944 | 0.31072 |  | 1473.0863 | 0.07015
[45 empty] | 1473.2007 | 0.3114 |  | 1473.1926 | 0.07057
[45 empty] | 1473.307 | 0.31209 |  | 1473.299 | 0.07103
[45 empty] | 1473.4135 | 0.31278 |  | 1473.4053 | 0.07147
[45 empty] | 1473.5198 | 0.31347 |  | 1473.5116 | 0.07186
[45 empty] | 1473.6261 | 0.31416 |  | 1473.618 | 0.07215
[45 empty] | 1473.7325 | 0.31485 |  | 1473.7244 | 0.07232
[45 empty] | 1473.839 | 0.31554 |  | 1473.8308 | 0.07235
[45 empty] | 1473.9453 | 0.31623 |  | 1473.9373 | 0.07224
[45 empty] | 1474.0518 | 0.31692 |  | 1474.0437 | 0.07202
[45 empty] | 1474.1582 | 0.31761 |  | 1474.1501 | 0.07175
[45 empty] | 1474.2648 | 0.3183 |  | 1474.2566 | 0.07147
[45 empty] | 1474.3712 | 0.319 |  | 1474.363 | 0.07125
[45 empty] | 1474.4777 | 0.31969 |  | 1474.4696 | 0.07111
[45 empty] | 1474.5842 | 0.32038 |  | 1474.576 | 0.07105
[45 empty] | 1474.6908 | 0.32107 |  | 1474.6826 | 0.07106
[45 empty] | 1474.7972 | 0.32177 |  | 1474.7892 | 0.0711
[45 empty] | 1474.9038 | 0.32246 |  | 1474.8957 | 0.07113
[45 empty] | 1475.0104 | 0.32316 |  | 1475.0023 | 0.07114
[45 empty] | 1475.1171 | 0.32386 |  | 1475.1089 | 0.07111
[45 empty] | 1475.2236 | 0.32456 |  | 1475.2154 | 0.07106
[45 empty] | 1475.3302 | 0.32526 |  | 1475.3221 | 0.07104
[45 empty] | 1475.4369 | 0.32596 |  | 1475.4287 | 0.07105
[45 empty] | 1475.5436 | 0.32666 |  | 1475.5354 | 0.07114
[45 empty] | 1475.6501 | 0.32737 |  | 1475.6421 | 0.07131
[45 empty] | 1475.7568 | 0.32807 |  | 1475.7488 | 0.07157
[45 empty] | 1475.8635 | 0.32878 |  | 1475.8555 | 0.07189
[45 empty] | 1475.9703 | 0.32949 |  | 1475.9622 | 0.07226
[45 empty] | 1476.077 | 0.3302 |  | 1476.0689 | 0.07267
[45 empty] | 1476.1837 | 0.33091 |  | 1476.1757 | 0.07309
[45 empty] | 1476.2905 | 0.33162 |  | 1476.2825 | 0.07352
[45 empty] | 1476.3973 | 0.33233 |  | 1476.3892 | 0.07393
[45 empty] | 1476.5041 | 0.33305 |  | 1476.496 | 0.07431
[45 empty] | 1476.611 | 0.33376 |  | 1476.6028 | 0.07465
[45 empty] | 1476.7178 | 0.33448 |  | 1476.7096 | 0.07495
[45 empty] | 1476.8246 | 0.33519 |  | 1476.8164 | 0.07519
[45 empty] | 1476.9314 | 0.33591 |  | 1476.9233 | 0.0754
[45 empty] | 1477.0383 | 0.33663 |  | 1477.0302 | 0.07559
[45 empty] | 1477.1451 | 0.33734 |  | 1477.1371 | 0.07579
[45 empty] | 1477.2521 | 0.33806 |  | 1477.2439 | 0.07603
[45 empty] | 1477.359 | 0.33877 |  | 1477.3508 | 0.07635
[45 empty] | 1477.4659 | 0.33949 |  | 1477.4578 | 0.07674
[45 empty] | 1477.5729 | 0.34021 |  | 1477.5647 | 0.07719
[45 empty] | 1477.6798 | 0.34092 |  | 1477.6717 | 0.07767
[45 empty] | 1477.7869 | 0.34164 |  | 1477.7787 | 0.07811
[45 empty] | 1477.8938 | 0.34236 |  | 1477.8856 | 0.07845
[45 empty] | 1478.0008 | 0.34308 |  | 1477.9927 | 0.07866
[45 empty] | 1478.1078 | 0.34379 |  | 1478.0997 | 0.07872
[45 empty] | 1478.2148 | 0.34451 |  | 1478.2068 | 0.07864
[45 empty] | 1478.3219 | 0.34523 |  | 1478.3138 | 0.07847
[45 empty] | 1478.429 | 0.34595 |  | 1478.4209 | 0.07825
[45 empty] | 1478.5361 | 0.34668 |  | 1478.5279 | 0.07803
[45 empty] | 1478.6432 | 0.3474 |  | 1478.635 | 0.07786
[45 empty] | 1478.7502 | 0.34812 |  | 1478.7422 | 0.07774
[45 empty] | 1478.8574 | 0.34885 |  | 1478.8492 | 0.07768
[45 empty] | 1478.9646 | 0.34958 |  | 1478.9564 | 0.07764
[45 empty] | 1479.0718 | 0.35031 |  | 1479.0636 | 0.07759
[45 empty] | 1479.179 | 0.35105 |  | 1479.1708 | 0.07749
[45 empty] | 1479.2861 | 0.35179 |  | 1479.2779 | 0.07733
[45 empty] | 1479.3933 | 0.35253 |  | 1479.3853 | 0.0771
[45 empty] | 1479.5006 | 0.35328 |  | 1479.4924 | 0.07686
[45 empty] | 1479.6078 | 0.35403 |  | 1479.5996 | 0.07666
[45 empty] | 1479.7151 | 0.35478 |  | 1479.7069 | 0.07656
[45 empty] | 1479.8224 | 0.35554 |  | 1479.8142 | 0.07662
[45 empty] | 1479.9296 | 0.3563 |  | 1479.9215 | 0.07686
[45 empty] | 1480.0369 | 0.35707 |  | 1480.0288 | 0.07729
[45 empty] | 1480.1443 | 0.35784 |  | 1480.1361 | 0.07787
[45 empty] | 1480.2516 | 0.35862 |  | 1480.2434 | 0.07854
[45 empty] | 1480.3589 | 0.3594 |  | 1480.3508 | 0.07922
[45 empty] | 1480.4663 | 0.36019 |  | 1480.4581 | 0.07983
[45 empty] | 1480.5737 | 0.36098 |  | 1480.5656 | 0.08032
[45 empty] | 1480.681 | 0.36177 |  | 1480.673 | 0.08063
[45 empty] | 1480.7885 | 0.36257 |  | 1480.7804 | 0.08075
[45 empty] | 1480.8959 | 0.36337 |  | 1480.8878 | 0.08071
[45 empty] | 1481.0033 | 0.36418 |  | 1480.9952 | 0.08054
[45 empty] | 1481.1108 | 0.36499 |  | 1481.1027 | 0.0803
[45 empty] | 1481.2183 | 0.3658 |  | 1481.2101 | 0.08008
[45 empty] | 1481.3258 | 0.36661 |  | 1481.3176 | 0.07992
[45 empty] | 1481.4332 | 0.36743 |  | 1481.4252 | 0.07989
[45 empty] | 1481.5408 | 0.36824 |  | 1481.5327 | 0.08001
[45 empty] | 1481.6483 | 0.36906 |  | 1481.6401 | 0.08029
[45 empty] | 1481.7559 | 0.36988 |  | 1481.7478 | 0.0807
[45 empty] | 1481.8634 | 0.3707 |  | 1481.8554 | 0.08124
[45 empty] | 1481.9711 | 0.37152 |  | 1481.9629 | 0.08186
[45 empty] | 1482.0786 | 0.37234 |  | 1482.0706 | 0.08255
[45 empty] | 1482.1863 | 0.37316 |  | 1482.1781 | 0.08329
[45 empty] | 1482.2939 | 0.37398 |  | 1482.2858 | 0.08405
[45 empty] | 1482.4015 | 0.3748 |  | 1482.3934 | 0.08483
[45 empty] | 1482.5092 | 0.37561 |  | 1482.5011 | 0.0856
[45 empty] | 1482.6168 | 0.37642 |  | 1482.6088 | 0.08633
[45 empty] | 1482.7246 | 0.37723 |  | 1482.7164 | 0.08697
[45 empty] | 1482.8323 | 0.37804 |  | 1482.8241 | 0.08748
[45 empty] | 1482.9401 | 0.37884 |  | 1482.9319 | 0.0878
[45 empty] | 1483.0477 | 0.37964 |  | 1483.0395 | 0.0879
[45 empty] | 1483.1555 | 0.38044 |  | 1483.1473 | 0.08777
[45 empty] | 1483.2633 | 0.38123 |  | 1483.2551 | 0.0874
[45 empty] | 1483.3711 | 0.38202 |  | 1483.3629 | 0.08687
[45 empty] | 1483.4789 | 0.3828 |  | 1483.4707 | 0.08623
[45 empty] | 1483.5867 | 0.38358 |  | 1483.5785 | 0.0856
[45 empty] | 1483.6946 | 0.38436 |  | 1483.6864 | 0.08508
[45 empty] | 1483.8024 | 0.38514 |  | 1483.7942 | 0.08474
[45 empty] | 1483.9103 | 0.38591 |  | 1483.9021 | 0.08464
[45 empty] | 1484.0181 | 0.38667 |  | 1484.01 | 0.08479
[45 empty] | 1484.126 | 0.38744 |  | 1484.1179 | 0.08514
[45 empty] | 1484.2339 | 0.3882 |  | 1484.2258 | 0.08563
[45 empty] | 1484.3418 | 0.38896 |  | 1484.3337 | 0.08616
[45 empty] | 1484.4498 | 0.38971 |  | 1484.4416 | 0.08663
[45 empty] | 1484.5577 | 0.39047 |  | 1484.5496 | 0.08699
[45 empty] | 1484.6658 | 0.39122 |  | 1484.6576 | 0.08719
[45 empty] | 1484.7737 | 0.39198 |  | 1484.7656 | 0.08722
[45 empty] | 1484.8817 | 0.39273 |  | 1484.8735 | 0.08711
[45 empty] | 1484.9897 | 0.39348 |  | 1484.9816 | 0.08688
[45 empty] | 1485.0978 | 0.39424 |  | 1485.0896 | 0.08659
[45 empty] | 1485.2058 | 0.39499 |  | 1485.1976 | 0.08629
[45 empty] | 1485.314 | 0.39575 |  | 1485.3058 | 0.08604
[45 empty] | 1485.422 | 0.3965 |  | 1485.4138 | 0.08585
[45 empty] | 1485.5302 | 0.39727 |  | 1485.522 | 0.08576
[45 empty] | 1485.6382 | 0.39803 |  | 1485.63 | 0.08576
[45 empty] | 1485.7463 | 0.39879 |  | 1485.7382 | 0.08586
[45 empty] | 1485.8545 | 0.39956 |  | 1485.8463 | 0.08606
[45 empty] | 1485.9626 | 0.40034 |  | 1485.9545 | 0.08634
[45 empty] | 1486.0708 | 0.40112 |  | 1486.0627 | 0.08669
[45 empty] | 1486.1791 | 0.4019 |  | 1486.1709 | 0.08711
[45 empty] | 1486.2872 | 0.40269 |  | 1486.2791 | 0.08759
[45 empty] | 1486.3955 | 0.40348 |  | 1486.3873 | 0.08813
[45 empty] | 1486.5038 | 0.40427 |  | 1486.4956 | 0.08873
[45 empty] | 1486.6119 | 0.40508 |  | 1486.6039 | 0.08936
[45 empty] | 1486.7202 | 0.40588 |  | 1486.712 | 0.09
[45 empty] | 1486.8286 | 0.40669 |  | 1486.8204 | 0.09063
[45 empty] | 1486.9369 | 0.40751 |  | 1486.9287 | 0.0912
[45 empty] | 1487.0452 | 0.40833 |  | 1487.037 | 0.09167
[45 empty] | 1487.1536 | 0.40916 |  | 1487.1454 | 0.092
[45 empty] | 1487.2618 | 0.40999 |  | 1487.2537 | 0.09217
[45 empty] | 1487.3702 | 0.41083 |  | 1487.3621 | 0.09218
[45 empty] | 1487.4786 | 0.41167 |  | 1487.4705 | 0.09203
[45 empty] | 1487.587 | 0.41251 |  | 1487.5789 | 0.09176
[45 empty] | 1487.6954 | 0.41336 |  | 1487.6873 | 0.09139
[45 empty] | 1487.8038 | 0.41421 |  | 1487.7957 | 0.09097
[45 empty] | 1487.9124 | 0.41506 |  | 1487.9042 | 0.09054
[45 empty] | 1488.0207 | 0.41592 |  | 1488.0126 | 0.09014
[45 empty] | 1488.1293 | 0.41678 |  | 1488.1211 | 0.0898
[45 empty] | 1488.2378 | 0.41764 |  | 1488.2296 | 0.08954
[45 empty] | 1488.3463 | 0.4185 |  | 1488.3381 | 0.08938
[45 empty] | 1488.4548 | 0.41937 |  | 1488.4467 | 0.08933
[45 empty] | 1488.5633 | 0.42024 |  | 1488.5552 | 0.08939
[45 empty] | 1488.6719 | 0.4211 |  | 1488.6637 | 0.08957
[45 empty] | 1488.7805 | 0.42197 |  | 1488.7723 | 0.08986
[45 empty] | 1488.889 | 0.42284 |  | 1488.8809 | 0.09024
[45 empty] | 1488.9977 | 0.42371 |  | 1488.9895 | 0.0907
[45 empty] | 1489.1063 | 0.42458 |  | 1489.0981 | 0.09121
[45 empty] | 1489.215 | 0.42545 |  | 1489.2068 | 0.09175
[45 empty] | 1489.3236 | 0.42632 |  | 1489.3154 | 0.09229
[45 empty] | 1489.4323 | 0.42719 |  | 1489.4241 | 0.0928
[45 empty] | 1489.5409 | 0.42806 |  | 1489.5327 | 0.09326
[45 empty] | 1489.6497 | 0.42893 |  | 1489.6415 | 0.09365
[45 empty] | 1489.7584 | 0.4298 |  | 1489.7502 | 0.09398
[45 empty] | 1489.8671 | 0.43067 |  | 1489.8589 | 0.09424
[45 empty] | 1489.9758 | 0.43154 |  | 1489.9677 | 0.09446
[45 empty] | 1490.0846 | 0.43241 |  | 1490.0764 | 0.09466
[45 empty] | 1490.1934 | 0.43328 |  | 1490.1852 | 0.09486
[45 empty] | 1490.3022 | 0.43414 |  | 1490.2941 | 0.0951
[45 empty] | 1490.411 | 0.43501 |  | 1490.4028 | 0.09538
[45 empty] | 1490.5199 | 0.43588 |  | 1490.5116 | 0.09571
[45 empty] | 1490.6287 | 0.43675 |  | 1490.6205 | 0.09608
[45 empty] | 1490.7376 | 0.43761 |  | 1490.7294 | 0.09646
[45 empty] | 1490.8464 | 0.43848 |  | 1490.8383 | 0.09685
[45 empty] | 1490.9553 | 0.43935 |  | 1490.9471 | 0.09721
[45 empty] | 1491.0642 | 0.44022 |  | 1491.056 | 0.09755
[45 empty] | 1491.1731 | 0.44108 |  | 1491.1649 | 0.09785
[45 empty] | 1491.2821 | 0.44195 |  | 1491.2739 | 0.09813
[45 empty] | 1491.391 | 0.44282 |  | 1491.3828 | 0.0984
[45 empty] | 1491.5 | 0.44368 |  | 1491.4918 | 0.09867
[45 empty] | 1491.609 | 0.44455 |  | 1491.6008 | 0.09897
[45 empty] | 1491.718 | 0.44542 |  | 1491.7098 | 0.09929
[45 empty] | 1491.827 | 0.44628 |  | 1491.8189 | 0.09964
[45 empty] | 1491.936 | 0.44715 |  | 1491.9279 | 0.10002
[45 empty] | 1492.0452 | 0.44802 |  | 1492.0369 | 0.10041
[45 empty] | 1492.1542 | 0.44888 |  | 1492.146 | 0.1008
[45 empty] | 1492.2633 | 0.44975 |  | 1492.2551 | 0.10115
[45 empty] | 1492.3723 | 0.45061 |  | 1492.3641 | 0.10147
[45 empty] | 1492.4814 | 0.45148 |  | 1492.4733 | 0.10173
[45 empty] | 1492.5906 | 0.45234 |  | 1492.5824 | 0.10195
[45 empty] | 1492.6997 | 0.45321 |  | 1492.6915 | 0.10212
[45 empty] | 1492.809 | 0.45407 |  | 1492.8008 | 0.10227
[45 empty] | 1492.9181 | 0.45493 |  | 1492.9099 | 0.10242
[45 empty] | 1493.0273 | 0.4558 |  | 1493.0192 | 0.10257
[45 empty] | 1493.1365 | 0.45666 |  | 1493.1283 | 0.10273
[45 empty] | 1493.2457 | 0.45752 |  | 1493.2376 | 0.10291
[45 empty] | 1493.355 | 0.45838 |  | 1493.3468 | 0.10312
[45 empty] | 1493.4642 | 0.45924 |  | 1493.4561 | 0.10336
[45 empty] | 1493.5735 | 0.4601 |  | 1493.5653 | 0.10365
[45 empty] | 1493.6829 | 0.46096 |  | 1493.6746 | 0.10399
[45 empty] | 1493.7921 | 0.46183 |  | 1493.7839 | 0.10437
[45 empty] | 1493.9015 | 0.46269 |  | 1493.8932 | 0.10481
[45 empty] | 1494.0107 | 0.46355 |  | 1494.0026 | 0.10526
[45 empty] | 1494.1201 | 0.46441 |  | 1494.1119 | 0.10573
[45 empty] | 1494.2295 | 0.46527 |  | 1494.2213 | 0.10618
[45 empty] | 1494.3389 | 0.46613 |  | 1494.3307 | 0.10659
[45 empty] | 1494.4482 | 0.46699 |  | 1494.4401 | 0.10695
[45 empty] | 1494.5577 | 0.46785 |  | 1494.5496 | 0.10724
[45 empty] | 1494.6671 | 0.46871 |  | 1494.6589 | 0.10746
[45 empty] | 1494.7766 | 0.46958 |  | 1494.7684 | 0.10761
[45 empty] | 1494.8861 | 0.47044 |  | 1494.8778 | 0.10768
[45 empty] | 1494.9956 | 0.4713 |  | 1494.9873 | 0.10768
[45 empty] | 1495.1051 | 0.47217 |  | 1495.0968 | 0.10764
[45 empty] | 1495.2146 | 0.47303 |  | 1495.2064 | 0.10756
[45 empty] | 1495.3241 | 0.4739 |  | 1495.3159 | 0.10748
[45 empty] | 1495.4336 | 0.47477 |  | 1495.4254 | 0.10742
[45 empty] | 1495.5432 | 0.47563 |  | 1495.535 | 0.10742
[45 empty] | 1495.6528 | 0.4765 |  | 1495.6445 | 0.10749
[45 empty] | 1495.7623 | 0.47737 |  | 1495.7541 | 0.10764
[45 empty] | 1495.8719 | 0.47824 |  | 1495.8638 | 0.10786
[45 empty] | 1495.9816 | 0.47911 |  | 1495.9734 | 0.10815
[45 empty] | 1496.0913 | 0.47998 |  | 1496.083 | 0.10848
[45 empty] | 1496.2009 | 0.48085 |  | 1496.1927 | 0.1088
[45 empty] | 1496.3105 | 0.48172 |  | 1496.3024 | 0.1091
[45 empty] | 1496.4203 | 0.48259 |  | 1496.4121 | 0.10934
[45 empty] | 1496.53 | 0.48346 |  | 1496.5219 | 0.10952
[45 empty] | 1496.6398 | 0.48434 |  | 1496.6315 | 0.10966
[45 empty] | 1496.7495 | 0.48521 |  | 1496.7412 | 0.10979
[45 empty] | 1496.8592 | 0.48609 |  | 1496.851 | 0.10997
[45 empty] | 1496.969 | 0.48696 |  | 1496.9608 | 0.11023
[45 empty] | 1497.0787 | 0.48783 |  | 1497.0706 | 0.1106
[45 empty] | 1497.1886 | 0.48871 |  | 1497.1804 | 0.11107
[45 empty] | 1497.2985 | 0.48959 |  | 1497.2902 | 0.1116
[45 empty] | 1497.4082 | 0.49046 |  | 1497.4 | 0.11214
[45 empty] | 1497.5181 | 0.49134 |  | 1497.5099 | 0.11263
[45 empty] | 1497.6279 | 0.49222 |  | 1497.6198 | 0.11303
[45 empty] | 1497.7378 | 0.49309 |  | 1497.7296 | 0.11335
[45 empty] | 1497.8478 | 0.49397 |  | 1497.8396 | 0.11359
[45 empty] | 1497.9576 | 0.49485 |  | 1497.9495 | 0.11381
[45 empty] | 1498.0676 | 0.49574 |  | 1498.0594 | 0.11405
[45 empty] | 1498.1776 | 0.49662 |  | 1498.1693 | 0.11436
[45 empty] | 1498.2875 | 0.4975 |  | 1498.2793 | 0.11475
[45 empty] | 1498.3975 | 0.49839 |  | 1498.3893 | 0.11523
[45 empty] | 1498.5075 | 0.49928 |  | 1498.4993 | 0.11577
[45 empty] | 1498.6175 | 0.50017 |  | 1498.6092 | 0.11635
[45 empty] | 1498.7275 | 0.50106 |  | 1498.7194 | 0.11693
[45 empty] | 1498.8376 | 0.50195 |  | 1498.8293 | 0.11747
[45 empty] | 1498.9476 | 0.50285 |  | 1498.9395 | 0.11795
[45 empty] | 1499.0577 | 0.50375 |  | 1499.0496 | 0.11836
[45 empty] | 1499.1679 | 0.50465 |  | 1499.1597 | 0.11871
[45 empty] | 1499.2779 | 0.50556 |  | 1499.2698 | 0.11899
[45 empty] | 1499.3881 | 0.50647 |  | 1499.3799 | 0.11921
[45 empty] | 1499.4982 | 0.50738 |  | 1499.49 | 0.11939
[45 empty] | 1499.6084 | 0.50829 |  | 1499.6001 | 0.11952
[45 empty] | 1499.7185 | 0.50921 |  | 1499.7103 | 0.1196
[45 empty] | 1499.8287 | 0.51013 |  | 1499.8206 | 0.11964
[45 empty] | 1499.939 | 0.51106 |  | 1499.9308 | 0.11964
[45 empty] | 1500.0492 | 0.51199 |  | 1500.041 | 0.11959
[45 empty] | 1500.1594 | 0.51292 |  | 1500.1512 | 0.11952
[45 empty] | 1500.2696 | 0.51386 |  | 1500.2615 | 0.11944
[45 empty] | 1500.38 | 0.51479 |  | 1500.3717 | 0.11938
[45 empty] | 1500.4902 | 0.51574 |  | 1500.4821 | 0.11937
[45 empty] | 1500.6006 | 0.51668 |  | 1500.5923 | 0.11944
[45 empty] | 1500.7108 | 0.51763 |  | 1500.7026 | 0.11961
[45 empty] | 1500.8212 | 0.51858 |  | 1500.813 | 0.11989
[45 empty] | 1500.9315 | 0.51953 |  | 1500.9233 | 0.12029
[45 empty] | 1501.0419 | 0.52049 |  | 1501.0337 | 0.1208
[45 empty] | 1501.1523 | 0.52144 |  | 1501.144 | 0.12143
[45 empty] | 1501.2627 | 0.5224 |  | 1501.2545 | 0.12215
[45 empty] | 1501.3732 | 0.52336 |  | 1501.3649 | 0.12295
[45 empty] | 1501.4835 | 0.52433 |  | 1501.4753 | 0.1238
[45 empty] | 1501.594 | 0.52529 |  | 1501.5858 | 0.12465
[45 empty] | 1501.7045 | 0.52625 |  | 1501.6963 | 0.12548
[45 empty] | 1501.8149 | 0.52722 |  | 1501.8068 | 0.12623
[45 empty] | 1501.9255 | 0.52819 |  | 1501.9172 | 0.12689
[45 empty] | 1502.036 | 0.52915 |  | 1502.0277 | 0.12743
[45 empty] | 1502.1465 | 0.53012 |  | 1502.1383 | 0.12784
[45 empty] | 1502.2571 | 0.53109 |  | 1502.2489 | 0.12812
[45 empty] | 1502.3677 | 0.53205 |  | 1502.3594 | 0.12828
[45 empty] | 1502.4783 | 0.53302 |  | 1502.47 | 0.12835
[45 empty] | 1502.5889 | 0.53399 |  | 1502.5806 | 0.12833
[45 empty] | 1502.6995 | 0.53496 |  | 1502.6912 | 0.12824
[45 empty] | 1502.8101 | 0.53592 |  | 1502.8019 | 0.12811
[45 empty] | 1502.9208 | 0.53689 |  | 1502.9125 | 0.12797
[45 empty] | 1503.0314 | 0.53786 |  | 1503.0232 | 0.12783
[45 empty] | 1503.1421 | 0.53882 |  | 1503.1338 | 0.12771
[45 empty] | 1503.2528 | 0.53979 |  | 1503.2445 | 0.12761
[45 empty] | 1503.3635 | 0.54076 |  | 1503.3552 | 0.12756
[45 empty] | 1503.4742 | 0.54172 |  | 1503.4659 | 0.12756
[45 empty] | 1503.585 | 0.54269 |  | 1503.5767 | 0.12761
[45 empty] | 1503.6957 | 0.54365 |  | 1503.6875 | 0.12774
[45 empty] | 1503.8065 | 0.54461 |  | 1503.7982 | 0.12796
[45 empty] | 1503.9172 | 0.54558 |  | 1503.9091 | 0.12827
[45 empty] | 1504.0281 | 0.54654 |  | 1504.0199 | 0.12867
[45 empty] | 1504.1389 | 0.5475 |  | 1504.1306 | 0.12911
[45 empty] | 1504.2498 | 0.54846 |  | 1504.2416 | 0.12957
[45 empty] | 1504.3606 | 0.54943 |  | 1504.3524 | 0.13
[45 empty] | 1504.4714 | 0.55039 |  | 1504.4633 | 0.13037
[45 empty] | 1504.5824 | 0.55135 |  | 1504.5741 | 0.13065
[45 empty] | 1504.6932 | 0.55231 |  | 1504.6851 | 0.13084
[45 empty] | 1504.8042 | 0.55327 |  | 1504.796 | 0.13094
[45 empty] | 1504.9152 | 0.55423 |  | 1504.9069 | 0.13098
[45 empty] | 1505.0261 | 0.55519 |  | 1505.0178 | 0.13097
[45 empty] | 1505.1371 | 0.55615 |  | 1505.1289 | 0.13094
[45 empty] | 1505.248 | 0.5571 |  | 1505.2399 | 0.13091
[45 empty] | 1505.3591 | 0.55806 |  | 1505.3508 | 0.13093
[45 empty] | 1505.4701 | 0.55902 |  | 1505.4619 | 0.13102
[45 empty] | 1505.5812 | 0.55997 |  | 1505.5729 | 0.13121
[45 empty] | 1505.6923 | 0.56093 |  | 1505.684 | 0.13154
[45 empty] | 1505.8032 | 0.56188 |  | 1505.795 | 0.13202
[45 empty] | 1505.9143 | 0.56283 |  | 1505.9061 | 0.13264
[45 empty] | 1506.0255 | 0.56379 |  | 1506.0172 | 0.13337
[45 empty] | 1506.1366 | 0.56474 |  | 1506.1283 | 0.13417
[45 empty] | 1506.2477 | 0.56569 |  | 1506.2395 | 0.13499
[45 empty] | 1506.3589 | 0.56664 |  | 1506.3506 | 0.13575
[45 empty] | 1506.4701 | 0.56758 |  | 1506.4618 | 0.1364
[45 empty] | 1506.5813 | 0.56853 |  | 1506.573 | 0.13689
[45 empty] | 1506.6924 | 0.56947 |  | 1506.6842 | 0.13722
[45 empty] | 1506.8037 | 0.57042 |  | 1506.7954 | 0.13736
[45 empty] | 1506.9149 | 0.57136 |  | 1506.9066 | 0.13737
[45 empty] | 1507.0261 | 0.5723 |  | 1507.0179 | 0.13727
[45 empty] | 1507.1374 | 0.57324 |  | 1507.1291 | 0.13713
[45 empty] | 1507.2487 | 0.57417 |  | 1507.2405 | 0.13701
[45 empty] | 1507.36 | 0.57511 |  | 1507.3518 | 0.13694
[45 empty] | 1507.4713 | 0.57604 |  | 1507.463 | 0.13697
[45 empty] | 1507.5826 | 0.57697 |  | 1507.5745 | 0.13711
[45 empty] | 1507.694 | 0.5779 |  | 1507.6858 | 0.13735
[45 empty] | 1507.8054 | 0.57883 |  | 1507.7971 | 0.13769
[45 empty] | 1507.9168 | 0.57975 |  | 1507.9084 | 0.1381
[45 empty] | 1508.0282 | 0.58067 |  | 1508.0199 | 0.13853
[45 empty] | 1508.1395 | 0.58159 |  | 1508.1314 | 0.13897
[45 empty] | 1508.251 | 0.58251 |  | 1508.2428 | 0.13937
[45 empty] | 1508.3624 | 0.58343 |  | 1508.3543 | 0.13974
[45 empty] | 1508.4739 | 0.58434 |  | 1508.4657 | 0.14006
[45 empty] | 1508.5855 | 0.58526 |  | 1508.5772 | 0.14035
[45 empty] | 1508.6969 | 0.58617 |  | 1508.6886 | 0.14062
[45 empty] | 1508.8085 | 0.58708 |  | 1508.8002 | 0.1409
[45 empty] | 1508.9199 | 0.58799 |  | 1508.9117 | 0.1412
[45 empty] | 1509.0315 | 0.5889 |  | 1509.0232 | 0.14153
[45 empty] | 1509.1431 | 0.58981 |  | 1509.1348 | 0.14189
[45 empty] | 1509.2546 | 0.59071 |  | 1509.2463 | 0.14229
[45 empty] | 1509.3662 | 0.59162 |  | 1509.358 | 0.14272
[45 empty] | 1509.4779 | 0.59253 |  | 1509.4696 | 0.1432
[45 empty] | 1509.5895 | 0.59344 |  | 1509.5812 | 0.14371
[45 empty] | 1509.7012 | 0.59435 |  | 1509.6929 | 0.14426
[45 empty] | 1509.8129 | 0.59526 |  | 1509.8046 | 0.14484
[45 empty] | 1509.9244 | 0.59617 |  | 1509.9163 | 0.14544
[45 empty] | 1510.0361 | 0.59708 |  | 1510.0279 | 0.14604
[45 empty] | 1510.148 | 0.598 |  | 1510.1397 | 0.14664
[45 empty] | 1510.2596 | 0.59892 |  | 1510.2513 | 0.14722
[45 empty] | 1510.3713 | 0.59984 |  | 1510.3632 | 0.14775
[45 empty] | 1510.4832 | 0.60076 |  | 1510.4749 | 0.14821
[45 empty] | 1510.595 | 0.60169 |  | 1510.5867 | 0.14859
[45 empty] | 1510.7067 | 0.60262 |  | 1510.6985 | 0.14887
[45 empty] | 1510.8185 | 0.60355 |  | 1510.8103 | 0.14904
[45 empty] | 1510.9304 | 0.60449 |  | 1510.9221 | 0.1491
[45 empty] | 1511.0422 | 0.60543 |  | 1511.0339 | 0.14906
[45 empty] | 1511.1541 | 0.60638 |  | 1511.1457 | 0.14896
[45 empty] | 1511.266 | 0.60733 |  | 1511.2577 | 0.14885
[45 empty] | 1511.3778 | 0.60829 |  | 1511.3696 | 0.14876
[45 empty] | 1511.4897 | 0.60925 |  | 1511.4814 | 0.14874
[45 empty] | 1511.6017 | 0.61021 |  | 1511.5934 | 0.14881
[45 empty] | 1511.7136 | 0.61118 |  | 1511.7053 | 0.14899
[45 empty] | 1511.8256 | 0.61216 |  | 1511.8174 | 0.14926
[45 empty] | 1511.9376 | 0.61314 |  | 1511.9293 | 0.1496
[45 empty] | 1512.0496 | 0.61412 |  | 1512.0413 | 0.14998
[45 empty] | 1512.1616 | 0.61511 |  | 1512.1533 | 0.1504
[45 empty] | 1512.2736 | 0.6161 |  | 1512.2654 | 0.15083
[45 empty] | 1512.3856 | 0.6171 |  | 1512.3774 | 0.15128
[45 empty] | 1512.4977 | 0.6181 |  | 1512.4895 | 0.15174
[45 empty] | 1512.6097 | 0.6191 |  | 1512.6016 | 0.15221
[45 empty] | 1512.7219 | 0.62011 |  | 1512.7136 | 0.15269
[45 empty] | 1512.834 | 0.62112 |  | 1512.8257 | 0.15314
[45 empty] | 1512.9462 | 0.62213 |  | 1512.9379 | 0.15356
[45 empty] | 1513.0582 | 0.62314 |  | 1513.0501 | 0.15392
[45 empty] | 1513.1704 | 0.62416 |  | 1513.1621 | 0.15423
[45 empty] | 1513.2826 | 0.62518 |  | 1513.2743 | 0.15451
[45 empty] | 1513.3948 | 0.62621 |  | 1513.3865 | 0.15477
[45 empty] | 1513.5071 | 0.62723 |  | 1513.4988 | 0.15507
[45 empty] | 1513.6193 | 0.62826 |  | 1513.611 | 0.15542
[45 empty] | 1513.7314 | 0.62929 |  | 1513.7233 | 0.15587
[45 empty] | 1513.8438 | 0.63032 |  | 1513.8355 | 0.15642
[45 empty] | 1513.9561 | 0.63135 |  | 1513.9478 | 0.15706
[45 empty] | 1514.0684 | 0.63239 |  | 1514.0601 | 0.15779
[45 empty] | 1514.1807 | 0.63342 |  | 1514.1724 | 0.15857
[45 empty] | 1514.293 | 0.63446 |  | 1514.2847 | 0.15938
[45 empty] | 1514.4053 | 0.6355 |  | 1514.397 | 0.16018
[45 empty] | 1514.5177 | 0.63654 |  | 1514.5094 | 0.16093
[45 empty] | 1514.63 | 0.63758 |  | 1514.6218 | 0.16159
[45 empty] | 1514.7424 | 0.63862 |  | 1514.7341 | 0.16214
[45 empty] | 1514.8549 | 0.63967 |  | 1514.8466 | 0.16257
[45 empty] | 1514.9673 | 0.64072 |  | 1514.959 | 0.1629
[45 empty] | 1515.0797 | 0.64177 |  | 1515.0714 | 0.16314
[45 empty] | 1515.1921 | 0.64282 |  | 1515.184 | 0.16332
[45 empty] | 1515.3047 | 0.64387 |  | 1515.2964 | 0.16346
[45 empty] | 1515.4171 | 0.64493 |  | 1515.4089 | 0.1636
[45 empty] | 1515.5297 | 0.64599 |  | 1515.5214 | 0.16374
[45 empty] | 1515.6422 | 0.64705 |  | 1515.6339 | 0.16389
[45 empty] | 1515.7548 | 0.64811 |  | 1515.7465 | 0.16403
[45 empty] | 1515.8673 | 0.64918 |  | 1515.859 | 0.16418
[45 empty] | 1515.9799 | 0.65025 |  | 1515.9716 | 0.16433
[45 empty] | 1516.0925 | 0.65133 |  | 1516.0842 | 0.16449
[45 empty] | 1516.2051 | 0.6524 |  | 1516.1968 | 0.16468
[45 empty] | 1516.3177 | 0.65348 |  | 1516.3094 | 0.16492
[45 empty] | 1516.4304 | 0.65457 |  | 1516.4221 | 0.16522
[45 empty] | 1516.5431 | 0.65566 |  | 1516.5348 | 0.16563
[45 empty] | 1516.6558 | 0.65675 |  | 1516.6475 | 0.16614
[45 empty] | 1516.7684 | 0.65784 |  | 1516.7601 | 0.16675
[45 empty] | 1516.8811 | 0.65894 |  | 1516.8728 | 0.16745
[45 empty] | 1516.9939 | 0.66004 |  | 1516.9856 | 0.16818
[45 empty] | 1517.1066 | 0.66115 |  | 1517.0983 | 0.16888
[45 empty] | 1517.2194 | 0.66226 |  | 1517.2111 | 0.16951
[45 empty] | 1517.3321 | 0.66337 |  | 1517.3238 | 0.16998
[45 empty] | 1517.445 | 0.66449 |  | 1517.4367 | 0.17027
[45 empty] | 1517.5577 | 0.66561 |  | 1517.5494 | 0.17034
[45 empty] | 1517.6705 | 0.66673 |  | 1517.6622 | 0.17021
[45 empty] | 1517.7834 | 0.66785 |  | 1517.7751 | 0.1699
[45 empty] | 1517.8962 | 0.66898 |  | 1517.8879 | 0.16948
[45 empty] | 1518.0092 | 0.67011 |  | 1518.0008 | 0.16903
[45 empty] | 1518.1221 | 0.67124 |  | 1518.1138 | 0.16863
[45 empty] | 1518.235 | 0.67237 |  | 1518.2267 | 0.16835
[45 empty] | 1518.3479 | 0.67351 |  | 1518.3396 | 0.16826
[45 empty] | 1518.4608 | 0.67464 |  | 1518.4525 | 0.16836
[45 empty] | 1518.5738 | 0.67578 |  | 1518.5656 | 0.16866
[45 empty] | 1518.6868 | 0.67692 |  | 1518.6785 | 0.16912
[45 empty] | 1518.7998 | 0.67806 |  | 1518.7915 | 0.16966
[45 empty] | 1518.9128 | 0.6792 |  | 1518.9045 | 0.17023
[45 empty] | 1519.0259 | 0.68035 |  | 1519.0176 | 0.17079
[45 empty] | 1519.1389 | 0.68149 |  | 1519.1306 | 0.17132
[45 empty] | 1519.252 | 0.68263 |  | 1519.2436 | 0.17184
[45 empty] | 1519.365 | 0.68378 |  | 1519.3567 | 0.17237
[45 empty] | 1519.4781 | 0.68492 |  | 1519.4698 | 0.17293
[45 empty] | 1519.5912 | 0.68606 |  | 1519.5829 | 0.17355
[45 empty] | 1519.7043 | 0.68721 |  | 1519.696 | 0.17422
[45 empty] | 1519.8175 | 0.68835 |  | 1519.8092 | 0.17492
[45 empty] | 1519.9307 | 0.6895 |  | 1519.9224 | 0.1756
[45 empty] | 1520.0438 | 0.69064 |  | 1520.0355 | 0.1762
[45 empty] | 1520.1571 | 0.69179 |  | 1520.1488 | 0.1767
[45 empty] | 1520.2703 | 0.69293 |  | 1520.262 | 0.17707
[45 empty] | 1520.3835 | 0.69408 |  | 1520.3752 | 0.17731
[45 empty] | 1520.4968 | 0.69522 |  | 1520.4885 | 0.17746
[45 empty] | 1520.61 | 0.69637 |  | 1520.6017 | 0.17756
[45 empty] | 1520.7233 | 0.69752 |  | 1520.715 | 0.17766
[45 empty] | 1520.8367 | 0.69866 |  | 1520.8284 | 0.17781
[45 empty] | 1520.9499 | 0.69981 |  | 1520.9416 | 0.17803
[45 empty] | 1521.0632 | 0.70096 |  | 1521.0549 | 0.17832
[45 empty] | 1521.1766 | 0.70211 |  | 1521.1683 | 0.17871
[45 empty] | 1521.29 | 0.70326 |  | 1521.2817 | 0.17917
[45 empty] | 1521.4034 | 0.70441 |  | 1521.395 | 0.17972
[45 empty] | 1521.5168 | 0.70556 |  | 1521.5084 | 0.18037
[45 empty] | 1521.6302 | 0.70672 |  | 1521.6219 | 0.18112
[45 empty] | 1521.7436 | 0.70787 |  | 1521.7353 | 0.18199
[45 empty] | 1521.8571 | 0.70903 |  | 1521.8488 | 0.18296
[45 empty] | 1521.9706 | 0.71019 |  | 1521.9623 | 0.18398
[45 empty] | 1522.0841 | 0.71135 |  | 1522.0757 | 0.18501
[45 empty] | 1522.1975 | 0.71251 |  | 1522.1892 | 0.18596
[45 empty] | 1522.311 | 0.71367 |  | 1522.3027 | 0.18677
[45 empty] | 1522.4246 | 0.71484 |  | 1522.4163 | 0.18738
[45 empty] | 1522.5382 | 0.71601 |  | 1522.5299 | 0.18777
[45 empty] | 1522.6517 | 0.71718 |  | 1522.6434 | 0.18795
[45 empty] | 1522.7654 | 0.71835 |  | 1522.757 | 0.18796
[45 empty] | 1522.8789 | 0.71953 |  | 1522.8706 | 0.18786
[45 empty] | 1522.9925 | 0.7207 |  | 1522.9842 | 0.18772
[45 empty] | 1523.1062 | 0.72188 |  | 1523.0979 | 0.18761
[45 empty] | 1523.2198 | 0.72307 |  | 1523.2115 | 0.18758
[45 empty] | 1523.3335 | 0.72425 |  | 1523.3252 | 0.18766
[45 empty] | 1523.4473 | 0.72544 |  | 1523.4388 | 0.18783
[45 empty] | 1523.5609 | 0.72662 |  | 1523.5526 | 0.1881
[45 empty] | 1523.6747 | 0.72781 |  | 1523.6664 | 0.18844
[45 empty] | 1523.7883 | 0.729 |  | 1523.78 | 0.18884
[45 empty] | 1523.9021 | 0.7302 |  | 1523.8938 | 0.18929
[45 empty] | 1524.0159 | 0.73139 |  | 1524.0076 | 0.18977
[45 empty] | 1524.1298 | 0.73258 |  | 1524.1213 | 0.19029
[45 empty] | 1524.2435 | 0.73378 |  | 1524.2352 | 0.19083
[45 empty] | 1524.3573 | 0.73498 |  | 1524.349 | 0.19141
[45 empty] | 1524.4712 | 0.73617 |  | 1524.4629 | 0.192
[45 empty] | 1524.5851 | 0.73737 |  | 1524.5768 | 0.19262
[45 empty] | 1524.699 | 0.73856 |  | 1524.6906 | 0.19326
[45 empty] | 1524.8129 | 0.73976 |  | 1524.8044 | 0.19393
[45 empty] | 1524.9268 | 0.74096 |  | 1524.9185 | 0.19462
[45 empty] | 1525.0406 | 0.74215 |  | 1525.0323 | 0.19532
[45 empty] | 1525.1547 | 0.74334 |  | 1525.1462 | 0.19603
[45 empty] | 1525.2686 | 0.74454 |  | 1525.2603 | 0.19673
[45 empty] | 1525.3826 | 0.74573 |  | 1525.3743 | 0.19738
[45 empty] | 1525.4966 | 0.74692 |  | 1525.4882 | 0.19797
[45 empty] | 1525.6106 | 0.74811 |  | 1525.6022 | 0.19848
[45 empty] | 1525.7246 | 0.7493 |  | 1525.7163 | 0.19889
[45 empty] | 1525.8386 | 0.75048 |  | 1525.8303 | 0.19922
[45 empty] | 1525.9526 | 0.75166 |  | 1525.9443 | 0.19947
[45 empty] | 1526.0668 | 0.75285 |  | 1526.0585 | 0.19965
[45 empty] | 1526.1809 | 0.75403 |  | 1526.1725 | 0.19979
[45 empty] | 1526.295 | 0.75521 |  | 1526.2866 | 0.19991
[45 empty] | 1526.4092 | 0.75638 |  | 1526.4008 | 0.20004
[45 empty] | 1526.5233 | 0.75756 |  | 1526.5149 | 0.20018
[45 empty] | 1526.6374 | 0.75873 |  | 1526.6291 | 0.20037
[45 empty] | 1526.7516 | 0.75991 |  | 1526.7433 | 0.2006
[45 empty] | 1526.8658 | 0.76108 |  | 1526.8575 | 0.20089
[45 empty] | 1526.9801 | 0.76225 |  | 1526.9717 | 0.20124
[45 empty] | 1527.0942 | 0.76342 |  | 1527.0859 | 0.20163
[45 empty] | 1527.2085 | 0.76458 |  | 1527.2002 | 0.20205
[45 empty] | 1527.3228 | 0.76575 |  | 1527.3145 | 0.20249
[45 empty] | 1527.4371 | 0.76692 |  | 1527.4287 | 0.20291
[45 empty] | 1527.5514 | 0.76808 |  | 1527.5431 | 0.20329
[45 empty] | 1527.6656 | 0.76925 |  | 1527.6573 | 0.20361
[45 empty] | 1527.78 | 0.77041 |  | 1527.7717 | 0.20388
[45 empty] | 1527.8944 | 0.77157 |  | 1527.8861 | 0.20413
[45 empty] | 1528.0088 | 0.77273 |  | 1528.0005 | 0.20439
[45 empty] | 1528.1232 | 0.77389 |  | 1528.1149 | 0.2047
[45 empty] | 1528.2376 | 0.77506 |  | 1528.2293 | 0.20513
[45 empty] | 1528.352 | 0.77622 |  | 1528.3436 | 0.20569
[45 empty] | 1528.4664 | 0.77737 |  | 1528.4581 | 0.20641
[45 empty] | 1528.5809 | 0.77853 |  | 1528.5725 | 0.20726
[45 empty] | 1528.6953 | 0.77969 |  | 1528.687 | 0.20823
[45 empty] | 1528.8098 | 0.78085 |  | 1528.8015 | 0.20927
[45 empty] | 1528.9243 | 0.782 |  | 1528.916 | 0.21034
[45 empty] | 1529.0389 | 0.78316 |  | 1529.0305 | 0.21139
[45 empty] | 1529.1534 | 0.78431 |  | 1529.1451 | 0.21237
[45 empty] | 1529.2679 | 0.78546 |  | 1529.2596 | 0.21325
[45 empty] | 1529.3826 | 0.78661 |  | 1529.3743 | 0.21401
[45 empty] | 1529.4972 | 0.78776 |  | 1529.4888 | 0.21466
[45 empty] | 1529.6118 | 0.78891 |  | 1529.6034 | 0.21519
[45 empty] | 1529.7264 | 0.79005 |  | 1529.718 | 0.21563
[45 empty] | 1529.8411 | 0.7912 |  | 1529.8328 | 0.21603
[45 empty] | 1529.9557 | 0.79234 |  | 1529.9474 | 0.2164
[45 empty] | 1530.0704 | 0.79348 |  | 1530.062 | 0.21678
[45 empty] | 1530.1851 | 0.79462 |  | 1530.1768 | 0.21718
[45 empty] | 1530.2998 | 0.79576 |  | 1530.2915 | 0.21761
[45 empty] | 1530.4145 | 0.7969 |  | 1530.4062 | 0.21807
[45 empty] | 1530.5293 | 0.79803 |  | 1530.521 | 0.21854
[45 empty] | 1530.644 | 0.79916 |  | 1530.6357 | 0.21902
[45 empty] | 1530.7588 | 0.8003 |  | 1530.7505 | 0.21949
[45 empty] | 1530.8737 | 0.80143 |  | 1530.8652 | 0.21993
[45 empty] | 1530.9885 | 0.80256 |  | 1530.9801 | 0.22034
[45 empty] | 1531.1033 | 0.80368 |  | 1531.095 | 0.22071
[45 empty] | 1531.2181 | 0.80481 |  | 1531.2098 | 0.22105
[45 empty] | 1531.333 | 0.80593 |  | 1531.3247 | 0.22136
[45 empty] | 1531.4479 | 0.80706 |  | 1531.4396 | 0.22168
[45 empty] | 1531.5629 | 0.80818 |  | 1531.5544 | 0.22203
[45 empty] | 1531.6777 | 0.8093 |  | 1531.6694 | 0.22243
[45 empty] | 1531.7927 | 0.81042 |  | 1531.7843 | 0.22288
[45 empty] | 1531.9076 | 0.81154 |  | 1531.8993 | 0.22339
[45 empty] | 1532.0226 | 0.81266 |  | 1532.0143 | 0.22394
[45 empty] | 1532.1376 | 0.81378 |  | 1532.1293 | 0.2245
[45 empty] | 1532.2526 | 0.8149 |  | 1532.2443 | 0.22505
[45 empty] | 1532.3677 | 0.81601 |  | 1532.3592 | 0.22556
[45 empty] | 1532.4827 | 0.81713 |  | 1532.4744 | 0.22604
[45 empty] | 1532.5978 | 0.81824 |  | 1532.5894 | 0.2265
[45 empty] | 1532.7128 | 0.81935 |  | 1532.7045 | 0.22696
[45 empty] | 1532.8279 | 0.82046 |  | 1532.8196 | 0.22745
[45 empty] | 1532.943 | 0.82157 |  | 1532.9347 | 0.22798
[45 empty] | 1533.0581 | 0.82267 |  | 1533.0498 | 0.22858
[45 empty] | 1533.1733 | 0.82378 |  | 1533.1649 | 0.22921
[45 empty] | 1533.2885 | 0.82488 |  | 1533.2802 | 0.22985
[45 empty] | 1533.4037 | 0.82598 |  | 1533.3953 | 0.23045
[45 empty] | 1533.5188 | 0.82708 |  | 1533.5105 | 0.23099
[45 empty] | 1533.634 | 0.82817 |  | 1533.6257 | 0.23142
[45 empty] | 1533.7493 | 0.82927 |  | 1533.741 | 0.23174
[45 empty] | 1533.8645 | 0.83036 |  | 1533.8562 | 0.23196
[45 empty] | 1533.9799 | 0.83145 |  | 1533.9714 | 0.23212
[45 empty] | 1534.0951 | 0.83254 |  | 1534.0867 | 0.23227
[45 empty] | 1534.2103 | 0.83362 |  | 1534.202 | 0.23244
[45 empty] | 1534.3257 | 0.8347 |  | 1534.3174 | 0.2327
[45 empty] | 1534.441 | 0.83578 |  | 1534.4326 | 0.23306
[45 empty] | 1534.5564 | 0.83686 |  | 1534.548 | 0.23354
[45 empty] | 1534.6717 | 0.83793 |  | 1534.6635 | 0.23413
[45 empty] | 1534.7871 | 0.839 |  | 1534.7788 | 0.23482
[45 empty] | 1534.9026 | 0.84007 |  | 1534.8942 | 0.23556
[45 empty] | 1535.0179 | 0.84114 |  | 1535.0096 | 0.2363
[45 empty] | 1535.1334 | 0.84221 |  | 1535.125 | 0.23701
[45 empty] | 1535.2489 | 0.84327 |  | 1535.2405 | 0.23767
[45 empty] | 1535.3644 | 0.84434 |  | 1535.356 | 0.23824
[45 empty] | 1535.4799 | 0.8454 |  | 1535.4714 | 0.23874
[45 empty] | 1535.5953 | 0.84646 |  | 1535.587 | 0.23917
[45 empty] | 1535.7109 | 0.84752 |  | 1535.7025 | 0.23955
[45 empty] | 1535.8264 | 0.84858 |  | 1535.8181 | 0.2399
[45 empty] | 1535.942 | 0.84964 |  | 1535.9336 | 0.24025
[45 empty] | 1536.0576 | 0.85069 |  | 1536.0492 | 0.24062
[45 empty] | 1536.1732 | 0.85175 |  | 1536.1648 | 0.24103
[45 empty] | 1536.2888 | 0.85281 |  | 1536.2804 | 0.2415
[45 empty] | 1536.4044 | 0.85387 |  | 1536.396 | 0.24205
[45 empty] | 1536.52 | 0.85493 |  | 1536.5117 | 0.24268
[45 empty] | 1536.6357 | 0.85599 |  | 1536.6273 | 0.24337
[45 empty] | 1536.7515 | 0.85705 |  | 1536.743 | 0.2441
[45 empty] | 1536.8672 | 0.85811 |  | 1536.8588 | 0.24485
[45 empty] | 1536.9828 | 0.85917 |  | 1536.9745 | 0.24557
[45 empty] | 1537.0986 | 0.86023 |  | 1537.0902 | 0.24624
[45 empty] | 1537.2144 | 0.86129 |  | 1537.2059 | 0.24683
[45 empty] | 1537.3301 | 0.86235 |  | 1537.3218 | 0.24736
[45 empty] | 1537.4459 | 0.86341 |  | 1537.4375 | 0.24784
[45 empty] | 1537.5617 | 0.86448 |  | 1537.5533 | 0.24833
[45 empty] | 1537.6775 | 0.86554 |  | 1537.6692 | 0.24888
[45 empty] | 1537.7933 | 0.8666 |  | 1537.785 | 0.24953
[45 empty] | 1537.9092 | 0.86766 |  | 1537.9009 | 0.25029
[45 empty] | 1538.0251 | 0.86871 |  | 1538.0167 | 0.25118
[45 empty] | 1538.141 | 0.86977 |  | 1538.1326 | 0.25215
[45 empty] | 1538.257 | 0.87083 |  | 1538.2485 | 0.25315
[45 empty] | 1538.3728 | 0.87188 |  | 1538.3645 | 0.25413
[45 empty] | 1538.4888 | 0.87293 |  | 1538.4804 | 0.25503
[45 empty] | 1538.6047 | 0.87397 |  | 1538.5963 | 0.25583
[45 empty] | 1538.7207 | 0.87501 |  | 1538.7124 | 0.25651
[45 empty] | 1538.8367 | 0.87605 |  | 1538.8284 | 0.25707
[45 empty] | 1538.9528 | 0.87708 |  | 1538.9443 | 0.25754
[45 empty] | 1539.0687 | 0.87811 |  | 1539.0604 | 0.25794
[45 empty] | 1539.1848 | 0.87913 |  | 1539.1764 | 0.25831
[45 empty] | 1539.3009 | 0.88015 |  | 1539.2925 | 0.25869
[45 empty] | 1539.417 | 0.88115 |  | 1539.4086 | 0.25909
[45 empty] | 1539.5331 | 0.88216 |  | 1539.5247 | 0.25951
[45 empty] | 1539.6492 | 0.88315 |  | 1539.6409 | 0.25994
[45 empty] | 1539.7654 | 0.88414 |  | 1539.757 | 0.26037
[45 empty] | 1539.8815 | 0.88512 |  | 1539.8732 | 0.26078
[45 empty] | 1539.9977 | 0.88609 |  | 1539.9893 | 0.26113
[45 empty] | 1540.1139 | 0.88706 |  | 1540.1055 | 0.26143
[45 empty] | 1540.2301 | 0.88802 |  | 1540.2217 | 0.26168
[45 empty] | 1540.3463 | 0.88897 |  | 1540.3379 | 0.26187
[45 empty] | 1540.4625 | 0.88991 |  | 1540.4541 | 0.26204
[45 empty] | 1540.5789 | 0.89084 |  | 1540.5704 | 0.26221
[45 empty] | 1540.6951 | 0.89177 |  | 1540.6867 | 0.26242
[45 empty] | 1540.8114 | 0.89269 |  | 1540.803 | 0.26268
[45 empty] | 1540.9277 | 0.89361 |  | 1540.9193 | 0.26303
[45 empty] | 1541.0441 | 0.89452 |  | 1541.0356 | 0.26347
[45 empty] | 1541.1604 | 0.89542 |  | 1541.152 | 0.264
[45 empty] | 1541.2767 | 0.89631 |  | 1541.2683 | 0.26459
[45 empty] | 1541.3932 | 0.89721 |  | 1541.3848 | 0.26522
[45 empty] | 1541.5095 | 0.89809 |  | 1541.5011 | 0.26584
[45 empty] | 1541.626 | 0.89898 |  | 1541.6175 | 0.26641
[45 empty] | 1541.7424 | 0.89986 |  | 1541.734 | 0.26691
[45 empty] | 1541.8589 | 0.90074 |  | 1541.8505 | 0.26732
[45 empty] | 1541.9753 | 0.90161 |  | 1541.9669 | 0.26764
[45 empty] | 1542.0918 | 0.90248 |  | 1542.0834 | 0.26788
[45 empty] | 1542.2082 | 0.90336 |  | 1542.1999 | 0.26807
[45 empty] | 1542.3248 | 0.90423 |  | 1542.3164 | 0.26823
[45 empty] | 1542.4414 | 0.9051 |  | 1542.433 | 0.26841
[45 empty] | 1542.558 | 0.90597 |  | 1542.5496 | 0.26866
[45 empty] | 1542.6746 | 0.90684 |  | 1542.6661 | 0.26902
[45 empty] | 1542.7911 | 0.90771 |  | 1542.7827 | 0.26952
[45 empty] | 1542.9077 | 0.90858 |  | 1542.8993 | 0.27017
[45 empty] | 1543.0244 | 0.90946 |  | 1543.016 | 0.27096
[45 empty] | 1543.141 | 0.91033 |  | 1543.1326 | 0.27189
[45 empty] | 1543.2577 | 0.91121 |  | 1543.2493 | 0.27291
[45 empty] | 1543.3744 | 0.91208 |  | 1543.366 | 0.27399
[45 empty] | 1543.4911 | 0.91296 |  | 1543.4827 | 0.2751
[45 empty] | 1543.6078 | 0.91384 |  | 1543.5994 | 0.27621
[45 empty] | 1543.7245 | 0.91472 |  | 1543.7161 | 0.2773
[45 empty] | 1543.8413 | 0.9156 |  | 1543.8329 | 0.27834
[45 empty] | 1543.958 | 0.91648 |  | 1543.9496 | 0.27934
[45 empty] | 1544.0748 | 0.91737 |  | 1544.0664 | 0.28029
[45 empty] | 1544.1916 | 0.91825 |  | 1544.1832 | 0.28118
[45 empty] | 1544.3085 | 0.91913 |  | 1544.3001 | 0.28202
[45 empty] | 1544.4253 | 0.92001 |  | 1544.4169 | 0.28282
[45 empty] | 1544.5421 | 0.92089 |  | 1544.5337 | 0.28359
[45 empty] | 1544.6591 | 0.92177 |  | 1544.6506 | 0.28438
[45 empty] | 1544.7759 | 0.92265 |  | 1544.7676 | 0.28518
[45 empty] | 1544.8928 | 0.92352 |  | 1544.8844 | 0.28601
[45 empty] | 1545.0098 | 0.92439 |  | 1545.0013 | 0.28687
[45 empty] | 1545.1267 | 0.92526 |  | 1545.1183 | 0.28775
[45 empty] | 1545.2436 | 0.92612 |  | 1545.2352 | 0.28864
[45 empty] | 1545.3607 | 0.92698 |  | 1545.3523 | 0.2895
[45 empty] | 1545.4777 | 0.92784 |  | 1545.4692 | 0.29034
[45 empty] | 1545.5947 | 0.92869 |  | 1545.5863 | 0.29113
[45 empty] | 1545.7118 | 0.92953 |  | 1545.7034 | 0.29188
[45 empty] | 1545.8287 | 0.93037 |  | 1545.8204 | 0.2926
[45 empty] | 1545.9459 | 0.9312 |  | 1545.9375 | 0.29329
[45 empty] | 1546.063 | 0.93203 |  | 1546.0546 | 0.29394
[45 empty] | 1546.18 | 0.93285 |  | 1546.1716 | 0.29456
[45 empty] | 1546.2972 | 0.93366 |  | 1546.2888 | 0.29515
[45 empty] | 1546.4143 | 0.93447 |  | 1546.4059 | 0.29571
[45 empty] | 1546.5315 | 0.93527 |  | 1546.5231 | 0.29622
[45 empty] | 1546.6487 | 0.93606 |  | 1546.6403 | 0.29671
[45 empty] | 1546.7659 | 0.93684 |  | 1546.7575 | 0.29717
[45 empty] | 1546.8831 | 0.93762 |  | 1546.8746 | 0.29759
[45 empty] | 1547.0004 | 0.93838 |  | 1546.9919 | 0.29801
[45 empty] | 1547.1175 | 0.93915 |  | 1547.1091 | 0.29841
[45 empty] | 1547.2349 | 0.9399 |  | 1547.2264 | 0.29884
[45 empty] | 1547.3522 | 0.94064 |  | 1547.3438 | 0.2993
[45 empty] | 1547.4695 | 0.94138 |  | 1547.4611 | 0.29983
[45 empty] | 1547.5868 | 0.94211 |  | 1547.5784 | 0.30045
[45 empty] | 1547.7041 | 0.94284 |  | 1547.6957 | 0.30116
[45 empty] | 1547.8214 | 0.94355 |  | 1547.813 | 0.30195
[45 empty] | 1547.9388 | 0.94426 |  | 1547.9304 | 0.3028
[45 empty] | 1548.0561 | 0.94496 |  | 1548.0477 | 0.30368
[45 empty] | 1548.1736 | 0.94565 |  | 1548.1652 | 0.30454
[45 empty] | 1548.291 | 0.94634 |  | 1548.2826 | 0.30533
[45 empty] | 1548.4084 | 0.94702 |  | 1548.4 | 0.30603
[45 empty] | 1548.526 | 0.94769 |  | 1548.5176 | 0.30662
[45 empty] | 1548.6434 | 0.94835 |  | 1548.635 | 0.30711
[45 empty] | 1548.761 | 0.94901 |  | 1548.7526 | 0.30752
[45 empty] | 1548.8784 | 0.94966 |  | 1548.87 | 0.30789
[45 empty] | 1548.996 | 0.9503 |  | 1548.9876 | 0.30826
[45 empty] | 1549.1135 | 0.95094 |  | 1549.1051 | 0.30867
[45 empty] | 1549.2311 | 0.95157 |  | 1549.2227 | 0.30916
[45 empty] | 1549.3488 | 0.95219 |  | 1549.3403 | 0.30976
[45 empty] | 1549.4663 | 0.95281 |  | 1549.4579 | 0.31046
[45 empty] | 1549.584 | 0.95342 |  | 1549.5756 | 0.31127
[45 empty] | 1549.7015 | 0.95403 |  | 1549.6931 | 0.31217
[45 empty] | 1549.8192 | 0.95462 |  | 1549.8108 | 0.31312
[45 empty] | 1549.9369 | 0.95521 |  | 1549.9285 | 0.31409
[45 empty] | 1550.0546 | 0.9558 |  | 1550.0461 | 0.31505
[45 empty] | 1550.1724 | 0.95637 |  | 1550.1639 | 0.31599
[45 empty] | 1550.29 | 0.95695 |  | 1550.2816 | 0.31688
[45 empty] | 1550.4078 | 0.95751 |  | 1550.3994 | 0.31772
[45 empty] | 1550.5256 | 0.95807 |  | 1550.5171 | 0.31852
[45 empty] | 1550.6433 | 0.95862 |  | 1550.6349 | 0.31928
[45 empty] | 1550.7611 | 0.95917 |  | 1550.7527 | 0.32
[45 empty] | 1550.879 | 0.95971 |  | 1550.8706 | 0.32069
[45 empty] | 1550.9968 | 0.96024 |  | 1550.9884 | 0.32134
[45 empty] | 1551.1146 | 0.96077 |  | 1551.1062 | 0.32197
[45 empty] | 1551.2325 | 0.96129 |  | 1551.2241 | 0.32254
[45 empty] | 1551.3505 | 0.96181 |  | 1551.342 | 0.32308
[45 empty] | 1551.4684 | 0.96232 |  | 1551.46 | 0.32356
[45 empty] | 1551.5863 | 0.96282 |  | 1551.5779 | 0.32399
[45 empty] | 1551.7042 | 0.96332 |  | 1551.6958 | 0.32438
[45 empty] | 1551.8221 | 0.96381 |  | 1551.8137 | 0.32475
[45 empty] | 1551.9402 | 0.96429 |  | 1551.9318 | 0.32513
[45 empty] | 1552.0582 | 0.96477 |  | 1552.0497 | 0.32554
[45 empty] | 1552.1762 | 0.96525 |  | 1552.1677 | 0.32604
[45 empty] | 1552.2942 | 0.96571 |  | 1552.2858 | 0.32665
[45 empty] | 1552.4122 | 0.96617 |  | 1552.4038 | 0.32739
[45 empty] | 1552.5304 | 0.96663 |  | 1552.522 | 0.32827
[45 empty] | 1552.6484 | 0.96708 |  | 1552.64 | 0.32927
[45 empty] | 1552.7666 | 0.96752 |  | 1552.7581 | 0.33038
[45 empty] | 1552.8846 | 0.96796 |  | 1552.8762 | 0.33156
[45 empty] | 1553.0028 | 0.96839 |  | 1552.9944 | 0.33276
[45 empty] | 1553.121 | 0.96881 |  | 1553.1126 | 0.33394
[45 empty] | 1553.2391 | 0.96923 |  | 1553.2307 | 0.33506
[45 empty] | 1553.3574 | 0.96965 |  | 1553.3489 | 0.33607
[45 empty] | 1553.4756 | 0.97005 |  | 1553.4672 | 0.33697
[45 empty] | 1553.5939 | 0.97045 |  | 1553.5853 | 0.33774
[45 empty] | 1553.712 | 0.97085 |  | 1553.7036 | 0.33838
[45 empty] | 1553.8303 | 0.97123 |  | 1553.8219 | 0.33892
[45 empty] | 1553.9486 | 0.97161 |  | 1553.9402 | 0.33937
[45 empty] | 1554.0669 | 0.97199 |  | 1554.0585 | 0.33975
[45 empty] | 1554.1853 | 0.97236 |  | 1554.1768 | 0.34008
[45 empty] | 1554.3036 | 0.97272 |  | 1554.2952 | 0.34037
[45 empty] | 1554.422 | 0.97307 |  | 1554.4135 | 0.34063
[45 empty] | 1554.5403 | 0.97342 |  | 1554.5319 | 0.34088
[45 empty] | 1554.6587 | 0.97376 |  | 1554.6503 | 0.34111
[45 empty] | 1554.7771 | 0.97409 |  | 1554.7687 | 0.34136
[45 empty] | 1554.8956 | 0.97442 |  | 1554.8871 | 0.34162
[45 empty] | 1555.014 | 0.97474 |  | 1555.0056 | 0.34192
[45 empty] | 1555.1325 | 0.97505 |  | 1555.124 | 0.34228
[45 empty] | 1555.251 | 0.97536 |  | 1555.2425 | 0.34269
[45 empty] | 1555.3695 | 0.97565 |  | 1555.3611 | 0.34317
[45 empty] | 1555.488 | 0.97595 |  | 1555.4796 | 0.34372
[45 empty] | 1555.6066 | 0.97623 |  | 1555.5981 | 0.34433
[45 empty] | 1555.7251 | 0.97651 |  | 1555.7167 | 0.345
[45 empty] | 1555.8436 | 0.97678 |  | 1555.8352 | 0.34571
[45 empty] | 1555.9623 | 0.97704 |  | 1555.9539 | 0.34646
[45 empty] | 1556.0809 | 0.9773 |  | 1556.0724 | 0.34722
[45 empty] | 1556.1996 | 0.97755 |  | 1556.191 | 0.348
[45 empty] | 1556.3181 | 0.97779 |  | 1556.3097 | 0.3488
[45 empty] | 1556.4369 | 0.97803 |  | 1556.4283 | 0.3496
[45 empty] | 1556.5555 | 0.97826 |  | 1556.5471 | 0.35041
[45 empty] | 1556.6742 | 0.97848 |  | 1556.6658 | 0.35125
[45 empty] | 1556.793 | 0.9787 |  | 1556.7846 | 0.35211
[45 empty] | 1556.9117 | 0.97891 |  | 1556.9032 | 0.353
[45 empty] | 1557.0304 | 0.97911 |  | 1557.022 | 0.35393
[45 empty] | 1557.1492 | 0.97931 |  | 1557.1408 | 0.3549
[45 empty] | 1557.2681 | 0.9795 |  | 1557.2595 | 0.35589
[45 empty] | 1557.3868 | 0.97968 |  | 1557.3784 | 0.35688
[45 empty] | 1557.5056 | 0.97986 |  | 1557.4972 | 0.35787
[45 empty] | 1557.6245 | 0.98003 |  | 1557.6161 | 0.35884
[45 empty] | 1557.7434 | 0.98019 |  | 1557.7349 | 0.35979
[45 empty] | 1557.8623 | 0.98035 |  | 1557.8538 | 0.36073
[45 empty] | 1557.9812 | 0.9805 |  | 1557.9727 | 0.36169
[45 empty] | 1558.1001 | 0.98064 |  | 1558.0917 | 0.3627
[45 empty] | 1558.219 | 0.98078 |  | 1558.2106 | 0.36379
[45 empty] | 1558.338 | 0.9809 |  | 1558.3295 | 0.36496
[45 empty] | 1558.4569 | 0.98103 |  | 1558.4485 | 0.36622
[45 empty] | 1558.5759 | 0.98114 |  | 1558.5675 | 0.36754
[45 empty] | 1558.695 | 0.98125 |  | 1558.6865 | 0.36886
[45 empty] | 1558.814 | 0.98135 |  | 1558.8055 | 0.37015
[45 empty] | 1558.933 | 0.98145 |  | 1558.9246 | 0.37135
[45 empty] | 1559.0521 | 0.98154 |  | 1559.0436 | 0.37243
[45 empty] | 1559.1711 | 0.98162 |  | 1559.1627 | 0.37336
[45 empty] | 1559.2903 | 0.98169 |  | 1559.2819 | 0.37412
[45 empty] | 1559.4094 | 0.98175 |  | 1559.4009 | 0.37469
[45 empty] | 1559.5286 | 0.98181 |  | 1559.52 | 0.37509
[45 empty] | 1559.6477 | 0.98186 |  | 1559.6393 | 0.37531
[45 empty] | 1559.7668 | 0.98191 |  | 1559.7584 | 0.37539
[45 empty] | 1559.8861 | 0.98194 |  | 1559.8776 | 0.37537
[45 empty] | 1560.0052 | 0.98197 |  | 1559.9968 | 0.37533
[45 empty] | 1560.1245 | 0.98199 |  | 1560.1161 | 0.37533
[45 empty] | 1560.2438 | 0.982 |  | 1560.2352 | 0.37544
[45 empty] | 1560.363 | 0.982 |  | 1560.3546 | 0.37571
[45 empty] | 1560.4823 | 0.98199 |  | 1560.4739 | 0.37617
[45 empty] | 1560.6016 | 0.98198 |  | 1560.5931 | 0.37684
[45 empty] | 1560.7209 | 0.98195 |  | 1560.7124 | 0.37768
[45 empty] | 1560.8403 | 0.98192 |  | 1560.8318 | 0.37866
[45 empty] | 1560.9596 | 0.98188 |  | 1560.9512 | 0.37975
[45 empty] | 1561.079 | 0.98183 |  | 1561.0706 | 0.38088
[45 empty] | 1561.1984 | 0.98176 |  | 1561.1899 | 0.38203
[45 empty] | 1561.3179 | 0.98169 |  | 1561.3093 | 0.38315
[45 empty] | 1561.4373 | 0.98161 |  | 1561.4287 | 0.38424
[45 empty] | 1561.5566 | 0.98151 |  | 1561.5482 | 0.38529
[45 empty] | 1561.6762 | 0.98141 |  | 1561.6677 | 0.3863
[45 empty] | 1561.7957 | 0.98129 |  | 1561.7871 | 0.38728
[45 empty] | 1561.9152 | 0.98116 |  | 1561.9066 | 0.38822
[45 empty] | 1562.0347 | 0.98101 |  | 1562.0262 | 0.38912
[45 empty] | 1562.1542 | 0.98086 |  | 1562.1457 | 0.38997
[45 empty] | 1562.2738 | 0.98069 |  | 1562.2653 | 0.39076
[45 empty] | 1562.3933 | 0.98051 |  | 1562.3849 | 0.39147
[45 empty] | 1562.5129 | 0.98031 |  | 1562.5045 | 0.39211
[45 empty] | 1562.6326 | 0.9801 |  | 1562.624 | 0.3927
[45 empty] | 1562.7522 | 0.97988 |  | 1562.7436 | 0.39327
[45 empty] | 1562.8718 | 0.97964 |  | 1562.8634 | 0.39384
[45 empty] | 1562.9915 | 0.97938 |  | 1562.983 | 0.39444
[45 empty] | 1563.1112 | 0.97911 |  | 1563.1027 | 0.39509
[45 empty] | 1563.231 | 0.97883 |  | 1563.2224 | 0.3958
[45 empty] | 1563.3506 | 0.97853 |  | 1563.3422 | 0.39656
[45 empty] | 1563.4703 | 0.97821 |  | 1563.4619 | 0.39735
[45 empty] | 1563.5901 | 0.97788 |  | 1563.5817 | 0.39814
[45 empty] | 1563.71 | 0.97753 |  | 1563.7014 | 0.3989
[45 empty] | 1563.8297 | 0.97716 |  | 1563.8212 | 0.39963
[45 empty] | 1563.9496 | 0.97678 |  | 1563.941 | 0.40031
[45 empty] | 1564.0693 | 0.97638 |  | 1564.0609 | 0.40099
[45 empty] | 1564.1892 | 0.97597 |  | 1564.1807 | 0.40168
[45 empty] | 1564.3091 | 0.97553 |  | 1564.3005 | 0.40245
[45 empty] | 1564.429 | 0.97509 |  | 1564.4205 | 0.40332
[45 empty] | 1564.5488 | 0.97462 |  | 1564.5404 | 0.40434
[45 empty] | 1564.6688 | 0.97414 |  | 1564.6603 | 0.40552
[45 empty] | 1564.7887 | 0.97365 |  | 1564.7803 | 0.40682
[45 empty] | 1564.9087 | 0.97314 |  | 1564.9003 | 0.40821
[45 empty] | 1565.0287 | 0.97262 |  | 1565.0201 | 0.40962
[45 empty] | 1565.1487 | 0.97208 |  | 1565.1401 | 0.411
[45 empty] | 1565.2687 | 0.97152 |  | 1565.2603 | 0.41227
[45 empty] | 1565.3888 | 0.97096 |  | 1565.3802 | 0.4134
[45 empty] | 1565.5088 | 0.97038 |  | 1565.5002 | 0.41436
[45 empty] | 1565.6289 | 0.96978 |  | 1565.6204 | 0.41516
[45 empty] | 1565.7489 | 0.96918 |  | 1565.7405 | 0.41582
[45 empty] | 1565.869 | 0.96856 |  | 1565.8606 | 0.41637
[45 empty] | 1565.9893 | 0.96793 |  | 1565.9807 | 0.41688
[45 empty] | 1566.1094 | 0.9673 |  | 1566.1008 | 0.41736
[45 empty] | 1566.2295 | 0.96665 |  | 1566.2209 | 0.41787
[45 empty] | 1566.3497 | 0.96599 |  | 1566.3412 | 0.41841
[45 empty] | 1566.4698 | 0.96532 |  | 1566.4614 | 0.41902
[45 empty] | 1566.5901 | 0.96465 |  | 1566.5817 | 0.4197
[45 empty] | 1566.7103 | 0.96396 |  | 1566.7019 | 0.42047
[45 empty] | 1566.8306 | 0.96327 |  | 1566.8221 | 0.42133
[45 empty] | 1566.9509 | 0.96257 |  | 1566.9424 | 0.42229
[45 empty] | 1567.0712 | 0.96187 |  | 1567.0626 | 0.42335
[45 empty] | 1567.1915 | 0.96116 |  | 1567.183 | 0.42448
[45 empty] | 1567.3118 | 0.96044 |  | 1567.3033 | 0.42566
[45 empty] | 1567.4321 | 0.95971 |  | 1567.4237 | 0.42686
[45 empty] | 1567.5525 | 0.95898 |  | 1567.5441 | 0.42804
[45 empty] | 1567.673 | 0.95825 |  | 1567.6644 | 0.42918
[45 empty] | 1567.7933 | 0.9575 |  | 1567.7848 | 0.43023
[45 empty] | 1567.9137 | 0.95675 |  | 1567.9053 | 0.4312
[45 empty] | 1568.0342 | 0.956 |  | 1568.0256 | 0.43207
[45 empty] | 1568.1547 | 0.95524 |  | 1568.1461 | 0.43287
[45 empty] | 1568.2751 | 0.95447 |  | 1568.2666 | 0.4336
[45 empty] | 1568.3956 | 0.95369 |  | 1568.3871 | 0.43429
[45 empty] | 1568.5161 | 0.95291 |  | 1568.5077 | 0.43495
[45 empty] | 1568.6367 | 0.95212 |  | 1568.6282 | 0.4356
[45 empty] | 1568.7572 | 0.95132 |  | 1568.7488 | 0.43625
[45 empty] | 1568.8778 | 0.95051 |  | 1568.8693 | 0.43689
[45 empty] | 1568.9984 | 0.9497 |  | 1568.9899 | 0.43752
[45 empty] | 1569.119 | 0.94887 |  | 1569.1105 | 0.43813
[45 empty] | 1569.2396 | 0.94803 |  | 1569.2311 | 0.43874
[45 empty] | 1569.3602 | 0.94719 |  | 1569.3518 | 0.43934
[45 empty] | 1569.481 | 0.94633 |  | 1569.4724 | 0.43996
[45 empty] | 1569.6017 | 0.94547 |  | 1569.5931 | 0.44061
[45 empty] | 1569.7223 | 0.94459 |  | 1569.7139 | 0.44131
[45 empty] | 1569.843 | 0.9437 |  | 1569.8345 | 0.44207
[45 empty] | 1569.9637 | 0.94279 |  | 1569.9553 | 0.4429
[45 empty] | 1570.0846 | 0.94188 |  | 1570.076 | 0.44379
[45 empty] | 1570.2053 | 0.94095 |  | 1570.1968 | 0.44471
[45 empty] | 1570.3262 | 0.94001 |  | 1570.3176 | 0.44563
[45 empty] | 1570.4469 | 0.93905 |  | 1570.4383 | 0.44653
[45 empty] | 1570.5677 | 0.93809 |  | 1570.5592 | 0.44737
[45 empty] | 1570.6886 | 0.93711 |  | 1570.68 | 0.44816
[45 empty] | 1570.8094 | 0.93611 |  | 1570.8009 | 0.44891
[45 empty] | 1570.9304 | 0.9351 |  | 1570.9219 | 0.44964
[45 empty] | 1571.0513 | 0.93408 |  | 1571.0427 | 0.4504
[45 empty] | 1571.1722 | 0.93305 |  | 1571.1637 | 0.45123
[45 empty] | 1571.2931 | 0.932 |  | 1571.2847 | 0.45216
[45 empty] | 1571.4141 | 0.93094 |  | 1571.4055 | 0.4532
[45 empty] | 1571.535 | 0.92986 |  | 1571.5266 | 0.45435
[45 empty] | 1571.6561 | 0.92877 |  | 1571.6476 | 0.45559
[45 empty] | 1571.7771 | 0.92767 |  | 1571.7686 | 0.45686
[45 empty] | 1571.8982 | 0.92656 |  | 1571.8897 | 0.45813
[45 empty] | 1572.0192 | 0.92543 |  | 1572.0106 | 0.45935
[45 empty] | 1572.1403 | 0.92429 |  | 1572.1317 | 0.4605
[45 empty] | 1572.2613 | 0.92314 |  | 1572.2528 | 0.46156
[45 empty] | 1572.3825 | 0.92197 |  | 1572.3739 | 0.46256
[45 empty] | 1572.5035 | 0.92079 |  | 1572.4951 | 0.46351
[45 empty] | 1572.6248 | 0.9196 |  | 1572.6162 | 0.46443
[45 empty] | 1572.746 | 0.9184 |  | 1572.7374 | 0.46533
[45 empty] | 1572.8671 | 0.91719 |  | 1572.8585 | 0.46623
[45 empty] | 1572.9883 | 0.91596 |  | 1572.9797 | 0.4671
[45 empty] | 1573.1095 | 0.91472 |  | 1573.101 | 0.46794
[45 empty] | 1573.2307 | 0.91348 |  | 1573.2223 | 0.46872
[45 empty] | 1573.352 | 0.91222 |  | 1573.3435 | 0.46945
[45 empty] | 1573.4733 | 0.91094 |  | 1573.4647 | 0.47011
[45 empty] | 1573.5946 | 0.90966 |  | 1573.5861 | 0.4707
[45 empty] | 1573.7159 | 0.90837 |  | 1573.7074 | 0.47125
[45 empty] | 1573.8373 | 0.90706 |  | 1573.8287 | 0.47177
[45 empty] | 1573.9586 | 0.90575 |  | 1573.9501 | 0.47226
[45 empty] | 1574.08 | 0.90442 |  | 1574.0714 | 0.47277
[45 empty] | 1574.2014 | 0.90309 |  | 1574.1929 | 0.47329
[45 empty] | 1574.3228 | 0.90174 |  | 1574.3142 | 0.47385
[45 empty] | 1574.4442 | 0.90038 |  | 1574.4357 | 0.47447
[45 empty] | 1574.5657 | 0.89901 |  | 1574.5571 | 0.47516
[45 empty] | 1574.6871 | 0.89763 |  | 1574.6786 | 0.47592
[45 empty] | 1574.8086 | 0.89624 |  | 1574.8001 | 0.47676
[45 empty] | 1574.93 | 0.89485 |  | 1574.9216 | 0.47768
[45 empty] | 1575.0516 | 0.89344 |  | 1575.0431 | 0.47867
[45 empty] | 1575.1732 | 0.89201 |  | 1575.1647 | 0.47971
[45 empty] | 1575.2947 | 0.89058 |  | 1575.2863 | 0.4808
[45 empty] | 1575.4163 | 0.88914 |  | 1575.4077 | 0.4819
[45 empty] | 1575.538 | 0.88769 |  | 1575.5294 | 0.48299
[45 empty] | 1575.6596 | 0.88623 |  | 1575.651 | 0.48407
[45 empty] | 1575.7811 | 0.88475 |  | 1575.7726 | 0.48513
[45 empty] | 1575.9028 | 0.88327 |  | 1575.8943 | 0.48618
[45 empty] | 1576.0245 | 0.88178 |  | 1576.016 | 0.48724
[45 empty] | 1576.1462 | 0.88027 |  | 1576.1377 | 0.48833
[45 empty] | 1576.2679 | 0.87875 |  | 1576.2594 | 0.48947
[45 empty] | 1576.3897 | 0.87722 |  | 1576.3811 | 0.49065
[45 empty] | 1576.5113 | 0.87568 |  | 1576.5028 | 0.49187
[45 empty] | 1576.6332 | 0.87413 |  | 1576.6246 | 0.49311
[45 empty] | 1576.7549 | 0.87257 |  | 1576.7463 | 0.49433
[45 empty] | 1576.8767 | 0.87099 |  | 1576.8682 | 0.4955
[45 empty] | 1576.9985 | 0.86941 |  | 1576.99 | 0.49658
[45 empty] | 1577.1204 | 0.86781 |  | 1577.1118 | 0.49754
[45 empty] | 1577.2423 | 0.8662 |  | 1577.2336 | 0.49839
[45 empty] | 1577.3641 | 0.86457 |  | 1577.3556 | 0.49911
[45 empty] | 1577.4861 | 0.86294 |  | 1577.4774 | 0.49972
[45 empty] | 1577.6079 | 0.86129 |  | 1577.5994 | 0.50026
[45 empty] | 1577.7299 | 0.85963 |  | 1577.7213 | 0.50076
[45 empty] | 1577.8518 | 0.85795 |  | 1577.8433 | 0.50123
[45 empty] | 1577.9738 | 0.85626 |  | 1577.9652 | 0.50173
[45 empty] | 1578.0958 | 0.85456 |  | 1578.0873 | 0.50228
[45 empty] | 1578.2178 | 0.85285 |  | 1578.2092 | 0.50291
[45 empty] | 1578.3398 | 0.85112 |  | 1578.3313 | 0.50367
[45 empty] | 1578.4619 | 0.84938 |  | 1578.4534 | 0.50457
[45 empty] | 1578.584 | 0.84763 |  | 1578.5754 | 0.50564
[45 empty] | 1578.7061 | 0.84586 |  | 1578.6975 | 0.50687
[45 empty] | 1578.8281 | 0.84408 |  | 1578.8196 | 0.50823
[45 empty] | 1578.9503 | 0.84228 |  | 1578.9418 | 0.50965
[45 empty] | 1579.0724 | 0.84047 |  | 1579.0638 | 0.51107
[45 empty] | 1579.1946 | 0.83865 |  | 1579.186 | 0.51242
[45 empty] | 1579.3168 | 0.83681 |  | 1579.3082 | 0.51364
[45 empty] | 1579.439 | 0.83497 |  | 1579.4304 | 0.5147
[45 empty] | 1579.5612 | 0.8331 |  | 1579.5526 | 0.51561
[45 empty] | 1579.6835 | 0.83123 |  | 1579.6748 | 0.51641
[45 empty] | 1579.8057 | 0.82934 |  | 1579.7971 | 0.51714
[45 empty] | 1579.928 | 0.82744 |  | 1579.9194 | 0.51786
[45 empty] | 1580.0503 | 0.82552 |  | 1580.0418 | 0.51862
[45 empty] | 1580.1726 | 0.8236 |  | 1580.1641 | 0.51947
[45 empty] | 1580.2949 | 0.82166 |  | 1580.2864 | 0.52041
[45 empty] | 1580.4172 | 0.8197 |  | 1580.4087 | 0.52145
[45 empty] | 1580.5397 | 0.81774 |  | 1580.531 | 0.52256
[45 empty] | 1580.662 | 0.81577 |  | 1580.6534 | 0.5237
[45 empty] | 1580.7844 | 0.81378 |  | 1580.7759 | 0.52484
[45 empty] | 1580.9069 | 0.81179 |  | 1580.8983 | 0.52595
[45 empty] | 1581.0293 | 0.80978 |  | 1581.0207 | 0.52699
[45 empty] | 1581.1517 | 0.80777 |  | 1581.1432 | 0.52797
[45 empty] | 1581.2743 | 0.80575 |  | 1581.2656 | 0.5289
[45 empty] | 1581.3967 | 0.80372 |  | 1581.3882 | 0.52979
[45 empty] | 1581.5193 | 0.80168 |  | 1581.5107 | 0.53067
[45 empty] | 1581.6418 | 0.79963 |  | 1581.6333 | 0.53158
[45 empty] | 1581.7644 | 0.79758 |  | 1581.7559 | 0.53255
[45 empty] | 1581.887 | 0.79552 |  | 1581.8784 | 0.53358
[45 empty] | 1582.0095 | 0.79345 |  | 1582.001 | 0.5347
[45 empty] | 1582.1322 | 0.79138 |  | 1582.1235 | 0.53588
[45 empty] | 1582.2548 | 0.78931 |  | 1582.2462 | 0.5371
[45 empty] | 1582.3774 | 0.78723 |  | 1582.3689 | 0.53834
[45 empty] | 1582.5001 | 0.78515 |  | 1582.4916 | 0.53953
[45 empty] | 1582.6228 | 0.78306 |  | 1582.6143 | 0.54065
[45 empty] | 1582.7455 | 0.78097 |  | 1582.7369 | 0.54164
[45 empty] | 1582.8683 | 0.77887 |  | 1582.8597 | 0.54247
[45 empty] | 1582.991 | 0.77678 |  | 1582.9824 | 0.54313
[45 empty] | 1583.1138 | 0.77468 |  | 1583.1052 | 0.54363
[45 empty] | 1583.2366 | 0.77258 |  | 1583.228 | 0.544
[45 empty] | 1583.3594 | 0.77047 |  | 1583.3508 | 0.54429
[45 empty] | 1583.4822 | 0.76836 |  | 1583.4736 | 0.54457
[45 empty] | 1583.6051 | 0.76625 |  | 1583.5964 | 0.54489
[45 empty] | 1583.7279 | 0.76414 |  | 1583.7194 | 0.54533
[45 empty] | 1583.8508 | 0.76202 |  | 1583.8423 | 0.54591
[45 empty] | 1583.9738 | 0.7599 |  | 1583.9651 | 0.54665
[45 empty] | 1584.0967 | 0.75778 |  | 1584.088 | 0.54751
[45 empty] | 1584.2196 | 0.75565 |  | 1584.2109 | 0.54846
[45 empty] | 1584.3425 | 0.75352 |  | 1584.334 | 0.54943
[45 empty] | 1584.4654 | 0.75138 |  | 1584.4569 | 0.55035
[45 empty] | 1584.5885 | 0.74924 |  | 1584.58 | 0.55118
[45 empty] | 1584.7115 | 0.7471 |  | 1584.703 | 0.5519
[45 empty] | 1584.8346 | 0.74495 |  | 1584.8259 | 0.55252
[45 empty] | 1584.9576 | 0.74279 |  | 1584.9491 | 0.55311
[45 empty] | 1585.0807 | 0.74063 |  | 1585.0721 | 0.55374
[45 empty] | 1585.2037 | 0.73846 |  | 1585.1952 | 0.55448
[45 empty] | 1585.3269 | 0.73629 |  | 1585.3184 | 0.55542
[45 empty] | 1585.4501 | 0.73411 |  | 1585.4414 | 0.5566
[45 empty] | 1585.5732 | 0.73192 |  | 1585.5646 | 0.55804
[45 empty] | 1585.6964 | 0.72972 |  | 1585.6877 | 0.55972
[45 empty] | 1585.8196 | 0.72752 |  | 1585.8109 | 0.56157
[45 empty] | 1585.9427 | 0.72532 |  | 1585.9342 | 0.56352
[45 empty] | 1586.066 | 0.7231 |  | 1586.0574 | 0.56547
[45 empty] | 1586.1892 | 0.72088 |  | 1586.1807 | 0.56733
[45 empty] | 1586.3125 | 0.71865 |  | 1586.304 | 0.56901
[45 empty] | 1586.4358 | 0.71642 |  | 1586.4272 | 0.57047
[45 empty] | 1586.5591 | 0.71418 |  | 1586.5505 | 0.5717
[45 empty] | 1586.6824 | 0.71193 |  | 1586.6738 | 0.57273
[45 empty] | 1586.8058 | 0.70967 |  | 1586.7971 | 0.57359
[45 empty] | 1586.9291 | 0.70741 |  | 1586.9205 | 0.57434
[45 empty] | 1587.0525 | 0.70515 |  | 1587.0439 | 0.57506
[45 empty] | 1587.1759 | 0.70287 |  | 1587.1674 | 0.57577
[45 empty] | 1587.2993 | 0.70059 |  | 1587.2908 | 0.57654
[45 empty] | 1587.4227 | 0.69831 |  | 1587.4142 | 0.57736
[45 empty] | 1587.5463 | 0.69602 |  | 1587.5376 | 0.57825
[45 empty] | 1587.6697 | 0.69372 |  | 1587.6611 | 0.57919
[45 empty] | 1587.7932 | 0.69142 |  | 1587.7846 | 0.58017
[45 empty] | 1587.9168 | 0.68912 |  | 1587.9081 | 0.58117
[45 empty] | 1588.0403 | 0.68681 |  | 1588.0316 | 0.58216
[45 empty] | 1588.1638 | 0.6845 |  | 1588.1552 | 0.58315
[45 empty] | 1588.2874 | 0.68218 |  | 1588.2788 | 0.58412
[45 empty] | 1588.411 | 0.67986 |  | 1588.4023 | 0.58507
[45 empty] | 1588.5346 | 0.67753 |  | 1588.526 | 0.586
[45 empty] | 1588.6582 | 0.6752 |  | 1588.6497 | 0.58691
[45 empty] | 1588.7819 | 0.67287 |  | 1588.7732 | 0.58781
[45 empty] | 1588.9055 | 0.67053 |  | 1588.897 | 0.58871
[45 empty] | 1589.0292 | 0.6682 |  | 1589.0206 | 0.58962
[45 empty] | 1589.1529 | 0.66585 |  | 1589.1443 | 0.59055
[45 empty] | 1589.2766 | 0.66351 |  | 1589.2681 | 0.59151
[45 empty] | 1589.4004 | 0.66117 |  | 1589.3918 | 0.5925
[45 empty] | 1589.5242 | 0.65882 |  | 1589.5155 | 0.59352
[45 empty] | 1589.648 | 0.65647 |  | 1589.6393 | 0.59456
[45 empty] | 1589.7717 | 0.65412 |  | 1589.7632 | 0.59562
[45 empty] | 1589.8955 | 0.65177 |  | 1589.887 | 0.59669
[45 empty] | 1590.0194 | 0.64942 |  | 1590.0109 | 0.59777
[45 empty] | 1590.1433 | 0.64706 |  | 1590.1346 | 0.59885
[45 empty] | 1590.2672 | 0.64471 |  | 1590.2585 | 0.59993
[45 empty] | 1590.3911 | 0.64236 |  | 1590.3825 | 0.601
[45 empty] | 1590.515 | 0.64001 |  | 1590.5064 | 0.60202
[45 empty] | 1590.6389 | 0.63765 |  | 1590.6302 | 0.60299
[45 empty] | 1590.7628 | 0.6353 |  | 1590.7543 | 0.6039
[45 empty] | 1590.8868 | 0.63295 |  | 1590.8783 | 0.60474
[45 empty] | 1591.0109 | 0.6306 |  | 1591.0022 | 0.60555
[45 empty] | 1591.1349 | 0.62826 |  | 1591.1262 | 0.60636
[45 empty] | 1591.2589 | 0.62591 |  | 1591.2502 | 0.60723
[45 empty] | 1591.3829 | 0.62356 |  | 1591.3744 | 0.60817
[45 empty] | 1591.5071 | 0.62122 |  | 1591.4984 | 0.60921
[45 empty] | 1591.6311 | 0.61888 |  | 1591.6226 | 0.61033
[45 empty] | 1591.7552 | 0.61654 |  | 1591.7466 | 0.61148
[45 empty] | 1591.8794 | 0.61421 |  | 1591.8707 | 0.6126
[45 empty] | 1592.0035 | 0.61187 |  | 1591.9949 | 0.61364
[45 empty] | 1592.1277 | 0.60954 |  | 1592.1191 | 0.61454
[45 empty] | 1592.2518 | 0.60722 |  | 1592.2433 | 0.6153
[45 empty] | 1592.3761 | 0.60489 |  | 1592.3674 | 0.61592
[45 empty] | 1592.5004 | 0.60257 |  | 1592.4917 | 0.61645
[45 empty] | 1592.6246 | 0.60025 |  | 1592.616 | 0.61692
[45 empty] | 1592.7489 | 0.59793 |  | 1592.7402 | 0.6174
[45 empty] | 1592.8732 | 0.59561 |  | 1592.8645 | 0.61793
[45 empty] | 1592.9974 | 0.5933 |  | 1592.9888 | 0.61852
[45 empty] | 1593.1218 | 0.59098 |  | 1593.1132 | 0.61921
[45 empty] | 1593.2461 | 0.58867 |  | 1593.2376 | 0.62001
[45 empty] | 1593.3705 | 0.58637 |  | 1593.3618 | 0.62092
[45 empty] | 1593.4949 | 0.58406 |  | 1593.4862 | 0.62194
[45 empty] | 1593.6193 | 0.58175 |  | 1593.6106 | 0.62306
[45 empty] | 1593.7436 | 0.57945 |  | 1593.7351 | 0.62426
[45 empty] | 1593.8682 | 0.57715 |  | 1593.8595 | 0.62552
[45 empty] | 1593.9925 | 0.57484 |  | 1593.984 | 0.6268
[45 empty] | 1594.1171 | 0.57254 |  | 1594.1084 | 0.62805
[45 empty] | 1594.2416 | 0.57024 |  | 1594.2329 | 0.62926
[45 empty] | 1594.3661 | 0.56794 |  | 1594.3574 | 0.63039
[45 empty] | 1594.4906 | 0.56564 |  | 1594.4821 | 0.63144
[45 empty] | 1594.6152 | 0.56335 |  | 1594.6066 | 0.63241
[45 empty] | 1594.7397 | 0.56105 |  | 1594.7312 | 0.63334
[45 empty] | 1594.8644 | 0.55875 |  | 1594.8557 | 0.63425
[45 empty] | 1594.989 | 0.55645 |  | 1594.9804 | 0.63517
[45 empty] | 1595.1137 | 0.55416 |  | 1595.105 | 0.63611
[45 empty] | 1595.2383 | 0.55186 |  | 1595.2296 | 0.63709
[45 empty] | 1595.3629 | 0.54957 |  | 1595.3544 | 0.63809
[45 empty] | 1595.4877 | 0.54727 |  | 1595.479 | 0.6391
[45 empty] | 1595.6124 | 0.54498 |  | 1595.6038 | 0.6401
[45 empty] | 1595.7371 | 0.54269 |  | 1595.7285 | 0.64111
[45 empty] | 1595.8618 | 0.5404 |  | 1595.8533 | 0.64211
[45 empty] | 1595.9867 | 0.53811 |  | 1595.978 | 0.64315
[45 empty] | 1596.1115 | 0.53582 |  | 1596.1028 | 0.64422
[45 empty] | 1596.2362 | 0.53353 |  | 1596.2277 | 0.64535
[45 empty] | 1596.3611 | 0.53125 |  | 1596.3524 | 0.64653
[45 empty] | 1596.486 | 0.52896 |  | 1596.4773 | 0.64773
[45 empty] | 1596.6108 | 0.52668 |  | 1596.6022 | 0.64893
[45 empty] | 1596.7357 | 0.5244 |  | 1596.727 | 0.65008
[45 empty] | 1596.8606 | 0.52212 |  | 1596.8519 | 0.65117
[45 empty] | 1596.9856 | 0.51985 |  | 1596.9769 | 0.65217
[45 empty] | 1597.1105 | 0.51758 |  | 1597.1018 | 0.6531
[45 empty] | 1597.2355 | 0.51531 |  | 1597.2268 | 0.65397
[45 empty] | 1597.3605 | 0.51304 |  | 1597.3518 | 0.65482
[45 empty] | 1597.4855 | 0.51078 |  | 1597.4768 | 0.65568
[45 empty] | 1597.6105 | 0.50852 |  | 1597.6018 | 0.65658
[45 empty] | 1597.7355 | 0.50626 |  | 1597.7269 | 0.65753
[45 empty] | 1597.8606 | 0.50401 |  | 1597.8519 | 0.65852
[45 empty] | 1597.9857 | 0.50176 |  | 1597.977 | 0.65953
[45 empty] | 1598.1108 | 0.49951 |  | 1598.1022 | 0.6605
[45 empty] | 1598.236 | 0.49727 |  | 1598.2273 | 0.6614
[45 empty] | 1598.3611 | 0.49504 |  | 1598.3524 | 0.66219
[45 empty] | 1598.4862 | 0.4928 |  | 1598.4775 | 0.66287
[45 empty] | 1598.6115 | 0.49057 |  | 1598.6028 | 0.66345
[45 empty] | 1598.7366 | 0.48835 |  | 1598.728 | 0.66397
[45 empty] | 1598.8618 | 0.48613 |  | 1598.8531 | 0.66447
[45 empty] | 1598.9871 | 0.48391 |  | 1598.9784 | 0.665
[45 empty] | 1599.1123 | 0.4817 |  | 1599.1038 | 0.66562
[45 empty] | 1599.2377 | 0.47949 |  | 1599.229 | 0.66634
[45 empty] | 1599.3629 | 0.47729 |  | 1599.3543 | 0.66717
[45 empty] | 1599.4883 | 0.47509 |  | 1599.4796 | 0.66811
[45 empty] | 1599.6137 | 0.4729 |  | 1599.605 | 0.66912
[45 empty] | 1599.739 | 0.47071 |  | 1599.7304 | 0.67018
[45 empty] | 1599.8644 | 0.46853 |  | 1599.8557 | 0.67123
[45 empty] | 1599.9897 | 0.46636 |  | 1599.9811 | 0.67223
[45 empty] | 1600.1151 | 0.46419 |  | 1600.1066 | 0.67316
[45 empty] | 1600.2406 | 0.46202 |  | 1600.2319 | 0.67399
[45 empty] | 1600.3661 | 0.45986 |  | 1600.3574 | 0.67476
[45 empty] | 1600.4916 | 0.45771 |  | 1600.4829 | 0.67548
[45 empty] | 1600.6171 | 0.45557 |  | 1600.6084 | 0.67619
[45 empty] | 1600.7425 | 0.45343 |  | 1600.7339 | 0.67695
[45 empty] | 1600.8682 | 0.45129 |  | 1600.8595 | 0.6778
[45 empty] | 1600.9936 | 0.44916 |  | 1600.985 | 0.67876
[45 empty] | 1601.1193 | 0.44704 |  | 1601.1106 | 0.67984
[45 empty] | 1601.2449 | 0.44493 |  | 1601.2362 | 0.68103
[45 empty] | 1601.3705 | 0.44282 |  | 1601.3618 | 0.68229
[45 empty] | 1601.4961 | 0.44072 |  | 1601.4874 | 0.6836
[45 empty] | 1601.6217 | 0.43863 |  | 1601.613 | 0.68491
[45 empty] | 1601.7474 | 0.43654 |  | 1601.7388 | 0.68621
[45 empty] | 1601.8732 | 0.43446 |  | 1601.8645 | 0.68747
[45 empty] | 1601.9988 | 0.43238 |  | 1601.9902 | 0.68872
[45 empty] | 1602.1246 | 0.43031 |  | 1602.116 | 0.68997
[45 empty] | 1602.2504 | 0.42825 |  | 1602.2417 | 0.69127
[45 empty] | 1602.3761 | 0.42619 |  | 1602.3674 | 0.69262
[45 empty] | 1602.502 | 0.42414 |  | 1602.4933 | 0.69404
[45 empty] | 1602.6277 | 0.4221 |  | 1602.619 | 0.69551
[45 empty] | 1602.7535 | 0.42006 |  | 1602.7449 | 0.697
[45 empty] | 1602.8794 | 0.41803 |  | 1602.8707 | 0.69847
[45 empty] | 1603.0052 | 0.41601 |  | 1602.9966 | 0.69987
[45 empty] | 1603.1312 | 0.41399 |  | 1603.1226 | 0.70118
[45 empty] | 1603.2571 | 0.41197 |  | 1603.2484 | 0.7024
[45 empty] | 1603.3831 | 0.40997 |  | 1603.3744 | 0.70352
[45 empty] | 1603.5089 | 0.40796 |  | 1603.5004 | 0.70459
[45 empty] | 1603.6349 | 0.40597 |  | 1603.6262 | 0.70565
[45 empty] | 1603.761 | 0.40398 |  | 1603.7523 | 0.7067
[45 empty] | 1603.887 | 0.40199 |  | 1603.8783 | 0.70779
[45 empty] | 1604.0129 | 0.40001 |  | 1604.0043 | 0.7089
[45 empty] | 1604.139 | 0.39804 |  | 1604.1304 | 0.71002
[45 empty] | 1604.2651 | 0.39607 |  | 1604.2565 | 0.7111
[45 empty] | 1604.3912 | 0.39411 |  | 1604.3826 | 0.71212
[45 empty] | 1604.5173 | 0.39215 |  | 1604.5087 | 0.71302
[45 empty] | 1604.6434 | 0.3902 |  | 1604.6348 | 0.71378
[45 empty] | 1604.7695 | 0.38825 |  | 1604.7609 | 0.71439
[45 empty] | 1604.8957 | 0.38632 |  | 1604.8871 | 0.71487
[45 empty] | 1605.022 | 0.38438 |  | 1605.0133 | 0.71524
[45 empty] | 1605.1482 | 0.38245 |  | 1605.1395 | 0.71555
[45 empty] | 1605.2744 | 0.38053 |  | 1605.2658 | 0.71586
[45 empty] | 1605.4006 | 0.37862 |  | 1605.392 | 0.7162
[45 empty] | 1605.5269 | 0.37671 |  | 1605.5182 | 0.71663
[45 empty] | 1605.6532 | 0.37481 |  | 1605.6445 | 0.71717
[45 empty] | 1605.7795 | 0.37291 |  | 1605.7709 | 0.71786
[45 empty] | 1605.9059 | 0.37102 |  | 1605.8972 | 0.71872
[45 empty] | 1606.0322 | 0.36914 |  | 1606.0236 | 0.71975
[45 empty] | 1606.1586 | 0.36726 |  | 1606.1499 | 0.72094
[45 empty] | 1606.2849 | 0.36539 |  | 1606.2762 | 0.72226
[45 empty] | 1606.4114 | 0.36353 |  | 1606.4027 | 0.72368
[45 empty] | 1606.5378 | 0.36167 |  | 1606.5292 | 0.72513
[45 empty] | 1606.6642 | 0.35982 |  | 1606.6555 | 0.72655
[45 empty] | 1606.7908 | 0.35798 |  | 1606.782 | 0.72788
[45 empty] | 1606.9172 | 0.35615 |  | 1606.9086 | 0.72911
[45 empty] | 1607.0437 | 0.35432 |  | 1607.035 | 0.73021
[45 empty] | 1607.1703 | 0.3525 |  | 1607.1615 | 0.73122
[45 empty] | 1607.2967 | 0.35069 |  | 1607.2881 | 0.73214
[45 empty] | 1607.4233 | 0.34888 |  | 1607.4147 | 0.73303
[45 empty] | 1607.5499 | 0.34708 |  | 1607.5413 | 0.73392
[45 empty] | 1607.6765 | 0.34529 |  | 1607.6679 | 0.73483
[45 empty] | 1607.8032 | 0.34351 |  | 1607.7946 | 0.73578
[45 empty] | 1607.9298 | 0.34173 |  | 1607.9211 | 0.73678
[45 empty] | 1608.0565 | 0.33997 |  | 1608.0478 | 0.73783
[45 empty] | 1608.1832 | 0.33821 |  | 1608.1746 | 0.73894
[45 empty] | 1608.3099 | 0.33646 |  | 1608.3013 | 0.7401
[45 empty] | 1608.4367 | 0.33471 |  | 1608.428 | 0.7413
[45 empty] | 1608.5633 | 0.33298 |  | 1608.5547 | 0.74253
[45 empty] | 1608.6902 | 0.33125 |  | 1608.6814 | 0.74375
[45 empty] | 1608.8169 | 0.32953 |  | 1608.8082 | 0.74491
[45 empty] | 1608.9437 | 0.32782 |  | 1608.9351 | 0.74599
[45 empty] | 1609.0706 | 0.32612 |  | 1609.0619 | 0.74694
[45 empty] | 1609.1974 | 0.32442 |  | 1609.1887 | 0.74774
[45 empty] | 1609.3243 | 0.32273 |  | 1609.3156 | 0.7484
[45 empty] | 1609.4512 | 0.32106 |  | 1609.4425 | 0.74895
[45 empty] | 1609.5781 | 0.31939 |  | 1609.5693 | 0.74943
[45 empty] | 1609.705 | 0.31773 |  | 1609.6963 | 0.74989
[45 empty] | 1609.8319 | 0.31607 |  | 1609.8232 | 0.75036
[45 empty] | 1609.9589 | 0.31443 |  | 1609.9502 | 0.75089
[45 empty] | 1610.0859 | 0.31279 |  | 1610.0773 | 0.75148
[45 empty] | 1610.2129 | 0.31117 |  | 1610.2042 | 0.75213
[45 empty] | 1610.34 | 0.30955 |  | 1610.3313 | 0.75283
[45 empty] | 1610.467 | 0.30794 |  | 1610.4582 | 0.75358
[45 empty] | 1610.5941 | 0.30633 |  | 1610.5853 | 0.75438
[45 empty] | 1610.7212 | 0.30474 |  | 1610.7124 | 0.75524
[45 empty] | 1610.8483 | 0.30315 |  | 1610.8396 | 0.75617
[45 empty] | 1610.9753 | 0.30158 |  | 1610.9667 | 0.75719
[45 empty] | 1611.1025 | 0.30001 |  | 1611.0939 | 0.75831
[45 empty] | 1611.2297 | 0.29844 |  | 1611.2211 | 0.75953
[45 empty] | 1611.3569 | 0.29689 |  | 1611.3481 | 0.76081
[45 empty] | 1611.4841 | 0.29534 |  | 1611.4755 | 0.76214
[45 empty] | 1611.6113 | 0.2938 |  | 1611.6027 | 0.76349
[45 empty] | 1611.7385 | 0.29227 |  | 1611.7299 | 0.76482
[45 empty] | 1611.8658 | 0.29075 |  | 1611.8572 | 0.76611
[45 empty] | 1611.9932 | 0.28923 |  | 1611.9845 | 0.76735
[45 empty] | 1612.1205 | 0.28773 |  | 1612.1117 | 0.76855
[45 empty] | 1612.2478 | 0.28623 |  | 1612.2391 | 0.76971
[45 empty] | 1612.3751 | 0.28473 |  | 1612.3665 | 0.77085
[45 empty] | 1612.5026 | 0.28325 |  | 1612.4938 | 0.772
[45 empty] | 1612.6299 | 0.28177 |  | 1612.6212 | 0.77318
[45 empty] | 1612.7573 | 0.28029 |  | 1612.7487 | 0.77441
[45 empty] | 1612.8848 | 0.27883 |  | 1612.876 | 0.7757
[45 empty] | 1613.0122 | 0.27737 |  | 1613.0035 | 0.77705
[45 empty] | 1613.1397 | 0.27592 |  | 1613.131 | 0.77845
[45 empty] | 1613.2671 | 0.27448 |  | 1613.2584 | 0.77987
[45 empty] | 1613.3946 | 0.27304 |  | 1613.386 | 0.78129
[45 empty] | 1613.5222 | 0.27161 |  | 1613.5134 | 0.78265
[45 empty] | 1613.6498 | 0.27019 |  | 1613.641 | 0.78395
[45 empty] | 1613.7773 | 0.26877 |  | 1613.7686 | 0.78515
[45 empty] | 1613.9049 | 0.26736 |  | 1613.8962 | 0.78626
[45 empty] | 1614.0325 | 0.26596 |  | 1614.0238 | 0.78729
[45 empty] | 1614.1602 | 0.26456 |  | 1614.1515 | 0.78828
[45 empty] | 1614.2878 | 0.26317 |  | 1614.2791 | 0.78926
[45 empty] | 1614.4155 | 0.26179 |  | 1614.4067 | 0.79026
[45 empty] | 1614.5432 | 0.26042 |  | 1614.5344 | 0.7913
[45 empty] | 1614.6709 | 0.25905 |  | 1614.6621 | 0.79239
[45 empty] | 1614.7986 | 0.25768 |  | 1614.7899 | 0.79351
[45 empty] | 1614.9264 | 0.25633 |  | 1614.9176 | 0.79462
[45 empty] | 1615.0541 | 0.25497 |  | 1615.0454 | 0.79568
[45 empty] | 1615.1819 | 0.25363 |  | 1615.1732 | 0.79664
[45 empty] | 1615.3097 | 0.25229 |  | 1615.301 | 0.79744
[45 empty] | 1615.4376 | 0.25096 |  | 1615.4288 | 0.79805
[45 empty] | 1615.5654 | 0.24963 |  | 1615.5568 | 0.79848
[45 empty] | 1615.6934 | 0.24831 |  | 1615.6846 | 0.79875
[45 empty] | 1615.8212 | 0.24699 |  | 1615.8125 | 0.79892
[45 empty] | 1615.9491 | 0.24568 |  | 1615.9404 | 0.79905
[45 empty] | 1616.077 | 0.24438 |  | 1616.0684 | 0.79922
[45 empty] | 1616.205 | 0.24308 |  | 1616.1963 | 0.79949
[45 empty] | 1616.333 | 0.24178 |  | 1616.3242 | 0.7999
[45 empty] | 1616.4609 | 0.24049 |  | 1616.4523 | 0.80046
[45 empty] | 1616.589 | 0.23921 |  | 1616.5803 | 0.80117
[45 empty] | 1616.717 | 0.23793 |  | 1616.7082 | 0.802
[45 empty] | 1616.8451 | 0.23666 |  | 1616.8363 | 0.80292
[45 empty] | 1616.9731 | 0.2354 |  | 1616.9645 | 0.8039
[45 empty] | 1617.1013 | 0.23414 |  | 1617.0925 | 0.80493
[45 empty] | 1617.2294 | 0.23288 |  | 1617.2207 | 0.80602
[45 empty] | 1617.3575 | 0.23163 |  | 1617.3488 | 0.80717
[45 empty] | 1617.4857 | 0.23039 |  | 1617.4769 | 0.80841
[45 empty] | 1617.6139 | 0.22915 |  | 1617.6051 | 0.80976
[45 empty] | 1617.7421 | 0.22792 |  | 1617.7333 | 0.81123
[45 empty] | 1617.8702 | 0.2267 |  | 1617.8616 | 0.81283
[45 empty] | 1617.9985 | 0.22548 |  | 1617.9897 | 0.81455
[45 empty] | 1618.1267 | 0.22427 |  | 1618.118 | 0.81634
[45 empty] | 1618.255 | 0.22306 |  | 1618.2463 | 0.81818
[45 empty] | 1618.3833 | 0.22187 |  | 1618.3746 | 0.82001
[45 empty] | 1618.5117 | 0.22068 |  | 1618.5029 | 0.82178
[45 empty] | 1618.64 | 0.21949 |  | 1618.6312 | 0.82345
[45 empty] | 1618.7684 | 0.21832 |  | 1618.7596 | 0.82499
[45 empty] | 1618.8967 | 0.21715 |  | 1618.8881 | 0.82637
[45 empty] | 1619.0251 | 0.21598 |  | 1619.0165 | 0.82756
[45 empty] | 1619.1536 | 0.21483 |  | 1619.1449 | 0.82857
[45 empty] | 1619.282 | 0.21368 |  | 1619.2733 | 0.82942
[45 empty] | 1619.4105 | 0.21254 |  | 1619.4017 | 0.83012
[45 empty] | 1619.5389 | 0.21141 |  | 1619.5303 | 0.83072
[45 empty] | 1619.6675 | 0.21028 |  | 1619.6587 | 0.83127
[45 empty] | 1619.796 | 0.20917 |  | 1619.7872 | 0.83181
[45 empty] | 1619.9246 | 0.20806 |  | 1619.9158 | 0.83239
[45 empty] | 1620.0531 | 0.20695 |  | 1620.0444 | 0.83304
[45 empty] | 1620.1816 | 0.20585 |  | 1620.173 | 0.83377
[45 empty] | 1620.3103 | 0.20476 |  | 1620.3015 | 0.83457
[45 empty] | 1620.439 | 0.20368 |  | 1620.4302 | 0.83543
[45 empty] | 1620.5676 | 0.2026 |  | 1620.5588 | 0.83632
[45 empty] | 1620.6963 | 0.20153 |  | 1620.6875 | 0.83723
[45 empty] | 1620.8249 | 0.20047 |  | 1620.8162 | 0.83816
[45 empty] | 1620.9536 | 0.19941 |  | 1620.945 | 0.83911
[45 empty] | 1621.0824 | 0.19836 |  | 1621.0736 | 0.8401
[45 empty] | 1621.2111 | 0.19731 |  | 1621.2024 | 0.84117
[45 empty] | 1621.3398 | 0.19627 |  | 1621.3312 | 0.84233
[45 empty] | 1621.4686 | 0.19524 |  | 1621.46 | 0.8436
[45 empty] | 1621.5975 | 0.19421 |  | 1621.5887 | 0.84497
[45 empty] | 1621.7263 | 0.19318 |  | 1621.7175 | 0.84643
[45 empty] | 1621.8552 | 0.19216 |  | 1621.8464 | 0.84794
[45 empty] | 1621.984 | 0.19115 |  | 1621.9753 | 0.84948
[45 empty] | 1622.1129 | 0.19014 |  | 1622.1043 | 0.85103
[45 empty] | 1622.2418 | 0.18913 |  | 1622.2332 | 0.85256
[45 empty] | 1622.3707 | 0.18813 |  | 1622.3621 | 0.85404
[45 empty] | 1622.4998 | 0.18714 |  | 1622.491 | 0.85545
[45 empty] | 1622.6287 | 0.18615 |  | 1622.62 | 0.85678
[45 empty] | 1622.7577 | 0.18516 |  | 1622.7489 | 0.858
[45 empty] | 1622.8867 | 0.18418 |  | 1622.8779 | 0.8591
[45 empty] | 1623.0158 | 0.1832 |  | 1623.007 | 0.86006
[45 empty] | 1623.1448 | 0.18223 |  | 1623.1361 | 0.86088
[45 empty] | 1623.2739 | 0.18126 |  | 1623.2651 | 0.86157
[45 empty] | 1623.4029 | 0.1803 |  | 1623.3943 | 0.86213
[45 empty] | 1623.5321 | 0.17935 |  | 1623.5233 | 0.86258
[45 empty] | 1623.6613 | 0.17839 |  | 1623.6525 | 0.86294
[45 empty] | 1623.7904 | 0.17745 |  | 1623.7816 | 0.86323
[45 empty] | 1623.9196 | 0.17651 |  | 1623.9109 | 0.8635
[45 empty] | 1624.0488 | 0.17557 |  | 1624.04 | 0.86379
[45 empty] | 1624.178 | 0.17464 |  | 1624.1693 | 0.86412
[45 empty] | 1624.3073 | 0.17372 |  | 1624.2985 | 0.86456
[45 empty] | 1624.4365 | 0.1728 |  | 1624.4277 | 0.86511
[45 empty] | 1624.5658 | 0.17188 |  | 1624.557 | 0.8658
[45 empty] | 1624.6951 | 0.17098 |  | 1624.6864 | 0.8666
[45 empty] | 1624.8245 | 0.17007 |  | 1624.8157 | 0.86751
[45 empty] | 1624.9537 | 0.16918 |  | 1624.9451 | 0.86846
[45 empty] | 1625.0831 | 0.16829 |  | 1625.0743 | 0.86944
[45 empty] | 1625.2125 | 0.1674 |  | 1625.2037 | 0.87041
[45 empty] | 1625.3419 | 0.16653 |  | 1625.3331 | 0.87134
[45 empty] | 1625.4713 | 0.16565 |  | 1625.4626 | 0.87226
[45 empty] | 1625.6008 | 0.16479 |  | 1625.592 | 0.8732
[45 empty] | 1625.7302 | 0.16393 |  | 1625.7216 | 0.87418
[45 empty] | 1625.8597 | 0.16307 |  | 1625.851 | 0.87526
[45 empty] | 1625.9893 | 0.16222 |  | 1625.9805 | 0.87647
[45 empty] | 1626.1188 | 0.16138 |  | 1626.11 | 0.87785
[45 empty] | 1626.2483 | 0.16054 |  | 1626.2396 | 0.87939
[45 empty] | 1626.3779 | 0.1597 |  | 1626.3691 | 0.8811
[45 empty] | 1626.5075 | 0.15888 |  | 1626.4988 | 0.88293
[45 empty] | 1626.6371 | 0.15805 |  | 1626.6283 | 0.88484
[45 empty] | 1626.7667 | 0.15723 |  | 1626.7579 | 0.88677
[45 empty] | 1626.8964 | 0.15642 |  | 1626.8877 | 0.88864
[45 empty] | 1627.0261 | 0.15561 |  | 1627.0173 | 0.8904
[45 empty] | 1627.1558 | 0.15481 |  | 1627.147 | 0.89198
[45 empty] | 1627.2855 | 0.15401 |  | 1627.2767 | 0.89333
[45 empty] | 1627.4153 | 0.15321 |  | 1627.4065 | 0.89446
[45 empty] | 1627.545 | 0.15242 |  | 1627.5363 | 0.89534
[45 empty] | 1627.6748 | 0.15163 |  | 1627.666 | 0.89602
[45 empty] | 1627.8046 | 0.15085 |  | 1627.7958 | 0.89654
[45 empty] | 1627.9343 | 0.15007 |  | 1627.9257 | 0.89694
[45 empty] | 1628.0642 | 0.14929 |  | 1628.0554 | 0.8973
[45 empty] | 1628.1941 | 0.14852 |  | 1628.1853 | 0.89765
[45 empty] | 1628.324 | 0.14775 |  | 1628.3152 | 0.89805
[45 empty] | 1628.4539 | 0.14699 |  | 1628.4451 | 0.89855
[45 empty] | 1628.5837 | 0.14622 |  | 1628.5751 | 0.89917
[45 empty] | 1628.7137 | 0.14546 |  | 1628.705 | 0.89993
[45 empty] | 1628.8438 | 0.14471 |  | 1628.835 | 0.90084
[45 empty] | 1628.9736 | 0.14395 |  | 1628.965 | 0.90189
[45 empty] | 1629.1036 | 0.1432 |  | 1629.095 | 0.90305
[45 empty] | 1629.2338 | 0.14246 |  | 1629.225 | 0.90429
[45 empty] | 1629.3638 | 0.14171 |  | 1629.355 | 0.90553
[45 empty] | 1629.4938 | 0.14097 |  | 1629.4851 | 0.90673
[45 empty] | 1629.6239 | 0.14023 |  | 1629.6151 | 0.90782
[45 empty] | 1629.754 | 0.1395 |  | 1629.7452 | 0.90879
[45 empty] | 1629.8842 | 0.13876 |  | 1629.8754 | 0.90961
[45 empty] | 1630.0143 | 0.13803 |  | 1630.0055 | 0.91033
[45 empty] | 1630.1445 | 0.1373 |  | 1630.1357 | 0.91098
[45 empty] | 1630.2747 | 0.13658 |  | 1630.2659 | 0.91163
[45 empty] | 1630.4049 | 0.13586 |  | 1630.3961 | 0.91234
[45 empty] | 1630.5352 | 0.13514 |  | 1630.5264 | 0.91313
[45 empty] | 1630.6654 | 0.13442 |  | 1630.6566 | 0.91403
[45 empty] | 1630.7957 | 0.13371 |  | 1630.7869 | 0.91502
[45 empty] | 1630.9259 | 0.133 |  | 1630.9171 | 0.91606
[45 empty] | 1631.0563 | 0.13229 |  | 1631.0475 | 0.91709
[45 empty] | 1631.1867 | 0.13158 |  | 1631.1779 | 0.91806
[45 empty] | 1631.317 | 0.13088 |  | 1631.3082 | 0.91893
[45 empty] | 1631.4474 | 0.13018 |  | 1631.4386 | 0.91967
[45 empty] | 1631.5778 | 0.12948 |  | 1631.569 | 0.92029
[45 empty] | 1631.7081 | 0.12878 |  | 1631.6993 | 0.92082
[45 empty] | 1631.8386 | 0.12809 |  | 1631.8298 | 0.92131
[45 empty] | 1631.9691 | 0.1274 |  | 1631.9603 | 0.9218
[45 empty] | 1632.0996 | 0.12671 |  | 1632.0908 | 0.92235
[45 empty] | 1632.2301 | 0.12602 |  | 1632.2213 | 0.92298
[45 empty] | 1632.3606 | 0.12534 |  | 1632.3518 | 0.92372
[45 empty] | 1632.4911 | 0.12466 |  | 1632.4823 | 0.92456
[45 empty] | 1632.6217 | 0.12398 |  | 1632.6129 | 0.92551
[45 empty] | 1632.7523 | 0.1233 |  | 1632.7435 | 0.92655
[45 empty] | 1632.8829 | 0.12263 |  | 1632.8742 | 0.92768
[45 empty] | 1633.0135 | 0.12196 |  | 1633.0048 | 0.92888
[45 empty] | 1633.1442 | 0.12129 |  | 1633.1354 | 0.93014
[45 empty] | 1633.2749 | 0.12062 |  | 1633.2661 | 0.93143
[45 empty] | 1633.4055 | 0.11995 |  | 1633.3967 | 0.93271
[45 empty] | 1633.5363 | 0.11929 |  | 1633.5275 | 0.93396
[45 empty] | 1633.667 | 0.11863 |  | 1633.6582 | 0.93513
[45 empty] | 1633.7977 | 0.11798 |  | 1633.7889 | 0.9362
[45 empty] | 1633.9286 | 0.11732 |  | 1633.9198 | 0.93712
[45 empty] | 1634.0593 | 0.11667 |  | 1634.0505 | 0.93791
[45 empty] | 1634.1902 | 0.11602 |  | 1634.1814 | 0.93854
[45 empty] | 1634.321 | 0.11537 |  | 1634.3123 | 0.93905
[45 empty] | 1634.4519 | 0.11473 |  | 1634.4431 | 0.93945
[45 empty] | 1634.5828 | 0.11409 |  | 1634.574 | 0.93976
[45 empty] | 1634.7136 | 0.11345 |  | 1634.7048 | 0.94001
[45 empty] | 1634.8446 | 0.11282 |  | 1634.8358 | 0.94023
[45 empty] | 1634.9755 | 0.11218 |  | 1634.9667 | 0.94043
[45 empty] | 1635.1064 | 0.11155 |  | 1635.0977 | 0.94065
[45 empty] | 1635.2374 | 0.11093 |  | 1635.2286 | 0.94091
[45 empty] | 1635.3684 | 0.1103 |  | 1635.3596 | 0.94123
[45 empty] | 1635.4995 | 0.10968 |  | 1635.4907 | 0.94161
[45 empty] | 1635.6305 | 0.10906 |  | 1635.6217 | 0.94207
[45 empty] | 1635.7616 | 0.10844 |  | 1635.7528 | 0.94258
[45 empty] | 1635.8927 | 0.10783 |  | 1635.8839 | 0.94316
[45 empty] | 1636.0238 | 0.10722 |  | 1636.015 | 0.94378
[45 empty] | 1636.1549 | 0.10661 |  | 1636.1461 | 0.94446
[45 empty] | 1636.2861 | 0.106 |  | 1636.2773 | 0.94523
[45 empty] | 1636.4172 | 0.1054 |  | 1636.4084 | 0.94611
[45 empty] | 1636.5485 | 0.1048 |  | 1636.5397 | 0.94711
[45 empty] | 1636.6797 | 0.1042 |  | 1636.6709 | 0.94824
[45 empty] | 1636.8109 | 0.1036 |  | 1636.8021 | 0.94948
[45 empty] | 1636.9421 | 0.10301 |  | 1636.9334 | 0.95076
[45 empty] | 1637.0735 | 0.10241 |  | 1637.0647 | 0.95204
[45 empty] | 1637.2048 | 0.10182 |  | 1637.1959 | 0.95323
[45 empty] | 1637.3361 | 0.10124 |  | 1637.3273 | 0.9543
[45 empty] | 1637.4674 | 0.10065 |  | 1637.4586 | 0.95522
[45 empty] | 1637.5988 | 0.10007 |  | 1637.59 | 0.95597
[45 empty] | 1637.7302 | 0.09948 |  | 1637.7214 | 0.95656
[45 empty] | 1637.8616 | 0.09891 |  | 1637.8528 | 0.957
[45 empty] | 1637.993 | 0.09833 |  | 1637.9842 | 0.9573
[45 empty] | 1638.1245 | 0.09775 |  | 1638.1157 | 0.95749
[45 empty] | 1638.256 | 0.09718 |  | 1638.2472 | 0.95758
[45 empty] | 1638.3874 | 0.09661 |  | 1638.3787 | 0.95761
[45 empty] | 1638.5189 | 0.09604 |  | 1638.5101 | 0.95761
[45 empty] | 1638.6505 | 0.09547 |  | 1638.6417 | 0.95762
[45 empty] | 1638.7821 | 0.0949 |  | 1638.7732 | 0.95768
[45 empty] | 1638.9136 | 0.09434 |  | 1638.9048 | 0.95782
[45 empty] | 1639.0452 | 0.09378 |  | 1639.0364 | 0.95808
[45 empty] | 1639.1769 | 0.09322 |  | 1639.168 | 0.95848
[45 empty] | 1639.3085 | 0.09266 |  | 1639.2997 | 0.95904
[45 empty] | 1639.4402 | 0.09211 |  | 1639.4313 | 0.95977
[45 empty] | 1639.5718 | 0.09155 |  | 1639.563 | 0.96068
[45 empty] | 1639.7035 | 0.091 |  | 1639.6947 | 0.96175
[45 empty] | 1639.8352 | 0.09045 |  | 1639.8264 | 0.96296
[45 empty] | 1639.967 | 0.0899 |  | 1639.9581 | 0.96429
[45 empty] | 1640.0988 | 0.08936 |  | 1640.09 | 0.9657
[45 empty] | 1640.2306 | 0.08881 |  | 1640.2217 | 0.96712
[45 empty] | 1640.3623 | 0.08827 |  | 1640.3535 | 0.96852
[45 empty] | 1640.4941 | 0.08773 |  | 1640.4853 | 0.96982
[45 empty] | 1640.6261 | 0.0872 |  | 1640.6172 | 0.97099
[45 empty] | 1640.7579 | 0.08666 |  | 1640.7492 | 0.97198
[45 empty] | 1640.8898 | 0.08613 |  | 1640.881 | 0.97277
[45 empty] | 1641.0217 | 0.0856 |  | 1641.0129 | 0.97338
[45 empty] | 1641.1537 | 0.08507 |  | 1641.1448 | 0.97383
[45 empty] | 1641.2856 | 0.08454 |  | 1641.2767 | 0.97416
[45 empty] | 1641.4176 | 0.08402 |  | 1641.4088 | 0.97441
[45 empty] | 1641.5496 | 0.0835 |  | 1641.5408 | 0.97463
[45 empty] | 1641.6816 | 0.08298 |  | 1641.6727 | 0.97483
[45 empty] | 1641.8136 | 0.08246 |  | 1641.8048 | 0.97505
[45 empty] | 1641.9457 | 0.08194 |  | 1641.9369 | 0.97526
[45 empty] | 1642.0778 | 0.08143 |  | 1642.069 | 0.97548
[45 empty] | 1642.21 | 0.08092 |  | 1642.201 | 0.97569
[45 empty] | 1642.342 | 0.08041 |  | 1642.3332 | 0.97589
[45 empty] | 1642.4742 | 0.07991 |  | 1642.4653 | 0.97608
[45 empty] | 1642.6063 | 0.0794 |  | 1642.5975 | 0.97628
[45 empty] | 1642.7385 | 0.0789 |  | 1642.7297 | 0.97649
[45 empty] | 1642.8707 | 0.0784 |  | 1642.8619 | 0.97674
[45 empty] | 1643.0031 | 0.07791 |  | 1642.9941 | 0.97706
[45 empty] | 1643.1353 | 0.07741 |  | 1643.1265 | 0.97745
[45 empty] | 1643.2676 | 0.07692 |  | 1643.2587 | 0.97791
[45 empty] | 1643.3998 | 0.07644 |  | 1643.391 | 0.97841
[45 empty] | 1643.5321 | 0.07595 |  | 1643.5233 | 0.97895
[45 empty] | 1643.6644 | 0.07547 |  | 1643.6556 | 0.97947
[45 empty] | 1643.7969 | 0.07499 |  | 1643.788 | 0.97998
[45 empty] | 1643.9292 | 0.07452 |  | 1643.9204 | 0.98047
[45 empty] | 1644.0617 | 0.07404 |  | 1644.0527 | 0.98093
[45 empty] | 1644.1941 | 0.07357 |  | 1644.1852 | 0.9814
[45 empty] | 1644.3265 | 0.07311 |  | 1644.3176 | 0.98189
[45 empty] | 1644.459 | 0.07264 |  | 1644.4501 | 0.9824
[45 empty] | 1644.5914 | 0.07218 |  | 1644.5826 | 0.98293
[45 empty] | 1644.724 | 0.07172 |  | 1644.7151 | 0.98346
[45 empty] | 1644.8564 | 0.07127 |  | 1644.8477 | 0.98397
[45 empty] | 1644.989 | 0.07082 |  | 1644.9802 | 0.98444
[45 empty] | 1645.1216 | 0.07037 |  | 1645.1128 | 0.98486
[45 empty] | 1645.2543 | 0.06993 |  | 1645.2454 | 0.98522
[45 empty] | 1645.3868 | 0.06949 |  | 1645.3781 | 0.98554
[45 empty] | 1645.5195 | 0.06905 |  | 1645.5106 | 0.98582
[45 empty] | 1645.6521 | 0.06862 |  | 1645.6433 | 0.98605
[45 empty] | 1645.7848 | 0.06818 |  | 1645.776 | 0.98625
[45 empty] | 1645.9175 | 0.06776 |  | 1645.9087 | 0.98639
[45 empty] | 1646.0503 | 0.06733 |  | 1646.0414 | 0.98648
[45 empty] | 1646.183 | 0.06691 |  | 1646.1742 | 0.98652
[45 empty] | 1646.3158 | 0.06649 |  | 1646.3069 | 0.98652
[45 empty] | 1646.4486 | 0.06608 |  | 1646.4397 | 0.98652
[45 empty] | 1646.5814 | 0.06567 |  | 1646.5725 | 0.98654
[45 empty] | 1646.7142 | 0.06526 |  | 1646.7053 | 0.98662
[45 empty] | 1646.8471 | 0.06485 |  | 1646.8383 | 0.98678
[45 empty] | 1646.98 | 0.06445 |  | 1646.9711 | 0.98704
[45 empty] | 1647.1128 | 0.06405 |  | 1647.104 | 0.98739
[45 empty] | 1647.2457 | 0.06365 |  | 1647.2369 | 0.98782
[45 empty] | 1647.3787 | 0.06326 |  | 1647.3699 | 0.98828
[45 empty] | 1647.5116 | 0.06287 |  | 1647.5028 | 0.98874
[45 empty] | 1647.6446 | 0.06248 |  | 1647.6357 | 0.98916
[45 empty] | 1647.7776 | 0.06209 |  | 1647.7688 | 0.98951
[45 empty] | 1647.9106 | 0.06171 |  | 1647.9017 | 0.98974
[45 empty] | 1648.0437 | 0.06133 |  | 1648.0348 | 0.98985
[45 empty] | 1648.1768 | 0.06095 |  | 1648.1679 | 0.98985
[45 empty] | 1648.3098 | 0.06057 |  | 1648.301 | 0.98974
[45 empty] | 1648.443 | 0.0602 |  | 1648.4341 | 0.98957
[45 empty] | 1648.576 | 0.05982 |  | 1648.5673 | 0.98937
[45 empty] | 1648.7092 | 0.05945 |  | 1648.7004 | 0.98918
[45 empty] | 1648.8424 | 0.05909 |  | 1648.8336 | 0.98905
[45 empty] | 1648.9756 | 0.05872 |  | 1648.9668 | 0.98898
[45 empty] | 1649.1089 | 0.05835 |  | 1649.1 | 0.98898
[45 empty] | 1649.2421 | 0.05799 |  | 1649.2333 | 0.98907
[45 empty] | 1649.3754 | 0.05763 |  | 1649.3665 | 0.98922
[45 empty] | 1649.5087 | 0.05727 |  | 1649.4998 | 0.98942
[45 empty] | 1649.642 | 0.05691 |  | 1649.6331 | 0.98965
[45 empty] | 1649.7753 | 0.05655 |  | 1649.7664 | 0.98992
[45 empty] | 1649.9086 | 0.0562 |  | 1649.8998 | 0.99023
[45 empty] | 1650.042 | 0.05584 |  | 1650.0331 | 0.99058
[45 empty] | 1650.1754 | 0.05549 |  | 1650.1665 | 0.99097
[45 empty] | 1650.3087 | 0.05514 |  | 1650.2999 | 0.99141
[45 empty] | 1650.4423 | 0.05479 |  | 1650.4334 | 0.99187
[45 empty] | 1650.5757 | 0.05444 |  | 1650.5668 | 0.99236
[45 empty] | 1650.7091 | 0.0541 |  | 1650.7003 | 0.99283
[45 empty] | 1650.8427 | 0.05375 |  | 1650.8337 | 0.99327
[45 empty] | 1650.9762 | 0.05341 |  | 1650.9673 | 0.99366
[45 empty] | 1651.1097 | 0.05306 |  | 1651.1008 | 0.99398
[45 empty] | 1651.2433 | 0.05272 |  | 1651.2344 | 0.99422
[45 empty] | 1651.3768 | 0.05238 |  | 1651.3679 | 0.99442
[45 empty] | 1651.5105 | 0.05204 |  | 1651.5016 | 0.99458
[45 empty] | 1651.644 | 0.05171 |  | 1651.6353 | 0.99473
[45 empty] | 1651.7777 | 0.05137 |  | 1651.7688 | 0.99491
[45 empty] | 1651.9114 | 0.05104 |  | 1651.9026 | 0.99515
[45 empty] | 1652.045 | 0.0507 |  | 1652.0363 | 0.99548
[45 empty] | 1652.1788 | 0.05037 |  | 1652.1699 | 0.9959
[45 empty] | 1652.3125 | 0.05004 |  | 1652.3037 | 0.99642
[45 empty] | 1652.4463 | 0.04972 |  | 1652.4374 | 0.99703
[45 empty] | 1652.5801 | 0.04939 |  | 1652.5712 | 0.99768
[45 empty] | 1652.7139 | 0.04906 |  | 1652.705 | 0.99835
[45 empty] | 1652.8477 | 0.04874 |  | 1652.8389 | 0.99898
[45 empty] | 1652.9816 | 0.04842 |  | 1652.9727 | 0.9995
[45 empty] | 1653.1155 | 0.0481 |  | 1653.1066 | 0.99986
[45 empty] | 1653.2493 | 0.04778 |  | 1653.2405 | 1
[45 empty] | 1653.3832 | 0.04746 |  | 1653.3744 | 0.99989
[45 empty] | 1653.5171 | 0.04714 |  | 1653.5083 | 0.99952
[45 empty] | 1653.6511 | 0.04682 |  | 1653.6422 | 0.99891
[45 empty] | 1653.785 | 0.04651 |  | 1653.7762 | 0.9981
[45 empty] | 1653.9191 | 0.0462 |  | 1653.9102 | 0.99716
[45 empty] | 1654.0531 | 0.04588 |  | 1654.0442 | 0.99616
[45 empty] | 1654.1871 | 0.04557 |  | 1654.1782 | 0.99518
[45 empty] | 1654.3212 | 0.04526 |  | 1654.3123 | 0.99426
[45 empty] | 1654.4553 | 0.04495 |  | 1654.4464 | 0.99345
[45 empty] | 1654.5894 | 0.04464 |  | 1654.5804 | 0.99276
[45 empty] | 1654.7235 | 0.04433 |  | 1654.7146 | 0.99219
[45 empty] | 1654.8577 | 0.04403 |  | 1654.8488 | 0.99172
[45 empty] | 1654.9918 | 0.04372 |  | 1654.9829 | 0.99133
[45 empty] | 1655.126 | 0.04341 |  | 1655.1172 | 0.99099
[45 empty] | 1655.2603 | 0.04311 |  | 1655.2513 | 0.99066
[45 empty] | 1655.3944 | 0.0428 |  | 1655.3856 | 0.99032
[45 empty] | 1655.5287 | 0.0425 |  | 1655.5199 | 0.98993
[45 empty] | 1655.663 | 0.04219 |  | 1655.6542 | 0.98947
[45 empty] | 1655.7974 | 0.04189 |  | 1655.7885 | 0.98893
[45 empty] | 1655.9316 | 0.04159 |  | 1655.9227 | 0.98832
[45 empty] | 1656.0659 | 0.04128 |  | 1656.0571 | 0.98766
[45 empty] | 1656.2003 | 0.04098 |  | 1656.1914 | 0.98698
[45 empty] | 1656.3347 | 0.04068 |  | 1656.3258 | 0.9863
[45 empty] | 1656.4691 | 0.04038 |  | 1656.4602 | 0.98564
[45 empty] | 1656.6035 | 0.04008 |  | 1656.5947 | 0.98503
[45 empty] | 1656.738 | 0.03977 |  | 1656.7291 | 0.98448
[45 empty] | 1656.8726 | 0.03947 |  | 1656.8637 | 0.98397
[45 empty] | 1657.007 | 0.03918 |  | 1656.998 | 0.98352
[45 empty] | 1657.1415 | 0.03888 |  | 1657.1326 | 0.98311
[45 empty] | 1657.276 | 0.03858 |  | 1657.2672 | 0.98272
[45 empty] | 1657.4106 | 0.03828 |  | 1657.4017 | 0.98233
[45 empty] | 1657.5452 | 0.03798 |  | 1657.5363 | 0.98193
[45 empty] | 1657.6798 | 0.03769 |  | 1657.6709 | 0.98148
[45 empty] | 1657.8145 | 0.03739 |  | 1657.8055 | 0.98094
[45 empty] | 1657.9491 | 0.0371 |  | 1657.9402 | 0.98032
[45 empty] | 1658.0837 | 0.03681 |  | 1658.0748 | 0.97959
[45 empty] | 1658.2185 | 0.03651 |  | 1658.2096 | 0.97879
[45 empty] | 1658.3531 | 0.03622 |  | 1658.3442 | 0.97796
[45 empty] | 1658.4879 | 0.03593 |  | 1658.479 | 0.97714
[45 empty] | 1658.6227 | 0.03565 |  | 1658.6138 | 0.97639
[45 empty] | 1658.7575 | 0.03536 |  | 1658.7485 | 0.97575
[45 empty] | 1658.8922 | 0.03508 |  | 1658.8833 | 0.97523
[45 empty] | 1659.0271 | 0.03479 |  | 1659.0182 | 0.97483
[45 empty] | 1659.1619 | 0.03451 |  | 1659.1531 | 0.97452
[45 empty] | 1659.2967 | 0.03424 |  | 1659.2878 | 0.97426
[45 empty] | 1659.4316 | 0.03396 |  | 1659.4227 | 0.974
[45 empty] | 1659.5666 | 0.03369 |  | 1659.5577 | 0.97369
[45 empty] | 1659.7015 | 0.03342 |  | 1659.6926 | 0.97331
[45 empty] | 1659.8365 | 0.03315 |  | 1659.8276 | 0.97283
[45 empty] | 1659.9714 | 0.03288 |  | 1659.9625 | 0.97224
[45 empty] | 1660.1064 | 0.03262 |  | 1660.0975 | 0.97157
[45 empty] | 1660.2415 | 0.03236 |  | 1660.2325 | 0.97083
[45 empty] | 1660.3766 | 0.0321 |  | 1660.3677 | 0.97005
[45 empty] | 1660.5116 | 0.03185 |  | 1660.5027 | 0.96927
[45 empty] | 1660.6467 | 0.0316 |  | 1660.6378 | 0.9685
[45 empty] | 1660.7819 | 0.03135 |  | 1660.773 | 0.96773
[45 empty] | 1660.917 | 0.03111 |  | 1660.9081 | 0.96694
[45 empty] | 1661.0521 | 0.03087 |  | 1661.0432 | 0.9661
[45 empty] | 1661.1873 | 0.03063 |  | 1661.1783 | 0.96517
[45 empty] | 1661.3225 | 0.0304 |  | 1661.3136 | 0.96413
[45 empty] | 1661.4576 | 0.03017 |  | 1661.4487 | 0.96297
[45 empty] | 1661.5929 | 0.02994 |  | 1661.584 | 0.9617
[45 empty] | 1661.7281 | 0.02972 |  | 1661.7192 | 0.96039
[45 empty] | 1661.8635 | 0.0295 |  | 1661.8546 | 0.95909
[45 empty] | 1661.9988 | 0.02929 |  | 1661.9899 | 0.95787
[45 empty] | 1662.1342 | 0.02908 |  | 1662.1252 | 0.9568
[45 empty] | 1662.2695 | 0.02887 |  | 1662.2606 | 0.95591
[45 empty] | 1662.4049 | 0.02867 |  | 1662.396 | 0.95521
[45 empty] | 1662.5403 | 0.02847 |  | 1662.5314 | 0.95468
[45 empty] | 1662.6757 | 0.02827 |  | 1662.6668 | 0.9543
[45 empty] | 1662.8112 | 0.02807 |  | 1662.8022 | 0.95402
[45 empty] | 1662.9465 | 0.02788 |  | 1662.9376 | 0.95381
[45 empty] | 1663.082 | 0.02769 |  | 1663.0731 | 0.95364
[45 empty] | 1663.2175 | 0.0275 |  | 1663.2086 | 0.95348
[45 empty] | 1663.3531 | 0.02732 |  | 1663.3441 | 0.95332
[45 empty] | 1663.4887 | 0.02714 |  | 1663.4797 | 0.95316
[45 empty] | 1663.6243 | 0.02696 |  | 1663.6154 | 0.95299
[45 empty] | 1663.7598 | 0.02678 |  | 1663.7508 | 0.95282
[45 empty] | 1663.8954 | 0.0266 |  | 1663.8865 | 0.95266
[45 empty] | 1664.0311 | 0.02642 |  | 1664.0221 | 0.9525
[45 empty] | 1664.1668 | 0.02625 |  | 1664.1578 | 0.95235
[45 empty] | 1664.3024 | 0.02608 |  | 1664.2935 | 0.95219
[45 empty] | 1664.4381 | 0.0259 |  | 1664.4292 | 0.952
[45 empty] | 1664.5738 | 0.02573 |  | 1664.5649 | 0.95175
[45 empty] | 1664.7096 | 0.02556 |  | 1664.7007 | 0.95142
[45 empty] | 1664.8453 | 0.02539 |  | 1664.8364 | 0.95096
[45 empty] | 1664.9812 | 0.02522 |  | 1664.9723 | 0.95035
[45 empty] | 1665.1169 | 0.02505 |  | 1665.108 | 0.94957
[45 empty] | 1665.2528 | 0.02488 |  | 1665.2439 | 0.94864
[45 empty] | 1665.3887 | 0.02471 |  | 1665.3798 | 0.9476
[45 empty] | 1665.5245 | 0.02454 |  | 1665.5156 | 0.94649
[45 empty] | 1665.6605 | 0.02436 |  | 1665.6515 | 0.94538
[45 empty] | 1665.7964 | 0.02419 |  | 1665.7875 | 0.94433
[45 empty] | 1665.9324 | 0.02402 |  | 1665.9235 | 0.94341
[45 empty] | 1666.0684 | 0.02385 |  | 1666.0594 | 0.94263
[45 empty] | 1666.2043 | 0.02368 |  | 1666.1954 | 0.942
[45 empty] | 1666.3403 | 0.0235 |  | 1666.3314 | 0.94152
[45 empty] | 1666.4764 | 0.02333 |  | 1666.4674 | 0.94113
[45 empty] | 1666.6124 | 0.02316 |  | 1666.6035 | 0.94079
[45 empty] | 1666.7485 | 0.02298 |  | 1666.7396 | 0.94048
[45 empty] | 1666.8846 | 0.02281 |  | 1666.8757 | 0.94015
[45 empty] | 1667.0207 | 0.02264 |  | 1667.0118 | 0.93978
[45 empty] | 1667.1569 | 0.02246 |  | 1667.148 | 0.93937
[45 empty] | 1667.2931 | 0.02229 |  | 1667.2842 | 0.93893
[45 empty] | 1667.4293 | 0.02211 |  | 1667.4203 | 0.93844
[45 empty] | 1667.5656 | 0.02193 |  | 1667.5565 | 0.93793
[45 empty] | 1667.7018 | 0.02176 |  | 1667.6927 | 0.93741
[45 empty] | 1667.838 | 0.02158 |  | 1667.8291 | 0.93688
[45 empty] | 1667.9742 | 0.02141 |  | 1667.9653 | 0.93637
[45 empty] | 1668.1106 | 0.02123 |  | 1668.1017 | 0.93588
[45 empty] | 1668.2469 | 0.02106 |  | 1668.2379 | 0.93541
[45 empty] | 1668.3833 | 0.02088 |  | 1668.3743 | 0.93498
[45 empty] | 1668.5196 | 0.02071 |  | 1668.5107 | 0.93457
[45 empty] | 1668.656 | 0.02054 |  | 1668.6471 | 0.93419
[45 empty] | 1668.7925 | 0.02036 |  | 1668.7834 | 0.93382
[45 empty] | 1668.9288 | 0.02019 |  | 1668.9199 | 0.93344
[45 empty] | 1669.0653 | 0.02002 |  | 1669.0564 | 0.93303
[45 empty] | 1669.2018 | 0.01984 |  | 1669.1929 | 0.93256
[45 empty] | 1669.3384 | 0.01967 |  | 1669.3293 | 0.93202
[45 empty] | 1669.4749 | 0.0195 |  | 1669.4659 | 0.93139
[45 empty] | 1669.6115 | 0.01933 |  | 1669.6024 | 0.93065
[45 empty] | 1669.748 | 0.01917 |  | 1669.739 | 0.92982
[45 empty] | 1669.8846 | 0.019 |  | 1669.8756 | 0.92891
[45 empty] | 1670.0212 | 0.01883 |  | 1670.0122 | 0.92793
[45 empty] | 1670.1578 | 0.01867 |  | 1670.1489 | 0.9269
[45 empty] | 1670.2946 | 0.0185 |  | 1670.2855 | 0.92585
[45 empty] | 1670.4311 | 0.01834 |  | 1670.4222 | 0.92479
[45 empty] | 1670.5679 | 0.01818 |  | 1670.559 | 0.92375
[45 empty] | 1670.7046 | 0.01802 |  | 1670.6957 | 0.92273
[45 empty] | 1670.8414 | 0.01786 |  | 1670.8324 | 0.92174
[45 empty] | 1670.9781 | 0.0177 |  | 1670.9692 | 0.92079
[45 empty] | 1671.115 | 0.01754 |  | 1671.106 | 0.91987
[45 empty] | 1671.2518 | 0.01738 |  | 1671.2428 | 0.91897
[45 empty] | 1671.3887 | 0.01723 |  | 1671.3796 | 0.91806
[45 empty] | 1671.5255 | 0.01708 |  | 1671.5165 | 0.91713
[45 empty] | 1671.6624 | 0.01693 |  | 1671.6534 | 0.91614
[45 empty] | 1671.7993 | 0.01678 |  | 1671.7903 | 0.91511
[45 empty] | 1671.9362 | 0.01663 |  | 1671.9272 | 0.91404
[45 empty] | 1672.0731 | 0.01648 |  | 1672.0642 | 0.91299
[45 empty] | 1672.2101 | 0.01633 |  | 1672.2012 | 0.91201
[45 empty] | 1672.3472 | 0.01619 |  | 1672.3381 | 0.91117
[45 empty] | 1672.4841 | 0.01605 |  | 1672.4752 | 0.91052
[45 empty] | 1672.6212 | 0.01591 |  | 1672.6123 | 0.91008
[45 empty] | 1672.7583 | 0.01576 |  | 1672.7493 | 0.90983
[45 empty] | 1672.8954 | 0.01563 |  | 1672.8863 | 0.90971
[45 empty] | 1673.0325 | 0.01549 |  | 1673.0236 | 0.90964
[45 empty] | 1673.1696 | 0.01535 |  | 1673.1606 | 0.90953
[45 empty] | 1673.3068 | 0.01522 |  | 1673.2978 | 0.9093
[45 empty] | 1673.444 | 0.01508 |  | 1673.4349 | 0.9089
[45 empty] | 1673.5812 | 0.01495 |  | 1673.5721 | 0.90833
[45 empty] | 1673.7184 | 0.01482 |  | 1673.7094 | 0.9076
[45 empty] | 1673.8556 | 0.01468 |  | 1673.8467 | 0.90676
[45 empty] | 1673.9929 | 0.01455 |  | 1673.9839 | 0.90587
[45 empty] | 1674.1301 | 0.01442 |  | 1674.1212 | 0.90496
[45 empty] | 1674.2675 | 0.01429 |  | 1674.2585 | 0.90407
[45 empty] | 1674.4048 | 0.01416 |  | 1674.3959 | 0.90321
[45 empty] | 1674.5422 | 0.01403 |  | 1674.5332 | 0.90238
[45 empty] | 1674.6796 | 0.01391 |  | 1674.6705 | 0.90155
[45 empty] | 1674.817 | 0.01378 |  | 1674.808 | 0.9007
[45 empty] | 1674.9543 | 0.01365 |  | 1674.9454 | 0.89978
[45 empty] | 1675.0918 | 0.01352 |  | 1675.0829 | 0.89877
[45 empty] | 1675.2294 | 0.01339 |  | 1675.2203 | 0.89764
[45 empty] | 1675.3668 | 0.01326 |  | 1675.3578 | 0.89639
[45 empty] | 1675.5043 | 0.01312 |  | 1675.4954 | 0.89502
[45 empty] | 1675.6418 | 0.01299 |  | 1675.6329 | 0.89355
[45 empty] | 1675.7794 | 0.01286 |  | 1675.7705 | 0.89201
[45 empty] | 1675.917 | 0.01272 |  | 1675.9081 | 0.8904
[45 empty] | 1676.0546 | 0.01259 |  | 1676.0457 | 0.88874
[45 empty] | 1676.1923 | 0.01245 |  | 1676.1832 | 0.88705
[45 empty] | 1676.33 | 0.01231 |  | 1676.3209 | 0.88533
[45 empty] | 1676.4675 | 0.01217 |  | 1676.4586 | 0.88358
[45 empty] | 1676.6052 | 0.01203 |  | 1676.5963 | 0.88182
[45 empty] | 1676.743 | 0.01189 |  | 1676.734 | 0.88007
[45 empty] | 1676.8807 | 0.01174 |  | 1676.8717 | 0.87837
[45 empty] | 1677.0186 | 0.0116 |  | 1677.0095 | 0.87673
[45 empty] | 1677.1562 | 0.01145 |  | 1677.1473 | 0.87518
[45 empty] | 1677.2941 | 0.0113 |  | 1677.2852 | 0.87372
[45 empty] | 1677.4319 | 0.01115 |  | 1677.423 | 0.87232
[45 empty] | 1677.5698 | 0.011 |  | 1677.5608 | 0.87098
[45 empty] | 1677.7076 | 0.01084 |  | 1677.6987 | 0.86966
[45 empty] | 1677.8456 | 0.01069 |  | 1677.8365 | 0.86836
[45 empty] | 1677.9835 | 0.01053 |  | 1677.9745 | 0.86707
[45 empty] | 1678.1215 | 0.01037 |  | 1678.1124 | 0.86578
[45 empty] | 1678.2594 | 0.01021 |  | 1678.2504 | 0.8645
[45 empty] | 1678.3973 | 0.01005 |  | 1678.3884 | 0.86323
[45 empty] | 1678.5354 | 0.00989 |  | 1678.5265 | 0.86198
[45 empty] | 1678.6735 | 0.00973 |  | 1678.6644 | 0.86072
[45 empty] | 1678.8115 | 0.00957 |  | 1678.8025 | 0.85943
[45 empty] | 1678.9496 | 0.00941 |  | 1678.9406 | 0.85807
[45 empty] | 1679.0876 | 0.00924 |  | 1679.0787 | 0.85661
[45 empty] | 1679.2258 | 0.00908 |  | 1679.2168 | 0.855
[45 empty] | 1679.364 | 0.00892 |  | 1679.355 | 0.85324
[45 empty] | 1679.5022 | 0.00875 |  | 1679.4932 | 0.8513
[45 empty] | 1679.6404 | 0.00859 |  | 1679.6314 | 0.84919
[45 empty] | 1679.7786 | 0.00842 |  | 1679.7695 | 0.84694
[45 empty] | 1679.9169 | 0.00826 |  | 1679.9078 | 0.84457
[45 empty] | 1680.055 | 0.0081 |  | 1680.0461 | 0.84211
[45 empty] | 1680.1934 | 0.00794 |  | 1680.1843 | 0.83959
[45 empty] | 1680.3317 | 0.00778 |  | 1680.3226 | 0.83703
[45 empty] | 1680.47 | 0.00762 |  | 1680.4611 | 0.83445
[45 empty] | 1680.6084 | 0.00746 |  | 1680.5994 | 0.83188
[45 empty] | 1680.7467 | 0.0073 |  | 1680.7378 | 0.8293
[45 empty] | 1680.8851 | 0.00714 |  | 1680.8761 | 0.82671
[45 empty] | 1681.0236 | 0.00699 |  | 1681.0145 | 0.8241
[45 empty] | 1681.162 | 0.00683 |  | 1681.1531 | 0.82144
[45 empty] | 1681.3005 | 0.00668 |  | 1681.2915 | 0.8187
[45 empty] | 1681.439 | 0.00653 |  | 1681.4299 | 0.81584
[45 empty] | 1681.5775 | 0.00638 |  | 1681.5685 | 0.81287
[45 empty] | 1681.7161 | 0.00623 |  | 1681.707 | 0.80976
[45 empty] | 1681.8546 | 0.00608 |  | 1681.8456 | 0.80654
[45 empty] | 1681.9932 | 0.00593 |  | 1681.9841 | 0.80323
[45 empty] | 1682.1318 | 0.00579 |  | 1682.1228 | 0.79984
[45 empty] | 1682.2704 | 0.00564 |  | 1682.2613 | 0.79642
[45 empty] | 1682.4091 | 0.0055 |  | 1682.4 | 0.793
[45 empty] | 1682.5477 | 0.00536 |  | 1682.5387 | 0.7896
[45 empty] | 1682.6864 | 0.00522 |  | 1682.6775 | 0.78622
[45 empty] | 1682.8252 | 0.00508 |  | 1682.8162 | 0.78286
[45 empty] | 1682.9639 | 0.00494 |  | 1682.955 | 0.77948
[45 empty] | 1683.1027 | 0.0048 |  | 1683.0936 | 0.77603
[45 empty] | 1683.2415 | 0.00466 |  | 1683.2324 | 0.77246
[45 empty] | 1683.3802 | 0.00452 |  | 1683.3712 | 0.76873
[45 empty] | 1683.5192 | 0.00439 |  | 1683.5101 | 0.76482
[45 empty] | 1683.658 | 0.00426 |  | 1683.6489 | 0.76074
[45 empty] | 1683.7969 | 0.00412 |  | 1683.7878 | 0.75654
[45 empty] | 1683.9358 | 0.00399 |  | 1683.9268 | 0.75226
[45 empty] | 1684.0747 | 0.00386 |  | 1684.0657 | 0.74795
[45 empty] | 1684.2136 | 0.00373 |  | 1684.2046 | 0.74365
[45 empty] | 1684.3527 | 0.0036 |  | 1684.3436 | 0.73937
[45 empty] | 1684.4916 | 0.00347 |  | 1684.4825 | 0.7351
[45 empty] | 1684.6306 | 0.00334 |  | 1684.6216 | 0.73079
[45 empty] | 1684.7696 | 0.00321 |  | 1684.7606 | 0.72641
[45 empty] | 1684.9087 | 0.00308 |  | 1684.8997 | 0.72192
[45 empty] | 1685.0478 | 0.00296 |  | 1685.0388 | 0.71729
[45 empty] | 1685.1869 | 0.00283 |  | 1685.1779 | 0.71251
[45 empty] | 1685.326 | 0.00271 |  | 1685.317 | 0.70759
[45 empty] | 1685.4652 | 0.00258 |  | 1685.4562 | 0.70254
[45 empty] | 1685.6044 | 0.00246 |  | 1685.5953 | 0.6974
[45 empty] | 1685.7436 | 0.00234 |  | 1685.7346 | 0.69219
[45 empty] | 1685.8828 | 0.00222 |  | 1685.8738 | 0.68695
[45 empty] | 1686.0221 | 0.0021 |  | 1686.0131 | 0.6817
[45 empty] | 1686.1614 | 0.00198 |  | 1686.1523 | 0.67646
[45 empty] | 1686.3007 | 0.00186 |  | 1686.2916 | 0.67124
[45 empty] | 1686.4399 | 0.00175 |  | 1686.4309 | 0.66603
[45 empty] | 1686.5793 | 0.00163 |  | 1686.5703 | 0.66082
[45 empty] | 1686.7186 | 0.00152 |  | 1686.7096 | 0.6556
[45 empty] | 1686.858 | 0.00141 |  | 1686.849 | 0.65035
[45 empty] | 1686.9974 | 0.0013 |  | 1686.9884 | 0.64507
[45 empty] | 1687.1368 | 0.00119 |  | 1687.1278 | 0.63973
[45 empty] | 1687.2764 | 0.00108 |  | 1687.2673 | 0.63435
[45 empty] | 1687.4158 | 0.00097576 |  | 1687.4067 | 0.62893
[45 empty] | 1687.5553 | 0.00087148 |  | 1687.5463 | 0.6235
[45 empty] | 1687.6948 | 0.00076892 |  | 1687.6858 | 0.61809
[45 empty] | 1687.8344 | 0.00066813 |  | 1687.8253 | 0.61272
[45 empty] | 1687.974 | 0.00056918 |  | 1687.965 | 0.60743
[45 empty] | 1688.1135 | 0.00047214 |  | 1688.1045 | 0.60224
[45 empty] | 1688.2532 | 0.00037708 |  | 1688.2441 | 0.59718
[45 empty] | 1688.3928 | 0.00028406 |  | 1688.3838 | 0.59226
[45 empty] | 1688.5325 | 0.00019315 |  | 1688.5234 | 0.58748
[45 empty] | 1688.6721 | 0.00010442 |  | 1688.6631 | 0.58283
[45 empty] | 1688.8119 | 1.7939e-05 |  | 1688.8029 | 0.57832
[45 empty] | 1688.9517 | -6.6218e-05 |  | 1688.9426 | 0.57393
[45 empty] | 1689.0913 | -0.00014798 |  | 1689.0823 | 0.56967
[45 empty] | 1689.2312 | -0.00022728 |  | 1689.2222 | 0.56555
[45 empty] | 1689.371 | -0.00030406 |  | 1689.3619 | 0.5616
[45 empty] | 1689.5107 | -0.00037823 |  | 1689.5017 | 0.55786
[45 empty] | 1689.6506 | -0.00044975 |  | 1689.6416 | 0.55436
[45 empty] | 1689.7905 | -0.00051855 |  | 1689.7815 | 0.55115
[45 empty] | 1689.9304 | -0.00058457 |  | 1689.9214 | 0.54823
[45 empty] | 1690.0703 | -0.00064777 |  | 1690.0613 | 0.54561
[45 empty] | 1690.2102 | -0.0007081 |  | 1690.2012 | 0.5433
[45 empty] | 1690.3502 | -0.00076553 |  | 1690.3412 | 0.54127
[45 empty] | 1690.4902 | -0.00082002 |  | 1690.4812 | 0.53951
[45 empty] | 1690.6302 | -0.00087156 |  | 1690.6212 | 0.538
[45 empty] | 1690.7703 | -0.00092013 |  | 1690.7612 | 0.53674
[45 empty] | 1690.9103 | -0.00096574 |  | 1690.9012 | 0.53573
[45 empty] | 1691.0504 | -0.00101 |  | 1691.0414 | 0.53497
[45 empty] | 1691.1904 | -0.00105 |  | 1691.1814 | 0.53444
[45 empty] | 1691.3306 | -0.00108 |  | 1691.3215 | 0.53414
[45 empty] | 1691.4707 | -0.00112 |  | 1691.4617 | 0.53406
[45 empty] | 1691.611 | -0.00115 |  | 1691.6019 | 0.5342
[45 empty] | 1691.7511 | -0.00118 |  | 1691.7421 | 0.53453
[45 empty] | 1691.8914 | -0.0012 |  | 1691.8823 | 0.53506
[45 empty] | 1692.0316 | -0.00123 |  | 1692.0226 | 0.53577
[45 empty] | 1692.1719 | -0.00125 |  | 1692.1628 | 0.53664
[45 empty] | 1692.3121 | -0.00127 |  | 1692.3031 | 0.53763
[45 empty] | 1692.4525 | -0.00128 |  | 1692.4434 | 0.53874
[45 empty] | 1692.5928 | -0.0013 |  | 1692.5837 | 0.53991
[45 empty] | 1692.7332 | -0.00131 |  | 1692.7241 | 0.54113
[45 empty] | 1692.8735 | -0.00132 |  | 1692.8645 | 0.54235
[45 empty] | 1693.0139 | -0.00133 |  | 1693.0049 | 0.54357
[45 empty] | 1693.1544 | -0.00134 |  | 1693.1454 | 0.54476
[45 empty] | 1693.2948 | -0.00135 |  | 1693.2858 | 0.54592
[45 empty] | 1693.4353 | -0.00135 |  | 1693.4263 | 0.54705
[45 empty] | 1693.5758 | -0.00136 |  | 1693.5668 | 0.54814
[45 empty] | 1693.7163 | -0.00136 |  | 1693.7073 | 0.54919
[45 empty] | 1693.8569 | -0.00136 |  | 1693.8478 | 0.55018
[45 empty] | 1693.9974 | -0.00137 |  | 1693.9884 | 0.5511
[45 empty] | 1694.1381 | -0.00137 |  | 1694.129 | 0.55194
[45 empty] | 1694.2787 | -0.00137 |  | 1694.2696 | 0.55269
[45 empty] | 1694.4193 | -0.00138 |  | 1694.4103 | 0.55336
[45 empty] | 1694.5599 | -0.00138 |  | 1694.5509 | 0.55394
[45 empty] | 1694.7007 | -0.00139 |  | 1694.6915 | 0.55443
[45 empty] | 1694.8413 | -0.00139 |  | 1694.8323 | 0.55481
[45 empty] | 1694.9821 | -0.0014 |  | 1694.973 | 0.55505
[45 empty] | 1695.1228 | -0.00141 |  | 1695.1138 | 0.55513
[45 empty] | 1695.2637 | -0.00141 |  | 1695.2545 | 0.555
[45 empty] | 1695.4044 | -0.00142 |  | 1695.3954 | 0.55464
[45 empty] | 1695.5453 | -0.00143 |  | 1695.5361 | 0.55407
[45 empty] | 1695.686 | -0.00145 |  | 1695.677 | 0.55329
[45 empty] | 1695.8269 | -0.00146 |  | 1695.8179 | 0.55235
[45 empty] | 1695.9679 | -0.00148 |  | 1695.9587 | 0.55126
[45 empty] | 1696.1088 | -0.00149 |  | 1696.0997 | 0.55008
[45 empty] | 1696.2498 | -0.00151 |  | 1696.2406 | 0.54881
[45 empty] | 1696.3908 | -0.00153 |  | 1696.3816 | 0.54746
[45 empty] | 1696.5317 | -0.00155 |  | 1696.5226 | 0.54602
[45 empty] | 1696.6727 | -0.00158 |  | 1696.6636 | 0.54448
[45 empty] | 1696.8137 | -0.0016 |  | 1696.8047 | 0.54283
[45 empty] | 1696.9548 | -0.00163 |  | 1696.9457 | 0.54105
[45 empty] | 1697.0958 | -0.00166 |  | 1697.0868 | 0.53914
[45 empty] | 1697.2369 | -0.00169 |  | 1697.2279 | 0.53709
[45 empty] | 1697.3781 | -0.00172 |  | 1697.369 | 0.53493
[45 empty] | 1697.5193 | -0.00175 |  | 1697.5103 | 0.53264
[45 empty] | 1697.6604 | -0.00178 |  | 1697.6514 | 0.53024
[45 empty] | 1697.8016 | -0.00182 |  | 1697.7926 | 0.52773
[45 empty] | 1697.9429 | -0.00186 |  | 1697.9338 | 0.52512
[45 empty] | 1698.0841 | -0.00189 |  | 1698.0751 | 0.52241
[45 empty] | 1698.2253 | -0.00193 |  | 1698.2163 | 0.51962
[45 empty] | 1698.3667 | -0.00197 |  | 1698.3577 | 0.51678
[45 empty] | 1698.5081 | -0.00201 |  | 1698.4989 | 0.51388
[45 empty] | 1698.6493 | -0.00206 |  | 1698.6403 | 0.51096
[45 empty] | 1698.7906 | -0.0021 |  | 1698.7816 | 0.508
[45 empty] | 1698.9321 | -0.00214 |  | 1698.923 | 0.50501
[45 empty] | 1699.0735 | -0.00218 |  | 1699.0645 | 0.50196
[45 empty] | 1699.215 | -0.00223 |  | 1699.2059 | 0.49882
[45 empty] | 1699.3564 | -0.00227 |  | 1699.3473 | 0.49557
[45 empty] | 1699.4979 | -0.00231 |  | 1699.4888 | 0.49218
[45 empty] | 1699.6394 | -0.00235 |  | 1699.6304 | 0.48864
[45 empty] | 1699.7809 | -0.0024 |  | 1699.7719 | 0.48496
[45 empty] | 1699.9225 | -0.00244 |  | 1699.9135 | 0.48118
[45 empty] | 1700.0641 | -0.00248 |  | 1700.0549 | 0.47733
[45 empty] | 1700.2057 | -0.00252 |  | 1700.1965 | 0.47348
[45 empty] | 1700.3473 | -0.00256 |  | 1700.3383 | 0.46965
[45 empty] | 1700.4889 | -0.0026 |  | 1700.4799 | 0.4659
[45 empty] | 1700.6306 | -0.00264 |  | 1700.6216 | 0.46224
[45 empty] | 1700.7723 | -0.00268 |  | 1700.7632 | 0.45866
[45 empty] | 1700.9141 | -0.00271 |  | 1700.9049 | 0.45514
[45 empty] | 1701.0558 | -0.00275 |  | 1701.0466 | 0.45169
[45 empty] | 1701.1975 | -0.00278 |  | 1701.1885 | 0.44827
[45 empty] | 1701.3394 | -0.00281 |  | 1701.3302 | 0.44489
[45 empty] | 1701.4811 | -0.00284 |  | 1701.4721 | 0.44156
[45 empty] | 1701.6229 | -0.00287 |  | 1701.6139 | 0.43831
[45 empty] | 1701.7649 | -0.0029 |  | 1701.7557 | 0.43515
[45 empty] | 1701.9067 | -0.00293 |  | 1701.8976 | 0.43214
[45 empty] | 1702.0486 | -0.00295 |  | 1702.0395 | 0.42929
[45 empty] | 1702.1906 | -0.00297 |  | 1702.1815 | 0.42665
[45 empty] | 1702.3325 | -0.00299 |  | 1702.3234 | 0.42425
[45 empty] | 1702.4745 | -0.00301 |  | 1702.4654 | 0.42211
[45 empty] | 1702.6165 | -0.00303 |  | 1702.6074 | 0.42025
[45 empty] | 1702.7585 | -0.00305 |  | 1702.7494 | 0.41867
[45 empty] | 1702.9005 | -0.00306 |  | 1702.8915 | 0.41736
[45 empty] | 1703.0426 | -0.00308 |  | 1703.0336 | 0.41631
[45 empty] | 1703.1847 | -0.00309 |  | 1703.1757 | 0.41548
[45 empty] | 1703.3269 | -0.0031 |  | 1703.3177 | 0.41484
[45 empty] | 1703.469 | -0.00311 |  | 1703.46 | 0.41435
[45 empty] | 1703.6112 | -0.00312 |  | 1703.602 | 0.41397
[45 empty] | 1703.7534 | -0.00312 |  | 1703.7443 | 0.41368
[45 empty] | 1703.8956 | -0.00313 |  | 1703.8865 | 0.41344
[45 empty] | 1704.0378 | -0.00313 |  | 1704.0287 | 0.41326
[45 empty] | 1704.18 | -0.00314 |  | 1704.171 | 0.41314
[45 empty] | 1704.3224 | -0.00314 |  | 1704.3132 | 0.41311
[45 empty] | 1704.4647 | -0.00314 |  | 1704.4556 | 0.4132
[45 empty] | 1704.6071 | -0.00314 |  | 1704.5979 | 0.41344
[45 empty] | 1704.7494 | -0.00314 |  | 1704.7402 | 0.41386
[45 empty] | 1704.8917 | -0.00314 |  | 1704.8827 | 0.41447
[45 empty] | 1705.0342 | -0.00314 |  | 1705.025 | 0.41527
[45 empty] | 1705.1766 | -0.00314 |  | 1705.1675 | 0.41623
[45 empty] | 1705.3191 | -0.00313 |  | 1705.3099 | 0.41732
[45 empty] | 1705.4615 | -0.00313 |  | 1705.4524 | 0.41847
[45 empty] | 1705.604 | -0.00313 |  | 1705.595 | 0.41963
[45 empty] | 1705.7466 | -0.00312 |  | 1705.7374 | 0.42071
[45 empty] | 1705.8892 | -0.00312 |  | 1705.88 | 0.42166
[45 empty] | 1706.0317 | -0.00311 |  | 1706.0226 | 0.42244
[45 empty] | 1706.1743 | -0.00311 |  | 1706.1652 | 0.42301
[45 empty] | 1706.3169 | -0.0031 |  | 1706.3079 | 0.42339
[45 empty] | 1706.4596 | -0.00309 |  | 1706.4504 | 0.42362
[45 empty] | 1706.6022 | -0.00309 |  | 1706.5931 | 0.42374
[45 empty] | 1706.7449 | -0.00308 |  | 1706.7358 | 0.42381
[45 empty] | 1706.8876 | -0.00308 |  | 1706.8785 | 0.4239
[45 empty] | 1707.0304 | -0.00307 |  | 1707.0212 | 0.42405
[45 empty] | 1707.1731 | -0.00307 |  | 1707.1641 | 0.42428
[45 empty] | 1707.3159 | -0.00306 |  | 1707.3068 | 0.42461
[45 empty] | 1707.4587 | -0.00306 |  | 1707.4496 | 0.42502
[45 empty] | 1707.6016 | -0.00305 |  | 1707.5924 | 0.4255
[45 empty] | 1707.7444 | -0.00305 |  | 1707.7353 | 0.42601
[45 empty] | 1707.8873 | -0.00304 |  | 1707.8782 | 0.42651
[45 empty] | 1708.0303 | -0.00304 |  | 1708.0211 | 0.42697
[45 empty] | 1708.1731 | -0.00304 |  | 1708.1641 | 0.42735
[45 empty] | 1708.3162 | -0.00304 |  | 1708.307 | 0.42764
[45 empty] | 1708.4591 | -0.00303 |  | 1708.4499 | 0.42784
[45 empty] | 1708.602 | -0.00303 |  | 1708.593 | 0.42796
[45 empty] | 1708.7451 | -0.00303 |  | 1708.736 | 0.42801
[45 empty] | 1708.8882 | -0.00303 |  | 1708.879 | 0.42801
[45 empty] | 1709.0312 | -0.00303 |  | 1709.0221 | 0.42799
[45 empty] | 1709.1743 | -0.00304 |  | 1709.1653 | 0.42795
[45 empty] | 1709.3175 | -0.00304 |  | 1709.3084 | 0.42789
[45 empty] | 1709.4606 | -0.00304 |  | 1709.4515 | 0.42781
[45 empty] | 1709.6038 | -0.00305 |  | 1709.5946 | 0.4277
[45 empty] | 1709.7469 | -0.00305 |  | 1709.7379 | 0.42756
[45 empty] | 1709.8901 | -0.00306 |  | 1709.8811 | 0.42738
[45 empty] | 1710.0334 | -0.00306 |  | 1710.0243 | 0.42717
[45 empty] | 1710.1768 | -0.00307 |  | 1710.1676 | 0.4269
[45 empty] | 1710.32 | -0.00308 |  | 1710.3109 | 0.42657
[45 empty] | 1710.4633 | -0.00309 |  | 1710.4542 | 0.42615
[45 empty] | 1710.6067 | -0.00309 |  | 1710.5975 | 0.42561
[45 empty] | 1710.75 | -0.0031 |  | 1710.7408 | 0.42491
[45 empty] | 1710.8934 | -0.00311 |  | 1710.8843 | 0.42403
[45 empty] | 1711.0369 | -0.00312 |  | 1711.0277 | 0.42296
[45 empty] | 1711.1803 | -0.00314 |  | 1711.1711 | 0.42172
[45 empty] | 1711.3237 | -0.00315 |  | 1711.3146 | 0.42034
[45 empty] | 1711.4672 | -0.00316 |  | 1711.458 | 0.41886
[45 empty] | 1711.6107 | -0.00317 |  | 1711.6016 | 0.41733
[45 empty] | 1711.7543 | 0 |  | 1711.7451 | 0.41581
[45 empty] | 1711.8978 | 0 |  | 1711.8887 | 0.41433
[45 empty] | 1712.0414 | 0 |  | 1712.0322 | 0.41294
[45 empty] | 1712.1849 | 0 |  | 1712.1758 | 0.41164
[45 empty] | 1712.3286 | 0 |  | 1712.3195 | 0.41044
[45 empty] | 1712.4723 | 0 |  | 1712.4631 | 0.40935
[45 empty] | 1712.616 | 0 |  | 1712.6068 | 0.40835
[45 empty] | 1712.7596 | 0 |  | 1712.7505 | 0.40741
[45 empty] | 1712.9033 | 0 |  | 1712.8942 | 0.40653
[45 empty] | 1713.0471 | 0 |  | 1713.038 | 0.40567
[45 empty] | 1713.1909 | 0 |  | 1713.1818 | 0.40481
[45 empty] | 1713.3347 | 0 |  | 1713.3256 | 0.40393
[45 empty] | 1713.4785 | 0 |  | 1713.4694 | 0.40301
[45 empty] | 1713.6223 | 0 |  | 1713.6132 | 0.40206
[45 empty] | 1713.7662 | 0 |  | 1713.7571 | 0.40107
[45 empty] | 1713.91 | 0 |  | 1713.901 | 0.40003
[45 empty] | 1714.054 | 0 |  | 1714.0449 | 0.39895
[45 empty] | 1714.198 | 0 |  | 1714.1888 | 0.39781
[45 empty] | 1714.3419 | 0 |  | 1714.3328 | 0.39662
[45 empty] | 1714.486 | 0 |  | 1714.4768 | 0.39537
[45 empty] | 1714.6299 | 0 |  | 1714.6207 | 0.39408
[45 empty] | 1714.7739 | 0 |  | 1714.7648 | 0.39277
[45 empty] | 1714.918 | 0 |  | 1714.9088 | 0.39147
[45 empty] | 1715.0621 | 0 |  | 1715.053 | 0.3902
[45 empty] | 1715.2062 | 0 |  | 1715.197 | 0.38901
[45 empty] | 1715.3503 | 0 |  | 1715.3412 | 0.38789
[45 empty] | 1715.4945 | 0 |  | 1715.4853 | 0.38686
[45 empty] | 1715.6387 | 0 |  | 1715.6295 | 0.38589
[45 empty] | 1715.783 | 0 |  | 1715.7738 | 0.38497
[45 empty] | 1715.9271 | 0 |  | 1715.918 | 0.38406
[45 empty] | 1716.0714 | 0 |  | 1716.0623 | 0.38313
[45 empty] | 1716.2157 | 0 |  | 1716.2065 | 0.38217
[45 empty] | 1716.36 | 0 |  | 1716.3508 | 0.38115
[45 empty] | 1716.5043 | 0 |  | 1716.4951 | 0.38009
[45 empty] | 1716.6487 | 0 |  | 1716.6395 | 0.37899
[45 empty] | 1716.7931 | 0 |  | 1716.7839 | 0.37784
[45 empty] | 1716.9374 | 0 |  | 1716.9282 | 0.37667
[45 empty] | 1717.0819 | 0 |  | 1717.0728 | 0.37548
[45 empty] | 1717.2263 | 0 |  | 1717.2172 | 0.37425
[45 empty] | 1717.3707 | 0 |  | 1717.3616 | 0.37299
[45 empty] | 1717.5153 | 0 |  | 1717.5061 | 0.3717
[45 empty] | 1717.6598 | 0 |  | 1717.6506 | 0.37036
[45 empty] | 1717.8043 | 0 |  | 1717.7952 | 0.36897
[45 empty] | 1717.949 | 0 |  | 1717.9398 | 0.36754
[45 empty] | 1718.0935 | 0 |  | 1718.0844 | 0.36607
[45 empty] | 1718.2382 | 0 |  | 1718.229 | 0.36456
[45 empty] | 1718.3828 | 0 |  | 1718.3737 | 0.36301
[45 empty] | 1718.5275 | 0 |  | 1718.5183 | 0.36141
[45 empty] | 1718.6721 | 0 |  | 1718.663 | 0.35977
[45 empty] | 1718.8169 | 0 |  | 1718.8077 | 0.35811
[45 empty] | 1718.9617 | 0 |  | 1718.9524 | 0.35642
[45 empty] | 1719.1063 | 0 |  | 1719.0972 | 0.35472
[45 empty] | 1719.2512 | 0 |  | 1719.2421 | 0.35304
[45 empty] | 1719.396 | 0 |  | 1719.3868 | 0.35139
[45 empty] | 1719.5408 | 0 |  | 1719.5316 | 0.34979
[45 empty] | 1719.6857 | 0 |  | 1719.6765 | 0.34824
[45 empty] | 1719.8306 | 0 |  | 1719.8214 | 0.34675
[45 empty] | 1719.9755 | 0 |  | 1719.9663 | 0.34534
[45 empty] | 1720.1205 | 0 |  | 1720.1112 | 0.34398
[45 empty] | 1720.2654 | 0 |  | 1720.2562 | 0.34269
[45 empty] | 1720.4104 | 0 |  | 1720.4012 | 0.34143
[45 empty] | 1720.5554 | 0 |  | 1720.5463 | 0.34019
[45 empty] | 1720.7004 | 0 |  | 1720.6913 | 0.33895
[45 empty] | 1720.8455 | 0 |  | 1720.8363 | 0.33766
[45 empty] | 1720.9906 | 0 |  | 1720.9814 | 0.3363
[45 empty] | 1721.1356 | 0 |  | 1721.1265 | 0.33487
[45 empty] | 1721.2808 | 0 |  | 1721.2716 | 0.33333
[45 empty] | 1721.426 | 0 |  | 1721.4168 | 0.33171
[45 empty] | 1721.5712 | 0 |  | 1721.562 | 0.33002
[45 empty] | 1721.7163 | 0 |  | 1721.7071 | 0.3283
[45 empty] | 1721.8616 | 0 |  | 1721.8524 | 0.32659
[45 empty] | 1722.0068 | 0 |  | 1721.9977 | 0.32492
[45 empty] | 1722.1521 | 0 |  | 1722.1429 | 0.32334
[45 empty] | 1722.2975 | 0 |  | 1722.2882 | 0.32183
[45 empty] | 1722.4427 | 0 |  | 1722.4336 | 0.3204
[45 empty] | 1722.5881 | 0 |  | 1722.579 | 0.319
[45 empty] | 1722.7335 | 0 |  | 1722.7244 | 0.31759
[45 empty] | 1722.8789 | 0 |  | 1722.8698 | 0.31612
[45 empty] | 1723.0243 | 0 |  | 1723.0151 | 0.31454
[45 empty] | 1723.1698 | 0 |  | 1723.1606 | 0.31283
[45 empty] | 1723.3153 | 0 |  | 1723.306 | 0.31098
[45 empty] | 1723.4607 | 0 |  | 1723.4515 | 0.30899
[45 empty] | 1723.6063 | 0 |  | 1723.5971 | 0.3069
[45 empty] | 1723.7518 | 0 |  | 1723.7427 | 0.30475
[45 empty] | 1723.8975 | 0 |  | 1723.8882 | 0.30259
[45 empty] | 1724.043 | 0 |  | 1724.0338 | 0.30045
[45 empty] | 1724.1886 | 0 |  | 1724.1794 | 0.29838
[45 empty] | 1724.3342 | 0 |  | 1724.3251 | 0.29641
[45 empty] | 1724.48 | 0 |  | 1724.4707 | 0.29453
[45 empty] | 1724.6256 | 0 |  | 1724.6165 | 0.29276
[45 empty] | 1724.7714 | 0 |  | 1724.7622 | 0.29107
[45 empty] | 1724.9171 | 0 |  | 1724.908 | 0.28947
[45 empty] | 1725.0629 | 0 |  | 1725.0537 | 0.28793
[45 empty] | 1725.2087 | 0 |  | 1725.1995 | 0.28645
[45 empty] | 1725.3545 | 0 |  | 1725.3453 | 0.28503
[45 empty] | 1725.5004 | 0 |  | 1725.4912 | 0.28366
[45 empty] | 1725.6462 | 0 |  | 1725.6371 | 0.28232
[45 empty] | 1725.7921 | 0 |  | 1725.783 | 0.28099
[45 empty] | 1725.938 | 0 |  | 1725.9288 | 0.27963
[45 empty] | 1726.084 | 0 |  | 1726.0748 | 0.2782
[45 empty] | 1726.23 | 0 |  | 1726.2207 | 0.27666
[45 empty] | 1726.376 | 0 |  | 1726.3667 | 0.27499
[45 empty] | 1726.522 | 0 |  | 1726.5128 | 0.27321
[45 empty] | 1726.668 | 0 |  | 1726.6588 | 0.27133
[45 empty] | 1726.8141 | 0 |  | 1726.8049 | 0.26941
[45 empty] | 1726.9602 | 0 |  | 1726.9509 | 0.26748
[45 empty] | 1727.1063 | 0 |  | 1727.0971 | 0.2656
[45 empty] | 1727.2524 | 0 |  | 1727.2433 | 0.2638
[45 empty] | 1727.3986 | 0 |  | 1727.3894 | 0.26208
[45 empty] | 1727.5448 | 0 |  | 1727.5356 | 0.26044
[45 empty] | 1727.691 | 0 |  | 1727.6818 | 0.25884
[45 empty] | 1727.8373 | 0 |  | 1727.828 | 0.25726
[45 empty] | 1727.9835 | 0 |  | 1727.9744 | 0.25565
[45 empty] | 1728.1298 | 0 |  | 1728.1206 | 0.254
[45 empty] | 1728.2761 | 0 |  | 1728.267 | 0.25229
[45 empty] | 1728.4225 | 0 |  | 1728.4132 | 0.25053
[45 empty] | 1728.5689 | 0 |  | 1728.5596 | 0.24875
[45 empty] | 1728.7152 | 0 |  | 1728.7061 | 0.24696
[45 empty] | 1728.8616 | 0 |  | 1728.8524 | 0.24521
[45 empty] | 1729.0081 | 0 |  | 1728.9989 | 0.24352
[45 empty] | 1729.1545 | 0 |  | 1729.1453 | 0.24188
[45 empty] | 1729.301 | 0 |  | 1729.2918 | 0.2403
[45 empty] | 1729.4475 | 0 |  | 1729.4383 | 0.23876
[45 empty] | 1729.5941 | 0 |  | 1729.5848 | 0.23722
[45 empty] | 1729.7406 | 0 |  | 1729.7314 | 0.23567
[45 empty] | 1729.8872 | 0 |  | 1729.8781 | 0.23408
[45 empty] | 1730.0338 | 0 |  | 1730.0247 | 0.23245
[45 empty] | 1730.1804 | 0 |  | 1730.1713 | 0.23076
[45 empty] | 1730.3272 | 0 |  | 1730.3179 | 0.22904
[45 empty] | 1730.4739 | 0 |  | 1730.4646 | 0.22728
[45 empty] | 1730.6205 | 0 |  | 1730.6113 | 0.22549
[45 empty] | 1730.7672 | 0 |  | 1730.7581 | 0.22367
[45 empty] | 1730.9141 | 0 |  | 1730.9048 | 0.22182
[45 empty] | 1731.0608 | 0 |  | 1731.0516 | 0.21994
[45 empty] | 1731.2076 | 0 |  | 1731.1984 | 0.21805
[45 empty] | 1731.3545 | 0 |  | 1731.3452 | 0.21615
[45 empty] | 1731.5013 | 0 |  | 1731.4921 | 0.21426
[45 empty] | 1731.6482 | 0 |  | 1731.639 | 0.21241
[45 empty] | 1731.7952 | 0 |  | 1731.7859 | 0.21062
[45 empty] | 1731.942 | 0 |  | 1731.9329 | 0.20891
[45 empty] | 1732.089 | 0 |  | 1732.0798 | 0.20729
[45 empty] | 1732.236 | 0 |  | 1732.2268 | 0.20576
[45 empty] | 1732.3831 | 0 |  | 1732.3738 | 0.20431
[45 empty] | 1732.53 | 0 |  | 1732.5209 | 0.20293
[45 empty] | 1732.6771 | 0 |  | 1732.6679 | 0.20161
[45 empty] | 1732.8242 | 0 |  | 1732.8149 | 0.20035
[45 empty] | 1732.9713 | 0 |  | 1732.962 | 0.19915
[45 empty] | 1733.1184 | 0 |  | 1733.1092 | 0.19801
[45 empty] | 1733.2656 | 0 |  | 1733.2564 | 0.19692
[45 empty] | 1733.4128 | 0 |  | 1733.4036 | 0.19587
[45 empty] | 1733.5601 | 0 |  | 1733.5508 | 0.19485
[45 empty] | 1733.7073 | 0 |  | 1733.698 | 0.19381
[45 empty] | 1733.8545 | 0 |  | 1733.8453 | 0.19273
[45 empty] | 1734.0018 | 0 |  | 1733.9925 | 0.19157
[45 empty] | 1734.1492 | 0 |  | 1734.1399 | 0.1903
[45 empty] | 1734.2964 | 0 |  | 1734.2872 | 0.18892
[45 empty] | 1734.4439 | 0 |  | 1734.4346 | 0.18745
[45 empty] | 1734.5912 | 0 |  | 1734.5819 | 0.18592
[45 empty] | 1734.7387 | 0 |  | 1734.7294 | 0.18436
[45 empty] | 1734.886 | 0 |  | 1734.8768 | 0.18281
[45 empty] | 1735.0334 | 0 |  | 1735.0243 | 0.18131
[45 empty] | 1735.181 | 0 |  | 1735.1717 | 0.17987
[45 empty] | 1735.3285 | 0 |  | 1735.3192 | 0.17849
[45 empty] | 1735.4761 | 0 |  | 1735.4668 | 0.17719
[45 empty] | 1735.6237 | 0 |  | 1735.6144 | 0.17594
[45 empty] | 1735.7712 | 0 |  | 1735.762 | 0.17474
[45 empty] | 1735.9188 | 0 |  | 1735.9096 | 0.1736
[45 empty] | 1736.0664 | 0 |  | 1736.0573 | 0.17252
[45 empty] | 1736.2141 | 0 |  | 1736.2048 | 0.1715
[45 empty] | 1736.3618 | 0 |  | 1736.3525 | 0.17053
[45 empty] | 1736.5095 | 0 |  | 1736.5002 | 0.16959
[45 empty] | 1736.6572 | 0 |  | 1736.648 | 0.16866
[45 empty] | 1736.805 | 0 |  | 1736.7958 | 0.1677
[45 empty] | 1736.9528 | 0 |  | 1736.9436 | 0.16669
[45 empty] | 1737.1006 | 0 |  | 1737.0913 | 0.16563
[45 empty] | 1737.2484 | 0 |  | 1737.2393 | 0.1645
[45 empty] | 1737.3964 | 0 |  | 1737.3871 | 0.16335
[45 empty] | 1737.5442 | 0 |  | 1737.5349 | 0.16218
[45 empty] | 1737.6921 | 0 |  | 1737.6829 | 0.16104
[45 empty] | 1737.8401 | 0 |  | 1737.8308 | 0.15995
[45 empty] | 1737.988 | 0 |  | 1737.9788 | 0.15892
[45 empty] | 1738.136 | 0 |  | 1738.1267 | 0.15796
[45 empty] | 1738.2841 | 0 |  | 1738.2748 | 0.15704
[45 empty] | 1738.432 | 0 |  | 1738.4228 | 0.15616
[45 empty] | 1738.5801 | 0 |  | 1738.5709 | 0.15528
[45 empty] | 1738.7281 | 0 |  | 1738.719 | 0.15441
[45 empty] | 1738.8763 | 0 |  | 1738.8671 | 0.15351
[45 empty] | 1739.0244 | 0 |  | 1739.0153 | 0.1526
[45 empty] | 1739.1726 | 0 |  | 1739.1633 | 0.15168
[45 empty] | 1739.3208 | 0 |  | 1739.3115 | 0.15075
[45 empty] | 1739.469 | 0 |  | 1739.4598 | 0.14981
[45 empty] | 1739.6173 | 0 |  | 1739.608 | 0.14887
[45 empty] | 1739.7655 | 0 |  | 1739.7564 | 0.14792
[45 empty] | 1739.9138 | 0 |  | 1739.9045 | 0.14695
[45 empty] | 1740.0621 | 0 |  | 1740.0529 | 0.14597
[45 empty] | 1740.2105 | 0 |  | 1740.2013 | 0.14496
[45 empty] | 1740.3589 | 0 |  | 1740.3496 | 0.14395
[45 empty] | 1740.5072 | 0 |  | 1740.498 | 0.14296
[45 empty] | 1740.6556 | 0 |  | 1740.6465 | 0.142
[45 empty] | 1740.8041 | 0 |  | 1740.7949 | 0.1411
[45 empty] | 1740.9526 | 0 |  | 1740.9434 | 0.14029
[45 empty] | 1741.1011 | 0 |  | 1741.0918 | 0.13957
[45 empty] | 1741.2496 | 0 |  | 1741.2404 | 0.13896
[45 empty] | 1741.3982 | 0 |  | 1741.3889 | 0.13843
[45 empty] | 1741.5467 | 0 |  | 1741.5375 | 0.13797
[45 empty] | 1741.6953 | 0 |  | 1741.686 | 0.13755
[45 empty] | 1741.844 | 0 |  | 1741.8347 | 0.13714
[45 empty] | 1741.9925 | 0 |  | 1741.9833 | 0.13672
[45 empty] | 1742.1412 | 0 |  | 1742.132 | 0.13625
[45 empty] | 1742.2899 | 0 |  | 1742.2806 | 0.13572
[45 empty] | 1742.4387 | 0 |  | 1742.4294 | 0.1351
[45 empty] | 1742.5874 | 0 |  | 1742.5781 | 0.13439
[45 empty] | 1742.7362 | 0 |  | 1742.7269 | 0.13359
[45 empty] | 1742.885 | 0 |  | 1742.8757 | 0.13274
[45 empty] | 1743.0338 | 0 |  | 1743.0245 | 0.13187
[45 empty] | 1743.1827 | 0 |  | 1743.1735 | 0.13103
[45 empty] | 1743.3315 | 0 |  | 1743.3223 | 0.13026
[45 empty] | 1743.4805 | 0 |  | 1743.4712 | 0.1296
[45 empty] | 1743.6294 | 0 |  | 1743.6201 | 0.12906
[45 empty] | 1743.7783 | 0 |  | 1743.769 | 0.12865
[45 empty] | 1743.9274 | 0 |  | 1743.9181 | 0.12833
[45 empty] | 1744.0763 | 0 |  | 1744.067 | 0.12808
[45 empty] | 1744.2253 | 0 |  | 1744.2161 | 0.12785
[45 empty] | 1744.3744 | 0 |  | 1744.3651 | 0.12759
[45 empty] | 1744.5234 | 0 |  | 1744.5142 | 0.12728
[45 empty] | 1744.6726 | 0 |  | 1744.6633 | 0.12691
[45 empty] | 1744.8217 | 0 |  | 1744.8124 | 0.12648
[45 empty] | 1744.9708 | 0 |  | 1744.9615 | 0.12598
[45 empty] | 1745.12 | 0 |  | 1745.1107 | 0.12545
[45 empty] | 1745.2693 | 0 |  | 1745.26 | 0.12489
[45 empty] | 1745.4185 | 0 |  | 1745.4092 | 0.12431
[45 empty] | 1745.5677 | 0 |  | 1745.5585 | 0.12373
[45 empty] | 1745.717 | 0 |  | 1745.7078 | 0.12314
[45 empty] | 1745.8663 | 0 |  | 1745.8571 | 0.12254
[45 empty] | 1746.0156 | 0 |  | 1746.0064 | 0.12195
[45 empty] | 1746.165 | 0 |  | 1746.1558 | 0.12137
[45 empty] | 1746.3145 | 0 |  | 1746.3052 | 0.12081
[45 empty] | 1746.4639 | 0 |  | 1746.4546 | 0.12026
[45 empty] | 1746.6133 | 0 |  | 1746.604 | 0.11974
[45 empty] | 1746.7627 | 0 |  | 1746.7534 | 0.11925
[45 empty] | 1746.9122 | 0 |  | 1746.9029 | 0.11879
[45 empty] | 1747.0618 | 0 |  | 1747.0525 | 0.11837
[45 empty] | 1747.2113 | 0 |  | 1747.202 | 0.11798
[45 empty] | 1747.3608 | 0 |  | 1747.3516 | 0.11761
[45 empty] | 1747.5104 | 0 |  | 1747.5011 | 0.11727
[45 empty] | 1747.66 | 0 |  | 1747.6508 | 0.11694
[45 empty] | 1747.8097 | 0 |  | 1747.8004 | 0.11663
[45 empty] | 1747.9594 | 0 |  | 1747.9501 | 0.11632
[45 empty] | 1748.109 | 0 |  | 1748.0997 | 0.11601
[45 empty] | 1748.2588 | 0 |  | 1748.2495 | 0.11569
[45 empty] | 1748.4084 | 0 |  | 1748.3992 | 0.11536
[45 empty] | 1748.5582 | 0 |  | 1748.549 | 0.11501
[45 empty] | 1748.708 | 0 |  | 1748.6987 | 0.11464
[45 empty] | 1748.8579 | 0 |  | 1748.8486 | 0.11426
[45 empty] | 1749.0077 | 0 |  | 1748.9984 | 0.11387
[45 empty] | 1749.1576 | 0 |  | 1749.1483 | 0.11349
[45 empty] | 1749.3075 | 0 |  | 1749.2982 | 0.11314
[45 empty] | 1749.4574 | 0 |  | 1749.4481 | 0.11282
[45 empty] | 1749.6074 | 0 |  | 1749.598 | 0.11255
[45 empty] | 1749.7573 | 0 |  | 1749.748 | 0.11231
[45 empty] | 1749.9073 | 0 |  | 1749.8981 | 0.11211
[45 empty] | 1750.0574 | 0 |  | 1750.0481 | 0.11194
[45 empty] | 1750.2074 | 0 |  | 1750.1981 | 0.1118
[45 empty] | 1750.3575 | 0 |  | 1750.3481 | 0.11169
[45 empty] | 1750.5076 | 0 |  | 1750.4983 | 0.1116
[45 empty] | 1750.6577 | 0 |  | 1750.6484 | 0.11155
[45 empty] | 1750.8079 | 0 |  | 1750.7986 | 0.11153
[45 empty] | 1750.958 | 0 |  | 1750.9487 | 0.11155
[45 empty] | 1751.1083 | 0 |  | 1751.099 | 0.11161
[45 empty] | 1751.2585 | 0 |  | 1751.2492 | 0.1117
[45 empty] | 1751.4088 | 0 |  | 1751.3994 | 0.11181
[45 empty] | 1751.5591 | 0 |  | 1751.5498 | 0.11194
[45 empty] | 1751.7094 | 0 |  | 1751.7001 | 0.11206
[45 empty] | 1751.8597 | 0 |  | 1751.8503 | 0.11218
[45 empty] | 1752.01 | 0 |  | 1752.0007 | 0.11227
[45 empty] | 1752.1604 | 0 |  | 1752.1511 | 0.11234
[45 empty] | 1752.3109 | 0 |  | 1752.3015 | 0.11238
[45 empty] | 1752.4613 | 0 |  | 1752.452 | 0.11241
[45 empty] | 1752.6118 | 0 |  | 1752.6024 | 0.11241
[45 empty] | 1752.7622 | 0 |  | 1752.7529 | 0.11239
[45 empty] | 1752.9127 | 0 |  | 1752.9034 | 0.11234
[45 empty] | 1753.0633 | 0 |  | 1753.054 | 0.11225
[45 empty] | 1753.2139 | 0 |  | 1753.2046 | 0.11211
[45 empty] | 1753.3645 | 0 |  | 1753.3551 | 0.11191
[45 empty] | 1753.5151 | 0 |  | 1753.5057 | 0.11166
[45 empty] | 1753.6658 | 0 |  | 1753.6564 | 0.11138
[45 empty] | 1753.8164 | 0 |  | 1753.8071 | 0.11106
[45 empty] | 1753.9672 | 0 |  | 1753.9578 | 0.11074
[45 empty] | 1754.1178 | 0 |  | 1754.1085 | 0.11042
[45 empty] | 1754.2686 | 0 |  | 1754.2593 | 0.1101
[45 empty] | 1754.4193 | 0 |  | 1754.41 | 0.1098
[45 empty] | 1754.5702 | 0 |  | 1754.5608 | 0.10953
[45 empty] | 1754.7209 | 0 |  | 1754.7117 | 0.10929
[45 empty] | 1754.8718 | 0 |  | 1754.8626 | 0.1091
[45 empty] | 1755.0227 | 0 |  | 1755.0134 | 0.10897
[45 empty] | 1755.1736 | 0 |  | 1755.1643 | 0.10892
[45 empty] | 1755.3246 | 0 |  | 1755.3152 | 0.10895
[45 empty] | 1755.4755 | 0 |  | 1755.4662 | 0.10905
[45 empty] | 1755.6265 | 0 |  | 1755.6172 | 0.10919
[45 empty] | 1755.7775 | 0 |  | 1755.7682 | 0.10933
[45 empty] | 1755.9286 | 0 |  | 1755.9192 | 0.10943
[45 empty] | 1756.0796 | 0 |  | 1756.0703 | 0.10946
[45 empty] | 1756.2307 | 0 |  | 1756.2213 | 0.10936
[45 empty] | 1756.3818 | 0 |  | 1756.3724 | 0.10913
[45 empty] | 1756.533 | 0 |  | 1756.5236 | 0.10878
[45 empty] | 1756.6841 | 0 |  | 1756.6748 | 0.10831
[45 empty] | 1756.8353 | 0 |  | 1756.8259 | 0.10777
[45 empty] | 1756.9865 | 0 |  | 1756.9772 | 0.1072
[45 empty] | 1757.1377 | 0 |  | 1757.1284 | 0.10665
[45 empty] | 1757.2891 | 0 |  | 1757.2797 | 0.10617
[45 empty] | 1757.4403 | 0 |  | 1757.431 | 0.10577
[45 empty] | 1757.5917 | 0 |  | 1757.5823 | 0.10549
[45 empty] | 1757.7429 | 0 |  | 1757.7336 | 0.1053
[45 empty] | 1757.8943 | 0 |  | 1757.885 | 0.10519
[45 empty] | 1758.0458 | 0 |  | 1758.0364 | 0.10513
[45 empty] | 1758.1971 | 0 |  | 1758.1879 | 0.1051
[45 empty] | 1758.3486 | 0 |  | 1758.3392 | 0.10504
[45 empty] | 1758.5001 | 0 |  | 1758.4907 | 0.10492
[45 empty] | 1758.6516 | 0 |  | 1758.6422 | 0.10474
[45 empty] | 1758.8031 | 0 |  | 1758.7938 | 0.10447
[45 empty] | 1758.9547 | 0 |  | 1758.9453 | 0.10412
[45 empty] | 1759.1063 | 0 |  | 1759.0969 | 0.10371
[45 empty] | 1759.2579 | 0 |  | 1759.2485 | 0.10328
[45 empty] | 1759.4096 | 0 |  | 1759.4001 | 0.10286
[45 empty] | 1759.5612 | 0 |  | 1759.5519 | 0.10248
[45 empty] | 1759.7129 | 0 |  | 1759.7035 | 0.10215
[45 empty] | 1759.8646 | 0 |  | 1759.8552 | 0.1019
[45 empty] | 1760.0164 | 0 |  | 1760.007 | 0.1017
[45 empty] | 1760.1681 | 0 |  | 1760.1587 | 0.10154
[45 empty] | 1760.3198 | 0 |  | 1760.3105 | 0.1014
[45 empty] | 1760.4717 | 0 |  | 1760.4623 | 0.10126
[45 empty] | 1760.6235 | 0 |  | 1760.6141 | 0.10113
[45 empty] | 1760.7754 | 0 |  | 1760.766 | 0.101
[45 empty] | 1760.9272 | 0 |  | 1760.918 | 0.10089
[45 empty] | 1761.0792 | 0 |  | 1761.0698 | 0.10082
[45 empty] | 1761.2312 | 0 |  | 1761.2218 | 0.10079
[45 empty] | 1761.3832 | 0 |  | 1761.3738 | 0.1008
[45 empty] | 1761.5352 | 0 |  | 1761.5258 | 0.10083
[45 empty] | 1761.6871 | 0 |  | 1761.6779 | 0.10086
[45 empty] | 1761.8392 | 0 |  | 1761.8298 | 0.10085
[45 empty] | 1761.9913 | 0 |  | 1761.9819 | 0.10077
[45 empty] | 1762.1434 | 0 |  | 1762.134 | 0.10059
[45 empty] | 1762.2955 | 0 |  | 1762.2861 | 0.10028
[45 empty] | 1762.4476 | 0 |  | 1762.4383 | 0.09983
[45 empty] | 1762.5999 | 0 |  | 1762.5906 | 0.09923
[45 empty] | 1762.7521 | 0 |  | 1762.7427 | 0.0985
[45 empty] | 1762.9043 | 0 |  | 1762.895 | 0.09766
[45 empty] | 1763.0566 | 0 |  | 1763.0472 | 0.09675
[45 empty] | 1763.2089 | 0 |  | 1763.1995 | 0.0958
[45 empty] | 1763.3612 | 0 |  | 1763.3518 | 0.09487
[45 empty] | 1763.5135 | 0 |  | 1763.5041 | 0.09402
[45 empty] | 1763.6659 | 0 |  | 1763.6565 | 0.09327
[45 empty] | 1763.8182 | 0 |  | 1763.809 | 0.09266
[45 empty] | 1763.9707 | 0 |  | 1763.9613 | 0.0922
[45 empty] | 1764.1232 | 0 |  | 1764.1138 | 0.09188
[45 empty] | 1764.2756 | 0 |  | 1764.2662 | 0.09166
[45 empty] | 1764.4281 | 0 |  | 1764.4188 | 0.09153
[45 empty] | 1764.5807 | 0 |  | 1764.5713 | 0.09146
[45 empty] | 1764.7333 | 0 |  | 1764.7239 | 0.0914
[45 empty] | 1764.8857 | 0 |  | 1764.8765 | 0.09136
[45 empty] | 1765.0385 | 0 |  | 1765.0291 | 0.09131
[45 empty] | 1765.191 | 0 |  | 1765.1816 | 0.09125
[45 empty] | 1765.3438 | 0 |  | 1765.3344 | 0.0912
[45 empty] | 1765.4963 | 0 |  | 1765.4871 | 0.09114
[45 empty] | 1765.649 | 0 |  | 1765.6398 | 0.09107
[45 empty] | 1765.8019 | 0 |  | 1765.7925 | 0.09099
[45 empty] | 1765.9546 | 0 |  | 1765.9452 | 0.09088
[45 empty] | 1766.1074 | 0 |  | 1766.098 | 0.09072
[45 empty] | 1766.2603 | 0 |  | 1766.2508 | 0.09049
[45 empty] | 1766.4131 | 0 |  | 1766.4037 | 0.09018
[45 empty] | 1766.5659 | 0 |  | 1766.5565 | 0.08979
[45 empty] | 1766.7189 | 0 |  | 1766.7095 | 0.08932
[45 empty] | 1766.8717 | 0 |  | 1766.8623 | 0.08881
[45 empty] | 1767.0247 | 0 |  | 1767.0153 | 0.08829
[45 empty] | 1767.1776 | 0 |  | 1767.1683 | 0.08782
[45 empty] | 1767.3307 | 0 |  | 1767.3213 | 0.08742
[45 empty] | 1767.4836 | 0 |  | 1767.4744 | 0.08711
[45 empty] | 1767.6367 | 0 |  | 1767.6273 | 0.08692
[45 empty] | 1767.7898 | 0 |  | 1767.7804 | 0.08681
[45 empty] | 1767.943 | 0 |  | 1767.9336 | 0.08676
[45 empty] | 1768.0961 | 0 |  | 1768.0867 | 0.08674
[45 empty] | 1768.2493 | 0 |  | 1768.2399 | 0.08672
[45 empty] | 1768.4025 | 0 |  | 1768.3931 | 0.08666
[45 empty] | 1768.5557 | 0 |  | 1768.5463 | 0.08655
[45 empty] | 1768.7089 | 0 |  | 1768.6995 | 0.08637
[45 empty] | 1768.8622 | 0 |  | 1768.8528 | 0.08613
[45 empty] | 1769.0154 | 0 |  | 1769.0061 | 0.08582
[45 empty] | 1769.1687 | 0 |  | 1769.1594 | 0.08544
[45 empty] | 1769.3221 | 0 |  | 1769.3127 | 0.085
[45 empty] | 1769.4755 | 0 |  | 1769.4661 | 0.0845
[45 empty] | 1769.6289 | 0 |  | 1769.6195 | 0.08396
[45 empty] | 1769.7823 | 0 |  | 1769.773 | 0.08339
[45 empty] | 1769.9358 | 0 |  | 1769.9264 | 0.0828
[45 empty] | 1770.0892 | 0 |  | 1770.0798 | 0.08219
[45 empty] | 1770.2428 | 0 |  | 1770.2334 | 0.0816
[45 empty] | 1770.3962 | 0 |  | 1770.3868 | 0.08104
[45 empty] | 1770.5498 | 0 |  | 1770.5404 | 0.08051
[45 empty] | 1770.7035 | 0 |  | 1770.6941 | 0.08003
[45 empty] | 1770.8571 | 0 |  | 1770.8477 | 0.07961
[45 empty] | 1771.0107 | 0 |  | 1771.0013 | 0.07925
[45 empty] | 1771.1643 | 0 |  | 1771.1549 | 0.07898
[45 empty] | 1771.318 | 0 |  | 1771.3086 | 0.07879
[45 empty] | 1771.4718 | 0 |  | 1771.4624 | 0.0787
[45 empty] | 1771.6255 | 0 |  | 1771.6161 | 0.07869
[45 empty] | 1771.7793 | 0 |  | 1771.7699 | 0.07875
[45 empty] | 1771.9331 | 0 |  | 1771.9237 | 0.07883
[45 empty] | 1772.0869 | 0 |  | 1772.0775 | 0.07891
[45 empty] | 1772.2407 | 0 |  | 1772.2313 | 0.07892
[45 empty] | 1772.3946 | 0 |  | 1772.3853 | 0.07884
[45 empty] | 1772.5486 | 0 |  | 1772.5392 | 0.07864
[45 empty] | 1772.7025 | 0 |  | 1772.6931 | 0.07832
[45 empty] | 1772.8564 | 0 |  | 1772.8471 | 0.07789
[45 empty] | 1773.0104 | 0 |  | 1773.0011 | 0.0774
[45 empty] | 1773.1644 | 0 |  | 1773.155 | 0.07687
[45 empty] | 1773.3185 | 0 |  | 1773.3091 | 0.07634
[45 empty] | 1773.4725 | 0 |  | 1773.4631 | 0.07583
[45 empty] | 1773.6267 | 0 |  | 1773.6173 | 0.07536
[45 empty] | 1773.7808 | 0 |  | 1773.7714 | 0.07493
[45 empty] | 1773.9349 | 0 |  | 1773.9255 | 0.07452
[45 empty] | 1774.0891 | 0 |  | 1774.0797 | 0.07411
[45 empty] | 1774.2433 | 0 |  | 1774.2339 | 0.07368
[45 empty] | 1774.3976 | 0 |  | 1774.3882 | 0.07322
[45 empty] | 1774.5518 | 0 |  | 1774.5424 | 0.07272
[45 empty] | 1774.7061 | 0 |  | 1774.6967 | 0.0722
[45 empty] | 1774.8603 | 0 |  | 1774.851 | 0.07166
[45 empty] | 1775.0147 | 0 |  | 1775.0052 | 0.07112
[45 empty] | 1775.1691 | 0 |  | 1775.1597 | 0.07059
[45 empty] | 1775.3235 | 0 |  | 1775.3141 | 0.07005
[45 empty] | 1775.4779 | 0 |  | 1775.4685 | 0.0695
[45 empty] | 1775.6323 | 0 |  | 1775.6229 | 0.06894
[45 empty] | 1775.7867 | 0 |  | 1775.7773 | 0.06837
[45 empty] | 1775.9413 | 0 |  | 1775.9319 | 0.06778
[45 empty] | 1776.0958 | 0 |  | 1776.0864 | 0.0672
[45 empty] | 1776.2504 | 0 |  | 1776.241 | 0.06666
[45 empty] | 1776.4049 | 0 |  | 1776.3955 | 0.06617
[45 empty] | 1776.5596 | 0 |  | 1776.5502 | 0.06577
[45 empty] | 1776.7142 | 0 |  | 1776.7047 | 0.06548
[45 empty] | 1776.8688 | 0 |  | 1776.8594 | 0.0653
[45 empty] | 1777.0236 | 0 |  | 1777.0142 | 0.06524
[45 empty] | 1777.1782 | 0 |  | 1777.1688 | 0.06526
[45 empty] | 1777.333 | 0 |  | 1777.3236 | 0.06533
[45 empty] | 1777.4878 | 0 |  | 1777.4783 | 0.0654
[45 empty] | 1777.6426 | 0 |  | 1777.6331 | 0.06544
[45 empty] | 1777.7974 | 0 |  | 1777.788 | 0.06539
[45 empty] | 1777.9522 | 0 |  | 1777.9427 | 0.06524
[45 empty] | 1778.1071 | 0 |  | 1778.0977 | 0.06498
[45 empty] | 1778.262 | 0 |  | 1778.2526 | 0.06463
[45 empty] | 1778.4169 | 0 |  | 1778.4075 | 0.0642
[45 empty] | 1778.5719 | 0 |  | 1778.5624 | 0.06375
[45 empty] | 1778.7268 | 0 |  | 1778.7174 | 0.06331
[45 empty] | 1778.8818 | 0 |  | 1778.8724 | 0.06293
[45 empty] | 1779.0369 | 0 |  | 1779.0275 | 0.06261
[45 empty] | 1779.1919 | 0 |  | 1779.1825 | 0.06237
[45 empty] | 1779.3471 | 0 |  | 1779.3376 | 0.0622
[45 empty] | 1779.5022 | 0 |  | 1779.4927 | 0.06207
[45 empty] | 1779.6573 | 0 |  | 1779.6478 | 0.06194
[45 empty] | 1779.8125 | 0 |  | 1779.803 | 0.06179
[45 empty] | 1779.9677 | 0 |  | 1779.9582 | 0.06158
[45 empty] | 1780.1229 | 0 |  | 1780.1134 | 0.06129
[45 empty] | 1780.2782 | 0 |  | 1780.2687 | 0.06092
[45 empty] | 1780.4335 | 0 |  | 1780.424 | 0.06047
[45 empty] | 1780.5887 | 0 |  | 1780.5793 | 0.05996
[45 empty] | 1780.744 | 0 |  | 1780.7346 | 0.05942
[45 empty] | 1780.8994 | 0 |  | 1780.89 | 0.05886
[45 empty] | 1781.0548 | 0 |  | 1781.0454 | 0.05832
[45 empty] | 1781.2102 | 0 |  | 1781.2008 | 0.05782
[45 empty] | 1781.3657 | 0 |  | 1781.3562 | 0.05737
[45 empty] | 1781.5211 | 0 |  | 1781.5117 | 0.057
[45 empty] | 1781.6766 | 0 |  | 1781.6672 | 0.05671
[45 empty] | 1781.8321 | 0 |  | 1781.8228 | 0.05648
[45 empty] | 1781.9877 | 0 |  | 1781.9783 | 0.05631
[45 empty] | 1782.1433 | 0 |  | 1782.1338 | 0.05618
[45 empty] | 1782.2988 | 0 |  | 1782.2894 | 0.05604
[45 empty] | 1782.4545 | 0 |  | 1782.4451 | 0.05588
[45 empty] | 1782.6102 | 0 |  | 1782.6007 | 0.05568
[45 empty] | 1782.7659 | 0 |  | 1782.7565 | 0.05543
[45 empty] | 1782.9216 | 0 |  | 1782.9121 | 0.05512
[45 empty] | 1783.0773 | 0 |  | 1783.0679 | 0.05479
[45 empty] | 1783.233 | 0 |  | 1783.2236 | 0.05445
[45 empty] | 1783.3889 | 0 |  | 1783.3794 | 0.05412
[45 empty] | 1783.5447 | 0 |  | 1783.5353 | 0.05382
[45 empty] | 1783.7006 | 0 |  | 1783.6912 | 0.05357
[45 empty] | 1783.8564 | 0 |  | 1783.8471 | 0.05336
[45 empty] | 1784.0123 | 0 |  | 1784.0029 | 0.05319
[45 empty] | 1784.1682 | 0 |  | 1784.1588 | 0.05306
[45 empty] | 1784.3242 | 0 |  | 1784.3148 | 0.05293
[45 empty] | 1784.4802 | 0 |  | 1784.4707 | 0.0528
[45 empty] | 1784.6362 | 0 |  | 1784.6268 | 0.05263
[45 empty] | 1784.7922 | 0 |  | 1784.7828 | 0.05242
[45 empty] | 1784.9484 | 0 |  | 1784.9388 | 0.05215
[45 empty] | 1785.1044 | 0 |  | 1785.095 | 0.05183
[45 empty] | 1785.2605 | 0 |  | 1785.2511 | 0.05145
[45 empty] | 1785.4168 | 0 |  | 1785.4072 | 0.05105
[45 empty] | 1785.5729 | 0 |  | 1785.5635 | 0.05063
[45 empty] | 1785.7291 | 0 |  | 1785.7196 | 0.05023
[45 empty] | 1785.8854 | 0 |  | 1785.8758 | 0.04986
[45 empty] | 1786.0416 | 0 |  | 1786.0321 | 0.04954
[45 empty] | 1786.1979 | 0 |  | 1786.1883 | 0.04925
[45 empty] | 1786.3541 | 0 |  | 1786.3447 | 0.049
[45 empty] | 1786.5105 | 0 |  | 1786.5011 | 0.04878
[45 empty] | 1786.6669 | 0 |  | 1786.6575 | 0.04857
[45 empty] | 1786.8232 | 0 |  | 1786.8138 | 0.04839
[45 empty] | 1786.9797 | 0 |  | 1786.9702 | 0.04824
[45 empty] | 1787.1361 | 0 |  | 1787.1267 | 0.04813
[45 empty] | 1787.2926 | 0 |  | 1787.2832 | 0.04809
[45 empty] | 1787.4491 | 0 |  | 1787.4397 | 0.04811
[45 empty] | 1787.6057 | 0 |  | 1787.5962 | 0.04819
[45 empty] | 1787.7622 | 0 |  | 1787.7528 | 0.0483
[45 empty] | 1787.9188 | 0 |  | 1787.9093 | 0.04843
[45 empty] | 1788.0754 | 0 |  | 1788.0659 | 0.04853
[45 empty] | 1788.2321 | 0 |  | 1788.2227 | 0.04858
[45 empty] | 1788.3888 | 0 |  | 1788.3793 | 0.04855
[45 empty] | 1788.5454 | 0 |  | 1788.536 | 0.04844
[45 empty] | 1788.7022 | 0 |  | 1788.6927 | 0.04824
[45 empty] | 1788.8589 | 0 |  | 1788.8495 | 0.04798
[45 empty] | 1789.0158 | 0 |  | 1789.0062 | 0.04767
[45 empty] | 1789.1725 | 0 |  | 1789.1631 | 0.04735
[45 empty] | 1789.3293 | 0 |  | 1789.3198 | 0.04704
[45 empty] | 1789.4862 | 0 |  | 1789.4767 | 0.04677
[45 empty] | 1789.6431 | 0 |  | 1789.6337 | 0.04653
[45 empty] | 1789.8001 | 0 |  | 1789.7905 | 0.04633
[45 empty] | 1789.9569 | 0 |  | 1789.9475 | 0.04615
[45 empty] | 1790.1139 | 0 |  | 1790.1045 | 0.04599
[45 empty] | 1790.2709 | 0 |  | 1790.2615 | 0.04585
[45 empty] | 1790.428 | 0 |  | 1790.4185 | 0.04571
[45 empty] | 1790.585 | 0 |  | 1790.5756 | 0.04558
[45 empty] | 1790.7421 | 0 |  | 1790.7327 | 0.04547
[45 empty] | 1790.8992 | 0 |  | 1790.8898 | 0.04537
[45 empty] | 1791.0564 | 0 |  | 1791.0469 | 0.04528
[45 empty] | 1791.2135 | 0 |  | 1791.204 | 0.0452
[45 empty] | 1791.3707 | 0 |  | 1791.3612 | 0.04512
[45 empty] | 1791.5279 | 0 |  | 1791.5184 | 0.04502
[45 empty] | 1791.6852 | 0 |  | 1791.6757 | 0.04492
[45 empty] | 1791.8424 | 0 |  | 1791.833 | 0.04482
[45 empty] | 1791.9998 | 0 |  | 1791.9902 | 0.04472
[45 empty] | 1792.1571 | 0 |  | 1792.1476 | 0.04462
[45 empty] | 1792.3145 | 0 |  | 1792.3049 | 0.04452
[45 empty] | 1792.4718 | 0 |  | 1792.4624 | 0.04442
[45 empty] | 1792.6293 | 0 |  | 1792.6198 | 0.04429
[45 empty] | 1792.7866 | 0 |  | 1792.7772 | 0.04414
[45 empty] | 1792.9441 | 0 |  | 1792.9347 | 0.04395
[45 empty] | 1793.1017 | 0 |  | 1793.0922 | 0.04372
[45 empty] | 1793.2592 | 0 |  | 1793.2496 | 0.04346
[45 empty] | 1793.4168 | 0 |  | 1793.4072 | 0.04317
[45 empty] | 1793.5743 | 0 |  | 1793.5648 | 0.04287
[45 empty] | 1793.7319 | 0 |  | 1793.7224 | 0.04256
[45 empty] | 1793.8895 | 0 |  | 1793.88 | 0.04224
[45 empty] | 1794.0472 | 0 |  | 1794.0377 | 0.04192
[45 empty] | 1794.205 | 0 |  | 1794.1954 | 0.0416
[45 empty] | 1794.3627 | 0 |  | 1794.3531 | 0.04128
[45 empty] | 1794.5204 | 0 |  | 1794.5109 | 0.04098
[45 empty] | 1794.6781 | 0 |  | 1794.6687 | 0.04068
[45 empty] | 1794.8359 | 0 |  | 1794.8264 | 0.04041
[45 empty] | 1794.9938 | 0 |  | 1794.9842 | 0.04017
[45 empty] | 1795.1516 | 0 |  | 1795.1421 | 0.03996
[45 empty] | 1795.3096 | 0 |  | 1795.3001 | 0.03976
[45 empty] | 1795.4674 | 0 |  | 1795.4579 | 0.03959
[45 empty] | 1795.6254 | 0 |  | 1795.6158 | 0.03942
[45 empty] | 1795.7833 | 0 |  | 1795.7738 | 0.03928
[45 empty] | 1795.9413 | 0 |  | 1795.9319 | 0.03915
[45 empty] | 1796.0994 | 0 |  | 1796.0898 | 0.03904
[45 empty] | 1796.2575 | 0 |  | 1796.2479 | 0.03897
[45 empty] | 1796.4155 | 0 |  | 1796.406 | 0.03893
[45 empty] | 1796.5736 | 0 |  | 1796.5641 | 0.03892
[45 empty] | 1796.7317 | 0 |  | 1796.7222 | 0.03892
[45 empty] | 1796.8899 | 0 |  | 1796.8804 | 0.03892
[45 empty] | 1797.0481 | 0 |  | 1797.0386 | 0.03889
[45 empty] | 1797.2063 | 0 |  | 1797.1968 | 0.03883
[45 empty] | 1797.3645 | 0 |  | 1797.355 | 0.03872
[45 empty] | 1797.5228 | 0 |  | 1797.5133 | 0.03858
[45 empty] | 1797.6811 | 0 |  | 1797.6716 | 0.03841
[45 empty] | 1797.8395 | 0 |  | 1797.83 | 0.03823
[45 empty] | 1797.9978 | 0 |  | 1797.9883 | 0.03807
[45 empty] | 1798.1562 | 0 |  | 1798.1467 | 0.03795
[45 empty] | 1798.3146 | 0 |  | 1798.305 | 0.03788
[45 empty] | 1798.473 | 0 |  | 1798.4635 | 0.03787
[45 empty] | 1798.6315 | 0 |  | 1798.6221 | 0.03792
[45 empty] | 1798.79 | 0 |  | 1798.7805 | 0.03802
[45 empty] | 1798.9485 | 0 |  | 1798.9391 | 0.03814
[45 empty] | 1799.1071 | 0 |  | 1799.0975 | 0.03826
[45 empty] | 1799.2656 | 0 |  | 1799.2562 | 0.03835
[45 empty] | 1799.4243 | 0 |  | 1799.4148 | 0.03836
[45 empty] | 1799.5829 | 0 |  | 1799.5734 | 0.03829
[45 empty] | 1799.7416 | 0 |  | 1799.7321 | 0.03812
[45 empty] | 1799.9003 | 0 |  | 1799.8908 | 0.03787
[45 empty] | 1800.059 | 0 |  | 1800.0494 | 0.03756
[45 empty] | 1800.2178 | 0 |  | 1800.2082 | 0.03722
[45 empty] | 1800.3766 | 0 |  | 1800.3671 | 0.03689
[45 empty] | 1800.5354 | 0 |  | 1800.5259 | 0.0366
[45 empty] | 1800.6942 | 0 |  | 1800.6847 | 0.03635
[45 empty] | 1800.853 | 0 |  | 1800.8435 | 0.03615
[45 empty] | 1801.012 | 0 |  | 1801.0024 | 0.03598
[45 empty] | 1801.1709 | 0 |  | 1801.1614 | 0.03582
[45 empty] | 1801.3298 | 0 |  | 1801.3203 | 0.03563
[45 empty] | 1801.4888 | 0 |  | 1801.4793 | 0.03541
[45 empty] | 1801.6477 | 0 |  | 1801.6382 | 0.03513
[45 empty] | 1801.8068 | 0 |  | 1801.7972 | 0.0348
[45 empty] | 1801.9658 | 0 |  | 1801.9563 | 0.03444
[45 empty] | 1802.1249 | 0 |  | 1802.1154 | 0.03406
[45 empty] | 1802.2841 | 0 |  | 1802.2745 | 0.03372
[45 empty] | 1802.4432 | 0 |  | 1802.4337 | 0.03345
[45 empty] | 1802.6024 | 0 |  | 1802.5928 | 0.0333
[45 empty] | 1802.7616 | 0 |  | 1802.7521 | 0.03329
[45 empty] | 1802.9208 | 0 |  | 1802.9113 | 0.03342
[45 empty] | 1803.0801 | 0 |  | 1803.0706 | 0.03367
[45 empty] | 1803.2394 | 0 |  | 1803.2297 | 0.03398
[45 empty] | 1803.3987 | 0 |  | 1803.3892 | 0.03432
[45 empty] | 1803.558 | 0 |  | 1803.5485 | 0.0346
[45 empty] | 1803.7173 | 0 |  | 1803.7078 | 0.0348
[45 empty] | 1803.8767 | 0 |  | 1803.8672 | 0.03487
[45 empty] | 1804.0361 | 0 |  | 1804.0266 | 0.03482
[45 empty] | 1804.1956 | 0 |  | 1804.186 | 0.03466
[45 empty] | 1804.3551 | 0 |  | 1804.3456 | 0.03443
[45 empty] | 1804.5147 | 0 |  | 1804.505 | 0.03417
[45 empty] | 1804.6742 | 0 |  | 1804.6645 | 0.03391
[45 empty] | 1804.8337 | 0 |  | 1804.8242 | 0.03369
[45 empty] | 1804.9933 | 0 |  | 1804.9838 | 0.03351
[45 empty] | 1805.1529 | 0 |  | 1805.1434 | 0.03339
[45 empty] | 1805.3126 | 0 |  | 1805.303 | 0.03332
[45 empty] | 1805.4723 | 0 |  | 1805.4626 | 0.03329
[45 empty] | 1805.632 | 0 |  | 1805.6224 | 0.0333
[45 empty] | 1805.7916 | 0 |  | 1805.7821 | 0.03332
[45 empty] | 1805.9514 | 0 |  | 1805.9419 | 0.03333
[45 empty] | 1806.1112 | 0 |  | 1806.1017 | 0.0333
[45 empty] | 1806.271 | 0 |  | 1806.2615 | 0.03323
[45 empty] | 1806.4309 | 0 |  | 1806.4214 | 0.0331
[45 empty] | 1806.5908 | 0 |  | 1806.5812 | 0.03289
[45 empty] | 1806.7507 | 0 |  | 1806.7411 | 0.03261
[45 empty] | 1806.9106 | 0 |  | 1806.901 | 0.03227
[45 empty] | 1807.0706 | 0 |  | 1807.061 | 0.03188
[45 empty] | 1807.2306 | 0 |  | 1807.2211 | 0.03145
[45 empty] | 1807.3906 | 0 |  | 1807.381 | 0.03101
[45 empty] | 1807.5507 | 0 |  | 1807.541 | 0.03058
[45 empty] | 1807.7107 | 0 |  | 1807.7012 | 0.03017
[45 empty] | 1807.8709 | 0 |  | 1807.8612 | 0.02981
[45 empty] | 1808.0309 | 0 |  | 1808.0214 | 0.02954
[45 empty] | 1808.191 | 0 |  | 1808.1815 | 0.02935
[45 empty] | 1808.3513 | 0 |  | 1808.3417 | 0.02926
[45 empty] | 1808.5115 | 0 |  | 1808.502 | 0.02926
[45 empty] | 1808.6717 | 0 |  | 1808.6622 | 0.02934
[45 empty] | 1808.832 | 0 |  | 1808.8224 | 0.02945
[45 empty] | 1808.9923 | 0 |  | 1808.9828 | 0.02957
[45 empty] | 1809.1526 | 0 |  | 1809.1431 | 0.02966
[45 empty] | 1809.313 | 0 |  | 1809.3035 | 0.02969
[45 empty] | 1809.4734 | 0 |  | 1809.4639 | 0.02966
[45 empty] | 1809.6338 | 0 |  | 1809.6243 | 0.02956
[45 empty] | 1809.7942 | 0 |  | 1809.7847 | 0.02941
[45 empty] | 1809.9547 | 0 |  | 1809.9452 | 0.02922
[45 empty] | 1810.1152 | 0 |  | 1810.1056 | 0.029
[45 empty] | 1810.2758 | 0 |  | 1810.2661 | 0.02877
[45 empty] | 1810.4363 | 0 |  | 1810.4268 | 0.02855
[45 empty] | 1810.5969 | 0 |  | 1810.5873 | 0.02832
[45 empty] | 1810.7575 | 0 |  | 1810.7479 | 0.02811
[45 empty] | 1810.9181 | 0 |  | 1810.9086 | 0.02789
[45 empty] | 1811.0789 | 0 |  | 1811.0692 | 0.02768
[45 empty] | 1811.2395 | 0 |  | 1811.23 | 0.02747
[45 empty] | 1811.4003 | 0 |  | 1811.3906 | 0.02725
[45 empty] | 1811.561 | 0 |  | 1811.5514 | 0.02703
[45 empty] | 1811.7218 | 0 |  | 1811.7122 | 0.02682
[45 empty] | 1811.8826 | 0 |  | 1811.873 | 0.02663
[45 empty] | 1812.0435 | 0 |  | 1812.0338 | 0.02646
[45 empty] | 1812.2043 | 0 |  | 1812.1947 | 0.02631
[45 empty] | 1812.3652 | 0 |  | 1812.3556 | 0.02619
[45 empty] | 1812.5261 | 0 |  | 1812.5166 | 0.02607
[45 empty] | 1812.6871 | 0 |  | 1812.6775 | 0.02595
[45 empty] | 1812.848 | 0 |  | 1812.8385 | 0.02582
[45 empty] | 1813.009 | 0 |  | 1812.9995 | 0.02566
[45 empty] | 1813.1702 | 0 |  | 1813.1605 | 0.02548
[45 empty] | 1813.3312 | 0 |  | 1813.3217 | 0.02528
[45 empty] | 1813.4923 | 0 |  | 1813.4827 | 0.02507
[45 empty] | 1813.6534 | 0 |  | 1813.6438 | 0.02488
[45 empty] | 1813.8146 | 0 |  | 1813.8049 | 0.02471
[45 empty] | 1813.9757 | 0 |  | 1813.9662 | 0.02459
[45 empty] | 1814.137 | 0 |  | 1814.1274 | 0.02452
[45 empty] | 1814.2982 | 0 |  | 1814.2886 | 0.02449
[45 empty] | 1814.4595 | 0 |  | 1814.4499 | 0.02448
[45 empty] | 1814.6207 | 0 |  | 1814.6112 | 0.02448
[45 empty] | 1814.7821 | 0 |  | 1814.7726 | 0.02446
[45 empty] | 1814.9435 | 0 |  | 1814.9338 | 0.02442
[45 empty] | 1815.1049 | 0 |  | 1815.0952 | 0.02434
[45 empty] | 1815.2662 | 0 |  | 1815.2567 | 0.02425
[45 empty] | 1815.4277 | 0 |  | 1815.4181 | 0.02417
[45 empty] | 1815.5892 | 0 |  | 1815.5796 | 0.02412
[45 empty] | 1815.7507 | 0 |  | 1815.7411 | 0.02414
[45 empty] | 1815.9122 | 0 |  | 1815.9026 | 0.02421
[45 empty] | 1816.0737 | 0 |  | 1816.0642 | 0.02436
[45 empty] | 1816.2353 | 0 |  | 1816.2257 | 0.02455
[45 empty] | 1816.397 | 0 |  | 1816.3873 | 0.02476
[45 empty] | 1816.5586 | 0 |  | 1816.5491 | 0.02496
[45 empty] | 1816.7203 | 0 |  | 1816.7107 | 0.0251
[45 empty] | 1816.882 | 0 |  | 1816.8724 | 0.02518
[45 empty] | 1817.0437 | 0 |  | 1817.0342 | 0.02516
[45 empty] | 1817.2054 | 0 |  | 1817.1959 | 0.02505
[45 empty] | 1817.3673 | 0 |  | 1817.3577 | 0.02486
[45 empty] | 1817.5291 | 0 |  | 1817.5195 | 0.02461
[45 empty] | 1817.6909 | 0 |  | 1817.6813 | 0.02434
[45 empty] | 1817.8528 | 0 |  | 1817.8433 | 0.02407
[45 empty] | 1818.0147 | 0 |  | 1818.0051 | 0.02382
[45 empty] | 1818.1766 | 0 |  | 1818.167 | 0.02359
[45 empty] | 1818.3386 | 0 |  | 1818.329 | 0.02337
[45 empty] | 1818.5006 | 0 |  | 1818.491 | 0.02315
[45 empty] | 1818.6626 | 0 |  | 1818.6529 | 0.02291
[45 empty] | 1818.8247 | 0 |  | 1818.8151 | 0.02265
[45 empty] | 1818.9867 | 0 |  | 1818.9772 | 0.02236
[45 empty] | 1819.1488 | 0 |  | 1819.1393 | 0.02205
[45 empty] | 1819.311 | 0 |  | 1819.3014 | 0.02174
[45 empty] | 1819.4731 | 0 |  | 1819.4635 | 0.02146
[45 empty] | 1819.6354 | 0 |  | 1819.6257 | 0.02121
[45 empty] | 1819.7976 | 0 |  | 1819.788 | 0.02101
[45 empty] | 1819.9598 | 0 |  | 1819.9502 | 0.02086
[45 empty] | 1820.1221 | 0 |  | 1820.1124 | 0.02077
[45 empty] | 1820.2844 | 0 |  | 1820.2748 | 0.02073
[45 empty] | 1820.4468 | 0 |  | 1820.4371 | 0.02076
[45 empty] | 1820.6091 | 0 |  | 1820.5995 | 0.02085
[45 empty] | 1820.7715 | 0 |  | 1820.7618 | 0.02102
[45 empty] | 1820.934 | 0 |  | 1820.9243 | 0.02124
[45 empty] | 1821.0963 | 0 |  | 1821.0868 | 0.02151
[45 empty] | 1821.2588 | 0 |  | 1821.2493 | 0.0218
[45 empty] | 1821.4214 | 0 |  | 1821.4117 | 0.02207
[45 empty] | 1821.5839 | 0 |  | 1821.5743 | 0.02229
[45 empty] | 1821.7465 | 0 |  | 1821.7368 | 0.02244
[45 empty] | 1821.9091 | 0 |  | 1821.8994 | 0.02249
[45 empty] | 1822.0717 | 0 |  | 1822.0621 | 0.02247
[45 empty] | 1822.2344 | 0 |  | 1822.2247 | 0.02238
[45 empty] | 1822.397 | 0 |  | 1822.3874 | 0.02226
[45 empty] | 1822.5597 | 0 |  | 1822.5502 | 0.02216
[45 empty] | 1822.7225 | 0 |  | 1822.7129 | 0.02208
[45 empty] | 1822.8853 | 0 |  | 1822.8756 | 0.02205
[45 empty] | 1823.0481 | 0 |  | 1823.0385 | 0.02206
[45 empty] | 1823.2109 | 0 |  | 1823.2013 | 0.02208
[45 empty] | 1823.3738 | 0 |  | 1823.3641 | 0.02208
[45 empty] | 1823.5366 | 0 |  | 1823.527 | 0.02203
[45 empty] | 1823.6996 | 0 |  | 1823.6899 | 0.02189
[45 empty] | 1823.8626 | 0 |  | 1823.8529 | 0.02167
[45 empty] | 1824.0255 | 0 |  | 1824.0159 | 0.02138
[45 empty] | 1824.1885 | 0 |  | 1824.1788 | 0.02104
[45 empty] | 1824.3516 | 0 |  | 1824.3419 | 0.02068
[45 empty] | 1824.5145 | 0 |  | 1824.505 | 0.02033
[45 empty] | 1824.6777 | 0 |  | 1824.6681 | 0.02003
[45 empty] | 1824.8408 | 0 |  | 1824.8312 | 0.0198
[45 empty] | 1825.0039 | 0 |  | 1824.9943 | 0.01964
[45 empty] | 1825.1671 | 0 |  | 1825.1575 | 0.01956
[45 empty] | 1825.3303 | 0 |  | 1825.3207 | 0.01954
[45 empty] | 1825.4935 | 0 |  | 1825.4839 | 0.01959
[45 empty] | 1825.6569 | 0 |  | 1825.6472 | 0.01969
[45 empty] | 1825.8202 | 0 |  | 1825.8105 | 0.01981
[45 empty] | 1825.9835 | 0 |  | 1825.9739 | 0.01995
[45 empty] | 1826.1469 | 0 |  | 1826.1372 | 0.02006
[45 empty] | 1826.3102 | 0 |  | 1826.3005 | 0.02015
[45 empty] | 1826.4736 | 0 |  | 1826.464 | 0.0202
[45 empty] | 1826.6371 | 0 |  | 1826.6274 | 0.0202
[45 empty] | 1826.8005 | 0 |  | 1826.7909 | 0.02016
[45 empty] | 1826.964 | 0 |  | 1826.9543 | 0.02008
[45 empty] | 1827.1276 | 0 |  | 1827.1179 | 0.01999
[45 empty] | 1827.2911 | 0 |  | 1827.2815 | 0.01989
[45 empty] | 1827.4547 | 0 |  | 1827.4451 | 0.01982
[45 empty] | 1827.6183 | 0 |  | 1827.6086 | 0.01979
[45 empty] | 1827.782 | 0 |  | 1827.7723 | 0.0198
[45 empty] | 1827.9457 | 0 |  | 1827.936 | 0.01986
[45 empty] | 1828.1094 | 0 |  | 1828.0997 | 0.01997
[45 empty] | 1828.2731 | 0 |  | 1828.2634 | 0.02011
[45 empty] | 1828.4369 | 0 |  | 1828.4272 | 0.02026
[45 empty] | 1828.6007 | 0 |  | 1828.5911 | 0.0204
[45 empty] | 1828.7645 | 0 |  | 1828.7549 | 0.02051
[45 empty] | 1828.9283 | 0 |  | 1828.9187 | 0.02056
[45 empty] | 1829.0922 | 0 |  | 1829.0825 | 0.02056
[45 empty] | 1829.2561 | 0 |  | 1829.2465 | 0.02049
[45 empty] | 1829.42 | 0 |  | 1829.4104 | 0.02035
[45 empty] | 1829.584 | 0 |  | 1829.5743 | 0.02016
[45 empty] | 1829.748 | 0 |  | 1829.7384 | 0.01994
[45 empty] | 1829.9121 | 0 |  | 1829.9025 | 0.01969
[45 empty] | 1830.0762 | 0 |  | 1830.0665 | 0.01945
[45 empty] | 1830.2402 | 0 |  | 1830.2306 | 0.01926
[45 empty] | 1830.4043 | 0 |  | 1830.3946 | 0.01912
[45 empty] | 1830.5685 | 0 |  | 1830.5588 | 0.01905
[45 empty] | 1830.7327 | 0 |  | 1830.723 | 0.01905
[45 empty] | 1830.8969 | 0 |  | 1830.8872 | 0.01909
[45 empty] | 1831.0612 | 0 |  | 1831.0514 | 0.01914
[45 empty] | 1831.2253 | 0 |  | 1831.2157 | 0.01916
[45 empty] | 1831.3897 | 0 |  | 1831.38 | 0.01913
[45 empty] | 1831.554 | 0 |  | 1831.5443 | 0.01901
[45 empty] | 1831.7184 | 0 |  | 1831.7087 | 0.01881
[45 empty] | 1831.8827 | 0 |  | 1831.873 | 0.01854
[45 empty] | 1832.0471 | 0 |  | 1832.0375 | 0.01823
[45 empty] | 1832.2115 | 0 |  | 1832.2019 | 0.01791
[45 empty] | 1832.3761 | 0 |  | 1832.3663 | 0.01762
[45 empty] | 1832.5405 | 0 |  | 1832.5309 | 0.01738
[45 empty] | 1832.7051 | 0 |  | 1832.6954 | 0.01721
[45 empty] | 1832.8696 | 0 |  | 1832.86 | 0.01708
[45 empty] | 1833.0342 | 0 |  | 1833.0245 | 0.017
[45 empty] | 1833.1988 | 0 |  | 1833.1892 | 0.01694
[45 empty] | 1833.3635 | 0 |  | 1833.3539 | 0.01689
[45 empty] | 1833.5282 | 0 |  | 1833.5186 | 0.01683
[45 empty] | 1833.6929 | 0 |  | 1833.6832 | 0.01677
[45 empty] | 1833.8577 | 0 |  | 1833.8479 | 0.01672
[45 empty] | 1834.0223 | 0 |  | 1834.0127 | 0.01669
[45 empty] | 1834.1871 | 0 |  | 1834.1775 | 0.01669
[45 empty] | 1834.352 | 0 |  | 1834.3423 | 0.01672
[45 empty] | 1834.5168 | 0 |  | 1834.5072 | 0.01677
[45 empty] | 1834.6818 | 0 |  | 1834.6721 | 0.01682
[45 empty] | 1834.8467 | 0 |  | 1834.837 | 0.01687
[45 empty] | 1835.0116 | 0 |  | 1835.002 | 0.01689
[45 empty] | 1835.1766 | 0 |  | 1835.1669 | 0.01688
[45 empty] | 1835.3416 | 0 |  | 1835.3319 | 0.01686
[45 empty] | 1835.5066 | 0 |  | 1835.4969 | 0.01684
[45 empty] | 1835.6716 | 0 |  | 1835.662 | 0.01683
[45 empty] | 1835.8368 | 0 |  | 1835.8272 | 0.01685
[45 empty] | 1836.002 | 0 |  | 1835.9922 | 0.0169
[45 empty] | 1836.1671 | 0 |  | 1836.1573 | 0.01696
[45 empty] | 1836.3323 | 0 |  | 1836.3225 | 0.01705
[45 empty] | 1836.4974 | 0 |  | 1836.4878 | 0.01713
[45 empty] | 1836.6627 | 0 |  | 1836.6529 | 0.0172
[45 empty] | 1836.828 | 0 |  | 1836.8182 | 0.01725
[45 empty] | 1836.9933 | 0 |  | 1836.9836 | 0.01727
[45 empty] | 1837.1586 | 0 |  | 1837.1489 | 0.01726
[45 empty] | 1837.324 | 0 |  | 1837.3143 | 0.01722
[45 empty] | 1837.4894 | 0 |  | 1837.4796 | 0.01713
[45 empty] | 1837.6548 | 0 |  | 1837.6451 | 0.01701
[45 empty] | 1837.8202 | 0 |  | 1837.8105 | 0.01686
[45 empty] | 1837.9857 | 0 |  | 1837.976 | 0.01668
[45 empty] | 1838.1512 | 0 |  | 1838.1415 | 0.01648
[45 empty] | 1838.3168 | 0 |  | 1838.307 | 0.01627
[45 empty] | 1838.4823 | 0 |  | 1838.4727 | 0.01607
[45 empty] | 1838.648 | 0 |  | 1838.6382 | 0.01587
[45 empty] | 1838.8136 | 0 |  | 1838.8038 | 0.01568
[45 empty] | 1838.9793 | 0 |  | 1838.9695 | 0.01552
[45 empty] | 1839.1449 | 0 |  | 1839.1353 | 0.01538
[45 empty] | 1839.3107 | 0 |  | 1839.3009 | 0.01527
[45 empty] | 1839.4763 | 0 |  | 1839.4667 | 0.01517
[45 empty] | 1839.6421 | 0 |  | 1839.6325 | 0.01509
[45 empty] | 1839.808 | 0 |  | 1839.7982 | 0.01502
[45 empty] | 1839.9738 | 0 |  | 1839.9641 | 0.01494
[45 empty] | 1840.1397 | 0 |  | 1840.13 | 0.01486
[45 empty] | 1840.3055 | 0 |  | 1840.2959 | 0.01474
[45 empty] | 1840.4714 | 0 |  | 1840.4618 | 0.0146
[45 empty] | 1840.6374 | 0 |  | 1840.6277 | 0.01441
[45 empty] | 1840.8035 | 0 |  | 1840.7937 | 0.01418
[45 empty] | 1840.9695 | 0 |  | 1840.9597 | 0.01394
[45 empty] | 1841.1355 | 0 |  | 1841.1257 | 0.01369
[45 empty] | 1841.3015 | 0 |  | 1841.2919 | 0.01346
[45 empty] | 1841.4677 | 0 |  | 1841.458 | 0.01328
[45 empty] | 1841.6338 | 0 |  | 1841.6242 | 0.01317
[45 empty] | 1841.7999 | 0 |  | 1841.7903 | 0.01314
[45 empty] | 1841.9662 | 0 |  | 1841.9564 | 0.01318
[45 empty] | 1842.1325 | 0 |  | 1842.1227 | 0.0133
[45 empty] | 1842.2987 | 0 |  | 1842.2889 | 0.01347
[45 empty] | 1842.465 | 0 |  | 1842.4552 | 0.0137
[45 empty] | 1842.6312 | 0 |  | 1842.6216 | 0.01394
[45 empty] | 1842.7976 | 0 |  | 1842.788 | 0.01419
[45 empty] | 1842.964 | 0 |  | 1842.9542 | 0.01443
[45 empty] | 1843.1304 | 0 |  | 1843.1207 | 0.01464
[45 empty] | 1843.2969 | 0 |  | 1843.2871 | 0.0148
[45 empty] | 1843.4633 | 0 |  | 1843.4536 | 0.01489
[45 empty] | 1843.6298 | 0 |  | 1843.6201 | 0.01492
[45 empty] | 1843.7964 | 0 |  | 1843.7866 | 0.0149
[45 empty] | 1843.9629 | 0 |  | 1843.9531 | 0.01483
[45 empty] | 1844.1295 | 0 |  | 1844.1198 | 0.01475
[45 empty] | 1844.2961 | 0 |  | 1844.2864 | 0.01467
[45 empty] | 1844.4628 | 0 |  | 1844.453 | 0.01462
[45 empty] | 1844.6294 | 0 |  | 1844.6198 | 0.0146
[45 empty] | 1844.7961 | 0 |  | 1844.7864 | 0.01463
[45 empty] | 1844.9629 | 0 |  | 1844.9531 | 0.0147
[45 empty] | 1845.1296 | 0 |  | 1845.1199 | 0.01479
[45 empty] | 1845.2964 | 0 |  | 1845.2867 | 0.01488
[45 empty] | 1845.4633 | 0 |  | 1845.4535 | 0.01493
[45 empty] | 1845.6301 | 0 |  | 1845.6204 | 0.01493
[45 empty] | 1845.797 | 0 |  | 1845.7872 | 0.01485
[45 empty] | 1845.964 | 0 |  | 1845.9542 | 0.0147
[45 empty] | 1846.1309 | 0 |  | 1846.1212 | 0.01449
[45 empty] | 1846.2978 | 0 |  | 1846.2881 | 0.01424
[45 empty] | 1846.4648 | 0 |  | 1846.4552 | 0.01399
[45 empty] | 1846.632 | 0 |  | 1846.6222 | 0.01377
[45 empty] | 1846.799 | 0 |  | 1846.7893 | 0.01358
[45 empty] | 1846.9661 | 0 |  | 1846.9563 | 0.01345
[45 empty] | 1847.1332 | 0 |  | 1847.1235 | 0.01336
[45 empty] | 1847.3004 | 0 |  | 1847.2906 | 0.01331
[45 empty] | 1847.4675 | 0 |  | 1847.4579 | 0.01327
[45 empty] | 1847.6348 | 0 |  | 1847.625 | 0.01324
[45 empty] | 1847.802 | 0 |  | 1847.7924 | 0.01321
[45 empty] | 1847.9694 | 0 |  | 1847.9596 | 0.01316
[45 empty] | 1848.1366 | 0 |  | 1848.127 | 0.0131
[45 empty] | 1848.304 | 0 |  | 1848.2942 | 0.01301
[45 empty] | 1848.4713 | 0 |  | 1848.4617 | 0.0129
[45 empty] | 1848.6388 | 0 |  | 1848.629 | 0.01278
[45 empty] | 1848.8061 | 0 |  | 1848.7965 | 0.01265
[45 empty] | 1848.9736 | 0 |  | 1848.9639 | 0.01253
[45 empty] | 1849.1411 | 0 |  | 1849.1315 | 0.01243
[45 empty] | 1849.3087 | 0 |  | 1849.299 | 0.01236
[45 empty] | 1849.4762 | 0 |  | 1849.4666 | 0.01234
[45 empty] | 1849.6438 | 0 |  | 1849.634 | 0.01237
[45 empty] | 1849.8114 | 0 |  | 1849.8016 | 0.01247
[45 empty] | 1849.9791 | 0 |  | 1849.9694 | 0.01262
[45 empty] | 1850.1467 | 0 |  | 1850.137 | 0.01284
[45 empty] | 1850.3145 | 0 |  | 1850.3047 | 0.01311
[45 empty] | 1850.4822 | 0 |  | 1850.4724 | 0.01343
[45 empty] | 1850.65 | 0 |  | 1850.6403 | 0.01378
[45 empty] | 1850.8177 | 0 |  | 1850.808 | 0.01415
[45 empty] | 1850.9856 | 0 |  | 1850.9758 | 0.01452
[45 empty] | 1851.1534 | 0 |  | 1851.1437 | 0.01486
[45 empty] | 1851.3213 | 0 |  | 1851.3117 | 0.01515
[45 empty] | 1851.4893 | 0 |  | 1851.4795 | 0.01536
[45 empty] | 1851.6572 | 0 |  | 1851.6475 | 0.01548
[45 empty] | 1851.8252 | 0 |  | 1851.8154 | 0.01549
[45 empty] | 1851.9932 | 0 |  | 1851.9835 | 0.0154
[45 empty] | 1852.1613 | 0 |  | 1852.1515 | 0.01522
[45 empty] | 1852.3293 | 0 |  | 1852.3196 | 0.01498
[45 empty] | 1852.4974 | 0 |  | 1852.4877 | 0.01472
[45 empty] | 1852.6655 | 0 |  | 1852.6558 | 0.01447
[45 empty] | 1852.8337 | 0 |  | 1852.824 | 0.01427
[45 empty] | 1853.002 | 0 |  | 1852.9922 | 0.01416
[45 empty] | 1853.1702 | 0 |  | 1853.1604 | 0.01414
[45 empty] | 1853.3384 | 0 |  | 1853.3286 | 0.01421
[45 empty] | 1853.5067 | 0 |  | 1853.4969 | 0.01438
[45 empty] | 1853.6751 | 0 |  | 1853.6653 | 0.01461
[45 empty] | 1853.8434 | 0 |  | 1853.8336 | 0.01488
[45 empty] | 1854.0117 | 0 |  | 1854.002 | 0.01519
[45 empty] | 1854.1802 | 0 |  | 1854.1704 | 0.0155
[45 empty] | 1854.3486 | 0 |  | 1854.3389 | 0.01579
[45 empty] | 1854.5171 | 0 |  | 1854.5073 | 0.01603
[45 empty] | 1854.6855 | 0 |  | 1854.6758 | 0.0162
[45 empty] | 1854.8541 | 0 |  | 1854.8444 | 0.01627
[45 empty] | 1855.0226 | 0 |  | 1855.0129 | 0.01625
[45 empty] | 1855.1913 | 0 |  | 1855.1815 | 0.01612
[45 empty] | 1855.3599 | 0 |  | 1855.3501 | 0.01589
[45 empty] | 1855.5286 | 0 |  | 1855.5188 | 0.01558
[45 empty] | 1855.6971 | 0 |  | 1855.6874 | 0.01523
[45 empty] | 1855.866 | 0 |  | 1855.8562 | 0.01486
[45 empty] | 1856.0347 | 0 |  | 1856.0249 | 0.01451
[45 empty] | 1856.2035 | 0 |  | 1856.1937 | 0.0142
[45 empty] | 1856.3722 | 0 |  | 1856.3624 | 0.01396
[45 empty] | 1856.5411 | 0 |  | 1856.5312 | 0.01378
[45 empty] | 1856.71 | 0 |  | 1856.7002 | 0.01369
[45 empty] | 1856.8788 | 0 |  | 1856.869 | 0.01365
[45 empty] | 1857.0477 | 0 |  | 1857.038 | 0.01367
[45 empty] | 1857.2167 | 0 |  | 1857.2069 | 0.01372
[45 empty] | 1857.3857 | 0 |  | 1857.376 | 0.01379
[45 empty] | 1857.5548 | 0 |  | 1857.5449 | 0.01388
[45 empty] | 1857.7238 | 0 |  | 1857.714 | 0.01399
[45 empty] | 1857.8929 | 0 |  | 1857.8831 | 0.01412
[45 empty] | 1858.062 | 0 |  | 1858.0522 | 0.01427
[45 empty] | 1858.2312 | 0 |  | 1858.2213 | 0.01445
[45 empty] | 1858.4003 | 0 |  | 1858.3905 | 0.01463
[45 empty] | 1858.5696 | 0 |  | 1858.5597 | 0.0148
[45 empty] | 1858.7388 | 0 |  | 1858.729 | 0.01495
[45 empty] | 1858.9081 | 0 |  | 1858.8983 | 0.01504
[45 empty] | 1859.0774 | 0 |  | 1859.0675 | 0.01507
[45 empty] | 1859.2467 | 0 |  | 1859.2369 | 0.01501
[45 empty] | 1859.416 | 0 |  | 1859.4062 | 0.01489
[45 empty] | 1859.5855 | 0 |  | 1859.5757 | 0.0147
[45 empty] | 1859.7549 | 0 |  | 1859.7451 | 0.01448
[45 empty] | 1859.9243 | 0 |  | 1859.9145 | 0.01424
[45 empty] | 1860.0938 | 0 |  | 1860.084 | 0.01401
[45 empty] | 1860.2633 | 0 |  | 1860.2535 | 0.01381
[45 empty] | 1860.4329 | 0 |  | 1860.4231 | 0.01367
[45 empty] | 1860.6024 | 0 |  | 1860.5927 | 0.01359
[45 empty] | 1860.772 | 0 |  | 1860.7622 | 0.01356
[45 empty] | 1860.9416 | 0 |  | 1860.9319 | 0.01359
[45 empty] | 1861.1113 | 0 |  | 1861.1016 | 0.01364
[45 empty] | 1861.281 | 0 |  | 1861.2712 | 0.01372
[45 empty] | 1861.4508 | 0 |  | 1861.441 | 0.0138
[45 empty] | 1861.6205 | 0 |  | 1861.6107 | 0.01387
[45 empty] | 1861.7903 | 0 |  | 1861.7805 | 0.01393
[45 empty] | 1861.9602 | 0 |  | 1861.9503 | 0.01397
[45 empty] | 1862.13 | 0 |  | 1862.1202 | 0.01399
[45 empty] | 1862.2999 | 0 |  | 1862.2902 | 0.01399
[45 empty] | 1862.4698 | 0 |  | 1862.46 | 0.01398
[45 empty] | 1862.6398 | 0 |  | 1862.63 | 0.01396
[45 empty] | 1862.8097 | 0 |  | 1862.7999 | 0.01392
[45 empty] | 1862.9797 | 0 |  | 1862.97 | 0.01387
[45 empty] | 1863.1498 | 0 |  | 1863.14 | 0.01381
[45 empty] | 1863.3198 | 0 |  | 1863.3101 | 0.01373
[45 empty] | 1863.49 | 0 |  | 1863.4802 | 0.01364
[45 empty] | 1863.6602 | 0 |  | 1863.6503 | 0.01354
[45 empty] | 1863.8303 | 0 |  | 1863.8204 | 0.01347
[45 empty] | 1864.0005 | 0 |  | 1863.9907 | 0.01341
[45 empty] | 1864.1707 | 0 |  | 1864.1609 | 0.01339
[45 empty] | 1864.3409 | 0 |  | 1864.3312 | 0.01342
[45 empty] | 1864.5112 | 0 |  | 1864.5015 | 0.01347
[45 empty] | 1864.6815 | 0 |  | 1864.6717 | 0.01355
[45 empty] | 1864.8519 | 0 |  | 1864.8422 | 0.01364
[45 empty] | 1865.0223 | 0 |  | 1865.0124 | 0.0137
[45 empty] | 1865.1927 | 0 |  | 1865.1829 | 0.01375
[45 empty] | 1865.3632 | 0 |  | 1865.3534 | 0.01376
[45 empty] | 1865.5337 | 0 |  | 1865.5238 | 0.01374
[45 empty] | 1865.7041 | 0 |  | 1865.6943 | 0.01369
[45 empty] | 1865.8746 | 0 |  | 1865.8649 | 0.01363
[45 empty] | 1866.0453 | 0 |  | 1866.0354 | 0.01356
[45 empty] | 1866.2158 | 0 |  | 1866.2061 | 0.01347
[45 empty] | 1866.3865 | 0 |  | 1866.3767 | 0.01338
[45 empty] | 1866.5571 | 0 |  | 1866.5474 | 0.01328
[45 empty] | 1866.7279 | 0 |  | 1866.718 | 0.01318
[45 empty] | 1866.8986 | 0 |  | 1866.8888 | 0.0131
[45 empty] | 1867.0693 | 0 |  | 1867.0596 | 0.01303
[45 empty] | 1867.2401 | 0 |  | 1867.2304 | 0.01301
[45 empty] | 1867.411 | 0 |  | 1867.4011 | 0.01302
[45 empty] | 1867.5818 | 0 |  | 1867.572 | 0.01308
[45 empty] | 1867.7527 | 0 |  | 1867.7429 | 0.01316
[45 empty] | 1867.9236 | 0 |  | 1867.9138 | 0.01325
[45 empty] | 1868.0946 | 0 |  | 1868.0847 | 0.01333
[45 empty] | 1868.2655 | 0 |  | 1868.2557 | 0.01339
[45 empty] | 1868.4365 | 0 |  | 1868.4268 | 0.01341
[45 empty] | 1868.6075 | 0 |  | 1868.5978 | 0.01339
[45 empty] | 1868.7787 | 0 |  | 1868.7688 | 0.01334
[45 empty] | 1868.9497 | 0 |  | 1868.9399 | 0.01326
[45 empty] | 1869.1209 | 0 |  | 1869.1111 | 0.01316
[45 empty] | 1869.292 | 0 |  | 1869.2822 | 0.01305
[45 empty] | 1869.4633 | 0 |  | 1869.4534 | 0.01293
[45 empty] | 1869.6345 | 0 |  | 1869.6246 | 0.01282
[45 empty] | 1869.8058 | 0 |  | 1869.7959 | 0.01271
[45 empty] | 1869.977 | 0 |  | 1869.9672 | 0.01261
[45 empty] | 1870.1483 | 0 |  | 1870.1385 | 0.01251
[45 empty] | 1870.3197 | 0 |  | 1870.3098 | 0.01243
[45 empty] | 1870.4911 | 0 |  | 1870.4812 | 0.01237
[45 empty] | 1870.6625 | 0 |  | 1870.6527 | 0.01233
[45 empty] | 1870.834 | 0 |  | 1870.8241 | 0.01232
[45 empty] | 1871.0054 | 0 |  | 1870.9956 | 0.01234
[45 empty] | 1871.1769 | 0 |  | 1871.1671 | 0.01239
[45 empty] | 1871.3485 | 0 |  | 1871.3386 | 0.01247
[45 empty] | 1871.52 | 0 |  | 1871.5103 | 0.01257
[45 empty] | 1871.6916 | 0 |  | 1871.6818 | 0.01268
[45 empty] | 1871.8633 | 0 |  | 1871.8534 | 0.01278
[45 empty] | 1872.0349 | 0 |  | 1872.0251 | 0.01287
[45 empty] | 1872.2067 | 0 |  | 1872.1968 | 0.01292
[45 empty] | 1872.3784 | 0 |  | 1872.3685 | 0.01292
[45 empty] | 1872.5502 | 0 |  | 1872.5403 | 0.01288
[45 empty] | 1872.7219 | 0 |  | 1872.7122 | 0.01277
[45 empty] | 1872.8938 | 0 |  | 1872.8839 | 0.01263
[45 empty] | 1873.0657 | 0 |  | 1873.0558 | 0.01246
[45 empty] | 1873.2376 | 0 |  | 1873.2277 | 0.01228
[45 empty] | 1873.4094 | 0 |  | 1873.3995 | 0.01211
[45 empty] | 1873.5814 | 0 |  | 1873.5715 | 0.01198
[45 empty] | 1873.7534 | 0 |  | 1873.7435 | 0.01188
[45 empty] | 1873.9254 | 0 |  | 1873.9155 | 0.01182
[45 empty] | 1874.0974 | 0 |  | 1874.0875 | 0.01181
[45 empty] | 1874.2695 | 0 |  | 1874.2596 | 0.01183
[45 empty] | 1874.4416 | 0 |  | 1874.4318 | 0.01187
[45 empty] | 1874.6138 | 0 |  | 1874.6039 | 0.01194
[45 empty] | 1874.7859 | 0 |  | 1874.7761 | 0.012
[45 empty] | 1874.9581 | 0 |  | 1874.9482 | 0.01207
[45 empty] | 1875.1304 | 0 |  | 1875.1205 | 0.01212
[45 empty] | 1875.3026 | 0 |  | 1875.2927 | 0.01215
[45 empty] | 1875.475 | 0 |  | 1875.4651 | 0.01215
[45 empty] | 1875.6472 | 0 |  | 1875.6374 | 0.01213
[45 empty] | 1875.8196 | 0 |  | 1875.8098 | 0.01208
[45 empty] | 1875.9921 | 0 |  | 1875.9822 | 0.01202
[45 empty] | 1876.1644 | 0 |  | 1876.1545 | 0.01195
[45 empty] | 1876.3369 | 0 |  | 1876.327 | 0.01191
[45 empty] | 1876.5094 | 0 |  | 1876.4995 | 0.01189
[45 empty] | 1876.6819 | 0 |  | 1876.672 | 0.01191
[45 empty] | 1876.8545 | 0 |  | 1876.8446 | 0.01195
[45 empty] | 1877.0271 | 0 |  | 1877.0172 | 0.01201
[45 empty] | 1877.1997 | 0 |  | 1877.1898 | 0.01207
[45 empty] | 1877.3723 | 0 |  | 1877.3624 | 0.0121
[45 empty] | 1877.545 | 0 |  | 1877.5352 | 0.0121
[45 empty] | 1877.7177 | 0 |  | 1877.7079 | 0.01204
[45 empty] | 1877.8905 | 0 |  | 1877.8806 | 0.01194
[45 empty] | 1878.0632 | 0 |  | 1878.0533 | 0.01182
[45 empty] | 1878.2361 | 0 |  | 1878.2262 | 0.01168
[45 empty] | 1878.4088 | 0 |  | 1878.399 | 0.01155
[45 empty] | 1878.5818 | 0 |  | 1878.5719 | 0.01144
[45 empty] | 1878.7546 | 0 |  | 1878.7448 | 0.01136
[45 empty] | 1878.9276 | 0 |  | 1878.9177 | 0.0113
[45 empty] | 1879.1006 | 0 |  | 1879.0907 | 0.01127
[45 empty] | 1879.2736 | 0 |  | 1879.2637 | 0.01126
[45 empty] | 1879.4465 | 0 |  | 1879.4367 | 0.01128
[45 empty] | 1879.6196 | 0 |  | 1879.6097 | 0.01133
[45 empty] | 1879.7927 | 0 |  | 1879.7828 | 0.01142
[45 empty] | 1879.9658 | 0 |  | 1879.9559 | 0.01155
[45 empty] | 1880.139 | 0 |  | 1880.1291 | 0.01174
[45 empty] | 1880.3121 | 0 |  | 1880.3024 | 0.01195
[45 empty] | 1880.4853 | 0 |  | 1880.4756 | 0.01219
[45 empty] | 1880.6587 | 0 |  | 1880.6488 | 0.01241
[45 empty] | 1880.8319 | 0 |  | 1880.822 | 0.01261
[45 empty] | 1881.0052 | 0 |  | 1880.9954 | 0.01277
[45 empty] | 1881.1786 | 0 |  | 1881.1687 | 0.01287
[45 empty] | 1881.352 | 0 |  | 1881.3422 | 0.01292
[45 empty] | 1881.5254 | 0 |  | 1881.5155 | 0.01292
[45 empty] | 1881.6988 | 0 |  | 1881.689 | 0.0129
[45 empty] | 1881.8723 | 0 |  | 1881.8624 | 0.01286
[45 empty] | 1882.0458 | 0 |  | 1882.036 | 0.0128
[45 empty] | 1882.2194 | 0 |  | 1882.2095 | 0.01275
[45 empty] | 1882.3929 | 0 |  | 1882.3831 | 0.01269
[45 empty] | 1882.5665 | 0 |  | 1882.5566 | 0.01263
[45 empty] | 1882.7402 | 0 |  | 1882.7304 | 0.01258
[45 empty] | 1882.9138 | 0 |  | 1882.9039 | 0.01252
[45 empty] | 1883.0875 | 0 |  | 1883.0776 | 0.01247
[45 empty] | 1883.2612 | 0 |  | 1883.2515 | 0.01244
[45 empty] | 1883.4351 | 0 |  | 1883.4252 | 0.01244
[45 empty] | 1883.6089 | 0 |  | 1883.599 | 0.01247
[45 empty] | 1883.7827 | 0 |  | 1883.7728 | 0.01254
[45 empty] | 1883.9565 | 0 |  | 1883.9467 | 0.01264
[45 empty] | 1884.1305 | 0 |  | 1884.1206 | 0.01275
[45 empty] | 1884.3043 | 0 |  | 1884.2944 | 0.01286
[45 empty] | 1884.4783 | 0 |  | 1884.4684 | 0.01296
[45 empty] | 1884.6523 | 0 |  | 1884.6425 | 0.01303
[45 empty] | 1884.8263 | 0 |  | 1884.8164 | 0.01305
[45 empty] | 1885.0004 | 0 |  | 1884.9905 | 0.01302
[45 empty] | 1885.1744 | 0 |  | 1885.1645 | 0.01294
[45 empty] | 1885.3486 | 0 |  | 1885.3387 | 0.01279
[45 empty] | 1885.5227 | 0 |  | 1885.5128 | 0.01259
[45 empty] | 1885.6969 | 0 |  | 1885.687 | 0.01233
[45 empty] | 1885.8711 | 0 |  | 1885.8612 | 0.01205
[45 empty] | 1886.0454 | 0 |  | 1886.0355 | 0.01176
[45 empty] | 1886.2196 | 0 |  | 1886.2097 | 0.01147
[45 empty] | 1886.3939 | 0 |  | 1886.384 | 0.01121
[45 empty] | 1886.5684 | 0 |  | 1886.5585 | 0.01101
[45 empty] | 1886.7427 | 0 |  | 1886.7328 | 0.01086
[45 empty] | 1886.9171 | 0 |  | 1886.9072 | 0.0108
[45 empty] | 1887.0916 | 0 |  | 1887.0817 | 0.0108
[45 empty] | 1887.266 | 0 |  | 1887.2561 | 0.01086
[45 empty] | 1887.4406 | 0 |  | 1887.4307 | 0.01097
[45 empty] | 1887.615 | 0 |  | 1887.6051 | 0.0111
[45 empty] | 1887.7897 | 0 |  | 1887.7797 | 0.01124
[45 empty] | 1887.9642 | 0 |  | 1887.9543 | 0.01136
[45 empty] | 1888.1388 | 0 |  | 1888.1289 | 0.01145
[45 empty] | 1888.3135 | 0 |  | 1888.3036 | 0.01152
[45 empty] | 1888.4882 | 0 |  | 1888.4783 | 0.01157
[45 empty] | 1888.663 | 0 |  | 1888.6531 | 0.01161
[45 empty] | 1888.8378 | 0 |  | 1888.8278 | 0.01164
[45 empty] | 1889.0124 | 0 |  | 1889.0026 | 0.01169
[45 empty] | 1889.1874 | 0 |  | 1889.1774 | 0.01176
[45 empty] | 1889.3622 | 0 |  | 1889.3523 | 0.01184
[45 empty] | 1889.5371 | 0 |  | 1889.5272 | 0.01195
[45 empty] | 1889.712 | 0 |  | 1889.7022 | 0.01207
[45 empty] | 1889.887 | 0 |  | 1889.8771 | 0.0122
[45 empty] | 1890.062 | 0 |  | 1890.052 | 0.01233
[45 empty] | 1890.2369 | 0 |  | 1890.227 | 0.01247
[45 empty] | 1890.412 | 0 |  | 1890.4021 | 0.01259
[45 empty] | 1890.5872 | 0 |  | 1890.5772 | 0.0127
[45 empty] | 1890.7622 | 0 |  | 1890.7523 | 0.01278
[45 empty] | 1890.9374 | 0 |  | 1890.9275 | 0.01283
[45 empty] | 1891.1126 | 0 |  | 1891.1027 | 0.01282
[45 empty] | 1891.2878 | 0 |  | 1891.2778 | 0.01276
[45 empty] | 1891.463 | 0 |  | 1891.4531 | 0.01265
[45 empty] | 1891.6383 | 0 |  | 1891.6284 | 0.01248
[45 empty] | 1891.8136 | 0 |  | 1891.8037 | 0.01227
[45 empty] | 1891.989 | 0 |  | 1891.979 | 0.01203
[45 empty] | 1892.1643 | 0 |  | 1892.1544 | 0.01178
[45 empty] | 1892.3397 | 0 |  | 1892.3298 | 0.01154
[45 empty] | 1892.5153 | 0 |  | 1892.5052 | 0.01131
[45 empty] | 1892.6907 | 0 |  | 1892.6808 | 0.01113
[45 empty] | 1892.8662 | 0 |  | 1892.8563 | 0.01098
[45 empty] | 1893.0418 | 0 |  | 1893.0319 | 0.0109
[45 empty] | 1893.2173 | 0 |  | 1893.2074 | 0.01086
[45 empty] | 1893.3929 | 0 |  | 1893.3829 | 0.01088
[45 empty] | 1893.5686 | 0 |  | 1893.5586 | 0.01095
[45 empty] | 1893.7443 | 0 |  | 1893.7342 | 0.01106
[45 empty] | 1893.9199 | 0 |  | 1893.91 | 0.0112
[45 empty] | 1894.0957 | 0 |  | 1894.0857 | 0.01136
[45 empty] | 1894.2715 | 0 |  | 1894.2615 | 0.01153
[45 empty] | 1894.4473 | 0 |  | 1894.4373 | 0.01169
[45 empty] | 1894.623 | 0 |  | 1894.6132 | 0.01183
[45 empty] | 1894.799 | 0 |  | 1894.7891 | 0.01195
[45 empty] | 1894.9749 | 0 |  | 1894.965 | 0.01205
[45 empty] | 1895.1508 | 0 |  | 1895.1409 | 0.01212
[45 empty] | 1895.3268 | 0 |  | 1895.3168 | 0.01218
[45 empty] | 1895.5028 | 0 |  | 1895.4928 | 0.01223
[45 empty] | 1895.6788 | 0 |  | 1895.6688 | 0.01227
[45 empty] | 1895.8549 | 0 |  | 1895.8448 | 0.0123
[45 empty] | 1896.0309 | 0 |  | 1896.021 | 0.01232
[45 empty] | 1896.207 | 0 |  | 1896.1971 | 0.01231
[45 empty] | 1896.3832 | 0 |  | 1896.3733 | 0.01227
[45 empty] | 1896.5594 | 0 |  | 1896.5494 | 0.01217
[45 empty] | 1896.7356 | 0 |  | 1896.7257 | 0.01203
[45 empty] | 1896.9119 | 0 |  | 1896.902 | 0.01185
[45 empty] | 1897.0883 | 0 |  | 1897.0783 | 0.01164
[45 empty] | 1897.2645 | 0 |  | 1897.2546 | 0.01142
[45 empty] | 1897.4409 | 0 |  | 1897.4309 | 0.01121
[45 empty] | 1897.6173 | 0 |  | 1897.6073 | 0.01103
[45 empty] | 1897.7937 | 0 |  | 1897.7838 | 0.01089
[45 empty] | 1897.9702 | 0 |  | 1897.9602 | 0.0108
[45 empty] | 1898.1466 | 0 |  | 1898.1367 | 0.01074
[45 empty] | 1898.3231 | 0 |  | 1898.3132 | 0.01072
[45 empty] | 1898.4998 | 0 |  | 1898.4897 | 0.01072
[45 empty] | 1898.6763 | 0 |  | 1898.6664 | 0.01073
[45 empty] | 1898.8529 | 0 |  | 1898.843 | 0.01076
[45 empty] | 1899.0295 | 0 |  | 1899.0196 | 0.01079
[45 empty] | 1899.2063 | 0 |  | 1899.1963 | 0.01083
[45 empty] | 1899.3831 | 0 |  | 1899.373 | 0.01087
[45 empty] | 1899.5598 | 0 |  | 1899.5498 | 0.01091
[45 empty] | 1899.7366 | 0 |  | 1899.7266 | 0.01095
[45 empty] | 1899.9133 | 0 |  | 1899.9034 | 0.011
[45 empty] | 1900.0902 | 0 |  | 1900.0802 | 0.01106
[45 empty] | 1900.2671 | 0 |  | 1900.2571 | 0.01112
[45 empty] | 1900.444 | 0 |  | 1900.4341 | 0.01118
[45 empty] | 1900.621 | 0 |  | 1900.611 | 0.01126
[45 empty] | 1900.798 | 0 |  | 1900.788 | 0.01135
[45 empty] | 1900.975 | 0 |  | 1900.965 | 0.01144
[45 empty] | 1901.152 | 0 |  | 1901.1421 | 0.01155
[45 empty] | 1901.3291 | 0 |  | 1901.3191 | 0.01166
[45 empty] | 1901.5062 | 0 |  | 1901.4962 | 0.01177
[45 empty] | 1901.6834 | 0 |  | 1901.6733 | 0.01187
[45 empty] | 1901.8606 | 0 |  | 1901.8506 | 0.01195
[45 empty] | 1902.0377 | 0 |  | 1902.0278 | 0.012
[45 empty] | 1902.215 | 0 |  | 1902.2051 | 0.01203
[45 empty] | 1902.3923 | 0 |  | 1902.3823 | 0.01202
[45 empty] | 1902.5696 | 0 |  | 1902.5596 | 0.01199
[45 empty] | 1902.7469 | 0 |  | 1902.7369 | 0.01193
[45 empty] | 1902.9243 | 0 |  | 1902.9143 | 0.01186
[45 empty] | 1903.1017 | 0 |  | 1903.0918 | 0.01177
[45 empty] | 1903.2792 | 0 |  | 1903.2692 | 0.01166
[45 empty] | 1903.4567 | 0 |  | 1903.4467 | 0.01154
[45 empty] | 1903.6342 | 0 |  | 1903.6242 | 0.0114
[45 empty] | 1903.8118 | 0 |  | 1903.8018 | 0.01126
[45 empty] | 1903.9893 | 0 |  | 1903.9793 | 0.01113
[45 empty] | 1904.1669 | 0 |  | 1904.1569 | 0.01102
[45 empty] | 1904.3445 | 0 |  | 1904.3346 | 0.01094
[45 empty] | 1904.5222 | 0 |  | 1904.5122 | 0.01091
[45 empty] | 1904.6999 | 0 |  | 1904.6899 | 0.01093
[45 empty] | 1904.8777 | 0 |  | 1904.8677 | 0.01101
[45 empty] | 1905.0554 | 0 |  | 1905.0454 | 0.01113
[45 empty] | 1905.2333 | 0 |  | 1905.2233 | 0.0113
[45 empty] | 1905.4111 | 0 |  | 1905.4011 | 0.0115
[45 empty] | 1905.589 | 0 |  | 1905.579 | 0.01172
[45 empty] | 1905.7668 | 0 |  | 1905.757 | 0.01194
[45 empty] | 1905.9448 | 0 |  | 1905.9348 | 0.01214
[45 empty] | 1906.1228 | 0 |  | 1906.1128 | 0.01231
[45 empty] | 1906.3008 | 0 |  | 1906.2908 | 0.01244
[45 empty] | 1906.4789 | 0 |  | 1906.4689 | 0.01252
[45 empty] | 1906.657 | 0 |  | 1906.647 | 0.01255
[45 empty] | 1906.8351 | 0 |  | 1906.8251 | 0.01254
[45 empty] | 1907.0132 | 0 |  | 1907.0032 | 0.01249
[45 empty] | 1907.1914 | 0 |  | 1907.1814 | 0.01242
[45 empty] | 1907.3696 | 0 |  | 1907.3596 | 0.01233
[45 empty] | 1907.5478 | 0 |  | 1907.5378 | 0.01225
[45 empty] | 1907.7261 | 0 |  | 1907.7161 | 0.01216
[45 empty] | 1907.9044 | 0 |  | 1907.8944 | 0.01208
[45 empty] | 1908.0828 | 0 |  | 1908.0728 | 0.01201
[45 empty] | 1908.2611 | 0 |  | 1908.2511 | 0.01196
[45 empty] | 1908.4396 | 0 |  | 1908.4296 | 0.01191
[45 empty] | 1908.6179 | 0 |  | 1908.6079 | 0.01186
[45 empty] | 1908.7964 | 0 |  | 1908.7865 | 0.01181
[45 empty] | 1908.975 | 0 |  | 1908.965 | 0.01175
[45 empty] | 1909.1534 | 0 |  | 1909.1434 | 0.01168
[45 empty] | 1909.332 | 0 |  | 1909.322 | 0.01161
[45 empty] | 1909.5106 | 0 |  | 1909.5007 | 0.01152
[45 empty] | 1909.6893 | 0 |  | 1909.6793 | 0.01144
[45 empty] | 1909.868 | 0 |  | 1909.858 | 0.01138
[45 empty] | 1910.0467 | 0 |  | 1910.0367 | 0.01135
[45 empty] | 1910.2255 | 0 |  | 1910.2154 | 0.01134
[45 empty] | 1910.4042 | 0 |  | 1910.3942 | 0.01136
[45 empty] | 1910.583 | 0 |  | 1910.573 | 0.01139
[45 empty] | 1910.7618 | 0 |  | 1910.7518 | 0.01142
[45 empty] | 1910.9408 | 0 |  | 1910.9308 | 0.01143
[45 empty] | 1911.1196 | 0 |  | 1911.1096 | 0.01141
[45 empty] | 1911.2986 | 0 |  | 1911.2886 | 0.01136
[45 empty] | 1911.4775 | 0 |  | 1911.4675 | 0.01127
[45 empty] | 1911.6566 | 0 |  | 1911.6466 | 0.01116
[45 empty] | 1911.8357 | 0 |  | 1911.8257 | 0.01106
[45 empty] | 1912.0148 | 0 |  | 1912.0048 | 0.01096
[45 empty] | 1912.1939 | 0 |  | 1912.1838 | 0.0109
[45 empty] | 1912.3729 | 0 |  | 1912.3629 | 0.01088
[45 empty] | 1912.5521 | 0 |  | 1912.5421 | 0.0109
[45 empty] | 1912.7313 | 0 |  | 1912.7213 | 0.01096
[45 empty] | 1912.9106 | 0 |  | 1912.9006 | 0.01104
[45 empty] | 1913.0898 | 0 |  | 1913.0798 | 0.01113
[45 empty] | 1913.2692 | 0 |  | 1913.2592 | 0.01122
[45 empty] | 1913.4486 | 0 |  | 1913.4385 | 0.01132
[45 empty] | 1913.6279 | 0 |  | 1913.6179 | 0.0114
[45 empty] | 1913.8074 | 0 |  | 1913.7974 | 0.01149
[45 empty] | 1913.9868 | 0 |  | 1913.9768 | 0.01157
[45 empty] | 1914.1663 | 0 |  | 1914.1562 | 0.01166
[45 empty] | 1914.3458 | 0 |  | 1914.3358 | 0.01176
[45 empty] | 1914.5254 | 0 |  | 1914.5153 | 0.01185
[45 empty] | 1914.705 | 0 |  | 1914.695 | 0.01196
[45 empty] | 1914.8845 | 0 |  | 1914.8745 | 0.01206
[45 empty] | 1915.0642 | 0 |  | 1915.0542 | 0.01216
[45 empty] | 1915.2439 | 0 |  | 1915.2339 | 0.01226
[45 empty] | 1915.4236 | 0 |  | 1915.4136 | 0.01234
[45 empty] | 1915.6034 | 0 |  | 1915.5933 | 0.0124
[45 empty] | 1915.7831 | 0 |  | 1915.7731 | 0.01242
[45 empty] | 1915.9629 | 0 |  | 1915.9529 | 0.0124
[45 empty] | 1916.1428 | 0 |  | 1916.1328 | 0.01234
[45 empty] | 1916.3226 | 0 |  | 1916.3126 | 0.01223
[45 empty] | 1916.5026 | 0 |  | 1916.4925 | 0.01208
[45 empty] | 1916.6825 | 0 |  | 1916.6725 | 0.01191
[45 empty] | 1916.8626 | 0 |  | 1916.8525 | 0.01172
[45 empty] | 1917.0426 | 0 |  | 1917.0325 | 0.01153
[45 empty] | 1917.2227 | 0 |  | 1917.2125 | 0.01136
[45 empty] | 1917.4027 | 0 |  | 1917.3927 | 0.01122
[45 empty] | 1917.5828 | 0 |  | 1917.5728 | 0.0111
[45 empty] | 1917.7629 | 0 |  | 1917.7529 | 0.01102
[45 empty] | 1917.9431 | 0 |  | 1917.9331 | 0.01096
[45 empty] | 1918.1234 | 0 |  | 1918.1134 | 0.01094
[45 empty] | 1918.3036 | 0 |  | 1918.2936 | 0.01093
[45 empty] | 1918.4839 | 0 |  | 1918.4739 | 0.01096
[45 empty] | 1918.6643 | 0 |  | 1918.6542 | 0.011
[45 empty] | 1918.8446 | 0 |  | 1918.8346 | 0.01106
[45 empty] | 1919.025 | 0 |  | 1919.015 | 0.01114
[45 empty] | 1919.2054 | 0 |  | 1919.1954 | 0.01122
[45 empty] | 1919.3859 | 0 |  | 1919.3758 | 0.0113
[45 empty] | 1919.5664 | 0 |  | 1919.5564 | 0.01139
[45 empty] | 1919.7469 | 0 |  | 1919.7369 | 0.01146
[45 empty] | 1919.9275 | 0 |  | 1919.9175 | 0.01154
[45 empty] | 1920.108 | 0 |  | 1920.098 | 0.01161
[45 empty] | 1920.2887 | 0 |  | 1920.2787 | 0.01168
[45 empty] | 1920.4694 | 0 |  | 1920.4594 | 0.01174
[45 empty] | 1920.6501 | 0 |  | 1920.64 | 0.0118
[45 empty] | 1920.8308 | 0 |  | 1920.8208 | 0.01184
[45 empty] | 1921.0116 | 0 |  | 1921.0016 | 0.01188
[45 empty] | 1921.1924 | 0 |  | 1921.1824 | 0.01191
[45 empty] | 1921.3732 | 0 |  | 1921.3632 | 0.01193
[45 empty] | 1921.5541 | 0 |  | 1921.5441 | 0.01195
[45 empty] | 1921.735 | 0 |  | 1921.725 | 0.01195
[45 empty] | 1921.9159 | 0 |  | 1921.9059 | 0.01195
[45 empty] | 1922.0969 | 0 |  | 1922.0868 | 0.01195
[45 empty] | 1922.2779 | 0 |  | 1922.2678 | 0.01195
[45 empty] | 1922.459 | 0 |  | 1922.4488 | 0.01194
[45 empty] | 1922.64 | 0 |  | 1922.63 | 0.01194
[45 empty] | 1922.8212 | 0 |  | 1922.811 | 0.01194
[45 empty] | 1923.0023 | 0 |  | 1922.9922 | 0.01195
[45 empty] | 1923.1835 | 0 |  | 1923.1733 | 0.01196
[45 empty] | 1923.3646 | 0 |  | 1923.3546 | 0.01198
[45 empty] | 1923.5459 | 0 |  | 1923.5359 | 0.012
[45 empty] | 1923.7272 | 0 |  | 1923.7172 | 0.01201
[45 empty] | 1923.9084 | 0 |  | 1923.8984 | 0.01202
[45 empty] | 1924.0898 | 0 |  | 1924.0798 | 0.01203
[45 empty] | 1924.2712 | 0 |  | 1924.2611 | 0.01204
[45 empty] | 1924.4526 | 0 |  | 1924.4426 | 0.01204
[45 empty] | 1924.634 | 0 |  | 1924.624 | 0.01203
[45 empty] | 1924.8156 | 0 |  | 1924.8055 | 0.01201
[45 empty] | 1924.9971 | 0 |  | 1924.9871 | 0.01197
[45 empty] | 1925.1786 | 0 |  | 1925.1686 | 0.01191
[45 empty] | 1925.3602 | 0 |  | 1925.3501 | 0.01184
[45 empty] | 1925.5419 | 0 |  | 1925.5317 | 0.01173
[45 empty] | 1925.7235 | 0 |  | 1925.7134 | 0.01161
[45 empty] | 1925.9052 | 0 |  | 1925.8951 | 0.01147
[45 empty] | 1926.0869 | 0 |  | 1926.0768 | 0.01132
[45 empty] | 1926.2687 | 0 |  | 1926.2585 | 0.01116
[45 empty] | 1926.4504 | 0 |  | 1926.4404 | 0.011
[45 empty] | 1926.6323 | 0 |  | 1926.6222 | 0.01086
[45 empty] | 1926.8142 | 0 |  | 1926.8041 | 0.01075
[45 empty] | 1926.9961 | 0 |  | 1926.986 | 0.01067
[45 empty] | 1927.178 | 0 |  | 1927.1679 | 0.01063
[45 empty] | 1927.36 | 0 |  | 1927.3499 | 0.01063
[45 empty] | 1927.542 | 0 |  | 1927.5319 | 0.01066
[45 empty] | 1927.724 | 0 |  | 1927.7139 | 0.01073
[45 empty] | 1927.906 | 0 |  | 1927.896 | 0.01082
[45 empty] | 1928.0881 | 0 |  | 1928.078 | 0.01092
[45 empty] | 1928.2703 | 0 |  | 1928.2601 | 0.01103
[45 empty] | 1928.4524 | 0 |  | 1928.4424 | 0.01112
[45 empty] | 1928.6346 | 0 |  | 1928.6245 | 0.0112
[45 empty] | 1928.8169 | 0 |  | 1928.8068 | 0.01127
[45 empty] | 1928.9992 | 0 |  | 1928.989 | 0.01131
[45 empty] | 1929.1815 | 0 |  | 1929.1714 | 0.01132
[45 empty] | 1929.3638 | 0 |  | 1929.3538 | 0.0113
[45 empty] | 1929.5461 | 0 |  | 1929.5361 | 0.01125
[45 empty] | 1929.7286 | 0 |  | 1929.7185 | 0.01118
[45 empty] | 1929.911 | 0 |  | 1929.901 | 0.01108
[45 empty] | 1930.0935 | 0 |  | 1930.0834 | 0.01097
[45 empty] | 1930.276 | 0 |  | 1930.266 | 0.01087
[45 empty] | 1930.4586 | 0 |  | 1930.4485 | 0.01081
[45 empty] | 1930.6411 | 0 |  | 1930.6311 | 0.01078
[45 empty] | 1930.8238 | 0 |  | 1930.8137 | 0.01081
[45 empty] | 1931.0065 | 0 |  | 1930.9963 | 0.01089
[45 empty] | 1931.1891 | 0 |  | 1931.1791 | 0.01102
[45 empty] | 1931.3718 | 0 |  | 1931.3617 | 0.01116
[45 empty] | 1931.5546 | 0 |  | 1931.5446 | 0.01132
[45 empty] | 1931.7374 | 0 |  | 1931.7273 | 0.01147
[45 empty] | 1931.9203 | 0 |  | 1931.9102 | 0.01159
[45 empty] | 1932.103 | 0 |  | 1932.093 | 0.01169
[45 empty] | 1932.286 | 0 |  | 1932.2759 | 0.01175
[45 empty] | 1932.4689 | 0 |  | 1932.4589 | 0.01178
[45 empty] | 1932.6519 | 0 |  | 1932.6417 | 0.01179
[45 empty] | 1932.8348 | 0 |  | 1932.8248 | 0.01178
[45 empty] | 1933.0179 | 0 |  | 1933.0078 | 0.01177
[45 empty] | 1933.2009 | 0 |  | 1933.1909 | 0.01176
[45 empty] | 1933.384 | 0 |  | 1933.374 | 0.01176
[45 empty] | 1933.5673 | 0 |  | 1933.5571 | 0.01178
[45 empty] | 1933.7504 | 0 |  | 1933.7402 | 0.01181
[45 empty] | 1933.9336 | 0 |  | 1933.9235 | 0.01184
[45 empty] | 1934.1168 | 0 |  | 1934.1067 | 0.01186
[45 empty] | 1934.3002 | 0 |  | 1934.29 | 0.01186
[45 empty] | 1934.4834 | 0 |  | 1934.4733 | 0.01184
[45 empty] | 1934.6668 | 0 |  | 1934.6566 | 0.01179
[45 empty] | 1934.8501 | 0 |  | 1934.8401 | 0.01172
[45 empty] | 1935.0336 | 0 |  | 1935.0234 | 0.01165
[45 empty] | 1935.217 | 0 |  | 1935.2069 | 0.01159
[45 empty] | 1935.4005 | 0 |  | 1935.3904 | 0.01155
[45 empty] | 1935.584 | 0 |  | 1935.5738 | 0.01155
[45 empty] | 1935.7676 | 0 |  | 1935.7575 | 0.01158
[45 empty] | 1935.9512 | 0 |  | 1935.941 | 0.01165
[45 empty] | 1936.1348 | 0 |  | 1936.1246 | 0.01173
[45 empty] | 1936.3185 | 0 |  | 1936.3084 | 0.01181
[45 empty] | 1936.5022 | 0 |  | 1936.4921 | 0.01189
[45 empty] | 1936.6859 | 0 |  | 1936.6758 | 0.01194
[45 empty] | 1936.8696 | 0 |  | 1936.8595 | 0.01195
[45 empty] | 1937.0535 | 0 |  | 1937.0433 | 0.01194
[45 empty] | 1937.2373 | 0 |  | 1937.2272 | 0.01188
[45 empty] | 1937.4211 | 0 |  | 1937.411 | 0.01179
[45 empty] | 1937.6051 | 0 |  | 1937.595 | 0.01168
[45 empty] | 1937.7889 | 0 |  | 1937.7788 | 0.01153
[45 empty] | 1937.9729 | 0 |  | 1937.9628 | 0.01138
[45 empty] | 1938.157 | 0 |  | 1938.1469 | 0.01122
[45 empty] | 1938.3411 | 0 |  | 1938.3309 | 0.01108
[45 empty] | 1938.525 | 0 |  | 1938.5149 | 0.01096
[45 empty] | 1938.7092 | 0 |  | 1938.6991 | 0.01088
[45 empty] | 1938.8933 | 0 |  | 1938.8832 | 0.01083
[45 empty] | 1939.0775 | 0 |  | 1939.0674 | 0.01081
[45 empty] | 1939.2617 | 0 |  | 1939.2516 | 0.01082
[45 empty] | 1939.446 | 0 |  | 1939.4359 | 0.01085
[45 empty] | 1939.6302 | 0 |  | 1939.6201 | 0.01089
[45 empty] | 1939.8146 | 0 |  | 1939.8044 | 0.01092
[45 empty] | 1939.999 | 0 |  | 1939.9888 | 0.01094
[45 empty] | 1940.1834 | 0 |  | 1940.1732 | 0.01094
[45 empty] | 1940.3678 | 0 |  | 1940.3577 | 0.01091
[45 empty] | 1940.5522 | 0 |  | 1940.5421 | 0.01085
[45 empty] | 1940.7367 | 0 |  | 1940.7266 | 0.01076
[45 empty] | 1940.9213 | 0 |  | 1940.9111 | 0.01065
[45 empty] | 1941.1058 | 0 |  | 1941.0957 | 0.01053
[45 empty] | 1941.2904 | 0 |  | 1941.2803 | 0.01042
[45 empty] | 1941.4751 | 0 |  | 1941.465 | 0.01035
[45 empty] | 1941.6598 | 0 |  | 1941.6497 | 0.01033
[45 empty] | 1941.8445 | 0 |  | 1941.8344 | 0.01036
[45 empty] | 1942.0292 | 0 |  | 1942.019 | 0.01043
[45 empty] | 1942.214 | 0 |  | 1942.2039 | 0.01054
[45 empty] | 1942.3988 | 0 |  | 1942.3887 | 0.01067
[45 empty] | 1942.5836 | 0 |  | 1942.5735 | 0.01081
[45 empty] | 1942.7686 | 0 |  | 1942.7584 | 0.01097
[45 empty] | 1942.9535 | 0 |  | 1942.9434 | 0.01114
[45 empty] | 1943.1384 | 0 |  | 1943.1283 | 0.01131
[45 empty] | 1943.3234 | 0 |  | 1943.3132 | 0.01149
[45 empty] | 1943.5084 | 0 |  | 1943.4983 | 0.01167
[45 empty] | 1943.6935 | 0 |  | 1943.6834 | 0.01184
[45 empty] | 1943.8785 | 0 |  | 1943.8684 | 0.012
[45 empty] | 1944.0637 | 0 |  | 1944.0536 | 0.01213
[45 empty] | 1944.2489 | 0 |  | 1944.2388 | 0.01225
[45 empty] | 1944.4341 | 0 |  | 1944.424 | 0.01234
[45 empty] | 1944.6194 | 0 |  | 1944.6091 | 0.01241
[45 empty] | 1944.8046 | 0 |  | 1944.7944 | 0.01246
[45 empty] | 1944.9899 | 0 |  | 1944.9797 | 0.01249
[45 empty] | 1945.1753 | 0 |  | 1945.165 | 0.0125
[45 empty] | 1945.3606 | 0 |  | 1945.3505 | 0.01248
[45 empty] | 1945.546 | 0 |  | 1945.5359 | 0.01242
[45 empty] | 1945.7314 | 0 |  | 1945.7213 | 0.01234
[45 empty] | 1945.917 | 0 |  | 1945.9069 | 0.01225
[45 empty] | 1946.1025 | 0 |  | 1946.0923 | 0.01215
[45 empty] | 1946.2881 | 0 |  | 1946.2778 | 0.01206
[45 empty] | 1946.4736 | 0 |  | 1946.4635 | 0.01199
[45 empty] | 1946.6593 | 0 |  | 1946.649 | 0.01196
[45 empty] | 1946.845 | 0 |  | 1946.8347 | 0.01197
[45 empty] | 1947.0306 | 0 |  | 1947.0205 | 0.01201
[45 empty] | 1947.2163 | 0 |  | 1947.2062 | 0.01207
[45 empty] | 1947.4021 | 0 |  | 1947.392 | 0.01214
[45 empty] | 1947.5879 | 0 |  | 1947.5778 | 0.01221
[45 empty] | 1947.7738 | 0 |  | 1947.7635 | 0.01227
[45 empty] | 1947.9596 | 0 |  | 1947.9495 | 0.01232
[45 empty] | 1948.1455 | 0 |  | 1948.1354 | 0.01236
[45 empty] | 1948.3315 | 0 |  | 1948.3213 | 0.01238
[45 empty] | 1948.5175 | 0 |  | 1948.5073 | 0.01238
[45 empty] | 1948.7035 | 0 |  | 1948.6934 | 0.01235
[45 empty] | 1948.8895 | 0 |  | 1948.8794 | 0.01228
[45 empty] | 1949.0757 | 0 |  | 1949.0654 | 0.01219
[45 empty] | 1949.2617 | 0 |  | 1949.2516 | 0.01207
[45 empty] | 1949.4479 | 0 |  | 1949.4377 | 0.01193
[45 empty] | 1949.6342 | 0 |  | 1949.6239 | 0.01177
[45 empty] | 1949.8203 | 0 |  | 1949.8102 | 0.0116
[45 empty] | 1950.0066 | 0 |  | 1949.9965 | 0.01143
[45 empty] | 1950.1929 | 0 |  | 1950.1827 | 0.01127
[45 empty] | 1950.3793 | 0 |  | 1950.369 | 0.01111
[45 empty] | 1950.5656 | 0 |  | 1950.5554 | 0.01096
[45 empty] | 1950.7521 | 0 |  | 1950.7418 | 0.01084
[45 empty] | 1950.9385 | 0 |  | 1950.9282 | 0.01074
[45 empty] | 1951.125 | 0 |  | 1951.1147 | 0.01068
[45 empty] | 1951.3114 | 0 |  | 1951.3013 | 0.01065
[45 empty] | 1951.498 | 0 |  | 1951.4878 | 0.01067
[45 empty] | 1951.6846 | 0 |  | 1951.6744 | 0.01071
[45 empty] | 1951.8712 | 0 |  | 1951.861 | 0.01079
[45 empty] | 1952.0579 | 0 |  | 1952.0477 | 0.01088
[45 empty] | 1952.2445 | 0 |  | 1952.2344 | 0.01098
[45 empty] | 1952.4313 | 0 |  | 1952.4211 | 0.01107
[45 empty] | 1952.618 | 0 |  | 1952.6079 | 0.01115
[45 empty] | 1952.8048 | 0 |  | 1952.7947 | 0.0112
[45 empty] | 1952.9917 | 0 |  | 1952.9814 | 0.01122
[45 empty] | 1953.1786 | 0 |  | 1953.1683 | 0.01122
[45 empty] | 1953.3655 | 0 |  | 1953.3552 | 0.01118
[45 empty] | 1953.5524 | 0 |  | 1953.5422 | 0.01112
[45 empty] | 1953.7394 | 0 |  | 1953.7293 | 0.01106
[45 empty] | 1953.9264 | 0 |  | 1953.9163 | 0.011
[45 empty] | 1954.1134 | 0 |  | 1954.1033 | 0.01095
[45 empty] | 1954.3005 | 0 |  | 1954.2903 | 0.01093
[45 empty] | 1954.4877 | 0 |  | 1954.4774 | 0.01093
[45 empty] | 1954.6748 | 0 |  | 1954.6647 | 0.01096
[45 empty] | 1954.8621 | 0 |  | 1954.8518 | 0.011
[45 empty] | 1955.0492 | 0 |  | 1955.0391 | 0.01106
[45 empty] | 1955.2365 | 0 |  | 1955.2263 | 0.01111
[45 empty] | 1955.4238 | 0 |  | 1955.4136 | 0.01114
[45 empty] | 1955.6111 | 0 |  | 1955.601 | 0.01116
[45 empty] | 1955.7985 | 0 |  | 1955.7883 | 0.01116
[45 empty] | 1955.986 | 0 |  | 1955.9757 | 0.01113
[45 empty] | 1956.1733 | 0 |  | 1956.1632 | 0.01107
[45 empty] | 1956.3608 | 0 |  | 1956.3506 | 0.01098
[45 empty] | 1956.5483 | 0 |  | 1956.5382 | 0.01086
[45 empty] | 1956.736 | 0 |  | 1956.7257 | 0.01071
[45 empty] | 1956.9235 | 0 |  | 1956.9133 | 0.01055
[45 empty] | 1957.1111 | 0 |  | 1957.101 | 0.01037
[45 empty] | 1957.2988 | 0 |  | 1957.2886 | 0.01021
[45 empty] | 1957.4865 | 0 |  | 1957.4763 | 0.01007
[45 empty] | 1957.6742 | 0 |  | 1957.6641 | 0.00997
[45 empty] | 1957.8619 | 0 |  | 1957.8518 | 0.00991
[45 empty] | 1958.0498 | 0 |  | 1958.0395 | 0.0099
[45 empty] | 1958.2377 | 0 |  | 1958.2274 | 0.00994
[45 empty] | 1958.4255 | 0 |  | 1958.4153 | 0.01002
[45 empty] | 1958.6134 | 0 |  | 1958.6031 | 0.01015
[45 empty] | 1958.8014 | 0 |  | 1958.7911 | 0.0103
[45 empty] | 1958.9894 | 0 |  | 1958.9791 | 0.01046
[45 empty] | 1959.1774 | 0 |  | 1959.1671 | 0.01061
[45 empty] | 1959.3655 | 0 |  | 1959.3552 | 0.01073
[45 empty] | 1959.5536 | 0 |  | 1959.5433 | 0.01082
[45 empty] | 1959.7417 | 0 |  | 1959.7314 | 0.01086
[45 empty] | 1959.9298 | 0 |  | 1959.9196 | 0.01086
[45 empty] | 1960.118 | 0 |  | 1960.1078 | 0.01081
[45 empty] | 1960.3063 | 0 |  | 1960.296 | 0.01072
[45 empty] | 1960.4945 | 0 |  | 1960.4842 | 0.0106
[45 empty] | 1960.6829 | 0 |  | 1960.6726 | 0.01048
[45 empty] | 1960.8712 | 0 |  | 1960.861 | 0.01038
[45 empty] | 1961.0596 | 0 |  | 1961.0493 | 0.0103
[45 empty] | 1961.248 | 0 |  | 1961.2378 | 0.01027
[45 empty] | 1961.4364 | 0 |  | 1961.4263 | 0.0103
[45 empty] | 1961.625 | 0 |  | 1961.6147 | 0.01037
[45 empty] | 1961.8135 | 0 |  | 1961.8032 | 0.01049
[45 empty] | 1962.0021 | 0 |  | 1961.9918 | 0.01064
[45 empty] | 1962.1907 | 0 |  | 1962.1804 | 0.01081
[45 empty] | 1962.3793 | 0 |  | 1962.369 | 0.01097
[45 empty] | 1962.568 | 0 |  | 1962.5577 | 0.01111
[45 empty] | 1962.7566 | 0 |  | 1962.7465 | 0.01124
[45 empty] | 1962.9454 | 0 |  | 1962.9352 | 0.01134
[45 empty] | 1963.1342 | 0 |  | 1963.1239 | 0.01142
[45 empty] | 1963.323 | 0 |  | 1963.3127 | 0.01147
[45 empty] | 1963.5118 | 0 |  | 1963.5016 | 0.01151
[45 empty] | 1963.7007 | 0 |  | 1963.6904 | 0.01153
[45 empty] | 1963.8897 | 0 |  | 1963.8794 | 0.01154
[45 empty] | 1964.0786 | 0 |  | 1964.0684 | 0.01154
[45 empty] | 1964.2676 | 0 |  | 1964.2573 | 0.01154
[45 empty] | 1964.4567 | 0 |  | 1964.4464 | 0.01154
[45 empty] | 1964.6457 | 0 |  | 1964.6355 | 0.01156
[45 empty] | 1964.8348 | 0 |  | 1964.8246 | 0.01159
[45 empty] | 1965.0239 | 0 |  | 1965.0137 | 0.01163
[45 empty] | 1965.2131 | 0 |  | 1965.2029 | 0.01167
[45 empty] | 1965.4023 | 0 |  | 1965.3921 | 0.0117
[45 empty] | 1965.5917 | 0 |  | 1965.5814 | 0.01171
[45 empty] | 1965.7809 | 0 |  | 1965.7706 | 0.01167
[45 empty] | 1965.9702 | 0 |  | 1965.96 | 0.01159
[45 empty] | 1966.1597 | 0 |  | 1966.1494 | 0.01146
[45 empty] | 1966.349 | 0 |  | 1966.3387 | 0.01129
[45 empty] | 1966.5385 | 0 |  | 1966.5282 | 0.01108
[45 empty] | 1966.7279 | 0 |  | 1966.7177 | 0.01085
[45 empty] | 1966.9175 | 0 |  | 1966.9072 | 0.01063
[45 empty] | 1967.1069 | 0 |  | 1967.0967 | 0.01044
[45 empty] | 1967.2965 | 0 |  | 1967.2863 | 0.0103
[45 empty] | 1967.4862 | 0 |  | 1967.476 | 0.01023
[45 empty] | 1967.6758 | 0 |  | 1967.6655 | 0.01023
[45 empty] | 1967.8655 | 0 |  | 1967.8552 | 0.0103
[45 empty] | 1968.0553 | 0 |  | 1968.045 | 0.01043
[45 empty] | 1968.245 | 0 |  | 1968.2347 | 0.0106
[45 empty] | 1968.4348 | 0 |  | 1968.4246 | 0.01078
[45 empty] | 1968.6246 | 0 |  | 1968.6144 | 0.01096
[45 empty] | 1968.8146 | 0 |  | 1968.8043 | 0.01112
[45 empty] | 1969.0044 | 0 |  | 1968.9941 | 0.01124
[45 empty] | 1969.1945 | 0 |  | 1969.1841 | 0.01133
[45 empty] | 1969.3844 | 0 |  | 1969.3742 | 0.01138
[45 empty] | 1969.5745 | 0 |  | 1969.5641 | 0.0114
[45 empty] | 1969.7644 | 0 |  | 1969.7541 | 0.01138
[45 empty] | 1969.9546 | 0 |  | 1969.9443 | 0.01134
[45 empty] | 1970.1446 | 0 |  | 1970.1344 | 0.01127
[45 empty] | 1970.3348 | 0 |  | 1970.3246 | 0.01119
[45 empty] | 1970.525 | 0 |  | 1970.5148 | 0.01111
[45 empty] | 1970.7153 | 0 |  | 1970.7051 | 0.01102
[45 empty] | 1970.9056 | 0 |  | 1970.8953 | 0.01094
[45 empty] | 1971.0959 | 0 |  | 1971.0856 | 0.01086
[45 empty] | 1971.2863 | 0 |  | 1971.276 | 0.01079
[45 empty] | 1971.4767 | 0 |  | 1971.4663 | 0.01071
[45 empty] | 1971.6671 | 0 |  | 1971.6567 | 0.01063
[45 empty] | 1971.8575 | 0 |  | 1971.8473 | 0.01056
[45 empty] | 1972.048 | 0 |  | 1972.0377 | 0.01049
[45 empty] | 1972.2385 | 0 |  | 1972.2283 | 0.01045
[45 empty] | 1972.4291 | 0 |  | 1972.4188 | 0.01043
[45 empty] | 1972.6198 | 0 |  | 1972.6095 | 0.01045
[45 empty] | 1972.8104 | 0 |  | 1972.8001 | 0.01052
[45 empty] | 1973.0011 | 0 |  | 1972.9908 | 0.01063
[45 empty] | 1973.1918 | 0 |  | 1973.1815 | 0.01076
[45 empty] | 1973.3826 | 0 |  | 1973.3723 | 0.0109
[45 empty] | 1973.5734 | 0 |  | 1973.5631 | 0.01103
[45 empty] | 1973.7642 | 0 |  | 1973.7539 | 0.01113
[45 empty] | 1973.9551 | 0 |  | 1973.9447 | 0.01119
[45 empty] | 1974.146 | 0 |  | 1974.1356 | 0.01121
[45 empty] | 1974.3369 | 0 |  | 1974.3265 | 0.01119
[45 empty] | 1974.5278 | 0 |  | 1974.5176 | 0.01115
[45 empty] | 1974.7189 | 0 |  | 1974.7086 | 0.01111
[45 empty] | 1974.9099 | 0 |  | 1974.8997 | 0.01106
[45 empty] | 1975.1011 | 0 |  | 1975.0907 | 0.01103
[45 empty] | 1975.2921 | 0 |  | 1975.2819 | 0.01102
[45 empty] | 1975.4833 | 0 |  | 1975.473 | 0.01103
[45 empty] | 1975.6746 | 0 |  | 1975.6642 | 0.01106
[45 empty] | 1975.8657 | 0 |  | 1975.8555 | 0.01111
[45 empty] | 1976.057 | 0 |  | 1976.0467 | 0.01118
[45 empty] | 1976.2483 | 0 |  | 1976.238 | 0.01125
[45 empty] | 1976.4397 | 0 |  | 1976.4294 | 0.01132
[45 empty] | 1976.6311 | 0 |  | 1976.6207 | 0.01139
[45 empty] | 1976.8225 | 0 |  | 1976.8123 | 0.01145
[45 empty] | 1977.0139 | 0 |  | 1977.0037 | 0.0115
[45 empty] | 1977.2054 | 0 |  | 1977.1952 | 0.01154
[45 empty] | 1977.397 | 0 |  | 1977.3867 | 0.01157
[45 empty] | 1977.5885 | 0 |  | 1977.5783 | 0.01159
[45 empty] | 1977.7802 | 0 |  | 1977.7699 | 0.01161
[45 empty] | 1977.9718 | 0 |  | 1977.9615 | 0.01161
[45 empty] | 1978.1635 | 0 |  | 1978.1532 | 0.0116
[45 empty] | 1978.3552 | 0 |  | 1978.3448 | 0.01156
[45 empty] | 1978.547 | 0 |  | 1978.5366 | 0.01149
[45 empty] | 1978.7388 | 0 |  | 1978.7285 | 0.01139
[45 empty] | 1978.9305 | 0 |  | 1978.9203 | 0.01127
[45 empty] | 1979.1224 | 0 |  | 1979.1122 | 0.01113
[45 empty] | 1979.3143 | 0 |  | 1979.3041 | 0.01098
[45 empty] | 1979.5064 | 0 |  | 1979.496 | 0.01084
[45 empty] | 1979.6982 | 0 |  | 1979.688 | 0.01073
[45 empty] | 1979.8903 | 0 |  | 1979.88 | 0.01066
[45 empty] | 1980.0824 | 0 |  | 1980.072 | 0.01065
[45 empty] | 1980.2744 | 0 |  | 1980.2642 | 0.01072
[45 empty] | 1980.4666 | 0 |  | 1980.4563 | 0.01087
[45 empty] | 1980.6588 | 0 |  | 1980.6484 | 0.0111
[45 empty] | 1980.851 | 0 |  | 1980.8406 | 0.01141
[45 empty] | 1981.0432 | 0 |  | 1981.0328 | 0.01177
[45 empty] | 1981.2355 | 0 |  | 1981.2251 | 0.01216
[45 empty] | 1981.4277 | 0 |  | 1981.4175 | 0.01254
[45 empty] | 1981.6201 | 0 |  | 1981.6099 | 0.01289
[45 empty] | 1981.8125 | 0 |  | 1981.8022 | 0.01316
[45 empty] | 1982.005 | 0 |  | 1981.9946 | 0.01334
[45 empty] | 1982.1974 | 0 |  | 1982.1871 | 0.01342
[45 empty] | 1982.3899 | 0 |  | 1982.3796 | 0.01338
[45 empty] | 1982.5825 | 0 |  | 1982.5721 | 0.01325
[45 empty] | 1982.775 | 0 |  | 1982.7648 | 0.01304
[45 empty] | 1982.9677 | 0 |  | 1982.9573 | 0.01275
[45 empty] | 1983.1603 | 0 |  | 1983.15 | 0.01242
[45 empty] | 1983.353 | 0 |  | 1983.3427 | 0.01207
[45 empty] | 1983.5458 | 0 |  | 1983.5354 | 0.01172
[45 empty] | 1983.7385 | 0 |  | 1983.7281 | 0.0114
[45 empty] | 1983.9313 | 0 |  | 1983.921 | 0.01113
[45 empty] | 1984.1242 | 0 |  | 1984.1138 | 0.01091
[45 empty] | 1984.317 | 0 |  | 1984.3066 | 0.01075
[45 empty] | 1984.5099 | 0 |  | 1984.4996 | 0.01066
[45 empty] | 1984.7029 | 0 |  | 1984.6925 | 0.01061
[45 empty] | 1984.8959 | 0 |  | 1984.8855 | 0.01062
[45 empty] | 1985.0889 | 0 |  | 1985.0786 | 0.01066
[45 empty] | 1985.282 | 0 |  | 1985.2716 | 0.01074
[45 empty] | 1985.4751 | 0 |  | 1985.4647 | 0.01085
[45 empty] | 1985.6682 | 0 |  | 1985.6578 | 0.01098
[45 empty] | 1985.8613 | 0 |  | 1985.8511 | 0.01112
[45 empty] | 1986.0546 | 0 |  | 1986.0442 | 0.01125
[45 empty] | 1986.2478 | 0 |  | 1986.2376 | 0.01136
[45 empty] | 1986.4412 | 0 |  | 1986.4308 | 0.01143
[45 empty] | 1986.6345 | 0 |  | 1986.6242 | 0.01145
[45 empty] | 1986.8279 | 0 |  | 1986.8175 | 0.01143
[45 empty] | 1987.0212 | 0 |  | 1987.0109 | 0.01136
[45 empty] | 1987.2147 | 0 |  | 1987.2043 | 0.01125
[45 empty] | 1987.4082 | 0 |  | 1987.3978 | 0.01111
[45 empty] | 1987.6017 | 0 |  | 1987.5913 | 0.01096
[45 empty] | 1987.7952 | 0 |  | 1987.7849 | 0.01081
[45 empty] | 1987.9888 | 0 |  | 1987.9785 | 0.01068
[45 empty] | 1988.1825 | 0 |  | 1988.1721 | 0.0106
[45 empty] | 1988.3761 | 0 |  | 1988.3657 | 0.01056
[45 empty] | 1988.5698 | 0 |  | 1988.5594 | 0.01059
[45 empty] | 1988.7635 | 0 |  | 1988.7532 | 0.01067
[45 empty] | 1988.9573 | 0 |  | 1988.947 | 0.01081
[45 empty] | 1989.1511 | 0 |  | 1989.1408 | 0.01098
[45 empty] | 1989.345 | 0 |  | 1989.3346 | 0.01117
[45 empty] | 1989.5389 | 0 |  | 1989.5286 | 0.01136
[45 empty] | 1989.7328 | 0 |  | 1989.7224 | 0.01154
[45 empty] | 1989.9268 | 0 |  | 1989.9164 | 0.01169
[45 empty] | 1990.1209 | 0 |  | 1990.1105 | 0.01181
[45 empty] | 1990.3148 | 0 |  | 1990.3044 | 0.01191
[45 empty] | 1990.5089 | 0 |  | 1990.4985 | 0.01197
[45 empty] | 1990.703 | 0 |  | 1990.6927 | 0.012
[45 empty] | 1990.8972 | 0 |  | 1990.8868 | 0.012
[45 empty] | 1991.0914 | 0 |  | 1991.0811 | 0.01195
[45 empty] | 1991.2856 | 0 |  | 1991.2753 | 0.01185
[45 empty] | 1991.4799 | 0 |  | 1991.4696 | 0.0117
[45 empty] | 1991.6742 | 0 |  | 1991.6638 | 0.01151
[45 empty] | 1991.8685 | 0 |  | 1991.8582 | 0.0113
[45 empty] | 1992.063 | 0 |  | 1992.0526 | 0.01108
[45 empty] | 1992.2573 | 0 |  | 1992.2469 | 0.01089
[45 empty] | 1992.4518 | 0 |  | 1992.4415 | 0.01075
[45 empty] | 1992.6464 | 0 |  | 1992.636 | 0.01068
[45 empty] | 1992.8408 | 0 |  | 1992.8304 | 0.01071
[45 empty] | 1993.0354 | 0 |  | 1993.025 | 0.01083
[45 empty] | 1993.2301 | 0 |  | 1993.2197 | 0.01101
[45 empty] | 1993.4247 | 0 |  | 1993.4143 | 0.01123
[45 empty] | 1993.6194 | 0 |  | 1993.609 | 0.01146
[45 empty] | 1993.8141 | 0 |  | 1993.8037 | 0.01165
[45 empty] | 1994.0089 | 0 |  | 1993.9985 | 0.0118
[45 empty] | 1994.2037 | 0 |  | 1994.1934 | 0.0119
[45 empty] | 1994.3986 | 0 |  | 1994.3882 | 0.01194
[45 empty] | 1994.5934 | 0 |  | 1994.583 | 0.01196
[45 empty] | 1994.7883 | 0 |  | 1994.7779 | 0.01197
[45 empty] | 1994.9833 | 0 |  | 1994.9729 | 0.01197
[45 empty] | 1995.1783 | 0 |  | 1995.1679 | 0.012
[45 empty] | 1995.3733 | 0 |  | 1995.3629 | 0.01205
[45 empty] | 1995.5684 | 0 |  | 1995.558 | 0.0121
[45 empty] | 1995.7635 | 0 |  | 1995.7532 | 0.01217
[45 empty] | 1995.9586 | 0 |  | 1995.9482 | 0.01221
[45 empty] | 1996.1538 | 0 |  | 1996.1434 | 0.01224
[45 empty] | 1996.349 | 0 |  | 1996.3386 | 0.01222
[45 empty] | 1996.5443 | 0 |  | 1996.5339 | 0.01217
[45 empty] | 1996.7396 | 0 |  | 1996.7293 | 0.01209
[45 empty] | 1996.9349 | 0 |  | 1996.9246 | 0.01198
[45 empty] | 1997.1304 | 0 |  | 1997.12 | 0.01187
[45 empty] | 1997.3258 | 0 |  | 1997.3153 | 0.01178
[45 empty] | 1997.5212 | 0 |  | 1997.5107 | 0.01173
[45 empty] | 1997.7167 | 0 |  | 1997.7063 | 0.01172
[45 empty] | 1997.9122 | 0 |  | 1997.9019 | 0.01176
[45 empty] | 1998.1078 | 0 |  | 1998.0974 | 0.01183
[45 empty] | 1998.3033 | 0 |  | 1998.293 | 0.01192
[45 empty] | 1998.499 | 0 |  | 1998.4887 | 0.01199
[45 empty] | 1998.6947 | 0 |  | 1998.6843 | 0.01202
[45 empty] | 1998.8904 | 0 |  | 1998.88 | 0.012
[45 empty] | 1999.0862 | 0 |  | 1999.0758 | 0.01194
[45 empty] | 1999.282 | 0 |  | 1999.2716 | 0.01183
[45 empty] | 1999.4778 | 0 |  | 1999.4674 | 0.01171
[45 empty] | 1999.6737 | 0 |  | 1999.6633 | 0.01159
[45 empty] | 1999.8696 | 0 |  | 1999.8592 | 0.0115
[45 empty] | 2000.0656 | 0 |  | 2000.0552 | 0.01145
[45 empty] | 2000.2616 | 0 |  | 2000.2511 | 0.01142
[45 empty] | 2000.4575 | 0 |  | 2000.4471 | 0.01142
[45 empty] | 2000.6537 | 0 |  | 2000.6432 | 0.01143
[45 empty] | 2000.8497 | 0 |  | 2000.8394 | 0.01142
[45 empty] | 2001.0459 | 0 |  | 2001.0355 | 0.0114
[45 empty] | 2001.2421 | 0 |  | 2001.2317 | 0.01134
[45 empty] | 2001.4382 | 0 |  | 2001.4279 | 0.01127
[45 empty] | 2001.6345 | 0 |  | 2001.6242 | 0.01117
[45 empty] | 2001.8308 | 0 |  | 2001.8204 | 0.01106
[45 empty] | 2002.0272 | 0 |  | 2002.0167 | 0.01095
[45 empty] | 2002.2235 | 0 |  | 2002.2131 | 0.01086
[45 empty] | 2002.4199 | 0 |  | 2002.4096 | 0.0108
[45 empty] | 2002.6165 | 0 |  | 2002.606 | 0.01077
[45 empty] | 2002.8129 | 0 |  | 2002.8025 | 0.01078
[45 empty] | 2003.0094 | 0 |  | 2002.999 | 0.01084
[45 empty] | 2003.2061 | 0 |  | 2003.1956 | 0.01094
[45 empty] | 2003.4026 | 0 |  | 2003.3922 | 0.01107
[45 empty] | 2003.5992 | 0 |  | 2003.5889 | 0.01124
[45 empty] | 2003.7959 | 0 |  | 2003.7855 | 0.01143
[45 empty] | 2003.9927 | 0 |  | 2003.9822 | 0.01163
[45 empty] | 2004.1895 | 0 |  | 2004.179 | 0.01182
[45 empty] | 2004.3862 | 0 |  | 2004.3757 | 0.012
[45 empty] | 2004.583 | 0 |  | 2004.5726 | 0.01214
[45 empty] | 2004.7799 | 0 |  | 2004.7695 | 0.01224
[45 empty] | 2004.9768 | 0 |  | 2004.9664 | 0.0123
[45 empty] | 2005.1738 | 0 |  | 2005.1633 | 0.01232
[45 empty] | 2005.3707 | 0 |  | 2005.3603 | 0.0123
[45 empty] | 2005.5677 | 0 |  | 2005.5574 | 0.01225
[45 empty] | 2005.7649 | 0 |  | 2005.7544 | 0.01218
[45 empty] | 2005.962 | 0 |  | 2005.9515 | 0.01209
[45 empty] | 2006.1592 | 0 |  | 2006.1487 | 0.01199
[45 empty] | 2006.3563 | 0 |  | 2006.3458 | 0.01189
[45 empty] | 2006.5536 | 0 |  | 2006.5431 | 0.01182
[45 empty] | 2006.7508 | 0 |  | 2006.7404 | 0.01179
[45 empty] | 2006.9481 | 0 |  | 2006.9376 | 0.0118
[45 empty] | 2007.1454 | 0 |  | 2007.135 | 0.01187
[45 empty] | 2007.3428 | 0 |  | 2007.3324 | 0.01199
[45 empty] | 2007.5403 | 0 |  | 2007.5298 | 0.01215
[45 empty] | 2007.7377 | 0 |  | 2007.7273 | 0.01232
[45 empty] | 2007.9352 | 0 |  | 2007.9248 | 0.01249
[45 empty] | 2008.1327 | 0 |  | 2008.1223 | 0.01263
[45 empty] | 2008.3303 | 0 |  | 2008.3198 | 0.01272
[45 empty] | 2008.5279 | 0 |  | 2008.5175 | 0.01275
[45 empty] | 2008.7256 | 0 |  | 2008.7151 | 0.01272
[45 empty] | 2008.9232 | 0 |  | 2008.9128 | 0.01266
[45 empty] | 2009.121 | 0 |  | 2009.1105 | 0.01258
[45 empty] | 2009.3187 | 0 |  | 2009.3084 | 0.01249
[45 empty] | 2009.5166 | 0 |  | 2009.5061 | 0.01243
[45 empty] | 2009.7144 | 0 |  | 2009.704 | 0.0124
[45 empty] | 2009.9122 | 0 |  | 2009.9019 | 0.01239
[45 empty] | 2010.1102 | 0 |  | 2010.0997 | 0.01241
[45 empty] | 2010.3081 | 0 |  | 2010.2977 | 0.01241
[45 empty] | 2010.5062 | 0 |  | 2010.4957 | 0.0124
[45 empty] | 2010.7042 | 0 |  | 2010.6937 | 0.01235
[45 empty] | 2010.9023 | 0 |  | 2010.8918 | 0.01224
[45 empty] | 2011.1005 | 0 |  | 2011.09 | 0.01207
[45 empty] | 2011.2986 | 0 |  | 2011.2881 | 0.01186
[45 empty] | 2011.4967 | 0 |  | 2011.4863 | 0.01161
[45 empty] | 2011.695 | 0 |  | 2011.6846 | 0.01133
[45 empty] | 2011.8933 | 0 |  | 2011.8828 | 0.01106
[45 empty] | 2012.0916 | 0 |  | 2012.0812 | 0.0108
[45 empty] | 2012.2899 | 0 |  | 2012.2794 | 0.01057
[45 empty] | 2012.4883 | 0 |  | 2012.4779 | 0.0104
[45 empty] | 2012.6868 | 0 |  | 2012.6763 | 0.01029
[45 empty] | 2012.8853 | 0 |  | 2012.8748 | 0.01025
[45 empty] | 2013.0837 | 0 |  | 2013.0732 | 0.01026
[45 empty] | 2013.2822 | 0 |  | 2013.2719 | 0.01032
[45 empty] | 2013.4808 | 0 |  | 2013.4705 | 0.01042
[45 empty] | 2013.6794 | 0 |  | 2013.6691 | 0.01053
[45 empty] | 2013.8782 | 0 |  | 2013.8677 | 0.01066
[45 empty] | 2014.0769 | 0 |  | 2014.0664 | 0.01078
[45 empty] | 2014.2756 | 0 |  | 2014.2651 | 0.01091
[45 empty] | 2014.4744 | 0 |  | 2014.464 | 0.01103
[45 empty] | 2014.6732 | 0 |  | 2014.6627 | 0.01115
[45 empty] | 2014.8721 | 0 |  | 2014.8616 | 0.01127
[45 empty] | 2015.071 | 0 |  | 2015.0605 | 0.01139
[45 empty] | 2015.2699 | 0 |  | 2015.2594 | 0.01152
[45 empty] | 2015.4689 | 0 |  | 2015.4584 | 0.01167
[45 empty] | 2015.668 | 0 |  | 2015.6575 | 0.01183
[45 empty] | 2015.8669 | 0 |  | 2015.8566 | 0.012
[45 empty] | 2016.066 | 0 |  | 2016.0557 | 0.01216
[45 empty] | 2016.2653 | 0 |  | 2016.2548 | 0.0123
[45 empty] | 2016.4644 | 0 |  | 2016.4539 | 0.0124
[45 empty] | 2016.6636 | 0 |  | 2016.6531 | 0.01246
[45 empty] | 2016.8629 | 0 |  | 2016.8524 | 0.01248
[45 empty] | 2017.0621 | 0 |  | 2017.0516 | 0.01245
[45 empty] | 2017.2615 | 0 |  | 2017.251 | 0.01238
[45 empty] | 2017.4608 | 0 |  | 2017.4504 | 0.01228
[45 empty] | 2017.6603 | 0 |  | 2017.6498 | 0.01218
[45 empty] | 2017.8597 | 0 |  | 2017.8492 | 0.01206
[45 empty] | 2018.0592 | 0 |  | 2018.0487 | 0.01195
[45 empty] | 2018.2588 | 0 |  | 2018.2483 | 0.01185
[45 empty] | 2018.4584 | 0 |  | 2018.4479 | 0.01176
[45 empty] | 2018.658 | 0 |  | 2018.6475 | 0.01168
[45 empty] | 2018.8575 | 0 |  | 2018.8471 | 0.01161
[45 empty] | 2019.0573 | 0 |  | 2019.0467 | 0.01157
[45 empty] | 2019.257 | 0 |  | 2019.2465 | 0.01153
[45 empty] | 2019.4568 | 0 |  | 2019.4463 | 0.01152
[45 empty] | 2019.6566 | 0 |  | 2019.6461 | 0.01153
[45 empty] | 2019.8564 | 0 |  | 2019.8459 | 0.01156
[45 empty] | 2020.0563 | 0 |  | 2020.0458 | 0.0116
[45 empty] | 2020.2562 | 0 |  | 2020.2457 | 0.01166
[45 empty] | 2020.4562 | 0 |  | 2020.4457 | 0.01172
[45 empty] | 2020.6562 | 0 |  | 2020.6457 | 0.01178
[45 empty] | 2020.8563 | 0 |  | 2020.8457 | 0.01181
[45 empty] | 2021.0564 | 0 |  | 2021.0459 | 0.01181
[45 empty] | 2021.2565 | 0 |  | 2021.246 | 0.01179
[45 empty] | 2021.4567 | 0 |  | 2021.4462 | 0.01173
[45 empty] | 2021.6569 | 0 |  | 2021.6464 | 0.01164
[45 empty] | 2021.8571 | 0 |  | 2021.8466 | 0.01154
[45 empty] | 2022.0574 | 0 |  | 2022.0469 | 0.01143
[45 empty] | 2022.2577 | 0 |  | 2022.2472 | 0.01133
[45 empty] | 2022.458 | 0 |  | 2022.4475 | 0.01124
[45 empty] | 2022.6584 | 0 |  | 2022.648 | 0.01117
[45 empty] | 2022.8589 | 0 |  | 2022.8484 | 0.01112
[45 empty] | 2023.0593 | 0 |  | 2023.0488 | 0.01107
[45 empty] | 2023.2599 | 0 |  | 2023.2494 | 0.01103
[45 empty] | 2023.4605 | 0 |  | 2023.4499 | 0.01098
[45 empty] | 2023.661 | 0 |  | 2023.6505 | 0.01092
[45 empty] | 2023.8617 | 0 |  | 2023.8512 | 0.01085
[45 empty] | 2024.0624 | 0 |  | 2024.0519 | 0.01077
[45 empty] | 2024.2631 | 0 |  | 2024.2526 | 0.01069
[45 empty] | 2024.4639 | 0 |  | 2024.4534 | 0.01062
[45 empty] | 2024.6647 | 0 |  | 2024.6542 | 0.01057
[45 empty] | 2024.8655 | 0 |  | 2024.855 | 0.01054
[45 empty] | 2025.0664 | 0 |  | 2025.0559 | 0.01052
[45 empty] | 2025.2673 | 0 |  | 2025.2568 | 0.01051
[45 empty] | 2025.4683 | 0 |  | 2025.4578 | 0.01051
[45 empty] | 2025.6693 | 0 |  | 2025.6587 | 0.01051
[45 empty] | 2025.8702 | 0 |  | 2025.8597 | 0.01052
[45 empty] | 2026.0714 | 0 |  | 2026.0608 | 0.01053
[45 empty] | 2026.2725 | 0 |  | 2026.262 | 0.01056
[45 empty] | 2026.4736 | 0 |  | 2026.4631 | 0.01061
[45 empty] | 2026.6748 | 0 |  | 2026.6643 | 0.01067
[45 empty] | 2026.8761 | 0 |  | 2026.8656 | 0.01076
[45 empty] | 2027.0774 | 0 |  | 2027.0669 | 0.01085
[45 empty] | 2027.2787 | 0 |  | 2027.2682 | 0.01095
[45 empty] | 2027.4801 | 0 |  | 2027.4695 | 0.01103
[45 empty] | 2027.6814 | 0 |  | 2027.6709 | 0.01108
[45 empty] | 2027.8829 | 0 |  | 2027.8723 | 0.01111
[45 empty] | 2028.0844 | 0 |  | 2028.0738 | 0.01111
[45 empty] | 2028.2859 | 0 |  | 2028.2754 | 0.01109
[45 empty] | 2028.4874 | 0 |  | 2028.4769 | 0.01107
[45 empty] | 2028.6891 | 0 |  | 2028.6785 | 0.01105
[45 empty] | 2028.8906 | 0 |  | 2028.8801 | 0.01103
[45 empty] | 2029.0924 | 0 |  | 2029.0818 | 0.01102
[45 empty] | 2029.2941 | 0 |  | 2029.2836 | 0.01101
[45 empty] | 2029.4959 | 0 |  | 2029.4853 | 0.01099
[45 empty] | 2029.6976 | 0 |  | 2029.6871 | 0.01096
[45 empty] | 2029.8994 | 0 |  | 2029.8889 | 0.01093
[45 empty] | 2030.1013 | 0 |  | 2030.0908 | 0.0109
[45 empty] | 2030.3032 | 0 |  | 2030.2927 | 0.01087
[45 empty] | 2030.5052 | 0 |  | 2030.4946 | 0.01087
[45 empty] | 2030.7073 | 0 |  | 2030.6967 | 0.01089
[45 empty] | 2030.9093 | 0 |  | 2030.8987 | 0.01094
[45 empty] | 2031.1113 | 0 |  | 2031.1008 | 0.01101
[45 empty] | 2031.3135 | 0 |  | 2031.303 | 0.01111
[45 empty] | 2031.5156 | 0 |  | 2031.5051 | 0.01122
[45 empty] | 2031.7179 | 0 |  | 2031.7073 | 0.01134
[45 empty] | 2031.92 | 0 |  | 2031.9096 | 0.01145
[45 empty] | 2032.1223 | 0 |  | 2032.1118 | 0.01154
[45 empty] | 2032.3247 | 0 |  | 2032.3141 | 0.01161
[45 empty] | 2032.5271 | 0 |  | 2032.5165 | 0.01164
[45 empty] | 2032.7295 | 0 |  | 2032.7189 | 0.01164
[45 empty] | 2032.9319 | 0 |  | 2032.9214 | 0.01159
[45 empty] | 2033.1344 | 0 |  | 2033.1238 | 0.01152
[45 empty] | 2033.3369 | 0 |  | 2033.3263 | 0.01142
[45 empty] | 2033.5394 | 0 |  | 2033.5289 | 0.0113
[45 empty] | 2033.7421 | 0 |  | 2033.7314 | 0.0112
[45 empty] | 2033.9447 | 0 |  | 2033.9342 | 0.01111
[45 empty] | 2034.1473 | 0 |  | 2034.1368 | 0.01105
[45 empty] | 2034.3501 | 0 |  | 2034.3396 | 0.01104
[45 empty] | 2034.5529 | 0 |  | 2034.5424 | 0.01108
[45 empty] | 2034.7557 | 0 |  | 2034.7451 | 0.01118
[45 empty] | 2034.9585 | 0 |  | 2034.948 | 0.01132
[45 empty] | 2035.1614 | 0 |  | 2035.1509 | 0.0115
[45 empty] | 2035.3644 | 0 |  | 2035.3538 | 0.01169
[45 empty] | 2035.5674 | 0 |  | 2035.5568 | 0.01187
[45 empty] | 2035.7704 | 0 |  | 2035.7598 | 0.01201
[45 empty] | 2035.9734 | 0 |  | 2035.9628 | 0.0121
[45 empty] | 2036.1765 | 0 |  | 2036.1659 | 0.01213
[45 empty] | 2036.3796 | 0 |  | 2036.369 | 0.0121
[45 empty] | 2036.5828 | 0 |  | 2036.5721 | 0.01203
[45 empty] | 2036.786 | 0 |  | 2036.7754 | 0.01195
[45 empty] | 2036.9893 | 0 |  | 2036.9786 | 0.01188
[45 empty] | 2037.1925 | 0 |  | 2037.182 | 0.01184
[45 empty] | 2037.3959 | 0 |  | 2037.3853 | 0.01185
[45 empty] | 2037.5992 | 0 |  | 2037.5886 | 0.0119
[45 empty] | 2037.8026 | 0 |  | 2037.7921 | 0.01197
[45 empty] | 2038.0061 | 0 |  | 2037.9955 | 0.01204
[45 empty] | 2038.2096 | 0 |  | 2038.199 | 0.0121
[45 empty] | 2038.4131 | 0 |  | 2038.4026 | 0.01212
[45 empty] | 2038.6167 | 0 |  | 2038.6061 | 0.01208
[45 empty] | 2038.8203 | 0 |  | 2038.8097 | 0.01199
[45 empty] | 2039.0239 | 0 |  | 2039.0134 | 0.01186
[45 empty] | 2039.2277 | 0 |  | 2039.217 | 0.01168
[45 empty] | 2039.4314 | 0 |  | 2039.4209 | 0.01149
[45 empty] | 2039.6353 | 0 |  | 2039.6246 | 0.01129
[45 empty] | 2039.839 | 0 |  | 2039.8285 | 0.0111
[45 empty] | 2040.0429 | 0 |  | 2040.0323 | 0.01093
[45 empty] | 2040.2468 | 0 |  | 2040.2362 | 0.01081
[45 empty] | 2040.4507 | 0 |  | 2040.4402 | 0.01073
[45 empty] | 2040.6547 | 0 |  | 2040.6442 | 0.01072
[45 empty] | 2040.8588 | 0 |  | 2040.8481 | 0.01077
[45 empty] | 2041.0627 | 0 |  | 2041.0522 | 0.01087
[45 empty] | 2041.267 | 0 |  | 2041.2564 | 0.01104
[45 empty] | 2041.4711 | 0 |  | 2041.4605 | 0.01124
[45 empty] | 2041.6753 | 0 |  | 2041.6647 | 0.01148
[45 empty] | 2041.8795 | 0 |  | 2041.8689 | 0.01172
[45 empty] | 2042.0837 | 0 |  | 2042.0731 | 0.01196
[45 empty] | 2042.2881 | 0 |  | 2042.2775 | 0.01219
[45 empty] | 2042.4924 | 0 |  | 2042.4818 | 0.01241
[45 empty] | 2042.6968 | 0 |  | 2042.6862 | 0.0126
[45 empty] | 2042.9012 | 0 |  | 2042.8906 | 0.01276
[45 empty] | 2043.1057 | 0 |  | 2043.0951 | 0.01288
[45 empty] | 2043.3102 | 0 |  | 2043.2996 | 0.01296
[45 empty] | 2043.5148 | 0 |  | 2043.5041 | 0.01299
[45 empty] | 2043.7194 | 0 |  | 2043.7087 | 0.01299
[45 empty] | 2043.9241 | 0 |  | 2043.9135 | 0.01294
[45 empty] | 2044.1287 | 0 |  | 2044.118 | 0.01287
[45 empty] | 2044.3334 | 0 |  | 2044.3228 | 0.01278
[45 empty] | 2044.5382 | 0 |  | 2044.5276 | 0.0127
[45 empty] | 2044.7429 | 0 |  | 2044.7324 | 0.01263
[45 empty] | 2044.9479 | 0 |  | 2044.9373 | 0.01257
[45 empty] | 2045.1527 | 0 |  | 2045.1421 | 0.01254
[45 empty] | 2045.3577 | 0 |  | 2045.3471 | 0.01253
[45 empty] | 2045.5626 | 0 |  | 2045.552 | 0.01253
[45 empty] | 2045.7676 | 0 |  | 2045.757 | 0.01254
[45 empty] | 2045.9727 | 0 |  | 2045.962 | 0.01256
[45 empty] | 2046.1777 | 0 |  | 2046.1671 | 0.01257
[45 empty] | 2046.3828 | 0 |  | 2046.3722 | 0.01257
[45 empty] | 2046.588 | 0 |  | 2046.5774 | 0.01254
[45 empty] | 2046.7932 | 0 |  | 2046.7826 | 0.01248
[45 empty] | 2046.9985 | 0 |  | 2046.9879 | 0.01238
[45 empty] | 2047.2039 | 0 |  | 2047.1932 | 0.01223
[45 empty] | 2047.4092 | 0 |  | 2047.3986 | 0.01205
[45 empty] | 2047.6145 | 0 |  | 2047.6039 | 0.01184
[45 empty] | 2047.82 | 0 |  | 2047.8093 | 0.01162
[45 empty] | 2048.0254 | 0 |  | 2048.0149 | 0.01139
[45 empty] | 2048.231 | 0 |  | 2048.2202 | 0.01118
[45 empty] | 2048.4365 | 0 |  | 2048.4258 | 0.01099
[45 empty] | 2048.6421 | 0 |  | 2048.6314 | 0.01084
[45 empty] | 2048.8477 | 0 |  | 2048.8369 | 0.01073
[45 empty] | 2049.0532 | 0 |  | 2049.0427 | 0.01068
[45 empty] | 2049.259 | 0 |  | 2049.2483 | 0.01069
[45 empty] | 2049.4648 | 0 |  | 2049.4541 | 0.01075
[45 empty] | 2049.6707 | 0 |  | 2049.6599 | 0.01086
[45 empty] | 2049.8765 | 0 |  | 2049.8657 | 0.011
[45 empty] | 2050.0823 | 0 |  | 2050.0715 | 0.01116
[45 empty] | 2050.2881 | 0 |  | 2050.2776 | 0.01133
[45 empty] | 2050.4941 | 0 |  | 2050.4834 | 0.01148
[45 empty] | 2050.7002 | 0 |  | 2050.6894 | 0.0116
[45 empty] | 2050.9062 | 0 |  | 2050.8955 | 0.01169
[45 empty] | 2051.1123 | 0 |  | 2051.1016 | 0.01175
[45 empty] | 2051.3184 | 0 |  | 2051.3076 | 0.01177
[45 empty] | 2051.5244 | 0 |  | 2051.5139 | 0.01177
[45 empty] | 2051.7307 | 0 |  | 2051.7202 | 0.01175
[45 empty] | 2051.937 | 0 |  | 2051.9263 | 0.01172
[45 empty] | 2052.1433 | 0 |  | 2052.1326 | 0.01169
[45 empty] | 2052.3496 | 0 |  | 2052.3389 | 0.01166
[45 empty] | 2052.5559 | 0 |  | 2052.5454 | 0.01165
[45 empty] | 2052.7625 | 0 |  | 2052.7517 | 0.01165
[45 empty] | 2052.9688 | 0 |  | 2052.9583 | 0.01167
[45 empty] | 2053.1753 | 0 |  | 2053.1648 | 0.01172
[45 empty] | 2053.3818 | 0 |  | 2053.3713 | 0.01178
[45 empty] | 2053.5884 | 0 |  | 2053.5779 | 0.01186
[45 empty] | 2053.7952 | 0 |  | 2053.7844 | 0.01194
[45 empty] | 2054.0017 | 0 |  | 2053.991 | 0.012
[45 empty] | 2054.2085 | 0 |  | 2054.1977 | 0.01203
[45 empty] | 2054.4153 | 0 |  | 2054.4045 | 0.01203
[45 empty] | 2054.6221 | 0 |  | 2054.6113 | 0.01198
[45 empty] | 2054.8289 | 0 |  | 2054.8181 | 0.01189
[45 empty] | 2055.0356 | 0 |  | 2055.0249 | 0.01176
[45 empty] | 2055.2427 | 0 |  | 2055.2319 | 0.01162
[45 empty] | 2055.4495 | 0 |  | 2055.439 | 0.01148
[45 empty] | 2055.6565 | 0 |  | 2055.6458 | 0.01137
[45 empty] | 2055.8635 | 0 |  | 2055.8528 | 0.0113
[45 empty] | 2056.0706 | 0 |  | 2056.0601 | 0.0113
[45 empty] | 2056.2778 | 0 |  | 2056.2671 | 0.01137
[45 empty] | 2056.4849 | 0 |  | 2056.4741 | 0.0115
[45 empty] | 2056.6921 | 0 |  | 2056.6814 | 0.01167
[45 empty] | 2056.8994 | 0 |  | 2056.8887 | 0.01186
[45 empty] | 2057.1067 | 0 |  | 2057.0959 | 0.01206
[45 empty] | 2057.314 | 0 |  | 2057.3032 | 0.01223
[45 empty] | 2057.5212 | 0 |  | 2057.5107 | 0.01235
[45 empty] | 2057.7288 | 0 |  | 2057.718 | 0.01241
[45 empty] | 2057.9363 | 0 |  | 2057.9255 | 0.0124
[45 empty] | 2058.1438 | 0 |  | 2058.1331 | 0.01234
[45 empty] | 2058.3513 | 0 |  | 2058.3406 | 0.01223
[45 empty] | 2058.5588 | 0 |  | 2058.5481 | 0.01209
[45 empty] | 2058.7664 | 0 |  | 2058.7559 | 0.01196
[45 empty] | 2058.9741 | 0 |  | 2058.9634 | 0.01185
[45 empty] | 2059.1819 | 0 |  | 2059.1711 | 0.01177
[45 empty] | 2059.3897 | 0 |  | 2059.3789 | 0.01174
[45 empty] | 2059.5974 | 0 |  | 2059.5867 | 0.01174
[45 empty] | 2059.8052 | 0 |  | 2059.7944 | 0.01179
[45 empty] | 2060.0129 | 0 |  | 2060.0024 | 0.01187
[45 empty] | 2060.2209 | 0 |  | 2060.2102 | 0.01197
[45 empty] | 2060.4289 | 0 |  | 2060.4182 | 0.01209
[45 empty] | 2060.637 | 0 |  | 2060.6262 | 0.01223
[45 empty] | 2060.845 | 0 |  | 2060.8342 | 0.01239
[45 empty] | 2061.053 | 0 |  | 2061.0422 | 0.01256
[45 empty] | 2061.2612 | 0 |  | 2061.2505 | 0.01274
[45 empty] | 2061.4692 | 0 |  | 2061.4587 | 0.01292
[45 empty] | 2061.6775 | 0 |  | 2061.6667 | 0.0131
[45 empty] | 2061.8857 | 0 |  | 2061.875 | 0.01328
[45 empty] | 2062.094 | 0 |  | 2062.0833 | 0.01344
[45 empty] | 2062.3025 | 0 |  | 2062.2917 | 0.0136
[45 empty] | 2062.5107 | 0 |  | 2062.5 | 0.01374
[45 empty] | 2062.7192 | 0 |  | 2062.7085 | 0.01388
[45 empty] | 2062.9277 | 0 |  | 2062.917 | 0.01399
[45 empty] | 2063.1362 | 0 |  | 2063.1255 | 0.01406
[45 empty] | 2063.3447 | 0 |  | 2063.334 | 0.0141
[45 empty] | 2063.5532 | 0 |  | 2063.5425 | 0.01409
[45 empty] | 2063.762 | 0 |  | 2063.7512 | 0.01402
[45 empty] | 2063.9707 | 0 |  | 2063.96 | 0.01391
[45 empty] | 2064.1792 | 0 |  | 2064.1687 | 0.01375
[45 empty] | 2064.3879 | 0 |  | 2064.3774 | 0.01357
[45 empty] | 2064.5969 | 0 |  | 2064.5862 | 0.01337
[45 empty] | 2064.8057 | 0 |  | 2064.7949 | 0.01317
[45 empty] | 2065.0147 | 0 |  | 2065.0039 | 0.01299
[45 empty] | 2065.2234 | 0 |  | 2065.2129 | 0.01284
[45 empty] | 2065.4324 | 0 |  | 2065.4219 | 0.01271
[45 empty] | 2065.6416 | 0 |  | 2065.6309 | 0.01261
[45 empty] | 2065.8506 | 0 |  | 2065.8398 | 0.01254
[45 empty] | 2066.0596 | 0 |  | 2066.0488 | 0.01248
[45 empty] | 2066.2688 | 0 |  | 2066.2581 | 0.01243
[45 empty] | 2066.478 | 0 |  | 2066.4673 | 0.0124
[45 empty] | 2066.6873 | 0 |  | 2066.6765 | 0.01239
[45 empty] | 2066.8965 | 0 |  | 2066.8857 | 0.01241
[45 empty] | 2067.1057 | 0 |  | 2067.095 | 0.01243
[45 empty] | 2067.3152 | 0 |  | 2067.3044 | 0.01247
[45 empty] | 2067.5244 | 0 |  | 2067.5137 | 0.0125
[45 empty] | 2067.7339 | 0 |  | 2067.7231 | 0.01251
[45 empty] | 2067.9434 | 0 |  | 2067.9326 | 0.01247
[45 empty] | 2068.1528 | 0 |  | 2068.1421 | 0.01237
[45 empty] | 2068.3625 | 0 |  | 2068.3518 | 0.01222
[45 empty] | 2068.572 | 0 |  | 2068.5613 | 0.01201
[45 empty] | 2068.7817 | 0 |  | 2068.771 | 0.01176
[45 empty] | 2068.9914 | 0 |  | 2068.9807 | 0.0115
[45 empty] | 2069.2012 | 0 |  | 2069.1904 | 0.01125
[45 empty] | 2069.4109 | 0 |  | 2069.4001 | 0.01105
[45 empty] | 2069.6206 | 0 |  | 2069.6101 | 0.01092
[45 empty] | 2069.8306 | 0 |  | 2069.8198 | 0.01086
[45 empty] | 2070.0405 | 0 |  | 2070.0298 | 0.01088
[45 empty] | 2070.2505 | 0 |  | 2070.2398 | 0.01098
[45 empty] | 2070.4605 | 0 |  | 2070.4497 | 0.01113
[45 empty] | 2070.6704 | 0 |  | 2070.6597 | 0.01132
[45 empty] | 2070.8806 | 0 |  | 2070.8699 | 0.01152
[45 empty] | 2071.0906 | 0 |  | 2071.0798 | 0.01171
[45 empty] | 2071.3008 | 0 |  | 2071.29 | 0.01189
[45 empty] | 2071.511 | 0 |  | 2071.5002 | 0.01204
[45 empty] | 2071.7212 | 0 |  | 2071.7105 | 0.01215
[45 empty] | 2071.9314 | 0 |  | 2071.9207 | 0.01222
[45 empty] | 2072.1418 | 0 |  | 2072.1311 | 0.01226
[45 empty] | 2072.3523 | 0 |  | 2072.3416 | 0.01226
[45 empty] | 2072.5625 | 0 |  | 2072.5518 | 0.01224
[45 empty] | 2072.773 | 0 |  | 2072.7622 | 0.01219
[45 empty] | 2072.9836 | 0 |  | 2072.9729 | 0.01212
[45 empty] | 2073.1941 | 0 |  | 2073.1833 | 0.01203
[45 empty] | 2073.4048 | 0 |  | 2073.394 | 0.01193
[45 empty] | 2073.6152 | 0 |  | 2073.6045 | 0.01182
[45 empty] | 2073.8259 | 0 |  | 2073.8152 | 0.01172
[45 empty] | 2074.0366 | 0 |  | 2074.0259 | 0.01165
[45 empty] | 2074.2476 | 0 |  | 2074.2368 | 0.01162
[45 empty] | 2074.4583 | 0 |  | 2074.4475 | 0.01163
[45 empty] | 2074.6692 | 0 |  | 2074.6584 | 0.01167
[45 empty] | 2074.8799 | 0 |  | 2074.8691 | 0.01175
[45 empty] | 2075.0908 | 0 |  | 2075.0801 | 0.01184
[45 empty] | 2075.3018 | 0 |  | 2075.291 | 0.01193
[45 empty] | 2075.5129 | 0 |  | 2075.5022 | 0.012
[45 empty] | 2075.7239 | 0 |  | 2075.7131 | 0.01205
[45 empty] | 2075.9351 | 0 |  | 2075.9243 | 0.01208
[45 empty] | 2076.1462 | 0 |  | 2076.1355 | 0.01209
[45 empty] | 2076.3574 | 0 |  | 2076.3467 | 0.01211
[45 empty] | 2076.5686 | 0 |  | 2076.5579 | 0.01215
[45 empty] | 2076.7798 | 0 |  | 2076.769 | 0.0122
[45 empty] | 2076.9912 | 0 |  | 2076.9805 | 0.01227
[45 empty] | 2077.2024 | 0 |  | 2077.1917 | 0.01237
[45 empty] | 2077.4138 | 0 |  | 2077.4031 | 0.01249
[45 empty] | 2077.6252 | 0 |  | 2077.6145 | 0.01261
[45 empty] | 2077.8369 | 0 |  | 2077.8262 | 0.01273
[45 empty] | 2078.0483 | 0 |  | 2078.0376 | 0.01283
[45 empty] | 2078.26 | 0 |  | 2078.2493 | 0.0129
[45 empty] | 2078.4714 | 0 |  | 2078.4607 | 0.01294
[45 empty] | 2078.6831 | 0 |  | 2078.6724 | 0.01293
[45 empty] | 2078.895 | 0 |  | 2078.884 | 0.01289
[45 empty] | 2079.1067 | 0 |  | 2079.0959 | 0.01282
[45 empty] | 2079.3184 | 0 |  | 2079.3076 | 0.01272
[45 empty] | 2079.5303 | 0 |  | 2079.5195 | 0.01261
[45 empty] | 2079.7422 | 0 |  | 2079.7314 | 0.0125
[45 empty] | 2079.9541 | 0 |  | 2079.9434 | 0.0124
[45 empty] | 2080.166 | 0 |  | 2080.1553 | 0.01232
[45 empty] | 2080.3779 | 0 |  | 2080.3672 | 0.01226
[45 empty] | 2080.5901 | 0 |  | 2080.5793 | 0.01221
[45 empty] | 2080.8023 | 0 |  | 2080.7913 | 0.01216
[45 empty] | 2081.0144 | 0 |  | 2081.0034 | 0.01211
[45 empty] | 2081.2266 | 0 |  | 2081.2156 | 0.01204
[45 empty] | 2081.4387 | 0 |  | 2081.428 | 0.01197
[45 empty] | 2081.6509 | 0 |  | 2081.6401 | 0.01187
[45 empty] | 2081.8633 | 0 |  | 2081.8525 | 0.01175
[45 empty] | 2082.0757 | 0 |  | 2082.0647 | 0.01162
[45 empty] | 2082.2881 | 0 |  | 2082.2771 | 0.01147
[45 empty] | 2082.5005 | 0 |  | 2082.4898 | 0.01133
[45 empty] | 2082.7129 | 0 |  | 2082.7022 | 0.01119
[45 empty] | 2082.9255 | 0 |  | 2082.9145 | 0.01109
[45 empty] | 2083.1379 | 0 |  | 2083.1272 | 0.01103
[45 empty] | 2083.3506 | 0 |  | 2083.3398 | 0.01103
[45 empty] | 2083.5632 | 0 |  | 2083.5525 | 0.01108
[45 empty] | 2083.7759 | 0 |  | 2083.7651 | 0.0112
[45 empty] | 2083.9888 | 0 |  | 2083.9778 | 0.01135
[45 empty] | 2084.2014 | 0 |  | 2084.1907 | 0.01154
[45 empty] | 2084.4143 | 0 |  | 2084.4036 | 0.01174
[45 empty] | 2084.6272 | 0 |  | 2084.6164 | 0.01194
[45 empty] | 2084.8401 | 0 |  | 2084.8293 | 0.01213
[45 empty] | 2085.053 | 0 |  | 2085.0422 | 0.01231
[45 empty] | 2085.2661 | 0 |  | 2085.2551 | 0.01247
[45 empty] | 2085.479 | 0 |  | 2085.4683 | 0.01259
[45 empty] | 2085.6921 | 0 |  | 2085.6814 | 0.01267
[45 empty] | 2085.9053 | 0 |  | 2085.8945 | 0.01268
[45 empty] | 2086.1184 | 0 |  | 2086.1077 | 0.01261
[45 empty] | 2086.3318 | 0 |  | 2086.3208 | 0.01247
[45 empty] | 2086.5449 | 0 |  | 2086.5342 | 0.01225
[45 empty] | 2086.7583 | 0 |  | 2086.7476 | 0.01197
[45 empty] | 2086.9717 | 0 |  | 2086.9607 | 0.01168
[45 empty] | 2087.1851 | 0 |  | 2087.1741 | 0.01139
[45 empty] | 2087.3984 | 0 |  | 2087.3877 | 0.01113
[45 empty] | 2087.6118 | 0 |  | 2087.6011 | 0.01094
[45 empty] | 2087.8254 | 0 |  | 2087.8147 | 0.01081
[45 empty] | 2088.0391 | 0 |  | 2088.0281 | 0.01075
[45 empty] | 2088.2527 | 0 |  | 2088.2417 | 0.01075
[45 empty] | 2088.4663 | 0 |  | 2088.4553 | 0.01078
[45 empty] | 2088.6799 | 0 |  | 2088.6692 | 0.01084
[45 empty] | 2088.8938 | 0 |  | 2088.8828 | 0.01092
[45 empty] | 2089.1074 | 0 |  | 2089.0967 | 0.011
[45 empty] | 2089.3213 | 0 |  | 2089.3106 | 0.01108
[45 empty] | 2089.5352 | 0 |  | 2089.5244 | 0.01117
[45 empty] | 2089.749 | 0 |  | 2089.7383 | 0.01126
[45 empty] | 2089.9631 | 0 |  | 2089.9522 | 0.01134
[45 empty] | 2090.177 | 0 |  | 2090.1663 | 0.01142
[45 empty] | 2090.3911 | 0 |  | 2090.3804 | 0.01149
[45 empty] | 2090.6052 | 0 |  | 2090.5945 | 0.01153
[45 empty] | 2090.8193 | 0 |  | 2090.8086 | 0.01155
[45 empty] | 2091.0334 | 0 |  | 2091.0227 | 0.01156
[45 empty] | 2091.2478 | 0 |  | 2091.2368 | 0.01154
[45 empty] | 2091.4619 | 0 |  | 2091.4512 | 0.0115
[45 empty] | 2091.6763 | 0 |  | 2091.6655 | 0.01145
[45 empty] | 2091.8906 | 0 |  | 2091.8799 | 0.01139
[45 empty] | 2092.105 | 0 |  | 2092.0942 | 0.01132
[45 empty] | 2092.3196 | 0 |  | 2092.3086 | 0.01127
[45 empty] | 2092.5339 | 0 |  | 2092.5232 | 0.01122
[45 empty] | 2092.7485 | 0 |  | 2092.7378 | 0.01118
[45 empty] | 2092.9631 | 0 |  | 2092.9524 | 0.01117
[45 empty] | 2093.1777 | 0 |  | 2093.167 | 0.01119
[45 empty] | 2093.3923 | 0 |  | 2093.3816 | 0.01125
[45 empty] | 2093.6072 | 0 |  | 2093.5962 | 0.01134
[45 empty] | 2093.8218 | 0 |  | 2093.811 | 0.01146
[45 empty] | 2094.0366 | 0 |  | 2094.0259 | 0.01163
[45 empty] | 2094.2515 | 0 |  | 2094.2407 | 0.01182
[45 empty] | 2094.4663 | 0 |  | 2094.4556 | 0.01204
[45 empty] | 2094.6814 | 0 |  | 2094.6704 | 0.01228
[45 empty] | 2094.8962 | 0 |  | 2094.8855 | 0.01251
[45 empty] | 2095.1113 | 0 |  | 2095.1003 | 0.01274
[45 empty] | 2095.3264 | 0 |  | 2095.3154 | 0.01295
[45 empty] | 2095.5415 | 0 |  | 2095.5305 | 0.01311
[45 empty] | 2095.7566 | 0 |  | 2095.7458 | 0.01323
[45 empty] | 2095.9717 | 0 |  | 2095.9609 | 0.01331
[45 empty] | 2096.187 | 0 |  | 2096.1763 | 0.01333
[45 empty] | 2096.4023 | 0 |  | 2096.3914 | 0.01333
[45 empty] | 2096.6177 | 0 |  | 2096.6067 | 0.0133
[45 empty] | 2096.833 | 0 |  | 2096.822 | 0.01326
[45 empty] | 2097.0483 | 0 |  | 2097.0376 | 0.01321
[45 empty] | 2097.2639 | 0 |  | 2097.2529 | 0.01317
[45 empty] | 2097.4792 | 0 |  | 2097.4685 | 0.01311
[45 empty] | 2097.6948 | 0 |  | 2097.6841 | 0.01305
[45 empty] | 2097.9104 | 0 |  | 2097.8997 | 0.01298
[45 empty] | 2098.1262 | 0 |  | 2098.1152 | 0.01288
[45 empty] | 2098.3418 | 0 |  | 2098.3311 | 0.01278
[45 empty] | 2098.5576 | 0 |  | 2098.5466 | 0.01266
[45 empty] | 2098.7732 | 0 |  | 2098.7625 | 0.01255
[45 empty] | 2098.989 | 0 |  | 2098.9783 | 0.01244
[45 empty] | 2099.2051 | 0 |  | 2099.1941 | 0.01236
[45 empty] | 2099.4209 | 0 |  | 2099.4099 | 0.0123
[45 empty] | 2099.6367 | 0 |  | 2099.626 | 0.01228
[45 empty] | 2099.8528 | 0 |  | 2099.842 | 0.01229
[45 empty] | 2100.0689 | 0 |  | 2100.0579 | 0.01233
[45 empty] | 2100.2849 | 0 |  | 2100.2742 | 0.01238
[45 empty] | 2100.501 | 0 |  | 2100.4902 | 0.01243
[45 empty] | 2100.7173 | 0 |  | 2100.7063 | 0.01248
[45 empty] | 2100.9333 | 0 |  | 2100.9226 | 0.0125
[45 empty] | 2101.1497 | 0 |  | 2101.1389 | 0.01249
[45 empty] | 2101.366 | 0 |  | 2101.3552 | 0.01247
[45 empty] | 2101.5823 | 0 |  | 2101.5715 | 0.01243
[45 empty] | 2101.7988 | 0 |  | 2101.7878 | 0.0124
[45 empty] | 2102.0151 | 0 |  | 2102.0044 | 0.01238
[45 empty] | 2102.2317 | 0 |  | 2102.2207 | 0.01238
[45 empty] | 2102.4482 | 0 |  | 2102.4373 | 0.0124
[45 empty] | 2102.6648 | 0 |  | 2102.6538 | 0.01243
[45 empty] | 2102.8814 | 0 |  | 2102.8704 | 0.01248
[45 empty] | 2103.0979 | 0 |  | 2103.0872 | 0.01252
[45 empty] | 2103.3147 | 0 |  | 2103.3037 | 0.01255
[45 empty] | 2103.5315 | 0 |  | 2103.5205 | 0.01258
[45 empty] | 2103.7483 | 0 |  | 2103.7373 | 0.01259
[45 empty] | 2103.9651 | 0 |  | 2103.9541 | 0.01261
[45 empty] | 2104.1819 | 0 |  | 2104.1711 | 0.01264
[45 empty] | 2104.3989 | 0 |  | 2104.3879 | 0.0127
[45 empty] | 2104.616 | 0 |  | 2104.605 | 0.01279
[45 empty] | 2104.8328 | 0 |  | 2104.822 | 0.0129
[45 empty] | 2105.0498 | 0 |  | 2105.0391 | 0.01304
[45 empty] | 2105.2671 | 0 |  | 2105.2561 | 0.0132
[45 empty] | 2105.4841 | 0 |  | 2105.4734 | 0.01336
[45 empty] | 2105.7014 | 0 |  | 2105.6904 | 0.0135
[45 empty] | 2105.9187 | 0 |  | 2105.9077 | 0.01362
[45 empty] | 2106.136 | 0 |  | 2106.125 | 0.01372
[45 empty] | 2106.3533 | 0 |  | 2106.3423 | 0.01377
[45 empty] | 2106.5706 | 0 |  | 2106.5598 | 0.01379
[45 empty] | 2106.7881 | 0 |  | 2106.7771 | 0.01376
[45 empty] | 2107.0054 | 0 |  | 2106.9946 | 0.0137
[45 empty] | 2107.2229 | 0 |  | 2107.2122 | 0.0136
[45 empty] | 2107.4404 | 0 |  | 2107.4297 | 0.01346
[45 empty] | 2107.6582 | 0 |  | 2107.6472 | 0.0133
[45 empty] | 2107.8757 | 0 |  | 2107.865 | 0.01311
[45 empty] | 2108.0935 | 0 |  | 2108.0825 | 0.01291
[45 empty] | 2108.3113 | 0 |  | 2108.3003 | 0.01272
[45 empty] | 2108.5291 | 0 |  | 2108.5181 | 0.01256
[45 empty] | 2108.7468 | 0 |  | 2108.7358 | 0.01244
[45 empty] | 2108.9646 | 0 |  | 2108.9539 | 0.01237
[45 empty] | 2109.1826 | 0 |  | 2109.1716 | 0.01234
[45 empty] | 2109.4006 | 0 |  | 2109.3897 | 0.01235
[45 empty] | 2109.6186 | 0 |  | 2109.6077 | 0.01239
[45 empty] | 2109.8367 | 0 |  | 2109.8257 | 0.01243
[45 empty] | 2110.0547 | 0 |  | 2110.0437 | 0.01247
[45 empty] | 2110.273 | 0 |  | 2110.262 | 0.01249
[45 empty] | 2110.491 | 0 |  | 2110.4802 | 0.0125
[45 empty] | 2110.7092 | 0 |  | 2110.6982 | 0.01248
[45 empty] | 2110.9275 | 0 |  | 2110.9165 | 0.01245
[45 empty] | 2111.1458 | 0 |  | 2111.135 | 0.01241
[45 empty] | 2111.3643 | 0 |  | 2111.3533 | 0.01237
[45 empty] | 2111.5825 | 0 |  | 2111.5718 | 0.01233
[45 empty] | 2111.801 | 0 |  | 2111.79 | 0.01232
[45 empty] | 2112.0195 | 0 |  | 2112.0086 | 0.01232
[45 empty] | 2112.238 | 0 |  | 2112.2273 | 0.01236
[45 empty] | 2112.4568 | 0 |  | 2112.4458 | 0.01242
[45 empty] | 2112.6753 | 0 |  | 2112.6643 | 0.01249
[45 empty] | 2112.894 | 0 |  | 2112.8831 | 0.01257
[45 empty] | 2113.1128 | 0 |  | 2113.1018 | 0.01264
[45 empty] | 2113.3315 | 0 |  | 2113.3206 | 0.01268
[45 empty] | 2113.5503 | 0 |  | 2113.5393 | 0.01269
[45 empty] | 2113.7693 | 0 |  | 2113.7583 | 0.01267
[45 empty] | 2113.988 | 0 |  | 2113.9773 | 0.01263
[45 empty] | 2114.207 | 0 |  | 2114.1961 | 0.01258
[45 empty] | 2114.426 | 0 |  | 2114.415 | 0.01256
[45 empty] | 2114.645 | 0 |  | 2114.6343 | 0.01258
[45 empty] | 2114.8643 | 0 |  | 2114.8533 | 0.01265
[45 empty] | 2115.0833 | 0 |  | 2115.0725 | 0.01276
[45 empty] | 2115.3025 | 0 |  | 2115.2915 | 0.01292
[45 empty] | 2115.5217 | 0 |  | 2115.5107 | 0.01311
[45 empty] | 2115.741 | 0 |  | 2115.73 | 0.0133
[45 empty] | 2115.9602 | 0 |  | 2115.9495 | 0.01347
[45 empty] | 2116.1797 | 0 |  | 2116.1687 | 0.01362
[45 empty] | 2116.3992 | 0 |  | 2116.3882 | 0.01371
[45 empty] | 2116.6184 | 0 |  | 2116.6077 | 0.01376
[45 empty] | 2116.8381 | 0 |  | 2116.8272 | 0.01374
[45 empty] | 2117.0576 | 0 |  | 2117.0466 | 0.01365
[45 empty] | 2117.2771 | 0 |  | 2117.2661 | 0.0135
[45 empty] | 2117.4968 | 0 |  | 2117.4858 | 0.01329
[45 empty] | 2117.7166 | 0 |  | 2117.7056 | 0.01304
[45 empty] | 2117.9363 | 0 |  | 2117.9253 | 0.01275
[45 empty] | 2118.156 | 0 |  | 2118.145 | 0.01245
[45 empty] | 2118.3757 | 0 |  | 2118.3648 | 0.01216
[45 empty] | 2118.5957 | 0 |  | 2118.5847 | 0.01191
[45 empty] | 2118.8157 | 0 |  | 2118.8047 | 0.01171
[45 empty] | 2119.0354 | 0 |  | 2119.0247 | 0.01159
[45 empty] | 2119.2556 | 0 |  | 2119.2446 | 0.01156
[45 empty] | 2119.4756 | 0 |  | 2119.4646 | 0.01158
[45 empty] | 2119.6956 | 0 |  | 2119.6848 | 0.01166
[45 empty] | 2119.9158 | 0 |  | 2119.9048 | 0.01176
[45 empty] | 2120.136 | 0 |  | 2120.125 | 0.01185
[45 empty] | 2120.3562 | 0 |  | 2120.3452 | 0.01191
[45 empty] | 2120.5764 | 0 |  | 2120.5654 | 0.01193
[45 empty] | 2120.7969 | 0 |  | 2120.7859 | 0.01192
[45 empty] | 2121.0171 | 0 |  | 2121.0061 | 0.01189
[45 empty] | 2121.2375 | 0 |  | 2121.2266 | 0.01185
[45 empty] | 2121.458 | 0 |  | 2121.447 | 0.01181
[45 empty] | 2121.6785 | 0 |  | 2121.6675 | 0.01179
[45 empty] | 2121.8992 | 0 |  | 2121.8882 | 0.01179
[45 empty] | 2122.1196 | 0 |  | 2122.1086 | 0.01179
[45 empty] | 2122.3403 | 0 |  | 2122.3293 | 0.0118
[45 empty] | 2122.561 | 0 |  | 2122.55 | 0.0118
[45 empty] | 2122.7817 | 0 |  | 2122.7708 | 0.0118
[45 empty] | 2123.0024 | 0 |  | 2122.9914 | 0.01178
[45 empty] | 2123.2234 | 0 |  | 2123.2124 | 0.01176
[45 empty] | 2123.4441 | 0 |  | 2123.4333 | 0.01173
[45 empty] | 2123.665 | 0 |  | 2123.6541 | 0.01168
[45 empty] | 2123.886 | 0 |  | 2123.875 | 0.01161
[45 empty] | 2124.1072 | 0 |  | 2124.0962 | 0.01153
[45 empty] | 2124.3281 | 0 |  | 2124.3171 | 0.01144
[45 empty] | 2124.5493 | 0 |  | 2124.5383 | 0.01135
[45 empty] | 2124.7703 | 0 |  | 2124.7595 | 0.01126
[45 empty] | 2124.9917 | 0 |  | 2124.9807 | 0.01121
[45 empty] | 2125.2129 | 0 |  | 2125.2019 | 0.01121
[45 empty] | 2125.4341 | 0 |  | 2125.4231 | 0.01127
[45 empty] | 2125.6555 | 0 |  | 2125.6445 | 0.01141
[45 empty] | 2125.8767 | 0 |  | 2125.8657 | 0.01162
[45 empty] | 2126.0981 | 0 |  | 2126.0872 | 0.01189
[45 empty] | 2126.3196 | 0 |  | 2126.3088 | 0.01219
[45 empty] | 2126.5413 | 0 |  | 2126.5303 | 0.01251
[45 empty] | 2126.7627 | 0 |  | 2126.7517 | 0.01281
[45 empty] | 2126.9844 | 0 |  | 2126.9734 | 0.01307
[45 empty] | 2127.2061 | 0 |  | 2127.1951 | 0.01328
[45 empty] | 2127.4277 | 0 |  | 2127.4167 | 0.01342
[45 empty] | 2127.6494 | 0 |  | 2127.6384 | 0.01351
[45 empty] | 2127.8713 | 0 |  | 2127.8603 | 0.01355
[45 empty] | 2128.093 | 0 |  | 2128.082 | 0.01354
[45 empty] | 2128.3149 | 0 |  | 2128.3039 | 0.01349
[45 empty] | 2128.5369 | 0 |  | 2128.5259 | 0.01337
[45 empty] | 2128.7588 | 0 |  | 2128.7478 | 0.0132
[45 empty] | 2128.981 | 0 |  | 2128.97 | 0.01298
[45 empty] | 2129.2029 | 0 |  | 2129.1919 | 0.0127
[45 empty] | 2129.425 | 0 |  | 2129.4141 | 0.01238
[45 empty] | 2129.6472 | 0 |  | 2129.6362 | 0.01204
[45 empty] | 2129.8694 | 0 |  | 2129.8584 | 0.01172
[45 empty] | 2130.0918 | 0 |  | 2130.0808 | 0.01144
[45 empty] | 2130.314 | 0 |  | 2130.303 | 0.01121
[45 empty] | 2130.5364 | 0 |  | 2130.5254 | 0.01107
[45 empty] | 2130.7588 | 0 |  | 2130.7478 | 0.01101
[45 empty] | 2130.9812 | 0 |  | 2130.9702 | 0.01102
[45 empty] | 2131.2036 | 0 |  | 2131.1926 | 0.01112
[45 empty] | 2131.4263 | 0 |  | 2131.4153 | 0.01127
[45 empty] | 2131.6489 | 0 |  | 2131.6379 | 0.01147
[45 empty] | 2131.8713 | 0 |  | 2131.8603 | 0.01171
[45 empty] | 2132.0942 | 0 |  | 2132.083 | 0.01197
[45 empty] | 2132.3169 | 0 |  | 2132.3059 | 0.01223
[45 empty] | 2132.5395 | 0 |  | 2132.5286 | 0.01249
[45 empty] | 2132.7625 | 0 |  | 2132.7515 | 0.01273
[45 empty] | 2132.9853 | 0 |  | 2132.9744 | 0.01293
[45 empty] | 2133.2083 | 0 |  | 2133.1973 | 0.01309
[45 empty] | 2133.4311 | 0 |  | 2133.4202 | 0.01321
[45 empty] | 2133.6541 | 0 |  | 2133.6431 | 0.01327
[45 empty] | 2133.8772 | 0 |  | 2133.8662 | 0.0133
[45 empty] | 2134.1003 | 0 |  | 2134.0894 | 0.01329
[45 empty] | 2134.3235 | 0 |  | 2134.3125 | 0.01325
[45 empty] | 2134.5466 | 0 |  | 2134.5356 | 0.01319
[45 empty] | 2134.7698 | 0 |  | 2134.7588 | 0.01312
[45 empty] | 2134.9932 | 0 |  | 2134.9822 | 0.01302
[45 empty] | 2135.2166 | 0 |  | 2135.2053 | 0.01292
[45 empty] | 2135.4397 | 0 |  | 2135.4287 | 0.01281
[45 empty] | 2135.6633 | 0 |  | 2135.6521 | 0.01269
[45 empty] | 2135.8867 | 0 |  | 2135.8757 | 0.01257
[45 empty] | 2136.1101 | 0 |  | 2136.0991 | 0.01246
[45 empty] | 2136.3337 | 0 |  | 2136.3227 | 0.01238
[45 empty] | 2136.5574 | 0 |  | 2136.5464 | 0.01235
[45 empty] | 2136.781 | 0 |  | 2136.77 | 0.01238
[45 empty] | 2137.0046 | 0 |  | 2136.9936 | 0.01247
[45 empty] | 2137.2285 | 0 |  | 2137.2175 | 0.01261
[45 empty] | 2137.4522 | 0 |  | 2137.4412 | 0.01278
[45 empty] | 2137.676 | 0 |  | 2137.665 | 0.01293
[45 empty] | 2137.8999 | 0 |  | 2137.8889 | 0.01305
[45 empty] | 2138.124 | 0 |  | 2138.1128 | 0.01309
[45 empty] | 2138.3479 | 0 |  | 2138.3369 | 0.01306
[45 empty] | 2138.572 | 0 |  | 2138.5608 | 0.01296
[45 empty] | 2138.7959 | 0 |  | 2138.7849 | 0.01279
[45 empty] | 2139.02 | 0 |  | 2139.009 | 0.01259
[45 empty] | 2139.2444 | 0 |  | 2139.2332 | 0.01239
[45 empty] | 2139.4685 | 0 |  | 2139.4575 | 0.01221
[45 empty] | 2139.6929 | 0 |  | 2139.6816 | 0.01207
[45 empty] | 2139.917 | 0 |  | 2139.906 | 0.01199
[45 empty] | 2140.1414 | 0 |  | 2140.1304 | 0.01196
[45 empty] | 2140.366 | 0 |  | 2140.3547 | 0.012
[45 empty] | 2140.5903 | 0 |  | 2140.5793 | 0.01208
[45 empty] | 2140.8147 | 0 |  | 2140.8037 | 0.0122
[45 empty] | 2141.0393 | 0 |  | 2141.0283 | 0.01234
[45 empty] | 2141.2639 | 0 |  | 2141.2529 | 0.01248
[45 empty] | 2141.4885 | 0 |  | 2141.4775 | 0.0126
[45 empty] | 2141.7134 | 0 |  | 2141.7022 | 0.01267
[45 empty] | 2141.938 | 0 |  | 2141.927 | 0.01268
[45 empty] | 2142.1628 | 0 |  | 2142.1516 | 0.01262
[45 empty] | 2142.3877 | 0 |  | 2142.3765 | 0.0125
[45 empty] | 2142.6125 | 0 |  | 2142.6013 | 0.01233
[45 empty] | 2142.8374 | 0 |  | 2142.8264 | 0.01212
[45 empty] | 2143.0623 | 0 |  | 2143.0513 | 0.0119
[45 empty] | 2143.2874 | 0 |  | 2143.2764 | 0.01168
[45 empty] | 2143.5125 | 0 |  | 2143.5015 | 0.0115
[45 empty] | 2143.7375 | 0 |  | 2143.7266 | 0.01137
[45 empty] | 2143.9626 | 0 |  | 2143.9517 | 0.01131
[45 empty] | 2144.188 | 0 |  | 2144.1768 | 0.01133
[45 empty] | 2144.4131 | 0 |  | 2144.4021 | 0.01141
[45 empty] | 2144.6384 | 0 |  | 2144.6274 | 0.01155
[45 empty] | 2144.8638 | 0 |  | 2144.8528 | 0.01171
[45 empty] | 2145.0891 | 0 |  | 2145.0781 | 0.01187
[45 empty] | 2145.3147 | 0 |  | 2145.3037 | 0.012
[45 empty] | 2145.54 | 0 |  | 2145.5291 | 0.01209
[45 empty] | 2145.7656 | 0 |  | 2145.7546 | 0.01212
[45 empty] | 2145.9912 | 0 |  | 2145.9802 | 0.0121
[45 empty] | 2146.2168 | 0 |  | 2146.2058 | 0.01204
[45 empty] | 2146.4426 | 0 |  | 2146.4316 | 0.01195
[45 empty] | 2146.6682 | 0 |  | 2146.6572 | 0.01186
[45 empty] | 2146.894 | 0 |  | 2146.8831 | 0.01178
[45 empty] | 2147.1199 | 0 |  | 2147.1089 | 0.01172
[45 empty] | 2147.3457 | 0 |  | 2147.3347 | 0.01168
[45 empty] | 2147.5718 | 0 |  | 2147.5606 | 0.01166
[45 empty] | 2147.7976 | 0 |  | 2147.7866 | 0.01166
[45 empty] | 2148.0237 | 0 |  | 2148.0127 | 0.01166
[45 empty] | 2148.2498 | 0 |  | 2148.2388 | 0.01169
[45 empty] | 2148.4758 | 0 |  | 2148.4648 | 0.01173
[45 empty] | 2148.7019 | 0 |  | 2148.6909 | 0.01181
[45 empty] | 2148.9282 | 0 |  | 2148.9172 | 0.01193
[45 empty] | 2149.1545 | 0 |  | 2149.1433 | 0.01208
[45 empty] | 2149.3809 | 0 |  | 2149.3696 | 0.01226
[45 empty] | 2149.6072 | 0 |  | 2149.5959 | 0.01245
[45 empty] | 2149.8335 | 0 |  | 2149.8225 | 0.01262
[45 empty] | 2150.0601 | 0 |  | 2150.0488 | 0.01276
[45 empty] | 2150.2864 | 0 |  | 2150.2754 | 0.01285
[45 empty] | 2150.5129 | 0 |  | 2150.5019 | 0.01289
[45 empty] | 2150.7395 | 0 |  | 2150.7285 | 0.01289
[45 empty] | 2150.9661 | 0 |  | 2150.9551 | 0.01284
[45 empty] | 2151.1929 | 0 |  | 2151.1819 | 0.01277
[45 empty] | 2151.4197 | 0 |  | 2151.4084 | 0.01269
[45 empty] | 2151.6465 | 0 |  | 2151.6352 | 0.01261
[45 empty] | 2151.8733 | 0 |  | 2151.8621 | 0.01253
[45 empty] | 2152.1001 | 0 |  | 2152.0889 | 0.01246
[45 empty] | 2152.3269 | 0 |  | 2152.3159 | 0.01239
[45 empty] | 2152.5539 | 0 |  | 2152.543 | 0.01232
[45 empty] | 2152.781 | 0 |  | 2152.7698 | 0.01223
[45 empty] | 2153.0081 | 0 |  | 2152.9968 | 0.01214
[45 empty] | 2153.2351 | 0 |  | 2153.2241 | 0.01204
[45 empty] | 2153.4624 | 0 |  | 2153.4512 | 0.01193
[45 empty] | 2153.6894 | 0 |  | 2153.6785 | 0.01184
[45 empty] | 2153.9167 | 0 |  | 2153.9058 | 0.01176
[45 empty] | 2154.144 | 0 |  | 2154.1331 | 0.01172
[45 empty] | 2154.3713 | 0 |  | 2154.3603 | 0.01172
[45 empty] | 2154.5989 | 0 |  | 2154.5876 | 0.01176
[45 empty] | 2154.8262 | 0 |  | 2154.8152 | 0.01185
[45 empty] | 2155.0537 | 0 |  | 2155.0427 | 0.01199
[45 empty] | 2155.2812 | 0 |  | 2155.2703 | 0.01217
[45 empty] | 2155.5088 | 0 |  | 2155.4978 | 0.01238
[45 empty] | 2155.7366 | 0 |  | 2155.7253 | 0.0126
[45 empty] | 2155.9641 | 0 |  | 2155.9531 | 0.01283
[45 empty] | 2156.1919 | 0 |  | 2156.1809 | 0.01303
[45 empty] | 2156.4197 | 0 |  | 2156.4087 | 0.01321
[45 empty] | 2156.6475 | 0 |  | 2156.6365 | 0.01335
[45 empty] | 2156.8755 | 0 |  | 2156.8643 | 0.01344
[45 empty] | 2157.1033 | 0 |  | 2157.0923 | 0.01347
[45 empty] | 2157.3313 | 0 |  | 2157.3203 | 0.01345
[45 empty] | 2157.5593 | 0 |  | 2157.5483 | 0.0134
[45 empty] | 2157.7874 | 0 |  | 2157.7764 | 0.01332
[45 empty] | 2158.0156 | 0 |  | 2158.0044 | 0.01325
[45 empty] | 2158.2436 | 0 |  | 2158.2327 | 0.0132
[45 empty] | 2158.4719 | 0 |  | 2158.4607 | 0.0132
[45 empty] | 2158.7002 | 0 |  | 2158.689 | 0.01324
[45 empty] | 2158.9285 | 0 |  | 2158.9175 | 0.01334
[45 empty] | 2159.157 | 0 |  | 2159.1458 | 0.01346
[45 empty] | 2159.3852 | 0 |  | 2159.3743 | 0.01361
[45 empty] | 2159.6138 | 0 |  | 2159.6025 | 0.01375
[45 empty] | 2159.8423 | 0 |  | 2159.8311 | 0.01389
[45 empty] | 2160.0708 | 0 |  | 2160.0596 | 0.01401
[45 empty] | 2160.2993 | 0 |  | 2160.2883 | 0.01411
[45 empty] | 2160.5281 | 0 |  | 2160.5168 | 0.0142
[45 empty] | 2160.7568 | 0 |  | 2160.7456 | 0.01425
[45 empty] | 2160.9856 | 0 |  | 2160.9744 | 0.01428
[45 empty] | 2161.2144 | 0 |  | 2161.2031 | 0.01426
[45 empty] | 2161.4431 | 0 |  | 2161.4321 | 0.01421
[45 empty] | 2161.6721 | 0 |  | 2161.6609 | 0.01413
[45 empty] | 2161.9009 | 0 |  | 2161.8899 | 0.01402
[45 empty] | 2162.1299 | 0 |  | 2162.1189 | 0.01391
[45 empty] | 2162.3591 | 0 |  | 2162.3479 | 0.0138
[45 empty] | 2162.5881 | 0 |  | 2162.5769 | 0.0137
[45 empty] | 2162.8171 | 0 |  | 2162.8061 | 0.0136
[45 empty] | 2163.0464 | 0 |  | 2163.0352 | 0.01348
[45 empty] | 2163.2756 | 0 |  | 2163.2644 | 0.01334
[45 empty] | 2163.5049 | 0 |  | 2163.4939 | 0.01316
[45 empty] | 2163.7344 | 0 |  | 2163.7231 | 0.01293
[45 empty] | 2163.9636 | 0 |  | 2163.9524 | 0.01266
[45 empty] | 2164.1931 | 0 |  | 2164.1819 | 0.01237
[45 empty] | 2164.4226 | 0 |  | 2164.4114 | 0.01207
[45 empty] | 2164.6521 | 0 |  | 2164.6409 | 0.01179
[45 empty] | 2164.8816 | 0 |  | 2164.8706 | 0.01156
[45 empty] | 2165.1113 | 0 |  | 2165.1001 | 0.0114
[45 empty] | 2165.3411 | 0 |  | 2165.3298 | 0.01133
[45 empty] | 2165.5706 | 0 |  | 2165.5596 | 0.01133
[45 empty] | 2165.8005 | 0 |  | 2165.7893 | 0.01142
[45 empty] | 2166.0303 | 0 |  | 2166.019 | 0.01157
[45 empty] | 2166.26 | 0 |  | 2166.249 | 0.01176
[45 empty] | 2166.49 | 0 |  | 2166.4788 | 0.01197
[45 empty] | 2166.72 | 0 |  | 2166.7087 | 0.01219
[45 empty] | 2166.95 | 0 |  | 2166.939 | 0.01238
[45 empty] | 2167.1802 | 0 |  | 2167.1689 | 0.01254
[45 empty] | 2167.4102 | 0 |  | 2167.3989 | 0.01264
[45 empty] | 2167.6404 | 0 |  | 2167.6292 | 0.0127
[45 empty] | 2167.8706 | 0 |  | 2167.8594 | 0.0127
[45 empty] | 2168.1008 | 0 |  | 2168.0896 | 0.01268
[45 empty] | 2168.3311 | 0 |  | 2168.3198 | 0.01263
[45 empty] | 2168.5615 | 0 |  | 2168.5503 | 0.01258
[45 empty] | 2168.792 | 0 |  | 2168.7808 | 0.01255
[45 empty] | 2169.0222 | 0 |  | 2169.0112 | 0.01255
[45 empty] | 2169.2529 | 0 |  | 2169.2417 | 0.01259
[45 empty] | 2169.4834 | 0 |  | 2169.4722 | 0.01266
[45 empty] | 2169.7139 | 0 |  | 2169.7029 | 0.01276
[45 empty] | 2169.9446 | 0 |  | 2169.9333 | 0.01287
[45 empty] | 2170.1753 | 0 |  | 2170.1641 | 0.01297
[45 empty] | 2170.406 | 0 |  | 2170.3948 | 0.01307
[45 empty] | 2170.637 | 0 |  | 2170.6257 | 0.01314
[45 empty] | 2170.8677 | 0 |  | 2170.8564 | 0.01318
[45 empty] | 2171.0986 | 0 |  | 2171.0874 | 0.01319
[45 empty] | 2171.3296 | 0 |  | 2171.3184 | 0.01318
[45 empty] | 2171.5606 | 0 |  | 2171.5493 | 0.01313
[45 empty] | 2171.7915 | 0 |  | 2171.7805 | 0.01306
[45 empty] | 2172.0227 | 0 |  | 2172.0115 | 0.01298
[45 empty] | 2172.2539 | 0 |  | 2172.2427 | 0.0129
[45 empty] | 2172.4851 | 0 |  | 2172.4739 | 0.01284
[45 empty] | 2172.7163 | 0 |  | 2172.7051 | 0.01282
[45 empty] | 2172.9475 | 0 |  | 2172.9363 | 0.01285
[45 empty] | 2173.1789 | 0 |  | 2173.1677 | 0.01294
[45 empty] | 2173.4102 | 0 |  | 2173.3992 | 0.01307
[45 empty] | 2173.6416 | 0 |  | 2173.6306 | 0.01325
[45 empty] | 2173.8733 | 0 |  | 2173.8621 | 0.01344
[45 empty] | 2174.1047 | 0 |  | 2174.0935 | 0.01362
[45 empty] | 2174.3362 | 0 |  | 2174.3252 | 0.01378
[45 empty] | 2174.5679 | 0 |  | 2174.5566 | 0.01388
[45 empty] | 2174.7996 | 0 |  | 2174.7883 | 0.01393
[45 empty] | 2175.0312 | 0 |  | 2175.02 | 0.01391
[45 empty] | 2175.2632 | 0 |  | 2175.2519 | 0.01384
[45 empty] | 2175.4949 | 0 |  | 2175.4836 | 0.01371
[45 empty] | 2175.7268 | 0 |  | 2175.7156 | 0.01355
[45 empty] | 2175.9587 | 0 |  | 2175.9475 | 0.01336
[45 empty] | 2176.1907 | 0 |  | 2176.1794 | 0.01316
[45 empty] | 2176.4228 | 0 |  | 2176.4116 | 0.01299
[45 empty] | 2176.6548 | 0 |  | 2176.6436 | 0.01286
[45 empty] | 2176.887 | 0 |  | 2176.8757 | 0.0128
[45 empty] | 2177.1191 | 0 |  | 2177.1079 | 0.01281
[45 empty] | 2177.3513 | 0 |  | 2177.3401 | 0.01289
[45 empty] | 2177.5837 | 0 |  | 2177.5725 | 0.01303
[45 empty] | 2177.8159 | 0 |  | 2177.8047 | 0.0132
[45 empty] | 2178.0483 | 0 |  | 2178.0371 | 0.01337
[45 empty] | 2178.2808 | 0 |  | 2178.2695 | 0.0135
[45 empty] | 2178.5132 | 0 |  | 2178.5019 | 0.01357
[45 empty] | 2178.7458 | 0 |  | 2178.7346 | 0.01355
[45 empty] | 2178.9783 | 0 |  | 2178.967 | 0.01344
[45 empty] | 2179.2109 | 0 |  | 2179.1997 | 0.01327
[45 empty] | 2179.4436 | 0 |  | 2179.4324 | 0.01304
[45 empty] | 2179.6763 | 0 |  | 2179.665 | 0.01281
[45 empty] | 2179.9092 | 0 |  | 2179.898 | 0.0126
[45 empty] | 2180.1418 | 0 |  | 2180.1306 | 0.01243
[45 empty] | 2180.3748 | 0 |  | 2180.3635 | 0.01232
[45 empty] | 2180.6077 | 0 |  | 2180.5964 | 0.01228
[45 empty] | 2180.8408 | 0 |  | 2180.8296 | 0.01228
[45 empty] | 2181.0737 | 0 |  | 2181.0625 | 0.01233
[45 empty] | 2181.3069 | 0 |  | 2181.2957 | 0.0124
[45 empty] | 2181.54 | 0 |  | 2181.5288 | 0.01248
[45 empty] | 2181.7732 | 0 |  | 2181.762 | 0.01256
[45 empty] | 2182.0064 | 0 |  | 2181.9951 | 0.01265
[45 empty] | 2182.2395 | 0 |  | 2182.2283 | 0.01274
[45 empty] | 2182.4729 | 0 |  | 2182.4617 | 0.01284
[45 empty] | 2182.7063 | 0 |  | 2182.6951 | 0.01294
[45 empty] | 2182.9397 | 0 |  | 2182.9285 | 0.01303
[45 empty] | 2183.1731 | 0 |  | 2183.1619 | 0.01311
[45 empty] | 2183.4067 | 0 |  | 2183.3955 | 0.01317
[45 empty] | 2183.6401 | 0 |  | 2183.6289 | 0.0132
[45 empty] | 2183.8738 | 0 |  | 2183.8625 | 0.0132
[45 empty] | 2184.1074 | 0 |  | 2184.0962 | 0.01319
[45 empty] | 2184.3413 | 0 |  | 2184.3301 | 0.01318
[45 empty] | 2184.575 | 0 |  | 2184.5637 | 0.01318
[45 empty] | 2184.8088 | 0 |  | 2184.7976 | 0.0132
[45 empty] | 2185.0427 | 0 |  | 2185.0315 | 0.01324
[45 empty] | 2185.2766 | 0 |  | 2185.2654 | 0.01331
[45 empty] | 2185.5105 | 0 |  | 2185.4993 | 0.01339
[45 empty] | 2185.7446 | 0 |  | 2185.7334 | 0.01347
[45 empty] | 2185.9788 | 0 |  | 2185.9675 | 0.01357
[45 empty] | 2186.2129 | 0 |  | 2186.2017 | 0.01366
[45 empty] | 2186.447 | 0 |  | 2186.4358 | 0.01375
[45 empty] | 2186.6811 | 0 |  | 2186.6699 | 0.01384
[45 empty] | 2186.9155 | 0 |  | 2186.9043 | 0.01392
[45 empty] | 2187.1499 | 0 |  | 2187.1384 | 0.01399
[45 empty] | 2187.3843 | 0 |  | 2187.3728 | 0.01405
[45 empty] | 2187.6186 | 0 |  | 2187.6074 | 0.01408
[45 empty] | 2187.853 | 0 |  | 2187.8418 | 0.01407
[45 empty] | 2188.0876 | 0 |  | 2188.0764 | 0.01402
[45 empty] | 2188.3223 | 0 |  | 2188.3108 | 0.01392
[45 empty] | 2188.5569 | 0 |  | 2188.5454 | 0.01379
[45 empty] | 2188.7915 | 0 |  | 2188.7803 | 0.01361
[45 empty] | 2189.0261 | 0 |  | 2189.0149 | 0.01341
[45 empty] | 2189.261 | 0 |  | 2189.2498 | 0.01318
[45 empty] | 2189.4958 | 0 |  | 2189.4846 | 0.01294
[45 empty] | 2189.7307 | 0 |  | 2189.7195 | 0.01271
[45 empty] | 2189.9656 | 0 |  | 2189.9543 | 0.0125
[45 empty] | 2190.2004 | 0 |  | 2190.1892 | 0.01234
[45 empty] | 2190.4356 | 0 |  | 2190.4243 | 0.01223
[45 empty] | 2190.6707 | 0 |  | 2190.6594 | 0.01218
[45 empty] | 2190.9058 | 0 |  | 2190.8945 | 0.01219
[45 empty] | 2191.1409 | 0 |  | 2191.1296 | 0.01227
[45 empty] | 2191.3762 | 0 |  | 2191.365 | 0.0124
[45 empty] | 2191.6116 | 0 |  | 2191.6001 | 0.01257
[45 empty] | 2191.8467 | 0 |  | 2191.8355 | 0.01276
[45 empty] | 2192.0823 | 0 |  | 2192.0708 | 0.01296
[45 empty] | 2192.3176 | 0 |  | 2192.3064 | 0.01314
[45 empty] | 2192.553 | 0 |  | 2192.5417 | 0.0133
[45 empty] | 2192.7886 | 0 |  | 2192.7773 | 0.01343
[45 empty] | 2193.0242 | 0 |  | 2193.0129 | 0.01352
[45 empty] | 2193.2598 | 0 |  | 2193.2485 | 0.01358
[45 empty] | 2193.4956 | 0 |  | 2193.4841 | 0.01361
[45 empty] | 2193.7312 | 0 |  | 2193.72 | 0.01362
[45 empty] | 2193.967 | 0 |  | 2193.9558 | 0.01361
[45 empty] | 2194.2029 | 0 |  | 2194.1917 | 0.0136
[45 empty] | 2194.4387 | 0 |  | 2194.4275 | 0.01359
[45 empty] | 2194.6746 | 0 |  | 2194.6633 | 0.01358
[45 empty] | 2194.9106 | 0 |  | 2194.8994 | 0.01357
[45 empty] | 2195.1467 | 0 |  | 2195.1355 | 0.01357
[45 empty] | 2195.3828 | 0 |  | 2195.3716 | 0.01358
[45 empty] | 2195.6189 | 0 |  | 2195.6077 | 0.01359
[45 empty] | 2195.8552 | 0 |  | 2195.8438 | 0.01359
[45 empty] | 2196.0913 | 0 |  | 2196.0801 | 0.01359
[45 empty] | 2196.3276 | 0 |  | 2196.3164 | 0.01356
[45 empty] | 2196.564 | 0 |  | 2196.5527 | 0.0135
[45 empty] | 2196.8003 | 0 |  | 2196.7891 | 0.0134
[45 empty] | 2197.0369 | 0 |  | 2197.0256 | 0.01325
[45 empty] | 2197.2732 | 0 |  | 2197.262 | 0.01305
[45 empty] | 2197.5098 | 0 |  | 2197.4985 | 0.01281
[45 empty] | 2197.7463 | 0 |  | 2197.7351 | 0.01255
[45 empty] | 2197.9832 | 0 |  | 2197.9717 | 0.01227
[45 empty] | 2198.2197 | 0 |  | 2198.2085 | 0.012
[45 empty] | 2198.4565 | 0 |  | 2198.4453 | 0.01175
[45 empty] | 2198.6934 | 0 |  | 2198.6821 | 0.01154
[45 empty] | 2198.9302 | 0 |  | 2198.9189 | 0.01139
[45 empty] | 2199.167 | 0 |  | 2199.1558 | 0.01131
[45 empty] | 2199.4041 | 0 |  | 2199.3928 | 0.01131
[45 empty] | 2199.6411 | 0 |  | 2199.6296 | 0.0114
[45 empty] | 2199.8782 | 0 |  | 2199.8667 | 0.01159
[45 empty] | 2200.1152 | 0 |  | 2200.104 | 0.01184
[45 empty] | 2200.3523 | 0 |  | 2200.3411 | 0.01215
[45 empty] | 2200.5896 | 0 |  | 2200.5784 | 0.01248
[45 empty] | 2200.8269 | 0 |  | 2200.8154 | 0.01278
[45 empty] | 2201.0642 | 0 |  | 2201.0527 | 0.01304
[45 empty] | 2201.3015 | 0 |  | 2201.2903 | 0.01323
[45 empty] | 2201.5391 | 0 |  | 2201.5276 | 0.01333
[45 empty] | 2201.7764 | 0 |  | 2201.7651 | 0.01337
[45 empty] | 2202.0139 | 0 |  | 2202.0027 | 0.01336
[45 empty] | 2202.2515 | 0 |  | 2202.2402 | 0.01331
[45 empty] | 2202.489 | 0 |  | 2202.4778 | 0.01326
[45 empty] | 2202.7268 | 0 |  | 2202.7156 | 0.01322
[45 empty] | 2202.9646 | 0 |  | 2202.9531 | 0.0132
[45 empty] | 2203.2024 | 0 |  | 2203.1909 | 0.01319
[45 empty] | 2203.4402 | 0 |  | 2203.4287 | 0.0132
[45 empty] | 2203.678 | 0 |  | 2203.6667 | 0.0132
[45 empty] | 2203.916 | 0 |  | 2203.9045 | 0.0132
[45 empty] | 2204.1538 | 0 |  | 2204.1426 | 0.01316
[45 empty] | 2204.3918 | 0 |  | 2204.3806 | 0.0131
[45 empty] | 2204.6299 | 0 |  | 2204.6186 | 0.013
[45 empty] | 2204.8682 | 0 |  | 2204.8567 | 0.01289
[45 empty] | 2205.1062 | 0 |  | 2205.095 | 0.01276
[45 empty] | 2205.3445 | 0 |  | 2205.3333 | 0.01264
[45 empty] | 2205.5828 | 0 |  | 2205.5715 | 0.01255
[45 empty] | 2205.8211 | 0 |  | 2205.8098 | 0.0125
[45 empty] | 2206.0596 | 0 |  | 2206.0481 | 0.0125
[45 empty] | 2206.2981 | 0 |  | 2206.2866 | 0.01256
[45 empty] | 2206.5364 | 0 |  | 2206.5251 | 0.01268
[45 empty] | 2206.7751 | 0 |  | 2206.7637 | 0.01285
[45 empty] | 2207.0137 | 0 |  | 2207.0022 | 0.01304
[45 empty] | 2207.2522 | 0 |  | 2207.241 | 0.01322
[45 empty] | 2207.491 | 0 |  | 2207.4797 | 0.01337
[45 empty] | 2207.7297 | 0 |  | 2207.7183 | 0.01345
[45 empty] | 2207.9685 | 0 |  | 2207.9573 | 0.01344
[45 empty] | 2208.2073 | 0 |  | 2208.1961 | 0.01336
[45 empty] | 2208.4463 | 0 |  | 2208.4351 | 0.01322
[45 empty] | 2208.6853 | 0 |  | 2208.6738 | 0.01304
[45 empty] | 2208.9243 | 0 |  | 2208.9128 | 0.01288
[45 empty] | 2209.1633 | 0 |  | 2209.1519 | 0.01277
[45 empty] | 2209.4023 | 0 |  | 2209.3911 | 0.01272
[45 empty] | 2209.6416 | 0 |  | 2209.6301 | 0.01274
[45 empty] | 2209.8809 | 0 |  | 2209.8694 | 0.01281
[45 empty] | 2210.1201 | 0 |  | 2210.1086 | 0.01291
[45 empty] | 2210.3594 | 0 |  | 2210.3481 | 0.01301
[45 empty] | 2210.5989 | 0 |  | 2210.5874 | 0.01309
[45 empty] | 2210.8381 | 0 |  | 2210.8269 | 0.01313
[45 empty] | 2211.0776 | 0 |  | 2211.0664 | 0.01313
[45 empty] | 2211.3171 | 0 |  | 2211.3059 | 0.01307
[45 empty] | 2211.5569 | 0 |  | 2211.5454 | 0.01298
[45 empty] | 2211.7964 | 0 |  | 2211.7852 | 0.01287
[45 empty] | 2212.0361 | 0 |  | 2212.0247 | 0.01274
[45 empty] | 2212.2759 | 0 |  | 2212.2644 | 0.01262
[45 empty] | 2212.5156 | 0 |  | 2212.5042 | 0.01251
[45 empty] | 2212.7554 | 0 |  | 2212.7441 | 0.01243
[45 empty] | 2212.9954 | 0 |  | 2212.9839 | 0.0124
[45 empty] | 2213.2353 | 0 |  | 2213.2239 | 0.01242
[45 empty] | 2213.4753 | 0 |  | 2213.4639 | 0.01249
[45 empty] | 2213.7153 | 0 |  | 2213.7039 | 0.01261
[45 empty] | 2213.9553 | 0 |  | 2213.9441 | 0.01276
[45 empty] | 2214.1956 | 0 |  | 2214.1843 | 0.01292
[45 empty] | 2214.4358 | 0 |  | 2214.4243 | 0.01308
[45 empty] | 2214.676 | 0 |  | 2214.6645 | 0.01321
[45 empty] | 2214.9163 | 0 |  | 2214.905 | 0.0133
[45 empty] | 2215.1567 | 0 |  | 2215.1453 | 0.01335
[45 empty] | 2215.3972 | 0 |  | 2215.3857 | 0.01336
[45 empty] | 2215.6377 | 0 |  | 2215.6262 | 0.01334
[45 empty] | 2215.8782 | 0 |  | 2215.8667 | 0.01331
[45 empty] | 2216.1186 | 0 |  | 2216.1072 | 0.01328
[45 empty] | 2216.3594 | 0 |  | 2216.3479 | 0.01326
[45 empty] | 2216.5999 | 0 |  | 2216.5886 | 0.01325
[45 empty] | 2216.8406 | 0 |  | 2216.8293 | 0.01326
[45 empty] | 2217.0815 | 0 |  | 2217.0701 | 0.01329
[45 empty] | 2217.3223 | 0 |  | 2217.3108 | 0.01332
[45 empty] | 2217.5632 | 0 |  | 2217.5518 | 0.01336
[45 empty] | 2217.8042 | 0 |  | 2217.7927 | 0.01339
[45 empty] | 2218.0452 | 0 |  | 2218.0337 | 0.01343
[45 empty] | 2218.2861 | 0 |  | 2218.2747 | 0.01346
[45 empty] | 2218.5273 | 0 |  | 2218.5159 | 0.01349
[45 empty] | 2218.7683 | 0 |  | 2218.7571 | 0.01352
[45 empty] | 2219.0095 | 0 |  | 2218.9983 | 0.01355
[45 empty] | 2219.2507 | 0 |  | 2219.2395 | 0.01359
[45 empty] | 2219.4922 | 0 |  | 2219.4807 | 0.01365
[45 empty] | 2219.7334 | 0 |  | 2219.7222 | 0.01375
[45 empty] | 2219.9749 | 0 |  | 2219.9634 | 0.01387
[45 empty] | 2220.2163 | 0 |  | 2220.2048 | 0.01402
[45 empty] | 2220.4578 | 0 |  | 2220.4465 | 0.01419
[45 empty] | 2220.6995 | 0 |  | 2220.688 | 0.01436
[45 empty] | 2220.9409 | 0 |  | 2220.9297 | 0.01452
[45 empty] | 2221.1826 | 0 |  | 2221.1714 | 0.01464
[45 empty] | 2221.4243 | 0 |  | 2221.4131 | 0.01469
[45 empty] | 2221.6663 | 0 |  | 2221.6548 | 0.01468
[45 empty] | 2221.908 | 0 |  | 2221.8967 | 0.0146
[45 empty] | 2222.1499 | 0 |  | 2222.1384 | 0.01445
[45 empty] | 2222.3918 | 0 |  | 2222.3804 | 0.01427
[45 empty] | 2222.6338 | 0 |  | 2222.6223 | 0.01408
[45 empty] | 2222.876 | 0 |  | 2222.8645 | 0.01392
[45 empty] | 2223.1179 | 0 |  | 2223.1064 | 0.0138
[45 empty] | 2223.3601 | 0 |  | 2223.3486 | 0.01376
[45 empty] | 2223.6023 | 0 |  | 2223.5908 | 0.0138
[45 empty] | 2223.8445 | 0 |  | 2223.833 | 0.01389
[45 empty] | 2224.0869 | 0 |  | 2224.0754 | 0.01403
[45 empty] | 2224.3291 | 0 |  | 2224.3179 | 0.01419
[45 empty] | 2224.5715 | 0 |  | 2224.5603 | 0.01434
[45 empty] | 2224.814 | 0 |  | 2224.8027 | 0.01447
[45 empty] | 2225.0566 | 0 |  | 2225.0452 | 0.01457
[45 empty] | 2225.2991 | 0 |  | 2225.2876 | 0.01465
[45 empty] | 2225.5417 | 0 |  | 2225.5303 | 0.01472
[45 empty] | 2225.7844 | 0 |  | 2225.773 | 0.01479
[45 empty] | 2226.0271 | 0 |  | 2226.0156 | 0.01487
[45 empty] | 2226.27 | 0 |  | 2226.2586 | 0.01497
[45 empty] | 2226.5127 | 0 |  | 2226.5012 | 0.01508
[45 empty] | 2226.7556 | 0 |  | 2226.7441 | 0.01518
[45 empty] | 2226.9985 | 0 |  | 2226.9871 | 0.01524
[45 empty] | 2227.2417 | 0 |  | 2227.2302 | 0.01526
[45 empty] | 2227.4846 | 0 |  | 2227.4731 | 0.01521
[45 empty] | 2227.7278 | 0 |  | 2227.7163 | 0.0151
[45 empty] | 2227.9709 | 0 |  | 2227.9595 | 0.01493
[45 empty] | 2228.2141 | 0 |  | 2228.2026 | 0.01471
[45 empty] | 2228.4573 | 0 |  | 2228.4458 | 0.01447
[45 empty] | 2228.7007 | 0 |  | 2228.6892 | 0.01423
[45 empty] | 2228.9441 | 0 |  | 2228.9326 | 0.01401
[45 empty] | 2229.1875 | 0 |  | 2229.176 | 0.01385
[45 empty] | 2229.4309 | 0 |  | 2229.4194 | 0.01373
[45 empty] | 2229.6743 | 0 |  | 2229.6628 | 0.01366
[45 empty] | 2229.918 | 0 |  | 2229.9065 | 0.01362
[45 empty] | 2230.1616 | 0 |  | 2230.1501 | 0.0136
[45 empty] | 2230.4053 | 0 |  | 2230.3938 | 0.01358
[45 empty] | 2230.6489 | 0 |  | 2230.6375 | 0.01353
[45 empty] | 2230.8928 | 0 |  | 2230.8814 | 0.01345
[45 empty] | 2231.1367 | 0 |  | 2231.1252 | 0.01332
[45 empty] | 2231.3806 | 0 |  | 2231.3691 | 0.01317
[45 empty] | 2231.6245 | 0 |  | 2231.613 | 0.013
[45 empty] | 2231.8684 | 0 |  | 2231.8569 | 0.01283
[45 empty] | 2232.1125 | 0 |  | 2232.1011 | 0.0127
[45 empty] | 2232.3567 | 0 |  | 2232.3452 | 0.01261
[45 empty] | 2232.6008 | 0 |  | 2232.5894 | 0.01258
[45 empty] | 2232.845 | 0 |  | 2232.8335 | 0.0126
[45 empty] | 2233.0894 | 0 |  | 2233.0779 | 0.01268
[45 empty] | 2233.3335 | 0 |  | 2233.322 | 0.0128
[45 empty] | 2233.5779 | 0 |  | 2233.5664 | 0.01292
[45 empty] | 2233.8225 | 0 |  | 2233.811 | 0.01304
[45 empty] | 2234.0669 | 0 |  | 2234.0554 | 0.01314
[45 empty] | 2234.3115 | 0 |  | 2234.3 | 0.01319
[45 empty] | 2234.5559 | 0 |  | 2234.5444 | 0.01321
[45 empty] | 2234.8005 | 0 |  | 2234.7891 | 0.01319
[45 empty] | 2235.0454 | 0 |  | 2235.0339 | 0.01315
[45 empty] | 2235.29 | 0 |  | 2235.2786 | 0.01311
[45 empty] | 2235.5349 | 0 |  | 2235.5234 | 0.01308
[45 empty] | 2235.7798 | 0 |  | 2235.7683 | 0.01307
[45 empty] | 2236.0247 | 0 |  | 2236.0132 | 0.01309
[45 empty] | 2236.2695 | 0 |  | 2236.2581 | 0.01315
[45 empty] | 2236.5147 | 0 |  | 2236.5032 | 0.01323
[45 empty] | 2236.7598 | 0 |  | 2236.7483 | 0.01333
[45 empty] | 2237.0049 | 0 |  | 2236.9934 | 0.01345
[45 empty] | 2237.25 | 0 |  | 2237.2385 | 0.01357
[45 empty] | 2237.4954 | 0 |  | 2237.4836 | 0.01371
[45 empty] | 2237.7405 | 0 |  | 2237.729 | 0.01385
[45 empty] | 2237.9858 | 0 |  | 2237.9744 | 0.01399
[45 empty] | 2238.2312 | 0 |  | 2238.2197 | 0.01412
[45 empty] | 2238.4768 | 0 |  | 2238.4653 | 0.01423
[45 empty] | 2238.7222 | 0 |  | 2238.7107 | 0.01433
[45 empty] | 2238.9678 | 0 |  | 2238.9563 | 0.0144
[45 empty] | 2239.2134 | 0 |  | 2239.2019 | 0.01446
[45 empty] | 2239.459 | 0 |  | 2239.4475 | 0.01452
[45 empty] | 2239.7048 | 0 |  | 2239.6934 | 0.01458
[45 empty] | 2239.9504 | 0 |  | 2239.939 | 0.01467
[45 empty] | 2240.1963 | 0 |  | 2240.1848 | 0.01478
[45 empty] | 2240.4421 | 0 |  | 2240.4307 | 0.01489
[45 empty] | 2240.6882 | 0 |  | 2240.6768 | 0.01501
[45 empty] | 2240.9341 | 0 |  | 2240.9226 | 0.0151
[45 empty] | 2241.1802 | 0 |  | 2241.1687 | 0.01515
[45 empty] | 2241.4263 | 0 |  | 2241.4148 | 0.01513
[45 empty] | 2241.6724 | 0 |  | 2241.6609 | 0.01505
[45 empty] | 2241.9187 | 0 |  | 2241.9072 | 0.0149
[45 empty] | 2242.1648 | 0 |  | 2242.1533 | 0.01467
[45 empty] | 2242.4111 | 0 |  | 2242.3997 | 0.0144
[45 empty] | 2242.6575 | 0 |  | 2242.646 | 0.01409
[45 empty] | 2242.9041 | 0 |  | 2242.8926 | 0.01376
[45 empty] | 2243.1504 | 0 |  | 2243.1389 | 0.01344
[45 empty] | 2243.397 | 0 |  | 2243.3855 | 0.01314
[45 empty] | 2243.6436 | 0 |  | 2243.6321 | 0.0129
[45 empty] | 2243.8901 | 0 |  | 2243.8787 | 0.01272
[45 empty] | 2244.137 | 0 |  | 2244.1255 | 0.01261
[45 empty] | 2244.3836 | 0 |  | 2244.3721 | 0.01259
[45 empty] | 2244.6304 | 0 |  | 2244.6189 | 0.01265
[45 empty] | 2244.8772 | 0 |  | 2244.8657 | 0.01278
[45 empty] | 2245.1243 | 0 |  | 2245.1125 | 0.01295
[45 empty] | 2245.3711 | 0 |  | 2245.3596 | 0.01315
[45 empty] | 2245.6182 | 0 |  | 2245.6067 | 0.01336
[45 empty] | 2245.8652 | 0 |  | 2245.8538 | 0.01356
[45 empty] | 2246.1123 | 0 |  | 2246.1008 | 0.01374
[45 empty] | 2246.3596 | 0 |  | 2246.3479 | 0.0139
[45 empty] | 2246.6067 | 0 |  | 2246.5952 | 0.01404
[45 empty] | 2246.854 | 0 |  | 2246.8425 | 0.01417
[45 empty] | 2247.1013 | 0 |  | 2247.0898 | 0.01428
[45 empty] | 2247.3489 | 0 |  | 2247.3372 | 0.0144
[45 empty] | 2247.5962 | 0 |  | 2247.5847 | 0.01452
[45 empty] | 2247.8438 | 0 |  | 2247.8323 | 0.01465
[45 empty] | 2248.0913 | 0 |  | 2248.0798 | 0.01479
[45 empty] | 2248.3389 | 0 |  | 2248.3274 | 0.01494
[45 empty] | 2248.5867 | 0 |  | 2248.575 | 0.01507
[45 empty] | 2248.8342 | 0 |  | 2248.8227 | 0.01518
[45 empty] | 2249.082 | 0 |  | 2249.0706 | 0.01525
[45 empty] | 2249.3298 | 0 |  | 2249.3184 | 0.01527
[45 empty] | 2249.5779 | 0 |  | 2249.5662 | 0.01524
[45 empty] | 2249.8257 | 0 |  | 2249.8142 | 0.01517
[45 empty] | 2250.0737 | 0 |  | 2250.0623 | 0.01504
[45 empty] | 2250.3218 | 0 |  | 2250.3103 | 0.01489
[45 empty] | 2250.5698 | 0 |  | 2250.5583 | 0.01472
[45 empty] | 2250.8181 | 0 |  | 2250.8066 | 0.01452
[45 empty] | 2251.0664 | 0 |  | 2251.0547 | 0.01431
[45 empty] | 2251.3144 | 0 |  | 2251.303 | 0.01409
[45 empty] | 2251.563 | 0 |  | 2251.5513 | 0.01387
[45 empty] | 2251.8113 | 0 |  | 2251.7998 | 0.01365
[45 empty] | 2252.0598 | 0 |  | 2252.0481 | 0.01344
[45 empty] | 2252.3081 | 0 |  | 2252.2966 | 0.01328
[45 empty] | 2252.5566 | 0 |  | 2252.5452 | 0.01318
[45 empty] | 2252.8054 | 0 |  | 2252.7937 | 0.01314
[45 empty] | 2253.0539 | 0 |  | 2253.0425 | 0.01318
[45 empty] | 2253.3027 | 0 |  | 2253.291 | 0.01328
[45 empty] | 2253.5515 | 0 |  | 2253.5398 | 0.01344
[45 empty] | 2253.8003 | 0 |  | 2253.7888 | 0.01363
[45 empty] | 2254.0491 | 0 |  | 2254.0376 | 0.01383
[45 empty] | 2254.2981 | 0 |  | 2254.2866 | 0.01405
[45 empty] | 2254.5471 | 0 |  | 2254.5354 | 0.01428
[45 empty] | 2254.7961 | 0 |  | 2254.7844 | 0.01451
[45 empty] | 2255.0452 | 0 |  | 2255.0337 | 0.01475
[45 empty] | 2255.2944 | 0 |  | 2255.2827 | 0.01499
[45 empty] | 2255.5435 | 0 |  | 2255.532 | 0.01522
[45 empty] | 2255.7927 | 0 |  | 2255.7812 | 0.01541
[45 empty] | 2256.0422 | 0 |  | 2256.0305 | 0.01555
[45 empty] | 2256.2915 | 0 |  | 2256.28 | 0.01561
[45 empty] | 2256.541 | 0 |  | 2256.5293 | 0.01556
[45 empty] | 2256.7903 | 0 |  | 2256.7788 | 0.01542
[45 empty] | 2257.04 | 0 |  | 2257.0283 | 0.0152
[45 empty] | 2257.2895 | 0 |  | 2257.2778 | 0.01495
[45 empty] | 2257.5391 | 0 |  | 2257.5276 | 0.01469
[45 empty] | 2257.7888 | 0 |  | 2257.7773 | 0.01447
[45 empty] | 2258.0386 | 0 |  | 2258.0271 | 0.01431
[45 empty] | 2258.2883 | 0 |  | 2258.2769 | 0.01421
[45 empty] | 2258.5383 | 0 |  | 2258.5266 | 0.01417
[45 empty] | 2258.7883 | 0 |  | 2258.7766 | 0.01416
[45 empty] | 2259.0381 | 0 |  | 2259.0266 | 0.01414
[45 empty] | 2259.2883 | 0 |  | 2259.2766 | 0.01411
[45 empty] | 2259.5383 | 0 |  | 2259.5266 | 0.01405
[45 empty] | 2259.7883 | 0 |  | 2259.7769 | 0.01397
[45 empty] | 2260.0386 | 0 |  | 2260.0271 | 0.01389
[45 empty] | 2260.2888 | 0 |  | 2260.2773 | 0.0138
[45 empty] | 2260.5393 | 0 |  | 2260.5276 | 0.01375
[45 empty] | 2260.7895 | 0 |  | 2260.7781 | 0.01372
[45 empty] | 2261.04 | 0 |  | 2261.0283 | 0.01373
[45 empty] | 2261.2905 | 0 |  | 2261.2788 | 0.01377
[45 empty] | 2261.541 | 0 |  | 2261.5293 | 0.01384
[45 empty] | 2261.7915 | 0 |  | 2261.78 | 0.01393
[45 empty] | 2262.0422 | 0 |  | 2262.0305 | 0.01403
[45 empty] | 2262.293 | 0 |  | 2262.2812 | 0.01412
[45 empty] | 2262.5437 | 0 |  | 2262.532 | 0.0142
[45 empty] | 2262.7944 | 0 |  | 2262.783 | 0.01424
[45 empty] | 2263.0454 | 0 |  | 2263.0337 | 0.01425
[45 empty] | 2263.2964 | 0 |  | 2263.2847 | 0.01422
[45 empty] | 2263.5474 | 0 |  | 2263.5356 | 0.01414
[45 empty] | 2263.7983 | 0 |  | 2263.7866 | 0.01401
[45 empty] | 2264.0493 | 0 |  | 2264.0378 | 0.01386
[45 empty] | 2264.3005 | 0 |  | 2264.2888 | 0.01369
[45 empty] | 2264.5518 | 0 |  | 2264.54 | 0.01352
[45 empty] | 2264.803 | 0 |  | 2264.7913 | 0.01335
[45 empty] | 2265.0542 | 0 |  | 2265.0427 | 0.01322
[45 empty] | 2265.3057 | 0 |  | 2265.2939 | 0.01311
[45 empty] | 2265.5571 | 0 |  | 2265.5454 | 0.01306
[45 empty] | 2265.8086 | 0 |  | 2265.7969 | 0.01306
[45 empty] | 2266.0601 | 0 |  | 2266.0483 | 0.01312
[45 empty] | 2266.3118 | 0 |  | 2266.3 | 0.01323
[45 empty] | 2266.5632 | 0 |  | 2266.5518 | 0.01338
[45 empty] | 2266.8149 | 0 |  | 2266.8035 | 0.01357
[45 empty] | 2267.0667 | 0 |  | 2267.0552 | 0.01377
[45 empty] | 2267.3186 | 0 |  | 2267.3069 | 0.01397
[45 empty] | 2267.5706 | 0 |  | 2267.5588 | 0.01417
[45 empty] | 2267.8223 | 0 |  | 2267.8108 | 0.01435
[45 empty] | 2268.0742 | 0 |  | 2268.0627 | 0.01451
[45 empty] | 2268.3264 | 0 |  | 2268.3147 | 0.01467
[45 empty] | 2268.5784 | 0 |  | 2268.5669 | 0.01483
[45 empty] | 2268.8306 | 0 |  | 2268.8191 | 0.01498
[45 empty] | 2269.0828 | 0 |  | 2269.0713 | 0.01511
[45 empty] | 2269.335 | 0 |  | 2269.3235 | 0.01523
[45 empty] | 2269.5874 | 0 |  | 2269.5757 | 0.01529
[45 empty] | 2269.8398 | 0 |  | 2269.8281 | 0.0153
[45 empty] | 2270.0923 | 0 |  | 2270.0806 | 0.01524
[45 empty] | 2270.3447 | 0 |  | 2270.333 | 0.01511
[45 empty] | 2270.5972 | 0 |  | 2270.5857 | 0.01494
[45 empty] | 2270.8499 | 0 |  | 2270.8381 | 0.01474
[45 empty] | 2271.1025 | 0 |  | 2271.0908 | 0.01456
[45 empty] | 2271.3552 | 0 |  | 2271.3435 | 0.01443
[45 empty] | 2271.6079 | 0 |  | 2271.5964 | 0.01437
[45 empty] | 2271.8608 | 0 |  | 2271.8491 | 0.01439
[45 empty] | 2272.1138 | 0 |  | 2272.102 | 0.01449
[45 empty] | 2272.3667 | 0 |  | 2272.355 | 0.01465
[45 empty] | 2272.6196 | 0 |  | 2272.6079 | 0.01485
[45 empty] | 2272.8726 | 0 |  | 2272.8611 | 0.01504
[45 empty] | 2273.1257 | 0 |  | 2273.114 | 0.0152
[45 empty] | 2273.3789 | 0 |  | 2273.3672 | 0.01532
[45 empty] | 2273.6321 | 0 |  | 2273.6204 | 0.01538
[45 empty] | 2273.8855 | 0 |  | 2273.8738 | 0.01539
[45 empty] | 2274.1387 | 0 |  | 2274.1269 | 0.01537
[45 empty] | 2274.3921 | 0 |  | 2274.3804 | 0.01534
[45 empty] | 2274.6455 | 0 |  | 2274.6338 | 0.01531
[45 empty] | 2274.8989 | 0 |  | 2274.8875 | 0.01531
[45 empty] | 2275.1526 | 0 |  | 2275.1409 | 0.01533
[45 empty] | 2275.4062 | 0 |  | 2275.3945 | 0.01538
[45 empty] | 2275.6599 | 0 |  | 2275.6482 | 0.01545
[45 empty] | 2275.9136 | 0 |  | 2275.9019 | 0.01552
[45 empty] | 2276.1675 | 0 |  | 2276.1558 | 0.0156
[45 empty] | 2276.4211 | 0 |  | 2276.4097 | 0.01566
[45 empty] | 2276.675 | 0 |  | 2276.6633 | 0.0157
[45 empty] | 2276.9289 | 0 |  | 2276.9175 | 0.01572
[45 empty] | 2277.1831 | 0 |  | 2277.1714 | 0.01572
[45 empty] | 2277.4373 | 0 |  | 2277.4255 | 0.0157
[45 empty] | 2277.6912 | 0 |  | 2277.6797 | 0.01566
[45 empty] | 2277.9456 | 0 |  | 2277.9338 | 0.01559
[45 empty] | 2278.1997 | 0 |  | 2278.188 | 0.01551
[45 empty] | 2278.4539 | 0 |  | 2278.4424 | 0.01541
[45 empty] | 2278.7083 | 0 |  | 2278.6965 | 0.0153
[45 empty] | 2278.9626 | 0 |  | 2278.9509 | 0.0152
[45 empty] | 2279.2173 | 0 |  | 2279.2056 | 0.01512
[45 empty] | 2279.4717 | 0 |  | 2279.46 | 0.01507
[45 empty] | 2279.7263 | 0 |  | 2279.7146 | 0.01506
[45 empty] | 2279.981 | 0 |  | 2279.9692 | 0.01508
[45 empty] | 2280.2356 | 0 |  | 2280.2239 | 0.01513
[45 empty] | 2280.4902 | 0 |  | 2280.4788 | 0.01519
[45 empty] | 2280.7451 | 0 |  | 2280.7334 | 0.01525
[45 empty] | 2281 | 0 |  | 2280.9883 | 0.0153
[45 empty] | 2281.2549 | 0 |  | 2281.2432 | 0.01532
[45 empty] | 2281.51 | 0 |  | 2281.4983 | 0.01533
[45 empty] | 2281.7649 | 0 |  | 2281.7532 | 0.01534
[45 empty] | 2282.02 | 0 |  | 2282.0083 | 0.01535
[45 empty] | 2282.2751 | 0 |  | 2282.2634 | 0.01538
[45 empty] | 2282.5303 | 0 |  | 2282.5188 | 0.01544
[45 empty] | 2282.7856 | 0 |  | 2282.7739 | 0.01551
[45 empty] | 2283.041 | 0 |  | 2283.0293 | 0.0156
[45 empty] | 2283.2964 | 0 |  | 2283.2847 | 0.01568
[45 empty] | 2283.5518 | 0 |  | 2283.54 | 0.01575
[45 empty] | 2283.8071 | 0 |  | 2283.7957 | 0.01577
[45 empty] | 2284.0627 | 0 |  | 2284.051 | 0.01574
[45 empty] | 2284.3184 | 0 |  | 2284.3066 | 0.01564
[45 empty] | 2284.574 | 0 |  | 2284.5623 | 0.01549
[45 empty] | 2284.8298 | 0 |  | 2284.8181 | 0.01529
[45 empty] | 2285.0855 | 0 |  | 2285.0737 | 0.01506
[45 empty] | 2285.3413 | 0 |  | 2285.3296 | 0.01483
[45 empty] | 2285.5972 | 0 |  | 2285.5855 | 0.01464
[45 empty] | 2285.8533 | 0 |  | 2285.8416 | 0.0145
[45 empty] | 2286.1091 | 0 |  | 2286.0974 | 0.01445
[45 empty] | 2286.3652 | 0 |  | 2286.3535 | 0.01449
[45 empty] | 2286.6213 | 0 |  | 2286.6096 | 0.01464
[45 empty] | 2286.8774 | 0 |  | 2286.866 | 0.01488
[45 empty] | 2287.1338 | 0 |  | 2287.1221 | 0.01516
[45 empty] | 2287.3901 | 0 |  | 2287.3784 | 0.01547
[45 empty] | 2287.6465 | 0 |  | 2287.6348 | 0.01573
[45 empty] | 2287.9028 | 0 |  | 2287.8911 | 0.01592
[45 empty] | 2288.1592 | 0 |  | 2288.1475 | 0.016
[45 empty] | 2288.4158 | 0 |  | 2288.4041 | 0.01598
[45 empty] | 2288.6724 | 0 |  | 2288.6606 | 0.01587
[45 empty] | 2288.9289 | 0 |  | 2288.9172 | 0.01571
[45 empty] | 2289.1858 | 0 |  | 2289.1741 | 0.01556
[45 empty] | 2289.4424 | 0 |  | 2289.4307 | 0.01546
[45 empty] | 2289.6992 | 0 |  | 2289.6875 | 0.01543
[45 empty] | 2289.9561 | 0 |  | 2289.9443 | 0.01549
[45 empty] | 2290.2131 | 0 |  | 2290.2014 | 0.01563
[45 empty] | 2290.47 | 0 |  | 2290.4583 | 0.01581
[45 empty] | 2290.727 | 0 |  | 2290.7153 | 0.01602
[45 empty] | 2290.9841 | 0 |  | 2290.9724 | 0.01619
[45 empty] | 2291.2414 | 0 |  | 2291.2295 | 0.01632
[45 empty] | 2291.4985 | 0 |  | 2291.4868 | 0.01638
[45 empty] | 2291.7559 | 0 |  | 2291.7441 | 0.01638
[45 empty] | 2292.0132 | 0 |  | 2292.0015 | 0.01633
[45 empty] | 2292.2705 | 0 |  | 2292.2588 | 0.01625
[45 empty] | 2292.5281 | 0 |  | 2292.5164 | 0.01616
[45 empty] | 2292.7854 | 0 |  | 2292.7737 | 0.01608
[45 empty] | 2293.043 | 0 |  | 2293.0312 | 0.016
[45 empty] | 2293.3005 | 0 |  | 2293.2888 | 0.01591
[45 empty] | 2293.5583 | 0 |  | 2293.5466 | 0.01582
[45 empty] | 2293.8162 | 0 |  | 2293.8042 | 0.01569
[45 empty] | 2294.0737 | 0 |  | 2294.062 | 0.01552
[45 empty] | 2294.3318 | 0 |  | 2294.3201 | 0.01532
[45 empty] | 2294.5896 | 0 |  | 2294.5779 | 0.0151
[45 empty] | 2294.8477 | 0 |  | 2294.8359 | 0.01488
[45 empty] | 2295.1055 | 0 |  | 2295.0938 | 0.0147
[45 empty] | 2295.3638 | 0 |  | 2295.3518 | 0.01457
[45 empty] | 2295.6218 | 0 |  | 2295.6101 | 0.01452
[45 empty] | 2295.8799 | 0 |  | 2295.8682 | 0.01456
[45 empty] | 2296.1382 | 0 |  | 2296.1265 | 0.01469
[45 empty] | 2296.3965 | 0 |  | 2296.3848 | 0.01488
[45 empty] | 2296.655 | 0 |  | 2296.6431 | 0.0151
[45 empty] | 2296.9133 | 0 |  | 2296.9016 | 0.01531
[45 empty] | 2297.1719 | 0 |  | 2297.1602 | 0.01549
[45 empty] | 2297.4304 | 0 |  | 2297.4187 | 0.01559
[45 empty] | 2297.689 | 0 |  | 2297.6773 | 0.01561
[45 empty] | 2297.9477 | 0 |  | 2297.9358 | 0.01555
[45 empty] | 2298.2063 | 0 |  | 2298.1946 | 0.01541
[45 empty] | 2298.4651 | 0 |  | 2298.4534 | 0.01522
[45 empty] | 2298.7239 | 0 |  | 2298.7122 | 0.01498
[45 empty] | 2298.9829 | 0 |  | 2298.9712 | 0.01472
[45 empty] | 2299.2419 | 0 |  | 2299.23 | 0.01445
[45 empty] | 2299.5007 | 0 |  | 2299.489 | 0.0142
[45 empty] | 2299.76 | 0 |  | 2299.7481 | 0.01396
[45 empty] | 2300.019 | 0 |  | 2300.0073 | 0.01374
[45 empty] | 2300.2783 | 0 |  | 2300.2664 | 0.01357
[45 empty] | 2300.5376 | 0 |  | 2300.5256 | 0.01344
[45 empty] | 2300.7969 | 0 |  | 2300.7849 | 0.01336
[45 empty] | 2301.0561 | 0 |  | 2301.0444 | 0.01335
[45 empty] | 2301.3157 | 0 |  | 2301.3037 | 0.01341
[45 empty] | 2301.575 | 0 |  | 2301.5632 | 0.01355
[45 empty] | 2301.8345 | 0 |  | 2301.8227 | 0.01377
[45 empty] | 2302.0942 | 0 |  | 2302.0825 | 0.01406
[45 empty] | 2302.3538 | 0 |  | 2302.342 | 0.01441
[45 empty] | 2302.6135 | 0 |  | 2302.6018 | 0.0148
[45 empty] | 2302.8733 | 0 |  | 2302.8616 | 0.0152
[45 empty] | 2303.1331 | 0 |  | 2303.1213 | 0.01558
[45 empty] | 2303.3931 | 0 |  | 2303.3814 | 0.01589
[45 empty] | 2303.6531 | 0 |  | 2303.6411 | 0.01612
[45 empty] | 2303.9131 | 0 |  | 2303.9011 | 0.01624
[45 empty] | 2304.1731 | 0 |  | 2304.1614 | 0.01626
[45 empty] | 2304.4331 | 0 |  | 2304.4214 | 0.01617
[45 empty] | 2304.6934 | 0 |  | 2304.6816 | 0.01601
[45 empty] | 2304.9536 | 0 |  | 2304.9419 | 0.01579
[45 empty] | 2305.2139 | 0 |  | 2305.2022 | 0.01555
[45 empty] | 2305.4744 | 0 |  | 2305.4624 | 0.01531
[45 empty] | 2305.7346 | 0 |  | 2305.7229 | 0.0151
[45 empty] | 2305.9951 | 0 |  | 2305.9834 | 0.01495
[45 empty] | 2306.2556 | 0 |  | 2306.2439 | 0.01485
[45 empty] | 2306.5164 | 0 |  | 2306.5044 | 0.01483
[45 empty] | 2306.7769 | 0 |  | 2306.7651 | 0.01487
[45 empty] | 2307.0376 | 0 |  | 2307.0259 | 0.01497
[45 empty] | 2307.2983 | 0 |  | 2307.2866 | 0.01512
[45 empty] | 2307.5593 | 0 |  | 2307.5474 | 0.01531
[45 empty] | 2307.8201 | 0 |  | 2307.8083 | 0.01552
[45 empty] | 2308.0811 | 0 |  | 2308.0693 | 0.01574
[45 empty] | 2308.342 | 0 |  | 2308.3303 | 0.01595
[45 empty] | 2308.6033 | 0 |  | 2308.5913 | 0.01615
[45 empty] | 2308.8643 | 0 |  | 2308.8525 | 0.01633
[45 empty] | 2309.1255 | 0 |  | 2309.1138 | 0.0165
[45 empty] | 2309.3867 | 0 |  | 2309.375 | 0.01666
[45 empty] | 2309.648 | 0 |  | 2309.6362 | 0.01682
[45 empty] | 2309.9094 | 0 |  | 2309.8975 | 0.01699
[45 empty] | 2310.1709 | 0 |  | 2310.1589 | 0.01716
[45 empty] | 2310.4324 | 0 |  | 2310.4204 | 0.01733
[45 empty] | 2310.6939 | 0 |  | 2310.6819 | 0.01749
[45 empty] | 2310.9553 | 0 |  | 2310.9436 | 0.01762
[45 empty] | 2311.217 | 0 |  | 2311.2053 | 0.01771
[45 empty] | 2311.4788 | 0 |  | 2311.467 | 0.01773
[45 empty] | 2311.7405 | 0 |  | 2311.7288 | 0.01767
[45 empty] | 2312.0024 | 0 |  | 2311.9905 | 0.01753
[45 empty] | 2312.2642 | 0 |  | 2312.2524 | 0.01728
[45 empty] | 2312.5261 | 0 |  | 2312.5144 | 0.01696
[45 empty] | 2312.7883 | 0 |  | 2312.7764 | 0.01656
[45 empty] | 2313.0503 | 0 |  | 2313.0386 | 0.01614
[45 empty] | 2313.3125 | 0 |  | 2313.3005 | 0.01572
[45 empty] | 2313.5747 | 0 |  | 2313.5627 | 0.01536
[45 empty] | 2313.8369 | 0 |  | 2313.825 | 0.01508
[45 empty] | 2314.0991 | 0 |  | 2314.0874 | 0.01493
[45 empty] | 2314.3616 | 0 |  | 2314.3499 | 0.01491
[45 empty] | 2314.624 | 0 |  | 2314.6121 | 0.01502
[45 empty] | 2314.8865 | 0 |  | 2314.8748 | 0.01523
[45 empty] | 2315.1489 | 0 |  | 2315.1372 | 0.01549
[45 empty] | 2315.4116 | 0 |  | 2315.3999 | 0.01576
[45 empty] | 2315.6743 | 0 |  | 2315.6624 | 0.016
[45 empty] | 2315.937 | 0 |  | 2315.9253 | 0.01617
[45 empty] | 2316.1997 | 0 |  | 2316.188 | 0.01626
[45 empty] | 2316.4626 | 0 |  | 2316.4509 | 0.01627
[45 empty] | 2316.7256 | 0 |  | 2316.7136 | 0.01619
[45 empty] | 2316.9885 | 0 |  | 2316.9768 | 0.01608
[45 empty] | 2317.2515 | 0 |  | 2317.2398 | 0.01594
[45 empty] | 2317.5147 | 0 |  | 2317.5027 | 0.01583
[45 empty] | 2317.7778 | 0 |  | 2317.7659 | 0.01576
[45 empty] | 2318.041 | 0 |  | 2318.0291 | 0.01578
[45 empty] | 2318.3042 | 0 |  | 2318.2925 | 0.01589
[45 empty] | 2318.5676 | 0 |  | 2318.5557 | 0.01609
[45 empty] | 2318.8311 | 0 |  | 2318.8191 | 0.01635
[45 empty] | 2319.0945 | 0 |  | 2319.0825 | 0.01666
[45 empty] | 2319.3579 | 0 |  | 2319.3459 | 0.01698
[45 empty] | 2319.6216 | 0 |  | 2319.6096 | 0.01727
[45 empty] | 2319.885 | 0 |  | 2319.8733 | 0.01751
[45 empty] | 2320.1487 | 0 |  | 2320.137 | 0.01767
[45 empty] | 2320.4126 | 0 |  | 2320.4006 | 0.01776
[45 empty] | 2320.6763 | 0 |  | 2320.6645 | 0.01778
[45 empty] | 2320.9402 | 0 |  | 2320.9282 | 0.01775
[45 empty] | 2321.2041 | 0 |  | 2321.1921 | 0.01768
[45 empty] | 2321.468 | 0 |  | 2321.4563 | 0.01759
[45 empty] | 2321.7322 | 0 |  | 2321.7202 | 0.01749
[45 empty] | 2321.9963 | 0 |  | 2321.9844 | 0.01737
[45 empty] | 2322.2605 | 0 |  | 2322.2485 | 0.01723
[45 empty] | 2322.5247 | 0 |  | 2322.5127 | 0.01705
[45 empty] | 2322.7888 | 0 |  | 2322.7771 | 0.01681
[45 empty] | 2323.0532 | 0 |  | 2323.0415 | 0.01652
[45 empty] | 2323.3176 | 0 |  | 2323.3059 | 0.01619
[45 empty] | 2323.582 | 0 |  | 2323.5703 | 0.01583
[45 empty] | 2323.8467 | 0 |  | 2323.8347 | 0.01549
[45 empty] | 2324.1113 | 0 |  | 2324.0994 | 0.01517
[45 empty] | 2324.376 | 0 |  | 2324.364 | 0.01492
[45 empty] | 2324.6406 | 0 |  | 2324.6287 | 0.01474
[45 empty] | 2324.9053 | 0 |  | 2324.8936 | 0.01465
[45 empty] | 2325.1702 | 0 |  | 2325.1582 | 0.01464
[45 empty] | 2325.4351 | 0 |  | 2325.4231 | 0.01471
[45 empty] | 2325.7 | 0 |  | 2325.6882 | 0.01485
[45 empty] | 2325.9651 | 0 |  | 2325.9531 | 0.01504
[45 empty] | 2326.23 | 0 |  | 2326.2183 | 0.01527
[45 empty] | 2326.4951 | 0 |  | 2326.4834 | 0.01554
[45 empty] | 2326.7605 | 0 |  | 2326.7485 | 0.01581
[45 empty] | 2327.0256 | 0 |  | 2327.0137 | 0.01608
[45 empty] | 2327.291 | 0 |  | 2327.2791 | 0.01633
[45 empty] | 2327.5564 | 0 |  | 2327.5444 | 0.01656
[45 empty] | 2327.8218 | 0 |  | 2327.8098 | 0.01676
[45 empty] | 2328.0872 | 0 |  | 2328.0754 | 0.01693
[45 empty] | 2328.3528 | 0 |  | 2328.3408 | 0.01706
[45 empty] | 2328.6184 | 0 |  | 2328.6064 | 0.01714
[45 empty] | 2328.884 | 0 |  | 2328.8721 | 0.01717
[45 empty] | 2329.1499 | 0 |  | 2329.1379 | 0.01713
[45 empty] | 2329.4155 | 0 |  | 2329.4038 | 0.01703
[45 empty] | 2329.6814 | 0 |  | 2329.6697 | 0.01686
[45 empty] | 2329.9473 | 0 |  | 2329.9356 | 0.01663
[45 empty] | 2330.2134 | 0 |  | 2330.2014 | 0.01638
[45 empty] | 2330.4795 | 0 |  | 2330.4675 | 0.01611
[45 empty] | 2330.7456 | 0 |  | 2330.7336 | 0.01586
[45 empty] | 2331.0117 | 0 |  | 2330.9998 | 0.01566
[45 empty] | 2331.2778 | 0 |  | 2331.2659 | 0.0155
[45 empty] | 2331.5442 | 0 |  | 2331.5322 | 0.01539
[45 empty] | 2331.8106 | 0 |  | 2331.7986 | 0.01532
[45 empty] | 2332.0769 | 0 |  | 2332.0649 | 0.01528
[45 empty] | 2332.3433 | 0 |  | 2332.3315 | 0.01527
[45 empty] | 2332.6099 | 0 |  | 2332.5979 | 0.01527
[45 empty] | 2332.8765 | 0 |  | 2332.8645 | 0.01529
[45 empty] | 2333.1431 | 0 |  | 2333.1311 | 0.01534
[45 empty] | 2333.4099 | 0 |  | 2333.398 | 0.01542
[45 empty] | 2333.6765 | 0 |  | 2333.6645 | 0.01554
[45 empty] | 2333.9434 | 0 |  | 2333.9314 | 0.01568
[45 empty] | 2334.2102 | 0 |  | 2334.1985 | 0.01585
[45 empty] | 2334.4773 | 0 |  | 2334.4653 | 0.01601
[45 empty] | 2334.7441 | 0 |  | 2334.7324 | 0.01616
[45 empty] | 2335.0112 | 0 |  | 2334.9995 | 0.01628
[45 empty] | 2335.2786 | 0 |  | 2335.2666 | 0.01638
[45 empty] | 2335.5457 | 0 |  | 2335.5337 | 0.01645
[45 empty] | 2335.813 | 0 |  | 2335.801 | 0.01649
[45 empty] | 2336.0803 | 0 |  | 2336.0684 | 0.01652
[45 empty] | 2336.3477 | 0 |  | 2336.3357 | 0.01653
[45 empty] | 2336.615 | 0 |  | 2336.603 | 0.01652
[45 empty] | 2336.8826 | 0 |  | 2336.8706 | 0.01651
[45 empty] | 2337.1501 | 0 |  | 2337.1382 | 0.0165
[45 empty] | 2337.4177 | 0 |  | 2337.4058 | 0.01648
[45 empty] | 2337.6853 | 0 |  | 2337.6736 | 0.01647
[45 empty] | 2337.9531 | 0 |  | 2337.9412 | 0.01645
[45 empty] | 2338.2209 | 0 |  | 2338.209 | 0.01643
[45 empty] | 2338.4888 | 0 |  | 2338.4768 | 0.01641
[45 empty] | 2338.7568 | 0 |  | 2338.7449 | 0.01639
[45 empty] | 2339.0247 | 0 |  | 2339.0127 | 0.01637
[45 empty] | 2339.2927 | 0 |  | 2339.2808 | 0.01635
[45 empty] | 2339.561 | 0 |  | 2339.5491 | 0.01635
[45 empty] | 2339.8291 | 0 |  | 2339.8171 | 0.01636
[45 empty] | 2340.0974 | 0 |  | 2340.0855 | 0.01638
[45 empty] | 2340.3657 | 0 |  | 2340.3538 | 0.01641
[45 empty] | 2340.634 | 0 |  | 2340.6221 | 0.01645
[45 empty] | 2340.9023 | 0 |  | 2340.8904 | 0.01648
[45 empty] | 2341.1709 | 0 |  | 2341.1589 | 0.01652
[45 empty] | 2341.4394 | 0 |  | 2341.4275 | 0.01656
[45 empty] | 2341.708 | 0 |  | 2341.6961 | 0.0166
[45 empty] | 2341.9768 | 0 |  | 2341.9648 | 0.01663
[45 empty] | 2342.2454 | 0 |  | 2342.2334 | 0.01667
[45 empty] | 2342.5142 | 0 |  | 2342.5022 | 0.0167
[45 empty] | 2342.7832 | 0 |  | 2342.7712 | 0.01671
[45 empty] | 2343.052 | 0 |  | 2343.04 | 0.0167
[45 empty] | 2343.3211 | 0 |  | 2343.3091 | 0.01667
[45 empty] | 2343.5901 | 0 |  | 2343.5781 | 0.01662
[45 empty] | 2343.8591 | 0 |  | 2343.8472 | 0.01654
[45 empty] | 2344.1282 | 0 |  | 2344.1162 | 0.01646
[45 empty] | 2344.3975 | 0 |  | 2344.3855 | 0.01638
[45 empty] | 2344.6667 | 0 |  | 2344.6548 | 0.01631
[45 empty] | 2344.936 | 0 |  | 2344.9241 | 0.01628
[45 empty] | 2345.2056 | 0 |  | 2345.1936 | 0.01628
[45 empty] | 2345.4751 | 0 |  | 2345.4631 | 0.01632
[45 empty] | 2345.7446 | 0 |  | 2345.7327 | 0.01639
[45 empty] | 2346.0142 | 0 |  | 2346.0022 | 0.01649
[45 empty] | 2346.2837 | 0 |  | 2346.2717 | 0.01658
[45 empty] | 2346.5535 | 0 |  | 2346.5415 | 0.01665
[45 empty] | 2346.8232 | 0 |  | 2346.8113 | 0.01666
[45 empty] | 2347.0933 | 0 |  | 2347.0811 | 0.0166
[45 empty] | 2347.363 | 0 |  | 2347.3511 | 0.01644
[45 empty] | 2347.6331 | 0 |  | 2347.6211 | 0.0162
[45 empty] | 2347.9031 | 0 |  | 2347.8911 | 0.01588
[45 empty] | 2348.1731 | 0 |  | 2348.1611 | 0.01552
[45 empty] | 2348.4434 | 0 |  | 2348.4314 | 0.01516
[45 empty] | 2348.7136 | 0 |  | 2348.7014 | 0.01483
[45 empty] | 2348.9839 | 0 |  | 2348.9717 | 0.01457
[45 empty] | 2349.2542 | 0 |  | 2349.2422 | 0.01443
[45 empty] | 2349.5244 | 0 |  | 2349.5125 | 0.01441
[45 empty] | 2349.7949 | 0 |  | 2349.783 | 0.01453
[45 empty] | 2350.0654 | 0 |  | 2350.0535 | 0.01478
[45 empty] | 2350.3362 | 0 |  | 2350.3242 | 0.01514
[45 empty] | 2350.6067 | 0 |  | 2350.5947 | 0.01557
[45 empty] | 2350.8774 | 0 |  | 2350.8655 | 0.01603
[45 empty] | 2351.1482 | 0 |  | 2351.1362 | 0.01649
[45 empty] | 2351.4192 | 0 |  | 2351.407 | 0.01691
[45 empty] | 2351.6899 | 0 |  | 2351.678 | 0.01726
[45 empty] | 2351.9609 | 0 |  | 2351.949 | 0.01753
[45 empty] | 2352.2319 | 0 |  | 2352.22 | 0.0177
[45 empty] | 2352.5032 | 0 |  | 2352.491 | 0.01778
[45 empty] | 2352.7742 | 0 |  | 2352.7622 | 0.01778
[45 empty] | 2353.0454 | 0 |  | 2353.0334 | 0.01771
[45 empty] | 2353.3167 | 0 |  | 2353.3047 | 0.0176
[45 empty] | 2353.5881 | 0 |  | 2353.5759 | 0.01747
[45 empty] | 2353.8594 | 0 |  | 2353.8474 | 0.01732
[45 empty] | 2354.1309 | 0 |  | 2354.1189 | 0.01717
[45 empty] | 2354.4023 | 0 |  | 2354.3904 | 0.01703
[45 empty] | 2354.6741 | 0 |  | 2354.6621 | 0.01688
[45 empty] | 2354.9456 | 0 |  | 2354.9336 | 0.01673
[45 empty] | 2355.2173 | 0 |  | 2355.2053 | 0.01656
[45 empty] | 2355.4893 | 0 |  | 2355.477 | 0.01638
[45 empty] | 2355.761 | 0 |  | 2355.749 | 0.01618
[45 empty] | 2356.033 | 0 |  | 2356.021 | 0.01599
[45 empty] | 2356.3049 | 0 |  | 2356.2927 | 0.01581
[45 empty] | 2356.5769 | 0 |  | 2356.5649 | 0.01566
[45 empty] | 2356.8489 | 0 |  | 2356.8369 | 0.01555
[45 empty] | 2357.1211 | 0 |  | 2357.1091 | 0.01547
[45 empty] | 2357.3933 | 0 |  | 2357.3814 | 0.01543
[45 empty] | 2357.6655 | 0 |  | 2357.6536 | 0.01542
[45 empty] | 2357.938 | 0 |  | 2357.926 | 0.01543
[45 empty] | 2358.2105 | 0 |  | 2358.1982 | 0.01548
[45 empty] | 2358.4829 | 0 |  | 2358.4707 | 0.01556
[45 empty] | 2358.7554 | 0 |  | 2358.7434 | 0.01569
[45 empty] | 2359.0281 | 0 |  | 2359.0159 | 0.01587
[45 empty] | 2359.3005 | 0 |  | 2359.2886 | 0.0161
[45 empty] | 2359.5732 | 0 |  | 2359.5613 | 0.01639
[45 empty] | 2359.8462 | 0 |  | 2359.834 | 0.0167
[45 empty] | 2360.1189 | 0 |  | 2360.1069 | 0.01701
[45 empty] | 2360.3918 | 0 |  | 2360.3799 | 0.0173
[45 empty] | 2360.6648 | 0 |  | 2360.6528 | 0.01752
[45 empty] | 2360.938 | 0 |  | 2360.9258 | 0.01765
[45 empty] | 2361.2109 | 0 |  | 2361.199 | 0.01768
[45 empty] | 2361.4841 | 0 |  | 2361.4722 | 0.01762
[45 empty] | 2361.7573 | 0 |  | 2361.7454 | 0.01748
[45 empty] | 2362.0308 | 0 |  | 2362.0186 | 0.01731
[45 empty] | 2362.3039 | 0 |  | 2362.292 | 0.01715
[45 empty] | 2362.5774 | 0 |  | 2362.5654 | 0.01703
[45 empty] | 2362.8508 | 0 |  | 2362.8389 | 0.01699
[45 empty] | 2363.1245 | 0 |  | 2363.1123 | 0.01702
[45 empty] | 2363.398 | 0 |  | 2363.386 | 0.01711
[45 empty] | 2363.6716 | 0 |  | 2363.6597 | 0.01725
[45 empty] | 2363.9456 | 0 |  | 2363.9333 | 0.01739
[45 empty] | 2364.2192 | 0 |  | 2364.2073 | 0.01751
[45 empty] | 2364.4932 | 0 |  | 2364.481 | 0.01757
[45 empty] | 2364.7671 | 0 |  | 2364.7549 | 0.01756
[45 empty] | 2365.041 | 0 |  | 2365.0291 | 0.0175
[45 empty] | 2365.3152 | 0 |  | 2365.303 | 0.01741
[45 empty] | 2365.5891 | 0 |  | 2365.5772 | 0.01732
[45 empty] | 2365.8633 | 0 |  | 2365.8513 | 0.01727
[45 empty] | 2366.1377 | 0 |  | 2366.1255 | 0.01729
[45 empty] | 2366.4119 | 0 |  | 2366.3999 | 0.01739
[45 empty] | 2366.6863 | 0 |  | 2366.6741 | 0.01758
[45 empty] | 2366.9607 | 0 |  | 2366.9487 | 0.0178
[45 empty] | 2367.2351 | 0 |  | 2367.2231 | 0.01804
[45 empty] | 2367.5098 | 0 |  | 2367.4976 | 0.01824
[45 empty] | 2367.7844 | 0 |  | 2367.7722 | 0.01837
[45 empty] | 2368.0591 | 0 |  | 2368.0469 | 0.01843
[45 empty] | 2368.3337 | 0 |  | 2368.3218 | 0.01842
[45 empty] | 2368.6086 | 0 |  | 2368.5964 | 0.01836
[45 empty] | 2368.8836 | 0 |  | 2368.8713 | 0.01829
[45 empty] | 2369.1584 | 0 |  | 2369.1462 | 0.01823
[45 empty] | 2369.4333 | 0 |  | 2369.4214 | 0.01819
[45 empty] | 2369.7085 | 0 |  | 2369.6965 | 0.01818
[45 empty] | 2369.9836 | 0 |  | 2369.9714 | 0.01819
[45 empty] | 2370.2588 | 0 |  | 2370.2468 | 0.01822
[45 empty] | 2370.5342 | 0 |  | 2370.522 | 0.01827
[45 empty] | 2370.8093 | 0 |  | 2370.7974 | 0.01833
[45 empty] | 2371.0847 | 0 |  | 2371.0727 | 0.01842
[45 empty] | 2371.3603 | 0 |  | 2371.3481 | 0.01855
[45 empty] | 2371.6357 | 0 |  | 2371.6238 | 0.01872
[45 empty] | 2371.9114 | 0 |  | 2371.8992 | 0.01891
[45 empty] | 2372.187 | 0 |  | 2372.1748 | 0.01914
[45 empty] | 2372.4626 | 0 |  | 2372.4507 | 0.01937
[45 empty] | 2372.7385 | 0 |  | 2372.7263 | 0.01958
[45 empty] | 2373.0144 | 0 |  | 2373.0022 | 0.01975
[45 empty] | 2373.2903 | 0 |  | 2373.2781 | 0.01987
[45 empty] | 2373.5662 | 0 |  | 2373.5539 | 0.01991
[45 empty] | 2373.8423 | 0 |  | 2373.8301 | 0.01988
[45 empty] | 2374.1184 | 0 |  | 2374.1062 | 0.01977
[45 empty] | 2374.3945 | 0 |  | 2374.3823 | 0.01958
[45 empty] | 2374.6707 | 0 |  | 2374.6584 | 0.01933
[45 empty] | 2374.947 | 0 |  | 2374.9348 | 0.01903
[45 empty] | 2375.2234 | 0 |  | 2375.2112 | 0.0187
[45 empty] | 2375.4998 | 0 |  | 2375.4875 | 0.01836
[45 empty] | 2375.7761 | 0 |  | 2375.7642 | 0.01804
[45 empty] | 2376.0527 | 0 |  | 2376.0405 | 0.01774
[45 empty] | 2376.3293 | 0 |  | 2376.3171 | 0.01749
[45 empty] | 2376.606 | 0 |  | 2376.594 | 0.01728
[45 empty] | 2376.8828 | 0 |  | 2376.8706 | 0.01711
[45 empty] | 2377.1597 | 0 |  | 2377.1475 | 0.01699
[45 empty] | 2377.4365 | 0 |  | 2377.4243 | 0.01692
[45 empty] | 2377.7134 | 0 |  | 2377.7012 | 0.01691
[45 empty] | 2377.9902 | 0 |  | 2377.9783 | 0.01696
[45 empty] | 2378.2673 | 0 |  | 2378.2554 | 0.01707
[45 empty] | 2378.5444 | 0 |  | 2378.5325 | 0.01724
[45 empty] | 2378.8218 | 0 |  | 2378.8096 | 0.01744
[45 empty] | 2379.0989 | 0 |  | 2379.0869 | 0.01767
[45 empty] | 2379.3762 | 0 |  | 2379.3643 | 0.01788
[45 empty] | 2379.6536 | 0 |  | 2379.6416 | 0.01805
[45 empty] | 2379.9311 | 0 |  | 2379.9189 | 0.01816
[45 empty] | 2380.2085 | 0 |  | 2380.1965 | 0.0182
[45 empty] | 2380.4861 | 0 |  | 2380.4741 | 0.01816
[45 empty] | 2380.7639 | 0 |  | 2380.7517 | 0.01805
[45 empty] | 2381.0415 | 0 |  | 2381.0293 | 0.0179
[45 empty] | 2381.3193 | 0 |  | 2381.3071 | 0.01773
[45 empty] | 2381.5972 | 0 |  | 2381.585 | 0.01758
[45 empty] | 2381.875 | 0 |  | 2381.8628 | 0.01746
[45 empty] | 2382.1531 | 0 |  | 2382.1409 | 0.01741
[45 empty] | 2382.4309 | 0 |  | 2382.4189 | 0.01744
[45 empty] | 2382.7092 | 0 |  | 2382.697 | 0.01754
[45 empty] | 2382.9873 | 0 |  | 2382.9751 | 0.0177
[45 empty] | 2383.2656 | 0 |  | 2383.2534 | 0.01791
[45 empty] | 2383.5437 | 0 |  | 2383.5317 | 0.01813
[45 empty] | 2383.8223 | 0 |  | 2383.8101 | 0.01835
[45 empty] | 2384.1006 | 0 |  | 2384.0884 | 0.01856
[45 empty] | 2384.3792 | 0 |  | 2384.3669 | 0.01875
[45 empty] | 2384.6577 | 0 |  | 2384.6455 | 0.01893
[45 empty] | 2384.9363 | 0 |  | 2384.9241 | 0.01913
[45 empty] | 2385.2148 | 0 |  | 2385.2026 | 0.01937
[45 empty] | 2385.4936 | 0 |  | 2385.4814 | 0.01963
[45 empty] | 2385.7725 | 0 |  | 2385.7602 | 0.01991
[45 empty] | 2386.0513 | 0 |  | 2386.0391 | 0.02018
[45 empty] | 2386.3303 | 0 |  | 2386.3181 | 0.02039
[45 empty] | 2386.6094 | 0 |  | 2386.5972 | 0.02052
[45 empty] | 2386.8884 | 0 |  | 2386.8762 | 0.02055
[45 empty] | 2387.1675 | 0 |  | 2387.1553 | 0.02047
[45 empty] | 2387.4468 | 0 |  | 2387.4346 | 0.0203
[45 empty] | 2387.7258 | 0 |  | 2387.7139 | 0.02007
[45 empty] | 2388.0054 | 0 |  | 2387.9932 | 0.01981
[45 empty] | 2388.2847 | 0 |  | 2388.2725 | 0.01956
[45 empty] | 2388.5642 | 0 |  | 2388.552 | 0.01934
[45 empty] | 2388.8438 | 0 |  | 2388.8315 | 0.01916
[45 empty] | 2389.1233 | 0 |  | 2389.1111 | 0.01903
[45 empty] | 2389.4028 | 0 |  | 2389.3906 | 0.01894
[45 empty] | 2389.6826 | 0 |  | 2389.6704 | 0.01888
[45 empty] | 2389.9624 | 0 |  | 2389.9502 | 0.01884
[45 empty] | 2390.2422 | 0 |  | 2390.23 | 0.01882
[45 empty] | 2390.5222 | 0 |  | 2390.51 | 0.0188
[45 empty] | 2390.8023 | 0 |  | 2390.79 | 0.01879
[45 empty] | 2391.0823 | 0 |  | 2391.0701 | 0.01878
[45 empty] | 2391.3623 | 0 |  | 2391.3501 | 0.01877
[45 empty] | 2391.6426 | 0 |  | 2391.6304 | 0.01877
[45 empty] | 2391.9228 | 0 |  | 2391.9106 | 0.01876
[45 empty] | 2392.2031 | 0 |  | 2392.1909 | 0.01875
[45 empty] | 2392.4834 | 0 |  | 2392.4712 | 0.01875
[45 empty] | 2392.7639 | 0 |  | 2392.7517 | 0.01875
[45 empty] | 2393.0444 | 0 |  | 2393.0322 | 0.01877
[45 empty] | 2393.325 | 0 |  | 2393.3127 | 0.01883
[45 empty] | 2393.6057 | 0 |  | 2393.5935 | 0.01892
[45 empty] | 2393.8865 | 0 |  | 2393.8743 | 0.01904
[45 empty] | 2394.1672 | 0 |  | 2394.155 | 0.01916
[45 empty] | 2394.448 | 0 |  | 2394.4358 | 0.01926
[45 empty] | 2394.729 | 0 |  | 2394.7168 | 0.0193
[45 empty] | 2395.0098 | 0 |  | 2394.9976 | 0.01928
[45 empty] | 2395.291 | 0 |  | 2395.2788 | 0.01917
[45 empty] | 2395.572 | 0 |  | 2395.5598 | 0.019
[45 empty] | 2395.8533 | 0 |  | 2395.8411 | 0.01879
[45 empty] | 2396.1345 | 0 |  | 2396.1223 | 0.01858
[45 empty] | 2396.4158 | 0 |  | 2396.4036 | 0.0184
[45 empty] | 2396.697 | 0 |  | 2396.6848 | 0.0183
[45 empty] | 2396.9785 | 0 |  | 2396.9663 | 0.01829
[45 empty] | 2397.26 | 0 |  | 2397.2478 | 0.01837
[45 empty] | 2397.5415 | 0 |  | 2397.5293 | 0.01855
[45 empty] | 2397.8232 | 0 |  | 2397.811 | 0.0188
[45 empty] | 2398.105 | 0 |  | 2398.0928 | 0.01909
[45 empty] | 2398.3867 | 0 |  | 2398.3745 | 0.01939
[45 empty] | 2398.6685 | 0 |  | 2398.6562 | 0.01968
[45 empty] | 2398.9504 | 0 |  | 2398.9382 | 0.01993
[45 empty] | 2399.2324 | 0 |  | 2399.2202 | 0.02013
[45 empty] | 2399.5144 | 0 |  | 2399.5022 | 0.02027
[45 empty] | 2399.7964 | 0 |  | 2399.7842 | 0.02035
[45 empty] | 2400.0786 | 0 |  | 2400.0664 | 0.02039
[45 empty] | 2400.3608 | 0 |  | 2400.3486 | 0.02037
[45 empty] | 2400.6433 | 0 |  | 2400.6309 | 0.02029
[45 empty] | 2400.9255 | 0 |  | 2400.9133 | 0.02015
[45 empty] | 2401.208 | 0 |  | 2401.1958 | 0.01993
[45 empty] | 2401.4905 | 0 |  | 2401.4783 | 0.01963
[45 empty] | 2401.773 | 0 |  | 2401.7607 | 0.01926
[45 empty] | 2402.0557 | 0 |  | 2402.0435 | 0.01884
[45 empty] | 2402.3384 | 0 |  | 2402.3262 | 0.01842
[45 empty] | 2402.6211 | 0 |  | 2402.6089 | 0.01803
[45 empty] | 2402.9041 | 0 |  | 2402.8916 | 0.01772
[45 empty] | 2403.1868 | 0 |  | 2403.1746 | 0.01753
[45 empty] | 2403.4697 | 0 |  | 2403.4575 | 0.01748
[45 empty] | 2403.7529 | 0 |  | 2403.7405 | 0.01757
[45 empty] | 2404.0359 | 0 |  | 2404.0237 | 0.0178
[45 empty] | 2404.3191 | 0 |  | 2404.3069 | 0.01815
[45 empty] | 2404.6023 | 0 |  | 2404.5901 | 0.01856
[45 empty] | 2404.8855 | 0 |  | 2404.8733 | 0.01902
[45 empty] | 2405.1689 | 0 |  | 2405.1567 | 0.01947
[45 empty] | 2405.4524 | 0 |  | 2405.4402 | 0.01987
[45 empty] | 2405.7358 | 0 |  | 2405.7236 | 0.02019
[45 empty] | 2406.0195 | 0 |  | 2406.0071 | 0.02042
[45 empty] | 2406.303 | 0 |  | 2406.2908 | 0.02054
[45 empty] | 2406.5867 | 0 |  | 2406.5745 | 0.02054
[45 empty] | 2406.8706 | 0 |  | 2406.8584 | 0.02046
[45 empty] | 2407.1543 | 0 |  | 2407.1421 | 0.0203
[45 empty] | 2407.4382 | 0 |  | 2407.426 | 0.0201
[45 empty] | 2407.7222 | 0 |  | 2407.71 | 0.01988
[45 empty] | 2408.0064 | 0 |  | 2407.9939 | 0.01967
[45 empty] | 2408.2903 | 0 |  | 2408.2781 | 0.01948
[45 empty] | 2408.5745 | 0 |  | 2408.5623 | 0.01933
[45 empty] | 2408.8586 | 0 |  | 2408.8464 | 0.01921
[45 empty] | 2409.1431 | 0 |  | 2409.1309 | 0.01913
[45 empty] | 2409.4275 | 0 |  | 2409.415 | 0.0191
[45 empty] | 2409.7119 | 0 |  | 2409.6995 | 0.01911
[45 empty] | 2409.9963 | 0 |  | 2409.9841 | 0.01915
[45 empty] | 2410.281 | 0 |  | 2410.2686 | 0.01922
[45 empty] | 2410.5654 | 0 |  | 2410.5532 | 0.01931
[45 empty] | 2410.8503 | 0 |  | 2410.8379 | 0.01938
[45 empty] | 2411.135 | 0 |  | 2411.1228 | 0.01942
[45 empty] | 2411.4199 | 0 |  | 2411.4075 | 0.01941
[45 empty] | 2411.7048 | 0 |  | 2411.6924 | 0.01935
[45 empty] | 2411.9898 | 0 |  | 2411.9775 | 0.01922
[45 empty] | 2412.2747 | 0 |  | 2412.2625 | 0.01903
[45 empty] | 2412.5598 | 0 |  | 2412.5476 | 0.01881
[45 empty] | 2412.845 | 0 |  | 2412.8328 | 0.01857
[45 empty] | 2413.1304 | 0 |  | 2413.1179 | 0.01835
[45 empty] | 2413.4155 | 0 |  | 2413.4033 | 0.01815
[45 empty] | 2413.7009 | 0 |  | 2413.6887 | 0.01801
[45 empty] | 2413.9863 | 0 |  | 2413.9741 | 0.01792
[45 empty] | 2414.272 | 0 |  | 2414.2595 | 0.01789
[45 empty] | 2414.5574 | 0 |  | 2414.5452 | 0.01793
[45 empty] | 2414.843 | 0 |  | 2414.8308 | 0.01802
[45 empty] | 2415.1289 | 0 |  | 2415.1164 | 0.01816
[45 empty] | 2415.4145 | 0 |  | 2415.4023 | 0.01835
[45 empty] | 2415.7004 | 0 |  | 2415.6882 | 0.01858
[45 empty] | 2415.9863 | 0 |  | 2415.9741 | 0.01883
[45 empty] | 2416.2725 | 0 |  | 2416.26 | 0.01912
[45 empty] | 2416.5583 | 0 |  | 2416.5461 | 0.01943
[45 empty] | 2416.8445 | 0 |  | 2416.8323 | 0.01974
[45 empty] | 2417.1306 | 0 |  | 2417.1184 | 0.02003
[45 empty] | 2417.417 | 0 |  | 2417.4048 | 0.02027
[45 empty] | 2417.7034 | 0 |  | 2417.6909 | 0.02043
[45 empty] | 2417.9898 | 0 |  | 2417.9773 | 0.0205
[45 empty] | 2418.2761 | 0 |  | 2418.2639 | 0.02047
[45 empty] | 2418.5627 | 0 |  | 2418.5503 | 0.02035
[45 empty] | 2418.8494 | 0 |  | 2418.8369 | 0.02018
[45 empty] | 2419.136 | 0 |  | 2419.1235 | 0.01998
[45 empty] | 2419.4226 | 0 |  | 2419.4104 | 0.01981
[45 empty] | 2419.7095 | 0 |  | 2419.6973 | 0.01967
[45 empty] | 2419.9963 | 0 |  | 2419.9841 | 0.01958
[45 empty] | 2420.2832 | 0 |  | 2420.271 | 0.01953
[45 empty] | 2420.5703 | 0 |  | 2420.5579 | 0.01952
[45 empty] | 2420.8574 | 0 |  | 2420.845 | 0.01952
[45 empty] | 2421.1445 | 0 |  | 2421.1321 | 0.01952
[45 empty] | 2421.4316 | 0 |  | 2421.4194 | 0.01953
[45 empty] | 2421.719 | 0 |  | 2421.7065 | 0.01954
[45 empty] | 2422.0064 | 0 |  | 2421.9939 | 0.01956
[45 empty] | 2422.2937 | 0 |  | 2422.2815 | 0.01958
[45 empty] | 2422.5813 | 0 |  | 2422.5689 | 0.01961
[45 empty] | 2422.8686 | 0 |  | 2422.8564 | 0.01964
[45 empty] | 2423.1562 | 0 |  | 2423.144 | 0.01967
[45 empty] | 2423.4441 | 0 |  | 2423.4316 | 0.01971
[45 empty] | 2423.7317 | 0 |  | 2423.7195 | 0.01978
[45 empty] | 2424.0195 | 0 |  | 2424.0073 | 0.01987
[45 empty] | 2424.3074 | 0 |  | 2424.2952 | 0.02
[45 empty] | 2424.5955 | 0 |  | 2424.583 | 0.02017
[45 empty] | 2424.8836 | 0 |  | 2424.8711 | 0.02037
[45 empty] | 2425.1716 | 0 |  | 2425.1592 | 0.02058
[45 empty] | 2425.4597 | 0 |  | 2425.4473 | 0.02078
[45 empty] | 2425.7481 | 0 |  | 2425.7356 | 0.02095
[45 empty] | 2426.0361 | 0 |  | 2426.0239 | 0.02107
[45 empty] | 2426.3247 | 0 |  | 2426.3123 | 0.02113
[45 empty] | 2426.613 | 0 |  | 2426.6006 | 0.02114
[45 empty] | 2426.9016 | 0 |  | 2426.8892 | 0.02109
[45 empty] | 2427.1902 | 0 |  | 2427.1777 | 0.02101
[45 empty] | 2427.4788 | 0 |  | 2427.4663 | 0.02092
[45 empty] | 2427.7676 | 0 |  | 2427.7551 | 0.02083
[45 empty] | 2428.0561 | 0 |  | 2428.0439 | 0.02077
[45 empty] | 2428.3452 | 0 |  | 2428.3328 | 0.02076
[45 empty] | 2428.634 | 0 |  | 2428.6216 | 0.02081
[45 empty] | 2428.9231 | 0 |  | 2428.9106 | 0.02091
[45 empty] | 2429.2122 | 0 |  | 2429.1997 | 0.02107
[45 empty] | 2429.5012 | 0 |  | 2429.4888 | 0.02125
[45 empty] | 2429.7903 | 0 |  | 2429.7781 | 0.02143
[45 empty] | 2430.0796 | 0 |  | 2430.0674 | 0.02159
[45 empty] | 2430.3689 | 0 |  | 2430.3567 | 0.0217
[45 empty] | 2430.6584 | 0 |  | 2430.646 | 0.02175
[45 empty] | 2430.9477 | 0 |  | 2430.9356 | 0.02173
[45 empty] | 2431.2373 | 0 |  | 2431.2251 | 0.02165
[45 empty] | 2431.5271 | 0 |  | 2431.5147 | 0.02151
[45 empty] | 2431.8167 | 0 |  | 2431.8042 | 0.02134
[45 empty] | 2432.1064 | 0 |  | 2432.094 | 0.02113
[45 empty] | 2432.3962 | 0 |  | 2432.3838 | 0.02091
[45 empty] | 2432.686 | 0 |  | 2432.6738 | 0.02069
[45 empty] | 2432.9761 | 0 |  | 2432.9636 | 0.02047
[45 empty] | 2433.2661 | 0 |  | 2433.2537 | 0.02027
[45 empty] | 2433.5561 | 0 |  | 2433.5437 | 0.02013
[45 empty] | 2433.8464 | 0 |  | 2433.834 | 0.02007
[45 empty] | 2434.1365 | 0 |  | 2434.1243 | 0.0201
[45 empty] | 2434.4268 | 0 |  | 2434.4145 | 0.02023
[45 empty] | 2434.7173 | 0 |  | 2434.7048 | 0.02047
[45 empty] | 2435.0076 | 0 |  | 2434.9954 | 0.0208
[45 empty] | 2435.2981 | 0 |  | 2435.2856 | 0.02118
[45 empty] | 2435.5886 | 0 |  | 2435.5764 | 0.02157
[45 empty] | 2435.8794 | 0 |  | 2435.8669 | 0.02194
[45 empty] | 2436.1702 | 0 |  | 2436.1577 | 0.02225
[45 empty] | 2436.4609 | 0 |  | 2436.4485 | 0.02249
[45 empty] | 2436.7517 | 0 |  | 2436.7393 | 0.02265
[45 empty] | 2437.0427 | 0 |  | 2437.0303 | 0.0227
[45 empty] | 2437.3335 | 0 |  | 2437.3213 | 0.02267
[45 empty] | 2437.6248 | 0 |  | 2437.6123 | 0.02257
[45 empty] | 2437.9158 | 0 |  | 2437.9033 | 0.0224
[45 empty] | 2438.207 | 0 |  | 2438.1946 | 0.0222
[45 empty] | 2438.4983 | 0 |  | 2438.4858 | 0.02201
[45 empty] | 2438.7895 | 0 |  | 2438.7771 | 0.02185
[45 empty] | 2439.0811 | 0 |  | 2439.0686 | 0.02175
[45 empty] | 2439.3726 | 0 |  | 2439.3601 | 0.02172
[45 empty] | 2439.6641 | 0 |  | 2439.6516 | 0.02174
[45 empty] | 2439.9556 | 0 |  | 2439.9434 | 0.02179
[45 empty] | 2440.2473 | 0 |  | 2440.2349 | 0.02185
[45 empty] | 2440.5391 | 0 |  | 2440.5266 | 0.02188
[45 empty] | 2440.8308 | 0 |  | 2440.8186 | 0.02184
[45 empty] | 2441.1228 | 0 |  | 2441.1103 | 0.02173
[45 empty] | 2441.4148 | 0 |  | 2441.4023 | 0.02155
[45 empty] | 2441.7068 | 0 |  | 2441.6943 | 0.02134
[45 empty] | 2441.999 | 0 |  | 2441.9866 | 0.02112
[45 empty] | 2442.291 | 0 |  | 2442.2786 | 0.02095
[45 empty] | 2442.5833 | 0 |  | 2442.5711 | 0.02084
[45 empty] | 2442.8757 | 0 |  | 2442.8633 | 0.02084
[45 empty] | 2443.168 | 0 |  | 2443.1555 | 0.02094
[45 empty] | 2443.4605 | 0 |  | 2443.448 | 0.02113
[45 empty] | 2443.7529 | 0 |  | 2443.7405 | 0.02139
[45 empty] | 2444.0457 | 0 |  | 2444.0332 | 0.02169
[45 empty] | 2444.3384 | 0 |  | 2444.3259 | 0.02201
[45 empty] | 2444.6311 | 0 |  | 2444.6186 | 0.02233
[45 empty] | 2444.9238 | 0 |  | 2444.9114 | 0.02265
[45 empty] | 2445.2168 | 0 |  | 2445.2043 | 0.02297
[45 empty] | 2445.5098 | 0 |  | 2445.4973 | 0.02329
[45 empty] | 2445.8027 | 0 |  | 2445.7903 | 0.02365
[45 empty] | 2446.0957 | 0 |  | 2446.0833 | 0.02404
[45 empty] | 2446.3889 | 0 |  | 2446.3765 | 0.02446
[45 empty] | 2446.6821 | 0 |  | 2446.6697 | 0.02491
[45 empty] | 2446.9753 | 0 |  | 2446.9629 | 0.02537
[45 empty] | 2447.2688 | 0 |  | 2447.2564 | 0.02582
[45 empty] | 2447.5623 | 0 |  | 2447.5498 | 0.02623
[45 empty] | 2447.8557 | 0 |  | 2447.8433 | 0.02656
[45 empty] | 2448.1494 | 0 |  | 2448.137 | 0.0268
[45 empty] | 2448.4429 | 0 |  | 2448.4304 | 0.02692
[45 empty] | 2448.7366 | 0 |  | 2448.7241 | 0.02692
[45 empty] | 2449.0305 | 0 |  | 2449.0181 | 0.02679
[45 empty] | 2449.3242 | 0 |  | 2449.3118 | 0.02654
[45 empty] | 2449.6182 | 0 |  | 2449.6057 | 0.02618
[45 empty] | 2449.9124 | 0 |  | 2449.8999 | 0.02573
[45 empty] | 2450.2063 | 0 |  | 2450.1939 | 0.02521
[45 empty] | 2450.5005 | 0 |  | 2450.488 | 0.02465
[45 empty] | 2450.7947 | 0 |  | 2450.7822 | 0.02407
[45 empty] | 2451.0889 | 0 |  | 2451.0764 | 0.0235
[45 empty] | 2451.3833 | 0 |  | 2451.3708 | 0.02297
[45 empty] | 2451.6777 | 0 |  | 2451.6653 | 0.0225
[45 empty] | 2451.9722 | 0 |  | 2451.9597 | 0.02211
[45 empty] | 2452.2668 | 0 |  | 2452.2544 | 0.02182
[45 empty] | 2452.5615 | 0 |  | 2452.5491 | 0.02164
[45 empty] | 2452.8562 | 0 |  | 2452.8438 | 0.02157
[45 empty] | 2453.1509 | 0 |  | 2453.1384 | 0.02161
[45 empty] | 2453.4458 | 0 |  | 2453.4333 | 0.02176
[45 empty] | 2453.7407 | 0 |  | 2453.7283 | 0.02199
[45 empty] | 2454.0356 | 0 |  | 2454.0232 | 0.02229
[45 empty] | 2454.3308 | 0 |  | 2454.3184 | 0.02261
[45 empty] | 2454.626 | 0 |  | 2454.6135 | 0.02292
[45 empty] | 2454.9211 | 0 |  | 2454.9087 | 0.02321
[45 empty] | 2455.2163 | 0 |  | 2455.2039 | 0.02346
[45 empty] | 2455.5117 | 0 |  | 2455.4993 | 0.02366
[45 empty] | 2455.8071 | 0 |  | 2455.7947 | 0.02381
[45 empty] | 2456.1025 | 0 |  | 2456.0901 | 0.02393
[45 empty] | 2456.3982 | 0 |  | 2456.3857 | 0.024
[45 empty] | 2456.6939 | 0 |  | 2456.6814 | 0.02403
[45 empty] | 2456.9895 | 0 |  | 2456.977 | 0.02403
[45 empty] | 2457.2854 | 0 |  | 2457.2727 | 0.024
[45 empty] | 2457.5811 | 0 |  | 2457.5686 | 0.02396
[45 empty] | 2457.8769 | 0 |  | 2457.8645 | 0.02389
[45 empty] | 2458.1731 | 0 |  | 2458.1606 | 0.02382
[45 empty] | 2458.469 | 0 |  | 2458.4565 | 0.02373
[45 empty] | 2458.7651 | 0 |  | 2458.7527 | 0.02363
[45 empty] | 2459.0615 | 0 |  | 2459.0488 | 0.02353
[45 empty] | 2459.3577 | 0 |  | 2459.3452 | 0.02346
[45 empty] | 2459.6541 | 0 |  | 2459.6416 | 0.02343
[45 empty] | 2459.9504 | 0 |  | 2459.938 | 0.02349
[45 empty] | 2460.2471 | 0 |  | 2460.2344 | 0.02364
[45 empty] | 2460.5435 | 0 |  | 2460.531 | 0.02389
[45 empty] | 2460.8401 | 0 |  | 2460.8276 | 0.02422
[45 empty] | 2461.137 | 0 |  | 2461.1243 | 0.02457
[45 empty] | 2461.4336 | 0 |  | 2461.4211 | 0.02491
[45 empty] | 2461.7305 | 0 |  | 2461.718 | 0.02518
[45 empty] | 2462.0273 | 0 |  | 2462.0149 | 0.02535
[45 empty] | 2462.3245 | 0 |  | 2462.3118 | 0.02538
[45 empty] | 2462.6213 | 0 |  | 2462.6089 | 0.02529
[45 empty] | 2462.9185 | 0 |  | 2462.906 | 0.02509
[45 empty] | 2463.2158 | 0 |  | 2463.2031 | 0.0248
[45 empty] | 2463.5129 | 0 |  | 2463.5005 | 0.02445
[45 empty] | 2463.8103 | 0 |  | 2463.7978 | 0.02408
[45 empty] | 2464.1079 | 0 |  | 2464.0952 | 0.02371
[45 empty] | 2464.4053 | 0 |  | 2464.3928 | 0.02338
[45 empty] | 2464.7029 | 0 |  | 2464.6904 | 0.0231
[45 empty] | 2465.0005 | 0 |  | 2464.988 | 0.02288
[45 empty] | 2465.2981 | 0 |  | 2465.2856 | 0.02273
[45 empty] | 2465.5959 | 0 |  | 2465.5835 | 0.02265
[45 empty] | 2465.8938 | 0 |  | 2465.8814 | 0.02265
[45 empty] | 2466.1917 | 0 |  | 2466.1792 | 0.02272
[45 empty] | 2466.4898 | 0 |  | 2466.4773 | 0.02286
[45 empty] | 2466.7878 | 0 |  | 2466.7751 | 0.02305
[45 empty] | 2467.0859 | 0 |  | 2467.0735 | 0.02327
[45 empty] | 2467.384 | 0 |  | 2467.3716 | 0.0235
[45 empty] | 2467.6824 | 0 |  | 2467.6699 | 0.02372
[45 empty] | 2467.9807 | 0 |  | 2467.9683 | 0.02391
[45 empty] | 2468.2793 | 0 |  | 2468.2666 | 0.02407
[45 empty] | 2468.5776 | 0 |  | 2468.5652 | 0.02419
[45 empty] | 2468.8762 | 0 |  | 2468.8638 | 0.02428
[45 empty] | 2469.1748 | 0 |  | 2469.1624 | 0.02435
[45 empty] | 2469.4736 | 0 |  | 2469.4612 | 0.02442
[45 empty] | 2469.7725 | 0 |  | 2469.7598 | 0.02448
[45 empty] | 2470.0713 | 0 |  | 2470.0588 | 0.02456
[45 empty] | 2470.3701 | 0 |  | 2470.3577 | 0.02465
[45 empty] | 2470.6692 | 0 |  | 2470.6567 | 0.02474
[45 empty] | 2470.9683 | 0 |  | 2470.9558 | 0.02485
[45 empty] | 2471.2673 | 0 |  | 2471.2549 | 0.02495
[45 empty] | 2471.5667 | 0 |  | 2471.5542 | 0.02502
[45 empty] | 2471.866 | 0 |  | 2471.8533 | 0.02506
[45 empty] | 2472.1653 | 0 |  | 2472.1528 | 0.02503
[45 empty] | 2472.4648 | 0 |  | 2472.4522 | 0.02492
[45 empty] | 2472.7642 | 0 |  | 2472.7517 | 0.02474
[45 empty] | 2473.064 | 0 |  | 2473.0513 | 0.02448
[45 empty] | 2473.3635 | 0 |  | 2473.3508 | 0.02418
[45 empty] | 2473.6633 | 0 |  | 2473.6506 | 0.02386
[45 empty] | 2473.9631 | 0 |  | 2473.9504 | 0.02354
[45 empty] | 2474.2629 | 0 |  | 2474.2502 | 0.02326
[45 empty] | 2474.5627 | 0 |  | 2474.5503 | 0.02303
[45 empty] | 2474.8628 | 0 |  | 2474.8503 | 0.02285
[45 empty] | 2475.1631 | 0 |  | 2475.1504 | 0.02272
[45 empty] | 2475.4631 | 0 |  | 2475.4507 | 0.02264
[45 empty] | 2475.7634 | 0 |  | 2475.7507 | 0.02261
[45 empty] | 2476.0637 | 0 |  | 2476.051 | 0.02263
[45 empty] | 2476.364 | 0 |  | 2476.3516 | 0.0227
[45 empty] | 2476.6645 | 0 |  | 2476.6519 | 0.02283
[45 empty] | 2476.9651 | 0 |  | 2476.9524 | 0.02302
[45 empty] | 2477.2656 | 0 |  | 2477.2532 | 0.02326
[45 empty] | 2477.5664 | 0 |  | 2477.5537 | 0.02354
[45 empty] | 2477.8672 | 0 |  | 2477.8545 | 0.02386
[45 empty] | 2478.168 | 0 |  | 2478.1553 | 0.02421
[45 empty] | 2478.4688 | 0 |  | 2478.4563 | 0.02458
[45 empty] | 2478.7698 | 0 |  | 2478.7571 | 0.02497
[45 empty] | 2479.0708 | 0 |  | 2479.0581 | 0.02536
[45 empty] | 2479.3718 | 0 |  | 2479.3594 | 0.02573
[45 empty] | 2479.6731 | 0 |  | 2479.6604 | 0.02607
[45 empty] | 2479.9744 | 0 |  | 2479.9617 | 0.02634
[45 empty] | 2480.2756 | 0 |  | 2480.2632 | 0.02654
[45 empty] | 2480.5772 | 0 |  | 2480.5644 | 0.02667
[45 empty] | 2480.8787 | 0 |  | 2480.866 | 0.02675
[45 empty] | 2481.1802 | 0 |  | 2481.1675 | 0.02682
[45 empty] | 2481.4817 | 0 |  | 2481.4692 | 0.02691
[45 empty] | 2481.7834 | 0 |  | 2481.7708 | 0.02703
[45 empty] | 2482.0852 | 0 |  | 2482.0727 | 0.02719
[45 empty] | 2482.3872 | 0 |  | 2482.3745 | 0.02737
[45 empty] | 2482.689 | 0 |  | 2482.6765 | 0.02754
[45 empty] | 2482.991 | 0 |  | 2482.9783 | 0.02767
[45 empty] | 2483.293 | 0 |  | 2483.2805 | 0.02772
[45 empty] | 2483.5952 | 0 |  | 2483.5825 | 0.02769
[45 empty] | 2483.8975 | 0 |  | 2483.8848 | 0.02758
[45 empty] | 2484.1997 | 0 |  | 2484.187 | 0.02741
[45 empty] | 2484.5019 | 0 |  | 2484.4895 | 0.02721
[45 empty] | 2484.8044 | 0 |  | 2484.792 | 0.02701
[45 empty] | 2485.1069 | 0 |  | 2485.0945 | 0.02686
[45 empty] | 2485.4097 | 0 |  | 2485.397 | 0.02676
[45 empty] | 2485.7122 | 0 |  | 2485.6997 | 0.02674
[45 empty] | 2486.0149 | 0 |  | 2486.0024 | 0.02677
[45 empty] | 2486.3179 | 0 |  | 2486.3052 | 0.02683
[45 empty] | 2486.6206 | 0 |  | 2486.6082 | 0.02689
[45 empty] | 2486.9236 | 0 |  | 2486.9109 | 0.0269
[45 empty] | 2487.2266 | 0 |  | 2487.2141 | 0.02685
[45 empty] | 2487.5298 | 0 |  | 2487.5171 | 0.02672
[45 empty] | 2487.833 | 0 |  | 2487.8203 | 0.02655
[45 empty] | 2488.1362 | 0 |  | 2488.1235 | 0.02638
[45 empty] | 2488.4394 | 0 |  | 2488.4268 | 0.02625
[45 empty] | 2488.7429 | 0 |  | 2488.7302 | 0.02623
[45 empty] | 2489.0464 | 0 |  | 2489.0337 | 0.02634
[45 empty] | 2489.3499 | 0 |  | 2489.3372 | 0.02659
[45 empty] | 2489.6536 | 0 |  | 2489.6409 | 0.02696
[45 empty] | 2489.9573 | 0 |  | 2489.9446 | 0.0274
[45 empty] | 2490.261 | 0 |  | 2490.2483 | 0.02785
[45 empty] | 2490.5647 | 0 |  | 2490.5523 | 0.02826
[45 empty] | 2490.8686 | 0 |  | 2490.856 | 0.02859
[45 empty] | 2491.1726 | 0 |  | 2491.1602 | 0.0288
[45 empty] | 2491.4768 | 0 |  | 2491.4641 | 0.02892
[45 empty] | 2491.781 | 0 |  | 2491.7683 | 0.02895
[45 empty] | 2492.0852 | 0 |  | 2492.0725 | 0.02893
[45 empty] | 2492.3894 | 0 |  | 2492.3767 | 0.0289
[45 empty] | 2492.6939 | 0 |  | 2492.6811 | 0.02889
[45 empty] | 2492.9983 | 0 |  | 2492.9856 | 0.02891
[45 empty] | 2493.3027 | 0 |  | 2493.29 | 0.02897
[45 empty] | 2493.6072 | 0 |  | 2493.5945 | 0.02903
[45 empty] | 2493.9119 | 0 |  | 2493.8992 | 0.02908
[45 empty] | 2494.2166 | 0 |  | 2494.2041 | 0.02908
[45 empty] | 2494.5215 | 0 |  | 2494.5088 | 0.029
[45 empty] | 2494.8264 | 0 |  | 2494.8137 | 0.02885
[45 empty] | 2495.1314 | 0 |  | 2495.1186 | 0.02865
[45 empty] | 2495.4363 | 0 |  | 2495.4236 | 0.02843
[45 empty] | 2495.7414 | 0 |  | 2495.7288 | 0.02827
[45 empty] | 2496.0466 | 0 |  | 2496.0339 | 0.02823
[45 empty] | 2496.3518 | 0 |  | 2496.3391 | 0.02834
[45 empty] | 2496.6572 | 0 |  | 2496.6445 | 0.02863
[45 empty] | 2496.9626 | 0 |  | 2496.95 | 0.02908
[45 empty] | 2497.2681 | 0 |  | 2497.2554 | 0.02968
[45 empty] | 2497.5735 | 0 |  | 2497.561 | 0.03038
[45 empty] | 2497.8792 | 0 |  | 2497.8664 | 0.03113
[45 empty] | 2498.1848 | 0 |  | 2498.1724 | 0.03189
[45 empty] | 2498.4907 | 0 |  | 2498.478 | 0.03261
[45 empty] | 2498.7966 | 0 |  | 2498.7839 | 0.03323
[45 empty] | 2499.1025 | 0 |  | 2499.0898 | 0.03371
[45 empty] | 2499.4084 | 0 |  | 2499.3958 | 0.03402

## Integration (hidden)
LED Item # | M780L3 |  | M780LP1 |  | M810L3 |  | M810L4 |  | M850L3 |  | M850LP1 |  | M880L3 |  | M940L3 |  | M1100L1 |  | M970L4 |  | M1050L2 |  | M1050L4 |  | M1200L3 |  | M1300L3 |  | M1300L4 |  | M1450L4 |  | M1550L3 |  | M1650L4
Do Not Edit This Tab | Area Under Normalized Curve |  | Area Under Normalized Curve |  | Area Under Normalized Curve |  | Area Under Normalized Curve |  | Area Under Normalized Curve |  | Area Under Normalized Curve |  | Area Under Normalized Curve |  | Area Under Normalized Curve |  | Area Under Normalized Curve |  | Area Under Normalized Curve |  | Area Under Normalized Curve |  | Area Under Normalized Curve |  | Area Under Normalized Curve |  | Area Under Normalized Curve |  | Area Under Normalized Curve |  | Area Under Normalized Curve |  | Area Under Normalized Curve |  | Area Under Normalized Curve
| Total | 37.4574 | Total | 35.6685 | Total | 36.3782 | Total | #REF! | Total | 34.5024 | Total | 42.1855 | Total | 54.8632 | Total | 73.1931 | Total | 69.8584 | Total | 66.3535 | Total | 76.9169 | Total | 45.3934 | Total | 64.2123 | Total | 90.9712 | Total | 103.2848 | Total | 120.2421 | Total | 111.9532 | Total | 163.6429
Integration
| 0.00027559 |  | 0 |  | 0 |  | #REF! |  | 2.8399e-06 |  | 0 |  | 6.5341e-06 |  | 0.00060798 |  | 0.00021967 |  | 0 |  | 0.00026867 |  | 1.128e-05 |  | 0.00013293 |  | 0.0060928 |  | 0.014508 |  | 0.00071317 |  | 0 |  | 0.0027324
| 0.00029017 |  | 0 |  | 0 |  | #REF! |  | 2.3238e-06 |  | 0 |  | 4.3173e-06 |  | 0.00059263 |  | 0.00018703 |  | 0 |  | 0.00028005 |  | 1.1352e-05 |  | 0.00013265 |  | 0.006071 |  | 0.019761 |  | 0.00067464 |  | 0 |  | 0.0027062
| 0.00028482 |  | 0 |  | 0 |  | #REF! |  | 0 |  | 0 |  | 8.2086e-06 |  | 0.0005919 |  | 0.00019628 |  | 0 |  | 0.00019803 |  | 1.414e-05 |  | 0.00013232 |  | 0.006036 |  | 0.028095 |  | 0.00062734 |  | 0 |  | 0.002675
| 0.00029405 |  | 0 |  | 0 |  | #REF! |  | 0 |  | 0 |  | 8.4222e-06 |  | 0.00059654 |  | 0.00024006 |  | 0 |  | 0.00017968 |  | 1.5516e-05 |  | 0.00013194 |  | 0.0059936 |  | 0.025581 |  | 0.00067042 |  | 0 |  | 0.0026345
| 0.00019682 |  | 0 |  | 0 |  | #REF! |  | 2.3241e-06 |  | 0 |  | 8.8964e-06 |  | 0.00059658 |  | 0.00023976 |  | 0 |  | 0.00021992 |  | 1.5352e-05 |  | 0.0001315 |  | 0.0059547 |  | 0.017213 |  | 0.00076246 |  | 0 |  | 0.0026037
| 0.0001569 |  | 0 |  | 0 |  | #REF! |  | 2.3241e-06 |  | 0 |  | 7.6456e-06 |  | 0.00059124 |  | 0.00020811 |  | 0 |  | 0.00023396 |  | 1.4047e-05 |  | 0.00013101 |  | 0.0059097 |  | 0.016504 |  | 0.00076326 |  | 0 |  | 0.0025748
| 0.00020273 |  | 0 |  | 0 |  | #REF! |  | 2.3244e-06 |  | 0 |  | 8.2718e-06 |  | 0.00058744 |  | 0.00020262 |  | 0 |  | 0.000174 |  | 1.0978e-05 |  | 0.00013046 |  | 0.0058785 |  | 0.015425 |  | 0.00066598 |  | 0 |  | 0.0025635
| 0.00026955 |  | 0 |  | 0 |  | #REF! |  | 2.3244e-06 |  | 0 |  | 8.2108e-06 |  | 0.00058748 |  | 0.00018302 |  | 0 |  | 0.00012676 |  | 9.6048e-06 |  | 0.00012986 |  | 0.0058585 |  | 0.013387 |  | 0.00066728 |  | 0 |  | 0.0025613
| 0.00031181 |  | 0 |  | 0 |  | #REF! |  | 7.7481e-07 |  | 0 |  | 8.0134e-06 |  | 0.00059059 |  | 0.00022427 |  | 0 |  | 0.00016186 |  | 1.0648e-05 |  | 0.00012921 |  | 0.0058466 |  | 0.017012 |  | 0.00074563 |  | 0 |  | 0.0025696
| 0.00022042 |  | 0 |  | 0 |  | #REF! |  | 1.2915e-06 |  | 0 |  | 8.4566e-06 |  | 0.00059443 |  | 0.00020649 |  | 0 |  | 0.0001989 |  | 1.1523e-05 |  | 0.00012851 |  | 0.0058452 |  | 0.016783 |  | 0.00068846 |  | 0 |  | 0.0025853
| 0.00016053 |  | 0 |  | 0 |  | #REF! |  | 4.3912e-06 |  | 0 |  | 7.8008e-06 |  | 0.00060219 |  | 0.00022762 |  | 0 |  | 0.00021152 |  | 1.1783e-05 |  | 0.00012805 |  | 0.0058431 |  | 0.013318 |  | 0.00059859 |  | 0 |  | 0.0026049
| 0.00023043 |  | 0 |  | 0 |  | #REF! |  | 3.8748e-06 |  | 0 |  | 8.4125e-06 |  | 0.00060834 |  | 0.00025496 |  | 0 |  | 0.00021297 |  | 1.4665e-05 |  | 0.00012698 |  | 0.0058395 |  | 0.015238 |  | 0.00072507 |  | 0 |  | 0.002625
| 0.00026042 |  | 0 |  | 0 |  | #REF! |  | 2.325e-06 |  | 0 |  | 8.3667e-06 |  | 0.00061226 |  | 0.00024569 |  | 0 |  | 0.00020539 |  | 1.5737e-05 |  | 0.00012614 |  | 0.0058245 |  | 0.020846 |  | 0.00075549 |  | 0 |  | 0.0026411
| 0.00027962 |  | 0 |  | 0 |  | #REF! |  | 2.3252e-06 |  | 0 |  | 8.4741e-06 |  | 0.00060918 |  | 0.00031579 |  | 0 |  | 0.00018937 |  | 1.3946e-05 |  | 0.00012553 |  | 0.0058009 |  | 0.019301 |  | 0.00066443 |  | 0 |  | 0.0026536
| 0.000315 |  | 0 |  | 0 |  | #REF! |  | 7.7506e-07 |  | 0 |  | 6.4896e-06 |  | 0.00060542 |  | 0.00032419 |  | 0 |  | 0.00019703 |  | 1.423e-05 |  | 0.00012433 |  | 0.005776 |  | 0.023235 |  | 0.00068815 |  | 0 |  | 0.002665
| 0.00039567 |  | 0 |  | 0 |  | #REF! |  | 7.7511e-07 |  | 0 |  | 8.3078e-06 |  | 0.00060926 |  | 0.00022491 |  | 0 |  | 0.00021804 |  | 1.5147e-05 |  | 0.00012365 |  | 0.0057548 |  | 0.021647 |  | 0.00071064 |  | 0 |  | 0.0026666
| 0.00038033 |  | 0 |  | 0 |  | #REF! |  | 7.7516e-07 |  | 0 |  | 8.2772e-06 |  | 0.00061699 |  | 0.00020547 |  | 0 |  | 0.00019842 |  | 1.4965e-05 |  | 0.00012236 |  | 0.0057424 |  | 0.01357 |  | 0.00066831 |  | 0 |  | 0.0026739
| 0.00030198 |  | 0 |  | 0 |  | #REF! |  | 1.292e-06 |  | 0 |  | 8.9504e-06 |  | 0.00062548 |  | 0.00020198 |  | 0 |  | 0.00017069 |  | 1.4066e-05 |  | 0.00012158 |  | 0.0057488 |  | 0.013717 |  | 0.00057031 |  | 0 |  | 0.0026735
| 0.00031199 |  | 0 |  | 0 |  | #REF! |  | 1.292e-06 |  | 0 |  | 8.6296e-06 |  | 0.00063167 |  | 0.00016649 |  | 0 |  | 0.00017547 |  | 1.3523e-05 |  | 0.0001205 |  | 0.0057664 |  | 0.022427 |  | 0.00064087 |  | 0 |  | 0.0026814
| 0.00032738 |  | 0 |  | 0 |  | #REF! |  | 1.2921e-06 |  | 0 |  | 6.7213e-06 |  | 0.00063709 |  | 0.00018132 |  | 0 |  | 0.00018525 |  | 1.353e-05 |  | 0.00011913 |  | 0.0057898 |  | 0.025081 |  | 0.00075998 |  | 0 |  | 0.0026871
| 0.00032202 |  | 0 |  | 0 |  | #REF! |  | 2.8428e-06 |  | 0 |  | 8.5397e-06 |  | 0.00063713 |  | 0.00022098 |  | 0 |  | 0.00020783 |  | 1.5184e-05 |  | 0.00011824 |  | 0.0058105 |  | 0.014791 |  | 0.00073154 |  | 0 |  | 0.0026927
| 0.00036276 |  | 0 |  | 0 |  | #REF! |  | 2.3261e-06 |  | 0 |  | 7.8222e-06 |  | 0.00062791 |  | 0.00023113 |  | 0 |  | 0.00018716 |  | 1.5744e-05 |  | 0.00011707 |  | 0.0058154 |  | 0.011622 |  | 0.00070192 |  | 0 |  | 0.0026933
| 0.00032975 |  | 0 |  | 0 |  | #REF! |  | 2.3261e-06 |  | 0 |  | 8.0819e-06 |  | 0.00061415 |  | 0.00020694 |  | 0 |  | 0.00016862 |  | 1.5265e-05 |  | 0.00011589 |  | 0.0057971 |  | 0.012268 |  | 0.00073266 |  | 0 |  | 0.0026979
| 0.00025213 |  | 0 |  | 0 |  | #REF! |  | 2.3264e-06 |  | 0 |  | 8.083e-06 |  | 0.00060497 |  | 0.00017285 |  | 0 |  | 0.00021719 |  | 1.4107e-05 |  | 0.00011464 |  | 0.0057617 |  | 0.0095449 |  | 0.00069578 |  | 0 |  | 0.0026937
| 0.0003144 |  | 0 |  | 0 |  | #REF! |  | 2.3264e-06 |  | 0 |  | 7.6098e-06 |  | 0.00061035 |  | 0.00020362 |  | 0 |  | 0.0002087 |  | 1.4261e-05 |  | 0.00011315 |  | 0.0057227 |  | 0.0093264 |  | 0.00056035 |  | 0 |  | 0.0026884
| 0.00035286 |  | 0 |  | 0 |  | #REF! |  | 2.3264e-06 |  | 0 |  | 8.1299e-06 |  | 0.000615 |  | 0.00021045 |  | 0 |  | 0.00016844 |  | 1.494e-05 |  | 0.00011212 |  | 0.0056912 |  | 0.015077 |  | 0.00061154 |  | 0 |  | 0.0026724
| 0.00026833 |  | 0 |  | 0 |  | #REF! |  | 0 |  | 0 |  | 8.0239e-06 |  | 0.00061354 |  | 0.00024724 |  | 0 |  | 0.00015366 |  | 1.5687e-05 |  | 0.00011083 |  | 0.0056776 |  | 0.018891 |  | 0.00071379 |  | 0 |  | 0.0026572
| 0.00031907 |  | 0 |  | 0 |  | #REF! |  | 0 |  | 0 |  | 7.382e-06 |  | 0.0006097 |  | 0.00031942 |  | 0 |  | 0.0001542 |  | 1.5534e-05 |  | 0.00010978 |  | 0.0056927 |  | 0.017408 |  | 0.00066143 |  | 0 |  | 0.0026429
| 0.00035369 |  | 0 |  | 0 |  | #REF! |  | 2.3268e-06 |  | 0 |  | 7.6729e-06 |  | 0.00060974 |  | 0.00024467 |  | 0 |  | 0.00018279 |  | 1.4502e-05 |  | 0.00010821 |  | 0.0057417 |  | 0.017342 |  | 0.00068381 |  | 0 |  | 0.0026228
| 0.00026067 |  | 0 |  | 0 |  | #REF! |  | 2.327e-06 |  | 0 |  | 7.8569e-06 |  | 0.00061362 |  | 0.00021115 |  | 0 |  | 0.00023857 |  | 1.3065e-05 |  | 0.00010688 |  | 0.0058189 |  | 0.015585 |  | 0.00076479 |  | 0 |  | 0.0026106
| 0.00022993 |  | 0 |  | 0 |  | #REF! |  | 7.7566e-07 |  | 0 |  | 6.9559e-06 |  | 0.00060828 |  | 0.00020714 |  | 0 |  | 0.00023936 |  | 1.361e-05 |  | 0.00010554 |  | 0.0059155 |  | 0.017374 |  | 0.00072091 |  | 0 |  | 0.0025926
| 0.0002261 |  | 0 |  | 0 |  | #REF! |  | 1.2929e-06 |  | 0 |  | 7.6133e-06 |  | 0.0006014 |  | 0.00022359 |  | 0 |  | 0.00018522 |  | 1.5744e-05 |  | 0.00010419 |  | 0.0060306 |  | 0.014894 |  | 0.00061392 |  | 0 |  | 0.002583
| 0.00022304 |  | 0 |  | 0 |  | #REF! |  | 2.8447e-06 |  | 0 |  | 7.9965e-06 |  | 0.00060374 |  | 0.00021996 |  | 0 |  | 0.00016588 |  | 1.6499e-05 |  | 0.00010307 |  | 0.006151 |  | 0.0095673 |  | 0.00056768 |  | 0 |  | 0.0025707
| 0.00026766 |  | 0 |  | 0 |  | #REF! |  | 2.3273e-06 |  | 0 |  | 7.4461e-06 |  | 0.00061301 |  | 0.00016258 |  | 0 |  | 0.00016214 |  | 1.6175e-05 |  | 0.00010148 |  | 0.0062724 |  | 0.013469 |  | 0.00057 |  | 0 |  | 0.0025549
| 0.00030537 |  | 0 |  | 0 |  | #REF! |  | 7.7586e-07 |  | 0 |  | 7.9058e-06 |  | 0.00061921 |  | 0.00014193 |  | 0 |  | 0.00012903 |  | 1.3033e-05 |  | 0.00010012 |  | 0.0063907 |  | 0.01329 |  | 0.00067659 |  | 0 |  | 0.0025422
| 0.00034152 |  | 0 |  | 0 |  | #REF! |  | 1.2931e-06 |  | 0 |  | 6.9582e-06 |  | 0.00061459 |  | 0.0001605 |  | 0 |  | 9.8348e-05 |  | 1.3105e-05 |  | 9.8989e-05 |  | 0.0064962 |  | 0.015087 |  | 0.0007483 |  | 0 |  | 0.0025245
| 0.0003108 |  | 0 |  | 0 |  | #REF! |  | 1.2932e-06 |  | 0 |  | 7.5393e-06 |  | 0.00060698 |  | 0.00021296 |  | 0 |  | 0.00012968 |  | 1.4751e-05 |  | 9.7404e-05 |  | 0.0065811 |  | 0.017466 |  | 0.00057129 |  | 0 |  | 0.0025075
| 0.00024464 |  | 0 |  | 0 |  | #REF! |  | 2.8452e-06 |  | 0 |  | 8.0603e-06 |  | 0.00061082 |  | 0.00022776 |  | 0 |  | 0.0001617 |  | 1.5342e-05 |  | 9.6262e-05 |  | 0.006647 |  | 0.013923 |  | 0.00060502 |  | 0 |  | 0.0024808
| 0.00033007 |  | 0 |  | 0 |  | #REF! |  | 4.3971e-06 |  | 0 |  | 7.602e-06 |  | 0.00062014 |  | 0.00026645 |  | 0 |  | 0.00015427 |  | 1.7443e-05 |  | 9.4936e-05 |  | 0.0066984 |  | 0.014199 |  | 0.00068889 |  | 0 |  | 0.0024565
| 0.00029776 |  | 0 |  | 0 |  | #REF! |  | 7.502e-06 |  | 0 |  | 7.8319e-06 |  | 0.00062552 |  | 0.00027147 |  | 0 |  | 0.00016931 |  | 1.6213e-05 |  | 9.338e-05 |  | 0.0067347 |  | 0.011394 |  | 0.00067273 |  | 0 |  | 0.0024324
| 0.00020313 |  | 0 |  | 0 |  | #REF! |  | 7.502e-06 |  | 0 |  | 7.3582e-06 |  | 0.00062479 |  | 0.00024346 |  | 0 |  | 0.00018098 |  | 1.6583e-05 |  | 9.2255e-05 |  | 0.0067511 |  | 0.015606 |  | 0.00071611 |  | 0 |  | 0.0024113
| 0.00031011 |  | 0 |  | 0 |  | #REF! |  | 2.8458e-06 |  | 0 |  | 7.8483e-06 |  | 0.00062329 |  | 0.00024401 |  | 0 |  | 0.00020058 |  | 1.8155e-05 |  | 9.0959e-05 |  | 0.0067638 |  | 0.019522 |  | 0.00064488 |  | 0 |  | 0.002388
| 0.00041402 |  | 0 |  | 0 |  | #REF! |  | 5.1741e-07 |  | 0 |  | 7.91e-06 |  | 0.00062411 |  | 0.00024377 |  | 0 |  | 0.00020306 |  | 1.7814e-05 |  | 8.9449e-05 |  | 0.0067536 |  | 0.017069 |  | 0.00054638 |  | 0 |  | 0.0023732
| 0.00038403 |  | 0 |  | 0 |  | #REF! |  | 5.1748e-07 |  | 0 |  | 7.8646e-06 |  | 0.00062645 |  | 0.0002754 |  | 0 |  | 0.00018315 |  | 1.6194e-05 |  | 8.8357e-05 |  | 0.0067234 |  | 0.017835 |  | 0.0005664 |  | 0 |  | 0.0023573
| 0.00031248 |  | 0 |  | 0 |  | #REF! |  | 2.8461e-06 |  | 0 |  | 7.2688e-06 |  | 0.00062419 |  | 0.00025965 |  | 0 |  | 0.00022753 |  | 1.6051e-05 |  | 8.7109e-05 |  | 0.0066739 |  | 0.016364 |  | 0.00059567 |  | 0 |  | 0.0023527
| 0.00032327 |  | 0 |  | 0 |  | #REF! |  | 2.3288e-06 |  | 0 |  | 8.3859e-06 |  | 0.00062346 |  | 0.00019185 |  | 0 |  | 0.00025799 |  | 1.5044e-05 |  | 8.5847e-05 |  | 0.0066015 |  | 0.017036 |  | 0.0005572 |  | 0 |  | 0.0023501
| 0.000341 |  | 0 |  | 0 |  | #REF! |  | 0 |  | 0 |  | 7.055e-06 |  | 0.00062735 |  | 0.00021588 |  | 0 |  | 0.00023642 |  | 1.3645e-05 |  | 8.4622e-05 |  | 0.0065061 |  | 0.014678 |  | 0.00057365 |  | 0 |  | 0.0023542
| 0.00023169 |  | 0 |  | 0 |  | #REF! |  | 2.0702e-06 |  | 0 |  | 7.5764e-06 |  | 0.00063196 |  | 0.00022283 |  | 0 |  | 0.00023157 |  | 1.6481e-05 |  | 8.3433e-05 |  | 0.0063975 |  | 0.01089 |  | 0.00053929 |  | 0 |  | 0.0023636
| 0.00028407 |  | 0 |  | 0 |  | #REF! |  | 2.8469e-06 |  | 0 |  | 7.6223e-06 |  | 0.00063051 |  | 0.00019115 |  | 0 |  | 0.00019767 |  | 1.8727e-05 |  | 8.2237e-05 |  | 0.0062887 |  | 0.0087713 |  | 0.00053949 |  | 0 |  | 0.0023793
| 0.00040725 |  | 0 |  | 0 |  | #REF! |  | 7.7636e-07 |  | 0 |  | 6.7813e-06 |  | 0.00062281 |  | 0.00018406 |  | 0 |  | 0.00017808 |  | 1.7951e-05 |  | 8.1095e-05 |  | 0.0061894 |  | 0.0090207 |  | 0.00058052 |  | 0 |  | 0.0024007
| 0.0003018 |  | 0 |  | 0 |  | #REF! |  | 2.3294e-06 |  | 0 |  | 8.3586e-06 |  | 0.00062285 |  | 0.00024503 |  | 0 |  | 0.00019251 |  | 1.7247e-05 |  | 7.9949e-05 |  | 0.0061117 |  | 0.011403 |  | 0.00056899 |  | 0 |  | 0.0024248
| 0.00014333 |  | 0 |  | 0 |  | #REF! |  | 2.3294e-06 |  | 0 |  | 7.2717e-06 |  | 0.00062986 |  | 0.00025086 |  | 0 |  | 0.00018228 |  | 1.8136e-05 |  | 7.9031e-05 |  | 0.006073 |  | 0.013117 |  | 0.00062524 |  | 0 |  | 0.0024511
| 0.00018414 |  | 0 |  | 0 |  | #REF! |  | 7.7651e-07 |  | 0 |  | 7.6248e-06 |  | 0.00063525 |  | 0.00025059 |  | 0 |  | 0.00018247 |  | 1.6644e-05 |  | 7.7772e-05 |  | 0.0060856 |  | 0.013341 |  | 0.00064569 |  | 0 |  | 0.0024773
| 0.00031572 |  | 0 |  | 0 |  | #REF! |  | 7.7656e-07 |  | 0 |  | 7.7784e-06 |  | 0.00063144 |  | 0.00025562 |  | 0 |  | 0.00017905 |  | 1.5097e-05 |  | 7.6722e-05 |  | 0.0061468 |  | 0.011242 |  | 0.00056433 |  | 0 |  | 0.0024925
| 0.00021552 |  | 0 |  | 0 |  | #REF! |  | 7.7661e-07 |  | 0 |  | 7.4267e-06 |  | 0.00063071 |  | 0.00021723 |  | 0 |  | 0.00015847 |  | 1.8721e-05 |  | 7.5881e-05 |  | 0.0062416 |  | 0.011095 |  | 0.00065677 |  | 0 |  | 0.0025036
| 0.00014468 |  | 0 |  | 0 |  | #REF! |  | 1.2944e-06 |  | 0 |  | 6.952e-06 |  | 0.00064076 |  | 0.00021802 |  | 0 |  | 0.00018405 |  | 1.8962e-05 |  | 7.4729e-05 |  | 0.0063516 |  | 0.016736 |  | 0.00075094 |  | 0 |  | 0.0024986
| 0.00028266 |  | 0 |  | 0 |  | #REF! |  | 5.1778e-07 |  | 0 |  | 7.5196e-06 |  | 0.00064774 |  | 0.00019735 |  | 0 |  | 0.00022119 |  | 1.7012e-05 |  | 7.3755e-05 |  | 0.0064544 |  | 0.013597 |  | 0.00062698 |  | 0 |  | 0.0024874
| 0.00034813 |  | 0 |  | 0 |  | #REF! |  | 0 |  | 0 |  | 7.7039e-06 |  | 0.00064389 |  | 0.00025888 |  | 0 |  | 0.0002562 |  | 1.8133e-05 |  | 7.3103e-05 |  | 0.006526 |  | 0.012558 |  | 0.00058352 |  | 0 |  | 0.002465
| 0.00038746 |  | 0 |  | 0 |  | #REF! |  | 7.7676e-07 |  | 0 |  | 7.6431e-06 |  | 0.00063781 |  | 0.00024401 |  | 0 |  | 0.00023736 |  | 1.8843e-05 |  | 7.2168e-05 |  | 0.0065537 |  | 0.017319 |  | 0.00066243 |  | 0 |  | 0.0024359
| 0.00028426 |  | 0 |  | 0 |  | #REF! |  | 1.2946e-06 |  | 0 |  | 8.4254e-06 |  | 0.00064478 |  | 0.00024321 |  | 0 |  | 0.00020981 |  | 2.0626e-05 |  | 7.1097e-05 |  | 0.0065459 |  | 0.016738 |  | 0.00063249 |  | 0 |  | 0.0024037
| 0.00018951 |  | 0 |  | 0 |  | #REF! |  | 1.2948e-06 |  | 0 |  | 7.3684e-06 |  | 0.00064941 |  | 0.00026204 |  | 0 |  | 0.00024347 |  | 2.0416e-05 |  | 7.032e-05 |  | 0.0065226 |  | 0.017189 |  | 0.00060639 |  | 0 |  | 0.0023798
| 0.0002342 |  | 0 |  | 0 |  | #REF! |  | 1.2947e-06 |  | 0 |  | 8.1501e-06 |  | 0.00064251 |  | 0.00020499 |  | 0 |  | 0.00022805 |  | 2.0027e-05 |  | 6.9266e-05 |  | 0.0065029 |  | 0.016104 |  | 0.00064739 |  | 0 |  | 0.0023634
| 0.00031282 |  | 0 |  | 0 |  | #REF! |  | 2.8487e-06 |  | 0 |  | 7.9209e-06 |  | 0.00063566 |  | 0.00018189 |  | 0 |  | 0.00023188 |  | 1.9919e-05 |  | 6.8792e-05 |  | 0.0065033 |  | 0.015565 |  | 0.00066468 |  | 0 |  | 0.0023485
| 0.00035905 |  | 0 |  | 0 |  | #REF! |  | 2.3307e-06 |  | 0 |  | 7.5082e-06 |  | 0.00063874 |  | 0.00021055 |  | 0 |  | 0.00023827 |  | 2.0574e-05 |  | 6.8192e-05 |  | 0.0065391 |  | 0.016307 |  | 0.00063249 |  | 0 |  | 0.002345
| 0.00027894 |  | 0 |  | 0 |  | #REF! |  | 3.8851e-06 |  | 0 |  | 7.9679e-06 |  | 0.00063879 |  | 0.00026676 |  | 0 |  | 0.00022023 |  | 2.0648e-05 |  | 6.7569e-05 |  | 0.0066161 |  | 0.016425 |  | 0.00051501 |  | 0 |  | 0.0023465
| 0.00027742 |  | 0 |  | 0 |  | #REF! |  | 3.8848e-06 |  | 0 |  | 8.0455e-06 |  | 0.00062573 |  | 0.00027397 |  | 0 |  | 0.00021316 |  | 2.0145e-05 |  | 6.6969e-05 |  | 0.0067248 |  | 0.01194 |  | 0.00051673 |  | 0 |  | 0.0023528
| 0.00025197 |  | 0 |  | 0 |  | #REF! |  | 7.7706e-07 |  | 0 |  | 8.1222e-06 |  | 0.00061806 |  | 0.00026078 |  | 0 |  | 0.00017973 |  | 2.184e-05 |  | 6.6358e-05 |  | 0.0068499 |  | 0.008883 |  | 0.00063885 |  | 0 |  | 0.0023536
| 0.00021422 |  | 0 |  | 0 |  | #REF! |  | 1.2951e-06 |  | 0 |  | 8.1074e-06 |  | 0.00062273 |  | 0.00028142 |  | 0 |  | 0.00017536 |  | 1.9367e-05 |  | 6.5734e-05 |  | 0.0069796 |  | 0.0091057 |  | 0.00072331 |  | 0 |  | 0.0023563
| 0.00031986 |  | 0 |  | 0 |  | #REF! |  | 2.8496e-06 |  | 0 |  | 8.1851e-06 |  | 0.00063124 |  | 0.00025645 |  | 0 |  | 0.00021145 |  | 1.6789e-05 |  | 6.5135e-05 |  | 0.0071011 |  | 0.011509 |  | 0.00064658 |  | 0 |  | 0.0023502
| 0.00034298 |  | 0 |  | 0 |  | #REF! |  | 2.3315e-06 |  | 0 |  | 7.8024e-06 |  | 0.00062893 |  | 0.00018406 |  | 0 |  | 0.00023808 |  | 1.9795e-05 |  | 6.4523e-05 |  | 0.0071952 |  | 0.012679 |  | 0.0005521 |  | 0 |  | 0.0023452
| 0.00034072 |  | 0 |  | 0 |  | #REF! |  | 0 |  | 0 |  | 8.1549e-06 |  | 0.00061976 |  | 0.00018659 |  | 0 |  | 0.0002385 |  | 2.2339e-05 |  | 6.39e-05 |  | 0.0072448 |  | 0.016627 |  | 0.00058549 |  | 0 |  | 0.0023331
| 0.00034688 |  | 0 |  | 0 |  | #REF! |  | 5.1818e-07 |  | 0 |  | 8.0487e-06 |  | 0.00060974 |  | 0.00024803 |  | 0 |  | 0.0002108 |  | 2.3871e-05 |  | 6.33e-05 |  | 0.0072429 |  | 0.021744 |  | 0.0007035 |  | 0 |  | 0.0023195
| 0.00036929 |  | 0 |  | 0 |  | #REF! |  | 1.2954e-06 |  | 0 |  | 7.6353e-06 |  | 0.00060597 |  | 0.00030074 |  | 0 |  | 0.00017392 |  | 2.4516e-05 |  | 6.2983e-05 |  | 0.0071915 |  | 0.01604 |  | 0.00067493 |  | 0 |  | 0.0023045
| 0.00041708 |  | 0 |  | 0 |  | #REF! |  | 7.7731e-07 |  | 0 |  | 7.8964e-06 |  | 0.00061368 |  | 0.00026683 |  | 0 |  | 0.00015851 |  | 2.1335e-05 |  | 6.2823e-05 |  | 0.0070753 |  | 0.012434 |  | 0.000576 |  | 0 |  | 0.0022919
| 0.00042713 |  | 0 |  | 0 |  | #REF! |  | 0 |  | 0 |  | 9.2157e-06 |  | 0.00062991 |  | 0.00025705 |  | 0 |  | 0.00018437 |  | 2.0596e-05 |  | 6.2077e-05 |  | 0.0069224 |  | 0.014884 |  | 0.00054099 |  | 0 |  | 0.0022828
| 0.00039169 |  | 0 |  | 0 |  | #REF! |  | 5.1828e-07 |  | 0 |  | 7.9588e-06 |  | 0.00064306 |  | 0.00026015 |  | 0 |  | 0.00022081 |  | 2.0828e-05 |  | 6.176e-05 |  | 0.0067442 |  | 0.013872 |  | 0.0005733 |  | 0 |  | 0.0022806
| 0.00036473 |  | 0 |  | 0 |  | #REF! |  | 1.2957e-06 |  | 0 |  | 9.5236e-06 |  | 0.00064927 |  | 0.00023994 |  | 0 |  | 0.00024122 |  | 2.0902e-05 |  | 6.1597e-05 |  | 0.0065619 |  | 0.010629 |  | 0.0006863 |  | 0 |  | 0.0022899
| 0.00018199 |  | 0 |  | 0 |  | #REF! |  | 1.2958e-06 |  | 0 |  | 7.8065e-06 |  | 0.00065008 |  | 0.00025248 |  | 0 |  | 0.00022356 |  | 2.0707e-05 |  | 6.1159e-05 |  | 0.0064048 |  | 0.011324 |  | 0.00066611 |  | 0 |  | 0.0023116
| 0.00010411 |  | 0 |  | 0 |  | #REF! |  | 2.8507e-06 |  | 0 |  | 8.3131e-06 |  | 0.00065321 |  | 0.00022969 |  | 0 |  | 0.00022291 |  | 2.0424e-05 |  | 6.0984e-05 |  | 0.0062982 |  | 0.017174 |  | 0.00063509 |  | 0 |  | 0.0023498
| 0.00026377 |  | 0 |  | 0 |  | #REF! |  | 2.3327e-06 |  | 0 |  | 9.0499e-06 |  | 0.0006571 |  | 0.00021652 |  | 0 |  | 0.00023231 |  | 2.1928e-05 |  | 6.0537e-05 |  | 0.0062516 |  | 0.015178 |  | 0.00062601 |  | 0 |  | 0.0023965
| 0.00030619 |  | 0 |  | 0 |  | #REF! |  | 3.8878e-06 |  | 0 |  | 7.9159e-06 |  | 0.00066482 |  | 0.00022918 |  | 0 |  | 0.00020944 |  | 2.0478e-05 |  | 6.0678e-05 |  | 0.0062627 |  | 0.012019 |  | 0.00057026 |  | 0 |  | 0.0024586
| 0.0003286 |  | 0 |  | 0 |  | #REF! |  | 4.4065e-06 |  | 0 |  | 9.0051e-06 |  | 0.00066876 |  | 0.0002704 |  | 0 |  | 0.0002141 |  | 3.203e-05 |  | 6.0548e-05 |  | 0.0063261 |  | 0.01217 |  | 0.0005567 |  | 0 |  | 0.0025226
| 0.00031934 |  | 0 |  | 0 |  | #REF! |  | 5.1841e-07 |  | 0 |  | 8.4074e-06 |  | 0.00066182 |  | 0.00032836 |  | 0 |  | 0.00020987 |  | 2.3086e-05 |  | 6.0371e-05 |  | 0.0064151 |  | 0.011853 |  | 0.00057851 |  | 0 |  | 0.0025814
| 0.00026229 |  | 0 |  | 0 |  | #REF! |  | 2.0739e-06 |  | 0 |  | 8.746e-06 |  | 0.00064879 |  | 0.00029002 |  | 0 |  | 0.00022957 |  | 2.2541e-05 |  | 6.0054e-05 |  | 0.0065084 |  | 0.013687 |  | 0.00061028 |  | 0 |  | 0.0026394
| 0.00017652 |  | 0 |  | 0 |  | #REF! |  | 4.4071e-06 |  | 0 |  | 8.3778e-06 |  | 0.00063722 |  | 0.00026977 |  | 0 |  | 0.00025193 |  | 2.5828e-05 |  | 6.0065e-05 |  | 0.0065875 |  | 0.018828 |  | 0.00063698 |  | 0 |  | 0.0026796
| 0.00020045 |  | 0 |  | 0 |  | #REF! |  | 2.3333e-06 |  | 0 |  | 8.0868e-06 |  | 0.00063957 |  | 0.00030195 |  | 0 |  | 0.00020106 |  | 2.5856e-05 |  | 5.9936e-05 |  | 0.0066346 |  | 0.017444 |  | 0.00069155 |  | 0 |  | 0.002701
| 0.00014891 |  | 0 |  | 0 |  | #REF! |  | 0 |  | 0 |  | 8.4254e-06 |  | 0.00063961 |  | 0.00030315 |  | 0 |  | 0.00019134 |  | 2.5921e-05 |  | 6.0065e-05 |  | 0.006641 |  | 0.0085044 |  | 0.00077479 |  | 0 |  | 0.0027036
| 0.00012191 |  | 0 |  | 0 |  | #REF! |  | 2.0743e-06 |  | 0 |  | 8.5636e-06 |  | 0.00063426 |  | 0.00024147 |  | 0 |  | 0.00021223 |  | 2.4624e-05 |  | 6.0054e-05 |  | 0.0066167 |  | 0.012628 |  | 0.0008804 |  | 0 |  | 0.002686
| 0.00025233 |  | 0 |  | 0 |  | #REF! |  | 2.8522e-06 |  | 0 |  | 8.6568e-06 |  | 0.00062967 |  | 0.00018651 |  | 0 |  | 0.00022567 |  | 2.1589e-05 |  | 6.0065e-05 |  | 0.0065644 |  | 0.013801 |  | 0.00081685 |  | 0 |  | 0.0026517
| 0.0003573 |  | 0 |  | 0 |  | #REF! |  | 1.2965e-06 |  | 0 |  | 8.949e-06 |  | 0.00063202 |  | 0.0002143 |  | 0 |  | 0.00022479 |  | 2.3815e-05 |  | 6.0065e-05 |  | 0.0065017 |  | 0.010591 |  | 0.00070346 |  | 0 |  | 0.0026082
| 0.00038662 |  | 0 |  | 0 |  | #REF! |  | 1.2965e-06 |  | 0 |  | 9.2867e-06 |  | 0.0006382 |  | 0.00021309 |  | 0 |  | 0.00017058 |  | 2.3728e-05 |  | 6.0065e-05 |  | 0.0064314 |  | 0.013333 |  | 0.00063456 |  | 0 |  | 0.0025509
| 0.00039207 |  | 0 |  | 0 |  | #REF! |  | 7.7801e-07 |  | 0 |  | 8.7813e-06 |  | 0.00064368 |  | 0.00025271 |  | 0 |  | 0.00013661 |  | 2.1792e-05 |  | 6.0194e-05 |  | 0.0063612 |  | 0.017555 |  | 0.00056773 |  | 0 |  | 0.0025002
| 0.00043298 |  | 0 |  | 0 |  | #REF! |  | 7.7801e-07 |  | 0 |  | 8.7665e-06 |  | 0.00064522 |  | 0.00034719 |  | 0 |  | 0.00011713 |  | 2.3674e-05 |  | 6.0065e-05 |  | 0.0062975 |  | 0.018814 |  | 0.00065175 |  | 0 |  | 0.002447
| 0.00050173 |  | 0 |  | 0 |  | #REF! |  | 7.7806e-07 |  | 0 |  | 8.8439e-06 |  | 0.00063836 |  | 0.00036459 |  | 0 |  | 0.00010611 |  | 2.4951e-05 |  | 6.0065e-05 |  | 0.0062226 |  | 0.017972 |  | 0.00070407 |  | 0 |  | 0.002408
| 0.00039753 |  | 0 |  | 0 |  | #REF! |  | 0 |  | 0 |  | 8.8137e-06 |  | 0.00063605 |  | 0.00025983 |  | 0 |  | 0.00014854 |  | 2.4214e-05 |  | 6.0361e-05 |  | 0.00615 |  | 0.013492 |  | 0.00073355 |  | 0 |  | 0.0023737
| 0.00026169 |  | 0 |  | 0 |  | #REF! |  | 0 |  | 0 |  | 9.7203e-06 |  | 0.00063531 |  | 0.00021986 |  | 0 |  | 0.00020075 |  | 2.3384e-05 |  | 6.0808e-05 |  | 0.0060737 |  | 0.0090783 |  | 0.00065284 |  | 0 |  | 0.002359
| 0.00032656 |  | 0 |  | 0 |  | #REF! |  | 7.7821e-07 |  | 0 |  | 8.1699e-06 |  | 0.00063844 |  | 0.00024062 |  | 0 |  | 0.00021534 |  | 2.7129e-05 |  | 6.0678e-05 |  | 0.0059934 |  | 0.010884 |  | 0.00058608 |  | 0 |  | 0.0023546
| 0.0002957 |  | 0 |  | 0 |  | #REF! |  | 4.4096e-06 |  | 0 |  | 8.7079e-06 |  | 0.00063617 |  | 0.00024024 |  | 0 |  | 0.00022903 |  | 2.9662e-05 |  | 6.0678e-05 |  | 0.0059182 |  | 0.010496 |  | 0.00079166 |  | 0 |  | 0.0023632
| 0.00030035 |  | 0 |  | 0 |  | #REF! |  | 4.4102e-06 |  | 0 |  | 8.1095e-06 |  | 0.00062926 |  | 0.0002513 |  | 0 |  | 0.00023974 |  | 2.9181e-05 |  | 6.1115e-05 |  | 0.0058433 |  | 0.013313 |  | 0.00082761 |  | 0 |  | 0.002384
| 0.00033048 |  | 0 |  | 0 |  | #REF! |  | 1.2971e-06 |  | 0 |  | 8.3097e-06 |  | 0.00063007 |  | 0.00033662 |  | 0 |  | 0.00021752 |  | 2.8144e-05 |  | 6.1291e-05 |  | 0.0057727 |  | 0.013245 |  | 0.0006697 |  | 0 |  | 0.0024151
| 0.00032585 |  | 0 |  | 0 |  | #REF! |  | 1.2972e-06 |  | 0 |  | 8.9862e-06 |  | 0.00063162 |  | 0.00037895 |  | 0 |  | 0.00018139 |  | 2.7851e-05 |  | 6.1729e-05 |  | 0.0056966 |  | 0.012262 |  | 0.00066035 |  | 0 |  | 0.0024532
| 0.00032666 |  | 0 |  | 0 |  | #REF! |  | 1.2973e-06 |  | 0 |  | 7.8346e-06 |  | 0.00063633 |  | 0.00029641 |  | 0 |  | 0.00020968 |  | 2.7071e-05 |  | 6.1904e-05 |  | 0.0056181 |  | 0.015263 |  | 0.00063498 |  | 0 |  | 0.0024998
| 0.00024131 |  | 0 |  | 0 |  | #REF! |  | 5.1894e-07 |  | 0 |  | 8.1583e-06 |  | 0.00063556 |  | 0.00021218 |  | 0 |  | 0.00024893 |  | 2.4623e-05 |  | 6.2036e-05 |  | 0.0055338 |  | 0.012022 |  | 0.00066585 |  | 0 |  | 0.0025402
| 0.00024288 |  | 0 |  | 0 |  | #REF! |  | 5.1894e-07 |  | 0 |  | 8.1429e-06 |  | 0.00063564 |  | 0.00018538 |  | 0 |  | 0.00022971 |  | 2.5421e-05 |  | 6.2344e-05 |  | 0.0054583 |  | 0.011359 |  | 0.00067343 |  | 0 |  | 0.00258
| 0.00029427 |  | 0 |  | 0 |  | #REF! |  | 1.2974e-06 |  | 0 |  | 8.5122e-06 |  | 0.00063642 |  | 0.00026937 |  | 0 |  | 0.00020377 |  | 2.8503e-05 |  | 6.2651e-05 |  | 0.0054012 |  | 0.0096371 |  | 0.00068237 |  | 0 |  | 0.0026163
| 0.00039392 |  | 0 |  | 0 |  | #REF! |  | 1.2975e-06 |  | 0 |  | 9.0198e-06 |  | 0.00063337 |  | 0.00025019 |  | 0 |  | 0.00020307 |  | 3.0304e-05 |  | 6.2823e-05 |  | 0.0053844 |  | 0.0064402 |  | 0.00066314 |  | 0 |  | 0.0026371
| 0.0003646 |  | 0 |  | 0 |  | #REF! |  | 2.8546e-06 |  | 0 |  | 8.0374e-06 |  | 0.00063573 |  | 0.00026927 |  | 0 |  | 0.0002207 |  | 3.1314e-05 |  | 6.3265e-05 |  | 0.0054154 |  | 0.011603 |  | 0.00065959 |  | 0 |  | 0.0026542
| 0.00023948 |  | 0 |  | 0 |  | #REF! |  | 2.8547e-06 |  | 0 |  | 8.8827e-06 |  | 0.00063886 |  | 0.00028971 |  | 0 |  | 0.00020524 |  | 3.131e-05 |  | 6.3572e-05 |  | 0.0055044 |  | 0.012023 |  | 0.00080168 |  | 0 |  | 0.0026584
| 0.00024876 |  | 0 |  | 0 |  | #REF! |  | 2.8549e-06 |  | 0 |  | 8.6687e-06 |  | 0.00063581 |  | 0.0002856 |  | 0 |  | 0.00018887 |  | 2.9684e-05 |  | 6.4186e-05 |  | 0.0056432 |  | 0.0063998 |  | 0.00082522 |  | 0 |  | 0.0026547
| 0.0002565 |  | 0 |  | 0 |  | #REF! |  | 2.336e-06 |  | 0 |  | 8.3766e-06 |  | 0.00062272 |  | 0.00027936 |  | 0 |  | 0.00019805 |  | 3.0568e-05 |  | 6.4493e-05 |  | 0.0058129 |  | 0.0082488 |  | 0.00077952 |  | 0 |  | 0.0026418
| 0.00031754 |  | 0 |  | 0 |  | #REF! |  | 7.7871e-07 |  | 0 |  | 9.8534e-06 |  | 0.00061267 |  | 0.00025638 |  | 0 |  | 0.00020106 |  | 3.1501e-05 |  | 6.48e-05 |  | 0.0060087 |  | 0.012845 |  | 0.00077729 |  | 0 |  | 0.0026314
| 0.00039099 |  | 0 |  | 0 |  | #REF! |  | 1.2979e-06 |  | 0 |  | 7.7941e-06 |  | 0.00061661 |  | 0.0002599 |  | 0 |  | 0.00021172 |  | 3.2309e-05 |  | 6.5108e-05 |  | 0.0061966 |  | 0.01469 |  | 0.00077013 |  | 0 |  | 0.0026156
| 0.00039408 |  | 0 |  | 0 |  | #REF! |  | 2.8555e-06 |  | 0 |  | 9.3775e-06 |  | 0.00062434 |  | 0.00018319 |  | 0 |  | 0.00021992 |  | 3.334e-05 |  | 6.5415e-05 |  | 0.0063644 |  | 0.012451 |  | 0.00074365 |  | 0 |  | 0.0026004
| 0.00038795 |  | 0 |  | 0 |  | #REF! |  | 2.3364e-06 |  | 0 |  | 8.1334e-06 |  | 0.00062674 |  | 0.00013616 |  | 0 |  | 0.00020685 |  | 3.2198e-05 |  | 6.617e-05 |  | 0.0064998 |  | 0.010221 |  | 0.00077258 |  | 0 |  | 0.002576
| 0.00035781 |  | 0 |  | 0 |  | #REF! |  | 2.3364e-06 |  | 0 |  | 7.9801e-06 |  | 0.0006306 |  | 0.00015983 |  | 0 |  | 0.0002074 |  | 3.147e-05 |  | 6.6336e-05 |  | 0.0065847 |  | 0.011088 |  | 0.00079497 |  | 0 |  | 0.0025507
| 0.0003586 |  | 0 |  | 0 |  | #REF! |  | 2.3366e-06 |  | 0 |  | 1.0256e-05 |  | 0.00063528 |  | 0.0001865 |  | 0 |  | 0.00022745 |  | 3.2453e-05 |  | 6.6643e-05 |  | 0.0066166 |  | 0.011405 |  | 0.00081594 |  | 0 |  | 0.0025193
| 0.00045601 |  | 0 |  | 0 |  | #REF! |  | 2.3367e-06 |  | 0 |  | 8.7193e-06 |  | 0.00064537 |  | 0.00016681 |  | 0 |  | 0.00021527 |  | 3.2854e-05 |  | 6.7257e-05 |  | 0.0065884 |  | 0.012234 |  | 0.00090402 |  | 0 |  | 0.0024854
| 0.00042667 |  | 0 |  | 0 |  | #REF! |  | 2.3369e-06 |  | 0 |  | 9.0582e-06 |  | 0.00065082 |  | 0.00013663 |  | 0 |  | 0.00015842 |  | 3.1066e-05 |  | 6.8017e-05 |  | 0.0064985 |  | 0.014682 |  | 0.00098617 |  | 0 |  | 0.0024359
| 0.00035249 |  | 0 |  | 0 |  | #REF! |  | 7.7896e-07 |  | 0 |  | 8.2283e-06 |  | 0.00065396 |  | 0.00015777 |  | 0 |  | 0.00017386 |  | 3.2274e-05 |  | 6.8486e-05 |  | 0.0063576 |  | 0.013169 |  | 0.0010026 |  | 0 |  | 0.0023868
| 0.0003293 |  | 0 |  | 0 |  | #REF! |  | 7.7906e-07 |  | 0 |  | 8.2596e-06 |  | 0.00065087 |  | 0.00020347 |  | 0 |  | 0.00021291 |  | 3.3335e-05 |  | 6.8953e-05 |  | 0.0061826 |  | 0.014066 |  | 0.00079867 |  | 0 |  | 0.0023271
| 0.0002845 |  | 0 |  | 0 |  | #REF! |  | 2.337e-06 |  | 0 |  | 9.4446e-06 |  | 0.00064322 |  | 0.00021369 |  | 0 |  | 0.00021796 |  | 3.4268e-05 |  | 6.91e-05 |  | 0.0059877 |  | 0.012408 |  | 0.00062035 |  | 0 |  | 0.0022632
| 0.00023117 |  | 0 |  | 0 |  | #REF! |  | 2.3373e-06 |  | 0 |  | 9.8144e-06 |  | 0.00064326 |  | 0.00018522 |  | 0 |  | 0.00023114 |  | 3.4032e-05 |  | 6.9864e-05 |  | 0.005789 |  | 0.010227 |  | 0.00064658 |  | 0 |  | 0.0021946
| 0.00020102 |  | 0 |  | 0 |  | #REF! |  | 2.3373e-06 |  | 0 |  | 9.1381e-06 |  | 0.0006479 |  | 0.00022526 |  | 0 |  | 0.00023151 |  | 3.2884e-05 |  | 7.0328e-05 |  | 0.005607 |  | 0.017299 |  | 0.00073754 |  | 0 |  | 0.0021333
| 0.00020954 |  | 0 |  | 0 |  | #REF! |  | 2.3376e-06 |  | 0 |  | 8.9233e-06 |  | 0.00065877 |  | 0.00023379 |  | 0 |  | 0.0002387 |  | 3.3454e-05 |  | 7.1095e-05 |  | 0.0054572 |  | 0.01784 |  | 0.00087814 |  | 0 |  | 0.0020748
| 0.00031549 |  | 0 |  | 0 |  | #REF! |  | 2.3375e-06 |  | 0 |  | 8.5392e-06 |  | 0.00065726 |  | 0.00022845 |  | 0 |  | 0.00020634 |  | 3.295e-05 |  | 7.171e-05 |  | 0.0053444 |  | 0.020345 |  | 0.00096132 |  | 0 |  | 0.0020245
| 0.00027297 |  | 0 |  | 0 |  | #REF! |  | 2.3378e-06 |  | 0 |  | 9.0328e-06 |  | 0.00065035 |  | 0.00028708 |  | 0 |  | 0.00020305 |  | 3.2691e-05 |  | 7.2031e-05 |  | 0.005268 |  | 0.021909 |  | 0.00089419 |  | 0 |  | 0.0019875
| 0.00021886 |  | 0 |  | 0 |  | #REF! |  | 7.7926e-07 |  | 0 |  | 8.9866e-06 |  | 0.00064265 |  | 0.00021711 |  | 0 |  | 0.00022374 |  | 3.3773e-05 |  | 7.2171e-05 |  | 0.005227 |  | 0.015784 |  | 0.00087402 |  | 0 |  | 0.0019584
| 0.00030163 |  | 0 |  | 0 |  | #REF! |  | 1.2989e-06 |  | 0 |  | 8.2639e-06 |  | 0.00063264 |  | 0.00016882 |  | 0 |  | 0.00020307 |  | 3.6657e-05 |  | 7.3001e-05 |  | 0.0052172 |  | 0.013794 |  | 0.00097329 |  | 0 |  | 0.0019442
| 0.00025911 |  | 0 |  | 0 |  | #REF! |  | 1.2989e-06 |  | 0 |  | 8.1875e-06 |  | 0.00062572 |  | 0.00017 |  | 0 |  | 0.00017809 |  | 3.7012e-05 |  | 7.3649e-05 |  | 0.0052278 |  | 0.011226 |  | 0.00093462 |  | 0 |  | 0.0019454
| 0.00026918 |  | 0 |  | 0 |  | #REF! |  | 7.7941e-07 |  | 0 |  | 8.2347e-06 |  | 0.00062344 |  | 0.00020717 |  | 0 |  | 0.00017215 |  | 3.4535e-05 |  | 7.4215e-05 |  | 0.0052492 |  | 0.007549 |  | 0.00087439 |  | 0 |  | 0.0019539
| 0.00022322 |  | 0 |  | 0 |  | #REF! |  | 0 |  | 0 |  | 8.5734e-06 |  | 0.00062808 |  | 0.00027247 |  | 0 |  | 0.00019482 |  | 3.4098e-05 |  | 7.4799e-05 |  | 0.0052823 |  | 0.0081679 |  | 0.00087433 |  | 0 |  | 0.0019781
| 0.00014123 |  | 0 |  | 0 |  | #REF! |  | 0 |  | 0 |  | 8.1121e-06 |  | 0.00063663 |  | 0.00028711 |  | 0 |  | 0.00018233 |  | 3.7326e-05 |  | 7.5361e-05 |  | 0.0053222 |  | 0.0094226 |  | 0.00094956 |  | 0 |  | 0.0020072
| 0.0002731 |  | 0 |  | 0 |  | #REF! |  | 0 |  | 0 |  | 8.4827e-06 |  | 0.00063981 |  | 0.00031463 |  | 0 |  | 0.00019637 |  | 3.9237e-05 |  | 7.5939e-05 |  | 0.0053756 |  | 0.010162 |  | 0.001085 |  | 0 |  | 0.0020487
| 0.00042938 |  | 0 |  | 0 |  | #REF! |  | 5.1971e-07 |  | 0 |  | 7.8053e-06 |  | 0.00063826 |  | 0.00023521 |  | 0 |  | 0.00019664 |  | 3.9812e-05 |  | 7.6521e-05 |  | 0.005454 |  | 0.012338 |  | 0.001265 |  | 0 |  | 0.0020922
| 0.00030979 |  | 0 |  | 0 |  | #REF! |  | 5.1971e-07 |  | 0 |  | 8.9611e-06 |  | 0.00062979 |  | 0.00013843 |  | 0 |  | 0.00015986 |  | 4.0114e-05 |  | 7.7286e-05 |  | 0.0055495 |  | 0.013907 |  | 0.00134 |  | 0 |  | 0.0021391
| 0.00031987 |  | 0 |  | 0 |  | #REF! |  | 5.1974e-07 |  | 0 |  | 8.6531e-06 |  | 0.00062055 |  | 0.00018333 |  | 0 |  | 0.00018658 |  | 4.0398e-05 |  | 7.7697e-05 |  | 0.0056762 |  | 0.010701 |  | 0.001305 |  | 0 |  | 0.002187
| 0.00040392 |  | 0 |  | 0 |  | #REF! |  | 5.1978e-07 |  | 0 |  | 7.6687e-06 |  | 0.00062523 |  | 0.00027059 |  | 0 |  | 0.00022776 |  | 4.1005e-05 |  | 7.8284e-05 |  | 0.0058243 |  | 0.0068103 |  | 0.001285 |  | 0 |  | 0.0022346
| 0.00047979 |  | 0 |  | 0 |  | #REF! |  | 5.1978e-07 |  | 0 |  | 8.9777e-06 |  | 0.00063765 |  | 0.00025841 |  | 0 |  | 0.00024808 |  | 3.9499e-05 |  | 7.9057e-05 |  | 0.0059809 |  | 0.0078232 |  | 0.001245 |  | 0 |  | 0.0022808
| 0.00055872 |  | 0 |  | 0 |  | #REF! |  | 1.2995e-06 |  | 0 |  | 8.0394e-06 |  | 0.00064771 |  | 0.00025999 |  | 0 |  | 0.00021002 |  | 3.9739e-05 |  | 7.9465e-05 |  | 0.0061392 |  | 0.0091458 |  | 0.001165 |  | 0 |  | 0.0023259
| 0.00027866 |  | 0 |  | 0 |  | #REF! |  | 1.2996e-06 |  | 0 |  | 8.5014e-06 |  | 0.00064315 |  | 0.00027206 |  | 0 |  | 0.00015456 |  | 4.1391e-05 |  | 8.005e-05 |  | 0.006282 |  | 0.011344 |  | 0.001165 |  | 0 |  | 0.0023689
| 0.00012111 |  | 0 |  | 0 |  | #REF! |  | 5.1988e-07 |  | 0 |  | 8.8414e-06 |  | 0.00063928 |  | 0.00018446 |  | 0 |  | 0.00014318 |  | 4.2206e-05 |  | 8.0824e-05 |  | 0.0064071 |  | 0.01198 |  | 0.00125 |  | 0 |  | 0.002414
| 0.00023641 |  | 0 |  | 0 |  | #REF! |  | 5.1988e-07 |  | 0 |  | 8.3336e-06 |  | 0.00064706 |  | 0.00015114 |  | 0 |  | 0.00016536 |  | 4.3216e-05 |  | 8.1223e-05 |  | 0.0065078 |  | 0.010156 |  | 0.00122 |  | 0 |  | 0.0024517
| 0.00045594 |  | 0 |  | 0 |  | #REF! |  | 2.8597e-06 |  | 0 |  | 7.4869e-06 |  | 0.00065179 |  | 0.0001862 |  | 0 |  | 0.0002081 |  | 4.3627e-05 |  | 8.1979e-05 |  | 0.0065778 |  | 0.0068766 |  | 0.001305 |  | 0 |  | 0.0024934
| 0.00055426 |  | 0 |  | 0 |  | #REF! |  | 2.3396e-06 |  | 0 |  | 8.1031e-06 |  | 0.00064715 |  | 0.00023248 |  | 0 |  | 0.00022117 |  | 4.3259e-05 |  | 8.2575e-05 |  | 0.0066349 |  | 0.0026323 |  | 0.00151 |  | 0 |  | 0.0025274
| 0.00037856 |  | 0 |  | 0 |  | #REF! |  | 2.3399e-06 |  | 0 |  | 7.796e-06 |  | 0.00063558 |  | 0.00024587 |  | 0 |  | 0.00022478 |  | 4.2998e-05 |  | 8.2957e-05 |  | 0.0066657 |  | 0.0063711 |  | 0.001525 |  | 0 |  | 0.0025642
| 0.00032437 |  | 0 |  | 0 |  | #REF! |  | 2.3399e-06 |  | 0 |  | 9.1524e-06 |  | 0.00062938 |  | 0.00021768 |  | 0 |  | 0.00022756 |  | 4.3556e-05 |  | 8.3702e-05 |  | 0.006678 |  | 0.012597 |  | 0.0015 |  | 0 |  | 0.002596
| 0.00037319 |  | 0 |  | 0 |  | #REF! |  | 0 |  | 0 |  | 9.2609e-06 |  | 0.00063179 |  | 0.00019033 |  | 0 |  | 0.00020921 |  | 4.4586e-05 |  | 8.4282e-05 |  | 0.0066747 |  | 0.01416 |  | 0.00154 |  | 0 |  | 0.0026246
| 0.00038405 |  | 0 |  | 0 |  | #REF! |  | 0 |  | 0 |  | 7.3198e-06 |  | 0.00063802 |  | 0.00026261 |  | 0 |  | 0.00019099 |  | 4.2704e-05 |  | 8.4824e-05 |  | 0.0066455 |  | 0.010603 |  | 0.001545 |  | 0 |  | 0.00265
| 0.0003647 |  | 0 |  | 0 |  | #REF! |  | 7.8011e-07 |  | 0 |  | 7.721e-06 |  | 0.00064344 |  | 0.00028133 |  | 0 |  | 0.00016648 |  | 4.2337e-05 |  | 8.5188e-05 |  | 0.0065897 |  | 0.010943 |  | 0.00157 |  | 0 |  | 0.0026693
| 0.00030047 |  | 0 |  | 0 |  | #REF! |  | 7.8011e-07 |  | 0 |  | 8.2763e-06 |  | 0.0006443 |  | 0.00021533 |  | 0 |  | 0.00017414 |  | 4.5267e-05 |  | 8.5923e-05 |  | 0.0064946 |  | 0.017069 |  | 0.00162 |  | 0 |  | 0.0026827
| 0.00031131 |  | 0 |  | 0 |  | #REF! |  | 7.8016e-07 |  | 0 |  | 8.9088e-06 |  | 0.00063811 |  | 0.00022194 |  | 0 |  | 0.00016827 |  | 4.6002e-05 |  | 8.6438e-05 |  | 0.0063495 |  | 0.016777 |  | 0.001725 |  | 0 |  | 0.0026887
| 0.00033224 |  | 0 |  | 0 |  | #REF! |  | 1.3004e-06 |  | 0 |  | 8.5702e-06 |  | 0.00063505 |  | 0.00019289 |  | 0 |  | 0.00013956 |  | 4.31e-05 |  | 8.6974e-05 |  | 0.006156 |  | 0.010227 |  | 0.00185 |  | 0 |  | 0.0026865
| 0.00027959 |  | 0 |  | 0 |  | #REF! |  | 1.3004e-06 |  | 0 |  | 9.1412e-06 |  | 0.00063122 |  | 0.000209 |  | 0 |  | 0.000151 |  | 4.3785e-05 |  | 8.7468e-05 |  | 0.005927 |  | 0.0094055 |  | 0.002 |  | 0 |  | 0.0026745
| 0.0002099 |  | 0 |  | 0 |  | #REF! |  | 7.8026e-07 |  | 0 |  | 7.3997e-06 |  | 0.00062893 |  | 0.00028092 |  | 0 |  | 0.00016018 |  | 5.0887e-05 |  | 8.8171e-05 |  | 0.0056817 |  | 0.010197 |  | 0.00203 |  | 0 |  | 0.0026584
| 0.00036484 |  | 0 |  | 0 |  | #REF! |  | 2.3409e-06 |  | 0 |  | 8.7878e-06 |  | 0.00062975 |  | 0.00027534 |  | 0 |  | 0.00016406 |  | 4.9952e-05 |  | 8.8456e-05 |  | 0.0054497 |  | 0.0069709 |  | 0.00194 |  | 0 |  | 0.0026298
| 0.00040047 |  | 0 |  | 0 |  | #REF! |  | 2.3411e-06 |  | 0 |  | 7.9095e-06 |  | 0.00063207 |  | 0.00021869 |  | 0 |  | 0.00017919 |  | 4.6342e-05 |  | 8.8943e-05 |  | 0.0052676 |  | 0.0089818 |  | 0.002055 |  | 0 |  | 0.0026021
| 0.00033157 |  | 0 |  | 0 |  | #REF! |  | 2.3411e-06 |  | 0 |  | 9.0356e-06 |  | 0.00063448 |  | 0.00018085 |  | 0 |  | 0.00016623 |  | 4.9598e-05 |  | 8.9385e-05 |  | 0.005164 |  | 0.010045 |  | 0.00215 |  | 0 |  | 0.0025693
| 0.0003827 |  | 0 |  | 0 |  | #REF! |  | 2.3412e-06 |  | 0 |  | 9.7147e-06 |  | 0.00063138 |  | 0.00021792 |  | 0 |  | 0.0001693 |  | 4.8322e-05 |  | 9.0039e-05 |  | 0.0051467 |  | 0.010784 |  | 0.00206 |  | 0 |  | 0.0025339
| 0.0003719 |  | 0 |  | 0 |  | #REF! |  | 2.3414e-06 |  | 0 |  | 7.6648e-06 |  | 0.00063069 |  | 0.00026843 |  | 0 |  | 0.00020956 |  | 4.5394e-05 |  | 9.0262e-05 |  | 0.0052058 |  | 0.012084 |  | 0.0021 |  | 0 |  | 0.0025057
| 0.00044009 |  | 0 |  | 0 |  | #REF! |  | 2.3415e-06 |  | 0 |  | 8.3588e-06 |  | 0.00062991 |  | 0.00023471 |  | 0 |  | 0.0002319 |  | 4.5818e-05 |  | 9.069e-05 |  | 0.0053238 |  | 0.011142 |  | 0.002205 |  | 0 |  | 0.002479
| 0.00042772 |  | 0 |  | 0 |  | #REF! |  | 2.3415e-06 |  | 0 |  | 8.2205e-06 |  | 0.0006315 |  | 0.0001546 |  | 0 |  | 0.00021115 |  | 4.3417e-05 |  | 9.1266e-05 |  | 0.0054673 |  | 0.010463 |  | 0.002265 |  | 0 |  | 0.0024591
| 0.00032856 |  | 0 |  | 0 |  | #REF! |  | 2.3417e-06 |  | 0 |  | 8.6529e-06 |  | 0.00063542 |  | 0.00012006 |  | 0 |  | 0.00014306 |  | 4.0467e-05 |  | 9.147e-05 |  | 0.005616 |  | 0.012978 |  | 0.002395 |  | 0 |  | 0.0024462
| 0.00040452 |  | 0 |  | 0 |  | #REF! |  | 7.8061e-07 |  | 0 |  | 8.4998e-06 |  | 0.00063778 |  | 0.00017556 |  | 0 |  | 0.00013277 |  | 4.1928e-05 |  | 9.2014e-05 |  | 0.0057483 |  | 0.01392 |  | 0.00254 |  | 0 |  | 0.0024435
| 0.00049677 |  | 0 |  | 0 |  | #REF! |  | 7.8066e-07 |  | 0 |  | 7.204e-06 |  | 0.00063085 |  | 0.00026989 |  | 0 |  | 0.0001695 |  | 4.1985e-05 |  | 9.2181e-05 |  | 0.0058652 |  | 0.012267 |  | 0.00248 |  | 0 |  | 0.0024517
| 0.00042237 |  | 0 |  | 0 |  | #REF! |  | 0 |  | 0 |  | 7.7136e-06 |  | 0.00062697 |  | 0.00027013 |  | 0 |  | 0.00014058 |  | 4.2538e-05 |  | 9.2707e-05 |  | 0.0059645 |  | 0.013055 |  | 0.002425 |  | 0 |  | 0.0024711
| 0.000355 |  | 0 |  | 0 |  | #REF! |  | 5.2048e-07 |  | 0 |  | 8.2237e-06 |  | 0.00062783 |  | 0.00025415 |  | 0 |  | 0.00010528 |  | 4.3523e-05 |  | 9.3005e-05 |  | 0.0060594 |  | 0.013787 |  | 0.002715 |  | 0 |  | 0.0024925
| 0.00031779 |  | 0 |  | 0 |  | #REF! |  | 1.3013e-06 |  | 0 |  | 7.3134e-06 |  | 0.00063093 |  | 0.00023488 |  | 0 |  | 0.00013185 |  | 4.2359e-05 |  | 9.3317e-05 |  | 0.006149 |  | 0.011847 |  | 0.00296 |  | 0 |  | 0.0025229
| 0.00037365 |  | 0 |  | 0 |  | #REF! |  | 1.3013e-06 |  | 0 |  | 7.8699e-06 |  | 0.00062791 |  | 0.00023012 |  | 0 |  | 0.00019025 |  | 4.0708e-05 |  | 9.3374e-05 |  | 0.0062396 |  | 0.010636 |  | 0.00297 |  | 0 |  | 0.0025472
| 0.00037132 |  | 0 |  | 0 |  | #REF! |  | 2.8632e-06 |  | 0 |  | 7.4532e-06 |  | 0.00062171 |  | 0.00023721 |  | 0 |  | 0.00022371 |  | 4.0571e-05 |  | 9.3844e-05 |  | 0.0063194 |  | 0.013346 |  | 0.002835 |  | 0 |  | 0.0025737
| 0.00037522 |  | 0 |  | 0 |  | #REF! |  | 2.8632e-06 |  | 0 |  | 7.5005e-06 |  | 0.00062408 |  | 0.00022417 |  | 0 |  | 0.00023143 |  | 4.1656e-05 |  | 9.4082e-05 |  | 0.0063847 |  | 0.012118 |  | 0.002785 |  | 0 |  | 0.002585
| 0.00036904 |  | 0 |  | 0 |  | #REF! |  | 2.8632e-06 |  | 0 |  | 7.6394e-06 |  | 0.00062412 |  | 0.00024423 |  | 0 |  | 0.00021854 |  | 3.9464e-05 |  | 9.4285e-05 |  | 0.006421 |  | 0.010895 |  | 0.002905 |  | 0 |  | 0.0025939
| 0.00033648 |  | 0 |  | 0 |  | #REF! |  | 2.8635e-06 |  | 0 |  | 7.378e-06 |  | 0.00062024 |  | 0.00018957 |  | 0 |  | 0.00019691 |  | 3.8197e-05 |  | 9.4501e-05 |  | 0.0064126 |  | 0.010779 |  | 0.00301 |  | 0 |  | 0.0025889
| 0.00024147 |  | 0 |  | 0 |  | #REF! |  | 1.3016e-06 |  | 0 |  | 7.6867e-06 |  | 0.00061334 |  | 0.00018953 |  | 0 |  | 0.00017647 |  | 3.684e-05 |  | 9.4682e-05 |  | 0.0063701 |  | 0.010299 |  | 0.00324 |  | 0 |  | 0.0025762
| 0.0002756 |  | 0 |  | 0 |  | #REF! |  | 7.8101e-07 |  | 0 |  | 7.9347e-06 |  | 0.00061183 |  | 0.00024894 |  | 0 |  | 0.00016145 |  | 3.6676e-05 |  | 9.4828e-05 |  | 0.0062806 |  | 0.01185 |  | 0.003325 |  | 0 |  | 0.0025572
| 0.00046527 |  | 0 |  | 0 |  | #REF! |  | 7.8106e-07 |  | 0 |  | 7.3481e-06 |  | 0.00061028 |  | 0.00021049 |  | 0 |  | 0.00016782 |  | 3.5378e-05 |  | 9.4988e-05 |  | 0.0061602 |  | 0.0095325 |  | 0.00334 |  | 0 |  | 0.0025376
| 0.00041877 |  | 0 |  | 0 |  | #REF! |  | 2.8639e-06 |  | 0 |  | 8.5842e-06 |  | 0.00060799 |  | 0.00017788 |  | 0 |  | 0.00019478 |  | 3.4033e-05 |  | 9.5096e-05 |  | 0.0060284 |  | 0.0094928 |  | 0.00358 |  | 0 |  | 0.0025176
| 0.00040484 |  | 0 |  | 0 |  | #REF! |  | 2.8641e-06 |  | 0 |  | 7.9826e-06 |  | 0.00061036 |  | 0.00024501 |  | 0 |  | 0.00021926 |  | 3.3944e-05 |  | 9.5426e-05 |  | 0.0059026 |  | 0.011757 |  | 0.00375 |  | 0 |  | 0.002505
| 0.00042816 |  | 0 |  | 0 |  | #REF! |  | 1.3019e-06 |  | 0 |  | 7.4885e-06 |  | 0.00062052 |  | 0.00028239 |  | 0 |  | 0.0002033 |  | 3.3676e-05 |  | 9.5316e-05 |  | 0.0057996 |  | 0.0084046 |  | 0.003805 |  | 0 |  | 0.0024893
| 0.00048553 |  | 0 |  | 0 |  | #REF! |  | 2.8645e-06 |  | 0 |  | 8.277e-06 |  | 0.00063289 |  | 0.00023135 |  | 0 |  | 0.00019263 |  | 3.2946e-05 |  | 9.5388e-05 |  | 0.0057388 |  | 0.0084373 |  | 0.003835 |  | 0 |  | 0.0024805
| 0.00041578 |  | 0 |  | 0 |  | #REF! |  | 2.3436e-06 |  | 0 |  | 8.1694e-06 |  | 0.00063685 |  | 0.00017685 |  | 0 |  | 0.00019687 |  | 3.1374e-05 |  | 9.565e-05 |  | 0.0057205 |  | 0.011559 |  | 0.003935 |  | 0 |  | 0.0024753
| 0.00026453 |  | 0 |  | 0 |  | #REF! |  | 2.3438e-06 |  | 0 |  | 8.9416e-06 |  | 0.00063146 |  | 0.00019692 |  | 0 |  | 0.00022688 |  | 3.2217e-05 |  | 9.5473e-05 |  | 0.0057433 |  | 0.010092 |  | 0.004035 |  | 0 |  | 0.0024676
| 0.00031653 |  | 0 |  | 0 |  | #REF! |  | 2.8648e-06 |  | 0 |  | 8.325e-06 |  | 0.00062607 |  | 0.00022475 |  | 0 |  | 0.00022781 |  | 3.4543e-05 |  | 9.572e-05 |  | 0.0058019 |  | 0.0064792 |  | 0.004095 |  | 0 |  | 0.0024539
| 0.00022779 |  | 0 |  | 0 |  | #REF! |  | 5.2088e-07 |  | 0 |  | 7.7849e-06 |  | 0.00062064 |  | 0.00018279 |  | 0 |  | 0.00021743 |  | 3.4564e-05 |  | 9.5529e-05 |  | 0.0058694 |  | 0.009031 |  | 0.00412 |  | 0 |  | 0.0024446
| 0.00025496 |  | 0 |  | 0 |  | #REF! |  | 5.2091e-07 |  | 0 |  | 8.5114e-06 |  | 0.00061913 |  | 0.00016578 |  | 0 |  | 0.00022338 |  | 3.3991e-05 |  | 9.5731e-05 |  | 0.0059514 |  | 0.011645 |  | 0.004175 |  | 0 |  | 0.0024289
| 0.00041743 |  | 0 |  | 0 |  | #REF! |  | 5.2094e-07 |  | 0 |  | 9.1762e-06 |  | 0.00061917 |  | 0.00024207 |  | 0 |  | 0.00017739 |  | 3.4544e-05 |  | 9.5497e-05 |  | 0.0060248 |  | 0.0094911 |  | 0.00427 |  | 0 |  | 0.002413
| 0.00037791 |  | 0 |  | 0 |  | #REF! |  | 5.2098e-07 |  | 0 |  | 8.2493e-06 |  | 0.00062158 |  | 0.00023594 |  | 0 |  | 0.0001512 |  | 3.1921e-05 |  | 9.569e-05 |  | 0.0061051 |  | 0.0091983 |  | 0.00435 |  | 0 |  | 0.0023965
| 0.00034064 |  | 0 |  | 0 |  | #REF! |  | 2.8654e-06 |  | 0 |  | 8.374e-06 |  | 0.0006161 |  | 0.00019231 |  | 0 |  | 0.00018376 |  | 2.9478e-05 |  | 9.5655e-05 |  | 0.0061755 |  | 0.0080679 |  | 0.004655 |  | 0 |  | 0.0023835
| 0.00033681 |  | 0 |  | 0 |  | #REF! |  | 2.8656e-06 |  | 0 |  | 7.7256e-06 |  | 0.00060532 |  | 0.00021526 |  | 0 |  | 0.0002021 |  | 3.0468e-05 |  | 9.5404e-05 |  | 0.0062521 |  | 0.009563 |  | 0.0049 |  | 0 |  | 0.0023743
| 0.00026753 |  | 0 |  | 0 |  | #REF! |  | 1.3026e-06 |  | 0 |  | 8.2515e-06 |  | 0.00059915 |  | 0.00020768 |  | 0 |  | 0.00019006 |  | 3.0606e-05 |  | 9.5532e-05 |  | 0.0063143 |  | 0.011886 |  | 0.00487 |  | 0 |  | 0.0023696
| 0.00020778 |  | 0 |  | 0 |  | #REF! |  | 7.8161e-07 |  | 0 |  | 8.3911e-06 |  | 0.00059919 |  | 0.00019197 |  | 0 |  | 0.00018592 |  | 2.9567e-05 |  | 9.5486e-05 |  | 0.0063565 |  | 0.0083671 |  | 0.004955 |  | 0 |  | 0.0023744
| 0.00023517 |  | 0 |  | 0 |  | #REF! |  | 0 |  | 0 |  | 7.7426e-06 |  | 0.00060773 |  | 0.00017328 |  | 0 |  | 0.00022811 |  | 2.8845e-05 |  | 9.5417e-05 |  | 0.0063673 |  | 0.0065783 |  | 0.005285 |  | 0 |  | 0.0023786
| 0.00034929 |  | 0 |  | 0 |  | #REF! |  | 5.2111e-07 |  | 0 |  | 8.1758e-06 |  | 0.00061242 |  | 0.00017388 |  | 0 |  | 0.00023967 |  | 2.726e-05 |  | 9.5341e-05 |  | 0.0063258 |  | 0.0079917 |  | 0.005505 |  | 0 |  | 0.0023923
| 0.00038502 |  | 0 |  | 0 |  | #REF! |  | 4.4297e-06 |  | 0 |  | 6.9244e-06 |  | 0.00061169 |  | 0.00017545 |  | 0 |  | 0.00017389 |  | 2.8145e-05 |  | 9.5261e-05 |  | 0.0062313 |  | 0.011279 |  | 0.00562 |  | 0 |  | 0.0024144
| 0.00043007 |  | 0 |  | 0 |  | #REF! |  | 3.9088e-06 |  | 0 |  | 8.0687e-06 |  | 0.00060551 |  | 0.00017789 |  | 0 |  | 0.00017867 |  | 3.0567e-05 |  | 9.5176e-05 |  | 0.0060681 |  | 0.011331 |  | 0.005865 |  | 0 |  | 0.0024391
| 0.00045882 |  | 0 |  | 0 |  | #REF! |  | 7.8176e-07 |  | 0 |  | 6.9562e-06 |  | 0.00059934 |  | 0.00022407 |  | 0 |  | 0.00023773 |  | 3.0656e-05 |  | 9.5073e-05 |  | 0.005858 |  | 0.00792 |  | 0.006135 |  | 0 |  | 0.0024666
| 0.00037811 |  | 0 |  | 0 |  | #REF! |  | 1.303e-06 |  | 0 |  | 8.0852e-06 |  | 0.00060016 |  | 0.00025805 |  | 0 |  | 0.00024151 |  | 2.9609e-05 |  | 9.5002e-05 |  | 0.0056231 |  | 0.0078084 |  | 0.006555 |  | 0 |  | 0.0025025
| 0.00024123 |  | 0 |  | 0 |  | #REF! |  | 5.2121e-07 |  | 0 |  | 7.5291e-06 |  | 0.0006002 |  | 0.0001981 |  | 0 |  | 0.00022293 |  | 2.8464e-05 |  | 9.512e-05 |  | 0.0053789 |  | 0.0071605 |  | 0.00687 |  | 0 |  | 0.0025349
| 0.0002785 |  | 0 |  | 0 |  | #REF! |  | 5.2128e-07 |  | 0 |  | 7.3441e-06 |  | 0.00059787 |  | 0.00020814 |  | 0 |  | 0.0002306 |  | 2.9409e-05 |  | 9.4836e-05 |  | 0.0051588 |  | 0.0083309 |  | 0.006905 |  | 0 |  | 0.0025642
| 0.0003906 |  | 0 |  | 0 |  | #REF! |  | 2.867e-06 |  | 0 |  | 7.2673e-06 |  | 0.00059484 |  | 0.0002519 |  | 0 |  | 0.00021785 |  | 2.9397e-05 |  | 9.4753e-05 |  | 0.0049915 |  | 0.012724 |  | 0.007085 |  | 0 |  | 0.0025846
| 0.00030829 |  | 0 |  | 0 |  | #REF! |  | 2.3459e-06 |  | 0 |  | 6.8193e-06 |  | 0.00059484 |  | 0.00024953 |  | 0 |  | 0.00019991 |  | 2.7657e-05 |  | 9.4878e-05 |  | 0.0048825 |  | 0.014192 |  | 0.007325 |  | 0 |  | 0.0025928
| 0.00038908 |  | 0 |  | 0 |  | #REF! |  | 0 |  | 0 |  | 8.5053e-06 |  | 0.00059876 |  | 0.00022782 |  | 0 |  | 0.00019554 |  | 2.825e-05 |  | 9.4607e-05 |  | 0.0048406 |  | 0.012808 |  | 0.007585 |  | 0 |  | 0.0025886
| 0.00044657 |  | 0 |  | 0 |  | #REF! |  | 0 |  | 0 |  | 7.4079e-06 |  | 0.00060501 |  | 0.00019088 |  | 0 |  | 0.00020406 |  | 2.8028e-05 |  | 9.454e-05 |  | 0.004859 |  | 0.0098131 |  | 0.00796 |  | 0 |  | 0.0025742
| 0.0003099 |  | 0 |  | 0 |  | #REF! |  | 7.8206e-07 |  | 0 |  | 7.4857e-06 |  | 0.00061049 |  | 0.00020189 |  | 0 |  | 0.00022881 |  | 2.7962e-05 |  | 9.4685e-05 |  | 0.0049275 |  | 0.0078814 |  | 0.00826 |  | 0 |  | 0.0025439
| 0.00037129 |  | 0 |  | 0 |  | #REF! |  | 1.3034e-06 |  | 0 |  | 7.0071e-06 |  | 0.00061208 |  | 0.00022432 |  | 0 |  | 0.000276 |  | 2.7736e-05 |  | 9.4438e-05 |  | 0.0050193 |  | 0.0097116 |  | 0.00826 |  | 0 |  | 0.0025137
| 0.00037364 |  | 0 |  | 0 |  | #REF! |  | 5.2144e-07 |  | 0 |  | 7.1309e-06 |  | 0.00061056 |  | 0.00023321 |  | 0 |  | 0.00024482 |  | 2.7131e-05 |  | 9.4603e-05 |  | 0.005124 |  | 0.0098944 |  | 0.008245 |  | 0 |  | 0.002487
| 0.000355 |  | 0 |  | 0 |  | #REF! |  | 0 |  | 0 |  | 7.7656e-06 |  | 0.00060823 |  | 0.00020106 |  | 0 |  | 0.00013259 |  | 2.8056e-05 |  | 9.4582e-05 |  | 0.0052323 |  | 0.0078793 |  | 0.008645 |  | 0 |  | 0.0024633
| 0.00035269 |  | 0 |  | 0 |  | #REF! |  | 7.8221e-07 |  | 0 |  | 7.6268e-06 |  | 0.00060905 |  | 0.00016416 |  | 0 |  | 0.00010422 |  | 2.8598e-05 |  | 9.4371e-05 |  | 0.005346 |  | 0.011801 |  | 0.00897 |  | 0 |  | 0.0024448
| 0.00023075 |  | 0 |  | 0 |  | #REF! |  | 1.3038e-06 |  | 0 |  | 7.7511e-06 |  | 0.0006068 |  | 0.00014939 |  | 0 |  | 0.0001431 |  | 2.7478e-05 |  | 9.4576e-05 |  | 0.0054556 |  | 0.011537 |  | 0.00905 |  | 0 |  | 0.0024423
| 0.00021282 |  | 0 |  | 0 |  | #REF! |  | 2.8683e-06 |  | 0 |  | 6.9006e-06 |  | 0.00059825 |  | 0.00020636 |  | 0 |  | 0.00021029 |  | 2.6084e-05 |  | 9.4598e-05 |  | 0.0055669 |  | 0.008886 |  | 0.00932 |  | 0 |  | 0.0024443
| 0.00030219 |  | 0 |  | 0 |  | #REF! |  | 2.8685e-06 |  | 0 |  | 7.505e-06 |  | 0.00059363 |  | 0.00022439 |  | 0 |  | 0.00023476 |  | 2.4831e-05 |  | 9.4637e-05 |  | 0.0056835 |  | 0.0078973 |  | 0.009625 |  | 0 |  | 0.0024513
| 0.00030494 |  | 0 |  | 0 |  | #REF! |  | 1.3039e-06 |  | 0 |  | 6.5611e-06 |  | 0.00059677 |  | 0.00021893 |  | 0 |  | 0.00019713 |  | 2.5087e-05 |  | 9.4694e-05 |  | 0.005789 |  | 0.006393 |  | 0.00983 |  | 0 |  | 0.0024598
| 0.00030028 |  | 0 |  | 0 |  | #REF! |  | 7.8241e-07 |  | 0 |  | 6.4222e-06 |  | 0.00060221 |  | 0.00023384 |  | 0 |  | 0.00017313 |  | 2.8398e-05 |  | 9.4769e-05 |  | 0.0058806 |  | 0.0095764 |  | 0.010195 |  | 0 |  | 0.002469
| 0.00043676 |  | 0 |  | 0 |  | #REF! |  | 2.3472e-06 |  | 0 |  | 8.1715e-06 |  | 0.00060695 |  | 0.00028522 |  | 0 |  | 0.00017383 |  | 2.898e-05 |  | 9.4864e-05 |  | 0.0059493 |  | 0.011589 |  | 0.0105 |  | 0 |  | 0.0024755
| 0.00043831 |  | 0 |  | 0 |  | #REF! |  | 2.3474e-06 |  | 0 |  | 6.4699e-06 |  | 0.00060773 |  | 0.00025949 |  | 0 |  | 0.00015348 |  | 2.789e-05 |  | 9.498e-05 |  | 0.0059886 |  | 0.0085306 |  | 0.010605 |  | 0 |  | 0.002479
| 0.00036764 |  | 0 |  | 0 |  | #REF! |  | 2.3475e-06 |  | 0 |  | 8.0797e-06 |  | 0.00060548 |  | 0.00020598 |  | 0 |  | 0.00017092 |  | 2.7551e-05 |  | 9.5118e-05 |  | 0.0060033 |  | 0.0058035 |  | 0.010785 |  | 0 |  | 0.0024827
| 0.00039251 |  | 0 |  | 0 |  | #REF! |  | 2.8692e-06 |  | 0 |  | 6.2536e-06 |  | 0.00060237 |  | 0.00023367 |  | 0 |  | 0.00024176 |  | 2.5678e-05 |  | 9.5278e-05 |  | 0.0059875 |  | 0.0086107 |  | 0.01103 |  | 0 |  | 0.0024778
| 0.00037855 |  | 0 |  | 0 |  | #REF! |  | 1.3043e-06 |  | 0 |  | 6.3009e-06 |  | 0.00060085 |  | 0.00027876 |  | 0 |  | 0.00029213 |  | 2.6829e-05 |  | 9.5462e-05 |  | 0.0059642 |  | 0.0085852 |  | 0.011385 |  | 0 |  | 0.0024785
| 0.00031249 |  | 0 |  | 0 |  | #REF! |  | 7.8261e-07 |  | 0 |  | 7.3846e-06 |  | 0.00060167 |  | 0.0002708 |  | 0 |  | 0.00025678 |  | 3.1526e-05 |  | 9.5669e-05 |  | 0.0059308 |  | 0.0095174 |  | 0.011775 |  | 0 |  | 0.0024715
| 0.00037937 |  | 0 |  | 0 |  | #REF! |  | 2.348e-06 |  | 0 |  | 6.5026e-06 |  | 0.0005986 |  | 0.00020991 |  | 0 |  | 0.0001962 |  | 3.1374e-05 |  | 9.6125e-05 |  | 0.005922 |  | 0.010899 |  | 0.012095 |  | 0 |  | 0.0024692
| 0.0004299 |  | 0 |  | 0 |  | #REF! |  | 2.348e-06 |  | 0 |  | 8.2681e-06 |  | 0.00059082 |  | 0.00023983 |  | 0 |  | 0.00020847 |  | 2.8814e-05 |  | 9.6166e-05 |  | 0.0059264 |  | 0.0080178 |  | 0.0125 |  | 0 |  | 0.0024625
| 0.00040041 |  | 0 |  | 0 |  | #REF! |  | 7.8271e-07 |  | 0 |  | 7.1697e-06 |  | 0.0005909 |  | 0.000289 |  | 0 |  | 0.00023789 |  | 2.7101e-05 |  | 9.6449e-05 |  | 0.005951 |  | 0.0065501 |  | 0.012985 |  | 0 |  | 0.0024532
| 0.00038875 |  | 0 |  | 0 |  | #REF! |  | 7.8276e-07 |  | 0 |  | 7.6652e-06 |  | 0.00059479 |  | 0.00027032 |  | 0 |  | 0.00025215 |  | 2.7178e-05 |  | 9.6968e-05 |  | 0.0059664 |  | 0.0069648 |  | 0.013395 |  | 0 |  | 0.0024393
| 0.00034057 |  | 0 |  | 0 |  | #REF! |  | 7.8281e-07 |  | 0 |  | 6.1016e-06 |  | 0.00059949 |  | 0.00020147 |  | 0 |  | 0.00019372 |  | 2.825e-05 |  | 9.7103e-05 |  | 0.0059791 |  | 0.0065512 |  | 0.01374 |  | 0 |  | 0.0024297
| 0.00038647 |  | 0 |  | 0 |  | #REF! |  | 7.8281e-07 |  | 0 |  | 6.3812e-06 |  | 0.00060108 |  | 0.00014009 |  | 0 |  | 0.00019102 |  | 2.8767e-05 |  | 9.7677e-05 |  | 0.0059594 |  | 0.0059616 |  | 0.01404 |  | 0 |  | 0.0024187
| 0.00038805 |  | 0 |  | 0 |  | #REF! |  | 0 |  | 0 |  | 7.5118e-06 |  | 0.00060035 |  | 0.00020674 |  | 0 |  | 0.00025895 |  | 2.8929e-05 |  | 9.7882e-05 |  | 0.0059143 |  | 0.0071508 |  | 0.014295 |  | 0 |  | 0.0024128
| 0.0004114 |  | 0 |  | 0 |  | #REF! |  | 0 |  | 0 |  | 7.4199e-06 |  | 0.00060116 |  | 0.00023878 |  | 0 |  | 0.00026259 |  | 2.7257e-05 |  | 9.8496e-05 |  | 0.0058395 |  | 0.010692 |  | 0.014825 |  | 0 |  | 0.0024054
| 0.00043865 |  | 0 |  | 0 |  | #REF! |  | 7.8291e-07 |  | 0 |  | 7.141e-06 |  | 0.00060198 |  | 0.00022664 |  | 0 |  | 0.00021442 |  | 2.7276e-05 |  | 9.895e-05 |  | 0.0057567 |  | 0.010692 |  | 0.015375 |  | 0 |  | 0.0024062
| 0.00036632 |  | 0 |  | 0 |  | #REF! |  | 7.8296e-07 |  | 0 |  | 5.5924e-06 |  | 0.00060276 |  | 0.00019433 |  | 0 |  | 0.00017599 |  | 3.0168e-05 |  | 9.9219e-05 |  | 0.0056862 |  | 0.0088721 |  | 0.0157 |  | 0 |  | 0.0024148
| 0.00043793 |  | 0 |  | 0 |  | #REF! |  | 7.8301e-07 |  | 0 |  | 6.7551e-06 |  | 0.00059583 |  | 0.00017904 |  | 0 |  | 0.00019534 |  | 3.0147e-05 |  | 9.9936e-05 |  | 0.0056511 |  | 0.0084908 |  | 0.016235 |  | 0 |  | 0.0024214
| 0.00043949 |  | 0 |  | 0 |  | #REF! |  | 2.8711e-06 |  | 0 |  | 7.3748e-06 |  | 0.00058961 |  | 0.00019983 |  | 0 |  | 0.00018678 |  | 2.7079e-05 |  | 0.00010049 |  | 0.005645 |  | 0.0082579 |  | 0.01677 |  | 0 |  | 0.0024361
| 0.00051341 |  | 0 |  | 0 |  | #REF! |  | 2.8714e-06 |  | 0 |  | 6.8025e-06 |  | 0.00058809 |  | 0.00018705 |  | 0 |  | 0.00014511 |  | 2.6373e-05 |  | 0.00010104 |  | 0.0056878 |  | 0.0087663 |  | 0.01707 |  | 0 |  | 0.0024452
| 0.00043021 |  | 0 |  | 0 |  | #REF! |  | 7.8311e-07 |  | 0 |  | 6.3841e-06 |  | 0.00059202 |  | 0.00015867 |  | 0 |  | 0.00015817 |  | 2.8152e-05 |  | 0.00010163 |  | 0.0057569 |  | 0.010382 |  | 0.017605 |  | 0 |  | 0.0024586
| 0.00034388 |  | 0 |  | 0 |  | #REF! |  | 2.3495e-06 |  | 0 |  | 6.183e-06 |  | 0.00059361 |  | 0.0001849 |  | 0 |  | 0.00018295 |  | 2.9852e-05 |  | 0.00010227 |  | 0.0058226 |  | 0.0103 |  | 0.01818 |  | 0 |  | 0.0024672
| 0.00023826 |  | 0 |  | 0 |  | #REF! |  | 4.4379e-06 |  | 0 |  | 6.7108e-06 |  | 0.0005921 |  | 0.00026608 |  | 0 |  | 0.0002008 |  | 2.9653e-05 |  | 0.0001029 |  | 0.0058869 |  | 0.013206 |  | 0.01846 |  | 0 |  | 0.0024739
| 0.00017757 |  | 0 |  | 0 |  | #REF! |  | 4.4382e-06 |  | 0 |  | 7.4237e-06 |  | 0.0005991 |  | 0.00020536 |  | 0 |  | 0.00023609 |  | 2.8903e-05 |  | 0.00010358 |  | 0.0059173 |  | 0.015909 |  | 0.0188 |  | 0 |  | 0.0024792
| 0.00031749 |  | 0 |  | 0 |  | #REF! |  | 2.872e-06 |  | 0 |  | 6.1846e-06 |  | 0.00060462 |  | 0.00014285 |  | 0 |  | 0.00021209 |  | 2.957e-05 |  | 0.00010428 |  | 0.0059173 |  | 0.010889 |  | 0.01921 |  | 0 |  | 0.0024835
| 0.00024114 |  | 0 |  | 0 |  | #REF! |  | 2.8722e-06 |  | 0 |  | 6.3241e-06 |  | 0.00060462 |  | 0.00018131 |  | 0 |  | 0.00014696 |  | 3e-05 |  | 0.00010502 |  | 0.0058767 |  | 0.006076 |  | 0.01957 |  | 0 |  | 0.002487
| 0.00023104 |  | 0 |  | 0 |  | #REF! |  | 2.8722e-06 |  | 0 |  | 6.3401e-06 |  | 0.00060077 |  | 0.00021857 |  | 0 |  | 0.00015876 |  | 2.9657e-05 |  | 0.00010576 |  | 0.0058099 |  | 0.0042175 |  | 0.01995 |  | 0 |  | 0.002489
| 0.00033543 |  | 0 |  | 0 |  | #REF! |  | 5.2224e-07 |  | 0 |  | 6.5424e-06 |  | 0.00059847 |  | 0.00022106 |  | 0 |  | 0.00016527 |  | 3.0658e-05 |  | 0.00010653 |  | 0.0057294 |  | 0.0079371 |  | 0.020645 |  | 0 |  | 0.002488
| 0.00041639 |  | 0 |  | 0 |  | #REF! |  | 5.2228e-07 |  | 0 |  | 7.116e-06 |  | 0.00060007 |  | 0.00020914 |  | 0 |  | 0.00015022 |  | 3.2637e-05 |  | 0.00010758 |  | 0.0056484 |  | 0.01131 |  | 0.021265 |  | 0 |  | 0.0024852
| 0.00041642 |  | 0 |  | 0 |  | #REF! |  | 1.3057e-06 |  | 0 |  | 6.1711e-06 |  | 0.00060166 |  | 0.0002078 |  | 0 |  | 0.00020405 |  | 3.2312e-05 |  | 0.00010816 |  | 0.0055823 |  | 0.0091283 |  | 0.021595 |  | 0 |  | 0.0024699
| 0.0003604 |  | 0 |  | 0 |  | #REF! |  | 1.3059e-06 |  | 0 |  | 6.2022e-06 |  | 0.00060404 |  | 0.00024393 |  | 0 |  | 0.00022696 |  | 3.1419e-05 |  | 0.00010924 |  | 0.0055267 |  | 0.0083075 |  | 0.022195 |  | 0 |  | 0.0024526
| 0.00036663 |  | 0 |  | 0 |  | #REF! |  | 1.3058e-06 |  | 0 |  | 6.234e-06 |  | 0.00060248 |  | 0.0003121 |  | 0 |  | 0.0001935 |  | 2.9096e-05 |  | 0.0001099 |  | 0.0054886 |  | 0.0076906 |  | 0.022765 |  | 0 |  | 0.0024208
| 0.00033473 |  | 0 |  | 0 |  | #REF! |  | 1.3059e-06 |  | 0 |  | 6.6061e-06 |  | 0.00059551 |  | 0.00030674 |  | 0 |  | 0.00015269 |  | 3.2075e-05 |  | 0.00011077 |  | 0.0054729 |  | 0.0050164 |  | 0.02318 |  | 0 |  | 0.0023866
| 0.00031142 |  | 0 |  | 0 |  | #REF! |  | 1.3059e-06 |  | 0 |  | 6.6225e-06 |  | 0.00058781 |  | 0.00024332 |  | 0 |  | 0.00015788 |  | 3.5302e-05 |  | 0.00011191 |  | 0.0054695 |  | 0.0059635 |  | 0.02395 |  | 0 |  | 0.0023429
| 0.00042509 |  | 0 |  | 0 |  | #REF! |  | 7.8366e-07 |  | 0 |  | 6.4364e-06 |  | 0.00058002 |  | 0.00020904 |  | 0 |  | 0.00019235 |  | 3.1952e-05 |  | 0.00011287 |  | 0.0054869 |  | 0.01051 |  | 0.0247 |  | 0 |  | 0.0022955
| 0.00051543 |  | 0 |  | 0 |  | #REF! |  | 0 |  | 0 |  | 6.3907e-06 |  | 0.0005785 |  | 0.00020167 |  | 0 |  | 0.00018815 |  | 2.9632e-05 |  | 0.00011356 |  | 0.0055315 |  | 0.0099909 |  | 0.0252 |  | 0 |  | 0.0022474
| 0.00045937 |  | 0 |  | 0 |  | #REF! |  | 5.2248e-07 |  | 0 |  | 6.7164e-06 |  | 0.00058395 |  | 0.00021558 |  | 0 |  | 0.00020619 |  | 2.9548e-05 |  | 0.00011478 |  | 0.0056166 |  | 0.0073461 |  | 0.02582 |  | 0 |  | 0.0022017
| 0.00039947 |  | 0 |  | 0 |  | #REF! |  | 1.3062e-06 |  | 0 |  | 6.2364e-06 |  | 0.00059103 |  | 0.00021409 |  | 0 |  | 0.00022469 |  | 3.2025e-05 |  | 0.00011575 |  | 0.0057363 |  | 0.0078142 |  | 0.02672 |  | 0 |  | 0.0021613
| 0.00041583 |  | 0 |  | 0 |  | #REF! |  | 1.3063e-06 |  | 0 |  | 5.9106e-06 |  | 0.00059337 |  | 0.00018267 |  | 0 |  | 0.0002247 |  | 3.1502e-05 |  | 0.00011675 |  | 0.0058928 |  | 0.005454 |  | 0.02756 |  | 0 |  | 0.0021287
| 0.00038317 |  | 0 |  | 0 |  | #REF! |  | 2.874e-06 |  | 0 |  | 6.2993e-06 |  | 0.00058566 |  | 0.00020594 |  | 0 |  | 0.00026014 |  | 2.9512e-05 |  | 0.00011753 |  | 0.0060731 |  | 0.0040859 |  | 0.02808 |  | 0 |  | 0.0021058
| 0.00036993 |  | 0 |  | 0 |  | #REF! |  | 2.874e-06 |  | 0 |  | 6.5165e-06 |  | 0.00057709 |  | 0.00024592 |  | 0 |  | 0.00020997 |  | 3.421e-05 |  | 0.00011878 |  | 0.0062616 |  | 0.0053093 |  | 0.028835 |  | 0 |  | 0.0020941
| 0.00038319 |  | 0 |  | 0 |  | #REF! |  | 1.3064e-06 |  | 0 |  | 6.2376e-06 |  | 0.0005709 |  | 0.00026672 |  | 0 |  | 0.00015745 |  | 3.333e-05 |  | 0.00011984 |  | 0.0064227 |  | 0.005252 |  | 0.029775 |  | 0 |  | 0.0020873
| 0.00047513 |  | 0 |  | 0 |  | #REF! |  | 7.8391e-07 |  | 0 |  | 6.0211e-06 |  | 0.00057015 |  | 0.00022958 |  | 0 |  | 0.00016566 |  | 3.7091e-05 |  | 0.00012087 |  | 0.0065428 |  | 0.0071334 |  | 0.03053 |  | 0 |  | 0.0020921
| 0.00044945 |  | 0 |  | 0 |  | #REF! |  | 2.3519e-06 |  | 0 |  | 5.7263e-06 |  | 0.00056941 |  | 0.0001762 |  | 0 |  | 0.0001849 |  | 4.3175e-05 |  | 0.00012195 |  | 0.006619 |  | 0.0094625 |  | 0.03112 |  | 0 |  | 0.0021074
| 0.0003996 |  | 0 |  | 0 |  | #REF! |  | 2.3519e-06 |  | 0 |  | 5.6339e-06 |  | 0.00056785 |  | 0.00025705 |  | 0 |  | 0.00023729 |  | 3.8496e-05 |  | 0.000123 |  | 0.0066409 |  | 0.0095144 |  | 0.032085 |  | 0 |  | 0.0021272
| 0.00031341 |  | 0 |  | 0 |  | #REF! |  | 2.352e-06 |  | 0 |  | 6.3479e-06 |  | 0.00057338 |  | 0.00029035 |  | 0 |  | 0.00025282 |  | 3.6138e-05 |  | 0.00012436 |  | 0.0066241 |  | 0.0087693 |  | 0.03312 |  | 0 |  | 0.0021505
| 0.00031341 |  | 0 |  | 0 |  | #REF! |  | 2.8747e-06 |  | 0 |  | 5.557e-06 |  | 0.00057806 |  | 0.00020152 |  | 0 |  | 0.00022935 |  | 3.7433e-05 |  | 0.00012517 |  | 0.0065792 |  | 0.0063644 |  | 0.033775 |  | 0 |  | 0.0021847
| 0.00035994 |  | 0 |  | 0 |  | #REF! |  | 2.8751e-06 |  | 0 |  | 6.4108e-06 |  | 0.0005742 |  | 0.00024316 |  | 0 |  | 0.00018638 |  | 3.8165e-05 |  | 0.00012628 |  | 0.0065199 |  | 0.0052267 |  | 0.03446 |  | 0 |  | 0.0022199
| 0.00042464 |  | 0 |  | 0 |  | #REF! |  | 4.4433e-06 |  | 0 |  | 5.7285e-06 |  | 0.00056566 |  | 0.00029955 |  | 0 |  | 0.00016145 |  | 3.5827e-05 |  | 0.00012735 |  | 0.0064368 |  | 0.0067795 |  | 0.035435 |  | 0 |  | 0.0022591
| 0.00045895 |  | 0 |  | 0 |  | #REF! |  | 2.8753e-06 |  | 0 |  | 5.6819e-06 |  | 0.00056258 |  | 0.0002626 |  | 0 |  | 0.00019586 |  | 3.5943e-05 |  | 0.00012874 |  | 0.0063376 |  | 0.010285 |  | 0.03643 |  | 0 |  | 0.002301
| 0.00039976 |  | 0 |  | 0 |  | #REF! |  | 2.8753e-06 |  | 0 |  | 6.4435e-06 |  | 0.00057119 |  | 0.0002532 |  | 0 |  | 0.00022677 |  | 3.6979e-05 |  | 0.00012954 |  | 0.0062265 |  | 0.01002 |  | 0.037175 |  | 0 |  | 0.0023475
| 0.00046287 |  | 0 |  | 0 |  | #REF! |  | 4.4442e-06 |  | 0 |  | 6.0708e-06 |  | 0.00057353 |  | 0.00029394 |  | 0 |  | 0.00017673 |  | 3.6407e-05 |  | 0.00013067 |  | 0.0061193 |  | 0.010364 |  | 0.03792 |  | 0 |  | 0.0023894
| 0.00050814 |  | 0 |  | 0 |  | #REF! |  | 2.3528e-06 |  | 0 |  | 6.3045e-06 |  | 0.00057126 |  | 0.0002943 |  | 0 |  | 0.00014979 |  | 4.0976e-05 |  | 0.00013205 |  | 0.0060204 |  | 0.012002 |  | 0.03905 |  | 0 |  | 0.0024321
| 0.00048476 |  | 0 |  | 0 |  | #REF! |  | 7.8426e-07 |  | 0 |  | 6.1493e-06 |  | 0.00057282 |  | 0.00023144 |  | 0 |  | 0.00019349 |  | 4.1116e-05 |  | 0.00013285 |  | 0.0059539 |  | 0.01136 |  | 0.04011 |  | 0 |  | 0.0024758
| 0.00037255 |  | 0 |  | 0 |  | #REF! |  | 1.3073e-06 |  | 0 |  | 5.886e-06 |  | 0.0005752 |  | 0.00023776 |  | 0 |  | 0.00019007 |  | 3.817e-05 |  | 0.00013425 |  | 0.0059395 |  | 0.010867 |  | 0.04079 |  | 0 |  | 0.0025095
| 0.0003149 |  | 0 |  | 0 |  | #REF! |  | 1.3073e-06 |  | 0 |  | 6.2122e-06 |  | 0.00057835 |  | 0.00027689 |  | 0 |  | 0.00013719 |  | 3.7438e-05 |  | 0.00013533 |  | 0.0059656 |  | 0.0076327 |  | 0.042125 |  | 0 |  | 0.0025442
| 0.00032739 |  | 0 |  | 0 |  | #REF! |  | 1.3074e-06 |  | 0 |  | 5.8557e-06 |  | 0.00057605 |  | 0.00029424 |  | 0 |  | 0.00012194 |  | 3.7844e-05 |  | 0.00013609 |  | 0.0060536 |  | 0.0082932 |  | 0.043455 |  | 0 |  | 0.002565
| 0.00025354 |  | 0 |  | 0 |  | #REF! |  | 1.3074e-06 |  | 0 |  | 5.3742e-06 |  | 0.00057531 |  | 0.00028169 |  | 0 |  | 0.00015619 |  | 4.0355e-05 |  | 0.00013679 |  | 0.0061526 |  | 0.0091137 |  | 0.04421 |  | 0 |  | 0.0025854
| 0.00035488 |  | 0 |  | 0 |  | #REF! |  | 1.3074e-06 |  | 0 |  | 6.2289e-06 |  | 0.00057297 |  | 0.00023596 |  | 0 |  | 0.00022058 |  | 4.19e-05 |  | 0.00013664 |  | 0.0062621 |  | 0.0078602 |  | 0.045065 |  | 0 |  | 0.0025962
| 0.00050054 |  | 0 |  | 0 |  | #REF! |  | 1.3075e-06 |  | 0 |  | 6.0278e-06 |  | 0.00056836 |  | 0.000196 |  | 0 |  | 0.00025165 |  | 4.1862e-05 |  | 0.00013653 |  | 0.0063607 |  | 0.007579 |  | 0.046085 |  | 0 |  | 0.002602
| 0.00034461 |  | 0 |  | 0 |  | #REF! |  | 7.8456e-07 |  | 0 |  | 6.0122e-06 |  | 0.00056369 |  | 0.00021087 |  | 0 |  | 0.0002403 |  | 4.1694e-05 |  | 0.00013639 |  | 0.0064216 |  | 0.010037 |  | 0.047615 |  | 0 |  | 0.002603
| 0.0002994 |  | 0 |  | 0 |  | #REF! |  | 2.3538e-06 |  | 0 |  | 6.5102e-06 |  | 0.00056372 |  | 0.00021816 |  | 0 |  | 0.00023146 |  | 4.016e-05 |  | 0.00013622 |  | 0.0064516 |  | 0.010447 |  | 0.04899 |  | 0 |  | 0.0026025
| 0.0003197 |  | 0 |  | 0 |  | #REF! |  | 2.3538e-06 |  | 0 |  | 5.0963e-06 |  | 0.00057156 |  | 0.00018827 |  | 0 |  | 0.00020654 |  | 3.9997e-05 |  | 0.00013609 |  | 0.0064435 |  | 0.006284 |  | 0.04992 |  | 0 |  | 0.002602
| 0.00039224 |  | 0 |  | 0 |  | #REF! |  | 2.3538e-06 |  | 0 |  | 6.3242e-06 |  | 0.00057627 |  | 0.00022105 |  | 0 |  | 0.00019897 |  | 4.1551e-05 |  | 0.00013592 |  | 0.006414 |  | 0.0072831 |  | 0.051025 |  | 0 |  | 0.0026013
| 0.00050999 |  | 0 |  | 0 |  | #REF! |  | 2.3541e-06 |  | 0 |  | 5.8898e-06 |  | 0.00057393 |  | 0.00027623 |  | 0 |  | 0.00019849 |  | 4.3109e-05 |  | 0.00013573 |  | 0.0063768 |  | 0.0082053 |  | 0.052755 |  | 0 |  | 0.0026028
| 0.00050304 |  | 0 |  | 0 |  | #REF! |  | 2.3541e-06 |  | 0 |  | 6.1851e-06 |  | 0.00057011 |  | 0.00025801 |  | 0 |  | 0.0001497 |  | 4.592e-05 |  | 0.00013557 |  | 0.0063431 |  | 0.0067663 |  | 0.05449 |  | 0 |  | 0.0026094
| 0.00046092 |  | 0 |  | 0 |  | #REF! |  | 4.447e-06 |  | 0 |  | 6.6522e-06 |  | 0.00056933 |  | 0.0001922 |  | 0 |  | 0.00015659 |  | 4.7021e-05 |  | 0.00013538 |  | 0.0063263 |  | 0.0064461 |  | 0.055605 |  | 0 |  | 0.0026093
| 0.00052569 |  | 0 |  | 0 |  | #REF! |  | 2.8777e-06 |  | 0 |  | 5.2689e-06 |  | 0.00057092 |  | 0.00021614 |  | 0 |  | 0.00022093 |  | 4.4187e-05 |  | 0.00013515 |  | 0.0063164 |  | 0.0090271 |  | 0.05665 |  | 0 |  | 0.0026152
| 0.00047346 |  | 0 |  | 0 |  | #REF! |  | 7.8481e-07 |  | 0 |  | 6.3728e-06 |  | 0.00057096 |  | 0.00021868 |  | 0 |  | 0.00023727 |  | 4.428e-05 |  | 0.00013525 |  | 0.0063157 |  | 0.0084093 |  | 0.05831 |  | 0 |  | 0.0026152
| 0.00034556 |  | 0 |  | 0 |  | #REF! |  | 0 |  | 0 |  | 5.5342e-06 |  | 0.0005749 |  | 0.00021294 |  | 0 |  | 0.0002056 |  | 4.5763e-05 |  | 0.00013474 |  | 0.0063223 |  | 0.0064128 |  | 0.06004 |  | 0 |  | 0.0026055
| 0.00046182 |  | 0 |  | 0 |  | #REF! |  | 2.0931e-06 |  | 0 |  | 6.156e-06 |  | 0.00057805 |  | 0.00026253 |  | 0 |  | 0.00016334 |  | 4.7348e-05 |  | 0.0001345 |  | 0.0063139 |  | 0.0077098 |  | 0.061285 |  | 0 |  | 0.002595
| 0.00053752 |  | 0 |  | 0 |  | #REF! |  | 2.0932e-06 |  | 0 |  | 5.6123e-06 |  | 0.00057107 |  | 0.00026835 |  | 0 |  | 0.00014392 |  | 4.4622e-05 |  | 0.00013453 |  | 0.0062866 |  | 0.0086434 |  | 0.06265 |  | 0 |  | 0.0025734
| 0.00038539 |  | 0 |  | 0 |  | #REF! |  | 5.2331e-07 |  | 0 |  | 5.7374e-06 |  | 0.00055859 |  | 0.00030372 |  | 0 |  | 0.00013544 |  | 4.3639e-05 |  | 0.00013397 |  | 0.0062342 |  | 0.0087505 |  | 0.06397 |  | 0 |  | 0.0025434
| 0.00029336 |  | 0 |  | 0 |  | #REF! |  | 1.3084e-06 |  | 0 |  | 5.7063e-06 |  | 0.00054536 |  | 0.00029315 |  | 0 |  | 0.00015698 |  | 4.5936e-05 |  | 0.000134 |  | 0.006162 |  | 0.0073273 |  | 0.065825 |  | 0 |  | 0.0025092
| 0.00029103 |  | 0 |  | 0 |  | #REF! |  | 4.4487e-06 |  | 0 |  | 5.5667e-06 |  | 0.00054305 |  | 0.00018994 |  | 0 |  | 0.00022673 |  | 4.4871e-05 |  | 0.00013343 |  | 0.0060659 |  | 0.0080164 |  | 0.067685 |  | 0 |  | 0.0024714
| 0.00029417 |  | 0 |  | 0 |  | #REF! |  | 3.6636e-06 |  | 0 |  | 6.174e-06 |  | 0.00055089 |  | 0.0002292 |  | 0 |  | 0.00026496 |  | 4.6289e-05 |  | 0.00013341 |  | 0.0059657 |  | 0.0089655 |  | 0.068895 |  | 0 |  | 0.0024354
| 0.0003574 |  | 0 |  | 0 |  | #REF! |  | 0 |  | 0 |  | 5.6763e-06 |  | 0.00056263 |  | 0.00025397 |  | 0 |  | 0.00021349 |  | 4.8293e-05 |  | 0.0001331 |  | 0.005884 |  | 0.0068742 |  | 0.070035 |  | 0 |  | 0.0024068
| 0.00045888 |  | 0 |  | 0 |  | #REF! |  | 0 |  | 0 |  | 5.9411e-06 |  | 0.00057281 |  | 0.00018019 |  | 0 |  | 0.00017829 |  | 4.8805e-05 |  | 0.00013247 |  | 0.0058258 |  | 0.0053352 |  | 0.07191 |  | 0 |  | 0.0023765
| 0.00058764 |  | 0 |  | 0 |  | #REF! |  | 2.0938e-06 |  | 0 |  | 5.2885e-06 |  | 0.00057281 |  | 0.00023548 |  | 0 |  | 0.00022565 |  | 4.8848e-05 |  | 0.00013244 |  | 0.0058068 |  | 0.0069188 |  | 0.07388 |  | 0 |  | 0.0023558
| 0.00053542 |  | 0 |  | 0 |  | #REF! |  | 2.8793e-06 |  | 0 |  | 4.9308e-06 |  | 0.00056508 |  | 0.00025513 |  | 0 |  | 0.00028 |  | 5.0474e-05 |  | 0.00013209 |  | 0.0058282 |  | 0.010129 |  | 0.07528 |  | 0 |  | 0.0023418
| 0.00037074 |  | 0 |  | 0 |  | #REF! |  | 7.8521e-07 |  | 0 |  | 5.8489e-06 |  | 0.00055884 |  | 0.00020717 |  | 0 |  | 0.0002469 |  | 5.3087e-05 |  | 0.00013172 |  | 0.0058868 |  | 0.0077947 |  | 0.07677 |  | 0 |  | 0.0023289
| 0.00041994 |  | 0 |  | 0 |  | #REF! |  | 7.8531e-07 |  | 0 |  | 5.1337e-06 |  | 0.00055809 |  | 0.00019406 |  | 0 |  | 0.00020008 |  | 5.4349e-05 |  | 0.00013134 |  | 0.0059507 |  | 0.0071402 |  | 0.07815 |  | 0 |  | 0.0023141
| 0.00044338 |  | 0 |  | 0 |  | #REF! |  | 7.8531e-07 |  | 0 |  | 6.0523e-06 |  | 0.00056203 |  | 0.00022174 |  | 0 |  | 0.0002191 |  | 5.389e-05 |  | 0.00013095 |  | 0.0060296 |  | 0.0089705 |  | 0.08013 |  | 0 |  | 0.0023065
| 0.00042702 |  | 0 |  | 0 |  | #REF! |  | 0 |  | 0 |  | 5.5077e-06 |  | 0.00056051 |  | 0.00020142 |  | 0 |  | 0.00023633 |  | 4.8213e-05 |  | 0.00013055 |  | 0.0060748 |  | 0.0069035 |  | 0.08214 |  | 0 |  | 0.0022954
| 0.00054645 |  | 0 |  | 0 |  | #REF! |  | 2.0944e-06 |  | 0 |  | 5.1969e-06 |  | 0.00055582 |  | 0.0001948 |  | 0 |  | 0.00021997 |  | 4.8253e-05 |  | 0.00013013 |  | 0.0061054 |  | 0.0048716 |  | 0.083495 |  | 0 |  | 0.0022865
| 0.00054418 |  | 0 |  | 0 |  | #REF! |  | 2.88e-06 |  | 0 |  | 5.4306e-06 |  | 0.00055355 |  | 0.0003053 |  | 0 |  | 0.00020032 |  | 5.5359e-05 |  | 0.00012968 |  | 0.0061035 |  | 0.0061884 |  | 0.084865 |  | 0 |  | 0.0022798
| 0.00045049 |  | 0 |  | 0 |  | #REF! |  | 1.3091e-06 |  | 0 |  | 5.4465e-06 |  | 0.00055511 |  | 0.00033092 |  | 0 |  | 0.00020041 |  | 5.7362e-05 |  | 0.00012925 |  | 0.0060804 |  | 0.0078829 |  | 0.08619 |  | 0 |  | 0.002279
| 0.00047629 |  | 0 |  | 0 |  | #REF! |  | 1.3092e-06 |  | 0 |  | 5.8982e-06 |  | 0.00055827 |  | 0.00026777 |  | 0 |  | 0.00020711 |  | 5.613e-05 |  | 0.0001288 |  | 0.0060446 |  | 0.0068854 |  | 0.08758 |  | 0 |  | 0.0022846
| 0.00047085 |  | 0 |  | 0 |  | #REF! |  | 1.3092e-06 |  | 0 |  | 5.5565e-06 |  | 0.00055284 |  | 0.00029798 |  | 0 |  | 0.0002262 |  | 5.5592e-05 |  | 0.0001286 |  | 0.0060096 |  | 0.0086486 |  | 0.09019 |  | 0 |  | 0.0023021
| 0.00048884 |  | 0 |  | 0 |  | #REF! |  | 5.2374e-07 |  | 0 |  | 5.8678e-06 |  | 0.00054975 |  | 0.00029324 |  | 0 |  | 0.00021009 |  | 5.629e-05 |  | 0.00012785 |  | 0.005968 |  | 0.0077581 |  | 0.092775 |  | 0 |  | 0.0023221
| 0.00051227 |  | 0 |  | 0 |  | #REF! |  | 0 |  | 0 |  | 5.8682e-06 |  | 0.00054585 |  | 0.00024321 |  | 0 |  | 0.00020744 |  | 5.5132e-05 |  | 0.00012736 |  | 0.0059307 |  | 0.005958 |  | 0.09423 |  | 0 |  | 0.0023539
| 0.00040222 |  | 0 |  | 0 |  | #REF! |  | 7.8561e-07 |  | 0 |  | 6.0554e-06 |  | 0.0005467 |  | 0.0001995 |  | 0 |  | 0.00024332 |  | 5.5016e-05 |  | 0.00012712 |  | 0.0058794 |  | 0.0069321 |  | 0.095765 |  | 0 |  | 0.0023933
| 0.00047485 |  | 0 |  | 0 |  | #REF! |  | 7.8571e-07 |  | 0 |  | 5.9624e-06 |  | 0.00054982 |  | 0.00019677 |  | 0 |  | 0.00024773 |  | 5.5255e-05 |  | 0.00012634 |  | 0.0058366 |  | 0.0078619 |  | 0.097465 |  | 0 |  | 0.0024318
| 0.00053658 |  | 0 |  | 0 |  | #REF! |  | 7.8571e-07 |  | 0 |  | 5.4023e-06 |  | 0.00055142 |  | 0.00025616 |  | 0 |  | 0.00023538 |  | 5.9838e-05 |  | 0.00012607 |  | 0.0057909 |  | 0.0088546 |  | 0.10026 |  | 0 |  | 0.0024771
| 0.00031713 |  | 0 |  | 0 |  | #REF! |  | 1.3096e-06 |  | 0 |  | 5.2781e-06 |  | 0.00054911 |  | 0.00027395 |  | 0 |  | 0.00025402 |  | 6.3029e-05 |  | 0.00012527 |  | 0.0057627 |  | 0.0078485 |  | 0.10304 |  | 0 |  | 0.00252
| 0.0002609 |  | 0 |  | 0 |  | #REF! |  | 5.2384e-07 |  | 0 |  | 5.8234e-06 |  | 0.00053821 |  | 0.00026582 |  | 0 |  | 0.00027433 |  | 5.9101e-05 |  | 0.00012498 |  | 0.005747 |  | 0.0063216 |  | 0.10484 |  | 0 |  | 0.0025593
| 0.00031014 |  | 0 |  | 0 |  | #REF! |  | 5.2388e-07 |  | 0 |  | 6.0573e-06 |  | 0.00053278 |  | 0.00024907 |  | 0 |  | 0.00023856 |  | 6.1396e-05 |  | 0.00012416 |  | 0.005773 |  | 0.005774 |  | 0.10668 |  | 0 |  | 0.0025931
| 0.00035857 |  | 0 |  | 0 |  | #REF! |  | 2.8815e-06 |  | 0 |  | 6.2602e-06 |  | 0.00053278 |  | 0.00025779 |  | 0 |  | 0.00018799 |  | 6.4153e-05 |  | 0.00012385 |  | 0.0058312 |  | 0.0067479 |  | 0.10852 |  | 0 |  | 0.0026204
| 0.00044378 |  | 0 |  | 0 |  | #REF! |  | 2.3577e-06 |  | 0 |  | 5.2327e-06 |  | 0.00054222 |  | 0.00024267 |  | 0 |  | 0.00016415 |  | 6.3744e-05 |  | 0.00012326 |  | 0.0059044 |  | 0.0061148 |  | 0.11041 |  | 0 |  | 0.0026368
| 0.00048597 |  | 0 |  | 0 |  | #REF! |  | 2.3577e-06 |  | 0 |  | 4.8437e-06 |  | 0.00055472 |  | 0.00019623 |  | 0 |  | 0.00016985 |  | 6.341e-05 |  | 0.00012267 |  | 0.0060035 |  | 0.0067709 |  | 0.11358 |  | 0 |  | 0.0026396
| 0.00050553 |  | 0 |  | 0 |  | #REF! |  | 2.358e-06 |  | 0 |  | 5.1399e-06 |  | 0.00056101 |  | 0.00022051 |  | 0 |  | 0.00018861 |  | 6.2291e-05 |  | 0.00012207 |  | 0.0061009 |  | 0.0096077 |  | 0.11668 |  | 0 |  | 0.0026287
| 0.00042977 |  | 0 |  | 0 |  | #REF! |  | 2.3579e-06 |  | 0 |  | 6.0437e-06 |  | 0.00055714 |  | 0.00024822 |  | 0 |  | 0.00021402 |  | 6.0628e-05 |  | 0.00012148 |  | 0.0061996 |  | 0.011649 |  | 0.11845 |  | 0 |  | 0.0026051
| 0.00045712 |  | 0 |  | 0 |  | #REF! |  | 6.0265e-06 |  | 0 |  | 6.013e-06 |  | 0.00054698 |  | 0.00016362 |  | 0 |  | 0.00023937 |  | 6.6937e-05 |  | 0.00012056 |  | 0.0062777 |  | 0.0093925 |  | 0.1203 |  | 0 |  | 0.0025624
| 0.00052204 |  | 0 |  | 0 |  | #REF! |  | 6.0265e-06 |  | 0 |  | 5.0475e-06 |  | 0.0005408 |  | 0.00017705 |  | 0 |  | 0.00025097 |  | 6.9165e-05 |  | 0.00012047 |  | 0.0063557 |  | 0.0068836 |  | 0.12252 |  | 0 |  | 0.0025144
| 0.00052751 |  | 0 |  | 0 |  | #REF! |  | 2.3583e-06 |  | 0 |  | 5.3282e-06 |  | 0.00053845 |  | 0.00028831 |  | 0 |  | 0.00020463 |  | 6.7119e-05 |  | 0.00011956 |  | 0.0064135 |  | 0.009739 |  | 0.12491 |  | 0 |  | 0.0024531
| 0.00055646 |  | 0 |  | 0 |  | #REF! |  | 0 |  | 0 |  | 5.6246e-06 |  | 0.00054083 |  | 0.00025109 |  | 0 |  | 0.00017581 |  | 7.0818e-05 |  | 0.00011891 |  | 0.0064589 |  | 0.0079453 |  | 0.12825 |  | 0 |  | 0.0023966
| 0.00050573 |  | 0 |  | 0 |  | #REF! |  | 5.2411e-07 |  | 0 |  | 5.2043e-06 |  | 0.00054012 |  | 0.00023339 |  | 0 |  | 0.00021789 |  | 7.2515e-05 |  | 0.00011824 |  | 0.0064759 |  | 0.0068463 |  | 0.1316 |  | 0 |  | 0.00234
| 0.00039862 |  | 0 |  | 0 |  | #REF! |  | 2.8828e-06 |  | 0 |  | 5.0952e-06 |  | 0.00053305 |  | 0.00029831 |  | 0 |  | 0.00022998 |  | 7.5375e-05 |  | 0.00011757 |  | 0.0064669 |  | 0.0082053 |  | 0.13396 |  | 0 |  | 0.0022878
| 0.00036974 |  | 0 |  | 0 |  | #REF! |  | 4.4555e-06 |  | 0 |  | 5.5478e-06 |  | 0.00052608 |  | 0.00026236 |  | 0 |  | 0.00015763 |  | 7.7861e-05 |  | 0.00011689 |  | 0.0064319 |  | 0.0066915 |  | 0.13634 |  | 0 |  | 0.0022526
| 0.00038775 |  | 0 |  | 0 |  | #REF! |  | 6.028e-06 |  | 0 |  | 5.8131e-06 |  | 0.00052924 |  | 0.0002104 |  | 0 |  | 0.00013121 |  | 7.7735e-05 |  | 0.00011645 |  | 0.0063788 |  | 0.006699 |  | 0.13883 |  | 0 |  | 0.002227
| 0.0004839 |  | 0 |  | 0 |  | #REF! |  | 4.4558e-06 |  | 0 |  | 5.9849e-06 |  | 0.00054097 |  | 0.0002198 |  | 0 |  | 0.00017687 |  | 7.3195e-05 |  | 0.00011552 |  | 0.006294 |  | 0.0069152 |  | 0.14139 |  | 0 |  | 0.0022144
| 0.0004855 |  | 0 |  | 0 |  | #REF! |  | 1.3106e-06 |  | 0 |  | 5.2215e-06 |  | 0.00054726 |  | 0.00024689 |  | 0 |  | 0.00017158 |  | 7.6295e-05 |  | 0.00011479 |  | 0.0062119 |  | 0.0059346 |  | 0.14392 |  | 0 |  | 0.0022151
| 0.00032447 |  | 0 |  | 0 |  | #REF! |  | 7.8636e-07 |  | 0 |  | 5.0501e-06 |  | 0.00054886 |  | 0.00020707 |  | 0 |  | 0.00015494 |  | 8.3667e-05 |  | 0.00011431 |  | 0.0061041 |  | 0.0071822 |  | 0.14793 |  | 0 |  | 0.0022205
| 0.00033778 |  | 0 |  | 0 |  | #REF! |  | 2.3594e-06 |  | 0 |  | 5.2534e-06 |  | 0.00054577 |  | 0.00019539 |  | 0 |  | 0.00015808 |  | 8.0358e-05 |  | 0.00011335 |  | 0.0060083 |  | 0.0075084 |  | 0.15202 |  | 0 |  | 0.0022339
| 0.00035579 |  | 0 |  | 0 |  | #REF! |  | 2.8837e-06 |  | 0 |  | 6.0176e-06 |  | 0.00053955 |  | 0.0002121 |  | 0 |  | 0.00018373 |  | 8.2551e-05 |  | 0.00011284 |  | 0.005919 |  | 0.005674 |  | 0.15476 |  | 0 |  | 0.002252
| 0.00042463 |  | 0 |  | 0 |  | #REF! |  | 1.3108e-06 |  | 0 |  | 5.7058e-06 |  | 0.00053332 |  | 0.0001858 |  | 0 |  | 0.00022953 |  | 8.7904e-05 |  | 0.00011212 |  | 0.0058555 |  | 0.0041452 |  | 0.15766 |  | 0 |  | 0.0022632
| 0.0004911 |  | 0 |  | 0 |  | #REF! |  | 7.8656e-07 |  | 0 |  | 5.4259e-06 |  | 0.0005302 |  | 0.00020978 |  | 0 |  | 0.00023149 |  | 8.5677e-05 |  | 0.0001111 |  | 0.0058288 |  | 0.0035271 |  | 0.16053 |  | 0 |  | 0.002277
| 0.00052163 |  | 0 |  | 0 |  | #REF! |  | 7.8656e-07 |  | 0 |  | 5.6913e-06 |  | 0.00053258 |  | 0.00015273 |  | 0 |  | 0.00016067 |  | 8.4006e-05 |  | 0.00011056 |  | 0.0058495 |  | 0.0046193 |  | 0.16331 |  | 0 |  | 0.0022799
| 0.00056546 |  | 0 |  | 0 |  | #REF! |  | 1.3109e-06 |  | 0 |  | 5.1144e-06 |  | 0.00053496 |  | 0.00016853 |  | 0 |  | 0.00012994 |  | 9.1916e-05 |  | 0.00010978 |  | 0.0059025 |  | 0.0059649 |  | 0.16616 |  | 0 |  | 0.0022826
| 0.00049275 |  | 0 |  | 0 |  | #REF! |  | 5.2444e-07 |  | 0 |  | 6.347e-06 |  | 0.00053734 |  | 0.00023777 |  | 0 |  | 0.00016078 |  | 9.3568e-05 |  | 0.00010878 |  | 0.0059859 |  | 0.0062995 |  | 0.17062 |  | 0 |  | 0.0022773
| 0.00044194 |  | 0 |  | 0 |  | #REF! |  | 5.2444e-07 |  | 0 |  | 6.0195e-06 |  | 0.00053972 |  | 0.00022632 |  | 0 |  | 0.00017445 |  | 9.1143e-05 |  | 0.00010818 |  | 0.0060651 |  | 0.006707 |  | 0.17532 |  | 0 |  | 0.0022704
| 0.00048265 |  | 0 |  | 0 |  | #REF! |  | 5.2448e-07 |  | 0 |  | 5.7396e-06 |  | 0.0005421 |  | 0.00025297 |  | 0 |  | 0.00017282 |  | 9.5457e-05 |  | 0.00010736 |  | 0.0061442 |  | 0.0073117 |  | 0.17865 |  | 0 |  | 0.0022631
| 0.00050299 |  | 0 |  | 0 |  | #REF! |  | 5.2448e-07 |  | 0 |  | 5.8179e-06 |  | 0.00054053 |  | 0.00024741 |  | 0 |  | 0.00016486 |  | 9.758e-05 |  | 0.00010653 |  | 0.0061936 |  | 0.0070548 |  | 0.18193 |  | 0 |  | 0.0022588
| 0.00050849 |  | 0 |  | 0 |  | #REF! |  | 2.885e-06 |  | 0 |  | 5.6775e-06 |  | 0.00053431 |  | 0.00018839 |  | 0 |  | 0.00014403 |  | 9.6077e-05 |  | 0.00010571 |  | 0.0062201 |  | 0.0061372 |  | 0.1852 |  | 0 |  | 0.00226
| 0.00057737 |  | 0 |  | 0 |  | #REF! |  | 2.3604e-06 |  | 0 |  | 6.4895e-06 |  | 0.00052887 |  | 0.00019225 |  | 0 |  | 0.00017268 |  | 9.6483e-05 |  | 0.00010484 |  | 0.0062156 |  | 0.0063998 |  | 0.18856 |  | 0 |  | 0.0022681
| 0.00056802 |  | 0 |  | 0 |  | #REF! |  | 0 |  | 0 |  | 6.0059e-06 |  | 0.00052656 |  | 0.00020786 |  | 0 |  | 0.00021682 |  | 0.00010069 |  | 0.00010397 |  | 0.006194 |  | 0.0068058 |  | 0.1921 |  | 0 |  | 0.0022851
| 0.00052581 |  | 0 |  | 0 |  | #REF! |  | 5.2461e-07 |  | 0 |  | 6.1779e-06 |  | 0.00052894 |  | 0.00018912 |  | 0 |  | 0.00023613 |  | 8.7751e-05 |  | 0.00010332 |  | 0.0061643 |  | 0.0059307 |  | 0.19572 |  | 0 |  | 0.0023026
| 0.00043194 |  | 0 |  | 0 |  | #REF! |  | 1.3115e-06 |  | 0 |  | 5.6482e-06 |  | 0.00053445 |  | 0.00017329 |  | 0 |  | 0.00023837 |  | 0.00010475 |  | 0.00010219 |  | 0.0061382 |  | 0.0045374 |  | 0.20092 |  | 0 |  | 0.0023271
| 0.00043429 |  | 0 |  | 0 |  | #REF! |  | 1.3116e-06 |  | 0 |  | 6.3347e-06 |  | 0.00053993 |  | 0.00022656 |  | 0 |  | 0.00021434 |  | 0.00011032 |  | 0.0001013 |  | 0.0061006 |  | 0.0044925 |  | 0.2061 |  | 0 |  | 0.0023443
| 0.00050631 |  | 0 |  | 0 |  | #REF! |  | 1.3116e-06 |  | 0 |  | 6.0386e-06 |  | 0.00054387 |  | 0.00024275 |  | 0 |  | 0.00020926 |  | 0.00011476 |  | 0.00010035 |  | 0.0060764 |  | 0.0069103 |  | 0.20975 |  | 0 |  | 0.0023615
| 0.00050086 |  | 0 |  | 0 |  | #REF! |  | 1.3117e-06 |  | 0 |  | 6.1018e-06 |  | 0.00054312 |  | 0.00024933 |  | 0 |  | 0.00018986 |  | 0.00011737 |  | 9.9616e-05 |  | 0.0060274 |  | 0.0079682 |  | 0.21354 |  | 0 |  | 0.0023671
| 0.00055725 |  | 0 |  | 0 |  | #REF! |  | 1.3118e-06 |  | 0 |  | 6.3983e-06 |  | 0.00053768 |  | 0.00025356 |  | 0 |  | 0.00019377 |  | 0.00011905 |  | 9.8466e-05 |  | 0.0059762 |  | 0.0050928 |  | 0.21738 |  | 0 |  | 0.0023597
| 0.00059016 |  | 0 |  | 0 |  | #REF! |  | 7.8711e-07 |  | 0 |  | 5.3843e-06 |  | 0.00053615 |  | 0.00022961 |  | 0 |  | 0.00023815 |  | 0.00012004 |  | 9.7676e-05 |  | 0.0059035 |  | 0.0040848 |  | 0.22124 |  | 0 |  | 0.0023486
| 0.00051971 |  | 0 |  | 0 |  | #REF! |  | 0 |  | 0 |  | 5.4786e-06 |  | 0.00053537 |  | 0.00028194 |  | 0 |  | 0.00021097 |  | 0.00012582 |  | 9.6478e-05 |  | 0.0058154 |  | 0.005163 |  | 0.22523 |  | 0 |  | 0.0023266
| 0.00048455 |  | 0 |  | 0 |  | #REF! |  | 0 |  | 0 |  | 6.3059e-06 |  | 0.00053152 |  | 0.00023105 |  | 0 |  | 0.00014058 |  | 0.00012773 |  | 9.5683e-05 |  | 0.0057217 |  | 0.0059553 |  | 0.22941 |  | 0 |  | 0.0023015
| 0.00035852 |  | 0 |  | 0 |  | #REF! |  | 7.8721e-07 |  | 0 |  | 6.4e-06 |  | 0.00052056 |  | 0.00021855 |  | 0 |  | 0.00015567 |  | 0.00012819 |  | 9.4436e-05 |  | 0.0056151 |  | 0.0057545 |  | 0.23339 |  | 0 |  | 0.0022788
| 0.000274 |  | 0 |  | 0 |  | #REF! |  | 7.8721e-07 |  | 0 |  | 6.0726e-06 |  | 0.00050964 |  | 0.00025548 |  | 0 |  | 0.00019326 |  | 0.00013248 |  | 9.3598e-05 |  | 0.0055281 |  | 0.0055165 |  | 0.23906 |  | 0 |  | 0.0022549
| 0.00042355 |  | 0 |  | 0 |  | #REF! |  | 3.9363e-06 |  | 0 |  | 5.6514e-06 |  | 0.00051123 |  | 0.00018227 |  | 0 |  | 0.00018572 |  | 0.0001364 |  | 9.2513e-05 |  | 0.005463 |  | 0.0059372 |  | 0.24512 |  | 0 |  | 0.0022407
| 0.00041966 |  | 0 |  | 0 |  | #REF! |  | 4.4614e-06 |  | 0 |  | 4.7619e-06 |  | 0.00051753 |  | 0.00015946 |  | 0 |  | 0.00013642 |  | 0.00013757 |  | 9.1247e-05 |  | 0.0054219 |  | 0.0047022 |  | 0.24928 |  | 0 |  | 0.0022346
| 0.00039539 |  | 0 |  | 0 |  | #REF! |  | 2.8868e-06 |  | 0 |  | 6.8544e-06 |  | 0.00052379 |  | 0.00015522 |  | 0 |  | 9.3933e-05 |  | 0.00014086 |  | 9.0311e-05 |  | 0.0054333 |  | 0.0065584 |  | 0.25312 |  | 0 |  | 0.0022388
| 0.00054579 |  | 0 |  | 0 |  | #REF! |  | 2.3621e-06 |  | 0 |  | 5.918e-06 |  | 0.00052464 |  | 0.00017317 |  | 0 |  | 0.00012495 |  | 0.0001396 |  | 8.9197e-05 |  | 0.0054909 |  | 0.0071514 |  | 0.25689 |  | 0 |  | 0.0022459
| 0.0007024 |  | 0 |  | 0 |  | #REF! |  | 0 |  | 0 |  | 5.1691e-06 |  | 0.00051916 |  | 0.00026263 |  | 0 |  | 0.00018341 |  | 0.00014912 |  | 8.8032e-05 |  | 0.0055829 |  | 0.0051969 |  | 0.26078 |  | 0 |  | 0.0022523
| 0.00070244 |  | 0 |  | 0 |  | #REF! |  | 0 |  | 0 |  | 6.1998e-06 |  | 0.00051136 |  | 0.00026461 |  | 0 |  | 0.00018965 |  | 0.00015876 |  | 8.6876e-05 |  | 0.0057225 |  | 0.004293 |  | 0.26424 |  | 0 |  | 0.0022621
| 0.00043543 |  | 0 |  | 0 |  | #REF! |  | 7.8746e-07 |  | 0 |  | 5.841e-06 |  | 0.00051061 |  | 0.00020269 |  | 0 |  | 0.00018975 |  | 0.00015597 |  | 8.5668e-05 |  | 0.0058836 |  | 0.0048356 |  | 0.2667 |  | 0 |  | 0.0022636
| 0.00033597 |  | 0 |  | 0 |  | #REF! |  | 7.8751e-07 |  | 0 |  | 6.5438e-06 |  | 0.00051766 |  | 0.0002745 |  | 0 |  | 0.0001839 |  | 0.00015787 |  | 8.4469e-05 |  | 0.0060566 |  | 0.0055286 |  | 0.27009 |  | 0 |  | 0.002257
| 0.0004723 |  | 0 |  | 0 |  | #REF! |  | 2.3627e-06 |  | 0 |  | 6.1229e-06 |  | 0.00052243 |  | 0.00023858 |  | 0 |  | 0.00018335 |  | 0.00016495 |  | 8.3219e-05 |  | 0.0062303 |  | 0.0050571 |  | 0.27515 |  | 0 |  | 0.0022411
| 0.00049736 |  | 0 |  | 0 |  | #REF! |  | 2.8877e-06 |  | 0 |  | 5.1861e-06 |  | 0.00052008 |  | 0.00017049 |  | 0 |  | 0.00018433 |  | 0.00016423 |  | 8.1976e-05 |  | 0.0063758 |  | 0.0061901 |  | 0.28012 |  | 0 |  | 0.0022167
| 0.00053734 |  | 0 |  | 0 |  | #REF! |  | 1.3127e-06 |  | 0 |  | 6.2956e-06 |  | 0.00051384 |  | 0.00019642 |  | 0 |  | 0.00019234 |  | 0.00016839 |  | 8.0683e-05 |  | 0.0064829 |  | 0.0059919 |  | 0.28534 |  | 0 |  | 0.002187
| 0.00058438 |  | 0 |  | 0 |  | #REF! |  | 7.8766e-07 |  | 0 |  | 6.5459e-06 |  | 0.00051466 |  | 0.00016291 |  | 0 |  | 0.00019579 |  | 0.0001739 |  | 7.9564e-05 |  | 0.006546 |  | 0.0049892 |  | 0.28941 |  | 0 |  | 0.0021561
| 0.00044105 |  | 0 |  | 0 |  | #REF! |  | 7.8766e-07 |  | 0 |  | 6.6401e-06 |  | 0.00052096 |  | 0.00018263 |  | 0 |  | 0.00015685 |  | 0.00017435 |  | 7.8065e-05 |  | 0.0065431 |  | 0.0057993 |  | 0.28984 |  | 0 |  | 0.0021282
| 0.00033297 |  | 0 |  | 0 |  | #REF! |  | 1.3129e-06 |  | 0 |  | 6.6245e-06 |  | 0.00052413 |  | 0.00023723 |  | 0 |  | 0.00017435 |  | 0.00018239 |  | 7.6735e-05 |  | 0.0065018 |  | 0.0045376 |  | 0.29143 |  | 0 |  | 0.0021099
| 0.00047634 |  | 0 |  | 0 |  | #REF! |  | 2.8883e-06 |  | 0 |  | 5.3909e-06 |  | 0.00051786 |  | 0.00024828 |  | 0 |  | 0.00017846 |  | 0.00018859 |  | 7.5376e-05 |  | 0.006421 |  | 0.0037585 |  | 0.29877 |  | 0 |  | 0.0020963
| 0.00048655 |  | 0 |  | 0 |  | #REF! |  | 2.3634e-06 |  | 0 |  | 5.8444e-06 |  | 0.00050692 |  | 0.00022542 |  | 0 |  | 0.0002254 |  | 0.00019077 |  | 7.3737e-05 |  | 0.0063059 |  | 0.0065043 |  | 0.30438 |  | 0 |  | 0.0020984
| 0.00040353 |  | 0 |  | 0 |  | #REF! |  | 7.8781e-07 |  | 0 |  | 6.2351e-06 |  | 0.00050226 |  | 0.00020372 |  | 0 |  | 0.00028353 |  | 0.00019653 |  | 7.264e-05 |  | 0.0061983 |  | 0.0058316 |  | 0.3061 |  | 0 |  | 0.0021046
| 0.00058535 |  | 0 |  | 0 |  | #REF! |  | 1.3131e-06 |  | 0 |  | 6.4859e-06 |  | 0.00050621 |  | 0.00019532 |  | 0 |  | 0.00018947 |  | 0.00020371 |  | 7.1216e-05 |  | 0.006099 |  | 0.0037707 |  | 0.31153 |  | 0 |  | 0.0021239
| 0.00061438 |  | 0 |  | 0 |  | #REF! |  | 1.3132e-06 |  | 0 |  | 6.5958e-06 |  | 0.00051251 |  | 0.00019901 |  | 0 |  | 0.00015806 |  | 0.00021031 |  | 6.9798e-05 |  | 0.0060329 |  | 0.0037764 |  | 0.31649 |  | 0 |  | 0.002146
| 0.00051646 |  | 0 |  | 0 |  | #REF! |  | 1.3132e-06 |  | 0 |  | 5.6892e-06 |  | 0.00051176 |  | 0.0001777 |  | 0 |  | 0.00019534 |  | 0.0002136 |  | 6.8219e-05 |  | 0.005991 |  | 0.0048743 |  | 0.31644 |  | 0 |  | 0.0021719
| 0.00037203 |  | 0 |  | 0 |  | #REF! |  | 2.8892e-06 |  | 0 |  | 5.6743e-06 |  | 0.00050549 |  | 0.000149 |  | 0 |  | 0.00016625 |  | 0.00021001 |  | 6.6804e-05 |  | 0.0059949 |  | 0.0051359 |  | 0.31808 |  | 0 |  | 0.0022006
| 0.00031798 |  | 0 |  | 0 |  | #REF! |  | 2.8894e-06 |  | 0 |  | 6.0495e-06 |  | 0.00049846 |  | 0.00019091 |  | 0 |  | 0.00014625 |  | 0.0002134 |  | 6.5376e-05 |  | 0.0060275 |  | 0.0052966 |  | 0.323 |  | 0 |  | 0.0022318
| 0.00058942 |  | 0 |  | 0 |  | #REF! |  | 5.2534e-07 |  | 0 |  | 6.0503e-06 |  | 0.00049536 |  | 0.00021056 |  | 0 |  | 0.00017961 |  | 0.00022626 |  | 6.3797e-05 |  | 0.0060665 |  | 0.0067814 |  | 0.32664 |  | 0 |  | 0.0022653
| 0.00066862 |  | 0 |  | 0 |  | #REF! |  | 0 |  | 0 |  | 6.6912e-06 |  | 0.00050166 |  | 0.00023762 |  | 0 |  | 0.00014748 |  | 0.00023583 |  | 6.2534e-05 |  | 0.006121 |  | 0.0062026 |  | 0.33425 |  | 0 |  | 0.0023008
| 0.0005793 |  | 0 |  | 0 |  | #REF! |  | 2.3643e-06 |  | 0 |  | 6.0037e-06 |  | 0.00050953 |  | 0.00024398 |  | 0 |  | 0.0001146 |  | 0.00024186 |  | 6.0944e-05 |  | 0.0061622 |  | 0.0052406 |  | 0.34308 |  | 0 |  | 0.0023401
| 0.0004672 |  | 0 |  | 0 |  | #REF! |  | 2.8899e-06 |  | 0 |  | 5.6605e-06 |  | 0.00051267 |  | 0.00020157 |  | 0 |  | 0.00018331 |  | 0.00024798 |  | 5.9375e-05 |  | 0.0061909 |  | 0.006168 |  | 0.34658 |  | 0 |  | 0.0023709
| 0.00037159 |  | 0 |  | 0 |  | #REF! |  | 2.8899e-06 |  | 0 |  | 6.8176e-06 |  | 0.00051349 |  | 0.00024003 |  | 0 |  | 0.0002626 |  | 0.00025159 |  | 5.7796e-05 |  | 0.0061838 |  | 0.0050469 |  | 0.34842 |  | 0 |  | 0.0024009
| 0.00044769 |  | 0 |  | 0 |  | #REF! |  | 2.3646e-06 |  | 0 |  | 6.1456e-06 |  | 0.00051355 |  | 0.00020333 |  | 0 |  | 0.00029575 |  | 0.00026109 |  | 5.6207e-05 |  | 0.0061613 |  | 0.0033781 |  | 0.34967 |  | 0 |  | 0.0024279
| 0.00042496 |  | 0 |  | 0 |  | #REF! |  | 7.8821e-07 |  | 0 |  | 6.6938e-06 |  | 0.00051826 |  | 0.00018262 |  | 0 |  | 0.0002708 |  | 0.00027073 |  | 5.4638e-05 |  | 0.0061149 |  | 0.0047261 |  | 0.35082 |  | 0 |  | 0.0024454
| 0.00036537 |  | 0 |  | 0 |  | #REF! |  | 1.3139e-06 |  | 0 |  | 5.4426e-06 |  | 0.00051983 |  | 0.00024223 |  | 0 |  | 0.00027667 |  | 0.00027556 |  | 5.2743e-05 |  | 0.006041 |  | 0.0046651 |  | 0.35237 |  | 0 |  | 0.0024549
| 0.0004352 |  | 0 |  | 0 |  | #REF! |  | 1.3139e-06 |  | 0 |  | 5.9904e-06 |  | 0.0005144 |  | 0.00032795 |  | 0 |  | 0.00024042 |  | 0.00027796 |  | 5.1155e-05 |  | 0.0059722 |  | 0.0049107 |  | 0.35363 |  | 0 |  | 0.0024662
| 0.00057635 |  | 0 |  | 0 |  | #REF! |  | 1.3139e-06 |  | 0 |  | 6.3975e-06 |  | 0.00050735 |  | 0.00032441 |  | 0 |  | 0.00018862 |  | 0.00028158 |  | 4.9585e-05 |  | 0.0059031 |  | 0.0052623 |  | 0.35274 |  | 0 |  | 0.0024746
| 0.00053564 |  | 0 |  | 0 |  | #REF! |  | 5.2561e-07 |  | 0 |  | 5.9286e-06 |  | 0.00049957 |  | 0.00028281 |  | 0 |  | 0.00015825 |  | 0.00029483 |  | 4.8106e-05 |  | 0.0058539 |  | 0.0034021 |  | 0.35294 |  | 0 |  | 0.0024846
| 0.00043447 |  | 0 |  | 0 |  | #REF! |  | 5.2561e-07 |  | 0 |  | 6.4609e-06 |  | 0.000498 |  | 0.00021169 |  | 0 |  | 0.0001665 |  | 0.00030927 |  | 4.6426e-05 |  | 0.0058149 |  | 0.0039215 |  | 0.3562 |  | 0 |  | 0.002497
| 0.00052548 |  | 0 |  | 0 |  | #REF! |  | 2.8909e-06 |  | 0 |  | 5.507e-06 |  | 0.00049332 |  | 0.00019023 |  | 0 |  | 0.0002054 |  | 0.00031893 |  | 4.4847e-05 |  | 0.0058105 |  | 0.0049087 |  | 0.36084 |  | 0 |  | 0.0025115
| 0.00064156 |  | 0 |  | 0 |  | #REF! |  | 2.8912e-06 |  | 0 |  | 6.4148e-06 |  | 0.00049411 |  | 0.00021643 |  | 0 |  | 0.00019185 |  | 0.00032615 |  | 4.3358e-05 |  | 0.0058247 |  | 0.0068021 |  | 0.3698 |  | 0 |  | 0.0025242
| 0.00056555 |  | 0 |  | 0 |  | #REF! |  | 1.3142e-06 |  | 0 |  | 6.2587e-06 |  | 0.00049888 |  | 0.00018381 |  | 0 |  | 0.0001541 |  | 0.00033338 |  | 4.1682e-05 |  | 0.0058662 |  | 0.0076458 |  | 0.38057 |  | 0 |  | 0.0025363
| 0.00042907 |  | 0 |  | 0 |  | #REF! |  | 7.8856e-07 |  | 0 |  | 6.1026e-06 |  | 0.00050358 |  | 0.0002244 |  | 0 |  | 0.00013406 |  | 0.0003382 |  | 4.0193e-05 |  | 0.0059212 |  | 0.0065622 |  | 0.38999 |  | 0 |  | 0.0025354
| 0.00043066 |  | 0 |  | 0 |  | #REF! |  | 2.3657e-06 |  | 0 |  | 6.4943e-06 |  | 0.00050205 |  | 0.00026165 |  | 0 |  | 0.00019569 |  | 0.00033943 |  | 3.8295e-05 |  | 0.0059904 |  | 0.0060724 |  | 0.39891 |  | 0 |  | 0.0025318
| 0.00044167 |  | 0 |  | 0 |  | #REF! |  | 2.8916e-06 |  | 0 |  | 6.0408e-06 |  | 0.00049659 |  | 0.00027066 |  | 0 |  | 0.00022323 |  | 0.00034785 |  | 3.6636e-05 |  | 0.0060689 |  | 0.0054319 |  | 0.40514 |  | 0 |  | 0.002512
| 0.00047308 |  | 0 |  | 0 |  | #REF! |  | 5.2578e-07 |  | 0 |  | 6.7455e-06 |  | 0.00049976 |  | 0.00026888 |  | 0 |  | 0.00018561 |  | 0.0003575 |  | 3.513e-05 |  | 0.0061577 |  | 0.0042499 |  | 0.41236 |  | 0 |  | 0.0024916
| 0.00052722 |  | 0 |  | 0 |  | #REF! |  | 0 |  | 0 |  | 6.5107e-06 |  | 0.00050917 |  | 0.0002377 |  | 0 |  | 0.00019072 |  | 0.0003587 |  | 3.3547e-05 |  | 0.0062414 |  | 0.002283 |  | 0.42335 |  | 0 |  | 0.0024648
| 0.00059947 |  | 0 |  | 0 |  | #REF! |  | 2.3661e-06 |  | 0 |  | 6.5272e-06 |  | 0.00051708 |  | 0.00016289 |  | 0 |  | 0.00022121 |  | 0.00036596 |  | 3.2281e-05 |  | 0.0063213 |  | 0.0023057 |  | 0.43298 |  | 0 |  | 0.0024347
| 0.00065597 |  | 0 |  | 0 |  | #REF! |  | 2.8921e-06 |  | 0 |  | 6.5276e-06 |  | 0.00051316 |  | 0.0001528 |  | 0 |  | 0.00021975 |  | 0.00037799 |  | 3.063e-05 |  | 0.0063986 |  | 0.0041017 |  | 0.44064 |  | 0 |  | 0.0024155
| 0.00060186 |  | 0 |  | 0 |  | #REF! |  | 5.2588e-07 |  | 0 |  | 5.8702e-06 |  | 0.0005077 |  | 0.00018886 |  | 0 |  | 0.00019046 |  | 0.00039125 |  | 2.9117e-05 |  | 0.0064559 |  | 0.0056875 |  | 0.45064 |  | 0 |  | 0.0024014
| 0.00046928 |  | 0 |  | 0 |  | #REF! |  | 0 |  | 0 |  | 7.0451e-06 |  | 0.00049989 |  | 0.00019266 |  | 0 |  | 0.00016222 |  | 0.00040329 |  | 2.7534e-05 |  | 0.0064926 |  | 0.005543 |  | 0.45868 |  | 0 |  | 0.0023954
| 0.00046225 |  | 0 |  | 0 |  | #REF! |  | 7.8886e-07 |  | 0 |  | 5.4329e-06 |  | 0.00049364 |  | 0.00019535 |  | 0 |  | 0.00017987 |  | 0.00040933 |  | 2.5952e-05 |  | 0.006502 |  | 0.0045674 |  | 0.4621 |  | 0 |  | 0.0023982
| 0.00055328 |  | 0 |  | 0 |  | #REF! |  | 7.8891e-07 |  | 0 |  | 6.9673e-06 |  | 0.00048972 |  | 0.0002164 |  | 0 |  | 0.00018529 |  | 0.00041899 |  | 2.4686e-05 |  | 0.0064854 |  | 0.0056619 |  | 0.46988 |  | 0 |  | 0.0024114
| 0.00042382 |  | 0 |  | 0 |  | #REF! |  | 0 |  | 0 |  | 7.0617e-06 |  | 0.00049446 |  | 0.00021145 |  | 0 |  | 0.00018171 |  | 0.00042981 |  | 2.3103e-05 |  | 0.0064285 |  | 0.0061666 |  | 0.48513 |  | 0 |  | 0.0024228
| 0.00037128 |  | 0 |  | 0 |  | #REF! |  | 5.2601e-07 |  | 0 |  | 6.5615e-06 |  | 0.00050237 |  | 0.00021168 |  | 0 |  | 0.00020422 |  | 0.00043587 |  | 2.1566e-05 |  | 0.0063378 |  | 0.0048875 |  | 0.49959 |  | 0 |  | 0.0024394
| 0.00037128 |  | 0 |  | 0 |  | #REF! |  | 2.8929e-06 |  | 0 |  | 6.9216e-06 |  | 0.00050629 |  | 0.00022471 |  | 0 |  | 0.00022368 |  | 0.0004455 |  | 2.0255e-05 |  | 0.0062162 |  | 0.0043862 |  | 0.50614 |  | 0 |  | 0.0024583
| 0.00031869 |  | 0 |  | 0 |  | #REF! |  | 2.8932e-06 |  | 0 |  | 5.466e-06 |  | 0.00050394 |  | 0.00020262 |  | 0 |  | 0.0002443 |  | 0.00045997 |  | 1.8989e-05 |  | 0.0060741 |  | 0.003167 |  | 0.50953 |  | 0 |  | 0.0024669
| 0.00041529 |  | 0 |  | 0 |  | #REF! |  | 2.8932e-06 |  | 0 |  | 7.0478e-06 |  | 0.00049851 |  | 0.00022438 |  | 0 |  | 0.00024293 |  | 0.00046721 |  | 1.7723e-05 |  | 0.005907 |  | 0.0037801 |  | 0.51947 |  | 0 |  | 0.0024766
| 0.00053148 |  | 0 |  | 0 |  | #REF! |  | 2.8934e-06 |  | 0 |  | 7.0013e-06 |  | 0.00049615 |  | 0.00021925 |  | 0 |  | 0.00022273 |  | 0.00047445 |  | 1.6491e-05 |  | 0.0057349 |  | 0.0049688 |  | 0.53551 |  | 0 |  | 0.0024754
| 0.00054093 |  | 0 |  | 0 |  | #REF! |  | 4.4717e-06 |  | 0 |  | 7.8633e-06 |  | 0.00049226 |  | 0.00023779 |  | 0 |  | 0.00014847 |  | 0.0004865 |  | 1.5191e-05 |  | 0.0055535 |  | 0.0043002 |  | 0.54789 |  | 0 |  | 0.0024672
| 0.00046952 |  | 0 |  | 0 |  | #REF! |  | 3.9461e-06 |  | 0 |  | 6.4069e-06 |  | 0.0004915 |  | 0.00025198 |  | 0 |  | 0.00015617 |  | 0.00049495 |  | 1.3954e-05 |  | 0.005396 |  | 0.0028603 |  | 0.55255 |  | 0 |  | 0.0024495
| 0.00051666 |  | 0 |  | 0 |  | #REF! |  | 7.8921e-07 |  | 0 |  | 6.3921e-06 |  | 0.00049154 |  | 0.00022373 |  | 0 |  | 0.00024467 |  | 0.0005046 |  | 1.2659e-05 |  | 0.0052598 |  | 0.0022933 |  | 0.55889 |  | 0 |  | 0.002431
| 0.00049392 |  | 0 |  | 0 |  | #REF! |  | 7.8921e-07 |  | 0 |  | 6.5487e-06 |  | 0.00049549 |  | 0.00022122 |  | 0 |  | 0.00025349 |  | 0.00051544 |  | 1.1734e-05 |  | 0.005164 |  | 0.0044703 |  | 0.57236 |  | 0 |  | 0.0024073
| 0.00047194 |  | 0 |  | 0 |  | #REF! |  | 2.3679e-06 |  | 0 |  | 6.7842e-06 |  | 0.00049706 |  | 0.00018802 |  | 0 |  | 0.0001992 |  | 0.00052512 |  | 1.076e-05 |  | 0.0051032 |  | 0.0052678 |  | 0.58647 |  | 0 |  | 0.0023844
| 0.0005772 |  | 0 |  | 0 |  | #REF! |  | 2.3679e-06 |  | 0 |  | 7.6151e-06 |  | 0.00049238 |  | 0.00020981 |  | 0 |  | 0.0001803 |  | 0.00053957 |  | 9.5143e-06 |  | 0.0050797 |  | 0.003952 |  | 0.59842 |  | 0 |  | 0.0023579
| 0.00047752 |  | 0 |  | 0 |  | #REF! |  | 2.3679e-06 |  | 0 |  | 6.4246e-06 |  | 0.00048302 |  | 0.00022437 |  | 0 |  | 0.00018296 |  | 0.0005468 |  | 8.5628e-06 |  | 0.005086 |  | 0.0038333 |  | 0.60931 |  | 0 |  | 0.002336
| 0.00046257 |  | 0 |  | 0 |  | #REF! |  | 4.4734e-06 |  | 0 |  | 6.8482e-06 |  | 0.00047906 |  | 0.00022709 |  | 0 |  | 0.00014255 |  | 0.00055166 |  | 7.6114e-06 |  | 0.005116 |  | 0.0051166 |  | 0.6223 |  | 0 |  | 0.0023219
| 0.00053882 |  | 0 |  | 0 |  | #REF! |  | 2.1051e-06 |  | 0 |  | 6.5504e-06 |  | 0.00047991 |  | 0.00020788 |  | 0 |  | 0.00014553 |  | 0.00056371 |  | 6.6462e-06 |  | 0.0051513 |  | 0.0055595 |  | 0.63821 |  | 0 |  | 0.0023054
| 0.00038568 |  | 0 |  | 0 |  | #REF! |  | 5.2631e-07 |  | 0 |  | 7.7581e-06 |  | 0.00047916 |  | 0.00018562 |  | 0 |  | 0.0002069 |  | 0.00057577 |  | 6.0267e-06 |  | 0.005191 |  | 0.0049005 |  | 0.65246 |  | 0 |  | 0.0022994
| 0.00038411 |  | 0 |  | 0 |  | #REF! |  | 1.3158e-06 |  | 0 |  | 6.5517e-06 |  | 0.00047994 |  | 0.00026905 |  | 0 |  | 0.00020612 |  | 0.00059146 |  | 5.3914e-06 |  | 0.0052399 |  | 0.0043239 |  | 0.66371 |  | 0 |  | 0.0022907
| 0.00052475 |  | 0 |  | 0 |  | #REF! |  | 7.8951e-07 |  | 0 |  | 7.4299e-06 |  | 0.00047997 |  | 0.00024963 |  | 0 |  | 0.0001731 |  | 0.0006035 |  | 4.7571e-06 |  | 0.0052887 |  | 0.0047445 |  | 0.67405 |  | 0 |  | 0.0022905
| 0.00049179 |  | 0 |  | 0 |  | #REF! |  | 7.8956e-07 |  | 0 |  | 7.4926e-06 |  | 0.00048236 |  | 0.00015379 |  | 0 |  | 0.00015768 |  | 0.0006144 |  | 4.1228e-06 |  | 0.0053672 |  | 0.0041332 |  | 0.68806 |  | 0 |  | 0.002288
| 0.00050989 |  | 0 |  | 0 |  | #REF! |  | 1.316e-06 |  | 0 |  | 7.5092e-06 |  | 0.00048475 |  | 0.00017875 |  | 0 |  | 0.00015366 |  | 0.00062403 |  | 3.4886e-06 |  | 0.0054499 |  | 0.0030018 |  | 0.70552 |  | 0 |  | 0.0022867
| 0.0005586 |  | 0 |  | 0 |  | #REF! |  | 1.316e-06 |  | 0 |  | 7.2902e-06 |  | 0.00048239 |  | 0.00020327 |  | 0 |  | 0.00016871 |  | 0.00063126 |  | 2.8543e-06 |  | 0.0055574 |  | 0.0039541 |  | 0.72052 |  | 0 |  | 0.0022834
| 0.00048399 |  | 0 |  | 0 |  | #REF! |  | 7.8966e-07 |  | 0 |  | 5.9106e-06 |  | 0.00047928 |  | 0.00023135 |  | 0 |  | 0.00014741 |  | 0.00064336 |  | 2.22e-06 |  | 0.0056626 |  | 0.0055788 |  | 0.73203 |  | 0 |  | 0.0022793
| 0.00050448 |  | 0 |  | 0 |  | #REF! |  | 7.8966e-07 |  | 0 |  | 7.2907e-06 |  | 0.00046991 |  | 0.00024956 |  | 0 |  | 0.00016213 |  | 0.00065903 |  | 1.5893e-06 |  | 0.0057505 |  | 0.004898 |  | 0.74291 |  | 0 |  | 0.0022722
| 0.00064278 |  | 0 |  | 0 |  | #REF! |  | 7.8971e-07 |  | 0 |  | 7.3387e-06 |  | 0.00046519 |  | 0.00024591 |  | 0 |  | 0.00020091 |  | 0.00067592 |  | 1.2686e-06 |  | 0.0057976 |  | 0.0040738 |  | 0.75528 |  | 0 |  | 0.0022642
| 0.00065693 |  | 0 |  | 0 |  | #REF! |  | 0 |  | 0 |  | 7.5425e-06 |  | 0.00046991 |  | 0.00025151 |  | 0 |  | 0.00022538 |  | 0.00068797 |  | 9.5143e-07 |  | 0.0057893 |  | 0.0043212 |  | 0.76811 |  | 0 |  | 0.0022541
| 0.00054227 |  | 0 |  | 0 |  | #REF! |  | 5.2654e-07 |  | 0 |  | 7.0887e-06 |  | 0.00047783 |  | 0.00020817 |  | 0 |  | 0.000248 |  | 0.00069526 |  | 6.356e-07 |  | 0.0057054 |  | 0.0028258 |  | 0.77853 |  | 0 |  | 0.0022469
| 0.00059964 |  | 0 |  | 0 |  | #REF! |  | 5.2654e-07 |  | 0 |  | 6.1947e-06 |  | 0.00048097 |  | 0.00019343 |  | 0 |  | 0.00024967 |  | 0.00070731 |  | 6.3428e-07 |  | 0.0055608 |  | 0.0040634 |  | 0.78633 |  | 0 |  | 0.0022339
| 0.00072543 |  | 0 |  | 0 |  | #REF! |  | 5.2658e-07 |  | 0 |  | 6.948e-06 |  | 0.00047629 |  | 0.00020559 |  | 0 |  | 0.00020158 |  | 0.00071939 |  | 3.1785e-07 |  | 0.0053616 |  | 0.0053923 |  | 0.79436 |  | 0 |  | 0.0022285
| 0.00067596 |  | 0 |  | 0 |  | #REF! |  | 4.4762e-06 |  | 0 |  | 7.3249e-06 |  | 0.0004771 |  | 0.00019778 |  | 0 |  | 0.00016244 |  | 0.00073384 |  | 0 |  | 0.0051595 |  | 0.0036781 |  | 0.80405 |  | 0 |  | 0.0022201
| 0.00053609 |  | 0 |  | 0 |  | #REF! |  | 3.9496e-06 |  | 0 |  | 6.5258e-06 |  | 0.00048263 |  | 0.00028791 |  | 0 |  | 0.00015078 |  | 0.00073993 |  | 0 |  | 0.0049814 |  | 0.0031656 |  | 0.81407 |  | 0 |  | 0.0022199
| 0.00051097 |  | 0 |  | 0 |  | #REF! |  | 7.8996e-07 |  | 0 |  | 7.6395e-06 |  | 0.00048424 |  | 0.0003745 |  | 0 |  | 0.00015819 |  | 0.00074716 |  | 0 |  | 0.0048517 |  | 0.0048887 |  | 0.82363 |  | 0 |  | 0.0022234
| 0.00054241 |  | 0 |  | 0 |  | #REF! |  | 1.3167e-06 |  | 0 |  | 7.2321e-06 |  | 0.00048109 |  | 0.0002871 |  | 0 |  | 0.00018463 |  | 0.00077009 |  | 3.1785e-07 |  | 0.0048102 |  | 0.0052681 |  | 0.83335 |  | 0 |  | 0.0022329
| 0.00053697 |  | 0 |  | 0 |  | #REF! |  | 5.2671e-07 |  | 0 |  | 6.5423e-06 |  | 0.00047486 |  | 0.00031621 |  | 0 |  | 0.00019866 |  | 0.00078094 |  | 6.356e-07 |  | 0.0048513 |  | 0.0049073 |  | 0.84419 |  | 0 |  | 0.0022493
| 0.00048587 |  | 0 |  | 0 |  | #REF! |  | 5.2671e-07 |  | 0 |  | 7.4993e-06 |  | 0.00046779 |  | 0.00032564 |  | 0 |  | 0.00022562 |  | 0.0007882 |  | 6.3428e-07 |  | 0.0049769 |  | 0.0049027 |  | 0.85513 |  | 0 |  | 0.0022743
| 0.00041669 |  | 0 |  | 0 |  | #REF! |  | 2.8971e-06 |  | 0 |  | 5.9939e-06 |  | 0.000467 |  | 0.00018941 |  | 0 |  | 0.00019971 |  | 0.00080149 |  | 9.534e-07 |  | 0.0051554 |  | 0.0044492 |  | 0.86423 |  | 0 |  | 0.0023054
| 0.0005913 |  | 0 |  | 0 |  | #REF! |  | 2.8971e-06 |  | 0 |  | 7.3281e-06 |  | 0.00047257 |  | 0.00017289 |  | 0 |  | 0.00015908 |  | 0.00081599 |  | 1.2714e-06 |  | 0.0053812 |  | 0.0041109 |  | 0.87235 |  | 0 |  | 0.0023413
| 0.00055434 |  | 0 |  | 0 |  | #REF! |  | 2.8973e-06 |  | 0 |  | 7.0618e-06 |  | 0.00047886 |  | 0.00027225 |  | 0 |  | 0.0001574 |  | 0.00082808 |  | 1.589e-06 |  | 0.0056209 |  | 0.0035335 |  | 0.88003 |  | 0 |  | 0.0023836
| 0.00037904 |  | 0 |  | 0 |  | #REF! |  | 2.3706e-06 |  | 0 |  | 6.8896e-06 |  | 0.00047892 |  | 0.00026053 |  | 0 |  | 0.00013303 |  | 0.00083169 |  | 2.225e-06 |  | 0.0058435 |  | 0.005695 |  | 0.88599 |  | 0 |  | 0.0024194
| 0.00045768 |  | 0 |  | 0 |  | #REF! |  | 2.3708e-06 |  | 0 |  | 6.5444e-06 |  | 0.00047341 |  | 0.00021007 |  | 0 |  | 0.00013903 |  | 0.0008486 |  | 2.5424e-06 |  | 0.006055 |  | 0.0068746 |  | 0.8909 |  | 0 |  | 0.0024572
| 0.00051434 |  | 0 |  | 0 |  | #REF! |  | 2.3708e-06 |  | 0 |  | 6.451e-06 |  | 0.00046794 |  | 0.00017824 |  | 0 |  | 0.00021417 |  | 0.00087154 |  | 2.8602e-06 |  | 0.0062298 |  | 0.0046982 |  | 0.8952 |  | 0 |  | 0.0024941
| 0.00046479 |  | 0 |  | 0 |  | #REF! |  | 0 |  | 0 |  | 6.4201e-06 |  | 0.00046558 |  | 0.00015905 |  | 0 |  | 0.0002195 |  | 0.00088601 |  | 3.4958e-06 |  | 0.006372 |  | 0.0040467 |  | 0.89897 |  | 0 |  | 0.0025235
| 0.00045069 |  | 0 |  | 0 |  | #REF! |  | 0 |  | 0 |  | 7.2049e-06 |  | 0.00046721 |  | 0.0001843 |  | 0 |  | 0.00015165 |  | 0.00089328 |  | 4.1407e-06 |  | 0.0064586 |  | 0.0044279 |  | 0.90399 |  | 0 |  | 0.0025443
| 0.00053092 |  | 0 |  | 0 |  | #REF! |  | 2.3712e-06 |  | 0 |  | 8.1164e-06 |  | 0.00047665 |  | 0.00023469 |  | 0 |  | 0.0001541 |  | 0.00090778 |  | 4.767e-06 |  | 0.0065072 |  | 0.0043975 |  | 0.91055 |  | 0 |  | 0.0025659
| 0.00056714 |  | 0 |  | 0 |  | #REF! |  | 2.8982e-06 |  | 0 |  | 6.468e-06 |  | 0.00048219 |  | 0.00027461 |  | 0 |  | 0.00018153 |  | 0.00092711 |  | 5.7214e-06 |  | 0.0065037 |  | 0.0040077 |  | 1.8348 |  | 0 |  | 0.0025774
| 0.00058369 |  | 0 |  | 0 |  | #REF! |  | 2.8982e-06 |  | 0 |  | 7.1278e-06 |  | 0.000483 |  | 0.00025908 |  | 0 |  | 0.00018765 |  | 0.00093796 |  | 6.6738e-06 |  | 0.0064396 |  | 0.0043422 |  | 0.92409 |  | 0 |  | 0.0025826
| 0.0005916 |  | 0 |  | 0 |  | #REF! |  | 2.3715e-06 |  | 0 |  | 6.5791e-06 |  | 0.00047359 |  | 0.00021346 |  | 0 |  | 0.00021127 |  | 0.00094764 |  | 7.3258e-06 |  | 0.0063486 |  | 0.0051384 |  | 0.93115 |  | 0 |  | 0.0025808
| 0.00049326 |  | 0 |  | 0 |  | #REF! |  | 7.9051e-07 |  | 0 |  | 7.8667e-06 |  | 0.00046179 |  | 0.00020251 |  | 0 |  | 0.00026367 |  | 0.00095612 |  | 8.2628e-06 |  | 0.0062307 |  | 0.0056794 |  | 0.93819 |  | 0 |  | 0.0025744
| 0.00045868 |  | 0 |  | 0 |  | #REF! |  | 1.3175e-06 |  | 0 |  | 7.8515e-06 |  | 0.00046025 |  | 0.00022175 |  | 0 |  | 0.00029549 |  | 0.00096942 |  | 9.2353e-06 |  | 0.0061169 |  | 0.0052202 |  | 0.94339 |  | 0 |  | 0.0025672
| 0.00047995 |  | 0 |  | 0 |  | #REF! |  | 2.8989e-06 |  | 0 |  | 6.7841e-06 |  | 0.00046579 |  | 0.0002539 |  | 0 |  | 0.00027222 |  | 0.00098751 |  | 1.0171e-05 |  | 0.0060133 |  | 0.0036247 |  | 0.94782 |  | 0 |  | 0.0025524
| 0.00046267 |  | 0 |  | 0 |  | #REF! |  | 2.3718e-06 |  | 0 |  | 6.9573e-06 |  | 0.00046975 |  | 0.00022567 |  | 0 |  | 0.00024799 |  | 0.0009984 |  | 1.1464e-05 |  | 0.0059345 |  | 0.0029066 |  | 0.95454 |  | 0 |  | 0.0025401
| 0.00050834 |  | 0 |  | 0 |  | #REF! |  | 3.9531e-06 |  | 0 |  | 7.2562e-06 |  | 0.00046899 |  | 0.00019168 |  | 0 |  | 0.00025565 |  | 0.0010045 |  | 1.2396e-05 |  | 0.0058804 |  | 0.0039755 |  | 0.9622 |  | 0 |  | 0.0025331
| 0.00053745 |  | 0 |  | 0 |  | #REF! |  | 3.9536e-06 |  | 0 |  | 7.3666e-06 |  | 0.00046584 |  | 0.00020698 |  | 0 |  | 0.00025102 |  | 0.0010189 |  | 1.3375e-05 |  | 0.0058472 |  | 0.0036298 |  | 0.96805 |  | 0 |  | 0.0025209
| 0.00059104 |  | 0 |  | 0 |  | #REF! |  | 7.9071e-07 |  | 0 |  | 7.5398e-06 |  | 0.00046197 |  | 0.00022268 |  | 0 |  | 0.00021931 |  | 0.0010407 |  | 1.4652e-05 |  | 0.0058109 |  | 0.0035338 |  | 0.97216 |  | 0 |  | 0.0025149
| 0.00050604 |  | 0 |  | 0 |  | #REF! |  | 7.9076e-07 |  | 0 |  | 6.7234e-06 |  | 0.00046197 |  | 0.00022546 |  | 0 |  | 0.0002243 |  | 0.0010504 |  | 1.5923e-05 |  | 0.0057637 |  | 0.0058709 |  | 0.97657 |  | 0 |  | 0.0025042
| 0.00049112 |  | 0 |  | 0 |  | #REF! |  | 2.3723e-06 |  | 0 |  | 7.1166e-06 |  | 0.00046279 |  | 0.00018113 |  | 0 |  | 0.00021011 |  | 0.0010637 |  | 1.72e-05 |  | 0.0056975 |  | 0.0055245 |  | 0.9825 |  | 0 |  | 0.0024893
| 0.00064223 |  | 0 |  | 0 |  | #REF! |  | 6.0629e-06 |  | 0 |  | 7.1166e-06 |  | 0.00046672 |  | 0.00017488 |  | 0 |  | 0.00016351 |  | 0.0010866 |  | 1.8432e-05 |  | 0.0056166 |  | 0.0034661 |  | 0.98838 |  | 0 |  | 0.0024657
| 0.00053841 |  | 0 |  | 0 |  | #REF! |  | 4.4816e-06 |  | 0 |  | 7.1961e-06 |  | 0.00046127 |  | 0.00020262 |  | 0 |  | 0.00015621 |  | 0.0011012 |  | 1.9748e-05 |  | 0.0055189 |  | 0.0044715 |  | 0.99239 |  | 0 |  | 0.0024432
| 0.00049118 |  | 0 |  | 0 |  | #REF! |  | 1.3181e-06 |  | 0 |  | 6.7252e-06 |  | 0.00045812 |  | 0.00025993 |  | 0 |  | 0.0001618 |  | 0.0011084 |  | 2.1337e-05 |  | 0.0054277 |  | 0.0056625 |  | 0.99484 |  | 0 |  | 0.0024158
| 0.00061559 |  | 0 |  | 0 |  | #REF! |  | 1.3183e-06 |  | 0 |  | 6.6152e-06 |  | 0.00046209 |  | 0.00027962 |  | 0 |  | 0.00016189 |  | 0.0011109 |  | 2.2933e-05 |  | 0.0053447 |  | 0.0045325 |  | 0.99714 |  | 0 |  | 0.0023815
| 0.00054556 |  | 0 |  | 0 |  | #REF! |  | 7.9096e-07 |  | 0 |  | 6.3803e-06 |  | 0.00046684 |  | 0.00025718 |  | 0 |  | 0.00017459 |  | 0.0011326 |  | 2.4257e-05 |  | 0.0053029 |  | 0.004089 |  | 0.99921 |  | 0 |  | 0.0023528
| 0.00048891 |  | 0 |  | 0 |  | #REF! |  | 2.3729e-06 |  | 0 |  | 7.5903e-06 |  | 0.00047317 |  | 0.00023837 |  | 0 |  | 0.00016213 |  | 0.0011567 |  | 2.5795e-05 |  | 0.0052968 |  | 0.0047262 |  | 0.99999 |  | 0 |  | 0.0023316
| 0.00061567 |  | 0 |  | 0 |  | #REF! |  | 2.373e-06 |  | 0 |  | 6.8369e-06 |  | 0.0004771 |  | 0.0002531 |  | 0 |  | 0.00013161 |  | 0.0011652 |  | 2.7392e-05 |  | 0.0053383 |  | 0.0040269 |  | 0.99898 |  | 0 |  | 0.0023248
| 0.00052831 |  | 0 |  | 0 |  | #REF! |  | 7.9106e-07 |  | 0 |  | 6.9941e-06 |  | 0.00048107 |  | 0.00029803 |  | 0 |  | 0.00016112 |  | 0.0011725 |  | 2.898e-05 |  | 0.0054139 |  | 0.004589 |  | 0.99643 |  | 0 |  | 0.0023263
| 0.00043543 |  | 0 |  | 0 |  | #REF! |  | 7.9111e-07 |  | 0 |  | 7.4032e-06 |  | 0.00047638 |  | 0.00027874 |  | 0 |  | 0.00020203 |  | 0.0011894 |  | 3.0577e-05 |  | 0.0055197 |  | 0.0044981 |  | 1.9867 |  | 0 |  | 0.0023484
| 0.00050948 |  | 0 |  | 0 |  | #REF! |  | 0 |  | 0 |  | 6.492e-06 |  | 0.00046538 |  | 0.0002239 |  | 0 |  | 0.00022848 |  | 0.0012136 |  | 3.2236e-05 |  | 0.0056441 |  | 0.003077 |  | 0.98992 |  | 0 |  | 0.0023769
| 0.00052133 |  | 0 |  | 0 |  | #REF! |  | 5.2744e-07 |  | 0 |  | 7.3103e-06 |  | 0.00045439 |  | 0.00022954 |  | 0 |  | 0.00023258 |  | 0.0012245 |  | 3.4075e-05 |  | 0.00578 |  | 0.0041803 |  | 0.98611 |  | 0 |  | 0.0024189
| 0.00054731 |  | 0 |  | 0 |  | #REF! |  | 1.3187e-06 |  | 0 |  | 7.7347e-06 |  | 0.0004536 |  | 0.00023915 |  | 0 |  | 0.0002205 |  | 0.0012341 |  | 3.6066e-05 |  | 0.0059064 |  | 0.0049901 |  | 0.98162 |  | 0 |  | 0.0024604
| 0.00065922 |  | 0 |  | 0 |  | #REF! |  | 1.3187e-06 |  | 0 |  | 7.9082e-06 |  | 0.0004576 |  | 0.00019594 |  | 0 |  | 0.00021222 |  | 0.0012571 |  | 3.7578e-05 |  | 0.006021 |  | 0.0051233 |  | 0.97555 |  | 0 |  | 0.0024984
| 0.00055368 |  | 0 |  | 0 |  | #REF! |  | 1.3188e-06 |  | 0 |  | 7.7043e-06 |  | 0.00045523 |  | 0.00018244 |  | 0 |  | 0.00018969 |  | 0.0012789 |  | 3.9258e-05 |  | 0.0061273 |  | 0.0037806 |  | 0.96785 |  | 0 |  | 0.0025284
| 0.00042215 |  | 0 |  | 0 |  | #REF! |  | 7.9126e-07 |  | 0 |  | 7.0596e-06 |  | 0.00045602 |  | 0.0002511 |  | 0 |  | 0.00018058 |  | 0.0012946 |  | 4.1088e-05 |  | 0.0062172 |  | 0.0044959 |  | 0.95873 |  | 0 |  | 0.0025476
| 0.00060968 |  | 0 |  | 0 |  | #REF! |  | 0 |  | 0 |  | 6.5416e-06 |  | 0.00045923 |  | 0.00027815 |  | 0 |  | 0.00014726 |  | 0.0013067 |  | 4.3088e-05 |  | 0.0063019 |  | 0.0045728 |  | 0.94742 |  | 0 |  | 0.0025556
| 0.00064828 |  | 0 |  | 0 |  | #REF! |  | 2.1103e-06 |  | 0 |  | 7.9574e-06 |  | 0.0004608 |  | 0.00020582 |  | 0 |  | 0.00015039 |  | 0.0013212 |  | 4.4995e-05 |  | 0.0063909 |  | 0.0031767 |  | 0.93373 |  | 0 |  | 0.0025538
| 0.00056485 |  | 0 |  | 0 |  | #REF! |  | 2.9017e-06 |  | 0 |  | 7.0929e-06 |  | 0.00045062 |  | 0.00014153 |  | 0 |  | 0.0001991 |  | 0.0013442 |  | 4.6821e-05 |  | 0.0064657 |  | 0.0033382 |  | 0.91865 |  | 0 |  | 0.0025478
| 0.00054122 |  | 0 |  | 0 |  | #REF! |  | 1.3191e-06 |  | 0 |  | 7.2978e-06 |  | 0.00044196 |  | 0.00020082 |  | 0 |  | 0.000197 |  | 0.0013563 |  | 4.9152e-05 |  | 0.0065398 |  | 0.003571 |  | 0.90286 |  | 0 |  | 0.002532
| 0.00047662 |  | 0 |  | 0 |  | #REF! |  | 1.3191e-06 |  | 0 |  | 6.5901e-06 |  | 0.00044905 |  | 0.00020712 |  | 0 |  | 0.00016763 |  | 0.0013732 |  | 5.1378e-05 |  | 0.0065862 |  | 0.0052354 |  | 0.88735 |  | 0 |  | 0.0025218
| 0.00048771 |  | 0 |  | 0 |  | #REF! |  | 7.9146e-07 |  | 0 |  | 6.937e-06 |  | 0.00045777 |  | 0.00018453 |  | 0 |  | 0.00013366 |  | 0.0014022 |  | 5.3301e-05 |  | 0.0065762 |  | 0.0049291 |  | 0.87311 |  | 0 |  | 0.0025086
| 0.00055783 |  | 0 |  | 0 |  | #REF! |  | 7.9156e-07 |  | 0 |  | 6.9841e-06 |  | 0.00045619 |  | 0.00020168 |  | 0 |  | 0.00013547 |  | 0.0014216 |  | 5.5216e-05 |  | 0.0065215 |  | 0.0032273 |  | 1.7198 |  | 0 |  | 0.0025064
| 0.00059573 |  | 0 |  | 0 |  | #REF! |  | 7.9156e-07 |  | 0 |  | 7.0003e-06 |  | 0.0004468 |  | 0.00019931 |  | 0 |  | 0.00013474 |  | 0.0014301 |  | 5.7441e-05 |  | 0.0064089 |  | 0.0053398 |  | 0.84727 |  | 0 |  | 0.002507
| 0.00049329 |  | 0 |  | 0 |  | #REF! |  | 7.9161e-07 |  | 0 |  | 7.0641e-06 |  | 0.00044758 |  | 0.00020311 |  | 0 |  | 0.00015209 |  | 0.0014434 |  | 5.9685e-05 |  | 0.0062387 |  | 0.0063091 |  | 0.83491 |  | 0 |  | 0.0025129
| 0.00048462 |  | 0 |  | 0 |  | #REF! |  | 7.9161e-07 |  | 0 |  | 7.2687e-06 |  | 0.00045783 |  | 0.00024501 |  | 0 |  | 0.0002203 |  | 0.00147 |  | 6.16e-05 |  | 0.0060548 |  | 0.0040014 |  | 0.82218 |  | 0 |  | 0.0025204
| 0.00058477 |  | 0 |  | 0 |  | #REF! |  | 0 |  | 0 |  | 6.9859e-06 |  | 0.00046498 |  | 0.00025894 |  | 0 |  | 0.00024532 |  | 0.001499 |  | 6.3834e-05 |  | 0.0058687 |  | 0.0044801 |  | 0.80794 |  | 0 |  | 0.0025365
| 0.00052015 |  | 0 |  | 0 |  | #REF! |  | 2.1112e-06 |  | 0 |  | 7.1122e-06 |  | 0.00046025 |  | 0.00024381 |  | 0 |  | 0.00023461 |  | 0.0015244 |  | 6.6204e-05 |  | 0.0057176 |  | 0.0052102 |  | 0.79181 |  | 0 |  | 0.0025533
| 0.00047525 |  | 0 |  | 0 |  | #REF! |  | 2.903e-06 |  | 0 |  | 7.1914e-06 |  | 0.00045476 |  | 0.00024117 |  | 0 |  | 0.00023959 |  | 0.0015353 |  | 6.8302e-05 |  | 0.0056071 |  | 0.0058664 |  | 0.77419 |  | 0 |  | 0.0025629
| 0.00045952 |  | 0 |  | 0 |  | #REF! |  | 1.3196e-06 |  | 0 |  | 6.8928e-06 |  | 0.00045558 |  | 0.00026883 |  | 0 |  | 0.00021788 |  | 0.0015547 |  | 7.0524e-05 |  | 0.0055672 |  | 0.0052444 |  | 0.75543 |  | 0 |  | 0.0025716
| 0.00042408 |  | 0 |  | 0 |  | #REF! |  | 1.3197e-06 |  | 0 |  | 7.8061e-06 |  | 0.00045403 |  | 0.00025549 |  | 0 |  | 0.00016223 |  | 0.0015824 |  | 7.2771e-05 |  | 0.0055862 |  | 0.0045378 |  | 0.73599 |  | 0 |  | 0.0025747
| 0.00040361 |  | 0 |  | 0 |  | #REF! |  | 7.9186e-07 |  | 0 |  | 6.7521e-06 |  | 0.00045012 |  | 0.0001692 |  | 0 |  | 0.0001447 |  | 0.0015958 |  | 7.5328e-05 |  | 0.005642 |  | 0.0047788 |  | 0.7164 |  | 0 |  | 0.0025744
| 0.00055969 |  | 0 |  | 0 |  | #REF! |  | 2.3756e-06 |  | 0 |  | 7.1932e-06 |  | 0.00044145 |  | 0.00021044 |  | 0 |  | 0.00019095 |  | 0.0016079 |  | 7.7464e-05 |  | 0.0057354 |  | 0.0051224 |  | 1.3936 |  | 0 |  | 0.0025598
| 0.00058023 |  | 0 |  | 0 |  | #REF! |  | 2.9037e-06 |  | 0 |  | 6.8631e-06 |  | 0.00043675 |  | 0.00020062 |  | 0 |  | 0.00024726 |  | 0.0016249 |  | 7.9969e-05 |  | 0.00583 |  | 0.0078132 |  | 0.67727 |  | 0 |  | 0.0025453
| 0.00048487 |  | 0 |  | 0 |  | #REF! |  | 5.2794e-07 |  | 0 |  | 6.8321e-06 |  | 0.00044308 |  | 0.00021777 |  | 0 |  | 0.00026354 |  | 0.0016418 |  | 8.2164e-05 |  | 0.0059172 |  | 0.0066267 |  | 0.6579 |  | 0 |  | 0.0025227
| 0.00049196 |  | 0 |  | 0 |  | #REF! |  | 2.1119e-06 |  | 0 |  | 7.509e-06 |  | 0.00045333 |  | 0.00027843 |  | 0 |  | 0.00025481 |  | 0.0016588 |  | 8.47e-05 |  | 0.0059687 |  | 0.0053413 |  | 0.63876 |  | 0 |  | 0.0024965
| 0.00045575 |  | 0 |  | 0 |  | #REF! |  | 2.9041e-06 |  | 0 |  | 6.5968e-06 |  | 0.00045812 |  | 0.00020386 |  | 0 |  | 0.00025149 |  | 0.0016818 |  | 8.7113e-05 |  | 0.0060063 |  | 0.0070417 |  | 0.61973 |  | 0 |  | 0.0024683
| 0.00050858 |  | 0 |  | 0 |  | #REF! |  | 1.3201e-06 |  | 0 |  | 8.061e-06 |  | 0.00044944 |  | 0.00026643 |  | 0 |  | 0.0002458 |  | 0.0017156 |  | 8.9341e-05 |  | 0.0060005 |  | 0.0050785 |  | 0.60061 |  | 0 |  | 0.0024392
| 0.00067263 |  | 0 |  | 0 |  | #REF! |  | 5.2804e-07 |  | 0 |  | 6.1882e-06 |  | 0.00043449 |  | 0.00031749 |  | 0 |  | 0.00022565 |  | 0.0017374 |  | 9.195e-05 |  | 0.0059854 |  | 0.0041729 |  | 0.58123 |  | 0 |  | 0.0024107
| 0.00068529 |  | 0 |  | 0 |  | #REF! |  | 0 |  | 0 |  | 6.4244e-06 |  | 0.00042427 |  | 0.00025868 |  | 0 |  | 0.00022974 |  | 0.0017495 |  | 9.4389e-05 |  | 0.0059554 |  | 0.0040731 |  | 0.5615 |  | 0 |  | 0.0023814
| 0.00055048 |  | 0 |  | 0 |  | #REF! |  | 2.3763e-06 |  | 0 |  | 7.3224e-06 |  | 0.00042351 |  | 0.00023695 |  | 0 |  | 0.00022039 |  | 0.0017641 |  | 9.6839e-05 |  | 0.0059276 |  | 0.0030328 |  | 0.54125 |  | 0 |  | 0.0023534
| 0.0004795 |  | 0 |  | 0 |  | #REF! |  | 2.9046e-06 |  | 0 |  | 7.2599e-06 |  | 0.00043218 |  | 0.0002048 |  | 0 |  | 0.00021762 |  | 0.0017858 |  | 9.9297e-05 |  | 0.0059132 |  | 0.0032722 |  | 1.0405 |  | 0 |  | 0.002328
| 0.0004535 |  | 0 |  | 0 |  | #REF! |  | 1.3204e-06 |  | 0 |  | 7.8116e-06 |  | 0.00044009 |  | 0.00023352 |  | 0 |  | 0.00021369 |  | 0.0018125 |  | 0.00010176 |  | 0.0059279 |  | 0.0048517 |  | 0.49857 |  | 0 |  | 0.0023074
| 0.00038175 |  | 0 |  | 0 |  | #REF! |  | 7.9226e-07 |  | 0 |  | 5.4495e-06 |  | 0.0004417 |  | 0.00027074 |  | 0 |  | 0.00018789 |  | 0.0018415 |  | 0.00010424 |  | 0.005968 |  | 0.0091538 |  | 0.47651 |  | 0 |  | 0.002294
| 0.00051903 |  | 0 |  | 0 |  | #REF! |  | 2.3768e-06 |  | 0 |  | 6.8049e-06 |  | 0.00044646 |  | 0.00024597 |  | 0 |  | 0.00020827 |  | 0.0018657 |  | 0.00010671 |  | 0.0060445 |  | 0.0081123 |  | 0.45461 |  | 0 |  | 0.0022965
| 0.00060501 |  | 0 |  | 0 |  | #REF! |  | 2.9052e-06 |  | 0 |  | 7.0407e-06 |  | 0.00045119 |  | 0.00023975 |  | 0 |  | 0.00022864 |  | 0.0018779 |  | 0.00010919 |  | 0.0061343 |  | 0.0065843 |  | 0.4336 |  | 0 |  | 0.0022997
| 0.00052462 |  | 0 |  | 0 |  | #REF! |  | 2.9053e-06 |  | 0 |  | 7.5772e-06 |  | 0.00044731 |  | 0.00028444 |  | 0 |  | 0.00021957 |  | 0.0019033 |  | 0.00011167 |  | 0.0062434 |  | 0.0086731 |  | 0.41361 |  | 0 |  | 0.0023215
| 0.00040076 |  | 0 |  | 0 |  | #REF! |  | 2.9053e-06 |  | 0 |  | 6.8846e-06 |  | 0.00044178 |  | 0.00025554 |  | 0 |  | 0.00018299 |  | 0.0019226 |  | 0.00011439 |  | 0.0063407 |  | 0.0075807 |  | 0.39436 |  | 0 |  | 0.0023617
| 0.00038816 |  | 0 |  | 0 |  | #REF! |  | 2.9055e-06 |  | 0 |  | 6.1918e-06 |  | 0.00044339 |  | 0.00022626 |  | 0 |  | 0.00014585 |  | 0.0019336 |  | 0.00011663 |  | 0.0063943 |  | 0.0076536 |  | 0.37591 |  | 0 |  | 0.0024027
| 0.00051282 |  | 0 |  | 0 |  | #REF! |  | 2.3772e-06 |  | 0 |  | 6.948e-06 |  | 0.00045049 |  | 0.00021393 |  | 0 |  | 0.00012355 |  | 0.0019602 |  | 0.0001191 |  | 0.0064108 |  | 0.0068111 |  | 0.71624 |  | 0 |  | 0.0024622
| 0.00047106 |  | 0 |  | 0 |  | #REF! |  | 2.3775e-06 |  | 0 |  | 6.9647e-06 |  | 0.00044345 |  | 0.00021666 |  | 0 |  | 0.00012412 |  | 0.0019952 |  | 0.00012182 |  | 0.0063722 |  | 0.0051159 |  | 0.34058 |  | 0 |  | 0.002515
| 0.00032588 |  | 0 |  | 0 |  | #REF! |  | 2.3775e-06 |  | 0 |  | 7.3113e-06 |  | 0.00042451 |  | 0.00020679 |  | 0 |  | 0.0001564 |  | 0.0020087 |  | 0.00012403 |  | 0.0062701 |  | 0.0061085 |  | 0.32329 |  | 0 |  | 0.0025809
| 0.00038745 |  | 0 |  | 0 |  | #REF! |  | 2.3775e-06 |  | 0 |  | 7.2807e-06 |  | 0.00041428 |  | 0.00025809 |  | 0 |  | 0.00014398 |  | 0.0020195 |  | 0.00012674 |  | 0.0061375 |  | 0.0069783 |  | 0.30666 |  | 0 |  | 0.0026314
| 0.00054136 |  | 0 |  | 0 |  | #REF! |  | 2.3777e-06 |  | 0 |  | 7.785e-06 |  | 0.00041904 |  | 0.00027846 |  | 0 |  | 0.00014527 |  | 0.0020558 |  | 0.00012891 |  | 0.005973 |  | 0.0062884 |  | 0.29112 |  | 0 |  | 0.0026893
| 0.00059269 |  | 0 |  | 0 |  | #REF! |  | 0 |  | 0 |  | 6.6193e-06 |  | 0.00042696 |  | 0.0001897 |  | 0 |  | 0.00020017 |  | 0.0020994 |  | 0.0001316 |  | 0.0057967 |  | 0.0079527 |  | 0.27687 |  | 0 |  | 0.0027336
| 0.00058401 |  | 0 |  | 0 |  | #REF! |  | 0 |  | 0 |  | 6.7777e-06 |  | 0.00042617 |  | 0.0002298 |  | 0 |  | 0.00023822 |  | 0.0021163 |  | 0.00013374 |  | 0.0056251 |  | 0.010332 |  | 0.26376 |  | 0 |  | 0.0027627
| 0.00053432 |  | 0 |  | 0 |  | #REF! |  | 2.378e-06 |  | 0 |  | 7.5501e-06 |  | 0.00042067 |  | 0.00027896 |  | 0 |  | 0.0002372 |  | 0.0021176 |  | 0.0001364 |  | 0.0054554 |  | 0.0099505 |  | 0.25165 |  | 0 |  | 0.0027952
| 0.00060855 |  | 0 |  | 0 |  | #REF! |  | 2.9066e-06 |  | 0 |  | 7.7555e-06 |  | 0.0004207 |  | 0.00024011 |  | 0 |  | 0.00023326 |  | 0.0021431 |  | 0.00013879 |  | 0.0052975 |  | 0.0094984 |  | 0.48077 |  | 0 |  | 0.0028094
| 0.00059122 |  | 0 |  | 0 |  | #REF! |  | 1.3213e-06 |  | 0 |  | 8.2604e-06 |  | 0.00042309 |  | 0.00024439 |  | 0 |  | 0.00020489 |  | 0.0021805 |  | 0.00014112 |  | 0.0051611 |  | 0.009841 |  | 0.22967 |  | 0 |  | 0.0028132
| 0.00052571 |  | 0 |  | 0 |  | #REF! |  | 7.9276e-07 |  | 0 |  | 6.7633e-06 |  | 0.00042546 |  | 0.00024726 |  | 0 |  | 0.00016248 |  | 0.0022084 |  | 0.00014314 |  | 0.0050455 |  | 0.008668 |  | 0.21931 |  | 0 |  | 0.0028045
| 0.00054393 |  | 0 |  | 0 |  | #REF! |  | 2.3784e-06 |  | 0 |  | 6.2434e-06 |  | 0.00042393 |  | 0.00020139 |  | 0 |  | 0.00020086 |  | 0.0022351 |  | 0.00014573 |  | 0.0049689 |  | 0.0080703 |  | 0.20937 |  | 0 |  | 0.0027854
| 0.00050209 |  | 0 |  | 0 |  | #REF! |  | 2.3786e-06 |  | 0 |  | 6.6376e-06 |  | 0.00042393 |  | 0.00022128 |  | 0 |  | 0.00023263 |  | 0.0022581 |  | 0.00014799 |  | 0.0049511 |  | 0.010468 |  | 0.19981 |  | 0 |  | 0.0027581
| 0.0004437 |  | 0 |  | 0 |  | #REF! |  | 0 |  | 0 |  | 7.2691e-06 |  | 0.00043107 |  | 0.00023293 |  | 0 |  | 0.00021108 |  | 0.0022871 |  | 0.00015023 |  | 0.004993 |  | 0.01079 |  | 0.19039 |  | 0 |  | 0.0027236
| 0.00049502 |  | 0 |  | 0 |  | #REF! |  | 0 |  | 0 |  | 6.7334e-06 |  | 0.00043817 |  | 0.00019917 |  | 0 |  | 0.00020654 |  | 0.0023271 |  | 0.00015243 |  | 0.0051185 |  | 0.012642 |  | 0.36181 |  | 0 |  | 0.0026868
| 0.0005693 |  | 0 |  | 0 |  | #REF! |  | 7.9296e-07 |  | 0 |  | 6.8123e-06 |  | 0.00044612 |  | 0.00019868 |  | 0 |  | 0.00020898 |  | 0.0023514 |  | 0.00015462 |  | 0.005314 |  | 0.013437 |  | 0.17164 |  | 0 |  | 0.0026492
| 0.00059694 |  | 0 |  | 0 |  | #REF! |  | 7.9296e-07 |  | 0 |  | 6.545e-06 |  | 0.00044612 |  | 0.00020781 |  | 0 |  | 0.00021336 |  | 0.0023731 |  | 0.00015704 |  | 0.0055518 |  | 0.012129 |  | 0.16309 |  | 0 |  | 0.0026149
| 0.00059698 |  | 0 |  | 0 |  | #REF! |  | 2.379e-06 |  | 0 |  | 5.8826e-06 |  | 0.00043826 |  | 0.00023708 |  | 0 |  | 0.00024808 |  | 0.0024082 |  | 0.00015881 |  | 0.0058229 |  | 0.011914 |  | 0.15527 |  | 0 |  | 0.0025858
| 0.0005599 |  | 0 |  | 0 |  | #REF! |  | 2.3792e-06 |  | 0 |  | 6.6559e-06 |  | 0.00043039 |  | 0.0002615 |  | 0 |  | 0.00021799 |  | 0.0024337 |  | 0.00016085 |  | 0.0060864 |  | 0.010604 |  | 0.14794 |  | 0 |  | 0.0025611
| 0.00051962 |  | 0 |  | 0 |  | #REF! |  | 7.9306e-07 |  | 0 |  | 6.2466e-06 |  | 0.00042012 |  | 0.00030596 |  | 0 |  | 0.00018806 |  | 0.0024544 |  | 0.00016285 |  | 0.0063027 |  | 0.0096527 |  | 0.14102 |  | 0 |  | 0.0025482
| 0.00058366 |  | 0 |  | 0 |  | #REF! |  | 2.9081e-06 |  | 0 |  | 6.7356e-06 |  | 0.00041701 |  | 0.00029621 |  | 0 |  | 0.0002336 |  | 0.0024979 |  | 0.00016517 |  | 0.0064738 |  | 0.012042 |  | 0.13456 |  | 0 |  | 0.0025266
| 0.00065001 |  | 0 |  | 0 |  | #REF! |  | 2.9083e-06 |  | 0 |  | 6.8149e-06 |  | 0.00041543 |  | 0.00025145 |  | 0 |  | 0.00024491 |  | 0.002533 |  | 0.00016672 |  | 0.0065763 |  | 0.013503 |  | 0.25719 |  | 0 |  | 0.0025142
| 0.00070376 |  | 0 |  | 0 |  | #REF! |  | 1.3219e-06 |  | 0 |  | 7.0835e-06 |  | 0.00041862 |  | 0.00026032 |  | 0 |  | 0.00023417 |  | 0.0025464 |  | 0.00016893 |  | 0.0066254 |  | 0.012563 |  | 0.12302 |  | 0 |  | 0.0025102
| 0.00068717 |  | 0 |  | 0 |  | #REF! |  | 1.322e-06 |  | 0 |  | 6.5949e-06 |  | 0.0004281 |  | 0.00022455 |  | 0 |  | 0.00021554 |  | 0.0025682 |  | 0.00017042 |  | 0.006622 |  | 0.011486 |  | 0.11767 |  | 0 |  | 0.0024949
| 0.00069279 |  | 0 |  | 0 |  | #REF! |  | 1.3221e-06 |  | 0 |  | 6.6895e-06 |  | 0.0004321 |  | 0.00020921 |  | 0 |  | 0.00017343 |  | 0.0026057 |  | 0.0001725 |  | 0.0065872 |  | 0.013912 |  | 0.11238 |  | 0 |  | 0.0024927
| 0.0006288 |  | 0 |  | 0 |  | #REF! |  | 1.3221e-06 |  | 0 |  | 6.8008e-06 |  | 0.00043052 |  | 0.00021147 |  | 0 |  | 0.00020229 |  | 0.0026482 |  | 0.00017386 |  | 0.0065366 |  | 0.016289 |  | 0.10706 |  | 0 |  | 0.0024781
| 0.00058618 |  | 0 |  | 0 |  | #REF! |  | 1.3222e-06 |  | 0 |  | 6.0912e-06 |  | 0.00042423 |  | 0.00019077 |  | 0 |  | 0.00022997 |  | 0.0026628 |  | 0.00017587 |  | 0.006488 |  | 0.013621 |  | 0.20363 |  | 0 |  | 0.0024754
| 0.00063915 |  | 0 |  | 0 |  | #REF! |  | 5.2891e-07 |  | 0 |  | 7.3536e-06 |  | 0.00042347 |  | 0.00020396 |  | 0 |  | 0.00018913 |  | 0.0026809 |  | 0.0001775 |  | 0.0064388 |  | 0.015786 |  | 0.096755 |  | 0 |  | 0.0024581
| 0.00058464 |  | 0 |  | 0 |  | #REF! |  | 5.2891e-07 |  | 0 |  | 7.0073e-06 |  | 0.00042505 |  | 0.0001965 |  | 0 |  | 0.00018141 |  | 0.0027269 |  | 0.00017902 |  | 0.0063992 |  | 0.021089 |  | 0.09194 |  | 0 |  | 0.0024506
| 0.00060684 |  | 0 |  | 0 |  | #REF! |  | 1.3224e-06 |  | 0 |  | 6.2502e-06 |  | 0.00042115 |  | 0.00015694 |  | 0 |  | 0.00020021 |  | 0.0027632 |  | 0.0001799 |  | 0.0063756 |  | 0.021273 |  | 0.08755 |  | 0 |  | 0.0024338
| 0.00063607 |  | 0 |  | 0 |  | #REF! |  | 7.9346e-07 |  | 0 |  | 6.6921e-06 |  | 0.00041167 |  | 0.00014819 |  | 0 |  | 0.00019531 |  | 0.0027937 |  | 0.00018111 |  | 0.0063484 |  | 0.01793 |  | 0.083615 |  | 0 |  | 0.0024162
| 0.00059186 |  | 0 |  | 0 |  | #REF! |  | 7.9346e-07 |  | 0 |  | 6.2663e-06 |  | 0.00040616 |  | 0.00020809 |  | 0 |  | 0.00019813 |  | 0.0028215 |  | 0.00018169 |  | 0.00634 |  | 0.017793 |  | 0.07988 |  | 0 |  | 0.0023919
| 0.00065745 |  | 0 |  | 0 |  | #REF! |  | 1.3225e-06 |  | 0 |  | 6.5193e-06 |  | 0.00040932 |  | 0.00023612 |  | 0 |  | 0.00022565 |  | 0.0028577 |  | 0.00018227 |  | 0.0063109 |  | 0.018329 |  | 0.15241 |  | 0 |  | 0.0023816
| 0.00068677 |  | 0 |  | 0 |  | #REF! |  | 1.3226e-06 |  | 0 |  | 7.4037e-06 |  | 0.00041175 |  | 0.0002752 |  | 0 |  | 0.00018494 |  | 0.0029003 |  | 0.00018273 |  | 0.0062828 |  | 0.021013 |  | 0.072655 |  | 0 |  | 0.0023688
| 0.00059352 |  | 0 |  | 0 |  | #REF! |  | 7.9356e-07 |  | 0 |  | 6.5205e-06 |  | 0.00041254 |  | 0.00026535 |  | 0 |  | 0.00019064 |  | 0.002922 |  | 0.00018316 |  | 0.0062364 |  | 0.018983 |  | 0.06921 |  | 0 |  | 0.002362
| 0.00060304 |  | 0 |  | 0 |  | #REF! |  | 0 |  | 0 |  | 6.5517e-06 |  | 0.00041572 |  | 0.00015114 |  | 0 |  | 0.00025072 |  | 0.002956 |  | 0.00018356 |  | 0.0061781 |  | 0.017619 |  | 0.06581 |  | 0 |  | 0.0023607
| 0.00067421 |  | 0 |  | 0 |  | #REF! |  | 0 |  | 0 |  | 6.7104e-06 |  | 0.00042049 |  | 0.00018196 |  | 0 |  | 0.00024231 |  | 0.0030044 |  | 0.00018422 |  | 0.0061174 |  | 0.019406 |  | 0.062495 |  | 0 |  | 0.0023639
| 0.00072164 |  | 0 |  | 0 |  | #REF! |  | 0 |  | 0 |  | 6.3161e-06 |  | 0.00042207 |  | 0.00023078 |  | 0 |  | 0.00023129 |  | 0.0030385 |  | 0.00018413 |  | 0.0060507 |  | 0.019362 |  | 0.11882 |  | 0 |  | 0.0023716
| 0.00066007 |  | 0 |  | 0 |  | #REF! |  | 0 |  | 0 |  | 6.5692e-06 |  | 0.00041897 |  | 0.00020875 |  | 0 |  | 0.0002152 |  | 0.0030796 |  | 0.00018429 |  | 0.0059908 |  | 0.022732 |  | 0.056615 |  | 0 |  | 0.0023807
| 0.00067904 |  | 0 |  | 0 |  | #REF! |  | 2.3811e-06 |  | 0 |  | 6.5849e-06 |  | 0.0004158 |  | 0.00019704 |  | 0 |  | 0.00016864 |  | 0.0031159 |  | 0.00018442 |  | 0.0059491 |  | 0.024929 |  | 0.053985 |  | 0 |  | 0.0023917
| 0.00057947 |  | 0 |  | 0 |  | #REF! |  | 2.9107e-06 |  | 0 |  | 6.5858e-06 |  | 0.00041425 |  | 0.00026203 |  | 0 |  | 0.00016736 |  | 0.0031512 |  | 0.0001849 |  | 0.0059178 |  | 0.024654 |  | 0.051455 |  | 0 |  | 0.0024016
| 0.00045061 |  | 0 |  | 0 |  | #REF! |  | 2.9107e-06 |  | 0 |  | 6.5858e-06 |  | 0.00041425 |  | 0.0002777 |  | 0 |  | 0.00018027 |  | 0.0031935 |  | 0.00018451 |  | 0.0059002 |  | 0.022782 |  | 0.049015 |  | 0 |  | 0.0024172
| 0.00064517 |  | 0 |  | 0 |  | #REF! |  | 2.3814e-06 |  | 0 |  | 5.2756e-06 |  | 0.0004143 |  | 0.00022763 |  | 0 |  | 0.00016253 |  | 0.0032263 |  | 0.00018488 |  | 0.0058899 |  | 0.024856 |  | 0.09335 |  | 0 |  | 0.0024206
| 0.00064675 |  | 0 |  | 0 |  | #REF! |  | 5.5564e-06 |  | 0 |  | 5.4652e-06 |  | 0.00041272 |  | 0.00030726 |  | 0 |  | 0.00018579 |  | 0.0032577 |  | 0.00018438 |  | 0.0058826 |  | 0.027873 |  | 0.044505 |  | 0 |  | 0.0024297
| 0.00053689 |  | 0 |  | 0 |  | #REF! |  | 5.5564e-06 |  | 0 |  | 6.4449e-06 |  | 0.00040721 |  | 0.00026774 |  | 0 |  | 0.00020921 |  | 0.0033026 |  | 0.00018464 |  | 0.0058594 |  | 0.027893 |  | 0.04246 |  | 0 |  | 0.002447
| 0.00064525 |  | 0 |  | 0 |  | #REF! |  | 7.9391e-07 |  | 0 |  | 6.7296e-06 |  | 0.00039933 |  | 0.00016271 |  | 0 |  | 0.00016755 |  | 0.0033439 |  | 0.00018441 |  | 0.0058252 |  | 0.027576 |  | 0.04048 |  | 0 |  | 0.0024542
| 0.00059385 |  | 0 |  | 0 |  | #REF! |  | 7.9401e-07 |  | 0 |  | 6.2403e-06 |  | 0.00039854 |  | 0.00015508 |  | 0 |  | 0.00013912 |  | 0.0033706 |  | 0.00018381 |  | 0.0057652 |  | 0.027757 |  | 0.03861 |  | 0 |  | 0.0024687
| 0.00056305 |  | 0 |  | 0 |  | #REF! |  | 0 |  | 0 |  | 4.6292e-06 |  | 0.00040489 |  | 0.00017029 |  | 0 |  | 0.00016592 |  | 0.0034129 |  | 0.00018385 |  | 0.0057058 |  | 0.028771 |  | 0.07376 |  | 0 |  | 0.0024904
| 0.00055043 |  | 0 |  | 0 |  | #REF! |  | 0 |  | 0 |  | 5.2773e-06 |  | 0.00040966 |  | 0.00019958 |  | 0 |  | 0.00018864 |  | 0.0034627 |  | 0.00018354 |  | 0.0056475 |  | 0.031083 |  | 0.03526 |  | 0 |  | 0.0024976
| 0.000435 |  | 0 |  | 0 |  | #REF! |  | 3.9703e-06 |  | 0 |  | 6.3205e-06 |  | 0.00040652 |  | 0.00017262 |  | 0 |  | 0.00019686 |  | 0.0035051 |  | 0.00018315 |  | 0.0055912 |  | 0.0335 |  | 0.03371 |  | 0 |  | 0.0025122
| 0.00052519 |  | 0 |  | 0 |  | #REF! |  | 3.9706e-06 |  | 0 |  | 6.7476e-06 |  | 0.0004018 |  | 0.00018279 |  | 0 |  | 0.00022148 |  | 0.0035342 |  | 0.00018268 |  | 0.0055646 |  | 0.034313 |  | 0.032265 |  | 0 |  | 0.0025119
| 0.00053231 |  | 0 |  | 0 |  | #REF! |  | 7.9416e-07 |  | 0 |  | 5.831e-06 |  | 0.00040259 |  | 0.00019328 |  | 0 |  | 0.00022676 |  | 0.003573 |  | 0.00018224 |  | 0.0055558 |  | 0.034589 |  | 0.06201 |  | 0 |  | 0.0024958
| 0.00043821 |  | 0 |  | 0 |  | #REF! |  | 1.3236e-06 |  | 0 |  | 5.8476e-06 |  | 0.00040816 |  | 0.00018293 |  | 0 |  | 0.00018906 |  | 0.003624 |  | 0.00018169 |  | 0.0055712 |  | 0.035075 |  | 0.02988 |  | 0 |  | 0.0024806
| 0.00051735 |  | 0 |  | 0 |  | #REF! |  | 2.9121e-06 |  | 0 |  | 5.9424e-06 |  | 0.00041767 |  | 0.00020858 |  | 0 |  | 0.00016746 |  | 0.0036808 |  | 0.00018117 |  | 0.005593 |  | 0.037134 |  | 0.02869 |  | 0 |  | 0.0024496
| 0.00059965 |  | 0 |  | 0 |  | #REF! |  | 2.3828e-06 |  | 0 |  | 6.1644e-06 |  | 0.00042087 |  | 0.00023157 |  | 0 |  | 0.0001794 |  | 0.0037257 |  | 0.00018056 |  | 0.0056148 |  | 0.039444 |  | 0.027435 |  | 0 |  | 0.0024067
| 0.00055377 |  | 0 |  | 0 |  | #REF! |  | 2.3828e-06 |  | 0 |  | 6.4648e-06 |  | 0.00041612 |  | 0.00019429 |  | 0 |  | 0.00021956 |  | 0.0037573 |  | 0.00017998 |  | 0.0056258 |  | 0.040142 |  | 0.0263 |  | 0 |  | 0.0023698
| 0.00056567 |  | 0 |  | 0 |  | #REF! |  | 2.9125e-06 |  | 0 |  | 5.7855e-06 |  | 0.00040349 |  | 0.00019293 |  | 0 |  | 0.00026629 |  | 0.0037998 |  | 0.00017935 |  | 0.0056237 |  | 0.041575 |  | 0.05064 |  | 0 |  | 0.0023241
| 0.0005309 |  | 0 |  | 0 |  | #REF! |  | 1.3239e-06 |  | 0 |  | 6.1336e-06 |  | 0.00039164 |  | 0.00021607 |  | 0 |  | 0.00026238 |  | 0.0038385 |  | 0.00017866 |  | 0.0055981 |  | 0.04283 |  | 0.024425 |  | 0 |  | 0.0022774
| 0.00041461 |  | 0 |  | 0 |  | #REF! |  | 7.9436e-07 |  | 0 |  | 6.1814e-06 |  | 0.00038929 |  | 0.00019499 |  | 0 |  | 0.00021273 |  | 0.0038702 |  | 0.00017837 |  | 0.0055603 |  | 0.044105 |  | 0.02352 |  | 0 |  | 0.0022298
| 0.00048428 |  | 0 |  | 0 |  | #REF! |  | 7.9441e-07 |  | 0 |  | 6.166e-06 |  | 0.00039248 |  | 0.0002763 |  | 0 |  | 0.00017812 |  | 0.0039114 |  | 0.00017731 |  | 0.0055271 |  | 0.046304 |  | 0.022595 |  | 0 |  | 0.0021822
| 0.0006639 |  | 0 |  | 0 |  | #REF! |  | 1.324e-06 |  | 0 |  | 5.6921e-06 |  | 0.00040435 |  | 0.00032714 |  | 0 |  | 0.00016775 |  | 0.0039731 |  | 0.00017693 |  | 0.0055031 |  | 0.047263 |  | 0.04346 |  | 0 |  | 0.0021355
| 0.00065286 |  | 0 |  | 0 |  | #REF! |  | 1.3242e-06 |  | 0 |  | 5.4078e-06 |  | 0.00041071 |  | 0.00021553 |  | 0 |  | 0.00020676 |  | 0.0040302 |  | 0.00017588 |  | 0.0055036 |  | 0.047358 |  | 0.020925 |  | 0 |  | 0.002094
| 0.00049146 |  | 0 |  | 0 |  | #REF! |  | 1.3241e-06 |  | 0 |  | 5.2971e-06 |  | 0.00041074 |  | 0.000184 |  | 0 |  | 0.00022479 |  | 0.0040812 |  | 0.00017552 |  | 0.0055364 |  | 0.049454 |  | 0.02008 |  | 0 |  | 0.00206
| 0.00053578 |  | 0 |  | 0 |  | #REF! |  | 5.2971e-07 |  | 0 |  | 5.8987e-06 |  | 0.00040045 |  | 0.00021183 |  | 0 |  | 0.0002083 |  | 0.0041102 |  | 0.0001744 |  | 0.0055861 |  | 0.052793 |  | 0.01913 |  | 0 |  | 0.0020381
| 0.00064428 |  | 0 |  | 0 |  | #REF! |  | 0 |  | 0 |  | 5.8991e-06 |  | 0.00039021 |  | 0.00028928 |  | 0 |  | 0.00021813 |  | 0.0041636 |  | 0.00017406 |  | 0.0056445 |  | 0.054987 |  | 0.03633 |  | 0 |  | 0.0020313
| 0.00069177 |  | 0 |  | 0 |  | #REF! |  | 2.3838e-06 |  | 0 |  | 5.1716e-06 |  | 0.00039338 |  | 0.00030072 |  | 0 |  | 0.0002029 |  | 0.0042424 |  | 0.00017298 |  | 0.0056977 |  | 0.056431 |  | 0.017315 |  | 0 |  | 0.0020467
| 0.00065303 |  | 0 |  | 0 |  | #REF! |  | 4.5031e-06 |  | 0 |  | 5.2826e-06 |  | 0.00039894 |  | 0.00026052 |  | 0 |  | 0.00021533 |  | 0.0042825 |  | 0.00017258 |  | 0.0057404 |  | 0.057743 |  | 0.01654 |  | 0 |  | 0.0020695
| 0.00053746 |  | 0 |  | 0 |  | #REF! |  | 2.1191e-06 |  | 0 |  | 5.3463e-06 |  | 0.00039973 |  | 0.00027802 |  | 0 |  | 0.00021434 |  | 0.0043225 |  | 0.00017191 |  | 0.0057603 |  | 0.058625 |  | 0.01577 |  | 0 |  | 0.0021128
| 0.00062461 |  | 0 |  | 0 |  | #REF! |  | 2.1192e-06 |  | 0 |  | 5.916e-06 |  | 0.00039345 |  | 0.00023991 |  | 0 |  | 0.00016912 |  | 0.0043735 |  | 0.00017122 |  | 0.0057677 |  | 0.05915 |  | 0.03005 |  | 0 |  | 0.0021717
| 0.00079877 |  | 0 |  | 0 |  | #REF! |  | 2.914e-06 |  | 0 |  | 5.901e-06 |  | 0.00039187 |  | 0.00015792 |  | 0 |  | 0.00015338 |  | 0.0044267 |  | 0.00017055 |  | 0.0057773 |  | 0.060343 |  | 0.014325 |  | 0 |  | 0.0022265
| 0.00074895 |  | 0 |  | 0 |  | #REF! |  | 1.3246e-06 |  | 0 |  | 5.8215e-06 |  | 0.00039743 |  | 0.00014804 |  | 0 |  | 0.00017656 |  | 0.0044731 |  | 0.0001699 |  | 0.0057894 |  | 0.061179 |  | 0.01367 |  | 0 |  | 0.0022923
| 0.00071257 |  | 0 |  | 0 |  | #REF! |  | 5.2988e-07 |  | 0 |  | 5.5849e-06 |  | 0.00040142 |  | 0.00020305 |  | 0 |  | 0.00020741 |  | 0.0045058 |  | 0.00016926 |  | 0.0058163 |  | 0.064499 |  | 0.013025 |  | 0 |  | 0.0023429
| 0.00080046 |  | 0 |  | 0 |  | #REF! |  | 2.1196e-06 |  | 0 |  | 5.7435e-06 |  | 0.000403 |  | 0.00022893 |  | 0 |  | 0.00024419 |  | 0.0045566 |  | 0.00016869 |  | 0.0058668 |  | 0.067685 |  | 0.02484 |  | 0 |  | 0.0023958
| 0.00067382 |  | 0 |  | 0 |  | #REF! |  | 2.9145e-06 |  | 0 |  | 6.3135e-06 |  | 0.00039748 |  | 0.0002043 |  | 0 |  | 0.00026482 |  | 0.0046199 |  | 0.00016814 |  | 0.0059318 |  | 0.067546 |  | 0.01187 |  | 0 |  | 0.0024263
| 0.00052341 |  | 0 |  | 0 |  | #REF! |  | 2.9147e-06 |  | 0 |  | 5.285e-06 |  | 0.00039117 |  | 0.00017191 |  | 0 |  | 0.00022631 |  | 0.0046574 |  | 0.00016762 |  | 0.0060156 |  | 0.069832 |  | 0.01136 |  | 0 |  | 0.0024547
| 0.00058917 |  | 0 |  | 0 |  | #REF! |  | 2.9147e-06 |  | 0 |  | 5.5547e-06 |  | 0.00038724 |  | 0.00025524 |  | 0 |  | 0.00019249 |  | 0.0047095 |  | 0.00016714 |  | 0.0061203 |  | 0.071123 |  | 0.010885 |  | 0 |  | 0.0024586
| 0.00066682 |  | 0 |  | 0 |  | #REF! |  | 7.9496e-07 |  | 0 |  | 5.7762e-06 |  | 0.00038726 |  | 0.00033649 |  | 0 |  | 0.00020865 |  | 0.0047849 |  | 0.00016668 |  | 0.0062243 |  | 0.071913 |  | 0.0208 |  | 0 |  | 0.0024633
| 0.0006193 |  | 0 |  | 0 |  | #REF! |  | 0 |  | 0 |  | 5.9032e-06 |  | 0.00039281 |  | 0.00032121 |  | 0 |  | 0.00021118 |  | 0.0048503 |  | 0.00016666 |  | 0.0063383 |  | 0.075064 |  | 0.009925 |  | 0 |  | 0.0024521
| 0.00053222 |  | 0 |  | 0 |  | #REF! |  | 5.3001e-07 |  | 0 |  | 6.4738e-06 |  | 0.00039917 |  | 0.00026751 |  | 0 |  | 0.00016809 |  | 0.0048904 |  | 0.00016598 |  | 0.0064371 |  | 0.079632 |  | 0.00946 |  | 0 |  | 0.0024347
| 0.00056156 |  | 0 |  | 0 |  | #REF! |  | 5.3004e-07 |  | 0 |  | 4.5902e-06 |  | 0.00039919 |  | 0.00027738 |  | 0 |  | 0.00014426 |  | 0.0049413 |  | 0.0001657 |  | 0.0064985 |  | 0.08023 |  | 0.01806 |  | 0 |  | 0.0024148
| 0.00049028 |  | 0 |  | 0 |  | #REF! |  | 5.3008e-07 |  | 0 |  | 5.7457e-06 |  | 0.00039523 |  | 0.00025263 |  | 0 |  | 0.00014483 |  | 0.0050044 |  | 0.00016581 |  | 0.0065132 |  | 0.080086 |  | 0.00873 |  | 0 |  | 0.0023905
| 0.00053787 |  | 0 |  | 0 |  | #REF! |  | 2.9156e-06 |  | 0 |  | 5.8097e-06 |  | 0.00039449 |  | 0.00017769 |  | 0 |  | 0.00013752 |  | 0.0050543 |  | 0.0001653 |  | 0.0064733 |  | 0.080694 |  | 0.008465 |  | 0 |  | 0.0023823
| 0.00070897 |  | 0 |  | 0 |  | #REF! |  | 2.9156e-06 |  | 0 |  | 5.7151e-06 |  | 0.00040162 |  | 0.00029129 |  | 0 |  | 0.00015115 |  | 0.0051029 |  | 0.00016554 |  | 0.0063868 |  | 0.079026 |  | 0.008165 |  | 0 |  | 0.0023769
| 0.00062505 |  | 0 |  | 0 |  | #REF! |  | 2.9156e-06 |  | 0 |  | 5.9371e-06 |  | 0.00040481 |  | 0.00031881 |  | 0 |  | 0.00020563 |  | 0.0051549 |  | 0.0001655 |  | 0.0062559 |  | 0.080666 |  | 0.01574 |  | 0 |  | 0.0023821
| 0.00053632 |  | 0 |  | 0 |  | #REF! |  | 2.3858e-06 |  | 0 |  | 4.75e-06 |  | 0.00040165 |  | 0.00019783 |  | 0 |  | 0.0002883 |  | 0.0052266 |  | 0.00016516 |  | 0.0061085 |  | 0.084249 |  | 0.007565 |  | 0 |  | 0.0023979
| 0.00055857 |  | 0 |  | 0 |  | #REF! |  | 2.3858e-06 |  | 0 |  | 6.365e-06 |  | 0.00039773 |  | 0.00019275 |  | 0 |  | 0.00031496 |  | 0.0052934 |  | 0.00016565 |  | 0.00597 |  | 0.085483 |  | 0.00731 |  | 0 |  | 0.0024281
| 0.00052213 |  | 0 |  | 0 |  | #REF! |  | 2.3859e-06 |  | 0 |  | 5.099e-06 |  | 0.0003906 |  | 0.00024692 |  | 0 |  | 0.00024168 |  | 0.0053382 |  | 0.00016579 |  | 0.0058678 |  | 0.085883 |  | 0.01403 |  | 0 |  | 0.0024529
| 0.00046511 |  | 0 |  | 0 |  | #REF! |  | 2.3859e-06 |  | 0 |  | 5.1465e-06 |  | 0.00038587 |  | 0.00028627 |  | 0 |  | 0.00018997 |  | 0.0054038 |  | 0.00016603 |  | 0.0058101 |  | 0.088272 |  | 0.00666 |  | 0 |  | 0.0024838
| 0.00064739 |  | 0 |  | 0 |  | #REF! |  | 2.3861e-06 |  | 0 |  | 5.4319e-06 |  | 0.00038194 |  | 0.00027803 |  | 0 |  | 0.00023486 |  | 0.0054948 |  | 0.00016597 |  | 0.0057887 |  | 0.091417 |  | 0.00645 |  | 0 |  | 0.0025094
| 0.0006252 |  | 0 |  | 0 |  | #REF! |  | 7.9541e-07 |  | 0 |  | 5.4005e-06 |  | 0.00038352 |  | 0.00022936 |  | 0 |  | 0.00027279 |  | 0.005582 |  | 0.00016673 |  | 0.0058142 |  | 0.096044 |  | 0.00626 |  | 0 |  | 0.0025245
| 0.00043981 |  | 0 |  | 0 |  | #REF! |  | 7.9541e-07 |  | 0 |  | 5.876e-06 |  | 0.00038513 |  | 0.00024397 |  | 0 |  | 0.00023178 |  | 0.0056331 |  | 0.0001672 |  | 0.0058562 |  | 0.10043 |  | 0.01201 |  | 0 |  | 0.0025311
| 0.00051275 |  | 0 |  | 0 |  | #REF! |  | 0 |  | 0 |  | 4.926e-06 |  | 0.00038199 |  | 0.00023676 |  | 0 |  | 0.00020253 |  | 0.0056878 |  | 0.00016775 |  | 0.0059029 |  | 0.10574 |  | 0.005875 |  | 0 |  | 0.0025097
| 0.00059679 |  | 0 |  | 0 |  | #REF! |  | 5.3031e-07 |  | 0 |  | 4.9105e-06 |  | 0.00038042 |  | 0.00026147 |  | 0 |  | 0.00023195 |  | 0.0057556 |  | 0.00016838 |  | 0.0059458 |  | 0.1084 |  | 0.005775 |  | 0 |  | 0.002478
| 0.00057539 |  | 0 |  | 0 |  | #REF! |  | 1.3259e-06 |  | 0 |  | 5.6871e-06 |  | 0.00037884 |  | 0.00030144 |  | 0 |  | 0.00026475 |  | 0.0058298 |  | 0.00016943 |  | 0.0059662 |  | 0.11028 |  | 0.01111 |  | 0 |  | 0.0024398
| 0.00061747 |  | 0 |  | 0 |  | #REF! |  | 7.9556e-07 |  | 0 |  | 5.7504e-06 |  | 0.00038285 |  | 0.00030941 |  | 0 |  | 0.00027147 |  | 0.0059475 |  | 0.00016988 |  | 0.0059647 |  | 0.11773 |  | 0.00531 |  | 0 |  | 0.0023808
| 0.00063016 |  | 0 |  | 0 |  | #REF! |  | 7.9556e-07 |  | 0 |  | 5.7511e-06 |  | 0.00038681 |  | 0.00031952 |  | 0 |  | 0.0002516 |  | 0.0060276 |  | 0.00017075 |  | 0.0059432 |  | 0.12411 |  | 0.00512 |  | 0 |  | 0.0023332
| 0.00041773 |  | 0 |  | 0 |  | #REF! |  | 1.326e-06 |  | 0 |  | 5.1808e-06 |  | 0.00038523 |  | 0.00028304 |  | 0 |  | 0.00022872 |  | 0.0061076 |  | 0.0001717 |  | 0.0058885 |  | 0.13216 |  | 0.00995 |  | 0 |  | 0.0022791
| 0.00045425 |  | 0 |  | 0 |  | #REF! |  | 2.9174e-06 |  | 0 |  | 5.7043e-06 |  | 0.00037656 |  | 0.00029524 |  | 0 |  | 0.00020227 |  | 0.0061369 |  | 0.00017311 |  | 0.0058023 |  | 0.13913 |  | 0.004835 |  | 0 |  | 0.0022482
| 0.00071823 |  | 0 |  | 0 |  | #REF! |  | 4.5091e-06 |  | 0 |  | 5.1339e-06 |  | 0.00036308 |  | 0.00025986 |  | 0 |  | 0.00020679 |  | 0.0061914 |  | 0.00017385 |  | 0.005688 |  | 0.14388 |  | 0.00467 |  | 0 |  | 0.0022295
| 0.00071352 |  | 0 |  | 0 |  | #REF! |  | 2.9176e-06 |  | 0 |  | 5.5938e-06 |  | 0.00035914 |  | 0.00021795 |  | 0 |  | 0.00021727 |  | 0.0062837 |  | 0.00017504 |  | 0.0055392 |  | 0.14913 |  | 0.00896 |  | 0 |  | 0.0022259
| 0.00065648 |  | 0 |  | 0 |  | #REF! |  | 1.3263e-06 |  | 0 |  | 5.499e-06 |  | 0.00036233 |  | 0.00023428 |  | 0 |  | 0.00024173 |  | 0.006376 |  | 0.00017667 |  | 0.0053707 |  | 0.1531 |  | 0.00432 |  | 0 |  | 0.0022526
| 0.00054707 |  | 0 |  | 0 |  | #REF! |  | 2.9178e-06 |  | 0 |  | 4.4217e-06 |  | 0.00036233 |  | 0.00021894 |  | 0 |  | 0.00027279 |  | 0.0064235 |  | 0.00017803 |  | 0.0052034 |  | 0.15738 |  | 0.00422 |  | 0 |  | 0.0022919
| 0.00052335 |  | 0 |  | 0 |  | #REF! |  | 2.9182e-06 |  | 0 |  | 5.8643e-06 |  | 0.00035762 |  | 0.00019518 |  | 0 |  | 0.00020837 |  | 0.0064744 |  | 0.0001791 |  | 0.0050449 |  | 0.16389 |  | 0.00817 |  | 0 |  | 0.0023449
| 0.00060264 |  | 0 |  | 0 |  | #REF! |  | 5.3054e-07 |  | 0 |  | 5.088e-06 |  | 0.00035366 |  | 0.00021178 |  | 0 |  | 0.00018928 |  | 0.0065619 |  | 0.00018097 |  | 0.0049342 |  | 0.16886 |  | 0.003915 |  | 0 |  | 0.0024037
| 0.00049959 |  | 0 |  | 0 |  | #REF! |  | 0 |  | 0 |  | 5.2465e-06 |  | 0.00035685 |  | 0.00020642 |  | 0 |  | 0.0002053 |  | 0.0066615 |  | 0.00018256 |  | 0.0048808 |  | 0.17392 |  | 0.003805 |  | 0 |  | 0.0024638
| 0.0006685 |  | 0 |  | 0 |  | #REF! |  | 0 |  | 0 |  | 5.913e-06 |  | 0.00036161 |  | 0.00018711 |  | 0 |  | 0.00018147 |  | 0.0067414 |  | 0.00018384 |  | 0.0048921 |  | 0.17843 |  | 0.00741 |  | 0 |  | 0.0025197
| 0.00074626 |  | 0 |  | 0 |  | #REF! |  | 0 |  | 0 |  | 4.5179e-06 |  | 0.00036322 |  | 0.00022044 |  | 0 |  | 0.00016709 |  | 0.0067987 |  | 0.00018597 |  | 0.0049754 |  | 0.17983 |  | 0.00355 |  | 0 |  | 0.0025675
| 0.00064955 |  | 0 |  | 0 |  | #REF! |  | 7.9596e-07 |  | 0 |  | 5.01e-06 |  | 0.00036483 |  | 0.00024076 |  | 0 |  | 0.00016773 |  | 0.0068801 |  | 0.00018774 |  | 0.0051247 |  | 0.1845 |  | 0.003385 |  | 0 |  | 0.0026054
| 0.00065673 |  | 0 |  | 0 |  | #REF! |  | 7.9601e-07 |  | 0 |  | 5.7869e-06 |  | 0.00036881 |  | 0.00020153 |  | 0 |  | 0.00017131 |  | 0.0069673 |  | 0.00018961 |  | 0.0053309 |  | 0.19027 |  | 0.00655 |  | 0 |  | 0.0026317
| 0.00059411 |  | 0 |  | 0 |  | #REF! |  | 7.9606e-07 |  | 0 |  | 5.6287e-06 |  | 0.00037122 |  | 0.00019528 |  | 0 |  | 0.00015327 |  | 0.007027 |  | 0.00019154 |  | 0.0055659 |  | 0.19711 |  | 0.003195 |  | 0 |  | 0.0026491
| 0.00063059 |  | 0 |  | 0 |  | #REF! |  | 7.9606e-07 |  | 0 |  | 6.628e-06 |  | 0.00036804 |  | 0.00025042 |  | 0 |  | 0.00017656 |  | 0.0070927 |  | 0.00019353 |  | 0.0058121 |  | 0.20567 |  | 0.00309 |  | 0 |  | 0.002658
| 0.00057352 |  | 0 |  | 0 |  | #REF! |  | 0 |  | 0 |  | 5.4074e-06 |  | 0.00036172 |  | 0.00022126 |  | 0 |  | 0.00018778 |  | 0.0071775 |  | 0.00019561 |  | 0.0060541 |  | 0.20864 |  | 0.00585 |  | 0 |  | 0.0026593
| 0.00051485 |  | 0 |  | 0 |  | #REF! |  | 0 |  | 0 |  | 4.5355e-06 |  | 0.00036016 |  | 0.00017909 |  | 0 |  | 0.00016837 |  | 0.007282 |  | 0.00019769 |  | 0.0062603 |  | 0.20992 |  | 0.00274 |  | 0 |  | 0.0026538
| 0.00061802 |  | 0 |  | 0 |  | #REF! |  | 7.9621e-07 |  | 0 |  | 5.2016e-06 |  | 0.00036177 |  | 0.00020992 |  | 0 |  | 0.00017624 |  | 0.0073599 |  | 0.00019985 |  | 0.0064472 |  | 0.21664 |  | 0.00264 |  | 0 |  | 0.0026456
| 0.00072116 |  | 0 |  | 0 |  | #REF! |  | 1.327e-06 |  | 0 |  | 5.2657e-06 |  | 0.00036256 |  | 0.00026651 |  | 0 |  | 0.00018495 |  | 0.0074195 |  | 0.00020206 |  | 0.0065789 |  | 0.22316 |  | 0.00513 |  | 0 |  | 0.0026179
| 0.00069899 |  | 0 |  | 0 |  | #REF! |  | 5.3081e-07 |  | 0 |  | 6.3129e-06 |  | 0.00036258 |  | 0.0002785 |  | 0 |  | 0.00021194 |  | 0.007531 |  | 0.00020476 |  | 0.0066835 |  | 0.22734 |  | 0.002495 |  | 0 |  | 0.002588
| 0.00061096 |  | 0 |  | 0 |  | #REF! |  | 0 |  | 0 |  | 5.2501e-06 |  | 0.00035785 |  | 0.00020965 |  | 0 |  | 0.00024265 |  | 0.0076404 |  | 0.00020668 |  | 0.006747 |  | 0.23435 |  | 0.00249 |  | 0 |  | 0.0025565
| 0.00060703 |  | 0 |  | 0 |  | #REF! |  | 7.9631e-07 |  | 0 |  | 4.616e-06 |  | 0.00035866 |  | 0.00019497 |  | 0 |  | 0.00022608 |  | 0.0077107 |  | 0.00020887 |  | 0.0067839 |  | 0.24551 |  | 0.00489 |  | 0 |  | 0.0025059
| 0.0006475 |  | 0 |  | 0 |  | #REF! |  | 1.3273e-06 |  | 0 |  | 5.2353e-06 |  | 0.00036263 |  | 0.00021775 |  | 0 |  | 0.00020241 |  | 0.0078007 |  | 0.0002116 |  | 0.0067803 |  | 0.24852 |  | 0.002335 |  | 0 |  | 0.0024627
| 0.00063881 |  | 0 |  | 0 |  | #REF! |  | 5.3091e-07 |  | 0 |  | 5.3622e-06 |  | 0.000369 |  | 0.00021801 |  | 0 |  | 0.00021486 |  | 0.0079343 |  | 0.00021373 |  | 0.0067637 |  | 0.25329 |  | 0.002235 |  | 0 |  | 0.0024057
| 0.00064044 |  | 0 |  | 0 |  | #REF! |  | 2.1238e-06 |  | 0 |  | 5.6957e-06 |  | 0.00036664 |  | 0.00019599 |  | 0 |  | 0.00020074 |  | 0.008068 |  | 0.00021676 |  | 0.0067295 |  | 0.26334 |  | 0.00422 |  | 0 |  | 0.0023584
| 0.00057933 |  | 0 |  | 0 |  | #REF! |  | 6.1062e-06 |  | 0 |  | 5.1563e-06 |  | 0.00035633 |  | 0.00017586 |  | 0 |  | 0.00017734 |  | 0.008171 |  | 0.00021891 |  | 0.0066806 |  | 0.26768 |  | 0.002015 |  | 0 |  | 0.0023071
| 0.00049289 |  | 0 |  | 0 |  | #REF! |  | 3.9823e-06 |  | 0 |  | 5.0776e-06 |  | 0.00035161 |  | 0.00018048 |  | 0 |  | 0.00019726 |  | 0.0082392 |  | 0.00022166 |  | 0.0066317 |  | 0.27364 |  | 0.00413 |  | 0 |  | 0.0022533
| 0.00056829 |  | 0 |  | 0 |  | #REF! |  | 2.3895e-06 |  | 0 |  | 5.0462e-06 |  | 0.00035082 |  | 0.00018415 |  | 0 |  | 0.00022607 |  | 0.0083301 |  | 0.0002239 |  | 0.0065877 |  | 0.28214 |  | 0.002175 |  | 0 |  | 0.0022128
| 0.00069532 |  | 0 |  | 0 |  | #REF! |  | 2.3895e-06 |  | 0 |  | 5.554e-06 |  | 0.00035719 |  | 0.00019293 |  | 0 |  | 0.00023176 |  | 0.0084334 |  | 0.00022653 |  | 0.0065535 |  | 0.29066 |  | 0.00217 |  | 0 |  | 0.0021729
| 0.00071993 |  | 0 |  | 0 |  | #REF! |  | 0 |  | 0 |  | 5.3166e-06 |  | 0.00036036 |  | 0.00020021 |  | 0 |  | 0.00018221 |  | 0.0084859 |  | 0.00022862 |  | 0.0065114 |  | 0.29799 |  | 0.00413 |  | 0 |  | 0.0021407
| 0.0007224 |  | 0 |  | 0 |  | #REF! |  | 0 |  | 0 |  | 5.5071e-06 |  | 0.0003612 |  | 0.00018117 |  | 0 |  | 0.00015236 |  | 0.0085541 |  | 0.00023168 |  | 0.0064568 |  | 0.30736 |  | 0.001995 |  | 0 |  | 0.0021171
| 0.00073114 |  | 0 |  | 0 |  | #REF! |  | 0 |  | 0 |  | 5.349e-06 |  | 0.00035961 |  | 0.00017105 |  | 0 |  | 0.00013897 |  | 0.0086778 |  | 0.00023432 |  | 0.0063806 |  | 0.31639 |  | 0.001945 |  | 0 |  | 0.0021008
| 0.00070498 |  | 0 |  | 0 |  | #REF! |  | 5.3111e-07 |  | 0 |  | 4.9681e-06 |  | 0.00035884 |  | 0.00016949 |  | 0 |  | 0.00015165 |  | 0.0087933 |  | 0.00023688 |  | 0.0062841 |  | 0.32625 |  | 0.00375 |  | 0 |  | 0.0021068
| 0.00062242 |  | 0 |  | 0 |  | #REF! |  | 5.3111e-07 |  | 0 |  | 4.8573e-06 |  | 0.00035487 |  | 0.00027033 |  | 0 |  | 0.00017361 |  | 0.0088906 |  | 0.00023947 |  | 0.0061591 |  | 0.33514 |  | 0.001815 |  | 0 |  | 0.0021192
| 0.00058756 |  | 0 |  | 0 |  | #REF! |  | 5.3118e-07 |  | 0 |  | 4.6353e-06 |  | 0.00035015 |  | 0.00033671 |  | 0 |  | 0.00015867 |  | 0.0089828 |  | 0.00024211 |  | 0.006025 |  | 0.34275 |  | 0.0035 |  | 0 |  | 0.0021431
| 0.00063679 |  | 0 |  | 0 |  | #REF! |  | 1.3279e-06 |  | 0 |  | 5.5402e-06 |  | 0.00035174 |  | 0.00029069 |  | 0 |  | 0.00018623 |  | 0.0090923 |  | 0.00024466 |  | 0.0058829 |  | 0.35108 |  | 0.001655 |  | 0 |  | 0.0021789
| 0.00052086 |  | 0 |  | 0 |  | #REF! |  | 1.3279e-06 |  | 0 |  | 5.5409e-06 |  | 0.00035651 |  | 0.00022669 |  | 0 |  | 0.00021708 |  | 0.0092111 |  | 0.00024698 |  | 0.0057488 |  | 0.36083 |  | 0.001565 |  | 0 |  | 0.0022098
| 0.00057413 |  | 0 |  | 0 |  | #REF! |  | 1.3281e-06 |  | 0 |  | 5.1919e-06 |  | 0.00035893 |  | 0.00020245 |  | 0 |  | 0.0002407 |  | 0.0093003 |  | 0.00024971 |  | 0.0056307 |  | 0.37122 |  | 0.00309 |  | 0 |  | 0.0022451
| 0.00072184 |  | 0 |  | 0 |  | #REF! |  | 1.3281e-06 |  | 0 |  | 5.1126e-06 |  | 0.00035337 |  | 0.00027919 |  | 0 |  | 0.00024297 |  | 0.0094094 |  | 0.00025184 |  | 0.0055371 |  | 0.37774 |  | 0.001535 |  | 0 |  | 0.0022776
| 0.00062976 |  | 0 |  | 0 |  | #REF! |  | 2.9218e-06 |  | 0 |  | 5.1605e-06 |  | 0.0003526 |  | 0.00028131 |  | 0 |  | 0.00020029 |  | 0.0095149 |  | 0.0002544 |  | 0.0054604 |  | 0.38382 |  | 0.00288 |  | 0 |  | 0.0023047
| 0.0006441 |  | 0 |  | 0 |  | #REF! |  | 2.3909e-06 |  | 0 |  | 5.0818e-06 |  | 0.00035501 |  | 0.00029593 |  | 0 |  | 0.00018256 |  | 0.0095933 |  | 0.00025756 |  | 0.0054113 |  | 0.39332 |  | 0.00136 |  | 0 |  | 0.0023286
| 0.00074024 |  | 0 |  | 0 |  | #REF! |  | 7.9696e-07 |  | 0 |  | 5.1929e-06 |  | 0.00035741 |  | 0.00034709 |  | 0 |  | 0.00019148 |  | 0.0096875 |  | 0.00025926 |  | 0.005378 |  | 0.40301 |  | 0.00133 |  | 0 |  | 0.0023349
| 0.00076645 |  | 0 |  | 0 |  | #REF! |  | 1.3283e-06 |  | 0 |  | 5.2091e-06 |  | 0.00035821 |  | 0.00032227 |  | 0 |  | 0.00019146 |  | 0.0097998 |  | 0.00026211 |  | 0.0053815 |  | 0.40991 |  | 0.00269 |  | 0 |  | 0.0023381
| 0.00073711 |  | 0 |  | 0 |  | #REF! |  | 2.9224e-06 |  | 0 |  | 5.543e-06 |  | 0.00035187 |  | 0.00030618 |  | 0 |  | 0.00019174 |  | 0.0098835 |  | 0.00026381 |  | 0.0054144 |  | 0.4186 |  | 0.001415 |  | 0 |  | 0.0023416
| 0.00058067 |  | 0 |  | 0 |  | #REF! |  | 2.3912e-06 |  | 0 |  | 5.448e-06 |  | 0.00034634 |  | 0.00023832 |  | 0 |  | 0.00017646 |  | 0.00997 |  | 0.00026666 |  | 0.0054663 |  | 0.42694 |  | 0.00295 |  | 0 |  | 0.002329
| 0.00058468 |  | 0 |  | 0 |  | #REF! |  | 0 |  | 0 |  | 5.178e-06 |  | 0.00034 |  | 0.00026701 |  | 0 |  | 0.00015881 |  | 0.010111 |  | 0.00026835 |  | 0.00555 |  | 0.43744 |  | 0.00155 |  | 0 |  | 0.0023254
| 0.00067127 |  | 0 |  | 0 |  | #REF! |  | 0 |  | 0 |  | 4.6862e-06 |  | 0.00033841 |  | 0.00032243 |  | 0 |  | 0.00018881 |  | 0.010224 |  | 0.00027122 |  | 0.005641 |  | 0.44804 |  | 0.001565 |  | 0 |  | 0.00231
| 0.00063079 |  | 0 |  | 0 |  | #REF! |  | 7.9716e-07 |  | 0 |  | 5.6235e-06 |  | 0.00034241 |  | 0.00026389 |  | 0 |  | 0.00024309 |  | 0.010325 |  | 0.00027345 |  | 0.0057348 |  | 0.45657 |  | 0.00299 |  | 0 |  | 0.0023071
| 0.00069439 |  | 0 |  | 0 |  | #REF! |  | 7.9716e-07 |  | 0 |  | 5.3382e-06 |  | 0.00034958 |  | 0.00024356 |  | 0 |  | 0.00022895 |  | 0.010421 |  | 0.00027489 |  | 0.0058073 |  | 0.46617 |  | 0.001485 |  | 0 |  | 0.0022954
| 0.00069201 |  | 0 |  | 0 |  | #REF! |  | 2.3916e-06 |  | 0 |  | 4.8775e-06 |  | 0.00035117 |  | 0.00025131 |  | 0 |  | 0.00017575 |  | 0.010499 |  | 0.00027767 |  | 0.0058524 |  | 0.47595 |  | 0.00301 |  | 0 |  | 0.0022995
| 0.00057128 |  | 0 |  | 0 |  | #REF! |  | 2.3918e-06 |  | 0 |  | 5.2591e-06 |  | 0.00034245 |  | 0.00026607 |  | 0 |  | 0.00016858 |  | 0.010602 |  | 0.00028 |  | 0.0058714 |  | 0.48598 |  | 0.00149 |  | 0 |  | 0.0023035
| 0.00051096 |  | 0 |  | 0 |  | #REF! |  | 2.3918e-06 |  | 0 |  | 4.9258e-06 |  | 0.00033534 |  | 0.00024164 |  | 0 |  | 0.00020097 |  | 0.010729 |  | 0.00028195 |  | 0.0058588 |  | 0.49692 |  | 0.00288 |  | 0 |  | 0.0023155
| 0.00062297 |  | 0 |  | 0 |  | #REF! |  | 2.9235e-06 |  | 0 |  | 5.5935e-06 |  | 0.00033929 |  | 0.00022774 |  | 0 |  | 0.00021902 |  | 0.01087 |  | 0.00028385 |  | 0.0058314 |  | 0.50902 |  | 0.00134 |  | 0 |  | 0.0023282
| 0.00061192 |  | 0 |  | 0 |  | #REF! |  | 1.3289e-06 |  | 0 |  | 5.0376e-06 |  | 0.00035126 |  | 0.00021165 |  | 0 |  | 0.00021656 |  | 0.010986 |  | 0.00028552 |  | 0.0058044 |  | 0.51871 |  | 0.001465 |  | 0 |  | 0.0023588
| 0.00060795 |  | 0 |  | 0 |  | #REF! |  | 1.3289e-06 |  | 0 |  | 4.6562e-06 |  | 0.00035841 |  | 0.00022357 |  | 0 |  | 0.00021304 |  | 0.011082 |  | 0.00028715 |  | 0.0057966 |  | 0.52904 |  | 0.00342 |  | 0 |  | 0.0023881
| 0.00081065 |  | 0 |  | 0 |  | #REF! |  | 5.3161e-07 |  | 0 |  | 5.4833e-06 |  | 0.00036241 |  | 0.00022997 |  | 0 |  | 0.00020334 |  | 0.011216 |  | 0.00028964 |  | 0.005807 |  | 0.54198 |  | 0.00154 |  | 0 |  | 0.0024187
| 0.00079401 |  | 0 |  | 0 |  | #REF! |  | 5.3164e-07 |  | 0 |  | 5.229e-06 |  | 0.00036402 |  | 0.00021326 |  | 0 |  | 0.00017422 |  | 0.011394 |  | 0.00029105 |  | 0.0058416 |  | 0.55481 |  | 0.00249 |  | 0 |  | 0.0024497
| 0.00065571 |  | 0 |  | 0 |  | #REF! |  | 2.924e-06 |  | 0 |  | 5.3091e-06 |  | 0.00036402 |  | 0.00025244 |  | 0 |  | 0.00019584 |  | 0.011529 |  | 0.00029268 |  | 0.005899 |  | 0.56707 |  |  |  | 0 |  | 0.0024769
| 0.00050314 |  | 0 |  | 0 |  | #REF! |  | 2.9242e-06 |  | 0 |  | 5.7224e-06 |  | 0.00035848 |  | 0.00025629 |  | 0 |  | 0.00025189 |  | 0.011637 |  | 0.00029426 |  | 0.0059585 |  | 0.57692 |  |  |  | 0 |  | 0.0024976
| 0.00052384 |  | 0 |  | 0 |  | #REF! |  | 1.3292e-06 |  | 0 |  | 5.0392e-06 |  | 0.00035135 |  | 0.0002394 |  | 0 |  | 0.00022476 |  | 0.011765 |  | 0.00029653 |  | 0.0060178 |  | 0.58968 |  |  |  | 0 |  | 0.0025117
| 0.0007083 |  | 0 |  | 0 |  | #REF! |  | 7.9761e-07 |  | 0 |  | 6.2954e-06 |  | 0.00034819 |  | 0.00028209 |  | 0 |  | 0.00018487 |  | 0.011891 |  | 0.00029756 |  | 0.0060513 |  | 0.60266 |  |  |  | 0 |  | 0.0025156
| 0.0006988 |  | 0 |  | 0 |  | #REF! |  | 0 |  | 0 |  | 5.4532e-06 |  | 0.00034423 |  | 0.0002495 |  | 0 |  | 0.0002286 |  | 0.011996 |  | 0.00029974 |  | 0.0060736 |  | 0.61648 |  |  |  | 0 |  | 0.0025159
| 0.00061215 |  | 0 |  | 0 |  | #REF! |  | 0 |  | 0 |  | 5.374e-06 |  | 0.00033946 |  | 0.00020666 |  | 0 |  | 0.00026786 |  | 0.012081 |  | 0.00030048 |  | 0.006074 |  | 0.62859 |  |  |  | 0 |  | 0.0024931
| 0.0006583 |  | 0 |  | 0 |  | #REF! |  | 7.9766e-07 |  | 0 |  | 5.6761e-06 |  | 0.00033631 |  | 0.0002231 |  | 0 |  | 0.00023301 |  | 0.012226 |  | 0.0003024 |  | 0.0060457 |  | 0.63703 |  |  |  | 0 |  | 0.0024657
| 0.00070282 |  | 0 |  | 0 |  | #REF! |  | 7.9771e-07 |  | 0 |  | 5.82e-06 |  | 0.0003379 |  | 0.0001906 |  | 0 |  | 0.00020392 |  | 0.012367 |  | 0.00030309 |  | 0.0060146 |  | 0.64682 |  |  |  | 0 |  | 0.0024368
| 0.00058444 |  | 0 |  | 0 |  | #REF! |  | 7.9771e-07 |  | 0 |  | 5.7405e-06 |  | 0.00034032 |  | 0.00022402 |  | 0 |  | 0.00018626 |  | 0.012469 |  | 0.00030495 |  | 0.0059701 |  | 0.65758 |  |  |  | 0 |  | 0.002391
| 0.00053991 |  | 0 |  | 0 |  | #REF! |  | 1.3296e-06 |  | 0 |  | 5.216e-06 |  | 0.00034032 |  | 0.00028085 |  | 0 |  | 0.00014318 |  | 0.012627 |  | 0.00030631 |  | 0.0059243 |  | 0.67192 |  |  |  | 0 |  | 0.002349
| 0.00068944 |  | 0 |  | 0 |  | #REF! |  | 1.3297e-06 |  | 0 |  | 4.9781e-06 |  | 0.00033716 |  | 0.00026048 |  | 0 |  | 0.00017951 |  | 0.012796 |  | 0.00030761 |  | 0.0058666 |  | 0.68586 |  |  |  | 0 |  | 0.0023163
| 0.00088824 |  | 0 |  | 0 |  | #REF! |  | 4.521e-06 |  | 0 |  | 5.5981e-06 |  | 0.00033319 |  | 0.00029556 |  | 0 |  | 0.00022444 |  | 0.0129 |  | 0.00030829 |  | 0.0058001 |  | 0.69442 |  |  |  | 0 |  | 0.0022799
| 0.00070066 |  | 0 |  | 0 |  | #REF! |  | 3.7234e-06 |  | 0 |  | 5.3284e-06 |  | 0.00033721 |  | 0.00026354 |  | 0 |  | 0.0002049 |  | 0.012978 |  | 0.00031016 |  | 0.0057288 |  | 0.70768 |  |  |  | 0 |  | 0.0022645
| 0.00055751 |  | 0 |  | 0 |  | #REF! |  | 5.3194e-07 |  | 0 |  | 5.0742e-06 |  | 0.00034436 |  | 0.00018471 |  | 0 |  | 0.0002192 |  | 0.013065 |  | 0.00031152 |  | 0.0056405 |  | 0.72179 |  |  |  | 0 |  | 0.0022508
| 0.0007699 |  | 0 |  | 0 |  | #REF! |  | 5.3194e-07 |  | 0 |  | 5.3768e-06 |  | 0.00034757 |  | 0.0001802 |  | 0 |  | 0.00021118 |  | 0.013193 |  | 0.0003125 |  | 0.0055636 |  | 0.73148 |  |  |  | 0 |  | 0.0022608
| 0.00092022 |  | 0 |  | 0 |  | #REF! |  | 5.3198e-07 |  | 0 |  | 5.0268e-06 |  | 0.00034121 |  | 0.00021648 |  | 0 |  | 0.00018395 |  | 0.013338 |  | 0.00031347 |  | 0.0054763 |  | 0.74267 |  |  |  | 0 |  | 0.0022768
| 0.00081131 |  | 0 |  | 0 |  | #REF! |  | 5.3198e-07 |  | 0 |  | 5.6638e-06 |  | 0.00033566 |  | 0.00027322 |  | 0 |  | 0.00017921 |  | 0.013438 |  | 0.00031478 |  | 0.0054083 |  | 0.75293 |  |  |  | 0 |  | 0.0022966
| 0.00070875 |  | 0 |  | 0 |  | #REF! |  | 0 |  | 0 |  | 5.3933e-06 |  | 0.00033886 |  | 0.00025854 |  | 0 |  | 0.00020332 |  | 0.013553 |  | 0.00031639 |  | 0.0053514 |  | 0.7674 |  |  |  | 0 |  | 0.0023332
| 0.00066822 |  | 0 |  | 0 |  | #REF! |  | 0 |  | 0 |  | 5.2823e-06 |  | 0.00034604 |  | 0.00020293 |  | 0 |  | 0.00019887 |  | 0.01369 |  | 0.00031668 |  | 0.0053157 |  | 0.78276 |  |  |  | 0 |  | 0.0023692
| 0.00064917 |  | 0 |  | 0 |  | #REF! |  | 5.3208e-07 |  | 0 |  | 5.6967e-06 |  | 0.00035163 |  | 0.00029654 |  | 0 |  | 0.00017632 |  | 0.013804 |  | 0.00031804 |  | 0.005312 |  | 0.7955 |  |  |  | 0 |  | 0.0024056
| 0.00068258 |  | 0 |  | 0 |  | #REF! |  | 2.9264e-06 |  | 0 |  | 5.4099e-06 |  | 0.00035163 |  | 0.00031627 |  | 0 |  | 0.00020387 |  | 0.013934 |  | 0.00031901 |  | 0.0053378 |  | 0.81043 |  |  |  | 0 |  | 0.002441
| 0.00058874 |  | 0 |  | 0 |  | #REF! |  | 2.3945e-06 |  | 0 |  | 5.8085e-06 |  | 0.00034768 |  | 0.00021383 |  | 0 |  | 0.00021457 |  | 0.014072 |  | 0.00032064 |  | 0.0054077 |  | 0.82331 |  |  |  | 0 |  | 0.0024734
| 0.00057525 |  | 0 |  | 0 |  | #REF! |  | 7.9816e-07 |  | 0 |  | 5.7133e-06 |  | 0.00034611 |  | 0.00019547 |  | 0 |  | 0.0001966 |  | 0.014219 |  | 0.00032097 |  | 0.0055091 |  | 0.83566 |  |  |  | 0 |  | 0.0025012
| 0.00063493 |  | 0 |  | 0 |  | #REF! |  | 7.9821e-07 |  | 0 |  | 5.475e-06 |  | 0.00034611 |  | 0.00018336 |  | 0 |  | 0.00020064 |  | 0.014367 |  | 0.0003226 |  | 0.0056551 |  | 0.84748 |  |  |  | 0 |  | 0.002525
| 0.00069465 |  | 0 |  | 0 |  | #REF! |  | 7.9826e-07 |  | 0 |  | 5.9047e-06 |  | 0.00034772 |  | 0.00024459 |  | 0 |  | 0.00023042 |  | 0.014496 |  | 0.00032325 |  | 0.0058243 |  | 0.85914 |  |  |  | 0 |  | 0.002542
| 0.00075517 |  | 0 |  | 0 |  | #REF! |  | 7.9826e-07 |  | 0 |  | 5.1729e-06 |  | 0.00034615 |  | 0.00022435 |  | 0 |  | 0.00024264 |  | 0.014637 |  | 0.00032488 |  | 0.0059903 |  | 0.87206 |  |  |  | 0 |  | 0.0025523
| 0.0007958 |  | 0 |  | 0 |  | #REF! |  | 7.9831e-07 |  | 0 |  | 5.6352e-06 |  | 0.00033503 |  | 0.00018034 |  | 0 |  | 0.00021155 |  | 0.014772 |  | 0.00032521 |  | 0.0061562 |  | 0.88293 |  |  |  | 0 |  | 0.0025557
| 0.00086026 |  | 0 |  | 0 |  | #REF! |  | 7.9831e-07 |  | 0 |  | 5.476e-06 |  | 0.00032787 |  | 0.00023587 |  | 0 |  | 0.00019712 |  | 0.014898 |  | 0.00032717 |  | 0.0062986 |  | 0.89241 |  |  |  | 0 |  | 0.0025528
| 0.00075606 |  | 0 |  | 0 |  | #REF! |  | 2.3952e-06 |  | 0 |  | 5.6355e-06 |  | 0.00032709 |  | 0.00025823 |  | 0 |  | 0.0002086 |  | 0.01503 |  | 0.00032815 |  | 0.0063982 |  | 0.90281 |  |  |  | 0 |  | 0.00255
| 0.00071711 |  | 0 |  | 0 |  | #REF! |  | 2.3951e-06 |  | 0 |  | 5.8425e-06 |  | 0.00033746 |  | 0.00026069 |  | 0 |  | 0.00022976 |  | 0.015173 |  | 0.00032913 |  | 0.0064721 |  | 0.91382 |  |  |  | 0 |  | 0.0025329
| 0.00079197 |  | 0 |  | 0 |  | #REF! |  | 2.3954e-06 |  | 0 |  | 5.5885e-06 |  | 0.00034624 |  | 0.00020785 |  | 0 |  | 0.00025729 |  | 0.015318 |  | 0.00032977 |  | 0.0065025 |  | 0.92117 |  |  |  | 0 |  | 0.0025193
| 0.00077207 |  | 0 |  | 0 |  | #REF! |  | 2.3954e-06 |  | 0 |  | 5.3818e-06 |  | 0.00034703 |  | 0.000241 |  | 0 |  | 0.00023592 |  | 0.015478 |  | 0.00033174 |  | 0.0064992 |  | 0.93151 |  |  |  | 0 |  | 0.0025103
| 0.00072914 |  | 0 |  | 0 |  | #REF! |  | 7.9851e-07 |  | 0 |  | 5.2226e-06 |  | 0.00034228 |  | 0.00029 |  | 0 |  | 0.00019885 |  | 0.015606 |  | 0.00033305 |  | 0.006451 |  | 0.9433 |  |  |  | 0 |  | 0.0024897
| 0.00069256 |  | 0 |  | 0 |  | #REF! |  | 1.3309e-06 |  | 0 |  | 5.9558e-06 |  | 0.00033354 |  | 0.00022756 |  | 0 |  | 0.00017924 |  | 0.015744 |  | 0.00033435 |  | 0.0063643 |  | 0.94881 |  |  |  | 0 |  | 0.0024745
| 0.00069973 |  | 0 |  | 0 |  | #REF! |  | 4.5252e-06 |  | 0 |  | 5.5577e-06 |  | 0.00033195 |  | 0.00020547 |  | 0 |  | 0.00019617 |  | 0.015935 |  | 0.00033566 |  | 0.0062474 |  | 0.95163 |  |  |  | 0 |  | 0.0024641
| 0.00060667 |  | 0 |  | 0 |  | #REF! |  | 3.9931e-06 |  | 0 |  | 5.8766e-06 |  | 0.00033199 |  | 0.00020099 |  | 0 |  | 0.00024815 |  | 0.016092 |  | 0.00033696 |  | 0.00609 |  | 0.95971 |  |  |  | 0 |  | 0.0024423
| 0.00067752 |  | 0 |  | 0 |  | #REF! |  | 2.3958e-06 |  | 0 |  | 5.2717e-06 |  | 0.00033518 |  | 0.00021721 |  | 0 |  | 0.00027727 |  | 0.016226 |  | 0.00033895 |  | 0.0059258 |  | 0.96703 |  |  |  | 0 |  | 0.0024316
| 0.00058517 |  | 0 |  | 0 |  | #REF! |  | 2.9284e-06 |  | 0 |  | 5.4791e-06 |  | 0.00033518 |  | 0.00021489 |  | 0 |  | 0.00025253 |  | 0.01636 |  | 0.00033958 |  | 0.0057346 |  | 0.97081 |  |  |  | 0 |  | 0.0024164
| 0.00059639 |  | 0 |  | 0 |  | #REF! |  | 2.9286e-06 |  | 0 |  | 5.4791e-06 |  | 0.0003392 |  | 0.00022878 |  | 0 |  | 0.00017562 |  | 0.016522 |  | 0.00034088 |  | 0.0055531 |  | 0.97397 |  |  |  | 0 |  | 0.0023985
| 0.0008273 |  | 0 |  | 0 |  | #REF! |  | 2.3961e-06 |  | 0 |  | 5.5754e-06 |  | 0.00034079 |  | 0.00027612 |  | 0 |  | 0.0001421 |  | 0.016666 |  | 0.00034251 |  | 0.005381 |  | 0.97716 |  |  |  | 0 |  | 0.0023959
| 0.00070154 |  | 0 |  | 0 |  | #REF! |  | 0 |  | 0 |  | 5.289e-06 |  | 0.00034161 |  | 0.00023309 |  | 0 |  | 0.00017877 |  | 0.016803 |  | 0.00034484 |  | 0.0052383 |  | 0.98154 |  |  |  | 0 |  | 0.002392
| 0.00063385 |  | 0 |  | 0 |  | #REF! |  | 0 |  | 0 |  | 5.05e-06 |  | 0.00033763 |  | 0.00014549 |  | 0 |  | 0.00021548 |  | 0.016964 |  | 0.00034578 |  | 0.0051438 |  | 0.98717 |  |  |  | 0 |  | 0.0023937
| 0.00069685 |  | 0 |  | 0 |  | #REF! |  | 7.9881e-07 |  | 0 |  | 6.3727e-06 |  | 0.00032652 |  | 0.00015262 |  | 0 |  | 0.0002371 |  | 0.017147 |  | 0.0003485 |  | 0.005099 |  | 0.99389 |  |  |  | 0 |  | 0.0023975
| 0.00056146 |  | 0 |  | 0 |  | #REF! |  | 7.9886e-07 |  | 0 |  | 5.3693e-06 |  | 0.00032175 |  | 0.00022347 |  | 0 |  | 0.00024869 |  | 0.017302 |  | 0.00034937 |  | 0.0051147 |  | 0.99764 |  |  |  | 0 |  | 0.0023978
| 0.00059813 |  | 0 |  | 0 |  | #REF! |  | 3.9946e-06 |  | 0 |  | 6.0548e-06 |  | 0.00031938 |  | 0.00022454 |  | 0 |  | 0.00020965 |  | 0.017412 |  | 0.00035171 |  | 0.0051702 |  | 0.99927 |  |  |  | 0 |  | 0.0024109
| 0.00070167 |  | 0 |  | 0 |  | #REF! |  | 3.9946e-06 |  | 0 |  | 5.0513e-06 |  | 0.00032177 |  | 0.00023512 |  | 0 |  | 0.00015689 |  | 0.017545 |  | 0.00035296 |  | 0.0052649 |  | 0.99892 |  |  |  | 0 |  | 0.0024182
| 0.00062609 |  | 0 |  | 0 |  | #REF! |  | 7.9891e-07 |  | 0 |  | 5.2906e-06 |  | 0.0003226 |  | 0.00022998 |  | 0 |  | 0.00016202 |  | 0.017694 |  | 0.00035564 |  | 0.0053666 |  | 0.99697 |  |  |  | 0 |  | 0.0024258
| 0.00061892 |  | 0 |  | 0 |  | #REF! |  | 1.3317e-06 |  | 0 |  | 6.5814e-06 |  | 0.00031623 |  | 0.00023237 |  | 0 |  | 0.00017467 |  | 0.017841 |  | 0.0003576 |  | 0.0054421 |  | 0.99494 |  |  |  | 0 |  | 0.0024344
| 0.00056555 |  | 0 |  | 0 |  | #REF! |  | 1.3317e-06 |  | 0 |  | 5.8013e-06 |  | 0.00030906 |  | 0.00030259 |  | 0 |  | 0.00016441 |  | 0.017963 |  | 0.00035995 |  | 0.0054901 |  | 0.99256 |  |  |  | 0 |  | 0.0024482
| 0.00051225 |  | 0 |  | 0 |  | #REF! |  | 7.9901e-07 |  | 0 |  | 6.1679e-06 |  | 0.00030273 |  | 0.00029569 |  | 0 |  | 0.00016009 |  | 0.018082 |  | 0.00036145 |  | 0.0054916 |  | 0.99112 |  |  |  | 0 |  | 0.0024521
| 0.00064688 |  | 0 |  | 0 |  | #REF! |  | 7.9906e-07 |  | 0 |  | 5.6104e-06 |  | 0.00030352 |  | 0.00020634 |  | 0 |  | 0.0002018 |  | 0.018229 |  | 0.00036447 |  | 0.0054385 |  | 0.98979 |  |  |  | 0 |  | 0.0024618
| 0.00074332 |  | 0 |  | 0 |  | #REF! |  | 1.3319e-06 |  | 0 |  | 5.4354e-06 |  | 0.00031868 |  | 0.00020403 |  | 0 |  | 0.00024254 |  | 0.018365 |  | 0.00036709 |  | 0.0053604 |  | 0.98422 |  |  |  | 0 |  | 0.002471
| 0.00081502 |  | 0 |  | 0 |  | #REF! |  | 4.5286e-06 |  | 0 |  | 6.6791e-06 |  | 0.00033063 |  | 0.0002782 |  | 0 |  | 0.0002522 |  | 0.018527 |  | 0.00036938 |  | 0.0052664 |  | 0.97633 |  |  |  | 0 |  | 0.0024791
| 0.00083505 |  | 0 |  | 0 |  | #REF! |  | 4.5286e-06 |  | 0 |  | 5.1492e-06 |  | 0.00033466 |  | 0.00025397 |  | 0 |  | 0.00021596 |  | 0.01869 |  | 0.00037173 |  | 0.0051687 |  | 0.96657 |  |  |  | 0 |  | 0.0024919
| 0.00079282 |  | 0 |  | 0 |  | #REF! |  | 5.3281e-07 |  | 0 |  | 6.3611e-06 |  | 0.00033227 |  | 0.00022118 |  | 0 |  | 0.00021193 |  | 0.018808 |  | 0.00037429 |  | 0.0051031 |  | 0.95538 |  |  |  | 0 |  | 0.0024928
| 0.00082952 |  | 0 |  | 0 |  | #REF! |  | 2.1312e-06 |  | 0 |  | 5.6118e-06 |  | 0.0003291 |  | 0.0002781 |  | 0 |  | 0.00027278 |  | 0.01895 |  | 0.00037799 |  | 0.005073 |  | 0.94201 |  |  |  | 0 |  | 0.002505
| 0.00084944 |  | 0 |  | 0 |  | #REF! |  | 4.5292e-06 |  | 0 |  | 5.8198e-06 |  | 0.0003283 |  | 0.00033228 |  | 0 |  | 0.00025192 |  | 0.019068 |  | 0.00038024 |  | 0.0050741 |  | 0.92869 |  |  |  | 0 |  | 0.0025069
| 0.00089816 |  | 0 |  | 0 |  | #REF! |  | 2.9308e-06 |  | 0 |  | 6.2663e-06 |  | 0.00032276 |  | 0.00023581 |  | 0 |  | 0.0002027 |  | 0.019155 |  | 0.00038279 |  | 0.0051196 |  | 0.9184 |  |  |  | 0 |  | 0.0025226
| 0.00077623 |  | 0 |  | 0 |  | #REF! |  | 1.3322e-06 |  | 0 |  | 5.1026e-06 |  | 0.0003148 |  | 0.00014769 |  | 0 |  | 0.00021329 |  | 0.019292 |  | 0.00038574 |  | 0.0051884 |  | 0.9073 |  |  |  | 0 |  | 0.0025287
| 0.00059452 |  | 0 |  | 0 |  | #REF! |  | 7.9936e-07 |  | 0 |  | 6.0916e-06 |  | 0.00030523 |  | 0.00018563 |  | 0 |  | 0.00020128 |  | 0.019456 |  | 0.00038946 |  | 0.0052787 |  | 0.89536 |  |  |  | 0 |  | 0.0025505
| 0.00062489 |  | 0 |  | 0 |  | #REF! |  | 7.9936e-07 |  | 0 |  | 6.2037e-06 |  | 0.0002965 |  | 0.00022715 |  | 0 |  | 0.00016228 |  | 0.019588 |  | 0.00039169 |  | 0.0053726 |  | 0.88233 |  |  |  | 0 |  | 0.0025644
| 0.00074205 |  | 0 |  | 0 |  | #REF! |  | 1.3324e-06 |  | 0 |  | 6.1243e-06 |  | 0.00029252 |  | 0.000324 |  | 0 |  | 0.0001371 |  | 0.019685 |  | 0.00039569 |  | 0.0054678 |  | 0.86591 |  |  |  | 0 |  | 0.0025934
| 0.00070145 |  | 0 |  | 0 |  | #REF! |  | 2.9312e-06 |  | 0 |  | 6.0446e-06 |  | 0.00029413 |  | 0.00031116 |  | 0 |  | 0.00014823 |  | 0.019809 |  | 0.00039817 |  | 0.0055593 |  | 0.84877 |  |  |  | 0 |  | 0.0026192
| 0.00070703 |  | 0 |  | 0 |  | #REF! |  | 2.9316e-06 |  | 0 |  | 5.4232e-06 |  | 0.00029732 |  | 0.00023835 |  | 0 |  | 0.00019029 |  | 0.019959 |  | 0.00040231 |  | 0.005648 |  | 0.83406 |  |  |  | 0 |  | 0.002646
| 0.00072147 |  | 0 |  | 0 |  | #REF! |  | 1.3325e-06 |  | 0 |  | 5.5827e-06 |  | 0.00029417 |  | 0.0002386 |  | 0 |  | 0.0002462 |  | 0.020063 |  | 0.00040504 |  | 0.0057242 |  | 0.81706 |  |  |  | 0 |  | 0.0026628
| 0.00076133 |  | 0 |  | 0 |  | #REF! |  | 7.9956e-07 |  | 0 |  | 6.8592e-06 |  | 0.00028859 |  | 0.00022129 |  | 0 |  | 0.00026172 |  | 0.020157 |  | 0.00040953 |  | 0.0057719 |  | 0.79812 |  |  |  | 0 |  | 0.0026884
| 0.00077413 |  | 0 |  | 0 |  | #REF! |  | 0 |  | 0 |  | 6.3811e-06 |  | 0.0002886 |  | 0.00018662 |  | 0 |  | 0.00022159 |  | 0.020307 |  | 0.00041307 |  | 0.0058026 |  | 0.78014 |  |  |  | 0 |  | 0.0026973
| 0.0006378 |  | 0 |  | 0 |  | #REF! |  | 5.3308e-07 |  | 0 |  | 6.6367e-06 |  | 0.00030136 |  | 0.00023275 |  | 0 |  | 0.00020377 |  | 0.020454 |  | 0.00041674 |  | 0.0057957 |  | 0.76203 |  |  |  | 0 |  | 0.002696
| 0.00071039 |  | 0 |  | 0 |  | #REF! |  | 5.3311e-07 |  | 0 |  | 6.0468e-06 |  | 0.00031174 |  | 0.00032794 |  | 0 |  | 0.0002221 |  | 0.020554 |  | 0.00041944 |  | 0.0057517 |  | 0.74106 |  |  |  | 0 |  | 0.0026828
| 0.00068652 |  | 0 |  | 0 |  | #REF! |  | 0 |  | 0 |  | 6.4142e-06 |  | 0.00031495 |  | 0.00033776 |  | 0 |  | 0.00023212 |  | 0.020608 |  | 0.00042421 |  | 0.0056759 |  | 0.71931 |  |  |  | 0 |  | 0.0026586
| 0.00058609 |  | 0 |  | 0 |  | #REF! |  | 0 |  | 0 |  | 6.7493e-06 |  | 0.00031497 |  | 0.00030599 |  | 0 |  | 0.00027685 |  | 0.02072 |  | 0.00042822 |  | 0.0055642 |  | 0.69885 |  |  |  | 0 |  | 0.0026242
| 0.0006427 |  | 0 |  | 0 |  | #REF! |  | 5.3314e-07 |  | 0 |  | 6.0639e-06 |  | 0.00031258 |  | 0.00026654 |  | 0 |  | 0.00033144 |  | 0.020888 |  | 0.00043208 |  | 0.0054368 |  | 0.67751 |  |  |  | 0 |  | 0.0025837
| 0.00059729 |  | 0 |  | 0 |  | #REF! |  | 2.9325e-06 |  | 0 |  | 6.4469e-06 |  | 0.0003134 |  | 0.00022595 |  | 0 |  | 0.00025872 |  | 0.021017 |  | 0.00043609 |  | 0.005299 |  | 0.65413 |  |  |  | 0 |  | 0.0025397
| 0.00052396 |  | 0 |  | 0 |  | #REF! |  | 2.9327e-06 |  | 0 |  | 6.958e-06 |  | 0.00031102 |  | 0.00021485 |  | 0 |  | 0.00017708 |  | 0.021123 |  | 0.00044083 |  | 0.0051716 |  | 0.63037 |  |  |  | 0 |  | 0.0025025
| 0.00059896 |  | 0 |  | 0 |  | #REF! |  | 5.3321e-07 |  | 0 |  | 7.0063e-06 |  | 0.00031104 |  | 0.00018168 |  | 0 |  | 0.00019588 |  | 0.021245 |  | 0.00044396 |  | 0.0050695 |  | 0.60883 |  |  |  | 0 |  | 0.0024566
| 0.00072497 |  | 0 |  | 0 |  | #REF! |  | 5.3324e-07 |  | 0 |  | 6.5758e-06 |  | 0.00030865 |  | 0.00022081 |  | 0 |  | 0.00022488 |  | 0.021396 |  | 0.00044814 |  | 0.0050086 |  | 0.58962 |  |  |  | 0 |  | 0.0024235
| 0.00070508 |  | 0 |  | 0 |  | #REF! |  | 1.3332e-06 |  | 0 |  | 6.1768e-06 |  | 0.00030468 |  | 0.00023313 |  | 0 |  | 0.0002376 |  | 0.021512 |  | 0.00045241 |  | 0.0049873 |  | 0.56858 |  |  |  | 0 |  | 0.0024055
| 0.00073783 |  | 0 |  | 0 |  | #REF! |  | 1.3332e-06 |  | 0 |  | 6.2893e-06 |  | 0.00030151 |  | 0.00020017 |  | 0 |  | 0.00023201 |  | 0.021586 |  | 0.00045733 |  | 0.0050106 |  | 0.54836 |  |  |  | 0 |  | 0.0023859
| 0.0008152 |  | 0 |  | 0 |  | #REF! |  | 2.9332e-06 |  | 0 |  | 6.8001e-06 |  | 0.00029992 |  | 0.00020087 |  | 0 |  | 0.00023371 |  | 0.021677 |  | 0.00046068 |  | 0.0050782 |  | 0.52852 |  |  |  | 0 |  | 0.0023822
| 0.00069001 |  | 0 |  | 0 |  | #REF! |  | 2.9334e-06 |  | 0 |  | 6.6413e-06 |  | 0.00030472 |  | 0.00027657 |  | 0 |  | 0.0002681 |  | 0.021813 |  | 0.00046519 |  | 0.0051729 |  | 0.5046 |  |  |  | 0 |  | 0.0023936
| 0.0005664 |  | 0 |  | 0 |  | #REF! |  | 1.3334e-06 |  | 0 |  | 6.2741e-06 |  | 0.00031352 |  | 0.00032464 |  | 0 |  | 0.0002485 |  | 0.021987 |  | 0.00047047 |  | 0.0052873 |  | 0.48168 |  |  |  | 0 |  | 0.0024011
| 0.00057761 |  | 0 |  | 0 |  | #REF! |  | 8.0006e-07 |  | 0 |  | 6.9451e-06 |  | 0.00032072 |  | 0.00032906 |  | 0 |  | 0.0002065 |  | 0.022118 |  | 0.00047371 |  | 0.0054143 |  | 0.46233 |  |  |  | 0 |  | 0.0024264
| 0.0007994 |  | 0 |  | 0 |  | #REF! |  | 8.0006e-07 |  | 0 |  | 6.0833e-06 |  | 0.00032151 |  | 0.00033487 |  | 0 |  | 0.00021693 |  | 0.022232 |  | 0.00047934 |  | 0.005535 |  | 0.44187 |  |  |  | 0 |  | 0.0024458
| 0.00086407 |  | 0 |  | 0 |  | #REF! |  | 1.3335e-06 |  | 0 |  | 6.4027e-06 |  | 0.00031276 |  | 0.000208 |  | 0 |  | 0.0002298 |  | 0.022382 |  | 0.00048386 |  | 0.0056473 |  | 0.42189 |  |  |  | 0 |  | 0.0024788
| 0.0007963 |  | 0 |  | 0 |  | #REF! |  | 2.9339e-06 |  | 0 |  | 6.3236e-06 |  | 0.00030959 |  | 0.00013052 |  | 0 |  | 0.00024269 |  | 0.022506 |  | 0.00048757 |  | 0.0057527 |  | 0.40605 |  |  |  | 0 |  | 0.0025089
| 0.00078114 |  | 0 |  | 0 |  | #REF! |  | 2.9339e-06 |  | 0 |  | 6.6111e-06 |  | 0.00031437 |  | 0.00020438 |  | 0 |  | 0.00028962 |  | 0.022609 |  | 0.00049314 |  | 0.005841 |  | 0.38967 |  |  |  | 0 |  | 0.0025386
| 0.00073256 |  | 0 |  | 0 |  | #REF! |  | 1.3337e-06 |  | 0 |  | 6.9792e-06 |  | 0.00030643 |  | 0.00023855 |  | 0 |  | 0.00029886 |  | 0.022773 |  | 0.00049766 |  | 0.0059158 |  | 0.37158 |  |  |  | 0 |  | 0.0025579
| 0.00071736 |  | 0 |  | 0 |  | #REF! |  | 8.0026e-07 |  | 0 |  | 5.8772e-06 |  | 0.00029125 |  | 0.00020526 |  | 0 |  | 0.00023751 |  | 0.022913 |  | 0.00050234 |  | 0.0059798 |  | 0.3545 |  |  |  | 0 |  | 0.0025835
| 0.0007382 |  | 0 |  | 0 |  | #REF! |  | 2.4008e-06 |  | 0 |  | 6.0693e-06 |  | 0.0002865 |  | 0.00023457 |  | 0 |  | 0.0001981 |  | 0.022978 |  | 0.00050653 |  | 0.0060185 |  | 0.3393 |  |  |  | 0 |  | 0.0025925
| 0.00070867 |  | 0 |  | 0 |  | #REF! |  | 2.401e-06 |  | 0 |  | 6.7725e-06 |  | 0.00029608 |  | 0.00025846 |  | 0 |  | 0.00020283 |  | 0.023034 |  | 0.00051088 |  | 0.0060322 |  | 0.32493 |  |  |  | 0 |  | 0.0025898
| 0.00067679 |  | 0 |  | 0 |  | #REF! |  | 2.401e-06 |  | 0 |  | 6.5492e-06 |  | 0.00030248 |  | 0.00020547 |  | 0 |  | 0.00023105 |  | 0.023195 |  | 0.00051581 |  | 0.0060233 |  | 0.31136 |  |  |  | 0 |  | 0.002575
| 0.00074388 |  | 0 |  | 0 |  | #REF! |  | 6.1365e-06 |  | 0 |  | 7.2521e-06 |  | 0.00029532 |  | 0.00022012 |  | 0 |  | 0.00024182 |  | 0.023339 |  | 0.00052065 |  | 0.0059841 |  | 0.29912 |  |  |  | 0 |  | 0.0025482
| 0.00069763 |  | 0 |  | 0 |  | #REF! |  | 6.1361e-06 |  | 0 |  | 6.63e-06 |  | 0.00029134 |  | 0.00029506 |  | 0 |  | 0.0001765 |  | 0.023438 |  | 0.00052534 |  | 0.0059276 |  | 0.28804 |  |  |  | 0 |  | 0.0025149
| 0.00066969 |  | 0 |  | 0 |  | #REF! |  | 2.4014e-06 |  | 0 |  | 6.1507e-06 |  | 0.00029533 |  | 0.00025254 |  | 0 |  | 0.00015683 |  | 0.023573 |  | 0.00052994 |  | 0.0058708 |  | 0.2754 |  |  |  | 0 |  | 0.002478
| 0.00071124 |  | 0 |  | 0 |  | #REF! |  | 8.0046e-07 |  | 0 |  | 6.5984e-06 |  | 0.00029376 |  | 0.0002408 |  | 0 |  | 0.00018928 |  | 0.023685 |  | 0.00053445 |  | 0.0058176 |  | 0.26411 |  |  |  | 0 |  | 0.0024442
| 0.000819 |  | 0 |  | 0 |  | #REF! |  | 1.3341e-06 |  | 0 |  | 6.1834e-06 |  | 0.00029136 |  | 0.0002938 |  | 0 |  | 0.00019138 |  | 0.023789 |  | 0.00054022 |  | 0.0057832 |  | 0.25469 |  |  |  | 0 |  | 0.0024156
| 0.00079276 |  | 0 |  | 0 |  | #REF! |  | 2.9352e-06 |  | 0 |  | 7.4621e-06 |  | 0.00029619 |  | 0.00026552 |  | 0 |  | 0.00022984 |  | 0.023885 |  | 0.00054341 |  | 0.0057769 |  | 0.24216 |  |  |  | 0 |  | 0.0024014
| 0.00070734 |  | 0 |  | 0 |  | #REF! |  | 4.5365e-06 |  | 0 |  | 6.9832e-06 |  | 0.00030577 |  | 0.00018941 |  | 0 |  | 0.00026052 |  | 0.023971 |  | 0.00054759 |  | 0.0057861 |  | 0.23073 |  |  |  | 0 |  | 0.0023837
| 0.00070893 |  | 0 |  | 0 |  | #REF! |  | 2.135e-06 |  | 0 |  | 6.0244e-06 |  | 0.00031934 |  | 0.00020809 |  | 0 |  | 0.00023662 |  | 0.024078 |  | 0.00055339 |  | 0.0058067 |  | 0.22188 |  |  |  | 0 |  | 0.0023783
| 0.00067709 |  | 0 |  | 0 |  | #REF! |  | 2.135e-06 |  | 0 |  | 6.3448e-06 |  | 0.00032657 |  | 0.00020688 |  | 0 |  | 0.00021873 |  | 0.024235 |  | 0.00055688 |  | 0.0058266 |  | 0.2086 |  |  |  | 0 |  | 0.002375
| 0.0006715 |  | 0 |  | 0 |  | #REF! |  | 2.9358e-06 |  | 0 |  | 6.7124e-06 |  | 0.00032577 |  | 0.00017782 |  | 0 |  | 0.00020087 |  | 0.02431 |  | 0.0005626 |  | 0.0058396 |  | 0.1983 |  |  |  | 0 |  | 0.0023774
| 0.00066595 |  | 0 |  | 0 |  | #REF! |  | 2.9358e-06 |  | 0 |  | 6.1694e-06 |  | 0.00031301 |  | 0.00019336 |  | 0 |  | 0.00017913 |  | 0.024417 |  | 0.00056608 |  | 0.00583 |  | 0.19161 |  |  |  | 0 |  | 0.0023649
| 0.00064363 |  | 0 |  | 0 |  | #REF! |  | 2.936e-06 |  | 0 |  | 6.5534e-06 |  | 0.00029546 |  | 0.00026935 |  | 0 |  | 0.00016582 |  | 0.024557 |  | 0.0005714 |  | 0.0058085 |  | 0.18379 |  |  |  | 0 |  | 0.0023599
| 0.00083688 |  | 0 |  | 0 |  | #REF! |  | 2.936e-06 |  | 0 |  | 6.6177e-06 |  | 0.00029307 |  | 0.00029863 |  | 0 |  | 0.0002044 |  | 0.024711 |  | 0.00057577 |  | 0.0057735 |  | 0.16501 |  |  |  | 0 |  | 0.0023399
| 0.00084332 |  | 0 |  | 0 |  | #REF! |  | 2.1355e-06 |  | 0 |  | 6.762e-06 |  | 0.00029788 |  | 0.00022504 |  | 0 |  | 0.00023392 |  | 0.024869 |  | 0.00057922 |  | 0.0057433 |  | 0.15447 |  |  |  | 0 |  | 0.0023306
| 0.00066368 |  | 0 |  | 0 |  | #REF! |  | 5.3388e-07 |  | 0 |  | 6.9383e-06 |  | 0.00030029 |  | 0.00020599 |  | 0 |  | 0.00017982 |  | 0.024958 |  | 0.00058466 |  | 0.0057373 |  | 0.1555 |  |  |  | 0 |  | 0.0023127
| 0.00065409 |  | 0 |  | 0 |  | #REF! |  | 1.3347e-06 |  | 0 |  | 4.9399e-06 |  | 0.0002955 |  | 0.00025568 |  | 0 |  | 0.00016906 |  | 0.025148 |  | 0.00058894 |  | 0.005757 |  | 0.14908 |  |  |  | 0 |  | 0.0023132
| 0.00071484 |  | 0 |  | 0 |  | #REF! |  | 2.9365e-06 |  | 0 |  | 6.6989e-06 |  | 0.00029312 |  | 0.00026618 |  | 0 |  | 0.00020601 |  | 0.025255 |  | 0.00059312 |  | 0.0058103 |  | 0.14432 |  |  |  | 0 |  | 0.0023172
| 0.00072207 |  | 0 |  | 0 |  | #REF! |  | 2.1358e-06 |  | 0 |  | 6.7797e-06 |  | 0.00029474 |  | 0.00024401 |  | 0 |  | 0.00019802 |  | 0.025286 |  | 0.0005975 |  | 0.0058893 |  | 0.13035 |  |  |  | 0 |  | 0.0023332
| 0.00072371 |  | 0 |  | 0 |  | #REF! |  | 5.3394e-07 |  | 0 |  | 6.5554e-06 |  | 0.00029795 |  | 0.00027048 |  | 0 |  | 0.00019268 |  | 0.025454 |  | 0.00060178 |  | 0.0059806 |  | 0.12436 |  |  |  | 0 |  | 0.002354
| 0.0007317 |  | 0 |  | 0 |  | #REF! |  | 2.9369e-06 |  | 0 |  | 6.7641e-06 |  | 0.00030035 |  | 0.00028763 |  | 0 |  | 0.00017051 |  | 0.025668 |  | 0.00060573 |  | 0.0060502 |  | 0.12292 |  |  |  | 0 |  | 0.002393
| 0.00078207 |  | 0 |  | 0 |  | #REF! |  | 2.4031e-06 |  | 0 |  | 5.2453e-06 |  | 0.00030276 |  | 0.00029175 |  | 0 |  | 0.00017419 |  | 0.025854 |  | 0.00060968 |  | 0.0060842 |  | 0.11658 |  |  |  | 0 |  | 0.0024318
| 0.00078532 |  | 0 |  | 0 |  | #REF! |  | 0 |  | 0 |  | 7.2767e-06 |  | 0.00030518 |  | 0.00031301 |  | 0 |  | 0.0001994 |  | 0.025979 |  | 0.00061486 |  | 0.0060577 |  | 0.11194 |  |  |  | 0 |  | 0.0024707
| 0.00064072 |  | 0 |  | 0 |  | #REF! |  | 0 |  | 0 |  | 6.4611e-06 |  | 0.00030518 |  | 0.00034874 |  | 0 |  | 0.00023357 |  | 0.026063 |  | 0.00061758 |  | 0.0059733 |  | 0.10504 |  |  |  | 0 |  | 0.0025054
| 0.00074222 |  | 0 |  | 0 |  | #REF! |  | 8.0106e-07 |  | 0 |  | 6.3176e-06 |  | 0.0003068 |  | 0.00030627 |  | 0 |  | 0.00028183 |  | 0.026221 |  | 0.00062153 |  | 0.0058421 |  | 0.1005 |  |  |  | 0 |  | 0.0025338
| 0.00072389 |  | 0 |  | 0 |  | #REF! |  | 8.0111e-07 |  | 0 |  | 7.6775e-06 |  | 0.00030522 |  | 0.00019423 |  | 0 |  | 0.00028354 |  | 0.026444 |  | 0.00062548 |  | 0.0056881 |  | 0.094048 |  |  |  | 0 |  | 0.0025516
| 0.0005889 |  | 0 |  | 0 |  | #REF! |  | 2.4035e-06 |  | 0 |  | 6.4783e-06 |  | 0.00029725 |  | 0.00023149 |  | 0 |  | 0.00026643 |  | 0.026597 |  | 0.00063069 |  | 0.0055221 |  | 0.089502 |  |  |  | 0 |  | 0.0025582
| 0.00050021 |  | 0 |  | 0 |  | #REF! |  | 2.4035e-06 |  | 0 |  | 7.6625e-06 |  | 0.00028686 |  | 0.00027458 |  | 0 |  | 0.00024246 |  | 0.026793 |  | 0.00063338 |  | 0.0053683 |  | 0.084779 |  |  |  | 0 |  | 0.0025513
| 0.00061691 |  | 0 |  | 0 |  | #REF! |  | 2.4037e-06 |  | 0 |  | 7.439e-06 |  | 0.00028288 |  | 0.0002684 |  | 0 |  | 0.00022594 |  | 0.026925 |  | 0.00063828 |  | 0.0052243 |  | 0.079616 |  |  |  | 0 |  | 0.0025318
| 0.000756 |  | 0 |  | 0 |  | #REF! |  | 2.938e-06 |  | 0 |  | 6.7831e-06 |  | 0.00029648 |  | 0.00027459 |  | 0 |  | 0.00021368 |  | 0.027035 |  | 0.00064052 |  | 0.0050944 |  | 0.076694 |  |  |  | 0 |  | 0.0025083
| 0.00063612 |  | 0 |  | 0 |  | #REF! |  | 1.3354e-06 |  | 0 |  | 8.1919e-06 |  | 0.00031007 |  | 0.00018618 |  | 0 |  | 0.00020234 |  | 0.027216 |  | 0.00064553 |  | 0.0049758 |  | 0.074252 |  |  |  | 0 |  | 0.0024662
| 0.00046753 |  | 0 |  | 0 |  | #REF! |  | 8.0131e-07 |  | 0 |  | 7.4079e-06 |  | 0.00031329 |  | 0.00017273 |  | 0 |  | 0.00017809 |  | 0.027301 |  | 0.00064894 |  | 0.0048711 |  | 0.071367 |  |  |  | 0 |  | 0.0024277
| 0.00058985 |  | 0 |  | 0 |  | #REF! |  | 4.0068e-06 |  | 0 |  | 7.6484e-06 |  | 0.00030851 |  | 0.00025359 |  | 0 |  | 0.00016708 |  | 0.027422 |  | 0.00065072 |  | 0.0047749 |  | 0.065213 |  |  |  | 0 |  | 0.0024
| 0.00071937 |  | 0 |  | 0 |  | #REF! |  | 4.5411e-06 |  | 0 |  | 7.6009e-06 |  | 0.00029894 |  | 0.00024952 |  | 0 |  | 0.00018037 |  | 0.027563 |  | 0.00065587 |  | 0.0047013 |  | 0.060959 |  |  |  | 0 |  | 0.002371
| 0.00073376 |  | 0 |  | 0 |  | #REF! |  | 1.3356e-06 |  | 0 |  | 6.4812e-06 |  | 0.00028775 |  | 0.00019681 |  | 0 |  | 0.00017924 |  | 0.027698 |  | 0.00065939 |  | 0.0046501 |  | 0.059229 |  |  |  | 0 |  | 0.0023607
| 0.00075778 |  | 0 |  | 0 |  | #REF! |  | 8.0146e-07 |  | 0 |  | 7.1533e-06 |  | 0.00027817 |  | 0.00025272 |  | 0 |  | 0.0001561 |  | 0.027847 |  | 0.00066269 |  | 0.0046313 |  | 0.057613 |  |  |  | 0 |  | 0.0023706
| 0.00070742 |  | 0 |  | 0 |  | #REF! |  | 8.0146e-07 |  | 0 |  | 7.9064e-06 |  | 0.00027498 |  | 0.00026252 |  | 0 |  | 0.00017494 |  | 0.027995 |  | 0.00066565 |  | 0.0046469 |  | 0.050913 |  |  |  | 0 |  | 0.002383
| 0.00069072 |  | 0 |  | 0 |  | #REF! |  | 1.3358e-06 |  | 0 |  | 7.3622e-06 |  | 0.00027581 |  | 0.00020841 |  | 0 |  | 0.00023459 |  | 0.028147 |  | 0.00066862 |  | 0.0046982 |  | 0.047254 |  |  |  | 0 |  | 0.0024164
| 0.00071711 |  | 0 |  | 0 |  | #REF! |  | 1.3359e-06 |  | 0 |  | 7.3467e-06 |  | 0.00027741 |  | 0.00021803 |  | 0 |  | 0.00027245 |  | 0.02829 |  | 0.00067192 |  | 0.0047717 |  | 0.047484 |  |  |  | 0 |  | 0.0024482
| 0.00078426 |  | 0 |  | 0 |  | #REF! |  | 8.0156e-07 |  | 0 |  | 6.6429e-06 |  | 0.00027981 |  | 0.00023873 |  | 0 |  | 0.00025755 |  | 0.028471 |  | 0.00067489 |  | 0.0048679 |  | 0.046331 |  |  |  | 0 |  | 0.0024733
| 0.00074038 |  | 0 |  | 0 |  | #REF! |  | 8.0156e-07 |  | 0 |  | 6.2431e-06 |  | 0.00028624 |  | 0.00028311 |  | 0 |  | 0.00019657 |  | 0.028616 |  | 0.00067786 |  | 0.0049739 |  | 0.044795 |  |  |  | 0 |  | 0.0025026
| 0.00078676 |  | 0 |  | 0 |  | #REF! |  | 8.0166e-07 |  | 0 |  | 7.3641e-06 |  | 0.00029104 |  | 0.00030009 |  | 0 |  | 0.00021433 |  | 0.028786 |  | 0.00068083 |  | 0.0050926 |  | 0.042637 |  |  |  | 0 |  | 0.0025168
| 0.00078441 |  | 0 |  | 0 |  | #REF! |  | 2.4049e-06 |  | 0 |  | 7.4441e-06 |  | 0.00029345 |  | 0.00026141 |  | 0 |  | 0.00027611 |  | 0.028984 |  | 0.00068516 |  | 0.0052273 |  | 0.043325 |  |  |  | 0 |  | 0.0025179
| 0.00070605 |  | 0 |  | 0 |  | #REF! |  | 2.405e-06 |  | 0 |  | 7.0448e-06 |  | 0.00028946 |  | 0.0002043 |  | 0 |  | 0.00026319 |  | 0.029252 |  | 0.00068676 |  | 0.0053879 |  | 0.040664 |  |  |  | 0 |  | 0.0025
| 0.00073173 |  | 0 |  | 0 |  | #REF! |  | 2.4052e-06 |  | 0 |  | 7.0928e-06 |  | 0.00028469 |  | 0.00020568 |  | 0 |  | 0.00022112 |  | 0.029473 |  | 0.0006894 |  | 0.0055688 |  | 0.036789 |  |  |  | 0 |  | 0.0024816
| 0.00071173 |  | 0 |  | 0 |  | #REF! |  | 2.9398e-06 |  | 0 |  | 6.4848e-06 |  | 0.00028869 |  | 0.0001851 |  | 0 |  | 0.00019956 |  | 0.029588 |  | 0.00069354 |  | 0.0057754 |  | 0.035063 |  |  |  | 0 |  | 0.0024477
| 0.00072293 |  | 0 |  | 0 |  | #REF! |  | 4.5433e-06 |  | 0 |  | 6.5493e-06 |  | 0.00029909 |  | 0.00017844 |  | 0 |  | 0.00020676 |  | 0.029785 |  | 0.00069501 |  | 0.0059858 |  | 0.033343 |  |  |  | 0 |  | 0.0024098
| 0.00074381 |  | 0 |  | 0 |  | #REF! |  | 4.5436e-06 |  | 0 |  | 7.0301e-06 |  | 0.00030552 |  | 0.00022587 |  | 0 |  | 0.00026525 |  | 0.030037 |  | 0.00069937 |  | 0.0061837 |  | 0.030738 |  |  |  | 0 |  | 0.0023709
| 0.00070542 |  | 0 |  | 0 |  | #REF! |  | 1.3364e-06 |  | 0 |  | 6.4856e-06 |  | 0.00030392 |  | 0.00018043 |  | 0 |  | 0.0002886 |  | 0.030279 |  | 0.00070062 |  | 0.0063452 |  | 0.027666 |  |  |  | 0 |  | 0.0023359
| 0.00063104 |  | 0 |  | 0 |  | #REF! |  | 8.0186e-07 |  | 0 |  | 7.1751e-06 |  | 0.00029673 |  | 0.0001604 |  | 0 |  | 0.00024129 |  | 0.030375 |  | 0.00070433 |  | 0.0064547 |  | 0.027788 |  |  |  | 0 |  | 0.0023089
| 0.00058473 |  | 0 |  | 0 |  | #REF! |  | 8.0191e-07 |  | 0 |  | 7.1751e-06 |  | 0.00028796 |  | 0.00024181 |  | 0 |  | 0.00023621 |  | 0.030507 |  | 0.00070676 |  | 0.0064888 |  | 0.02706 |  |  |  | 0 |  | 0.0022974
| 0.00065672 |  | 0 |  | 0 |  | #REF! |  | 1.3365e-06 |  | 0 |  | 6.8232e-06 |  | 0.00028476 |  | 0.00027575 |  | 0 |  | 0.00023281 |  | 0.030718 |  | 0.00070788 |  | 0.0064565 |  | 0.025381 |  |  |  | 0 |  | 0.0022866
| 0.00063836 |  | 0 |  | 0 |  | #REF! |  | 1.3366e-06 |  | 0 |  | 6.4232e-06 |  | 0.00027998 |  | 0.00020944 |  | 0 |  | 0.00017854 |  | 0.030971 |  | 0.00071193 |  | 0.0063505 |  | 0.026266 |  |  |  | 0 |  | 0.0022914
| 0.0006704 |  | 0 |  | 0 |  | #REF! |  | 8.0196e-07 |  | 0 |  | 6.744e-06 |  | 0.0002792 |  | 0.00017114 |  | 0 |  | 0.00016686 |  | 0.031208 |  | 0.00071458 |  | 0.0062124 |  | 0.025748 |  |  |  | 0 |  | 0.0023037
| 0.0007168 |  | 0 |  | 0 |  | #REF! |  | 8.0201e-07 |  | 0 |  | 6.456e-06 |  | 0.000284 |  | 0.00017571 |  | 0 |  | 0.00020533 |  | 0.031309 |  | 0.00071701 |  | 0.00603 |  | 0.021774 |  |  |  | 0 |  | 0.0023263
| 0.00070564 |  | 0 |  | 0 |  | #REF! |  | 1.3368e-06 |  | 0 |  | 7.1128e-06 |  | 0.00029202 |  | 0.00019808 |  | 0 |  | 0.0002442 |  | 0.031532 |  | 0.0007192 |  | 0.0058469 |  | 0.019434 |  |  |  | 0 |  | 0.0023391
| 0.00074565 |  | 0 |  | 0 |  | #REF! |  | 5.3471e-07 |  | 0 |  | 7.0657e-06 |  | 0.00029602 |  | 0.00021315 |  | 0 |  | 0.0002287 |  | 0.031798 |  | 0.00072185 |  | 0.0056636 |  | 0.022188 |  |  |  | 0 |  | 0.0023606
| 0.00083296 |  | 0 |  | 0 |  | #REF! |  | 0 |  | 0 |  | 7.2259e-06 |  | 0.00028965 |  | 0.0001843 |  | 0 |  | 0.00015518 |  | 0.032017 |  | 0.00072416 |  | 0.0054959 |  | 0.021726 |  |  |  | 0 |  | 0.0023671
| 0.00085216 |  | 0 |  | 0 |  | #REF! |  | 8.0216e-07 |  | 0 |  | 7.6269e-06 |  | 0.00028805 |  | 0.00019313 |  | 0 |  | 0.00013331 |  | 0.032207 |  | 0.00072659 |  | 0.0053543 |  | 0.019039 |  |  |  | 0 |  | 0.002374
| 0.000785 |  | 0 |  | 0 |  | #REF! |  | 2.9413e-06 |  | 0 |  | 7.3069e-06 |  | 0.00029527 |  | 0.00022405 |  | 0 |  | 0.00018992 |  | 0.032334 |  | 0.00072879 |  | 0.0052313 |  | 0.01755 |  |  |  | 0 |  | 0.0023813
| 0.00072898 |  | 0 |  | 0 |  | #REF! |  | 2.9415e-06 |  | 0 |  | 6.9067e-06 |  | 0.00030168 |  | 0.00023535 |  | 0 |  | 0.00022415 |  | 0.032518 |  | 0.0007311 |  | 0.005133 |  | 0.018104 |  |  |  | 0 |  | 0.0023786
| 0.00070902 |  | 0 |  | 0 |  | #REF! |  | 8.0221e-07 |  | 0 |  | 7.5317e-06 |  | 0.00029449 |  | 0.00021912 |  | 0 |  | 0.00019644 |  | 0.032765 |  | 0.000735 |  | 0.0050466 |  | 0.019262 |  |  |  | 0 |  | 0.0023669
| 0.00071147 |  | 0 |  | 0 |  | #REF! |  | 0 |  | 0 |  | 7.9654e-06 |  | 0.00028331 |  | 0.00023687 |  | 0 |  | 0.00018372 |  | 0.032939 |  | 0.00073573 |  | 0.0049711 |  | 0.018084 |  |  |  | 0 |  | 0.0023627
| 0.00055384 |  | 0 |  | 0 |  | #REF! |  | 5.3488e-07 |  | 0 |  | 8.1417e-06 |  | 0.00028092 |  | 0.00027249 |  | 0 |  | 0.00017823 |  | 0.033038 |  | 0.00073804 |  | 0.0049024 |  | 0.016041 |  |  |  | 0 |  | 0.0023502
| 0.00056105 |  | 0 |  | 0 |  | #REF! |  | 2.9418e-06 |  | 0 |  | 8.3506e-06 |  | 0.00029053 |  | 0.0001828 |  | 0 |  | 0.00017283 |  | 0.033227 |  | 0.00074195 |  | 0.0048421 |  | 0.016664 |  |  |  | 0 |  | 0.0023309
| 0.00076838 |  | 0 |  | 0 |  | #REF! |  | 2.942e-06 |  | 0 |  | 7.6137e-06 |  | 0.00030015 |  | 0.00014067 |  | 0 |  | 0.00020353 |  | 0.03346 |  | 0.00074267 |  | 0.0047816 |  | 0.018437 |  |  |  | 0 |  | 0.0023218
| 0.00078124 |  | 0 |  | 0 |  | #REF! |  | 2.9422e-06 |  | 0 |  | 7.5341e-06 |  | 0.00029617 |  | 0.00018705 |  | 0 |  | 0.00021893 |  | 0.033622 |  | 0.00074659 |  | 0.0047301 |  | 0.019039 |  |  |  | 0 |  | 0.0023088
| 0.00074282 |  | 0 |  | 0 |  | #REF! |  | 4.547e-06 |  | 0 |  | 7.1974e-06 |  | 0.00028736 |  | 0.00019194 |  | 0 |  | 0.00019635 |  | 0.033848 |  | 0.00074878 |  | 0.0046831 |  | 0.017317 |  |  |  | 0 |  | 0.0022995
| 0.00071725 |  | 0 |  | 0 |  | #REF! |  | 4.547e-06 |  | 0 |  | 7.1342e-06 |  | 0.00028098 |  | 0.00024929 |  | 0 |  | 0.00021686 |  | 0.034119 |  | 0.00074961 |  | 0.004649 |  | 0.015216 |  |  |  | 0 |  | 0.0022966
| 0.00075252 |  | 0 |  | 0 |  | #REF! |  | 2.4076e-06 |  | 0 |  | 8.1603e-06 |  | 0.00028179 |  | 0.0003029 |  | 0 |  | 0.00024972 |  | 0.034359 |  | 0.00075354 |  | 0.0046333 |  | 0.015503 |  |  |  | 0 |  | 0.0023027
| 0.00074131 |  | 0 |  | 0 |  | #REF! |  | 8.0251e-07 |  | 0 |  | 7.7279e-06 |  | 0.00028179 |  | 0.00025664 |  | 0 |  | 0.00024604 |  | 0.034594 |  | 0.00075574 |  | 0.0046437 |  | 0.016207 |  |  |  | 0 |  | 0.0023194
| 0.0006669 |  | 0 |  | 0 |  | #REF! |  | 1.3375e-06 |  | 0 |  | 7.8887e-06 |  | 0.00028021 |  | 0.00020663 |  | 0 |  | 0.00021934 |  | 0.034834 |  | 0.00075688 |  | 0.0046741 |  | 0.013697 |  |  |  | 0 |  | 0.0023478
| 0.00067415 |  | 0 |  | 0 |  | #REF! |  | 2.9427e-06 |  | 0 |  | 7.8411e-06 |  | 0.00028743 |  | 0.00025581 |  | 0 |  | 0.00019283 |  | 0.035156 |  | 0.00076083 |  | 0.004729 |  | 0.013266 |  |  |  | 0 |  | 0.0023884
| 0.00070382 |  | 0 |  | 0 |  | #REF! |  | 2.9429e-06 |  | 0 |  | 6.8955e-06 |  | 0.00029546 |  | 0.00025407 |  | 0 |  | 0.00017953 |  | 0.035455 |  | 0.00076302 |  | 0.0047936 |  | 0.015682 |  |  |  | 0 |  | 0.0024381
| 0.00070221 |  | 0 |  | 0 |  | #REF! |  | 1.3378e-06 |  | 0 |  | 8.0019e-06 |  | 0.00029546 |  | 0.00024976 |  | 0 |  | 0.00017155 |  | 0.035752 |  | 0.0007658 |  | 0.0048617 |  | 0.015032 |  |  |  | 0 |  | 0.0025008
| 0.00076151 |  | 0 |  | 0 |  | #REF! |  | 8.0266e-07 |  | 0 |  | 7.377e-06 |  | 0.00028987 |  | 0.00025894 |  | 0 |  | 0.00018561 |  | 0.036093 |  | 0.00076799 |  | 0.0049277 |  | 0.013444 |  |  |  | 0 |  | 0.0025552
| 0.00080235 |  | 0 |  | 0 |  | #REF! |  | 8.0266e-07 |  | 0 |  | 8.2114e-06 |  | 0.00028747 |  | 0.00020773 |  | 0 |  | 0.0002111 |  | 0.03638 |  | 0.00077044 |  | 0.0049734 |  | 0.012494 |  |  |  | 0 |  | 0.0026131
| 0.0008473 |  | 0 |  | 0 |  | #REF! |  | 8.0271e-07 |  | 0 |  | 8.0836e-06 |  | 0.0002867 |  | 0.00018565 |  | 0 |  | 0.0002265 |  | 0.036669 |  | 0.00077462 |  | 0.0050179 |  | 0.01238 |  |  |  | 0 |  | 0.002669
| 0.00068553 |  | 0 |  | 0 |  | #REF! |  | 4.0138e-06 |  | 0 |  | 7.4265e-06 |  | 0.0002835 |  | 0.0002327 |  | 0 |  | 0.00022968 |  | 0.036963 |  | 0.00077561 |  | 0.005041 |  | 0.010984 |  |  |  | 0 |  | 0.0026999
| 0.00048451 |  | 0 |  | 0 |  | #REF! |  | 4.0141e-06 |  | 0 |  | 8.0686e-06 |  | 0.0002811 |  | 0.00024078 |  | 0 |  | 0.00024643 |  | 0.03728 |  | 0.00077839 |  | 0.0050702 |  | 0.0092834 |  |  |  | 0 |  | 0.0027195
| 0.00056227 |  | 0 |  | 0 |  | #REF! |  | 0 |  | 0 |  | 7.1062e-06 |  | 0.00028193 |  | 0.00022893 |  | 0 |  | 0.00023165 |  | 0.037682 |  | 0.00078091 |  | 0.0050997 |  | 0.010032 |  |  |  | 0 |  | 0.0027262
| 0.00070323 |  | 0 |  | 0 |  | #REF! |  | 0 |  | 0 |  | 7.4921e-06 |  | 0.00028193 |  | 0.00026983 |  | 0 |  | 0.00019394 |  | 0.038073 |  | 0.00078524 |  | 0.0051402 |  | 0.0090223 |  |  |  | 0 |  | 0.0026993
| 0.00066483 |  | 0 |  | 0 |  | #REF! |  | 2.4086e-06 |  | 0 |  | 7.1873e-06 |  | 0.00028436 |  | 0.00027784 |  | 0 |  | 0.00018895 |  | 0.038362 |  | 0.00078621 |  | 0.0051797 |  | 0.0078205 |  |  |  | 0 |  | 0.0026663
| 0.00056631 |  | 0 |  | 0 |  | #REF! |  | 2.4088e-06 |  | 0 |  | 8.5033e-06 |  | 0.00029477 |  | 0.00023387 |  | 0 |  | 0.00019174 |  | 0.038713 |  | 0.00079055 |  | 0.0052131 |  | 0.0093834 |  |  |  | 0 |  | 0.0026126
| 0.00074097 |  | 0 |  | 0 |  | #REF! |  | 4.0146e-06 |  | 0 |  | 8.7927e-06 |  | 0.00029799 |  | 0.0001809 |  | 0 |  | 0.00021348 |  | 0.039238 |  | 0.00079151 |  | 0.0052297 |  | 0.0094256 |  |  |  | 0 |  | 0.0025438
| 0.00069696 |  | 0 |  | 0 |  | #REF! |  | 4.5501e-06 |  | 0 |  | 6.8833e-06 |  | 0.0002916 |  | 0.00014607 |  | 0 |  | 0.00020303 |  | 0.039659 |  | 0.00079586 |  | 0.0052252 |  | 0.0102 |  |  |  | 0 |  | 0.0024827
| 0.00059125 |  | 0 |  | 0 |  | #REF! |  | 1.3384e-06 |  | 0 |  | 7.5902e-06 |  | 0.0002804 |  | 0.0001568 |  | 0 |  | 0.00016945 |  | 0.039992 |  | 0.00079727 |  | 0.0051951 |  | 0.010197 |  |  |  | 0 |  | 0.0024185
| 0.00065294 |  | 0 |  | 0 |  | #REF! |  | 8.0306e-07 |  | 0 |  | 7.5902e-06 |  | 0.00027479 |  | 0.00018239 |  | 0 |  | 0.00014549 |  | 0.040283 |  | 0.0008017 |  | 0.0051409 |  | 0.0088293 |  |  |  | 0 |  | 0.0023603
| 0.00075072 |  | 0 |  | 0 |  | #REF! |  | 8.0306e-07 |  | 0 |  | 8.8745e-06 |  | 0.00027161 |  | 0.00022862 |  | 0 |  | 0.00013849 |  | 0.040511 |  | 0.00080449 |  | 0.0050982 |  | 0.008263 |  |  |  | 0 |  | 0.0023075
| 0.00076675 |  | 0 |  | 0 |  | #REF! |  | 1.3384e-06 |  | 0 |  | 8.3455e-06 |  | 0.000266 |  | 0.0002442 |  | 0 |  | 0.00019472 |  | 0.040784 |  | 0.00080575 |  | 0.0050778 |  | 0.0097894 |  |  |  | 0 |  | 0.0022762
| 0.00072758 |  | 0 |  | 0 |  | #REF! |  | 1.3385e-06 |  | 0 |  | 7.1262e-06 |  | 0.00027164 |  | 0.00017224 |  | 0 |  | 0.00018543 |  | 0.041 |  | 0.0008108 |  | 0.0051079 |  | 0.010217 |  |  |  | 0 |  | 0.0022508
| 0.00064825 |  | 0 |  | 0 |  | #REF! |  | 8.0316e-07 |  | 0 |  | 7.4637e-06 |  | 0.00028446 |  | 0.00017874 |  | 0 |  | 0.00017586 |  | 0.041189 |  | 0.00081379 |  | 0.0051904 |  | 0.0089678 |  |  |  | 0 |  | 0.0022334
| 0.0005577 |  | 0 |  | 0 |  | #REF! |  | 8.0321e-07 |  | 0 |  | 8.186e-06 |  | 0.00029087 |  | 0.00017172 |  | 0 |  | 0.00021814 |  | 0.041453 |  | 0.00081664 |  | 0.0053252 |  | 0.0084024 |  |  |  | 0 |  | 0.0022219
| 0.00061467 |  | 0 |  | 0 |  | #REF! |  | 1.3387e-06 |  | 0 |  | 7.9302e-06 |  | 0.00029091 |  | 0.00019176 |  | 0 |  | 0.00021723 |  | 0.041676 |  | 0.00082009 |  | 0.0054995 |  | 0.006693 |  |  |  | 0 |  | 0.0022129
| 0.00075572 |  | 0 |  | 0 |  | #REF! |  | 4.5516e-06 |  | 0 |  | 8.1549e-06 |  | 0.0002869 |  | 0.00023148 |  | 0 |  | 0.00023352 |  | 0.041877 |  | 0.00082341 |  | 0.0056785 |  | 0.0057106 |  |  |  | 0 |  | 0.002204
| 0.00073012 |  | 0 |  | 0 |  | #REF! |  | 4.0166e-06 |  | 0 |  | 7.0317e-06 |  | 0.00028852 |  | 0.00024643 |  | 0 |  | 0.00027585 |  | 0.042188 |  | 0.00082659 |  | 0.0058403 |  | 0.0044647 |  |  |  | 0 |  | 0.0021976
| 0.00062032 |  | 0 |  | 0 |  | #REF! |  | 8.0326e-07 |  | 0 |  | 6.5826e-06 |  | 0.00029012 |  | 0.00023106 |  | 0 |  | 0.00028695 |  | 0.042426 |  | 0.00083005 |  | 0.0059699 |  | 0.0054716 |  |  |  | 0 |  | 0.0021802
| 0.00070933 |  | 0 |  | 0 |  | #REF! |  | 1.3389e-06 |  | 0 |  | 8.2844e-06 |  | 0.00029014 |  | 0.00023492 |  | 0 |  | 0.00027246 |  | 0.042598 |  | 0.00083502 |  | 0.0060483 |  | 0.0093262 |  |  |  | 0 |  | 0.0021678
| 0.00077991 |  | 0 |  | 0 |  | #REF! |  | 5.3558e-07 |  | 0 |  | 7.2738e-06 |  | 0.00029016 |  | 0.00030372 |  | 0 |  | 0.000267 |  | 0.042864 |  | 0.00083669 |  | 0.0060812 |  | 0.0076255 |  |  |  | 0 |  | 0.0021565
| 0.00067651 |  | 0 |  | 0 |  | #REF! |  | 5.3561e-07 |  | 0 |  | 7.9482e-06 |  | 0.00028535 |  | 0.00031781 |  | 0 |  | 0.00024125 |  | 0.043118 |  | 0.0008402 |  | 0.0060798 |  | 0.0050206 |  |  |  | 0 |  | 0.0021547
| 0.00063411 |  | 0 |  | 0 |  | #REF! |  | 2.9459e-06 |  | 0 |  | 7.3064e-06 |  | 0.00028218 |  | 0.00028619 |  | 0 |  | 0.00019587 |  | 0.043458 |  | 0.00084566 |  | 0.0060421 |  | 0.0045061 |  |  |  | 0 |  | 0.00215
| 0.0005836 |  | 0 |  | 0 |  | #REF! |  | 2.946e-06 |  | 0 |  | 6.8893e-06 |  | 0.00028138 |  | 0.00021136 |  | 0 |  | 0.00020886 |  | 0.043778 |  | 0.00084731 |  | 0.0059774 |  | 0.0050245 |  |  |  | 0 |  | 0.002157
| 0.00061166 |  | 0 |  | 0 |  | #REF! |  | 5.3564e-07 |  | 0 |  | 8.2549e-06 |  | 0.00028699 |  | 0.00016312 |  | 0 |  | 0.00024635 |  | 0.044116 |  | 0.00085264 |  | 0.0058924 |  | 0.0075917 |  |  |  | 0 |  | 0.0021779
| 0.00084259 |  | 0 |  | 0 |  | #REF! |  | 5.3571e-07 |  | 0 |  | 6.7296e-06 |  | 0.00028701 |  | 0.00021847 |  | 0 |  | 0.00023997 |  | 0.044641 |  | 0.00085494 |  | 0.0057783 |  | 0.0073805 |  |  |  | 0 |  | 0.0021973
| 0.00089796 |  | 0 |  | 0 |  | #REF! |  | 5.3568e-07 |  | 0 |  | 7.5005e-06 |  | 0.00028462 |  | 0.00024713 |  | 0 |  | 0.00023774 |  | 0.045173 |  | 0.00086015 |  | 0.0056437 |  | 0.0062444 |  |  |  | 0 |  | 0.0022323
| 0.00085632 |  | 0 |  | 0 |  | #REF! |  | 5.3574e-07 |  | 0 |  | 7.8543e-06 |  | 0.00028063 |  | 0.00018577 |  | 0 |  | 0.00025554 |  | 0.045771 |  | 0.00086224 |  | 0.0055012 |  | 0.0067617 |  |  |  | 0 |  | 0.0022674
| 0.00082746 |  | 0 |  | 0 |  | #REF! |  | 2.9466e-06 |  | 0 |  | 7.8709e-06 |  | 0.00028304 |  | 0.00025288 |  | 0 |  | 0.00021233 |  | 0.046114 |  | 0.00086794 |  | 0.0053544 |  | 0.0064125 |  |  |  | 0 |  | 0.0022983
| 0.00078902 |  | 0 |  | 0 |  | #REF! |  | 4.5538e-06 |  | 0 |  | 8.5145e-06 |  | 0.00028145 |  | 0.00028057 |  | 0 |  | 0.0001406 |  | 0.046458 |  | 0.00087193 |  | 0.0052216 |  | 0.0057805 |  |  |  | 0 |  | 0.00234
| 0.00075699 |  | 0 |  | 0 |  | #REF! |  | 2.9468e-06 |  | 0 |  | 7.3734e-06 |  | 0.00027746 |  | 0.00019782 |  | 0 |  | 0.00015247 |  | 0.04706 |  | 0.00087592 |  | 0.005118 |  | 0.0073097 |  |  |  | 0 |  | 0.0023765
| 0.00081794 |  | 0 |  | 0 |  | #REF! |  | 8.0371e-07 |  | 0 |  | 7.5832e-06 |  | 0.00027425 |  | 0.0001945 |  | 0 |  | 0.00019902 |  | 0.047421 |  | 0.00088024 |  | 0.0050409 |  | 0.0079381 |  |  |  | 0 |  | 0.0024053
| 0.0007402 |  | 0 |  | 0 |  | #REF! |  | 8.0376e-07 |  | 0 |  | 8.033e-06 |  | 0.00027427 |  | 0.00016478 |  | 0 |  | 0.00020404 |  | 0.04767 |  | 0.00088267 |  | 0.0049946 |  | 0.0060868 |  |  |  | 0 |  | 0.002444
| 0.0006424 |  | 0 |  | 0 |  | #REF! |  | 8.0376e-07 |  | 0 |  | 8.7405e-06 |  | 0.00027589 |  | 0.000167 |  | 0 |  | 0.00020337 |  | 0.048294 |  | 0.00088856 |  | 0.004979 |  | 0.0049882 |  |  |  | 0 |  | 0.0024744
| 0.00068491 |  | 0 |  | 0 |  | #REF! |  | 8.0376e-07 |  | 0 |  | 7.5685e-06 |  | 0.00026787 |  | 0.00019091 |  | 0 |  | 0.00021341 |  | 0.048929 |  | 0.00089465 |  | 0.0049807 |  | 0.0061046 |  |  |  | 0 |  | 0.0025032
| 0.0007844 |  | 0 |  | 0 |  | #REF! |  | 8.0381e-07 |  | 0 |  | 7.8578e-06 |  | 0.00026869 |  | 0.00019699 |  | 0 |  | 0.00022617 |  | 0.049339 |  | 0.00089754 |  | 0.0050023 |  | 0.0063412 |  |  |  | 0 |  | 0.0025267
| 0.00078044 |  | 0 |  | 0 |  | #REF! |  | 8.0386e-07 |  | 0 |  | 7.6328e-06 |  | 0.00027271 |  | 0.00024584 |  | 0 |  | 0.00024215 |  | 0.049943 |  | 0.00090186 |  | 0.0050269 |  | 0.0060819 |  |  |  | 0 |  | 0.0025451
| 0.00070268 |  | 0 |  | 0 |  | #REF! |  | 1.3399e-06 |  | 0 |  | 7.8909e-06 |  | 0.00027915 |  | 0.00025224 |  | 0 |  | 0.00023859 |  | 0.050447 |  | 0.00090618 |  | 0.00507 |  | 0.0057931 |  |  |  | 0 |  | 0.0025542
| 0.00065696 |  | 0 |  | 0 |  | #REF! |  | 1.3399e-06 |  | 0 |  | 8.7266e-06 |  | 0.00027995 |  | 0.00020476 |  | 0 |  | 0.00022499 |  | 0.050763 |  | 0.00091084 |  | 0.0051021 |  | 0.0054349 |  |  |  | 0 |  | 0.0025537
| 0.00062973 |  | 0 |  | 0 |  | #REF! |  | 1.3399e-06 |  | 0 |  | 7.3932e-06 |  | 0.00027836 |  | 0.00018269 |  | 0 |  | 0.0002402 |  | 0.051217 |  | 0.00091549 |  | 0.0051383 |  | 0.0050164 |  |  |  | 0 |  | 0.0025429
| 0.00071717 |  | 0 |  | 0 |  | #REF! |  | 2.9481e-06 |  | 0 |  | 8.0044e-06 |  | 0.00027596 |  | 0.00022319 |  | 0 |  | 0.00027156 |  | 0.051629 |  | 0.00092197 |  | 0.0051635 |  | 0.0048927 |  |  |  | 0 |  | 0.0025208
| 0.00072443 |  | 0 |  | 0 |  | #REF! |  | 2.4119e-06 |  | 0 |  | 7.3619e-06 |  | 0.00027437 |  | 0.00026994 |  | 0 |  | 0.00027683 |  | 0.051819 |  | 0.00092514 |  | 0.0051824 |  | 0.0047787 |  |  |  | 0 |  | 0.0024957
| 0.0007686 |  | 0 |  | 0 |  | #REF! |  | 0 |  | 0 |  | 7.6357e-06 |  | 0.00027519 |  | 0.0002756 |  | 0 |  | 0.00022424 |  | 0.052021 |  | 0.00093197 |  | 0.005204 |  | 0.0044976 |  |  |  | 0 |  | 0.0024514
| 0.00088339 |  | 0 |  | 0 |  | #REF! |  | 5.3604e-07 |  | 0 |  | 8.0858e-06 |  | 0.00027842 |  | 0.00023281 |  | 0 |  | 0.00019267 |  | 0.052341 |  | 0.00093478 |  | 0.0052276 |  | 0.0042565 |  |  |  | 0 |  | 0.0024075
| 0.00088499 |  | 0 |  | 0 |  | #REF! |  | 1.3402e-06 |  | 0 |  | 7.299e-06 |  | 0.00027842 |  | 0.00021523 |  | 0 |  | 0.00020462 |  | 0.052835 |  | 0.00094163 |  | 0.0052684 |  | 0.0033422 |  |  |  | 0 |  | 0.0023677
| 0.00075907 |  | 0 |  | -0.00010968 |  | #REF! |  | 8.0411e-07 |  | 0.00057563 |  | 7.5562e-06 |  | 0.00027522 |  | 0.00028767 |  | 0 |  | 0.00020232 |  | 0.053419 |  | 0.00094509 |  | 0.0053201 |  | 0.0031861 |  |  |  | 0 |  | 0.0023168
| 0.00067245 |  | 0 |  | -7.4089e-05 |  | #REF! |  | 8.0416e-07 |  | -0.00010597 |  | 7.1869e-06 |  | 0.00027283 |  | 0.0002263 |  | 0 |  | 0.00020411 |  | 0.054005 |  | 0.00095229 |  | 0.0053829 |  | 0.0035251 |  |  |  | 0 |  | 0.0022802
| 0.00066122 |  | 0 |  | 0.0010193 |  | #REF! |  | 8.0416e-07 |  | -0.00010432 |  | 7.2999e-06 |  | 0.00027685 |  | 0.00016627 |  | 0 |  | 0.00024547 |  | 0.054426 |  | 0.00095729 |  | 0.0054509 |  | 0.0046192 |  |  |  | 0 |  | 0.0022379
| 0.00067169 |  | 0 |  | 0.00031587 |  | #REF! |  | 8.0421e-07 |  | 0.00012746 |  | 7.5089e-06 |  | 0.00028248 |  | 0.00016191 |  | 0 |  | 0.00025059 |  | 0.054631 |  | 0.00096262 |  | 0.0055026 |  | 0.0040007 |  |  |  | 0 |  | 0.0022131
| 0.00071984 |  | 0 |  | -0.0003236 |  | #REF! |  | 8.0426e-07 |  | 7.1955e-05 |  | 7.6064e-06 |  | 0.00028489 |  | 0.00017636 |  | 0 |  | 0.00017767 |  | 0.055059 |  | 0.00096828 |  | 0.0055311 |  | 0.0041335 |  |  |  | 0 |  | 0.002186
| 0.00062763 |  | 0 |  | -0.002098 |  | #REF! |  | 2.4128e-06 |  | -4.671e-05 |  | 6.931e-06 |  | 0.00028492 |  | 0.00019017 |  | 0 |  | 0.00017257 |  | 0.055369 |  | 0.00097169 |  | 0.0055298 |  | 0.0037044 |  |  |  | 0 |  | 0.0021772
| 0.0006469 |  | 0 |  | -0.00090945 |  | #REF! |  | 2.9492e-06 |  | -0.00060281 |  | 7.8641e-06 |  | 0.0002793 |  | 0.00019161 |  | 0 |  | 0.00021098 |  | 0.055559 |  | 0.00097895 |  | 0.005503 |  | 0.0031825 |  |  |  | 0 |  | 0.0021679
| 0.00066857 |  | 0 |  | 0.0013751 |  | #REF! |  | 2.9493e-06 |  | -0.00044583 |  | 7.1731e-06 |  | 0.00027369 |  | 0.00019824 |  | 0 |  | 0.00025001 |  | 0.056003 |  | 0.00098461 |  | 0.0054507 |  | 0.0042542 |  |  |  | 0 |  | 0.0021758
| 0.00057875 |  | 0 |  | -0.0006896 |  | #REF! |  | 2.9493e-06 |  | 1.7808e-05 |  | 7.5113e-06 |  | 0.0002689 |  | 0.00027291 |  | 0 |  | 0.00028697 |  | 0.056493 |  | 0.00099077 |  | 0.0053717 |  | 0.0043053 |  |  |  | 0 |  | 0.0021864
| 0.00067989 |  | 0 |  | -0.00084223 |  | #REF! |  | 2.9495e-06 |  | -9.4867e-05 |  | 8.5567e-06 |  | 0.0002681 |  | 0.00029207 |  | 0 |  | 0.00026292 |  | 0.056888 |  | 0.00099857 |  | 0.0052904 |  | 0.0042998 |  |  |  | 0 |  | 0.0022011
| 0.00069514 |  | 0 |  | 6.2013e-05 |  | #REF! |  | 2.4133e-06 |  | -0.00038657 |  | 6.4988e-06 |  | 0.00027292 |  | 0.00025486 |  | 0 |  | 0.00022868 |  | 0.057331 |  | 0.0010026 |  | 0.0051998 |  | 0.0036045 |  |  |  | 0 |  | 0.0022189
| 0.00070165 |  | 0 |  | 0.00027839 |  | #REF! |  | 8.0446e-07 |  | -0.00016719 |  | 7.7374e-06 |  | 0.00028098 |  | 0.00026504 |  | 0 |  | 0.0002428 |  | 0.057872 |  | 0.0010086 |  | 0.0051125 |  | 0.0034251 |  |  |  | 0 |  | 0.0022346
| 0.0006888 |  | 0 |  | 0.00076505 |  | #REF! |  | 8.0446e-07 |  | 0.00017671 |  | 6.5957e-06 |  | 0.00028901 |  | 0.00020302 |  | 0 |  | 0.00026647 |  | 0.058374 |  | 0.0010146 |  | 0.0050236 |  | 0.0028466 |  |  |  | 0 |  | 0.0022614
| 0.0006479 |  | 0 |  | 0.00066962 |  | #REF! |  | 2.4137e-06 |  | 0.00035379 |  | 7.4805e-06 |  | 0.00028983 |  | 0.00021037 |  | 0 |  | 0.00026131 |  | 0.058709 |  | 0.0010226 |  | 0.0049395 |  | 0.0037287 |  |  |  | 0 |  | 0.0022864
| 0.00066235 |  | 0 |  | 2.1862e-05 |  | #REF! |  | 2.4136e-06 |  | 0.0001103 |  | 7.8354e-06 |  | 0.00028341 |  | 0.00022452 |  | 0 |  | 0.00020597 |  | 0.058954 |  | 0.0010271 |  | 0.0048663 |  | 0.0047466 |  |  |  | 0 |  | 0.0023136
| 0.00071458 |  | 0 |  | 0.00016885 |  | #REF! |  | 8.0461e-07 |  | -3.7021e-05 |  | 6.0499e-06 |  | 0.00027299 |  | 0.0001935 |  | 6.5016e-05 |  | 0.00017002 |  | 0.059416 |  | 0.0010333 |  | 0.0047986 |  | 0.0031479 |  |  |  | 0 |  | 0.0023491
| 0.00072587 |  | 0 |  | -0.00014849 |  | #REF! |  | 1.341e-06 |  | 0.00029385 |  | 7.144e-06 |  | 0.00026016 |  | 0.00015335 |  | 0.00010837 |  | 0.00017446 |  | 0.059939 |  | 0.0010416 |  | 0.0047468 |  | 0.0041794 |  |  |  | 0 |  | 0.0023758
| 0.00067769 |  | 0 |  | -0.0015803 |  | #REF! |  | 1.341e-06 |  | 0.00030469 |  | 6.179e-06 |  | 0.00025855 |  | 0.00018067 |  | 0.00017324 |  | 0.00019392 |  | 0.060426 |  | 0.0010463 |  | 0.0047032 |  | 0.0059496 |  |  |  | 0 |  | 0.0024088
| 0.00070584 |  | 0 |  | -0.00020745 |  | #REF! |  | 1.3411e-06 |  | 0.00015192 |  | 7.6438e-06 |  | 0.00026499 |  | 0.00024836 |  | 0.00060728 |  | 0.00026694 |  | 0.061105 |  | 0.001055 |  | 0.0046877 |  | 0.005206 |  |  |  | 0 |  | 0.0024385
| 0.00076531 |  | 0 |  | 0.00050269 |  | #REF! |  | 5.3648e-07 |  | 6.6312e-05 |  | 7.6764e-06 |  | 0.00027063 |  | 0.00026354 |  | 0.00082386 |  | 0.00032332 |  | 0.061928 |  | 0.0010618 |  | 0.0046978 |  | 0.0042723 |  |  |  | 0 |  | 0.0024621
| 0.00079668 |  | 0 |  | -0.0011874 |  | #REF! |  | 0 |  | -1.2177e-05 |  | 7.1936e-06 |  | 0.00026663 |  | 0.00022525 |  | 0.00058463 |  | 0.00032955 |  | 0.062738 |  | 0.0010666 |  | 0.0047336 |  | 0.003828 |  |  |  | 0 |  | 0.0024839
| 0.00071717 |  | 0 |  | -0.00093093 |  | #REF! |  | 8.0476e-07 |  | -7.2187e-05 |  | 7.275e-06 |  | 0.00026583 |  | 0.00021564 |  | 0.00038979 |  | 0.00033069 |  | 0.063482 |  | 0.0010757 |  | 0.0047999 |  | 0.0045252 |  |  |  | 0 |  | 0.0024837
| 0.00070436 |  | 0 |  | -0.00025247 |  | #REF! |  | 8.0481e-07 |  | -0.00017451 |  | 6.6956e-06 |  | 0.00027709 |  | 0.00019735 |  | 0.00067242 |  | 0.00033068 |  | 0.064103 |  | 0.0010827 |  | 0.0048936 |  | 0.0031261 |  |  |  | 0 |  | 0.0024783
| 0.00077343 |  | 0 |  | -0.00039678 |  | #REF! |  | 2.4145e-06 |  | -0.00037512 |  | 7.6457e-06 |  | 0.0002803 |  | 0.00023769 |  | 0.0008674 |  | 0.00031102 |  | 0.064712 |  | 0.0010902 |  | 0.0050117 |  | 0.0024176 |  |  |  | 0 |  | 0.0024684
| 0.0007285 |  | 0 |  | -0.0004702 |  | #REF! |  | 4.5609e-06 |  | -0.00016356 |  | 8.0325e-06 |  | 0.0002763 |  | 0.00029391 |  | 0.00051984 |  | 0.00025899 |  | 0.065347 |  | 0.0010971 |  | 0.0051366 |  | 0.0040435 |  |  |  | 0 |  | 0.0024386
| 0.00068678 |  | 0 |  | -0.00014551 |  | #REF! |  | 6.1706e-06 |  | 0.00018973 |  | 7.9359e-06 |  | 0.0002715 |  | 0.00024286 |  | 0.00030325 |  | 0.00022899 |  | 0.065869 |  | 0.0011041 |  | 0.0052648 |  | 0.0030704 |  |  |  | 0 |  | 0.0024153
| 0.00078804 |  | 0 |  | -0.00040774 |  | #REF! |  | 4.5612e-06 |  | 0.00011109 |  | 7.2285e-06 |  | 0.00027152 |  | 0.00022014 |  | 0.00062928 |  | 0.00025057 |  | 0.066443 |  | 0.0011119 |  | 0.0053725 |  | 0.0032415 |  |  |  | 0 |  | 0.0023781
| 0.00086435 |  | 0 |  | -0.00065906 |  | #REF! |  | 1.3416e-06 |  | 0.00017183 |  | 7.0514e-06 |  | 0.00026911 |  | 0.00021311 |  | 0.000651 |  | 0.00025129 |  | 0.066936 |  | 0.0011194 |  | 0.0054704 |  | 0.0034785 |  |  |  | 0 |  | 0.002351
| 0.00092546 |  | 0 |  | -9.8896e-05 |  | #REF! |  | 8.0496e-07 |  | 4.0448e-06 |  | 7.39e-06 |  | 0.0002635 |  | 0.00021197 |  | 0.00025999 |  | 0.00022665 |  | 0.067388 |  | 0.0011268 |  | 0.0055244 |  | 0.0050242 |  |  |  | 0 |  | 0.0023202
| 0.00076158 |  | 0 |  | -0.00034035 |  | #REF! |  | 8.0496e-07 |  | 6.6799e-05 |  | 7.487e-06 |  | 0.00026511 |  | 0.00021406 |  | 0.00028167 |  | 0.00022424 |  | 0.067679 |  | 0.0011346 |  | 0.0055502 |  | 0.0062514 |  |  |  | 0 |  | 0.0022868
| 0.00060496 |  | 0 |  | -0.00092787 |  | #REF! |  | 1.3418e-06 |  | 0.00027182 |  | 6.843e-06 |  | 0.00026994 |  | 0.00018761 |  | 0.00036836 |  | 0.0002443 |  | 0.067872 |  | 0.0011447 |  | 0.0055329 |  | 0.0055588 |  |  |  | 0 |  | 0.0022679
| 0.00064999 |  | 0 |  | 0.00011331 |  | #REF! |  | 5.3671e-07 |  | 0.00022866 |  | 7.3591e-06 |  | 0.00027799 |  | 0.00018193 |  | 0.00023842 |  | 0.00024368 |  | 0.068292 |  | 0.0011505 |  | 0.0054842 |  | 0.0042854 |  |  |  | 0 |  | 0.0022473
| 0.000781 |  | 0 |  | 0.0010697 |  | #REF! |  | 0 |  | -0.00010544 |  | 7.343e-06 |  | 0.0002756 |  | 0.00022358 |  | 0.00015176 |  | 0.00022842 |  | 0.068728 |  | 0.0011587 |  | 0.0054043 |  | 0.0027168 |  |  |  | 0 |  | 0.002231
| 0.000781 |  | 0 |  | 0.00081352 |  | #REF! |  | 8.0511e-07 |  | -0.00026686 |  | 7.5851e-06 |  | 0.00027399 |  | 0.00022225 |  | 0.00036844 |  | 0.00021253 |  | 0.069168 |  | 0.0011688 |  | 0.0053118 |  | 0.0031859 |  |  |  | 0 |  | 0.0022194
| 0.00065007 |  | 0 |  | 0.00031299 |  | #REF! |  | 8.0516e-07 |  | 4.8426e-05 |  | 6.9252e-06 |  | 0.00027642 |  | 0.0002373 |  | 0.00028182 |  | 0.00022033 |  | 0.069553 |  | 0.0011747 |  | 0.0052285 |  | 0.0025893 |  |  |  | 0 |  | 0.0022082
| 0.00063565 |  | 0 |  | -2.9414e-06 |  | #REF! |  | 8.0521e-07 |  | 0.00012883 |  | 7.5055e-06 |  | 0.00027724 |  | 0.00026677 |  | 0.00034686 |  | 0.0002207 |  | 0.069892 |  | 0.0011849 |  | 0.0051639 |  | 0.0053607 |  |  |  | 0 |  | 0.0022138
| 0.00049823 |  | 0 |  | -0.00061085 |  | #REF! |  | 8.0516e-07 |  | 0.0001126 |  | 7.3449e-06 |  | 0.00027805 |  | 0.00022525 |  | 0.00047692 |  | 0.00019001 |  | 0.070443 |  | 0.0011909 |  | 0.0051361 |  | 0.0075418 |  |  |  | 0 |  | 0.00222
| 0.00043477 |  | 0 |  | -0.00048476 |  | #REF! |  | 0 |  | -3.4008e-05 |  | 6.8778e-06 |  | 0.00027806 |  | 0.00020529 |  | 0.00026015 |  | 0.0001609 |  | 0.071106 |  | 0.0012018 |  | 0.0051561 |  | 0.0049218 |  |  |  | 0 |  | 0.002237
| 0.00053362 |  | 0 |  | -0.00019129 |  | #REF! |  | 5.3684e-07 |  | -0.00019307 |  | 7.3937e-06 |  | 0.00028288 |  | 0.00022261 |  | 0.00054203 |  | 0.00015767 |  | 0.071462 |  | 0.0012099 |  | 0.0052143 |  | 0.0042363 |  |  |  | 0 |  | 0.0022494
| 0.00061885 |  | 0 |  | 7.8355e-05 |  | #REF! |  | 5.3688e-07 |  | -0.00019123 |  | 7.0719e-06 |  | 0.0002829 |  | 0.0002895 |  | 0.00052049 |  | 0.0001996 |  | 0.072051 |  | 0.0012164 |  | 0.0053059 |  | 0.0057344 |  |  |  | 0 |  | 0.0022706
| 0.00080455 |  | 0 |  | -0.00036138 |  | #REF! |  | 5.3688e-07 |  | 0.00011596 |  | 7.604e-06 |  | 0.00027247 |  | 0.00030559 |  | 0.0003037 |  | 0.00022442 |  | 0.072993 |  | 0.0012273 |  | 0.005422 |  | 0.0046454 |  |  |  | 0 |  | 0.0022942
| 0.00080862 |  | 0 |  | -0.0003505 |  | #REF! |  | 2.953e-06 |  | 0.00032261 |  | 7.6206e-06 |  | 0.00026525 |  | 0.00023961 |  | 0.00032528 |  | 0.00020111 |  | 0.07362 |  | 0.0012362 |  | 0.0055397 |  | 0.0028558 |  |  |  | 0 |  | 0.0023183
| 0.00069529 |  | 0 |  | 0.00017611 |  | #REF! |  | 2.4163e-06 |  | 7.4987e-05 |  | 6.9278e-06 |  | 0.00026606 |  | 0.0002108 |  | 0.00052049 |  | 0.00018103 |  | 0.074338 |  | 0.0012447 |  | 0.0056511 |  | 0.0032045 |  |  |  | 0 |  | 0.0023458
| 0.00076607 |  | 0 |  | -0.00040881 |  | #REF! |  | 2.4163e-06 |  | 0.00015612 |  | 7.6855e-06 |  | 0.00027009 |  | 0.00018325 |  | 0.00060726 |  | 0.00017401 |  | 0.075117 |  | 0.0012536 |  | 0.0057526 |  | 0.0030609 |  |  |  | 0 |  | 0.002359
| 0.00081998 |  | 0 |  | -0.00020898 |  | #REF! |  | 2.9534e-06 |  | -6.9722e-05 |  | 7.4286e-06 |  | 0.0002685 |  | 0.00020327 |  | 0.00041211 |  | 0.00017445 |  | 0.076029 |  | 0.0012621 |  | 0.0058316 |  | 0.0028623 |  |  |  | 0 |  | 0.0023716
| 0.00093172 |  | 0 |  | -0.00045962 |  | #REF! |  | 1.3424e-06 |  | -0.00031924 |  | 6.687e-06 |  | 0.00026689 |  | 0.00023285 |  | 0.0001735 |  | 0.00020854 |  | 0.07699 |  | 0.001271 |  | 0.005898 |  | 0.0033151 |  |  |  | 0 |  | 0.002382
| 0.00087068 |  | 0 |  | 0.00021281 |  | #REF! |  | 1.3425e-06 |  | -9.7943e-06 |  | 7.687e-06 |  | 0.00027013 |  | 0.00017897 |  | -4.3416e-05 |  | 0.00024575 |  | 0.077622 |  | 0.0012799 |  | 0.0059464 |  | 0.0037514 |  |  |  | 0 |  | 0.0023735
| 0.00063271 |  | 0 |  | 0.00060371 |  | #REF! |  | 1.3425e-06 |  | 0.0002476 |  | 7.3168e-06 |  | 0.00027254 |  | 0.0001719 |  | 0.00026034 |  | 0.00023507 |  | 0.078265 |  | 0.0012891 |  | 0.0059867 |  | 0.0045874 |  |  |  | 0 |  | 0.0023673
| 0.00062314 |  | 0 |  | -0.00038406 |  | #REF! |  | 8.0556e-07 |  | 0.00013555 |  | 7.8325e-06 |  | 0.00027177 |  | 0.00015759 |  | 0.00043392 |  | 0.00022052 |  | 0.005309 |  | 0.0013007 |  | 0.0060231 |  | 0.0050168 |  |  |  | 0 |  | 0.002344
| 0.00070435 |  | 0 |  | -1.2693e-05 |  | #REF! |  | 0 |  | -0.00024675 |  | 8.0586e-06 |  | 0.00026694 |  | 0.00023915 |  | 8.6705e-05 |  | 0.00024362 |  | 0.082445 |  | 0.001307 |  | 0.0060608 |  | 0.0056608 |  |  |  | 0 |  | 0.0023273
| 0.0006561 |  | 0 |  | -2.8294e-05 |  | #REF! |  | 0 |  | -0.00028579 |  | 6.8019e-06 |  | 0.00026534 |  | 0.00030855 |  | 0.00021691 |  | 0.00029877 |  | 0.083296 |  | 0.0013162 |  | 0.0060899 |  | 0.0042924 |  |  |  | 0 |  | 0.0022993
| 0.0007052 |  | 0 |  | -0.00048925 |  | #REF! |  | 2.417e-06 |  | -2.4972e-05 |  | 6.8507e-06 |  | 0.00026696 |  | 0.00025854 |  | 0.00034729 |  | 0.00031389 |  | 0.084173 |  | 0.001328 |  | 0.0060907 |  | 0.00243 |  |  |  | 0 |  | 0.0022843
| 0.00073901 |  | 0 |  | -0.00016719 |  | #REF! |  | 2.4172e-06 |  | -2.7913e-05 |  | 7.0763e-06 |  | 0.000271 |  | 0.00025363 |  | 0.00010866 |  | 0.00026959 |  | 0.084975 |  | 0.0013346 |  | 0.0060696 |  | 0.0032375 |  |  |  | 0 |  | 0.0022692
| 0.00071815 |  | 0 |  | -0.00036736 |  | #REF! |  | 0 |  | -2.6277e-05 |  | 7.3996e-06 |  | 0.00027664 |  | 0.00020255 |  | 0.00034733 |  | 0.00022526 |  | 0.085818 |  | 0.0013463 |  | 0.0060023 |  | 0.0040566 |  |  |  | 0 |  | 0.0022615
| 0.00072298 |  | 0 |  | -0.00046943 |  | #REF! |  | 0 |  | -6.5216e-05 |  | 8.5604e-06 |  | 0.00027906 |  | 0.00020477 |  | 0.00047751 |  | 0.00019918 |  | 0.086578 |  | 0.0013528 |  | 0.0058961 |  | 0.0032375 |  |  |  | 0 |  | 0.002262
| 0.00064662 |  | 0 |  | -0.00018837 |  | #REF! |  | 8.0576e-07 |  | -7.081e-05 |  | 6.6746e-06 |  | 0.0002847 |  | 0.00021273 |  | 0.0003256 |  | 0.0001813 |  | 0.087333 |  | 0.0013651 |  | 0.00575 |  | 0.0032568 |  |  |  | 0 |  | 0.002265
| 0.00052199 |  | 0 |  | 5.3028e-05 |  | #REF! |  | 8.0581e-07 |  | 4.5305e-05 |  | 6.4332e-06 |  | 0.00028874 |  | 0.0001767 |  | 0.00023879 |  | 0.00015926 |  | 0.08858 |  | 0.0013742 |  | 0.0055865 |  | 0.0034311 |  |  |  | 0 |  | 0.0022843
| 0.00052038 |  | 0 |  | -0.0001421 |  | #REF! |  | 2.4175e-06 |  | 0.00021028 |  | 6.9652e-06 |  | 0.00028553 |  | 0.00016993 |  | 0.00032564 |  | 0.00015031 |  | 0.089579 |  | 0.0013811 |  | 0.005432 |  | 0.0042133 |  |  |  | 0 |  | 0.0023031
| 0.0007215 |  | 0 |  | -0.000373 |  | #REF! |  | 2.4176e-06 |  | 0.00038786 |  | 7.4171e-06 |  | 0.0002775 |  | 0.00018716 |  | 0.00023887 |  | 0.00019683 |  | 0.090268 |  | 0.0013929 |  | 0.0052973 |  | 0.0038344 |  |  |  | 0 |  | 0.0023232
| 0.00079228 |  | 0 |  | 0.00051764 |  | #REF! |  | 8.0591e-07 |  | 0.00034678 |  | 8.0147e-06 |  | 0.00027107 |  | 0.00021483 |  | 0.00013033 |  | 0.00026632 |  | 0.091033 |  | 0.0014017 |  | 0.0051991 |  | 0.0019785 |  |  |  | 0 |  | 0.002342
| 0.00077951 |  | 0 |  | 0.0009879 |  | #REF! |  | 1.3432e-06 |  | 5.3193e-05 |  | 6.7085e-06 |  | 0.0002703 |  | 0.00019741 |  | 0.00021714 |  | 0.00028019 |  | 0.092045 |  | 0.0014113 |  | 0.0051434 |  | 0.0026527 |  |  |  | 0 |  | 0.0023578
| 0.00080606 |  | 0 |  | 0.0010681 |  | #REF! |  | 2.9552e-06 |  | -0.00023065 |  | 6.9992e-06 |  | 0.0002703 |  | 0.00016965 |  | 0.00021715 |  | 0.00027641 |  | 0.092675 |  | 0.0014207 |  | 0.0051161 |  | 0.0024616 |  |  |  | 0 |  | 0.0023728
| 0.00080204 |  | 0 |  | 0.0004578 |  | #REF! |  | 4.5674e-06 |  | -0.00019707 |  | 6.7251e-06 |  | 0.0002719 |  | 0.00025675 |  | 0.00019557 |  | 0.00027502 |  | 0.093401 |  | 0.0014301 |  | 0.005115 |  | 0.0023978 |  |  |  | 0 |  | 0.0023724
| 0.00074577 |  | 0 |  | -0.0005102 |  | #REF! |  | 4.5674e-06 |  | -0.00020531 |  | 7.6448e-06 |  | 0.00027112 |  | 0.00029145 |  | 2.1744e-05 |  | 0.00024763 |  | 0.094627 |  | 0.0014392 |  | 0.0051222 |  | 0.0045838 |  |  |  | 0 |  | 0.0023729
| 0.00067582 |  | 0 |  | -0.00043129 |  | #REF! |  | 2.4181e-06 |  | -7.4161e-05 |  | 7.2425e-06 |  | 0.00026711 |  | 0.00021124 |  | 4.3362e-05 |  | 0.00021647 |  | 0.095808 |  | 0.0014485 |  | 0.0051347 |  | 0.0056548 |  |  |  | 0 |  | 0.0023718
| 0.00069437 |  | 0 |  | -0.00067409 |  | #REF! |  | 0 |  | 8.0281e-06 |  | 6.3069e-06 |  | 0.0002615 |  | 0.00021103 |  | 0.00013036 |  | 0.00021517 |  | 0.096747 |  | 0.0014576 |  | 0.0051493 |  | 0.004008 |  |  |  | 0 |  | 0.0023769
| 0.00067104 |  | 0 |  | -0.00071505 |  | #REF! |  | 0 |  | -0.00011951 |  | 7.1623e-06 |  | 0.00026471 |  | 0.00023025 |  | 2.1749e-05 |  | 0.00020016 |  | 0.097303 |  | 0.001467 |  | 0.005169 |  | 0.0029162 |  |  |  | 0 |  | 0.0023745
| 0.00073625 |  | 0 |  | -0.00013855 |  | #REF! |  | 8.0616e-07 |  | -0.00019426 |  | 6.4525e-06 |  | 0.00027197 |  | 0.00024651 |  | 0.00015208 |  | 0.00019347 |  | 0.098237 |  | 0.001479 |  | 0.0051839 |  | 0.0039495 |  |  |  | 0 |  | 0.002383
| 0.00073706 |  | 0 |  | 0.00040638 |  | #REF! |  | 8.0616e-07 |  | -0.00019626 |  | 7.8246e-06 |  | 0.00027439 |  | 0.00029672 |  | 0.00039107 |  | 0.00019752 |  | 0.099264 |  | 0.0014854 |  | 0.0051984 |  | 0.0059153 |  |  |  | 0 |  | 0.0024008
| 0.00063334 |  | 0 |  | 0.00037424 |  | #REF! |  | 0 |  | -0.0001627 |  | 6.9373e-06 |  | 0.00027281 |  | 0.00029777 |  | 0.00034765 |  | 0.00018162 |  | 0.10015 |  | 0.0014945 |  | 0.0051977 |  | 0.0057706 |  |  |  | 0 |  | 0.0024113
| 0.0005826 |  | 0 |  | -0.00022646 |  | #REF! |  | 0 |  | -7.5241e-05 |  | 5.9858e-06 |  | 0.0002736 |  | 0.00020806 |  | 0.00010864 |  | 0.00019588 |  | 0.10117 |  | 0.0015068 |  | 0.005178 |  | 0.0033855 |  |  |  | 0 |  | 0.002432
| 0.00074605 |  | 0 |  | -0.0001149 |  | #REF! |  | 2.4187e-06 |  | -0.00018188 |  | 7.7288e-06 |  | 0.00027524 |  | 0.00017992 |  | 0 |  | 0.00022988 |  | 0.10202 |  | 0.0015129 |  | 0.0051368 |  | 0.0034455 |  |  |  | 0 |  | 0.0024433
| 0.00082814 |  | 0 |  | 0.00045667 |  | #REF! |  | 4.5691e-06 |  | -0.00010093 |  | 6.8252e-06 |  | 0.00027041 |  | 0.00020197 |  | -2.1737e-05 |  | 0.00026366 |  | 0.10289 |  | 0.0015247 |  | 0.0050635 |  | 0.0037736 |  |  |  | 0 |  | 0.0024398
| 0.00068654 |  | 0 |  | 0.00014868 |  | #REF! |  | 2.9565e-06 |  | 9.2507e-05 |  | 7.1649e-06 |  | 0.00027365 |  | 0.00023398 |  | 0.00030426 |  | 0.0002374 |  | 0.10377 |  | 0.001534 |  | 0.0049654 |  | 0.0036104 |  |  |  | 0 |  | 0.0024355
| 0.00067527 |  | 0 |  | -0.0002747 |  | #REF! |  | 1.3439e-06 |  | -8.7901e-05 |  | 6.4549e-06 |  | 0.00027928 |  | 0.00032885 |  | 0.0003043 |  | 0.00018857 |  | 0.10488 |  | 0.0015397 |  | 0.0048555 |  | 0.0040043 |  |  |  | 0 |  | 0.0024119
| 0.00073572 |  | 0 |  | -0.00014909 |  | #REF! |  | 1.3439e-06 |  | -0.0001991 |  | 6.1487e-06 |  | 0.00028334 |  | 0.00025567 |  | 8.694e-05 |  | 0.00021449 |  | 0.1064 |  | 0.0015518 |  | 0.0047401 |  | 0.0039243 |  |  |  | 0 |  | 0.0023697
| 0.00068175 |  | 0 |  | 0.00048727 |  | #REF! |  | 1.344e-06 |  | -0.0003161 |  | 8.344e-06 |  | 0.0002785 |  | 0.00016698 |  | 0.00019575 |  | 0.00022755 |  | 0.10753 |  | 0.0015609 |  | 0.0046387 |  | 0.0033815 |  |  |  | 0 |  | 0.0023288
| 0.00056752 |  | 0 |  | 0.00081551 |  | #REF! |  | 1.344e-06 |  | -0.00038422 |  | 7.2147e-06 |  | 0.0002737 |  | 0.00019126 |  | 0.00019576 |  | 0.00022381 |  | 0.10838 |  | 0.0015696 |  | 0.0045692 |  | 0.0029597 |  |  |  | 0 |  | 0.0022778
| 0.00058846 |  | 0 |  | 0.0003925 |  | #REF! |  | 1.3441e-06 |  | -0.00016361 |  | 6.553e-06 |  | 0.0002729 |  | 0.00024397 |  | 0.0001958 |  | 0.00025515 |  | 0.10915 |  | 0.0015783 |  | 0.0045347 |  | 0.0029343 |  |  |  | 0 |  | 0.0022307
| 0.00058447 |  | 0 |  | 0.0005052 |  | #REF! |  | 4.5703e-06 |  | 0.00017435 |  | 6.7793e-06 |  | 0.00026728 |  | 0.00026058 |  | 8.7098e-05 |  | 0.00028764 |  | 0.10996 |  | 0.001584 |  | 0.0045467 |  | 0.0034607 |  |  |  | 0 |  | 0.0021949
| 0.00053777 |  | 0 |  | -0.00026504 |  | #REF! |  | 4.5703e-06 |  | 0.00014473 |  | 6.5699e-06 |  | 0.00026486 |  | 0.00025389 |  | 2.1792e-05 |  | 0.00030813 |  | 0.11099 |  | 0.0015955 |  | 0.0045931 |  | 0.003417 |  |  |  | 0 |  | 0.0021765
| 0.00062959 |  | 0 |  | -0.0011222 |  | #REF! |  | 2.9574e-06 |  | 3.7815e-05 |  | 7.0869e-06 |  | 0.00026407 |  | 0.00029015 |  | 0.00013052 |  | 0.00027005 |  | 0.11217 |  | 0.0016079 |  | 0.0046848 |  | 0.0029245 |  |  |  | 0 |  | 0.0021774
| 0.00076731 |  | 0 |  | -0.00098939 |  | #REF! |  | 2.9574e-06 |  | 1.7791e-05 |  | 7.0228e-06 |  | 0.00026731 |  | 0.00023232 |  | 0.00010873 |  | 0.00022718 |  | 0.11337 |  | 0.001613 |  | 0.0047901 |  | 0.0041605 |  |  |  | 0 |  | 0.002199
| 0.00078583 |  | 0 |  | -0.00039431 |  | #REF! |  | 1.3444e-06 |  | -0.00023118 |  | 6.7483e-06 |  | 0.00027134 |  | 0.00021518 |  | 0.00015224 |  | 0.00023218 |  | 0.11468 |  | 0.001622 |  | 0.0049156 |  | 0.0049542 |  |  |  | 0 |  | 0.0022371
| 0.00077062 |  | 0 |  | -3.6229e-05 |  | #REF! |  | 1.3444e-06 |  | 3.1228e-06 |  | 7.169e-06 |  | 0.00027298 |  | 0.00025496 |  | 0.000261 |  | 0.00024433 |  | 0.11563 |  | 0.0016307 |  | 0.0050383 |  | 0.0041678 |  |  |  | 0 |  | 0.002284
| 0.00070213 |  | 0 |  | -0.00032399 |  | #REF! |  | 5.3778e-07 |  | 0.00027166 |  | 7.0075e-06 |  | 0.00026813 |  | 0.00022205 |  | -4.3504e-05 |  | 0.00028245 |  | 0.11651 |  | 0.0016391 |  | 0.0051545 |  | 0.0032168 |  |  |  | 0 |  | 0.0023389
| 0.00063941 |  | 0 |  | -2.6361e-05 |  | #REF! |  | 5.3781e-07 |  | 9.5075e-05 |  | 6.0387e-06 |  | 0.00026253 |  | 0.00025187 |  | -0.00015227 |  | 0.0002702 |  | 0.11783 |  | 0.0016508 |  | 0.0052462 |  | 0.0045987 |  |  |  | 0 |  | 0.0023769
| 0.00066276 |  | 0 |  | 0.00061121 |  | #REF! |  | 1.3445e-06 |  | -1.3178e-05 |  | 7.073e-06 |  | 0.00026172 |  | 0.00025933 |  | 0 |  | 0.0001768 |  | 0.11949 |  | 0.0016563 |  | 0.0053095 |  | 0.0044596 |  |  |  | 0 |  | 0.0024097
| 0.0009728 |  | 0 |  | 0.00040331 |  | #REF! |  | 1.3446e-06 |  | 7.8366e-05 |  | 6.7984e-06 |  | 0.00027219 |  | 0.00022527 |  | 0.00021756 |  | 0.00015692 |  | 0.12066 |  | 0.0016647 |  | 0.0053443 |  | 0.0040812 |  |  |  | 0 |  | 0.0024341
| 0.00099547 |  | 0 |  | 0.00042409 |  | #REF! |  | 5.3788e-07 |  | 5.3647e-05 |  | 6.3148e-06 |  | 0.00028108 |  | 0.00021723 |  | 0.00039164 |  | 0.00023569 |  | 0.12169 |  | 0.0016763 |  | 0.0053418 |  | 0.0045789 |  |  |  | 0 |  | 0.0024323
| 0.00075466 |  | 0 |  | 0.00016959 |  | #REF! |  | 5.3788e-07 |  | 8.3221e-05 |  | 7.3322e-06 |  | 0.00028028 |  | 0.00019524 |  | 0.00028287 |  | 0.00029777 |  | 0.1226 |  | 0.001685 |  | 0.0053103 |  | 0.003763 |  |  |  | 0 |  | 0.0024294
| 0.00080782 |  | 0 |  | -0.00046533 |  | #REF! |  | 5.3788e-07 |  | -0.00020895 |  | 6.1052e-06 |  | 0.00027625 |  | 0.00017702 |  | 0.00021761 |  | 0.00028319 |  | 0.12393 |  | 0.0016896 |  | 0.0052616 |  | 0.0030483 |  |  |  | 0 |  | 0.0024072
| 0.00091988 |  | 0 |  | -0.00010138 |  | #REF! |  | 5.3791e-07 |  | -0.00050071 |  | 6.9128e-06 |  | 0.00027145 |  | 0.00020792 |  | 0.00034819 |  | 0.00023758 |  | 0.12532 |  | 0.0017019 |  | 0.0051975 |  | 0.0034797 |  |  |  | 0 |  | 0.0023903
| 0.00086188 |  | 0 |  | 0.00093567 |  | #REF! |  | 2.9587e-06 |  | -7.4465e-05 |  | 7.0267e-06 |  | 0.00027226 |  | 0.00027555 |  | 0.00013058 |  | 0.0002293 |  | 0.12624 |  | 0.0017063 |  | 0.0051337 |  | 0.0033258 |  |  |  | 0 |  | 0.0023636
| 0.00080711 |  | 0 |  | 0.0012404 |  | #REF! |  | 2.4209e-06 |  | -7.7303e-05 |  | 5.9929e-06 |  | 0.00027145 |  | 0.00024242 |  | 4.353e-05 |  | 0.00021386 |  | 0.12735 |  | 0.0017181 |  | 0.0050849 |  | 0.002468 |  |  |  | 0 |  | 0.0023503
| 0.00069523 |  | 0 |  | 0.0002734 |  | #REF! |  | 0 |  | -0.00010527 |  | 7.0917e-06 |  | 0.00027149 |  | 0.00018663 |  | 0.00021775 |  | 0.00017329 |  | 0.12854 |  | 0.0017265 |  | 0.0050523 |  | 0.0023812 |  |  |  | 0 |  | 0.0023397
| 0.00054378 |  | 0 |  | -0.00010259 |  | #REF! |  | 0 |  | -3.0939e-05 |  | 6.2683e-06 |  | 0.00027793 |  | 0.00016709 |  | 0.00019599 |  | 0.00016413 |  | 0.12959 |  | 0.0017346 |  | 0.0050482 |  | 0.0032342 |  |  |  | 0 |  | 0.0023325
| 0.00065576 |  | 0 |  | -0.00017723 |  | #REF! |  | 8.0701e-07 |  | -0.00020909 |  | 6.7368e-06 |  | 0.00028115 |  | 0.00015838 |  | 0.00015242 |  | 0.00016815 |  | 0.13098 |  | 0.0017426 |  | 0.0050632 |  | 0.0042032 |  |  |  | 0 |  | 0.0023466
| 0.00073636 |  | 0 |  | -4.306e-05 |  | #REF! |  | 1.3451e-06 |  | -0.00029691 |  | 7.19e-06 |  | 0.00028681 |  | 0.00022881 |  | 0.00034836 |  | 0.00019126 |  | 0.13288 |  | 0.001751 |  | 0.0050929 |  | 0.0045187 |  |  |  | 0 |  | 0.0023667
| 0.0007066 |  | 0 |  | 5.8016e-05 |  | #REF! |  | 1.3451e-06 |  | -0.000139 |  | 6.3821e-06 |  | 0.00029247 |  | 0.00024707 |  | 0.00037022 |  | 0.00020846 |  | 0.13408 |  | 0.0017595 |  | 0.0051274 |  | 0.0040392 |  |  |  | 0 |  | 0.0023946
| 0.00088633 |  | 0 |  | -0.00013577 |  | #REF! |  | 8.0711e-07 |  | -2.7341e-05 |  | 6.7542e-06 |  | 0.00029732 |  | 0.00019033 |  | 0.00026136 |  | 0.00019575 |  | 0.13493 |  | 0.0017678 |  | 0.0051438 |  | 0.0037684 |  |  |  | 0 |  | 0.0024285
| 0.00090647 |  | 0 |  | 0.00050816 |  | #REF! |  | 2.4214e-06 |  | 0.00020189 |  | 6.3506e-06 |  | 0.00028926 |  | 0.00022527 |  | 0.00043552 |  | 0.00018222 |  | 0.13634 |  | 0.0017756 |  | 0.0051338 |  | 0.0042117 |  |  |  | 0 |  | 0.0024615
| 0.00078727 |  | 0 |  | 0.00010384 |  | #REF! |  | 2.4217e-06 |  | 0.00022969 |  | 6.7223e-06 |  | 0.00027317 |  | 0.00030702 |  | 0.00045732 |  | 0.00015428 |  | 0.13803 |  | 0.001784 |  | 0.0050958 |  | 0.0041343 |  |  |  | 0 |  | 0.00249
| 0.00075342 |  | 0 |  | -0.00048691 |  | #REF! |  | 8.0716e-07 |  | 8.7638e-05 |  | 7.0625e-06 |  | 0.00026994 |  | 0.00028484 |  | 0.00023956 |  | 0.00015941 |  | 0.13981 |  | 0.0017959 |  | 0.0050244 |  | 0.0036106 |  |  |  | 0 |  | 0.0025073
| 0.00078893 |  | 0 |  | 0.00023066 |  | #REF! |  | 8.0721e-07 |  | 8.6205e-05 |  | 7.111e-06 |  | 0.00027802 |  | 0.00024116 |  | 0.00043562 |  | 0.00020513 |  | 0.14123 |  | 0.0018005 |  | 0.0049326 |  | 0.0035811 |  |  |  | 0 |  | 0.0025113
| 0.00076158 |  | 0 |  | 0.00024376 |  | #REF! |  | 8.0726e-07 |  | 7.7061e-05 |  | 6.8205e-06 |  | 0.00028368 |  | 0.0002819 |  | 0.00047921 |  | 0.00021182 |  | 0.14212 |  | 0.0018089 |  | 0.0048366 |  | 0.0038226 |  |  |  | 0 |  | 0.0024984
| 0.00075356 |  | 0 |  | -0.0001224 |  | #REF! |  | 1.3455e-06 |  | 5.5622e-06 |  | 6.2872e-06 |  | 0.00027805 |  | 0.00030065 |  | 0.00015251 |  | 0.00020687 |  | 0.14378 |  | 0.0018212 |  | 0.0047407 |  | 0.0027265 |  |  |  | 0 |  | 0.0024711
| 0.00090669 |  | 0 |  | 0.00052753 |  | #REF! |  | 1.3455e-06 |  | -4.5535e-05 |  | 6.0455e-06 |  | 0.00027241 |  | 0.00028107 |  | 0.00010892 |  | 0.00021034 |  | 0.14523 |  | 0.0018254 |  | 0.0046583 |  | 0.0023751 |  |  |  | 0 |  | 0.0024298
| 0.00076812 |  | 0 |  | 0.00038151 |  | #REF! |  | 8.0731e-07 |  | 0.00018465 |  | 6.9507e-06 |  | 0.00027565 |  | 0.00030219 |  | 0.00017429 |  | 0.00019894 |  | 0.14638 |  | 0.0018374 |  | 0.004599 |  | 0.0025264 |  |  |  | 0 |  | 0.0023839
| 0.00062546 |  | 0 |  | -0.0002842 |  | #REF! |  | 8.0736e-07 |  | 0.00028077 |  | 7.5982e-06 |  | 0.00027968 |  | 0.00030301 |  | 0.00028324 |  | 0.00018617 |  | 0.14765 |  | 0.0018422 |  | 0.0045597 |  | 0.0044926 |  |  |  | 0 |  | 0.0023241
| 0.00054731 |  | 0 |  | 0.00023299 |  | #REF! |  | 2.9605e-06 |  | 3.5352e-05 |  | 7.0966e-06 |  | 0.00028131 |  | 0.00021312 |  | 0.00041399 |  | 0.00021383 |  | 0.14881 |  | 0.0018546 |  | 0.004552 |  | 0.0041146 |  |  |  | 0 |  | 0.0022689
| 0.00054573 |  | 0 |  | 0.00058259 |  | #REF! |  | 2.9605e-06 |  | -0.00017558 |  | 6.7256e-06 |  | 0.00027972 |  | 0.00013372 |  | 0.00041403 |  | 0.000256 |  | 0.1502 |  | 0.001863 |  | 0.0045742 |  | 0.0034235 |  |  |  | 0 |  | 0.0022243
| 0.00060054 |  | 0 |  | 0.00035748 |  | #REF! |  | 1.3458e-06 |  | -0.00029894 |  | 5.7398e-06 |  | 0.00027004 |  | 0.00018371 |  | 0.00032688 |  | 0.00025852 |  | 0.15201 |  | 0.0018715 |  | 0.0046366 |  | 0.0037032 |  |  |  | 0 |  | 0.0021772
| 0.00066427 |  | 0 |  | 6.031e-06 |  | #REF! |  | 2.9609e-06 |  | -0.00021539 |  | 6.9201e-06 |  | 0.00025958 |  | 0.00022186 |  | 0.00028337 |  | 0.00023057 |  | 0.15396 |  | 0.0018765 |  | 0.0047481 |  | 0.0027717 |  |  |  | 0 |  | 0.0021508
| 0.00072558 |  | 0 |  | -0.00043099 |  | #REF! |  | 2.4226e-06 |  | -0.00011808 |  | 6.9528e-06 |  | 0.00025395 |  | 0.00022879 |  | 0.00017442 |  | 0.00020215 |  | 0.15554 |  | 0.0018887 |  | 0.004902 |  | 0.003985 |  |  |  | 0 |  | 0.0021252
| 0.00065786 |  | 0 |  | -0.00073319 |  | #REF! |  | 8.0756e-07 |  | -0.00010039 |  | 6.9047e-06 |  | 0.00025879 |  | 0.0002649 |  | 0.00010899 |  | 0.00022024 |  | 0.157 |  | 0.0018974 |  | 0.0050931 |  | 0.0033502 |  |  |  | 0 |  | 0.0021187
| 0.00058534 |  | 0 |  | -0.0001987 |  | #REF! |  | 8.0756e-07 |  | -1.8076e-05 |  | 6.9699e-06 |  | 0.00026929 |  | 0.00024047 |  | 0.00010899 |  | 0.00028049 |  | 0.15773 |  | 0.0019065 |  | 0.0053075 |  | 0.0029016 |  |  |  | 0 |  | 0.0021117
| 0.00059501 |  | 0 |  | 0.00038639 |  | #REF! |  | 2.4229e-06 |  | 0.00012036 |  | 6.6788e-06 |  | 0.00028057 |  | 0.00018311 |  | 0.000109 |  | 0.00030645 |  | 0.15907 |  | 0.0019153 |  | 0.0055114 |  | 0.0031387 |  |  |  | 0 |  | 0.0021191
| 0.00066605 |  | 0 |  | 0.00028276 |  | #REF! |  | 2.9613e-06 |  | 0.00010914 |  | 6.6145e-06 |  | 0.00029029 |  | 0.00016996 |  | 0.00015261 |  | 0.00028333 |  | 0.16123 |  | 0.0019244 |  | 0.0056818 |  | 0.0023825 |  |  |  | 0 |  | 0.0021244
| 0.00072249 |  | 0 |  | 4.7054e-06 |  | #REF! |  | 2.9614e-06 |  | 2.7995e-05 |  | 6.5502e-06 |  | 0.0002919 |  | 0.00019333 |  | 0.00030523 |  | 0.00024135 |  | 0.16334 |  | 0.0019376 |  | 0.0058024 |  | 0.0040464 |  |  |  | 0 |  | 0.0021316
| 0.00065314 |  | 0 |  | -0.00017442 |  | #REF! |  | 4.5771e-06 |  | -2.6835e-05 |  | 7.327e-06 |  | 0.00028625 |  | 0.00018687 |  | 0.00034886 |  | 0.00020773 |  | 0.16479 |  | 0.0019426 |  | 0.0058562 |  | 0.0051175 |  |  |  | 0 |  | 0.0021333
| 0.00057254 |  | 0 |  | 0.00013546 |  | #REF! |  | 2.9616e-06 |  | -4.1412e-05 |  | 8.3141e-06 |  | 0.00028385 |  | 0.00022046 |  | 0.00019625 |  | 0.00021831 |  | 0.16585 |  | 0.0019517 |  | 0.0058585 |  | 0.0034428 |  |  |  | 0 |  | 0.0021425
| 0.000625 |  | 0 |  | 0.00019797 |  | #REF! |  | 4.5773e-06 |  | -2.1493e-05 |  | 9.6244e-06 |  | 0.00027903 |  | 0.00023432 |  | 4.3688e-05 |  | 0.00022499 |  | 0.16773 |  | 0.0019615 |  | 0.0058186 |  | 0.0028402 |  |  |  | 0 |  | 0.0021454
| 0.00080489 |  | 0 |  | 0.00049322 |  | #REF! |  | 6.1929e-06 |  | 5.9976e-05 |  | 1.0579e-05 |  | 0.00027098 |  | 0.00025395 |  | 0.00017454 |  | 0.000222 |  | 0.17027 |  | 0.0019745 |  | 0.0057644 |  | 0.0028591 |  |  |  | 0 |  | 0.0021451
| 0.00083795 |  | 0 |  | 0.00032468 |  | #REF! |  | 2.962e-06 |  | 4.808e-05 |  | 6.5842e-06 |  | 0.00026453 |  | 0.00028763 |  | 0.00034896 |  | 0.00024292 |  | 0.17243 |  | 0.0019804 |  | 0.0057205 |  | 0.0024474 |  |  |  | 0 |  | 0.0021417
| 0.00073069 |  | 0 |  | -0.00015342 |  | #REF! |  | 2.962e-06 |  | -8.0001e-05 |  | 6.6979e-06 |  | 0.00025969 |  | 0.00022355 |  | 0.00021812 |  | 0.00026606 |  | 0.17364 |  | 0.0019934 |  | 0.0056896 |  | 0.0030788 |  |  |  | 0 |  | 0.0021367
| 0.00065093 |  | 0 |  | -0.00048407 |  | #REF! |  | 2.4238e-06 |  | -0.00046693 |  | 7.3126e-06 |  | 0.0002694 |  | 0.000203 |  | 0.00010906 |  | 0.00029665 |  | 0.17512 |  | 0.0019996 |  | 0.0056774 |  | 0.003446 |  |  |  | 0 |  | 0.0021305
| 0.00063399 |  | 0 |  | -0.00047165 |  | #REF! |  | 5.654e-06 |  | -6.0849e-05 |  | 7.0061e-06 |  | 0.00027102 |  | 0.0002438 |  | 0.00032721 |  | 0.00032445 |  | 0.17706 |  | 0.002013 |  | 0.0056811 |  | 0.0034437 |  |  |  | 0 |  | 0.0021303
| 0.00063161 |  | 0 |  | -0.00032661 |  | #REF! |  | 5.6544e-06 |  | -3.3892e-05 |  | 6.6016e-06 |  | 0.00028313 |  | 0.00019324 |  | 0.00043632 |  | 0.00032208 |  | 0.17876 |  | 0.0020188 |  | 0.0056814 |  | 0.0034538 |  |  |  | 0 |  | 0.0021241
| 0.00071953 |  | 0 |  | 0.00028986 |  | #REF! |  | 5.6547e-06 |  | -9.9169e-05 |  | 6.2946e-06 |  | 0.00028233 |  | 0.00019089 |  | 0.00032725 |  | 0.00029298 |  | 0.18055 |  | 0.0020332 |  | 0.0056724 |  | 0.0031452 |  |  |  | 0 |  | 0.0021297
| 0.00064697 |  | 0 |  | 8.4812e-05 |  | #REF! |  | 5.6551e-06 |  | -0.00012918 |  | 7.5729e-06 |  | 0.00028073 |  | 0.00019411 |  | 0.00010909 |  | 0.00023783 |  | 0.18247 |  | 0.0020434 |  | 0.0056511 |  | 0.0036125 |  |  |  | 0 |  | 0.0021426
| 0.00063245 |  | 0 |  | -1.1796e-05 |  | #REF! |  | 5.6551e-06 |  | -8.2195e-05 |  | 7.0236e-06 |  | 0.00028557 |  | 0.00017925 |  | 0.00026185 |  | 0.0002188 |  | 0.18373 |  | 0.0020535 |  | 0.0056048 |  | 0.0028761 |  |  |  | 0 |  | 0.0021688
| 0.00071482 |  | 0 |  | 0.00055975 |  | #REF! |  | 5.6551e-06 |  | -0.00019356 |  | 7.7842e-06 |  | 0.00029206 |  | 0.00021811 |  | 0.00034926 |  | 0.00025466 |  | 0.18518 |  | 0.0020643 |  | 0.0055367 |  | 0.0027536 |  |  |  | 0 |  | 0.0021927
| 0.00073499 |  | 0 |  | 0.00048106 |  | #REF! |  | 5.6554e-06 |  | -0.00022218 |  | 6.7165e-06 |  | 0.00029529 |  | 0.00022382 |  | 0.00030566 |  | 0.00025792 |  | 0.18749 |  | 0.0020704 |  | 0.0054523 |  | 0.0040911 |  |  |  | 0 |  | 0.0022255
| 0.00060268 |  | 0 |  | -0.00026554 |  | #REF! |  | 5.6558e-06 |  | -8.7599e-05 |  | 6.2476e-06 |  | 0.00028641 |  | 0.00022325 |  | 0.00032738 |  | 0.00023345 |  | 0.18943 |  | 0.0020856 |  | 0.0053513 |  | 0.0034403 |  |  |  | 0 |  | 0.0022653
| 0.00052203 |  | 0 |  | -0.00037063 |  | #REF! |  | 4.0406e-06 |  | 1.6147e-05 |  | 6.5231e-06 |  | 0.0002824 |  | 0.0002053 |  | 0.00026191 |  | 0.00026342 |  | 0.1914 |  | 0.0020961 |  | 0.0052333 |  | 0.0029853 |  |  |  | 0 |  | 0.0022927
| 0.00087307 |  | 0 |  | 0.00027147 |  | #REF! |  | 4.0408e-06 |  | -2.9516e-05 |  | 7.64e-06 |  | 0.00028887 |  | 0.00024025 |  | 0.00034925 |  | 0.00032043 |  | 0.19362 |  | 0.0021113 |  | 0.0051254 |  | 0.0024724 |  |  |  | 0 |  | 0.002326
| 0.00090378 |  | 0 |  | 0.00041251 |  | #REF! |  | 4.0411e-06 |  | -0.00010714 |  | 6.7502e-06 |  | 0.00029292 |  | 0.00026162 |  | 0.00041475 |  | 0.00029096 |  | 0.19524 |  | 0.0021181 |  | 0.0050296 |  | 0.0027264 |  |  |  | 0 |  | 0.0023436
| 0.00063103 |  | 0 |  | -0.00023868 |  | #REF! |  | 4.0411e-06 |  | 2.8802e-05 |  | 7.301e-06 |  | 0.0002905 |  | 0.00029424 |  | 0.0003493 |  | 0.00024715 |  | 0.19729 |  | 0.0021289 |  | 0.0049678 |  | 0.0045967 |  |  |  | 0 |  | 0.0023657
| 0.00068833 |  | 0 |  | -0.00024767 |  | #REF! |  | 4.0413e-06 |  | 6.4778e-05 |  | 6.5243e-06 |  | 0.0002792 |  | 0.00032514 |  | 0.00037114 |  | 0.00026202 |  | 0.19937 |  | 0.0021407 |  | 0.004943 |  | 0.0054861 |  |  |  | 0 |  | 0.0023791
| 0.00063434 |  | 0 |  | 0.00024988 |  | #REF! |  | 4.0413e-06 |  | -0.00011356 |  | 6.0225e-06 |  | 0.00027117 |  | 0.00028201 |  | 0.00024016 |  | 0.00023494 |  | 0.20156 |  | 0.002156 |  | 0.0049675 |  | 0.0046928 |  |  |  | 0 |  | 0.0023897
| 0.00066501 |  | 0 |  | 0.00060098 |  | #REF! |  | 4.0416e-06 |  | -0.00022092 |  | 7.6262e-06 |  | 0.00026713 |  | 0.00026427 |  | 8.7471e-05 |  | 0.00019929 |  | 0.20383 |  | 0.0021637 |  | 0.005025 |  | 0.0032861 |  |  |  | 0 |  | 0.0023941
| 0.00071913 |  | 0 |  | 0.00048135 |  | #REF! |  | 4.0416e-06 |  | -4.952e-05 |  | 6.1527e-06 |  | 0.00026634 |  | 0.00021764 |  | 0.00019665 |  | 0.00023894 |  | 0.20522 |  | 0.0021748 |  | 0.0051175 |  | 0.0028702 |  |  |  | 0 |  | 0.0024089
| 0.0006481 |  | 0 |  | 1.7109e-05 |  | #REF! |  | 5.6575e-06 |  | 6.92e-05 |  | 7.3028e-06 |  | 0.00027038 |  | 0.00016083 |  | 0.00026206 |  | 0.00027482 |  | 0.20725 |  | 0.0021912 |  | 0.0052172 |  | 0.0036457 |  |  |  | 0 |  | 0.0024181
| 0.0007224 |  | 0 |  | 0.00022989 |  | #REF! |  | 5.6575e-06 |  | 0.00013685 |  | 6.9304e-06 |  | 0.00027201 |  | 0.00015541 |  | 0.00026208 |  | 0.00028408 |  | 0.20941 |  | 0.0021988 |  | 0.0052975 |  | 0.0028882 |  |  |  | 0 |  | 0.0024265
| 0.00069818 |  | 0 |  | -0.00078658 |  | #REF! |  | 2.4254e-06 |  | 7.6389e-05 |  | 6.5102e-06 |  | 0.0002712 |  | 0.00022725 |  | 0.00021841 |  | 0.000291 |  | 0.21078 |  | 0.0022146 |  | 0.0053424 |  | 0.0016294 |  |  |  | 0 |  | 0.0024333
| 0.00063288 |  | 0 |  | -0.0010402 |  | #REF! |  | 2.4253e-06 |  | -0.00011604 |  | 7.1094e-06 |  | 0.00027124 |  | 0.00025293 |  | 0.00010922 |  | 0.00025233 |  | 0.21309 |  | 0.0022271 |  | 0.0053436 |  | 0.0030375 |  |  |  | 0 |  | 0.0024382
| 0.00063288 |  | 0 |  | -0.00017691 |  | #REF! |  | 5.6586e-06 |  | -0.00016706 |  | 6.5915e-06 |  | 0.00027608 |  | 0.00021537 |  | 8.7503e-05 |  | 0.00018687 |  | 0.21573 |  | 0.0022353 |  | 0.0052899 |  | 0.0036999 |  |  |  | 0 |  | 0.0024404
| 0.0005562 |  | 0 |  | -0.0003813 |  | #REF! |  | 5.6582e-06 |  | 1.524e-05 |  | 7.0288e-06 |  | 0.00028577 |  | 0.0002859 |  | 0.00015314 |  | 0.00016353 |  | 0.2176 |  | 0.0022522 |  | 0.0051925 |  | 0.0039376 |  |  |  | 0 |  | 0.0024388
| 0.00060467 |  | 0 |  | -0.00013655 |  | #REF! |  | 5.6589e-06 |  | 0.00010543 |  | 6.641e-06 |  | 0.00029224 |  | 0.00031946 |  | 0.00019672 |  | 0.00016546 |  | 0.21944 |  | 0.0022644 |  | 0.0050695 |  | 0.0038664 |  |  |  | 0 |  | 0.0024357
| 0.00072258 |  | 0 |  | 0.00015704 |  | #REF! |  | 5.6589e-06 |  | 6.2915e-05 |  | 6.317e-06 |  | 0.0002971 |  | 0.00023963 |  | 0.00017487 |  | 0.00017084 |  | 0.22132 |  | 0.0022772 |  | 0.0049311 |  | 0.0031929 |  |  |  | 0 |  | 0.0024303
| 0.00071531 |  | 0 |  | -0.0001346 |  | #REF! |  | 4.0428e-06 |  | 3.2344e-05 |  | 6.5608e-06 |  | 0.0002971 |  | 0.00017028 |  | 0.00024041 |  | 0.00020801 |  | 0.22346 |  | 0.0022898 |  | 0.0047989 |  | 0.0032308 |  |  |  | 0 |  | 0.0024286
| 0.00072182 |  | 0 |  | -0.00010915 |  | #REF! |  | 4.0433e-06 |  | 3.5404e-05 |  | 6.3498e-06 |  | 0.00029309 |  | 0.00016737 |  | 0.00039334 |  | 0.00021822 |  | 0.22569 |  | 0.002303 |  | 0.0046907 |  | 0.0032741 |  |  |  | 0 |  | 0.0024146
| 0.00068795 |  | 0 |  | 0.00029117 |  | #REF! |  | 5.6593e-06 |  | 7.3071e-05 |  | 6.9986e-06 |  | 0.0002923 |  | 0.00020279 |  | 0.00034965 |  | 0.00018984 |  | 0.22731 |  | 0.0023158 |  | 0.0046084 |  | 0.0030197 |  |  |  | 0 |  | 0.002404
| 0.00056037 |  | 0 |  | 0.00013388 |  | #REF! |  | 5.66e-06 |  | -1.7136e-05 |  | 5.9135e-06 |  | 0.00028987 |  | 0.00021162 |  | 0.00019676 |  | 0.00016386 |  | 0.22936 |  | 0.0023294 |  | 0.0045625 |  | 0.0025153 |  |  |  | 0 |  | 0.0023969
| 0.00052245 |  | 0 |  | -7.2637e-05 |  | #REF! |  | 4.0436e-06 |  | 1.0996e-05 |  | 6.6588e-06 |  | 0.00028505 |  | 0.00018703 |  | 0.00019678 |  | 0.0001655 |  | 0.23179 |  | 0.0023426 |  | 0.0045444 |  | 0.0021526 |  |  |  | 0 |  | 0.0023769
| 0.00056125 |  | 0 |  | -0.00018257 |  | #REF! |  | 4.0436e-06 |  | -2.2767e-05 |  | 6.4486e-06 |  | 0.00027941 |  | 0.00020745 |  | 0.00019679 |  | 0.00019333 |  | 0.23324 |  | 0.0023558 |  | 0.004552 |  | 0.0042679 |  |  |  | 0 |  | 0.0023656
| 0.0006307 |  | 0 |  | -0.00020279 |  | #REF! |  | 5.6603e-06 |  | -0.00011272 |  | 6.1573e-06 |  | 0.00027457 |  | 0.00025079 |  | 0.00015309 |  | 0.00017673 |  | 0.23503 |  | 0.002369 |  | 0.0045781 |  | 0.004045 |  |  |  | 0 |  | 0.0023431
| 0.00070261 |  | 0 |  | -0.00017856 |  | #REF! |  | 5.6607e-06 |  | 0.00012169 |  | 7.0647e-06 |  | 0.00027539 |  | 0.00020938 |  | 0.0002186 |  | 0.00020299 |  | 0.23708 |  | 0.0023875 |  | 0.0046193 |  | 0.0040505 |  |  |  | 0 |  | 0.0023327
| 0.00067681 |  | 0 |  | -0.00030188 |  | #REF! |  | 5.6607e-06 |  | 0.00013915 |  | 5.866e-06 |  | 0.0002746 |  | 0.00022943 |  | 0.00010931 |  | 0.00026771 |  | 0.23943 |  | 0.0023968 |  | 0.0046683 |  | 0.0052814 |  |  |  | 0 |  | 0.0023145
| 0.0006655 |  | 0 |  | -3.969e-05 |  | #REF! |  | 5.661e-06 |  | -8.6585e-05 |  | 6.8878e-06 |  | 0.00027945 |  | 0.00028342 |  | 0 |  | 0.00026493 |  | 0.24192 |  | 0.0024153 |  | 0.0047214 |  | 0.0030184 |  |  |  | 0 |  | 0.0023147
| 0.00087878 |  | 0 |  | 2.8343e-05 |  | #REF! |  | 5.661e-06 |  | -4.0362e-06 |  | 6.9035e-06 |  | 0.00028835 |  | 0.00025185 |  | 2.1913e-05 |  | 0.00025427 |  | 0.24365 |  | 0.0024245 |  | 0.004785 |  | 0.0028368 |  |  |  | 0 |  | 0.002317
| 0.0008707 |  | 0 |  | 5.5906e-05 |  | #REF! |  | 5.6614e-06 |  | 0.00013317 |  | 7.342e-06 |  | 0.00028835 |  | 0.00021005 |  | 2.1914e-05 |  | 0.00026947 |  | 0.2452 |  | 0.0024435 |  | 0.0048614 |  | 0.0034997 |  |  |  | 0 |  | 0.0023238
| 0.00063085 |  | 0 |  | -0.0003129 |  | #REF! |  | 5.6614e-06 |  | 8.3796e-05 |  | 6.8724e-06 |  | 0.00028594 |  | 0.00024531 |  | 0 |  | 0.00030815 |  | 0.24723 |  | 0.0024526 |  | 0.0049529 |  | 0.0037021 |  |  |  | 0 |  | 0.0023499
| 0.00070279 |  | 0 |  | -0.00065938 |  | #REF! |  | 5.6621e-06 |  | 2.3851e-06 |  | 6.062e-06 |  | 0.00028354 |  | 0.00026852 |  | 0 |  | 0.00034098 |  | 0.24908 |  | 0.0024716 |  | 0.0050433 |  | 0.003758 |  |  |  | 0 |  | 0.0023784
| 0.00069713 |  | 0 |  | 7.0839e-06 |  | #REF! |  | 4.0448e-06 |  | -1.6578e-05 |  | 6.3703e-06 |  | 0.00028838 |  | 0.00021214 |  | 0.0002187 |  | 0.00032818 |  | 0.25118 |  | 0.0024862 |  | 0.0051261 |  | 0.0031122 |  |  |  | 0 |  | 0.0024124
| 0.00066163 |  | 0 |  | 0.00040071 |  | #REF! |  | 4.0451e-06 |  | -0.00012062 |  | 6.9539e-06 |  | 0.00029406 |  | 0.00022846 |  | 0.00032808 |  | 0.0002873 |  | 0.25279 |  | 0.0024952 |  | 0.0051773 |  | 0.0025954 |  |  |  | 0 |  | 0.0024487
| 0.00070449 |  | 0 |  | 0.00016315 |  | #REF! |  | 5.6624e-06 |  | -0.00022286 |  | 7.2952e-06 |  | 0.00029408 |  | 0.00025259 |  | 0.00030624 |  | 0.00024137 |  | 0.25347 |  | 0.0025151 |  | 0.0051885 |  | 0.0031952 |  |  |  | 0 |  | 0.0024849
| 0.00070772 |  | 0 |  | 0.00021557 |  | #REF! |  | 5.6628e-06 |  | -3.3191e-05 |  | 6.9547e-06 |  | 0.00028842 |  | 0.00024094 |  | 0.00019688 |  | 0.00020185 |  | 0.25517 |  | 0.0025296 |  | 0.0051612 |  | 0.0037697 |  |  |  | 0 |  | 0.0025177
| 0.00071019 |  | 0 |  | 0.00026553 |  | #REF! |  | 2.4274e-06 |  | 7.5558e-05 |  | 6.3067e-06 |  | 0.00028197 |  | 0.00027372 |  | 4.3826e-05 |  | 0.00021558 |  | 0.2571 |  | 0.0025442 |  | 0.0050967 |  | 0.0039357 |  |  |  | 0 |  | 0.0025456
| 0.00075867 |  | 0 |  | 0.00034749 |  | #REF! |  | 2.4274e-06 |  | -9.4811e-05 |  | 6.5503e-06 |  | 0.00027955 |  | 0.00030724 |  | 0.00013147 |  | 0.00023761 |  | 0.25823 |  | 0.0025592 |  | 0.0050178 |  | 0.0035748 |  |  |  | 0 |  | 0.002565
| 0.00075063 |  | 0 |  | 8.2609e-05 |  | #REF! |  | 5.6631e-06 |  | -0.00020279 |  | 6.7614e-06 |  | 0.00028038 |  | 0.00025943 |  | 0.00019704 |  | 0.00025789 |  | 0.26001 |  | 0.0025737 |  | 0.004951 |  | 0.0034581 |  |  |  | 0 |  | 0.0025759
| 0.00065775 |  | 0 |  | -0.00078535 |  | #REF! |  | 5.6635e-06 |  | -0.00018929 |  | 6.2588e-06 |  | 0.00028201 |  | 0.00021035 |  | 0.00013131 |  | 0.00025183 |  | 0.26211 |  | 0.0025883 |  | 0.0049085 |  | 0.0051012 |  |  |  | 0 |  | 0.0025772
| 0.00056806 |  | 0 |  | -0.00038304 |  | #REF! |  | 4.0461e-06 |  | -3.1602e-05 |  | 6.7456e-06 |  | 0.00028686 |  | 0.00022543 |  | 0.00021885 |  | 0.00023295 |  | 0.26389 |  | 0.0026036 |  | 0.0049094 |  | 0.004937 |  |  |  | 0 |  | 0.0025742
| 0.00065941 |  | 0 |  | 4.2763e-05 |  | #REF! |  | 4.0463e-06 |  | -2.297e-05 |  | 7.1839e-06 |  | 0.00028849 |  | 0.00026314 |  | 0.00019696 |  | 0.00027542 |  | 0.26543 |  | 0.0026189 |  | 0.0049434 |  | 0.0036962 |  |  |  | 0 |  | 0.0025503
| 0.00064086 |  | 0 |  | -0.00019325 |  | #REF! |  | 4.0463e-06 |  | -0.00011315 |  | 7.1357e-06 |  | 0.00028204 |  | 0.00027618 |  | 0 |  | 0.00031005 |  | 0.26646 |  | 0.0026389 |  | 0.005021 |  | 0.0031759 |  |  |  | 0 |  | 0.0025226
| 0.00067076 |  | 0 |  | -3.6383e-05 |  | #REF! |  | 4.0466e-06 |  | -8.1661e-05 |  | 6.3577e-06 |  | 0.00027315 |  | 0.00025965 |  | 0 |  | 0.00024487 |  | 0.26703 |  | 0.0026487 |  | 0.0051057 |  | 0.0026576 |  |  |  | 0 |  | 0.0024919
| 0.00086397 |  | 0 |  | -7.0486e-05 |  | #REF! |  | 7.2833e-06 |  | 0.00012959 |  | 5.5954e-06 |  | 0.00027398 |  | 0.00030669 |  | 0.00010944 |  | 0.0001704 |  | 0.26803 |  | 0.002664 |  | 0.0052015 |  | 0.0036545 |  |  |  | 0 |  | 0.0024414
| 0.00070479 |  | 0 |  | -0.00037412 |  | #REF! |  | 7.2833e-06 |  | 0.00012439 |  | 6.358e-06 |  | 0.00028208 |  | 0.00024534 |  | 0.0002189 |  | 0.00019502 |  | 0.26894 |  | 0.0026844 |  | 0.0052875 |  | 0.0036503 |  |  |  | 0 |  | 0.0023906
| 0.00055446 |  | 0 |  | -0.00018765 |  | #REF! |  | 5.6649e-06 |  | 1.3315e-06 |  | 7.2181e-06 |  | 0.00028531 |  | 0.00018493 |  | 0.00021891 |  | 0.00025444 |  | 0.26937 |  | 0.0026945 |  | 0.0053453 |  | 0.0026454 |  |  |  | 0 |  | 0.0023415
| 0.00062805 |  | 0 |  | 1.373e-05 |  | #REF! |  | 5.6649e-06 |  | -3.6685e-05 |  | 7.6723e-06 |  | 0.00028614 |  | 0.00028554 |  | 0.00010946 |  | 0.00030377 |  | 0.27026 |  | 0.002715 |  | 0.0053879 |  | 0.0031911 |  |  |  | 0 |  | 0.0022869
| 0.00069595 |  | 0 |  | -0.00026952 |  | #REF! |  | 4.0473e-06 |  | -0.00019795 |  | 6.6026e-06 |  | 0.0002821 |  | 0.00023811 |  | 0.00010947 |  | 0.00031959 |  | 0.27122 |  | 0.002725 |  | 0.0053868 |  | 0.0041035 |  |  |  | 0 |  | 0.0022301
| 0.00067659 |  | 0 |  | -0.00016075 |  | #REF! |  | 4.0473e-06 |  | -0.00019354 |  | 5.8239e-06 |  | 0.00027969 |  | 0.00021391 |  | 0.00030654 |  | 0.00028398 |  | 0.2715 |  | 0.0027464 |  | 0.0053606 |  | 0.004418 |  |  |  | 0 |  | 0.0021907
| 0.00080032 |  | 0 |  | -0.00027205 |  | #REF! |  | 5.6656e-06 |  | -1.8881e-05 |  | 6.457e-06 |  | 0.00027809 |  | 0.00024709 |  | 0.00030654 |  | 0.00020679 |  | 0.27175 |  | 0.0027616 |  | 0.005299 |  | 0.0040231 |  |  |  | 0 |  | 0.0021562
| 0.00083023 |  | 0 |  | -0.00031389 |  | #REF! |  | 5.6659e-06 |  | 5.6444e-06 |  | 6.9923e-06 |  | 0.00028051 |  | 0.00018839 |  | 0.0001095 |  | 0.00017433 |  | 0.27217 |  | 0.0027772 |  | 0.005216 |  | 0.0033293 |  |  |  | 0 |  | 0.0021277
| 0.00078177 |  | 0 |  | -0.00037237 |  | #REF! |  | 4.0478e-06 |  | -5.02e-05 |  | 7.7234e-06 |  | 0.00028457 |  | 0.00022155 |  | 0.0001095 |  | 0.00019446 |  | 0.27212 |  | 0.0027871 |  | 0.0051136 |  | 0.0035141 |  |  |  | 0 |  | 0.002121
| 0.00072199 |  | 0 |  | -0.00049767 |  | #REF! |  | 4.0478e-06 |  | -8.6803e-05 |  | 6.7498e-06 |  | 0.00028297 |  | 0.00023698 |  | 0.00015338 |  | 0.00019224 |  | 0.27271 |  | 0.0028078 |  | 0.0050075 |  | 0.0045726 |  |  |  | 0 |  | 0.0021207
| 0.0005514 |  | 0 |  | -3.1864e-05 |  | #REF! |  | 4.0483e-06 |  | -5.3778e-05 |  | 7.1721e-06 |  | 0.00028055 |  | 0.00014824 |  | 0.0001316 |  | 0.00019358 |  | 0.27344 |  | 0.0028235 |  | 0.0049126 |  | 0.0042975 |  |  |  | 0 |  | 0.0021304
| 0.00059509 |  | 0 |  | 5.9162e-05 |  | #REF! |  | 4.0483e-06 |  | 5.5293e-05 |  | 7.1239e-06 |  | 0.00027733 |  | 0.00021073 |  | 0.00015353 |  | 0.00024688 |  | 0.27359 |  | 0.0028391 |  | 0.0048289 |  | 0.0039629 |  |  |  | 0 |  | 0.0021474
| 0.00067191 |  | 0 |  | 0.00028162 |  | #REF! |  | 4.0483e-06 |  | 0.00010092 |  | 6.6371e-06 |  | 0.00028057 |  | 0.00029654 |  | 0.00019725 |  | 0.00027068 |  | 0.27328 |  | 0.0028552 |  | 0.0047623 |  | 0.0036507 |  |  |  | 0 |  | 0.0021708
| 0.00070914 |  | 0 |  | 0.0002285 |  | #REF! |  | 4.0486e-06 |  | 0.00015496 |  | 7.4007e-06 |  | 0.00028867 |  | 0.00026724 |  | 0.00013144 |  | 0.00023791 |  | 0.27246 |  | 0.0028704 |  | 0.0047137 |  | 0.0029951 |  |  |  | 0 |  | 0.0021979
| 0.0007763 |  | 0 |  | -0.00025617 |  | #REF! |  | 5.6673e-06 |  | 7.6899e-05 |  | 7.1892e-06 |  | 0.00029273 |  | 0.00023545 |  | 0.00010954 |  | 0.00022255 |  | 0.27175 |  | 0.0028916 |  | 0.0046701 |  | 0.0031871 |  |  |  | 0 |  | 0.0022258
| 0.00071646 |  | 0 |  | -8.0735e-06 |  | #REF! |  | 5.6673e-06 |  | -8.7274e-05 |  | 7.32e-06 |  | 0.00028788 |  | 0.00016487 |  | 0.0002191 |  | 0.0002087 |  | 0.2711 |  | 0.0029016 |  | 0.0046326 |  | 0.0023808 |  |  |  | 0 |  | 0.0022535
| 0.00073753 |  | 0 |  | -5.1145e-05 |  | #REF! |  | 5.6673e-06 |  | -0.00022628 |  | 7.4827e-06 |  | 0.00027738 |  | 0.00013261 |  | 0.00021912 |  | 0.0002514 |  | 0.27048 |  | 0.0029173 |  | 0.0045913 |  | 0.001774 |  |  |  | 0 |  | 0.002279
| 0.00071898 |  | 0 |  | -0.00044006 |  | #REF! |  | 5.668e-06 |  | -0.00015811 |  | 6.5413e-06 |  | 0.00027174 |  | 0.00022211 |  | 0.00010957 |  | 0.00030247 |  | 0.26967 |  | 0.0029334 |  | 0.0045506 |  | 0.0020978 |  |  |  | 0 |  | 0.0022993
| 0.00058958 |  | 0 |  | 0.00021082 |  | #REF! |  | 5.6677e-06 |  | -9.2715e-05 |  | 7.4832e-06 |  | 0.00027093 |  | 0.00026866 |  | 2.1962e-05 |  | 0.00025836 |  | 0.26852 |  | 0.0029542 |  | 0.0045191 |  | 0.0039421 |  |  |  | 0 |  | 0.00232
| 0.0006527 |  | 0 |  | 0.00057414 |  | #REF! |  | 5.6684e-06 |  | -8.642e-05 |  | 7.0616e-06 |  | 0.00027337 |  | 0.00021694 |  | 0.00013154 |  | 0.00020807 |  | 0.26727 |  | 0.0029642 |  | 0.0044975 |  | 0.0057711 |  |  |  | 0 |  | 0.0023246
| 0.00073277 |  | 0 |  | 0.00060584 |  | #REF! |  | 4.0496e-06 |  | 3.3556e-06 |  | 7.0458e-06 |  | 0.00027984 |  | 0.00021458 |  | 0.00021918 |  | 0.00023361 |  | 0.26653 |  | 0.0029856 |  | 0.0044969 |  | 0.0040483 |  |  |  | 0 |  | 0.0023303
| 0.00081937 |  | 0 |  | 0.00048516 |  | #REF! |  | 4.0496e-06 |  | -2.588e-05 |  | 7.2731e-06 |  | 0.00028957 |  | 0.00020956 |  | 0.00013156 |  | 0.00027129 |  | 0.26462 |  | 0.0029959 |  | 0.0045258 |  | 0.0032782 |  |  |  | 0 |  | 0.0023394
| 0.00074095 |  | 0 |  | -6.9095e-05 |  | #REF! |  | 5.6687e-06 |  | -6.6546e-05 |  | 6.9163e-06 |  | 0.00029687 |  | 0.00021213 |  | 0.00013157 |  | 0.00027011 |  | 0.26185 |  | 0.0030169 |  | 0.0045783 |  | 0.0039472 |  |  |  | 0 |  | 0.0023377
| 0.0005274 |  | 0 |  | -0.00015313 |  | #REF! |  | 5.6691e-06 |  | -2.5579e-05 |  | 7.0304e-06 |  | 0.00029363 |  | 0.00026061 |  | 0.0001535 |  | 0.00027731 |  | 0.25952 |  | 0.0030326 |  | 0.0046567 |  | 0.0035678 |  |  |  | 0 |  | 0.002349
| 0.00053472 |  | 0 |  | 0.00017711 |  | #REF! |  | 7.2891e-06 |  | -3.2036e-05 |  | 6.3327e-06 |  | 0.00028475 |  | 0.00026292 |  | 4.3899e-05 |  | 0.0003131 |  | 0.25759 |  | 0.0030428 |  | 0.0047442 |  | 0.0035725 |  |  |  | 0 |  | 0.0023526
| 0.00065125 |  | 0 |  | 0.00011815 |  | #REF! |  | 7.2896e-06 |  | -8.186e-05 |  | 7.145e-06 |  | 0.00027911 |  | 0.00023225 |  | 0.00010962 |  | 0.00033676 |  | 0.25595 |  | 0.0030639 |  | 0.0048317 |  | 0.0030912 |  |  |  | 0 |  | 0.0023705
| 0.00073538 |  | 0 |  | -0.00011125 |  | #REF! |  | 5.6698e-06 |  | -6.6143e-05 |  | 6.8364e-06 |  | 0.00028072 |  | 0.00024234 |  | 0.00021926 |  | 0.00035526 |  | 0.25416 |  | 0.0030796 |  | 0.0049097 |  | 0.003296 |  |  |  | 0 |  | 0.0023777
| 0.00070145 |  | 0 |  | 3.7041e-05 |  | #REF! |  | 5.6698e-06 |  | -9.0592e-05 |  | 6.7881e-06 |  | 0.00027912 |  | 0.0002473 |  | 0.00032892 |  | 0.00033483 |  | 0.25179 |  | 0.0030957 |  | 0.0049601 |  | 0.0035228 |  |  |  | 0 |  | 0.0023935
| 0.00079772 |  | 0 |  | -7.2598e-05 |  | #REF! |  | 4.0506e-06 |  | -0.0001466 |  | 6.8048e-06 |  | 0.00027589 |  | 0.00026221 |  | 0.00048244 |  | 0.00028602 |  | 0.24861 |  | 0.0031109 |  | 0.0049804 |  | 0.0027292 |  |  |  | 0 |  | 0.0023989
| 0.00081072 |  | 0 |  | -0.00013553 |  | #REF! |  | 4.5909e-06 |  | -0.00010756 |  | 6.5287e-06 |  | 0.0002848 |  | 0.00024014 |  | 0.00041667 |  | 0.00028991 |  | 0.24492 |  | 0.0031271 |  | 0.0049734 |  | 0.0039022 |  |  |  | 0 |  | 0.0023954
| 0.00066755 |  | 0 |  | -4.6734e-05 |  | #REF! |  | 6.2106e-06 |  | -5.5107e-05 |  | 7.3412e-06 |  | 0.00029615 |  | 0.0001943 |  | 0.00015352 |  | 0.00029373 |  | 0.24213 |  | 0.0031422 |  | 0.004935 |  | 0.0049905 |  |  |  | 0 |  | 0.0023758
| 0.00065217 |  | 0 |  | 0.00013668 |  | #REF! |  | 5.6705e-06 |  | -0.00010106 |  | 7.6995e-06 |  | 0.00030019 |  | 0.00020863 |  | 0.00010967 |  | 0.00025885 |  | 0.23958 |  | 0.0031575 |  | 0.0048791 |  | 0.0039687 |  |  |  | 0 |  | 0.0023573
| 0.00056968 |  | 0 |  | -0.00022298 |  | #REF! |  | 5.6708e-06 |  | -5.9896e-05 |  | 6.3833e-06 |  | 0.00029131 |  | 0.00019309 |  | 0.00030709 |  | 0.00028217 |  | 0.23607 |  | 0.0031734 |  | 0.0048026 |  | 0.0040911 |  |  |  | 0 |  | 0.0023269
| 0.00055835 |  | 0 |  | -0.00028392 |  | #REF! |  | 5.6708e-06 |  | -0.00014539 |  | 7.1314e-06 |  | 0.00028403 |  | 0.00020672 |  | 0.0003071 |  | 0.00032304 |  | 0.2324 |  | 0.0031885 |  | 0.0047323 |  | 0.0055674 |  |  |  | 0 |  | 0.0022923
| 0.00065068 |  | 0 |  | -0.00039537 |  | #REF! |  | 5.6712e-06 |  | -0.00023101 |  | 6.5791e-06 |  | 0.00028568 |  | 0.00020392 |  | 0.00010969 |  | 0.00029867 |  | 0.22935 |  | 0.0032106 |  | 0.0046563 |  | 0.0043721 |  |  |  | 0 |  | 0.0022606
| 0.00069191 |  | 0 |  | -9.7963e-05 |  | #REF! |  | 5.6715e-06 |  | -1.5674e-05 |  | 7.343e-06 |  | 0.00028405 |  | 0.00022977 |  | -4.3909e-05 |  | 0.00022678 |  | 0.22619 |  | 0.0032192 |  | 0.0046026 |  | 0.0026195 |  |  |  | 0 |  | 0.0022341
| 0.00091537 |  | 0 |  | 0.00095867 |  | #REF! |  | 4.0518e-06 |  | 9.2795e-05 |  | 7.8471e-06 |  | 0.00027923 |  | 0.00028632 |  | -4.3913e-05 |  | 0.00015998 |  | 0.22232 |  | 0.0032349 |  | 0.0045748 |  | 0.0031966 |  |  |  | 0 |  | 0.002216
| 0.00088948 |  | 0 |  | 0.00085362 |  | #REF! |  | 4.0518e-06 |  | -1.0173e-05 |  | 5.8816e-06 |  | 0.00026628 |  | 0.00024782 |  | 0 |  | 0.00020122 |  | 0.21833 |  | 0.003257 |  | 0.0045787 |  | 0.0029787 |  |  |  | 0 |  | 0.0022087
| 0.00068876 |  | 0 |  | 0.00027579 |  | #REF! |  | 8.9135e-06 |  | -3.108e-05 |  | 6.7752e-06 |  | 0.00025656 |  | 0.00024947 |  | 4.3961e-05 |  | 0.00028924 |  | 0.21464 |  | 0.0032655 |  | 0.0046231 |  | 0.0020954 |  |  |  | 0 |  | 0.0022151
| 0.0006856 |  | 0 |  | -0.00018344 |  | #REF! |  | 8.9141e-06 |  | 1.7151e-05 |  | 6.337e-06 |  | 0.00026469 |  | 0.00026201 |  | 4.3965e-05 |  | 0.00034174 |  | 0.21047 |  | 0.0032877 |  | 0.004707 |  | 0.0019919 |  |  |  | 0 |  | 0.0022207
| 0.00070418 |  | 0 |  | -0.00015826 |  | #REF! |  | 7.2932e-06 |  | 7.7626e-05 |  | 7.4261e-06 |  | 0.00028086 |  | 0.00022148 |  | 0.00010974 |  | 0.00039578 |  | 0.20634 |  | 0.0033027 |  | 0.0048263 |  | 0.0043717 |  |  |  | 0 |  | 0.0022371
| 0.00078279 |  | 0 |  | 0.00026464 |  | #REF! |  | 7.2936e-06 |  | 0.00017063 |  | 5.8177e-06 |  | 0.00029223 |  | 0.00021185 |  | 0.00010974 |  | 0.00037466 |  | 0.20269 |  | 0.0033111 |  | 0.0049637 |  | 0.0062689 |  |  |  | 0 |  | 0.0022577
| 0.00061603 |  | 0 |  | 0.00035635 |  | #REF! |  | 7.2941e-06 |  | 0.00020066 |  | 6.1752e-06 |  | 0.00029223 |  | 0.00025867 |  | 2.1976e-05 |  | 0.00029725 |  | 0.19872 |  | 0.0033334 |  | 0.005094 |  | 0.0069845 |  |  |  | 0 |  | 0.0022877
| 0.00052945 |  | 0 |  | 0.00055916 |  | #REF! |  | 7.2941e-06 |  | 0.00011185 |  | 7.5895e-06 |  | 0.00028982 |  | 0.00023185 |  | 2.1976e-05 |  | 0.00030742 |  | 0.19476 |  | 0.0033479 |  | 0.0052146 |  | 0.0062343 |  |  |  | 0 |  | 0.0023095
| 0.00064764 |  | 0 |  | 0.00038867 |  | #REF! |  | 4.0528e-06 |  | 6.3623e-05 |  | 6.8915e-06 |  | 0.0002882 |  | 0.00017801 |  | 0.00010977 |  | 0.00035855 |  | 0.19104 |  | 0.0033638 |  | 0.0053026 |  | 0.0040755 |  |  |  | 0 |  | 0.0023446
| 0.0006323 |  | 0 |  | -7.7744e-05 |  | #REF! |  | 4.0533e-06 |  | 9.2348e-05 |  | 7.85e-06 |  | 0.00029146 |  | 0.00020569 |  | 0.00024148 |  | 0.00038053 |  | 0.18709 |  | 0.0033721 |  | 0.0053439 |  | 0.0048726 |  |  |  | 0 |  | 0.0023708
| 0.00062991 |  | 0 |  | -0.00027896 |  | #REF! |  | 4.0531e-06 |  | -1.9532e-06 |  | 6.8432e-06 |  | 0.00029795 |  | 0.00025816 |  | 0.00026346 |  | 0.00037269 |  | 0.1829 |  | 0.0033942 |  | 0.0053387 |  | 0.00663 |  |  |  | 0 |  | 0.0024087
| 0.00069063 |  | 0 |  | -0.00060372 |  | #REF! |  | 4.0536e-06 |  | -6.671e-05 |  | 7.1683e-06 |  | 0.00030119 |  | 0.00026677 |  | 0.00024153 |  | 0.00036303 |  | 0.17883 |  | 0.0034086 |  | 0.0052908 |  | 0.008645 |  |  |  | 0 |  | 0.0024382
| 0.0006591 |  | 0 |  | -0.00059568 |  | #REF! |  | 5.6736e-06 |  | -4.7534e-06 |  | 7.2175e-06 |  | 0.00029878 |  | 0.00021512 |  | 0.00021958 |  | 0.00037311 |  | 0.17465 |  | 0.0034308 |  | 0.0052141 |  | 0.009176 |  |  |  | 0 |  | 0.0024783
| 0.00062671 |  | 0 |  | -0.00046962 |  | #REF! |  | 5.6743e-06 |  | 2.417e-05 |  | 7.6731e-06 |  | 0.00029554 |  | 0.00019208 |  | 0.0001098 |  | 0.00036875 |  | 0.17031 |  | 0.0034392 |  | 0.0051192 |  | 0.0089165 |  |  |  | 0 |  | 0.0025117
| 0.00057654 |  | 0 |  | -0.00040774 |  | #REF! |  | 5.6743e-06 |  | 1.4274e-05 |  | 7.8682e-06 |  | 0.00029313 |  | 0.00019027 |  | 0 |  | 0.0003664 |  | 0.16649 |  | 0.0034537 |  | 0.0050141 |  | 0.0085072 |  |  |  | 0 |  | 0.0025381
| 0.00060654 |  | 0 |  | 2.4188e-05 |  | #REF! |  | 5.6743e-06 |  | -0.00010286 |  | 7.1046e-06 |  | 0.00028667 |  | 0.00025157 |  | 0.00021962 |  | 0.00037515 |  | 0.16265 |  | 0.0034692 |  | 0.0049276 |  | 0.006026 |  |  |  | 0 |  | 0.0025704
| 0.00064946 |  | 0 |  | 0.00013982 |  | #REF! |  | 4.0541e-06 |  | -0.00032528 |  | 7.3164e-06 |  | 0.00028424 |  | 0.00028416 |  | 0.00037339 |  | 0.00035489 |  | 0.15835 |  | 0.0034837 |  | 0.0048616 |  | 0.0081927 |  |  |  | 0 |  | 0.0025907
| 0.00053855 |  | 0 |  | 9.2911e-05 |  | #REF! |  | 4.0543e-06 |  | -0.00022521 |  | 6.8128e-06 |  | 0.00029398 |  | 0.00026707 |  | 0.00017577 |  | 0.00033943 |  | 0.15437 |  | 0.003506 |  | 0.0048179 |  | 0.011408 |  |  |  | 0 |  | 0.0026052
| 0.00069971 |  | 0 |  | 0.0001372 |  | #REF! |  | 5.675e-06 |  | -4.3412e-06 |  | 7.984e-06 |  | 0.00030369 |  | 0.0002433 |  | 0.00013185 |  | 0.00033233 |  | 0.15054 |  | 0.0035143 |  | 0.0048028 |  | 0.012594 |  |  |  | 0 |  | 0.0026117
| 0.00077512 |  | 0 |  | 0.00018771 |  | #REF! |  | 5.6754e-06 |  | 0.00010326 |  | 7.61e-06 |  | 0.00030211 |  | 0.00024939 |  | 0.00010984 |  | 0.00030447 |  | 0.14643 |  | 0.0035355 |  | 0.0048191 |  | 0.01055 |  |  |  | 0 |  | 0.0026112
| 0.00066655 |  | 0 |  | 0.00039038 |  | #REF! |  | 4.0546e-06 |  | -7.3284e-06 |  | 7.025e-06 |  | 0.00029804 |  | 0.00025742 |  | 0 |  | 0.00026459 |  | 0.14258 |  | 0.0035443 |  | 0.0048738 |  | 0.01263 |  |  |  | 0 |  | 0.0026047
| 0.00065043 |  | 0 |  | 0.0005436 |  | #REF! |  | 4.0548e-06 |  | 1.0635e-06 |  | 6.7815e-06 |  | 0.00029646 |  | 0.00023533 |  | -2.1997e-05 |  | 0.00027552 |  | 0.13856 |  | 0.0035662 |  | 0.0049674 |  | 0.011676 |  |  |  | 0 |  | 0.0025956
| 0.00060507 |  | 0 |  | -3.1527e-06 |  | #REF! |  | 5.6761e-06 |  | 5.8711e-05 |  | 7.4483e-06 |  | 0.00029565 |  | 0.00022603 |  | 8.7866e-05 |  | 0.00029815 |  | 0.13457 |  | 0.0035743 |  | 0.0050946 | [5 empty] | 0 |  | 0.0025844
| 0.00062694 |  | 0 |  | -0.0005786 |  | #REF! |  | 5.6761e-06 |  | -2.9054e-05 |  | 7.9371e-06 |  | 0.00029565 |  | 0.00020795 |  | 0.00021973 |  | 0.0002728 |  | 0.13119 |  | 0.0035957 |  | 0.0052718 | [5 empty] | 0 |  | 0.0025729
| 0.00067396 |  | 0 |  | -0.00038404 |  | #REF! |  | 5.6761e-06 |  | 7.6845e-05 |  | 7.9371e-06 |  | 0.00030215 |  | 0.00018744 |  | 0.0001319 |  | 0.00024568 |  | 0.12753 |  | 0.003611 |  | 0.0054675 | [5 empty] | 0 |  | 0.0025612
| 0.00073233 |  | 0 |  | -5.137e-05 |  | #REF! |  | 5.6768e-06 |  | 0.00017513 |  | 7.5143e-06 |  | 0.0003046 |  | 0.00016365 |  | 2.2024e-05 |  | 0.00022741 |  | 0.12362 |  | 0.0036257 |  | 0.0056877 | [5 empty] | 0 |  | 0.0025558
| 0.00078909 |  | 0 |  | 8.1702e-05 |  | #REF! |  | 4.0553e-06 |  | -3.9862e-05 |  | 7.3037e-06 |  | 0.0002957 |  | 0.00029205 |  | 0.00010989 |  | 0.00020381 |  | 0.12011 |  | 0.0036331 |  | 0.0059031 | [5 empty] | 0 |  | 0.0025371
| 0.00067648 |  | 0 |  | 0.00032769 |  | #REF! |  | 4.0558e-06 |  | -0.0002483 |  | 6.9784e-06 |  | 0.00028922 |  | 0.00029714 |  | 0.0001099 |  | 0.00018196 |  | 0.117 |  | 0.0036558 |  | 0.0061036 | [5 empty] | 0 |  | 0.0025207
| 0.00065784 |  | 0 |  | 0.00056105 |  | #REF! |  | 5.6768e-06 |  | -0.00022225 |  | 6.9788e-06 |  | 0.00029246 |  | 0.00019348 |  | 0.00021981 |  | 0.00020272 |  | 0.11323 |  | 0.0036708 |  | 0.0062625 | [5 empty] | 0 |  | 0.0025048
| 0.00067652 |  | 0 |  | 0.0001093 |  | #REF! |  | 5.6775e-06 |  | -0.00021399 |  | 7.9716e-06 |  | 0.00029572 |  | 0.00020234 |  | 0.00032975 |  | 0.00024477 |  | 0.10945 |  | 0.0036855 |  | 0.0063675 | [5 empty] | 0 |  | 0.0024714
| 0.00064415 |  | 0 |  | -0.00025564 |  | #REF! |  | 5.6775e-06 |  | -0.00012686 |  | 7.0448e-06 |  | 0.0002925 |  | 0.0002017 |  | 0.00013193 |  | 0.00026684 |  | 0.10595 |  | 0.0037002 |  | 0.0064095 | [5 empty] | 0 |  | 0.0024415
| 0.00090511 |  | 0 |  | -0.00036745 |  | #REF! |  | 5.6775e-06 |  | -4.5889e-05 |  | 8.1348e-06 |  | 0.00028847 |  | 0.00017327 |  | 2.1985e-08 |  | 0.00028092 |  | 0.10277 |  | 0.0037224 |  | 0.0063695 | [5 empty] | 0 |  | 0.0023944
| 0.00097803 |  | 0 |  | -0.00025291 |  | #REF! |  | 4.0563e-06 |  | -6.6494e-05 |  | 7.273e-06 |  | 0.00028766 |  | 0.00024199 |  | -0.00011005 |  | 0.00028076 |  | 0.099918 |  | 0.0037297 |  | 0.0062544 | [5 empty] | 0 |  | 0.0023549
| 0.00082408 |  | 0 |  | 2.3863e-05 |  | #REF! |  | 4.0566e-06 |  | 1.6627e-05 |  | 6.3948e-06 |  | 0.00028685 |  | 0.00023658 |  | -8.8058e-05 |  | 0.00026249 |  | 0.09678 |  | 0.0037454 |  | 0.006062 | [5 empty] | 0 |  | 0.0023044
| 0.00071558 |  | 0 |  | 5.0021e-05 |  | #REF! |  | 5.6782e-06 |  | -1.9833e-05 |  | 7.9899e-06 |  | 0.00029012 |  | 0.00017575 |  | 2.2038e-05 |  | 0.00026008 |  | 0.09372 |  | 0.0037601 |  | 0.0058145 | [5 empty] | 0 |  | 0.0022689
| 0.00057457 |  | 0 |  | -0.0001698 |  | #REF! |  | 5.6785e-06 |  | -0.00011834 |  | 7.5668e-06 |  | 0.00029742 |  | 0.00021428 |  | 2.2039e-05 |  | 0.00026584 |  | 0.090794 |  | 0.003782 |  | 0.0055381 | [5 empty] | 0 |  | 0.0022382
| 0.00060294 |  | 0 |  | -0.00012595 |  | #REF! |  | 5.6785e-06 |  | 1.9336e-05 |  | 7.8276e-06 |  | 0.00030066 |  | 0.0002646 |  | 0.00010996 |  | 0.00030111 |  | 0.088102 |  | 0.0037898 |  | 0.0052702 | [5 empty] | 0 |  | 0.0022163
| 0.00063296 |  | 0 |  | 0.00011416 |  | #REF! |  | 5.6789e-06 |  | -7.5551e-05 |  | 8.2024e-06 |  | 0.00029662 |  | 0.00025206 |  | 0.00019807 |  | 0.00032257 |  | 0.085414 |  | 0.0038122 |  | 0.0050189 | [5 empty] | 0 |  | 0.0022206
| 0.00066137 |  | 0 |  | 0.00042158 |  | #REF! |  | 4.0573e-06 |  | -0.00016706 |  | 7.3399e-06 |  | 0.00029016 |  | 0.00018399 |  | 8.8108e-05 |  | 0.00030469 |  | 0.082346 |  | 0.0038199 |  | 0.0048237 | [5 empty] | 0 |  | 0.0022365
| 0.00070514 |  | 0 |  | 0.00048887 |  | #REF! |  | 4.0573e-06 |  | 1.1452e-05 |  | 8.6429e-06 |  | 0.00028286 |  | 0.00023039 |  | 0 |  | 0.0002835 |  | 0.079405 |  | 0.0038423 |  | 0.0046825 | [5 empty] | 0 |  | 0.0022661
| 0.00069221 |  | 0 |  | 2.8866e-05 |  | #REF! |  | 5.6792e-06 |  | 2.7772e-05 |  | 7.5036e-06 |  | 0.00027559 |  | 0.00029081 |  | 0.00010999 |  | 0.00029557 |  | 0.076767 |  | 0.0038494 |  | 0.0046005 | [5 empty] | 0 |  | 0.002305
| 0.00071657 |  | 0 |  | -0.00040917 |  | #REF! |  | 5.6796e-06 |  | 7.7713e-05 |  | 7.5203e-06 |  | 0.00027479 |  | 0.00026833 |  | 0.00013204 |  | 0.00034686 |  | 0.074128 |  | 0.0038725 |  | 0.0045572 | [5 empty] | 0 |  | 0.0023474
| 0.00063146 |  | 0 |  | -0.00034136 |  | #REF! |  | 4.0578e-06 |  | 0.00016541 |  | 8.0086e-06 |  | 0.00027398 |  | 0.00020242 |  | 0.00019806 |  | 0.00034433 |  | 0.071839 |  | 0.0038875 |  | 0.0045556 | [5 empty] | 0 |  | 0.0023886
| 0.00059826 |  | 0 |  | 2.7753e-05 |  | #REF! |  | 4.0578e-06 |  | 2.2576e-05 |  | 8.2864e-06 |  | 0.00027238 |  | 0.00016195 |  | 0.00030804 |  | 0.00029402 |  | 0.069483 |  | 0.0039026 |  | 0.0045664 | [5 empty] | 0 |  | 0.0024229
| 0.00067689 |  | 0 |  | -2.9057e-05 |  | #REF! |  | 4.0581e-06 |  | -0.00015736 |  | 7.8794e-06 |  | 0.00027562 |  | 0.00014241 |  | 0.00026405 |  | 0.00027947 |  | 0.067094 |  | 0.003918 |  | 0.0045889 | [5 empty] | 0 |  | 0.002447
| 0.00067856 |  | 0 |  | -0.00015606 |  | #REF! |  | 4.0581e-06 |  | -0.00012997 |  | 8.0101e-06 |  | 0.00028293 |  | 0.0001424 |  | 0.00013203 |  | 0.00030493 |  | 0.064551 |  | 0.0039334 |  | 0.0046221 | [5 empty] | 0 |  | 0.0024593
| 0.00064292 |  | 0 |  | 3.3998e-05 |  | #REF! |  | 5.6806e-06 |  | -1.1415e-05 |  | 8.0752e-06 |  | 0.00028944 |  | 0.00018669 |  | 0.00011003 |  | 0.00031671 |  | 0.062151 |  | 0.0039485 |  | 0.0046733 | [5 empty] | 0 |  | 0.002465
| 0.00074589 |  | 0 |  | 0.00011957 |  | #REF! |  | 5.681e-06 |  | -1.0553e-05 |  | 7.978e-06 |  | 0.00028538 |  | 0.00019668 |  | 0.00011005 |  | 0.00030822 |  | 0.060078 |  | 0.0039636 |  | 0.0047405 | [5 empty] | 0 |  | 0.0024486
| 0.00066729 |  | 0 |  | 0.00038581 |  | #REF! |  | 4.0586e-06 |  | -2.6429e-05 |  | 8.6141e-06 |  | 0.00028297 |  | 0.00017772 |  | 0.00011004 |  | 0.000279 |  | 0.058085 |  | 0.003979 |  | 0.0048323 | [5 empty] | 0 |  | 0.0024295
| 0.00063972 |  | 0 |  | 0.00037558 |  | #REF! |  | 4.0586e-06 |  | -3.4014e-05 |  | 8.2553e-06 |  | 0.00028459 |  | 0.00015953 |  | 0.00011006 |  | 0.00024413 |  | 0.056095 |  | 0.0039944 |  | 0.0049366 | [5 empty] | 0 |  | 0.0024113
| 0.00082626 |  | 0 |  | 0.00018066 |  | #REF! |  | 4.0591e-06 |  | -9.1826e-05 |  | 8.6309e-06 |  | 0.00028947 |  | 0.0001695 |  | 0.00011006 |  | 0.0002685 |  | 0.054214 |  | 0.0040098 |  | 0.0050444 | [5 empty] | 0 |  | 0.0023802
| 0.00076225 |  | 0 |  | 0.00043069 |  | #REF! |  | 4.0588e-06 |  | -7.6792e-05 |  | 8.1912e-06 |  | 0.00029598 |  | 0.00023636 |  | 0.00011007 |  | 0.00030502 |  | 0.052631 |  | 0.0040253 |  | 0.0051419 | [5 empty] | 0 |  | 0.0023587
| 0.00066737 |  | 0 |  | 0.00041552 |  | #REF! |  | 4.0593e-06 |  | -5.5253e-05 |  | 8.8106e-06 |  | 0.0002976 |  | 0.00025007 |  | 0 |  | 0.00025059 |  | 0.050807 |  | 0.0040491 |  | 0.005204 | [5 empty] | 0 |  | 0.0023492
| 0.00058794 |  | 0 |  | 0.00019726 |  | #REF! |  | 4.0591e-06 |  | -8.9534e-05 |  | 8.5342e-06 |  | 0.00029762 |  | 0.00016536 |  | 0 |  | 0.00019648 |  | 0.049057 |  | 0.0040564 |  | 0.0052266 | [5 empty] | 0 |  | 0.0023439
| 0.00060172 |  | 0 |  | 0.00016213 |  | #REF! |  | 4.0596e-06 |  | -9.3811e-05 |  | 8.7628e-06 |  | 0.00029519 |  | 0.00016524 |  | 0.0001101 |  | 0.00024773 |  | 0.04768 |  | 0.00408 |  | 0.0052012 | [5 empty] | 0 |  | 0.0023461
| 0.00063582 |  | 0 |  | 0.00014284 |  | #REF! |  | 4.0596e-06 |  | -5.6715e-06 |  | 7.5249e-06 |  | 0.00029439 |  | 0.0002377 |  | 0.0001101 |  | 0.00033751 |  | 0.046109 |  | 0.0040876 |  | 0.0051427 | [5 empty] | 0 |  | 0.0023708
| 0.00056611 |  | 0 |  | -7.5251e-05 |  | #REF! |  | 7.3062e-06 |  | -1.2474e-05 |  | 8.0141e-06 |  | 0.00029117 |  | 0.00025206 |  | 0 |  | 0.00037179 |  | 0.044284 |  | 0.0041109 |  | 0.0050752 | [5 empty] | 0 |  | 0.0023949
| 0.00054908 |  | 0 |  | -0.0001062 |  | #REF! |  | 7.3067e-06 |  | -0.00012694 |  | 8.601e-06 |  | 0.00028711 |  | 0.00024506 |  | 0 |  | 0.000375 |  | 0.042532 |  | 0.0041188 |  | 0.0050146 | [5 empty] | 0 |  | 0.0024356
| 0.00063347 |  | 0 |  | -0.00017307 |  | #REF! |  | 5.6831e-06 |  | -9.3151e-05 |  | 8.6498e-06 |  | 0.00028632 |  | 0.00018066 |  | 0 |  | 0.00035482 |  | 0.041195 |  | 0.0041425 |  | 0.0049839 | [5 empty] | 0 |  | 0.0024724
| 0.00068786 |  | 0 |  | 0.00025883 |  | #REF! |  | 5.6831e-06 |  | 5.0845e-05 |  | 8.6509e-06 |  | 0.0002912 |  | 0.00015975 |  | 0.00011012 |  | 0.00035168 |  | 0.039769 |  | 0.0041586 |  | 0.004996 | [5 empty] | 0 |  | 0.0025051
| 0.0006181 |  | 0 |  | 0.00025972 |  | #REF! |  | 5.6834e-06 |  | -6.2649e-06 |  | 7.9829e-06 |  | 0.00029931 |  | 0.00022027 |  | 0.00022027 |  | 0.00034566 |  | 0.038346 |  | 0.0041667 |  | 0.005045 | [5 empty] | 0 |  | 0.0025289
| 0.00054915 |  | 0 |  | -0.00011113 |  | #REF! |  | 5.6834e-06 |  | -6.4725e-05 |  | 8.0975e-06 |  | 0.00029769 |  | 0.00022844 |  | 4.4001e-05 |  | 0.00029208 |  | 0.037112 |  | 0.0041912 |  | 0.0051107 | [5 empty] | 0 |  | 0.0025397
| 0.0005987 |  | 0 |  | 0.00016633 |  | #REF! |  | 7.308e-06 |  | -3.0306e-05 |  | 7.8368e-06 |  | 0.00029367 |  | 0.00024799 |  | 0.00015415 |  | 0.00022746 |  | 0.035798 |  | 0.0042067 |  | 0.0051911 | [5 empty] | 0 |  | 0.002538
| 0.00077875 |  | 0 |  | 0.00016037 |  | #REF! |  | 7.308e-06 |  | -1.0277e-05 |  | 8.5542e-06 |  | 0.00028554 |  | 0.00026458 |  | 0.00024235 |  | 0.00024042 |  | 0.034685 |  | 0.0042228 |  | 0.0052626 | [5 empty] | 0 |  | 0.0025238
| 0.00067581 |  | 0 |  | -5.0337e-05 |  | #REF! |  | 5.6841e-06 |  | 3.4519e-05 |  | 8.9947e-06 |  | 0.00028233 |  | 0.00028705 |  | 2.2037e-05 |  | 0.00030976 |  | 0.033712 |  | 0.0042389 |  | 0.0053075 | [5 empty] | 0 |  | 0.0024993
| 0.00060604 |  | 0 |  | 5.8084e-05 |  | #REF! |  | 5.6845e-06 |  | 1.3367e-05 |  | 9.2886e-06 |  | 0.00027909 |  | 0.00031365 |  | 0 |  | 0.00029274 |  | 0.032551 |  | 0.0042551 |  | 0.0053431 | [5 empty] | 0 |  | 0.0024688
| 0.00060932 |  | 0 |  | 0.0003166 |  | #REF! |  | 5.6845e-06 |  | -3.5901e-05 |  | 8.458e-06 |  | 0.00028235 |  | 0.00023919 |  | 4.4145e-05 |  | 0.00025472 |  | 0.031509 |  | 0.0042719 |  | 0.0053502 | [5 empty] | 0 |  | 0.0024363
| 0.00056795 |  | 0 |  | 0.00035012 |  | #REF! |  | 5.6845e-06 |  | 5.7356e-06 |  | 8.4743e-06 |  | 0.0002929 |  | 0.00019608 |  | 4.4149e-05 |  | 0.00024338 |  | 0.030457 |  | 0.0042959 |  | 0.0053563 | [5 empty] | 0 |  | 0.0024043
| 0.00064912 |  | 0 |  | -4.7914e-05 |  | #REF! |  | 5.6848e-06 |  | -8.2981e-06 |  | 8.7845e-06 |  | 0.00029941 |  | 0.00020525 |  | 0 |  | 0.00024238 |  | 0.029239 |  | 0.0043041 |  | 0.0053576 | [5 empty] | 0 |  | 0.0023776
| 0.00070754 |  | 0 |  | -1.4234e-05 |  | #REF! |  | 5.6852e-06 |  | -2.2188e-05 |  | 9.5179e-06 |  | 0.00030671 |  | 0.00025767 |  | 2.2089e-05 |  | 0.00026741 |  | 0.028291 |  | 0.0043213 |  | 0.0053677 | [5 empty] | 0 |  | 0.002363
| 0.00074735 |  | 0 |  | 6.0203e-05 |  | #REF! |  | 7.3098e-06 |  | -5.2566e-05 |  | 9.6495e-06 |  | 0.00030754 |  | 0.0002924 |  | 2.209e-05 |  | 0.00029116 |  | 0.027378 |  | 0.0043371 |  | 0.0053816 | [5 empty] | 0 |  | 0.0023466
| 0.00066056 |  | 0 |  | -0.00034044 |  | #REF! |  | 7.3103e-06 |  | -1.8681e-05 |  | 8.264e-06 |  | 0.00030837 |  | 0.00028713 |  | 0 |  | 0.00030143 |  | 0.026341 |  | 0.0043619 |  | 0.0054072 | [5 empty] | 0 |  | 0.0023448
| 0.00072223 |  | 0 |  | -0.00014693 |  | #REF! |  | 2.4371e-06 |  | 2.0903e-06 |  | 9.1447e-06 |  | 0.00030756 |  | 0.00024602 |  | 0.00011022 |  | 0.00025868 |  | 0.025513 |  | 0.00437 |  | 0.0054347 | [5 empty] | 0 |  | 0.0023559
| 0.00062652 |  | 0 |  | 2.5068e-05 |  | #REF! |  | 2.4373e-06 |  | -1.9955e-05 |  | 9.9278e-06 |  | 0.00030352 |  | 0.00022692 |  | 0.00011022 |  | 0.00024538 |  | 0.024657 |  | 0.004396 |  | 0.0054645 | [5 empty] | 0 |  | 0.0023653
| 0.00054702 |  | 0 |  | -0.00023659 |  | #REF! |  | 2.4374e-06 |  | -6.2924e-05 |  | 9.9278e-06 |  | 0.00029867 |  | 0.00027847 |  | 0.00022047 |  | 0.00029587 |  | 0.024001 |  | 0.0044037 |  | 0.0054972 | [5 empty] | 0 |  | 0.0023922
| 0.00060221 |  | 0 |  | -0.00032889 |  | #REF! |  | 2.4374e-06 |  | -7.5611e-05 |  | 9.1948e-06 |  | 0.00029542 |  | 0.00028521 |  | 0.00033072 |  | 0.00028235 |  | 0.023238 |  | 0.004429 |  | 0.0055212 | [5 empty] | 0 |  | 0.0024196
| 0.00056731 |  | 0 |  | -0.0002618 |  | #REF! |  | 4.0623e-06 |  | -5.6348e-05 |  | 8.103e-06 |  | 0.00029218 |  | 0.00023548 |  | 0.00011025 |  | 0.00025459 |  | 0.022291 |  | 0.0044469 |  | 0.0055384 | [5 empty] | 0 |  | 0.0024444
| 0.00059092 |  | 0 |  | -2.1439e-05 |  | #REF! |  | 4.0628e-06 |  | -0.00011515 |  | 8.8209e-06 |  | 0.00029465 |  | 0.00020116 |  | 0 |  | 0.00027987 |  | 0.021489 |  | 0.004463 |  | 0.0055519 | [5 empty] | 0 |  | 0.0024814
| 0.00063962 |  | 0 |  | 0.00014641 |  | #REF! |  | 4.0626e-06 |  | 6.7317e-06 |  | 1.0402e-05 |  | 0.00029789 |  | 0.00020738 |  | 0 |  | 0.00027 |  | 0.020604 |  | 0.0044713 |  | 0.0055529 | [5 empty] | 0 |  | 0.0025121
| 0.00069806 |  | 0 |  | 0.0002019 |  | #REF! |  | 4.0631e-06 |  | 9.7714e-05 |  | 1.0207e-05 |  | 0.00029546 |  | 0.00017512 |  | 4.4161e-05 |  | 0.00024719 |  | 0.0199 |  | 0.0044978 |  | 0.005548 | [5 empty] | 0 |  | 0.0025323
| 0.00060557 |  | 0 |  | 0.00029494 |  | #REF! |  | 5.6869e-06 |  | -6.9401e-05 |  | 1.0012e-05 |  | 0.00028655 |  | 0.00022677 |  | 0.00015444 |  | 0.00025127 |  | 0.019495 |  | 0.0045142 |  | 0.0055254 | [5 empty] | 0 |  | 0.0025573
| 0.00064782 |  | 0 |  | -1.2335e-05 |  | #REF! |  | 5.6876e-06 |  | -0.00025029 |  | 8.7573e-06 |  | 0.00027926 |  | 0.00031263 |  | 0.00015447 |  | 0.00028816 |  | 0.018934 |  | 0.0045322 |  | 0.0054841 | [5 empty] | 0 |  | 0.0025699
| 0.00075173 |  | 0 |  | -0.00011932 |  | #REF! |  | 4.0633e-06 |  | -9.1361e-05 |  | 8.3985e-06 |  | 0.00028169 |  | 0.00027118 |  | 4.4191e-05 |  | 0.00032644 |  | 0.018251 |  | 0.004549 |  | 0.0054231 | [5 empty] | 0 |  | 0.0025739
| 0.00071524 |  | 0 |  | 0.00013381 |  | #REF! |  | 4.0633e-06 |  | 1.4668e-05 |  | 1.0584e-05 |  | 0.00028739 |  | 0.00018458 |  | 0 |  | 0.00031747 |  | 0.017684 |  | 0.0045665 |  | 0.0053328 | [5 empty] | 0 |  | 0.0025719
| 0.00069413 |  | 0 |  | 0.00025954 |  | #REF! |  | 2.4382e-06 |  | -8.1006e-05 |  | 9.949e-06 |  | 0.00028821 |  | 0.00019461 |  | 0.00011031 |  | 0.0002934 |  | 0.017017 |  | 0.0045844 |  | 0.0052246 | [5 empty] | 0 |  | 0.0025666
| 0.00065683 |  | 0 |  | -9.1636e-05 |  | #REF! |  | 2.4383e-06 |  | -9.6492e-05 |  | 1.0895e-05 |  | 0.00029147 |  | 0.0002066 |  | 0.00015451 |  | 0.0002484 |  | 0.016371 |  | 0.0046108 |  | 0.0050971 | [5 empty] | 0 |  | 0.0025595
| 0.00057567 |  | 0 |  | -0.00014713 |  | #REF! |  | 5.6883e-06 |  | -1.7537e-05 |  | 8.4332e-06 |  | 0.00029717 |  | 0.00022484 |  | 0.00015452 |  | 0.00023122 |  | 0.016031 |  | 0.0046188 |  | 0.0049837 | [5 empty] | 0 |  | 0.0025553
| 0.00049448 |  | 0 |  | 0.00014877 |  | #REF! |  | 5.6883e-06 |  | 4.5626e-05 |  | 8.3353e-06 |  | 0.00029961 |  | 0.00025869 |  | 0.00011032 |  | 0.00023804 |  | 0.015668 |  | 0.0046363 |  | 0.0048827 | [5 empty] | 0 |  | 0.002554
| 0.00047421 |  | 0 |  | 0.00031223 |  | #REF! |  | 7.3143e-06 |  | 0.00010003 |  | 9.8523e-06 |  | 0.00029638 |  | 0.00025607 |  | 0.00011033 |  | 0.00024877 |  | 0.015001 |  | 0.0046639 |  | 0.0048167 | [5 empty] | 0 |  | 0.0025579
| 0.00054404 |  | 0 |  | 0.00035838 |  | #REF! |  | 7.3148e-06 |  | 0.00015293 |  | 1e-05 |  | 0.00028988 |  | 0.00021447 |  | 0.00022068 |  | 0.00026453 |  | 0.014486 |  | 0.0046721 |  | 0.004796 | [5 empty] | 0 |  | 0.0025719
| 0.00068537 |  | 0 |  | 8.7021e-05 |  | #REF! |  | 7.3152e-06 |  | 9.1211e-05 |  | 9.5599e-06 |  | 0.00028828 |  | 0.00020241 |  | 0.00022069 |  | 0.00031236 |  | 0.014004 |  | 0.0046907 |  | 0.0048283 | [5 empty] | 0 |  | 0.0025772
| 0.00076987 |  | 0 |  | -0.00030401 |  | #REF! |  | 7.3148e-06 |  | -8.3208e-05 |  | 8.3695e-06 |  | 0.00029073 |  | 0.00022687 |  | 0.00011035 |  | 0.00033933 |  | 0.013442 |  | 0.0047169 |  | 0.0049039 | [5 empty] | 0 |  | 0.0025903
| 0.00075688 |  | 0 |  | -0.0003451 |  | #REF! |  | 5.6897e-06 |  | -0.00016745 |  | 8.5984e-06 |  | 0.0002956 |  | 0.0001622 |  | 0.00011036 |  | 0.00028259 |  | 0.013043 |  | 0.0047355 |  | 0.0050213 | [5 empty] | 0 |  | 0.0026076
| 0.00066678 |  | 0 |  | 0.00012495 |  | #REF! |  | 5.6897e-06 |  | 3.5994e-05 |  | 9.0226e-06 |  | 0.00029887 |  | 0.00019047 |  | 8.8292e-05 |  | 0.00024399 |  | 0.01297 |  | 0.004744 |  | 0.0051601 | [5 empty] | 0 |  | 0.0026126
| 0.00061723 |  | 0 |  | 6.7186e-05 |  | #REF! |  | 2.4389e-06 |  | 2.7948e-05 |  | 9.9533e-06 |  | 0.00029806 |  | 0.00024895 |  | 8.8296e-05 |  | 0.00024485 |  | 0.012614 |  | 0.0047721 |  | 0.0053075 | [5 empty] | 0 |  | 0.0026193
| 0.00064245 |  | 0 |  | -0.00033172 |  | #REF! |  | 2.4391e-06 |  | -0.00010143 |  | 1.0264e-05 |  | 0.00030133 |  | 0.00026856 |  | 0.00024285 |  | 0.00024921 |  | 0.012004 |  | 0.0047903 |  | 0.0054499 | [5 empty] | 0 |  | 0.0026286
| 0.00066767 |  | 0 |  | -6.266e-05 |  | #REF! |  | 5.6904e-06 |  | -1.4192e-05 |  | 8.8774e-06 |  | 0.00030622 |  | 0.00024382 |  | 0.00035325 |  | 0.00024026 |  | 0.011609 |  | 0.0048078 |  | 0.005567 | [5 empty] | 0 |  | 0.0026285
| 0.00050928 |  | 0 |  | 0.00017844 |  | #REF! |  | 5.6904e-06 |  | 6.4257e-05 |  | 9.0243e-06 |  | 0.00031109 |  | 0.00024176 |  | 0.00022079 |  | 0.00026176 |  | 0.011303 |  | 0.0048268 |  | 0.005637 | [5 empty] | 0 |  | 0.0026171
| 0.00060273 |  | 0 |  | -1.7622e-05 |  | #REF! |  | 4.0656e-06 |  | 0.00011777 |  | 9.1881e-06 |  | 0.00031274 |  | 0.0002938 |  | 8.8452e-05 |  | 0.00028189 |  | 0.011038 |  | 0.0048455 |  | 0.0056688 | [5 empty] | 0 |  | 0.0026128
| 0.00076681 |  | 0 |  | -0.00030732 |  | #REF! |  | 4.0656e-06 |  | 0.00025582 |  | 9.4987e-06 |  | 0.00031274 |  | 0.00028342 |  | 0.00019887 |  | 0.00024183 |  | 0.010713 |  | 0.0048633 |  | 0.0056545 | [5 empty] | 0 |  | 0.0025968
| 0.00071812 |  | 0 |  | -0.00034137 |  | #REF! |  | 5.6911e-06 |  | 0.00021833 |  | 1.1523e-05 |  | 0.00031113 |  | 0.00024564 |  | 0.00022083 |  | 0.00022403 |  | 0.010447 |  | 0.0048827 |  | 0.0055951 | [5 empty] | 0 |  | 0.0025692
| 0.0007799 |  | 0 |  | -0.00014517 |  | #REF! |  | 5.6911e-06 |  | 2.5183e-05 |  | 9.9563e-06 |  | 0.00029896 |  | 0.00023109 |  | 0.00011043 |  | 0.00022217 |  | 0.010155 |  | 0.0049005 |  | 0.0055274 | [5 empty] | 0 |  | 0.0025485
| 0.00067835 |  | 0 |  | 0.00017831 |  | #REF! |  | 5.6915e-06 |  | -0.0001085 |  | 9.304e-06 |  | 0.00028515 |  | 0.00026108 |  | 0.00011043 |  | 0.00025003 |  | 0.0098065 |  | 0.0049199 |  | 0.0054466 | [5 empty] | 0 |  | 0.0025171
| 0.00061661 |  | 0 |  | -3.507e-05 |  | #REF! |  | 5.6915e-06 |  | -8.0936e-05 |  | 9.6147e-06 |  | 0.00027947 |  | 0.00028444 |  | 8.8348e-05 |  | 0.00029466 |  | 0.0096407 |  | 0.0049388 |  | 0.0053914 | [5 empty] | 0 |  | 0.0024842
| 0.0006955 |  | 0 |  | -0.0003188 |  | #REF! |  | 7.3184e-06 |  | 2.2091e-05 |  | 9.2066e-06 |  | 0.00028763 |  | 0.00032531 |  | 8.8352e-05 |  | 0.00029701 |  | 0.0092579 |  | 0.004957 |  | 0.0053663 | [5 empty] | 0 |  | 0.0024495
| 0.00075481 |  | 0 |  | 2.5038e-05 |  | #REF! |  | 7.3188e-06 |  | 3.5008e-05 |  | 1.0073e-05 |  | 0.000299 |  | 0.00033204 |  | 0.0002209 |  | 0.00027068 |  | 0.0089598 |  | 0.0049863 |  | 0.0053676 | [5 empty] | 0 |  | 0.0024169
| 0.00077756 |  | 0 |  | 0.00015695 |  | #REF! |  | 5.6922e-06 |  | -0.00013306 |  | 1.0546e-05 |  | 0.00030631 |  | 0.00027603 |  | 0.00022093 |  | 0.00025406 |  | 0.0087922 |  | 0.004996 |  | 0.0054074 | [5 empty] | 0 |  | 0.0023856
| 0.00070854 |  | 0 |  | -6.5696e-05 |  | #REF! |  | 5.6925e-06 |  | -0.00010334 |  | 9.4206e-06 |  | 0.00030308 |  | 0.00020645 |  | 0.00011046 |  | 0.00028283 |  | 0.0084831 |  | 0.0050238 |  | 0.0054687 | [5 empty] | 0 |  | 0.0023576
| 0.00071102 |  | 0 |  | -0.00039601 |  | #REF! |  | 5.6925e-06 |  | 4.3769e-05 |  | 9.9926e-06 |  | 0.00029254 |  | 0.00016695 |  | 0.00015467 |  | 0.00033054 |  | 0.0081072 |  | 0.005034 |  | 0.0055372 | [5 empty] | 0 |  | 0.0023322
| 0.00062814 |  | 0 |  | -0.00029718 |  | #REF! |  | 5.6925e-06 |  | 4.0766e-05 |  | 9.6987e-06 |  | 0.0002836 |  | 0.00019792 |  | 0.00030934 |  | 0.00034298 |  | 0.0078726 |  | 0.0050629 |  | 0.0056074 | [5 empty] | 0 |  | 0.0023097
| 0.0005843 |  | 0 |  | -5.8548e-05 |  | #REF! |  | 4.0673e-06 |  | 4.5394e-05 |  | 9.6334e-06 |  | 0.00028605 |  | 0.00019717 |  | 0.00026518 |  | 0.00032312 |  | 0.007775 |  | 0.0050726 |  | 0.0056779 | [5 empty] | 0 |  | 0.0022925
| 0.00061436 |  | 0 |  | -4.1151e-05 |  | #REF! |  | 4.0671e-06 |  | -0.00010594 |  | 1.1023e-05 |  | 0.00029906 |  | 0.00017632 |  | 0.0001105 |  | 0.00030111 |  | 0.0074264 |  | 0.0051011 |  | 0.0057381 | [5 empty] | 0 |  | 0.0022855
| 0.00053963 |  | 0 |  | -7.6785e-05 |  | #REF! |  | 7.3206e-06 |  | -7.5728e-05 |  | 1.0598e-05 |  | 0.00031126 |  | 0.0002141 |  | 0 |  | 0.00029328 |  | 0.0071532 |  | 0.0051216 |  | 0.0057974 | [5 empty] | 0 |  | 0.0022758
| 0.00065995 |  | 0 |  | -0.00021222 |  | #REF! |  | 7.3206e-06 |  | -0.00010412 |  | 9.6521e-06 |  | 0.00031616 |  | 0.00023114 |  | 0 |  | 0.00032449 |  | 0.0071061 |  | 0.0051413 |  | 0.0058515 | [5 empty] | 0 |  | 0.0022803
| 0.0007778 |  | 0 |  | -9.0839e-05 |  | #REF! |  | 5.6936e-06 |  | -0.00015778 |  | 1.0109e-05 |  | 0.00030966 |  | 0.00023088 |  | 2.2152e-05 |  | 0.00036668 |  | 0.0068809 |  | 0.005161 |  | 0.0059098 | [5 empty] | 0 |  | 0.0022981
| 0.00080223 |  | 0 |  | 0.00022656 |  | #REF! |  | 5.6939e-06 |  | 5.9363e-05 |  | 1.0861e-05 |  | 0.00030805 |  | 0.00025487 |  | 6.6417e-05 |  | 0.0003468 |  | 0.0066892 |  | 0.0051708 |  | 0.0059815 | [5 empty] | 0 |  | 0.0023159
| 0.00070632 |  | 0 |  | -0.00015965 |  | #REF! |  | 2.4409e-06 |  | 2.2931e-05 |  | 1.1319e-05 |  | 0.0003113 |  | 0.00024399 |  | 6.642e-05 |  | 0.00026457 |  | 0.0066448 |  | 0.0051998 |  | 0.0060593 | [5 empty] | 0 |  | 0.0023505
| 0.00069499 |  | 0 |  | -0.00029189 |  | #REF! |  | 2.4409e-06 |  | -7.4922e-05 |  | 1.0715e-05 |  | 0.00030888 |  | 0.00020883 |  | 2.2157e-05 |  | 0.00025709 |  | 0.0063732 |  | 0.0052207 |  | 0.0061433 | [5 empty] | 0 |  | 0.0023787
| 0.00078038 |  | 0 |  | -0.00047085 |  | #REF! |  | 7.3215e-06 |  | 6.2911e-05 |  | 9.4906e-06 |  | 0.00029996 |  | 0.00023159 |  | 0 |  | 0.00030037 |  | 0.0061216 |  | 0.0052507 |  | 0.0062273 | [5 empty] | 0 |  | 0.0024185
| 0.00076169 |  | 0 |  | -0.00049427 |  | #REF! |  | 7.3224e-06 |  | 8.4966e-05 |  | 1.0569e-05 |  | 0.00029102 |  | 0.00021908 |  | 0 |  | 0.00028236 |  | 0.0059767 |  | 0.0052607 |  | 0.0062876 | [5 empty] | 0 |  | 0.0024445
| 0.00074868 |  | 0 |  | -9.9155e-05 |  | #REF! |  | 4.0683e-06 |  | -4.3936e-05 |  | 1.0079e-05 |  | 0.0002959 |  | 0.00016825 |  | 2.216e-05 |  | 0.00024475 |  | 0.0058284 |  | 0.0052811 |  | 0.0063184 | [5 empty] | 0 |  | 0.002474
| 0.00076015 |  | 0 |  | -0.00016477 |  | #REF! |  | 4.0688e-06 |  | 5.3888e-05 |  | 1.0995e-05 |  | 0.00031057 |  | 0.00014936 |  | 0.00013273 |  | 0.00022369 |  | 0.0056575 |  | 0.0053015 |  | 0.0062998 | [5 empty] | 0 |  | 0.0024899
| 0.0007691 |  | 0 |  | 0.00011092 |  | #REF! |  | 2.4412e-06 |  | 0.00014496 |  | 1.0309e-05 |  | 0.00032276 |  | 0.00022054 |  | 0.00019913 |  | 0.00025001 |  | 0.0056011 |  | 0.005332 |  | 0.0062334 | [5 empty] | 0 |  | 0.0024949
| 0.00068292 |  | 0 |  | 0.00029078 |  | #REF! |  | 2.4415e-06 |  | 7.7444e-05 |  | 9.0185e-06 |  | 0.00032926 |  | 0.00025834 |  | 0.00017712 |  | 0.00030905 |  | 0.0054941 |  | 0.0053422 |  | 0.0061287 | [5 empty] | 0 |  | 0.0024888
| 0.00066182 |  | 0 |  | 0.00038072 |  | #REF! |  | 5.6957e-06 |  | -5.7185e-06 |  | 1.1568e-05 |  | 0.00032522 |  | 0.00020646 |  | 0.00017715 |  | 0.00036978 |  | 0.0054808 |  | 0.0053617 |  | 0.0059936 | [5 empty] | 0 |  | 0.0024664
| 0.00069195 |  | 0 |  | 5.2161e-05 |  | #REF! |  | 5.6957e-06 |  | -7.5921e-05 |  | 1.0392e-05 |  | 0.00031874 |  | 0.00020721 |  | 8.8605e-05 |  | 0.00038781 |  | 0.0055269 |  | 0.0053936 |  | 0.0058373 | [5 empty] | 0 |  | 0.0024465
| 0.00067569 |  | 0 |  | 9.6782e-05 |  | #REF! |  | 5.696e-06 |  | -3.6705e-05 |  | 1.0082e-05 |  | 0.00030979 |  | 0.00021053 |  | 4.4293e-05 |  | 0.00035564 |  | 0.005237 |  | 0.005404 |  | 0.0056974 | [5 empty] | 0 |  | 0.0024144
| 0.00059197 |  | 0 |  | 0.00087288 |  | #REF! |  | 5.6964e-06 |  | -6.7866e-05 |  | 1.0393e-05 |  | 0.00030249 |  | 0.00020719 |  | 4.4297e-05 |  | 0.00034473 |  | 0.0050214 |  | 0.0054351 |  | 0.0055859 | [5 empty] | 0 |  | 0.0023787
| 0.00059685 |  | 0 |  | 0.00052297 |  | #REF! |  | 4.0696e-06 |  | -2.0105e-05 |  | 9.0044e-06 |  | 0.00030412 |  | 0.0002098 |  | 0 |  | 0.00033352 |  | 0.0050062 |  | 0.0054562 |  | 0.0055158 | [5 empty] | 0 |  | 0.0023425
| 0.0006408 |  | 0 |  | -0.000161 |  | #REF! |  | 4.0696e-06 |  | 8.5141e-05 |  | 1.1586e-05 |  | 0.00030739 |  | 0.00022543 |  | 8.8584e-05 |  | 0.00033652 |  | 0.0047456 |  | 0.0054669 |  | 0.005501 | [5 empty] | 0 |  | 0.0023141
| 0.00065463 |  | 0 |  | 0.00016616 |  | #REF! |  | 2.4419e-06 |  | 7.3424e-05 |  | 1.0019e-05 |  | 0.00030739 |  | 0.00023737 |  | 0.00019921 |  | 0.00032368 |  | 0.0046039 |  | 0.0054984 |  | 0.0055409 | [5 empty] | 0 |  | 0.0022796
| 0.00068155 |  | 0 |  | 0.00032611 |  | #REF! |  | 2.4421e-06 |  | 7.4248e-05 |  | 8.9564e-06 |  | 0.00029767 |  | 0.00023537 |  | 0.00011064 |  | 0.00026039 |  | 0.0045667 |  | 0.0055198 |  | 0.0056274 | [5 empty] | 0 |  | 0.0022565
| 0.00066849 |  | 0 |  | 8.1864e-05 |  | #REF! |  | 7.3251e-06 |  | 3.9487e-05 |  | 1.0297e-05 |  | 0.00029358 |  | 0.00020076 |  | 0.00011064 |  | 0.00020015 |  | 0.0045258 |  | 0.0055409 |  | 0.0057359 | [5 empty] | 0 |  | 0.0022388
| 0.00069785 |  | 0 |  | 0.00047803 |  | #REF! |  | 7.3256e-06 |  | -4.2421e-05 |  | 1.0657e-05 |  | 0.00030175 |  | 0.00015085 |  | 0.00011065 |  | 0.00020108 |  | 0.0045594 |  | 0.005562 |  | 0.0058389 | [5 empty] | 0 |  | 0.0022255
| 0.00076694 |  | 0 |  | 0.00056673 |  | #REF! |  | 2.4422e-06 |  | -1.8035e-05 |  | 1.1883e-05 |  | 0.00031149 |  | 0.00020293 |  | 0.00011066 |  | 0.00023602 |  | 0.0043897 |  | 0.0055838 |  | 0.0059209 | [5 empty] | 0 |  | 0.0022198
| 0.00085 |  | 0 |  | 8.9696e-06 |  | #REF! |  | 2.4424e-06 |  | 3.074e-06 |  | 8.7298e-06 |  | 0.00031723 |  | 0.00020097 |  | 0.00011066 |  | 0.00024747 |  | 0.0042071 |  | 0.0056056 |  | 0.0059755 | [5 empty] | 0 |  | 0.0022059
| 0.00087278 |  | 0 |  | -0.00051184 |  | #REF! |  | 5.6981e-06 |  | -3.5914e-05 |  | 9.9716e-06 |  | 0.00030747 |  | 0.00020752 |  | 0 |  | 0.00026463 |  | 0.0042282 |  | 0.0056271 |  | 0.0059928 | [5 empty] | 0 |  | 0.0022024
| 0.00078661 |  | 0 |  | -0.00034473 |  | #REF! |  | 5.6981e-06 |  | 2.2297e-06 |  | 1.0349e-05 |  | 0.00030098 |  | 0.00027573 |  | -4.4301e-05 |  | 0.00026057 |  | 0.0044017 |  | 0.0056488 |  | 0.0059837 | [5 empty] | 0 |  | 0.0021898
| 0.00070201 |  | 0 |  | -0.00024643 |  | #REF! |  | 7.3265e-06 |  | -2.9963e-05 |  | 1.1134e-05 |  | 0.00030423 |  | 0.00022447 |  | -2.2164e-05 |  | 0.00022843 |  | 0.0041723 |  | 0.0056823 |  | 0.0059624 | [5 empty] | 0 |  | 0.0021885
| 0.00070607 |  | 0 |  | -0.00026973 |  | #REF! |  | 7.3269e-06 |  | -2.6606e-05 |  | 1.1919e-05 |  | 0.00031318 |  | 0.00022885 |  | -6.6519e-05 |  | 0.00024072 |  | 0.0038277 |  | 0.0056924 |  | 0.00593 | [5 empty] | 0 |  | 0.0021794
| 0.00070047 |  | 0 |  | 5.3989e-05 |  | #REF! |  | 2.4428e-06 |  | -2.0686e-05 |  | 9.8263e-06 |  | 0.00031566 |  | 0.00024819 |  | -8.8662e-05 |  | 0.00026524 |  | 0.0036786 |  | 0.0057146 |  | 0.0059035 | [5 empty] | 0 |  | 0.002183
| 0.00062481 |  | 0 |  | 0.00021691 |  | #REF! |  | 2.4428e-06 |  | 6.1585e-05 |  | 1.0056e-05 |  | 0.00030752 |  | 0.00019701 |  | 4.4357e-05 |  | 0.00024374 |  | 0.0037367 |  | 0.0057476 |  | 0.0058816 | [5 empty] | 0 |  | 0.0021863
| 0.00064759 |  | 0 |  | 0.00016392 |  | #REF! |  | 5.6988e-06 |  | 9.5666e-05 |  | 1.1201e-05 |  | 0.0003002 |  | 0.00022799 |  | 0.00015508 |  | 0.0002198 |  | 0.0037654 |  | 0.0057588 |  | 0.0058748 | [5 empty] | 0 |  | 0.0021888
| 0.00074933 |  | 0 |  | -0.00014978 |  | #REF! |  | 5.6995e-06 |  | -2.2703e-06 |  | 1.0678e-05 |  | 0.0002994 |  | 0.00022691 |  | 0.00013289 |  | 0.00025959 |  | 0.0036531 |  | 0.0057923 |  | 0.0058919 | [5 empty] | 0 |  | 0.0022038
| 0.00083074 |  | 0 |  | 0.00026163 |  | #REF! |  | 5.6992e-06 |  | 0.00010807 |  | 1.2379e-05 |  | 0.00030431 |  | 0.00024791 |  | 2.2172e-05 |  | 0.00032444 |  | 0.0035797 |  | 0.0058038 |  | 0.0059241 | [5 empty] | 0 |  | 0.0022157
| 0.00087549 |  | 0 |  | 0.00059347 |  | #REF! |  | 5.6999e-06 |  | 0.00016435 |  | 1.1202e-05 |  | 0.00030512 |  | 0.00027063 |  | 0 |  | 0.00032735 |  | 0.0035588 |  | 0.0058383 |  | 0.005973 | [5 empty] | 0 |  | 0.0022271
| 0.00084869 |  | 0 |  | 0.0002077 |  | #REF! |  | 2.4431e-06 |  | 9.4974e-05 |  | 9.8947e-06 |  | 0.00030514 |  | 0.00020634 |  | 2.2175e-05 |  | 0.00030718 |  | 0.0034973 |  | 0.0058603 |  | 0.0060153 | [5 empty] | 0 |  | 0.0022362
| 0.00093581 |  | 0 |  | -0.0002216 |  | #REF! |  | 2.4434e-06 |  | 0.00010149 |  | 1.2218e-05 |  | 0.00030272 |  | 0.00024125 |  | 0.00013293 |  | 0.00035023 |  | 0.0033805 |  | 0.0058716 |  | 0.0060349 | [5 empty] | 0 |  | 0.0022428
| 0.00095691 |  | 0 |  | -9.5751e-05 |  | #REF! |  | 5.7002e-06 |  | 2.7509e-05 |  | 1.1253e-05 |  | 0.00030758 |  | 0.00031243 |  | 0.00022151 |  | 0.00041059 |  | 0.0033351 |  | 0.0059053 |  | 0.0060172 | [5 empty] | 0 |  | 0.0022484
| 0.0008195 |  | 0 |  | 0.0001473 |  | #REF! |  | 5.7002e-06 |  | -2.9701e-05 |  | 1.2367e-05 |  | 0.00031738 |  | 0.00026983 |  | 0.00011076 |  | 0.00039153 |  | 0.0031954 |  | 0.0059285 |  | 0.005941 | [5 empty] | 0 |  | 0.0022556
| 0.0008374 |  | 0 |  | -6.5031e-05 |  | #REF! |  | 8.9586e-06 |  | -3.4099e-08 |  | 1.2088e-05 |  | 0.0003182 |  | 0.00021074 |  | 0 |  | 0.00033244 |  | 0.0031997 |  | 0.0059517 |  | 0.0058149 | [5 empty] | 0 |  | 0.0022678
| 0.00081141 |  | 0 |  | 4.4711e-05 |  | #REF! |  | 8.9592e-06 |  | 7.8842e-05 |  | 1.0879e-05 |  | 0.00031333 |  | 0.0002532 |  | 0.00011077 |  | 0.00028378 |  | 0.0033511 |  | 0.0059756 |  | 0.0056437 | [5 empty] | 0 |  | 0.0022883
| 0.00085943 |  | 0 |  | 0.00015719 |  | #REF! |  | 7.3301e-06 |  | 0.00010568 |  | 1.2367e-05 |  | 0.00030764 |  | 0.00028999 |  | 0.00011079 |  | 0.00027027 |  | 0.0033794 |  | 0.0059978 |  | 0.0054546 | [5 empty] | 0 |  | 0.0023188
| 0.00088227 |  | 0 |  | 6.0244e-05 |  | #REF! |  | 7.3301e-06 |  | 7.6668e-05 |  | 1.1959e-05 |  | 0.0003101 |  | 0.00027722 |  | -0.00011078 |  | 0.00029551 |  | 0.003399 |  | 0.0060214 |  | 0.0052777 | [5 empty] | 0 |  | 0.0023629
| 0.00074635 |  | 0 |  | 9.558e-05 |  | #REF! |  | 5.7013e-06 |  | -4.3362e-05 |  | 1.2009e-05 |  | 0.00031172 |  | 0.00023699 |  | 0 |  | 0.00032086 |  | 0.0034046 |  | 0.0060456 |  | 0.0051284 | [5 empty] | 0 |  | 0.0024022
| 0.00084569 |  | 0 |  | 0.0002871 |  | #REF! |  | 5.7016e-06 |  | -6.1524e-05 |  | 1.2123e-05 |  | 0.00030605 |  | 0.0002207 |  | 0.0001108 |  | 0.00029591 |  | 0.0031201 |  | 0.0060794 |  | 0.0050289 | [5 empty] | 0 |  | 0.0024468
| 0.000779 |  | 0 |  | 7.1125e-05 |  | #REF! |  | 5.7016e-06 |  | 3.3788e-05 |  | 1.2059e-05 |  | 0.00030606 |  | 0.0002114 |  | 0 |  | 0.00023848 |  | 0.0029419 |  | 0.0060914 |  | 0.0049767 | [5 empty] | 0 |  | 0.0024921
| 0.00071469 |  | 0 |  | -8.8615e-05 |  | #REF! |  | 5.702e-06 |  | -1.3767e-05 |  | 1.1945e-05 |  | 0.00030932 |  | 0.00024151 |  | 4.4379e-05 |  | 0.00023953 |  | 0.0031209 |  | 0.0061153 |  | 0.0049727 | [5 empty] | 0 |  | 0.0025183
| 0.00089627 |  | 0 |  | 6.3308e-05 |  | #REF! |  | 5.702e-06 |  | -4.7391e-06 |  | 1.1667e-05 |  | 0.00031422 |  | 0.00028149 |  | 0.00015521 |  | 0.00028919 |  | 0.0032125 |  | 0.0061519 |  | 0.0050137 | [5 empty] | 0 |  | 0.0025454
| 0.00091743 |  | 0 |  | 0.00021335 |  | #REF! |  | 5.7023e-06 |  | 1.4561e-05 |  | 1.2404e-05 |  | 0.00032155 |  | 0.00023719 |  | 6.6467e-05 |  | 0.00029271 |  | 0.0030508 |  | 0.0061632 |  | 0.0050855 | [5 empty] | 0 |  | 0.0025518
| 0.00097041 |  | 0 |  | 0.00023055 |  | #REF! |  | 4.0738e-06 |  | -5.7784e-06 |  | 1.0965e-05 |  | 0.00033215 |  | 0.00025013 |  | 0 |  | 0.00025624 |  | 0.0029614 |  | 0.0061998 |  | 0.0051904 | [5 empty] | 0 |  | 0.002562
| 0.0009493 |  | 0 |  | -0.00012171 |  | #REF! |  | 4.0741e-06 |  | -4.6533e-05 |  | 1.2078e-05 |  | 0.00033706 |  | 0.00024723 |  | 4.4369e-05 |  | 0.00025418 |  | 0.0028252 |  | 0.006211 |  | 0.005318 | [5 empty] | 0 |  | 0.0025558
| 0.00082229 |  | 0 |  | -0.00013551 |  | #REF! |  | 5.703e-06 |  | -2.5469e-05 |  | 1.4255e-05 |  | 0.00032566 |  | 0.00024753 |  | 4.4393e-05 |  | 0.00024932 |  | 0.0026628 |  | 0.0062471 |  | 0.0054738 | [5 empty] | 0 |  | 0.0025617
| 0.00088824 |  | 0 |  | 6.952e-05 |  | #REF! |  | 5.703e-06 |  | 1.9401e-05 |  | 1.455e-05 |  | 0.00031345 |  | 0.00023939 |  | 0.00011102 |  | 0.00024741 |  | 0.0027495 |  | 0.0062605 |  | 0.0056426 | [5 empty] | 0 |  | 0.0025615
| 0.00097948 |  | 0 |  | 0.00016556 |  | #REF! |  | 2.4446e-06 |  | 2.9432e-05 |  | 1.3553e-05 |  | 0.00031347 |  | 0.00015472 |  | 0.00017749 |  | 0.0002912 |  | 0.0028979 |  | 0.0062957 |  | 0.0058388 | [5 empty] | 0 |  | 0.0025582
| 0.0010577 |  | 0 |  | 0.00039518 |  | #REF! |  | 2.4448e-06 |  | 7.8681e-05 |  | 1.2964e-05 |  | 0.0003257 |  | 0.00013139 |  | 0.00022174 |  | 0.0003211 |  | 0.0029699 |  | 0.00632 |  | 0.0060289 | [5 empty] | 0 |  | 0.0025676
| 0.0011066 |  | 0 |  | -2.956e-05 |  | #REF! |  | 5.7037e-06 |  | 2.6343e-05 |  | 1.2571e-05 |  | 0.00033223 |  | 0.00020334 |  | 0.00011088 |  | 0.00031196 |  | 0.0029211 |  | 0.0063457 |  | 0.0062221 | [5 empty] | 0 |  | 0.0025709
| 0.00099339 |  | 0 |  | -0.0002676 |  | #REF! |  | 5.7037e-06 |  | -5.2474e-05 |  | 1.2572e-05 |  | 0.00033221 |  | 0.00021934 |  | 0.00011088 |  | 0.00027706 |  | 0.0028537 |  | 0.0063693 |  | 0.0063968 | [5 empty] | 0 |  | 0.0025717
| 0.000965 |  | 0 |  | 0.00010264 |  | #REF! |  | 2.4451e-06 |  | -1.2809e-05 |  | 1.2589e-05 |  | 0.00033958 |  | 0.00015804 |  | 0.00011089 |  | 0.00027473 |  | 0.00287 |  | 0.006395 |  | 0.0065344 | [5 empty] | 0 |  | 0.0025659
| 0.0010888 |  | 0 |  | 5.4153e-05 |  | #REF! |  | 2.4451e-06 |  | 0.00018957 |  | 1.1869e-05 |  | 0.00033551 |  | 0.0002082 |  | 0.0001109 |  | 0.00031443 |  | 0.0026341 |  | 0.006419 |  | 0.0066276 | [5 empty] | 0 |  | 0.0025535
| 0.0010001 |  | 0 |  | -0.00028271 |  | #REF! |  | 8.1507e-07 |  | 2.1251e-05 |  | 1.1379e-05 |  | 0.00033553 |  | 0.00030875 |  | 0 |  | 0.00032764 |  | 0.0026371 |  | 0.006445 |  | 0.0066677 | [5 empty] | 0 |  | 0.0025337
| 0.00099845 |  | 0 |  | -0.00014062 |  | #REF! |  | 1.3584e-06 |  | 2.6624e-05 |  | 1.1117e-05 |  | 0.00032332 |  | 0.0003468 |  | 0 |  | 0.00032903 |  | 0.0028336 |  | 0.006469 |  | 0.0066595 | [5 empty] | 0 |  | 0.0025076
| 0.0010099 |  | 0 |  | -0.00016974 |  | #REF! |  | 2.9888e-06 |  | -4.8136e-05 |  | 1.0659e-05 |  | 0.00032087 |  | 0.00033401 |  | 0.00022184 |  | 0.00032096 |  | 0.0028071 |  | 0.006495 |  | 0.0065791 | [5 empty] | 0 |  | 0.0024779
| 0.0012087 |  | 0 |  | -0.00019604 |  | #REF! |  | 2.4454e-06 |  | -5.1432e-05 |  | 1.2887e-05 |  | 0.0003201 |  | 0.00028241 |  | 0.00022185 |  | 0.00028691 |  | 0.0026151 |  | 0.006519 |  | 0.0064547 | [5 empty] | 0 |  | 0.0024528
| 0.0013244 |  | 0 |  | -0.00021297 |  | #REF! |  | 2.4455e-06 |  | -8.9592e-06 |  | 1.0693e-05 |  | 0.00031766 |  | 0.0002609 |  | 0.00017755 |  | 0.00028823 |  | 0.0025629 |  | 0.0065577 |  | 0.0062805 | [5 empty] | 0 |  | 0.0024171
| 0.0011053 |  | 0 |  | -3.2874e-05 |  | #REF! |  | 2.4455e-06 |  | 5.1594e-05 |  | 1.2461e-05 |  | 0.0003144 |  | 0.00026357 |  | 0.00017756 |  | 0.00034395 |  | 0.002608 |  | 0.0065697 |  | 0.0060779 | [5 empty] | 0 |  | 0.0023896
| 0.00097094 |  | 0 |  | 0.0001662 |  | #REF! |  | 8.1522e-07 |  | -3.7385e-05 |  | 1.207e-05 |  | 0.00031279 |  | 0.00021181 |  | 0.00011095 |  | 0.00037786 |  | 0.0024898 |  | 0.0066085 |  | 0.0058547 | [5 empty] | 0 |  | 0.0023648
| 0.0010899 |  | 0 |  | 7.6106e-05 |  | #REF! |  | 8.1527e-07 |  | -5.3013e-05 |  | 1.058e-05 |  | 0.00031362 |  | 0.00026762 |  | 0.00011096 |  | 0.00038366 |  | 0.0025792 |  | 0.0066207 |  | 0.0056344 | [5 empty] | 0 |  | 0.0023452
| 0.001169 |  | 0 |  | -0.00012994 |  | #REF! |  | 2.4458e-06 |  | 5.0385e-05 |  | 1.2087e-05 |  | 0.00031688 |  | 0.00027506 |  | 0.00022192 |  | 0.000353 |  | 0.0026453 |  | 0.00666 |  | 0.0054413 | [5 empty] | 0 |  | 0.0023155
| 0.0012366 |  | 0 |  | 1.4406e-05 |  | #REF! |  | 2.9893e-06 |  | 1.7746e-05 |  | 1.0662e-05 |  | 0.00032016 |  | 0.00017932 |  | 0.00022194 |  | 0.00029701 |  | 0.0025839 |  | 0.0066721 |  | 0.005289 | [5 empty] | 0 |  | 0.0022935
| 0.0012709 |  | 0 |  | 5.9512e-05 |  | #REF! |  | 2.9895e-06 |  | 6.5844e-05 |  | 1.2809e-05 |  | 0.00032342 |  | 0.0001821 |  | 0.00011097 |  | 0.00030389 |  | 0.0024917 |  | 0.0067115 |  | 0.0051813 | [5 empty] | 0 |  | 0.0022587
| 0.0012066 |  | 0 |  | -0.00035284 |  | #REF! |  | 2.9897e-06 |  | 7.9725e-05 |  | 1.2595e-05 |  | 0.00032588 |  | 0.00018414 |  | 0.00011098 |  | 0.00033433 |  | 0.0024418 |  | 0.0067373 |  | 0.0051348 | [5 empty] | 0 |  | 0.00223
| 0.001222 |  | 0 |  | -0.00060832 |  | #REF! |  | 1.3589e-06 |  | 1.7983e-05 |  | 1.1336e-05 |  | 0.00032018 |  | 0.00023028 |  | 0.00022198 |  | 0.00031517 |  | 0.0025726 |  | 0.0067492 |  | 0.0051343 | [5 empty] | 0 |  | 0.0021908
| 0.0014535 |  | 0 |  | -0.00026929 |  | #REF! |  | 1.3589e-06 |  | 1.6582e-08 |  | 1.2269e-05 |  | 0.00030798 |  | 0.00028379 |  | 0.00013324 |  | 0.00028218 |  | 0.0025778 |  | 0.0067891 |  | 0.005162 | [5 empty] | 0 |  | 0.0021625
| 0.001412 |  | 0 |  | -0.00016058 |  | #REF! |  | 1.3591e-06 |  | -4.3723e-05 |  | 1.1435e-05 |  | 0.00030555 |  | 0.00027875 |  | 0.00013325 |  | 0.00029264 |  | 0.0025075 |  | 0.0068141 |  | 0.0052058 | [5 empty] | 0 |  | 0.0021329
| 0.0012988 |  | 0 |  | -0.00028572 |  | #REF! |  | 8.1542e-07 |  | -9.4851e-06 |  | 1.34e-05 |  | 0.00031288 |  | 0.0002548 |  | 0.00033303 |  | 0.00032023 |  | 0.002463 |  | 0.0068413 |  | 0.0052573 | [5 empty] | 0 |  | 0.0021112
| 0.0014252 |  | 0 |  | -0.00013698 |  | #REF! |  | 8.1552e-07 |  | 4.1301e-05 |  | 1.2337e-05 |  | 0.00032757 |  | 0.00024184 |  | 0.00022203 |  | 0.0003042 |  | 0.0023436 |  | 0.0068678 |  | 0.0053019 | [5 empty] | 0 |  | 0.0020959
| 0.0016158 |  | 0 |  | -0.00028184 |  | #REF! |  | 8.1547e-07 |  | -3.1704e-05 |  | 1.178e-05 |  | 0.00033816 |  | 0.00027396 |  | 0.00011103 |  | 0.00032948 |  | 0.0024037 |  | 0.0068931 |  | 0.0053454 | [5 empty] | 0 |  | 0.0021009
| 0.0016893 |  | 0 |  | -0.00027722 |  | #REF! |  | 0 |  | 4.5827e-05 |  | 1.3845e-05 |  | 0.00033737 |  | 0.0002992 |  | 0.00022206 |  | 0.00036913 |  | 0.0025823 |  | 0.0069206 |  | 0.005381 | [5 empty] | 0 |  | 0.0021154
| 0.0016681 |  | 0 |  | -3.1802e-06 |  | #REF! |  | 5.4371e-07 |  | 3.1038e-05 |  | 1.0388e-05 |  | 0.0003284 |  | 0.00030048 |  | 0.00022208 |  | 0.00032414 |  | 0.0026888 |  | 0.0069602 |  | 0.0054132 | [5 empty] | 0 |  | 0.0021436
| 0.0016747 |  | 0 |  | -3.7359e-05 |  | #REF! |  | 1.3593e-06 |  | 4.8337e-06 |  | 1.3781e-05 |  | 0.00032028 |  | 0.00026431 |  | 0.00011105 |  | 0.00030658 |  | 0.002518 |  | 0.0069735 |  | 0.005446 | [5 empty] | 0 |  | 0.002183
| 0.0016822 |  | 0 |  | -0.00014198 |  | #REF! |  | 1.3594e-06 |  | 5.6071e-05 |  | 1.2552e-05 |  | 0.000326 |  | 0.0002053 |  | 0 |  | 0.00033288 |  | 0.0023311 |  | 0.0069989 |  | 0.0054716 | [5 empty] | 0 |  | 0.0022329
| 0.0015803 |  | 0 |  | -0.00019683 |  | #REF! |  | 1.3594e-06 |  | -2.6714e-05 |  | 1.2176e-05 |  | 0.00033904 |  | 0.00019575 |  | 0 |  | 0.00032176 |  | 0.0023366 |  | 0.0070397 |  | 0.0054987 | [5 empty] | 0 |  | 0.0022885
| 0.0015388 |  | 0 |  | -0.00023617 |  | #REF! |  | 1.3594e-06 |  | -0.00010338 |  | 1.3013e-05 |  | 0.00034395 |  | 0.00018632 |  | 0 |  | 0.00028708 |  | 0.0024037 |  | 0.0070532 |  | 0.0055226 | [5 empty] | 0 |  | 0.0023529
| 0.0019423 |  | 0 |  | -5.2117e-05 |  | #REF! |  | 2.991e-06 |  | -0.00018075 |  | 9.5548e-06 |  | 0.00033825 |  | 0.00022016 |  | 0 |  | 0.00027014 |  | 0.0024138 |  | 0.0070789 |  | 0.0055518 | [5 empty] | 0 |  | 0.0024053
| 0.0020369 |  | 0 |  | 0.00011741 |  | #REF! |  | 2.991e-06 |  | -8.1427e-05 |  | 1.3112e-05 |  | 0.00032686 |  | 0.00028737 |  | 0.00019993 |  | 0.00028878 |  | 0.0023342 |  | 0.0071202 |  | 0.0055951 | [5 empty] | 0 |  | 0.0024589
| 0.0020826 |  | 0 |  | -9.0178e-05 |  | #REF! |  | 1.3596e-06 |  | 7.6538e-05 |  | 1.2621e-05 |  | 0.00031707 |  | 0.00027189 |  | 0.00031105 |  | 0.00031301 |  | 0.002356 |  | 0.0071474 |  | 0.0056474 | [5 empty] | 0 |  | 0.0025041
| 0.0019596 |  | 0 |  | -0.00018197 |  | #REF! |  | 4.6227e-06 |  | 6.3179e-05 |  | 1.2047e-05 |  | 0.00031546 |  | 0.00019308 |  | 0.0002444 |  | 0.00030005 |  | 0.0024377 |  | 0.0071611 |  | 0.005717 | [5 empty] | 0 |  | 0.002546
| 0.0017501 |  | 0 |  | 8.8459e-05 |  | #REF! |  | 4.6227e-06 |  | 5.1305e-06 |  | 1.1851e-05 |  | 0.00031709 |  | 0.00022883 |  | 0.00013332 |  | 0.00027133 |  | 0.002436 |  | 0.0072018 |  | 0.0057931 | [5 empty] | 0 |  | 0.0025656
| 0.0020021 |  | 0 |  | 0.00031103 |  | #REF! |  | 8.1582e-07 |  | -5.4575e-05 |  | 1.0966e-05 |  | 0.00031793 |  | 0.00025042 |  | 0.00011111 |  | 0.00030535 |  | 0.0024098 |  | 0.0072287 |  | 0.0058761 | [5 empty] | 0 |  | 0.0025812
| 0.0021514 |  | 0 |  | 0.00031772 |  | #REF! |  | 2.4476e-06 |  | -0.00010156 |  | 1.2115e-05 |  | 0.00032284 |  | 0.00023144 |  | 0.00022223 |  | 0.00041514 |  | 0.0024595 |  | 0.0072547 |  | 0.0059678 | [5 empty] | 0 |  | 0.0025942
| 0.0021139 |  | 0 |  | 3.3076e-05 |  | #REF! |  | 2.9915e-06 |  | -0.00012076 |  | 1.3246e-05 |  | 0.00033181 |  | 0.00029055 |  | 0.00022224 |  | 0.00045878 |  | 0.0023786 |  | 0.0072696 |  | 0.0060607 | [5 empty] | 0 |  | 0.0025876
| 0.0021483 |  | 0 |  | -0.00016834 |  | #REF! |  | 1.3599e-06 |  | -0.00014756 |  | 1.2772e-05 |  | 0.00033509 |  | 0.00033164 |  | 0.00022225 |  | 0.00043333 |  | 0.0022369 |  | 0.0073106 |  | 0.0061681 | [5 empty] | 0 |  | 0.0025856
| 0.0021842 |  | 0 |  | 3.1243e-05 |  | #REF! |  | 8.1592e-07 |  | -0.00010055 |  | 1.2214e-05 |  | 0.00033101 |  | 0.00029708 |  | 0.00022227 |  | 0.00039166 |  | 0.0022563 |  | 0.0073378 |  | 0.0062881 | [5 empty] | 0 |  | 0.0025702
| 0.0019992 |  | 0 |  | 5.6685e-05 |  | #REF! |  | 0 |  | -5.4815e-05 |  | 1.2035e-05 |  | 0.0003294 |  | 0.00023466 |  | 0.00022228 |  | 0.0003536 |  | 0.0023091 |  | 0.0073653 |  | 0.0064352 | [5 empty] | 0 |  | 0.0025412
| 0.0020556 |  | 0 |  | -0.00020694 |  | #REF! |  | 0 |  | -8.8395e-05 |  | 1.1921e-05 |  | 0.00033431 |  | 0.00026782 |  | 0.00020019 |  | 0.00036576 |  | 0.00244 |  | 0.0074068 |  | 0.0065955 | [5 empty] | 0 |  | 0.0025153
| 0.0021967 |  | 0 |  | -0.00017455 |  | #REF! |  | 8.1602e-07 |  | -6.7008e-05 |  | 1.2364e-05 |  | 0.0003335 |  | 0.00027784 |  | 8.9053e-05 |  | 0.00037067 |  | 0.0025307 |  | 0.0074192 |  | 0.0067836 | [5 empty] | 0 |  | 0.0024747
| 0.0021804 |  | 0 |  | -2.3018e-05 |  | #REF! |  | 1.36e-06 |  | -2.7421e-05 |  | 1.3315e-05 |  | 0.00032534 |  | 0.000269 |  | 8.9035e-05 |  | 0.00034869 |  | 0.0024398 |  | 0.0074479 |  | 0.0069586 | [5 empty] | 0 |  | 0.0024277
| 0.0022058 |  | 0 |  | -0.00019834 |  | #REF! |  | 1.3601e-06 |  | -2.5628e-05 |  | 1.1365e-05 |  | 0.00031639 |  | 0.00026086 |  | 8.9039e-05 |  | 0.00032014 |  | 0.0023772 |  | 0.0074755 |  | 0.0071068 | [5 empty] | 0 |  | 0.0023746
| 0.0022622 |  | 0 |  | -0.00018861 |  | #REF! |  | 8.1607e-07 |  | 2.9496e-05 |  | 1.1496e-05 |  | 0.0003156 |  | 0.00024653 |  | 0 |  | 0.00034035 |  | 0.0022588 |  | 0.0075175 |  | 0.0072052 | [5 empty] | 0 |  | 0.002315
| 0.0021391 |  | 0 |  | -0.00014897 |  | #REF! |  | 8.1612e-07 |  | 4.54e-05 |  | 1.1824e-05 |  | 0.00032131 |  | 0.00025595 |  | 0.00011118 |  | 0.00039872 |  | 0.0022466 |  | 0.0075309 |  | 0.0072421 | [5 empty] | 0 |  | 0.0022662
| 0.0021147 |  | 0 |  | -0.00012636 |  | #REF! |  | 8.1617e-07 |  | -7.9139e-06 |  | 1.1399e-05 |  | 0.00033274 |  | 0.00018511 |  | 0.00011119 |  | 0.00040721 |  | 0.0023546 |  | 0.0075727 |  | 0.0072059 | [5 empty] | 0 |  | 0.0022164
| 0.0024491 |  | 0 |  | 0.00012714 |  | #REF! |  | 8.1617e-07 |  | -8.8404e-06 |  | 1.3925e-05 |  | 0.00034579 |  | 0.00017146 |  | 2.2266e-05 |  | 0.00039666 |  | 0.0023906 |  | 0.0075863 |  | 0.007092 | [5 empty] | 0 |  | 0.0021744
| 0.0024492 |  | 0 |  | 0.0001331 |  | #REF! |  | 8.1617e-07 |  | 3.2272e-05 |  | 1.217e-05 |  | 0.00034418 |  | 0.00021091 |  | 0.00013347 |  | 0.00038611 |  | 0.0023915 |  | 0.0076286 |  | 0.0069403 | [5 empty] | 0 |  | 0.0021458
| 0.0024208 |  | 0 |  | 8.9712e-05 |  | #REF! |  | 8.1627e-07 |  | 9.0447e-05 |  | 1.1188e-05 |  | 0.00033197 |  | 0.00018339 |  | 0.00011121 |  | 0.00035646 |  | 0.0022867 |  | 0.0076421 |  | 0.0067418 | [5 empty] | 0 |  | 0.0021182
| 0.0024682 |  | 0 |  | -0.00016508 |  | #REF! |  | 1.3604e-06 |  | 9.82e-05 |  | 1.2368e-05 |  | 0.000323 |  | 0.00028145 |  | 0 |  | 0.00032311 |  | 0.0022715 |  | 0.0076848 |  | 0.0065419 | [5 empty] | 0 |  | 0.0021069
| 0.0024592 |  | 0 |  | -0.00025998 |  | #REF! |  | 2.993e-06 |  | 5.3782e-05 |  | 1.1779e-05 |  | 0.00032789 |  | 0.0003903 |  | 0.00011123 |  | 0.0003392 |  | 0.0024009 |  | 0.0077131 |  | 0.0063495 | [5 empty] | 0 |  | 0.0021063
| 0.0024292 |  | 0 |  | 0.00010279 |  | #REF! |  | 2.449e-06 |  | 9.0616e-05 |  | 1.2944e-05 |  | 0.00033607 |  | 0.0003246 |  | 0.00022246 |  | 0.00038014 |  | 0.0022732 |  | 0.007741 |  | 0.0061703 | [5 empty] | 0 |  | 0.0021181
| 0.0024326 |  | 0 |  | 0.0001231 |  | #REF! |  | 2.449e-06 |  | 9.0297e-05 |  | 1.3502e-05 |  | 0.00034261 |  | 0.00022986 |  | 0.00011123 |  | 0.00038034 |  | 0.0022136 |  | 0.0077543 |  | 0.006037 | [5 empty] | 0 |  | 0.0021455
| 0.0024587 |  | 0 |  | -2.6827e-05 |  | #REF! |  | 2.4491e-06 |  | -3.0426e-06 |  | 1.137e-05 |  | 0.00034098 |  | 0.00019466 |  | 0.00011124 |  | 0.00034487 |  | 0.0023539 |  | 0.0077973 |  | 0.0059322 | [5 empty] | 0 |  | 0.0021744
| 0.0024988 |  | 0 |  | -0.00018408 |  | #REF! |  | 8.1637e-07 |  | -0.00010697 |  | 1.2912e-05 |  | 0.00033285 |  | 0.00020875 |  | 0.00011125 |  | 0.00032094 |  | 0.0023994 |  | 0.0078259 |  | 0.0058839 | [5 empty] | 0 |  | 0.0022229
| 0.0024947 |  | 0 |  | -7.4797e-05 |  | #REF! |  | 8.1642e-07 |  | -7.3e-05 |  | 1.1157e-05 |  | 0.00032306 |  | 0.00019546 |  | 0 |  | 0.00036268 |  | 0.0023347 |  | 0.0078542 |  | 0.0058893 | [5 empty] | 0 |  | 0.0022723
| 0.0025275 |  | 0 |  | 0.00021453 |  | #REF! |  | 2.4493e-06 |  | 5.1023e-05 |  | 1.234e-05 |  | 0.00032308 |  | 0.00022705 |  | 0 |  | 0.00036714 |  | 0.0023085 |  | 0.0078986 |  | 0.0059472 | [5 empty] | 0 |  | 0.0023387
| 0.0025203 |  | 0 |  | 0.00023634 |  | #REF! |  | 2.4494e-06 |  | 3.1435e-05 |  | 1.2455e-05 |  | 0.0003337 |  | 0.00027004 |  | 0.00011127 |  | 0.00029786 |  | 0.0022938 |  | 0.0079111 |  | 0.0060597 | [5 empty] | 0 |  | 0.0023991
| 0.0024689 |  | 0 |  | 6.8002e-05 |  | #REF! |  | 2.4496e-06 |  | 9.9643e-06 |  | 1.0453e-05 |  | 0.0003386 |  | 0.00024542 |  | 0.00011128 |  | 0.00030864 |  | 0.0022767 |  | 0.0079394 |  | 0.0062231 | [5 empty] | 0 |  | 0.0024704
| 0.0024273 |  | 0 |  | 0.00020454 |  | #REF! |  | 2.4494e-06 |  | -2.9062e-05 |  | 1.1718e-05 |  | 0.00033452 |  | 0.00022319 |  | 2.2284e-05 |  | 0.00037558 |  | 0.0023309 |  | 0.0079677 |  | 0.0064139 | [5 empty] | 0 |  | 0.0025302
| 0.0024904 |  | 0 |  | 0.00026752 |  | #REF! |  | 8.1657e-07 |  | -2.5529e-05 |  | 1.239e-05 |  | 0.0003313 |  | 0.00020297 |  | 2.2285e-05 |  | 0.00037593 |  | 0.002252 |  | 0.0080114 |  | 0.0066205 | [5 empty] | 0 |  | 0.0025733
| 0.0025156 |  | 0 |  | 6.9477e-05 |  | #REF! |  | 8.1657e-07 |  | 8.5341e-06 |  | 1.1932e-05 |  | 0.00033046 |  | 0.00017048 |  | 0.00011129 |  | 0.0003555 |  | 0.0021801 |  | 0.008025 |  | 0.0068105 | [5 empty] | 0 |  | 0.0026114
| 0.0025232 |  | 0 |  | 0.00013646 |  | #REF! |  | 2.4497e-06 |  | 1.8239e-05 |  | 1.3278e-05 |  | 0.00033213 |  | 0.00019725 |  | 0.00013359 |  | 0.00037107 |  | 0.0023386 |  | 0.008054 |  | 0.006966 | [5 empty] | 0 |  | 0.0026264
| 0.002528 |  | 0 |  | -3.5552e-05 |  | #REF! |  | 2.9943e-06 |  | 8.7019e-05 |  | 1.0407e-05 |  | 0.00033211 |  | 0.00022152 |  | 2.2289e-05 |  | 0.00037682 |  | 0.0023165 |  | 0.0080995 |  | 0.0070743 | [5 empty] | 0 |  | 0.0026225
| 0.0025087 |  | 0 |  | -0.00033345 |  | #REF! |  | 2.9944e-06 |  | 2.2986e-06 |  | 1.2409e-05 |  | 0.00033052 |  | 0.00022335 |  | 0 |  | 0.00036701 |  | 0.0022165 |  | 0.0081269 |  | 0.0071157 | [5 empty] | 0 |  | 0.0026026
| 0.0025128 |  | 0 |  | -0.0003544 |  | #REF! |  | 2.45e-06 |  | -7.5975e-05 |  | 1.3986e-05 |  | 0.00032889 |  | 0.00022988 |  | 8.9189e-05 |  | 0.00034241 |  | 0.0022793 |  | 0.0081406 |  | 0.0070994 | [5 empty] | 0 |  | 0.002571
| 0.0024964 |  | 0 |  | -0.00016435 |  | #REF! |  | 8.1667e-07 |  | -3.4797e-05 |  | 1.1245e-05 |  | 0.00033297 |  | 0.00019963 |  | 0.00020052 |  | 0.00031781 |  | 0.0022081 |  | 0.008185 |  | 0.0070228 | [5 empty] | 0 |  | 0.002533
| 0.002446 |  | 0 |  | -0.00030765 |  | #REF! |  | 8.1677e-07 |  | -6.0082e-05 |  | 1.3643e-05 |  | 0.00034442 |  | 0.00019886 |  | 0.00022267 |  | 0.00032148 |  | 0.0021618 |  | 0.008214 |  | 0.0069045 | [5 empty] | 0 |  | 0.0024937
| 0.0024592 |  | 0 |  | -0.00047981 |  | #REF! |  | 8.1672e-07 |  | -1.1314e-05 |  | 1.0556e-05 |  | 0.00034852 |  | 0.0002153 |  | 0.00011135 |  | 0.00030914 |  | 0.0021933 |  | 0.0082288 |  | 0.0067663 | [5 empty] | 0 |  | 0.0024581
| 0.0024062 |  | 0 |  | -0.00035024 |  | #REF! |  | 8.1677e-07 |  | 6.5383e-05 |  | 1.3396e-05 |  | 0.0003477 |  | 0.00017865 |  | 0.00011136 |  | 0.00029264 |  | 0.0022721 |  | 0.0082721 |  | 0.0066155 | [5 empty] | 0 |  | 0.0024273
| 0.0023875 |  | 0 |  | 7.874e-05 |  | #REF! |  | 8.1682e-07 |  | 6.2005e-05 |  | 1.307e-05 |  | 0.00034038 |  | 0.00017654 |  | 0.00011136 |  | 0.00030157 |  | 0.0023633 |  | 0.0083015 |  | 0.0064769 | [5 empty] | 0 |  | 0.002403
| 0.0023875 |  | 0 |  | 0.00034223 |  | #REF! |  | 8.1682e-07 |  | 7.6861e-05 |  | 1.2101e-05 |  | 0.00033548 |  | 0.00019922 |  | 4.4577e-05 |  | 0.00030317 |  | 0.0022392 |  | 0.0083309 |  | 0.0063538 | [5 empty] | 0 |  | 0.0023846
| 0.0023975 |  | 0 |  | 1.8262e-05 |  | #REF! |  | 0 |  | 5.4381e-05 |  | 1.2545e-05 |  | 0.00033387 |  | 0.00019593 |  | 4.4581e-05 |  | 0.00027931 |  | 0.002085 |  | 0.0083616 |  | 0.0062646 | [5 empty] | 0 |  | 0.0023757
| 0.0024179 |  | 0 |  | 9.1298e-06 |  | #REF! |  | 0 |  | -3.7173e-05 |  | 1.1922e-05 |  | 0.00033142 |  | 0.00022454 |  | 0 |  | 0.0003061 |  | 0.0021236 |  | 0.0083897 |  | 0.0062071 | [5 empty] | 0 |  | 0.0023581
| 0.0024082 |  | 0 |  | -1.624e-05 |  | #REF! |  | 8.1692e-07 |  | -9.3059e-06 |  | 1.3991e-05 |  | 0.00033062 |  | 0.00023545 |  | 0 |  | 0.00036194 |  | 0.0021654 |  | 0.0084352 |  | 0.0061898 | [5 empty] | 0 |  | 0.0023517
| 0.0023993 |  | 0 |  | -0.0001675 |  | #REF! |  | 2.9954e-06 |  | -4.7195e-05 |  | 1.2776e-05 |  | 0.00033225 |  | 0.00022708 |  | 8.9223e-05 |  | 0.0003467 |  | 0.0021055 |  | 0.0084505 |  | 0.0062197 | [5 empty] | 0 |  | 0.0023316
| 0.0024157 |  | 0 |  | -0.00015996 |  | #REF! |  | 2.1786e-06 |  | -6.3428e-05 |  | 1.2794e-05 |  | 0.00033881 |  | 0.00027709 |  | 8.9227e-05 |  | 0.00030524 |  | 0.0022304 |  | 0.0084789 |  | 0.0062895 | [5 empty] | 0 |  | 0.0023147
| 0.0024134 |  | 0 |  | -0.00015953 |  | #REF! |  | 5.4465e-07 |  | 8.2048e-05 |  | 1.2876e-05 |  | 0.00034699 |  | 0.00025522 |  | 0 |  | 0.00029906 |  | 0.0023473 |  | 0.0085086 |  | 0.0064084 | [5 empty] | 0 |  | 0.0022998
| 0.0023857 |  | 0 |  | -0.00015398 |  | #REF! |  | 4.6298e-06 |  | 7.6012e-06 |  | 1.3862e-05 |  | 0.00035352 |  | 0.0002208 |  | 0 |  | 0.00032921 |  | 0.0022029 |  | 0.0085558 |  | 0.0065679 | [5 empty] | 0 |  | 0.0022787
| 0.0023727 |  | 0 |  | -0.00014434 |  | #REF! |  | 4.0851e-06 |  | -4.0341e-05 |  | 1.5242e-05 |  | 0.00036253 |  | 0.000228 |  | 0.00011142 |  | 0.00036223 |  | 0.0022868 |  | 0.0085685 |  | 0.0067714 | [5 empty] | 0 |  | 0.0022535
| 0.0023874 |  | 0 |  | 1.5449e-05 |  | #REF! |  | 0 |  | 3.7889e-05 |  | 1.3485e-05 |  | 0.00036498 |  | 0.00021712 |  | 0.00015607 |  | 0.00033737 |  | 0.0023169 |  | 0.0086147 |  | 0.0070205 | [5 empty] | 0 |  | 0.0022409
| 0.0023891 |  | 0 |  | 6.4065e-05 |  | #REF! |  | 5.4475e-07 |  | 3.8348e-05 |  | 1.2122e-05 |  | 0.00035109 |  | 0.00022312 |  | 6.6964e-05 |  | 0.00030506 |  | 0.0021509 |  | 0.00863 |  | 0.0072987 | [5 empty] | 0 |  | 0.002228
| 0.0024857 |  | 0 |  | 4.2869e-05 |  | #REF! |  | 1.3619e-06 |  | 7.3074e-05 |  | 1.3322e-05 |  | 0.00033072 |  | 0.00023663 |  | 8.9259e-05 |  | 0.00032891 |  | 0.0021612 |  | 0.008675 |  | 0.0076041 | [5 empty] | 0 |  | 0.0022154
| 0.0024825 |  | 0 |  | 0.00010909 |  | #REF! |  | 8.1712e-07 |  | -7.8198e-06 |  | 1.173e-05 |  | 0.00032174 |  | 0.00024642 |  | 0.00017839 |  | 0.00040697 |  | 0.0022604 |  | 0.0087069 |  | 0.0079104 | [5 empty] | 0 |  | 0.0022174
| 0.0024465 |  | 0 |  | 3.7547e-05 |  | #REF! |  | 2.4515e-06 |  | -6.8007e-05 |  | 1.4884e-05 |  | 0.00033317 |  | 0.00021409 |  | 0.0002229 |  | 0.00049556 |  | 0.0021939 |  | 0.0087196 |  | 0.0082102 | [5 empty] | 0 |  | 0.0022185
| 0.0024573 |  | 0 |  | -0.0003802 |  | #REF! |  | 4.6309e-06 |  | -1.9573e-06 |  | 1.3735e-05 |  | 0.00034626 |  | 0.00018843 |  | 0.00022292 |  | 0.00047138 |  | 0.0021812 |  | 0.0087679 |  | 0.008475 | [5 empty] | 0 |  | 0.0022219
| 0.0024328 |  | 0 |  | -0.00036887 |  | #REF! |  | 4.6309e-06 |  | -5.5385e-05 |  | 1.2059e-05 |  | 0.00034789 |  | 0.00018329 |  | 0.00011147 |  | 0.00035641 |  | 0.0021797 |  | 0.0087974 |  | 0.0086964 | [5 empty] | 0 |  | 0.0022255
| 0.0024125 |  | 0 |  | -7.1046e-05 |  | #REF! |  | 2.9965e-06 |  | -3.3785e-05 |  | 1.3095e-05 |  | 0.0003422 |  | 0.00018156 |  | 0 |  | 0.00028035 |  | 0.0021774 |  | 0.0088279 |  | 0.008872 | [5 empty] | 0 |  | 0.0022275
| 0.0025156 |  | 0 |  | 1.6882e-06 |  | #REF! |  | 1.3621e-06 |  | -5.2858e-05 |  | 1.1699e-05 |  | 0.0003365 |  | 0.00019776 |  | 0 |  | 0.00027516 |  | 0.0022187 |  | 0.0088598 |  | 0.008986 | [5 empty] | 0 |  | 0.0022261
| 0.0027051 |  | 0 |  | -3.0154e-05 |  | #REF! |  | 8.1732e-07 |  | 1.2121e-06 |  | 1.2538e-05 |  | 0.00033813 |  | 0.00022572 |  | 0 |  | 0.00029208 |  | 0.0021537 |  | 0.0088896 |  | 0.0090509 | [5 empty] | 0 |  | 0.0022205
| 0.0027216 |  | 0 |  | 3.8324e-05 |  | #REF! |  | 0 |  | 2.881e-05 |  | 1.2603e-05 |  | 0.00033979 |  | 0.00019172 |  | 2.2326e-05 |  | 0.00028833 |  | 0.0020996 |  | 0.0089222 |  | 0.0090572 | [5 empty] | 0 |  | 0.0022101
| 0.0025492 |  | 0 |  | -8.442e-05 |  | #REF! |  | 5.4491e-07 |  | -7.1777e-05 |  | 1.3804e-05 |  | 0.00033734 |  | 0.00018737 |  | 2.2327e-05 |  | 0.00031175 |  | 0.0021004 |  | 0.008952 |  | 0.0090237 | [5 empty] | 0 |  | 0.0022002
| 0.0025478 |  | 0 |  | -0.00022475 |  | #REF! |  | 5.4491e-07 |  | -0.00011666 |  | 1.4643e-05 |  | 0.00033491 |  | 0.00026714 |  | 0 |  | 0.0003912 |  | 0.0021099 |  | 0.0090014 |  | 0.0089421 | [5 empty] | 0 |  | 0.0021787
| 0.0027879 |  | 0 |  | 3.4511e-07 |  | #REF! |  | 0 |  | -0.00013391 |  | 1.2753e-05 |  | 0.00033818 |  | 0.00027205 |  | 2.233e-05 |  | 0.00045853 |  | 0.0022112 |  | 0.0090158 |  | 0.008859 | [5 empty] | 0 |  | 0.0021628
| 0.0027995 |  | 0 |  | 9.8251e-05 |  | #REF! |  | 2.4523e-06 |  | -1.8246e-05 |  | 1.1899e-05 |  | 0.00034718 |  | 0.00025806 |  | 6.697e-05 |  | 0.00046152 |  | 0.002228 |  | 0.0090459 |  | 0.0087634 | [5 empty] | 0 |  | 0.0021554
| 0.0027717 |  | 0 |  | 0.00013772 |  | #REF! |  | 2.4524e-06 |  | 2.8502e-05 |  | 1.162e-05 |  | 0.0003529 |  | 0.00024841 |  | 0.00015617 |  | 0.00041591 |  | 0.0021946 |  | 0.0090959 |  | 0.0086903 | [5 empty] | 0 |  | 0.0021443
| 0.0024729 |  | 0 |  | 7.8993e-05 |  | #REF! |  | 8.1747e-07 |  | -2.5702e-05 |  | 1.2426e-05 |  | 0.00035537 |  | 0.00023905 |  | 0.00022306 |  | 0.00040259 |  | 0.0022929 |  | 0.009109 |  | 0.0086605 | [5 empty] | 0 |  | 0.0021465
| 0.0026201 |  | 0 |  | -5.111e-06 |  | #REF! |  | 8.1752e-07 |  | 4.3829e-05 |  | 1.4695e-05 |  | 0.00034968 |  | 0.00024772 |  | 0.00011154 |  | 0.00040226 |  | 0.0022019 |  | 0.0091424 |  | 0.0086945 | [5 empty] | 0 |  | 0.0021621
| 0.0027999 |  | 0 |  | -5.6247e-05 |  | #REF! |  | 8.1752e-07 |  | 0.00012233 |  | 1.2723e-05 |  | 0.00034314 |  | 0.00023647 |  | 0 |  | 0.00039815 |  | 0.0020477 |  | 0.0091901 |  | 0.0087919 | [5 empty] | 0 |  | 0.0021803
| 0.0027753 |  | 0 |  | -4.7551e-05 |  | #REF! |  | 8.1757e-07 |  | 0.00011225 |  | 1.3578e-05 |  | 0.00033824 |  | 0.00022311 |  | 4.4676e-05 |  | 0.00043354 |  | 0.0021053 |  | 0.0092235 |  | 0.0089426 | [5 empty] | 0 |  | 0.0021992
| 0.0026317 |  | 0 |  | 0.00010842 |  | #REF! |  | 2.4527e-06 |  | 9.5327e-05 |  | 1.205e-05 |  | 0.00033989 |  | 0.0002652 |  | 0.00015624 |  | 0.00045524 |  | 0.0021829 |  | 0.0092385 |  | 0.0091406 | [5 empty] | 0 |  | 0.0022294
| 0.0025943 |  | 0 |  | 6.7664e-05 |  | #REF! |  | 2.9979e-06 |  | 1.2434e-05 |  | 1.1886e-05 |  | 0.00033828 |  | 0.00024655 |  | 0.00022313 |  | 0.00040231 |  | 0.0021589 |  | 0.0092867 |  | 0.0093752 | [5 empty] | 0 |  | 0.0022476
| 0.0024766 |  | 0 |  | -0.00011946 |  | #REF! |  | 1.3628e-06 |  | -7.9552e-05 |  | 1.266e-05 |  | 0.00032929 |  | 0.00018297 |  | 0.00022315 |  | 0.00036174 |  | 0.0021693 |  | 0.0093204 |  | 0.0096143 | [5 empty] | 0 |  | 0.00227
| 0.0024923 |  | 0 |  | -0.00038919 |  | #REF! |  | 8.1762e-07 |  | -9.9609e-05 |  | 1.3153e-05 |  | 0.00032931 |  | 0.00020953 |  | 0.00020097 |  | 0.00041901 |  | 0.0022207 |  | 0.0093531 |  | 0.009844 | [5 empty] | 0 |  | 0.0022783
| 0.0025381 |  | 0 |  | -0.0002555 |  | #REF! |  | 8.1772e-07 |  | -3.0145e-05 |  | 1.4124e-05 |  | 0.00033503 |  | 0.00020489 |  | 0.00013411 |  | 0.00044307 |  | 0.0022456 |  | 0.0093843 |  | 0.010051 | [5 empty] | 0 |  | 0.0022772
| 0.0024941 |  | 0 |  | 0.00010697 |  | #REF! |  | 8.1772e-07 |  | 2.5942e-06 |  | 1.2151e-05 |  | 0.00034159 |  | 0.00020318 |  | 4.4714e-05 |  | 0.00038534 |  | 0.0022224 |  | 0.0094184 |  | 0.010211 | [5 empty] | 0 |  | 0.0022671
| 0.0025923 |  | 0 |  | -2.0854e-05 |  | #REF! |  | 2.4532e-06 |  | -2.1296e-05 |  | 1.3122e-05 |  | 0.00034243 |  | 0.00025454 |  | 0 |  | 0.00038933 |  | 0.002224 |  | 0.0094515 |  | 0.010291 | [5 empty] | 0 |  | 0.0022512
| 0.0026536 |  | 0 |  | -0.00011125 |  | #REF! |  | 2.9985e-06 |  | 4.1056e-05 |  | 1.2925e-05 |  | 0.00034406 |  | 0.00025538 |  | 0 |  | 0.00044041 |  | 0.0022627 |  | 0.009483 |  | 0.010315 | [5 empty] | 0 |  | 0.002232
| 0.0025482 |  | 0 |  | -0.00038716 |  | #REF! |  | 1.3629e-06 |  | 4.6992e-05 |  | 1.1906e-05 |  | 0.00034978 |  | 0.00024191 |  | 2.2327e-05 |  | 0.00044382 |  | 0.0022234 |  | 0.0095175 |  | 0.010242 | [5 empty] | 0 |  | 0.0022151
| 0.002313 |  | 0 |  | -0.00026106 |  | #REF! |  | 1.363e-06 |  | 1.4412e-05 |  | 1.2729e-05 |  | 0.00035879 |  | 0.00020984 |  | 2.2328e-05 |  | 0.00040338 |  | 0.0021012 |  | 0.0095509 |  | 0.010118 | [5 empty] | 0 |  | 0.0022044
| 0.0022894 |  | 0 |  | 0.00026476 |  | #REF! |  | 1.3631e-06 |  | -3.9305e-06 |  | 1.2878e-05 |  | 0.000358 |  | 0.0001865 |  | 0.00011163 |  | 0.000377 |  | 0.0021382 |  | 0.0095827 |  | 0.0099539 | [5 empty] | 0 |  | 0.0022028
| 0.0023842 |  | 0 |  | 8.263e-05 |  | #REF! |  | 2.9988e-06 |  | -8.3005e-05 |  | 1.2417e-05 |  | 0.00034656 |  | 0.00025658 |  | 0.00022327 |  | 0.00036538 |  | 0.0021036 |  | 0.0096356 |  | 0.0097781 | [5 empty] | 0 |  | 0.0022116
| 0.002385 |  | 0 |  | -0.00038352 |  | #REF! |  | 2.181e-06 |  | -8.1655e-05 |  | 1.2845e-05 |  | 0.00033511 |  | 0.00027434 |  | 0.00011164 |  | 0.00035019 |  | 0.0020899 |  | 0.0096513 |  | 0.0096312 | [5 empty] | 0 |  | 0.0022289
| 0.0023353 |  | 0 |  | -0.00024863 |  | #REF! |  | 5.4528e-07 |  | -5.5024e-05 |  | 1.2682e-05 |  | 0.00033513 |  | 0.00031626 |  | 0 |  | 0.00038318 |  | 0.0022487 |  | 0.0097032 |  | 0.0095459 | [5 empty] | 0 |  | 0.002259
| 0.002324 |  | 0 |  | 0.00010481 |  | #REF! |  | 1.3633e-06 |  | -9.3638e-05 |  | 1.2978e-05 |  | 0.00034742 |  | 0.00033231 |  | 6.7096e-05 |  | 0.00041976 |  | 0.0022149 |  | 0.0097188 |  | 0.0095218 | [5 empty] | 0 |  | 0.002284
| 0.0023453 |  | 0 |  | 6.6706e-05 |  | #REF! |  | 8.1797e-07 |  | -0.00012069 |  | 1.4772e-05 |  | 0.00035069 |  | 0.00023351 |  | 6.7102e-05 |  | 0.00045304 |  | 0.0021407 |  | 0.0097696 |  | 0.0095717 | [5 empty] | 0 |  | 0.0023137
| 0.0023413 |  | 0 |  | 9.4854e-05 |  | #REF! |  | 0 |  | -0.00010417 |  | 1.1696e-05 |  | 0.00035152 |  | 0.00015735 |  | 0 |  | 0.00050692 |  | 0.0021665 |  | 0.0097869 |  | 0.0096724 | [5 empty] | 0 |  | 0.002347
| 0.0022939 |  | 0 |  | -9.7584e-05 |  | #REF! |  | 0 |  | -9.6549e-06 |  | 1.2602e-05 |  | 0.00035234 |  | 0.0002115 |  | 0 |  | 0.00053885 |  | 0.0022514 |  | 0.0098394 |  | 0.0098167 | [5 empty] | 0 |  | 0.0023671
| 0.0023562 |  | 0 |  | -0.00021535 |  | #REF! |  | 8.1807e-07 |  | 4.7317e-05 |  | 1.2536e-05 |  | 0.00033029 |  | 0.00025703 |  | 0 |  | 0.00053223 |  | 0.0022264 |  | 0.0098739 |  | 0.0099981 | [5 empty] | 0 |  | 0.002392
| 0.0024054 |  | 0 |  | -2.5135e-06 |  | #REF! |  | 1.3634e-06 |  | 9.9034e-05 |  | 1.4231e-05 |  | 0.00030824 |  | 0.00018557 |  | 0 |  | 0.00047917 |  | 0.0021609 |  | 0.0099084 |  | 0.010189 | [5 empty] | 0 |  | 0.0024027
| 0.0027888 |  | 0 |  | -0.00011689 |  | #REF! |  | 2.9998e-06 |  | 0.00010786 |  | 1.415e-05 |  | 0.00030251 |  | 0.00023696 |  | 0 |  | 0.00044673 |  | 0.0021738 |  | 0.0099243 |  | 0.01039 | [5 empty] | 0 |  | 0.0024198
| 0.0037258 |  | 0 |  | -0.00022408 |  | #REF! |  | 2.9998e-06 |  | 4.1814e-05 |  | 1.262e-05 |  | 0.00032622 |  | 0.00031706 |  | 4.4734e-05 |  | 0.00046041 |  | 0.0021795 |  | 0.0099777 |  | 0.010569 | [5 empty] | 0 |  | 0.0024275
| 0.0040564 |  | 0 |  | -6.0756e-05 |  | #REF! |  | 5.4541e-07 |  | 1.8133e-05 |  | 1.3855e-05 |  | 0.00035077 |  | 0.00027139 |  | 0.00015645 |  | 0.00045401 |  | 0.0022914 |  | 0.010011 |  | 0.010718 | [5 empty] | 0 |  | 0.0024276
| 0.0041081 |  | 0 |  | -7.9761e-05 |  | #REF! |  | 2.1819e-06 |  | -2.0606e-05 |  | 1.3015e-05 |  | 0.00035243 |  | 0.00018287 |  | 0.00013408 |  | 0.00046489 |  | 0.0023505 |  | 0.010048 |  | 0.010801 | [5 empty] | 0 |  | 0.0024361
| 0.0040264 |  | 0 |  | 0.00011397 |  | #REF! |  | 4.6363e-06 |  | 4.6392e-05 |  | 1.3988e-05 |  | 0.00035897 |  | 0.00018411 |  | 2.2371e-05 |  | 0.0004934 |  | 0.0022551 |  | 0.010101 |  | 0.010811 | [5 empty] | 0 |  | 0.0024368
| 0.0040623 |  | 0 |  | 0.00021373 |  | #REF! |  | 4.6366e-06 |  | 3.5454e-05 |  | 1.3181e-05 |  | 0.00036388 |  | 0.00020891 |  | 0 |  | 0.00049592 |  | 0.0021065 |  | 0.010118 |  | 0.010749 | [5 empty] | 0 |  | 0.0024375
| 0.0038486 |  | 0 |  | 8.6879e-05 |  | #REF! |  | 2.182e-06 |  | -4.087e-05 |  | 1.3462e-05 |  | 0.00035738 |  | 0.00017914 |  | 0 |  | 0.00052496 |  | 0.0021829 |  | 0.010154 |  | 0.01061 | [5 empty] | 0 |  | 0.0024368
| 0.0039236 |  | 0 |  | -3.5797e-05 |  | #REF! |  | 2.182e-06 |  | -1.4088e-05 |  | 1.3578e-05 |  | 0.00034754 |  | 0.00021011 |  | 0 |  | 0.00057889 |  | 0.0022462 |  | 0.010189 |  | 0.01043 | [5 empty] | 0 |  | 0.0024375
| 0.0042577 |  | 0 |  | -0.00030367 |  | #REF! |  | 2.1822e-06 |  | 3.112e-05 |  | 1.4516e-05 |  | 0.00034431 |  | 0.00023836 |  | 0 |  | 0.00058939 |  | 0.0021602 |  | 0.010244 |  | 0.010227 | [5 empty] | 0 |  | 0.002439
| 0.0043867 |  | 0 |  | -0.00032686 |  | #REF! |  | 5.4555e-07 |  | -2.135e-05 |  | 1.3661e-05 |  | 0.00035084 |  | 0.0002281 |  | 0.00011176 |  | 0.00054831 |  | 0.0021658 |  | 0.01026 |  | 0.010051 | [5 empty] | 0 |  | 0.0024431
| 0.0045443 |  | 0 |  | -0.00020015 |  | #REF! |  | 1.3639e-06 |  | -0.00013822 |  | 1.399e-05 |  | 0.00036151 |  | 0.00019557 |  | 0.00022352 |  | 0.00053586 |  | 0.002012 |  | 0.010296 |  | 0.0099228 | [5 empty] | 0 |  | 0.0024472
| 0.0043125 |  | 0 |  | -2.9027e-05 |  | #REF! |  | 8.1837e-07 |  | -8.2437e-05 |  | 1.335e-05 |  | 0.00036067 |  | 0.00023544 |  | 0.00011177 |  | 0.00055993 |  | 0.0020388 |  | 0.010351 |  | 0.0098717 | [5 empty] | 0 |  | 0.0024517
| 0.0042582 |  | 0 |  | -0.00011897 |  | #REF! |  | 2.4553e-06 |  | 3.6359e-05 |  | 1.2725e-05 |  | 0.00035335 |  | 0.00027378 |  | 0 |  | 0.00054409 |  | 0.0021805 |  | 0.010368 |  | 0.0099123 | [5 empty] | 0 |  | 0.0024555
| 0.0045871 |  | 0 |  | 0.00011526 |  | #REF! |  | 3.0009e-06 |  | 6.8105e-05 |  | 1.3004e-05 |  | 0.00034681 |  | 0.00027303 |  | 0 |  | 0.00049238 |  | 0.0021894 |  | 0.010424 |  | 0.010021 | [5 empty] | 0 |  | 0.0024551
| 0.0048161 |  | 0 |  | 0.00027302 |  | #REF! |  | 1.3641e-06 |  | -5.6832e-05 |  | 1.3894e-05 |  | 0.00034681 |  | 0.00030152 |  | 0.00011179 |  | 0.00047086 |  | 0.002222 |  | 0.01046 |  | 0.010186 | [5 empty] | 0 |  | 0.0024562
| 0.0048311 |  | 0 |  | -1.5788e-05 |  | #REF! |  | 3.001e-06 |  | -6.1011e-05 |  | 1.1952e-05 |  | 0.00035338 |  | 0.0002419 |  | 0.0001118 |  | 0.00047666 |  | 0.0022311 |  | 0.010497 |  | 0.010359 | [5 empty] | 0 |  | 0.0024413
| 0.0048559 |  | 0 |  | 8.636e-05 |  | #REF! |  | 4.6383e-06 |  | 8.4985e-06 |  | 1.1739e-05 |  | 0.00035831 |  | 0.00016992 |  | 0 |  | 0.00049448 |  | 0.0022507 |  | 0.010514 |  | 0.01052 | [5 empty] | 0 |  | 0.0024276
| 0.004514 |  | 0 |  | 0.00015303 |  | #REF! |  | 3.0014e-06 |  | -9.446e-05 |  | 1.3106e-05 |  | 0.00036321 |  | 0.00024476 |  | 0 |  | 0.00053136 |  | 0.0022589 |  | 0.01057 |  | 0.010633 | [5 empty] | 0 |  | 0.0024143
| 0.004496 |  | 0 |  | -2.706e-05 |  | #REF! |  | 1.3642e-06 |  | -5.885e-05 |  | 1.365e-05 |  | 0.0003673 |  | 0.00027909 |  | 0.00011182 |  | 0.00057183 |  | 0.00216 |  | 0.010607 |  | 0.010696 | [5 empty] | 0 |  | 0.0023896
| 0.0045936 |  | 0 |  | -0.00011756 |  | #REF! |  | 1.3644e-06 |  | -5.5778e-06 |  | 1.3041e-05 |  | 0.00036569 |  | 0.00019713 |  | 0.00022364 |  | 0.00056108 |  | 0.0021216 |  | 0.010646 |  | 0.010727 | [5 empty] | 0 |  | 0.0023749
| 0.0045456 |  | 0 |  | -0.00018461 |  | #REF! |  | 1.3644e-06 |  | 9.4544e-07 |  | 1.0934e-05 |  | 0.00036326 |  | 0.00019542 |  | 0.00020142 |  | 0.00047869 |  | 0.0021902 |  | 0.010681 |  | 0.010734 | [5 empty] | 0 |  | 0.0023533
| 0.0044794 |  | 0 |  | -0.00033254 |  | #REF! |  | 8.1862e-07 |  | -1.357e-05 |  | 1.1181e-05 |  | 0.00036244 |  | 0.00021298 |  | 8.9598e-05 |  | 0.00040776 |  | 0.0020601 |  | 0.010719 |  | 0.010755 | [5 empty] | 0 |  | 0.0023457
| 0.0051007 |  | 0 |  | -0.00021307 |  | #REF! |  | 0 |  | -3.2315e-05 |  | 1.3916e-05 |  | 0.00036083 |  | 0.00024405 |  | 0.00011184 |  | 0.00044482 |  | 0.002014 |  | 0.010756 |  | 0.010791 | [5 empty] | 0 |  | 0.0023379
| 0.0051645 |  | 0 |  | -6.2087e-05 |  | #REF! |  | 0 |  | -1.9876e-05 |  | 1.2961e-05 |  | 0.00035674 |  | 0.0002366 |  | 0.0002237 |  | 0.00050797 |  | 0.0021468 |  | 0.010814 |  | 0.01086 | [5 empty] | 0 |  | 0.002332
| 0.0047205 |  | 0 |  | -0.00024873 |  | #REF! |  | 2.4562e-06 |  | -8.5006e-05 |  | 1.2533e-05 |  | 0.00035103 |  | 0.00021549 |  | 0.0002237 |  | 0.00051439 |  | 0.0020836 |  | 0.010831 |  | 0.010935 | [5 empty] | 0 |  | 0.0023405
| 0.0047287 |  | 0 |  | -0.00015151 |  | #REF! |  | 2.4563e-06 |  | -4.9406e-05 |  | 1.2303e-05 |  | 0.00034694 |  | 0.00020144 |  | 0.00022373 |  | 0.00051288 |  | 0.002072 |  | 0.010869 |  | 0.011002 | [5 empty] | 0 |  | 0.0023482
| 0.0055415 |  | 0 |  | 0.0002646 |  | #REF! |  | 8.1877e-07 |  | 4.1622e-05 |  | 1.2616e-05 |  | 0.00035187 |  | 0.0001872 |  | 0.00022373 |  | 0.00052765 |  | 0.0020826 |  | 0.010929 |  | 0.011046 | [5 empty] | 0 |  | 0.0023575
| 0.0055243 |  | 0 |  | 0.00010933 |  | #REF! |  | 8.1877e-07 |  | 4.2738e-05 |  | 1.3572e-05 |  | 0.00036005 |  | 0.00025227 |  | 0.00011187 |  | 0.00054997 |  | 0.0020999 |  | 0.010945 |  | 0.011036 | [5 empty] | 0 |  | 0.0023664
| 0.0055067 |  | 0 |  | 9.5473e-05 |  | #REF! |  | 2.4565e-06 |  | 5.7441e-05 |  | 1.2717e-05 |  | 0.00036335 |  | 0.0002652 |  | 0 |  | 0.00056082 |  | 0.0022526 |  | 0.011003 |  | 0.010984 | [5 empty] | 0 |  | 0.0023739
| 0.0059154 |  | 0 |  | 0.00025939 |  | #REF! |  | 3.0023e-06 |  | -5.6676e-06 |  | 1.2832e-05 |  | 0.00036419 |  | 0.00026512 |  | 0 |  | 0.00053014 |  | 0.0021112 |  | 0.011021 |  | 0.010886 | [5 empty] | 0 |  | 0.0023775
| 0.0059269 |  | 0 |  | 5.3623e-05 |  | #REF! |  | 4.6402e-06 |  | -1.6977e-06 |  | 1.2306e-05 |  | 0.00036664 |  | 0.00027767 |  | 0 |  | 0.0004937 |  | 0.0019819 |  | 0.01108 |  | 0.010777 | [5 empty] | 0 |  | 0.0023766
| 0.0059735 |  | 0 |  | -9.2555e-05 |  | #REF! |  | 4.0946e-06 |  | 5.2395e-05 |  | 1.3245e-05 |  | 0.00036828 |  | 0.00023675 |  | 0 |  | 0.00046133 |  | 0.0021103 |  | 0.01112 |  | 0.010665 | [5 empty] | 0 |  | 0.0023719
| 0.005969 |  | 0 |  | -3.5118e-05 |  | #REF! |  | 2.4568e-06 |  | 4.8875e-06 |  | 1.2999e-05 |  | 0.00036257 |  | 0.00021836 |  | 0 |  | 0.0004356 |  | 0.0021539 |  | 0.011136 |  | 0.01058 | [5 empty] | 0 |  | 0.0023623
| 0.0061518 |  | 0 |  | -0.00010391 |  | #REF! |  | 2.4568e-06 |  | -5.1072e-05 |  | 1.3065e-05 |  | 0.00035687 |  | 0.00025915 |  | 0 |  | 0.00044094 |  | 0.0021093 |  | 0.011196 |  | 0.010546 | [5 empty] | 0 |  | 0.0023484
| 0.0058064 |  | 0 |  | -0.0001593 |  | #REF! |  | 2.4569e-06 |  | -8.8008e-05 |  | 1.2389e-05 |  | 0.00035932 |  | 0.00027773 |  | 2.2411e-05 |  | 0.00046777 |  | 0.0021389 |  | 0.011237 |  | 0.010557 | [5 empty] | 0 |  | 0.0023368
| 0.0058334 |  | 0 |  | -8.0494e-05 |  | #REF! |  | 3.0031e-06 |  | 7.5214e-06 |  | 1.216e-05 |  | 0.00036833 |  | 0.00023289 |  | 2.2412e-05 |  | 0.00047633 |  | 0.0021785 |  | 0.011274 |  | 0.01063 | [5 empty] | 0 |  | 0.0023121
| 0.0061121 |  | 0 |  | -0.00024317 |  | #REF! |  | 1.365e-06 |  | 2.9694e-05 |  | 1.2177e-05 |  | 0.00036753 |  | 0.00021979 |  | 0 |  | 0.00048699 |  | 0.0021049 |  | 0.011313 |  | 0.010747 | [5 empty] | 0 |  | 0.0022897
| 0.0061821 |  | 0 |  | -0.00033752 |  | #REF! |  | 8.1902e-07 |  | -3.5055e-05 |  | 1.2292e-05 |  | 0.00035773 |  | 0.00020816 |  | 0.00011194 |  | 0.00052039 |  | 0.002071 |  | 0.011354 |  | 0.010916 | [5 empty] | 0 |  | 0.0022707
| 0.0058866 |  | 0 |  | -0.00010047 |  | #REF! |  | 2.4572e-06 |  | -2.1166e-05 |  | 1.1915e-05 |  | 0.00035364 |  | 0.00022585 |  | 0.0002239 |  | 0.00055007 |  | 0.0021677 |  | 0.011391 |  | 0.011119 | [5 empty] | 0 |  | 0.0022391
| 0.0055529 |  | 0 |  | -0.0001379 |  | #REF! |  | 3.0034e-06 |  | -1.0944e-05 |  | 1.2656e-05 |  | 0.00035939 |  | 0.00020062 |  | 0.0002239 |  | 0.00055419 |  | 0.0020948 |  | 0.011431 |  | 0.011356 | [5 empty] | 0 |  | 0.0022153
| 0.0055169 |  | 0 |  | -0.000117 |  | #REF! |  | 3.0034e-06 |  | -2.9425e-05 |  | 1.2723e-05 |  | 0.00037167 |  | 0.00017958 |  | 0.00013438 |  | 0.0005392 |  | 0.0020582 |  | 0.011494 |  | 0.011631 | [5 empty] | 0 |  | 0.0021817
| 0.0055442 |  | 0 |  | 1.5278e-05 |  | #REF! |  | 3.0034e-06 |  | 6.6443e-06 |  | 1.1685e-05 |  | 0.00037578 |  | 0.00023462 |  | 2.2421e-05 |  | 0.00052734 |  | 0.0021253 |  | 0.01151 |  | 0.01193 | [5 empty] | 0 |  | 0.0021602
| 0.0055025 |  | -0.00013956 |  | 2.3822e-05 |  | #REF! |  | 3.0036e-06 |  | 3.8954e-05 |  | 1.3152e-05 |  | 0.00037496 |  | 0.00022757 |  | 8.9706e-05 |  | 0.00055745 |  | 0.0021368 |  | 0.01155 |  | 0.012228 | [5 empty] | 0 |  | 0.0021387
| 0.0055274 |  | -0.00010107 |  | 0.00013356 |  | #REF! |  | 3.0038e-06 |  | -1.1249e-05 |  | 1.1702e-05 |  | 0.00037253 |  | 0.00024987 |  | 0.00015701 |  | 0.00062889 |  | 0.0020198 |  | 0.011613 |  | 0.012553 | [5 empty] | 0 |  | 0.0021209
| 0.0055388 |  | -5.2608e-05 |  | 0.0001043 |  | #REF! |  | 3.0038e-06 |  | 1.2779e-05 |  | 1.3318e-05 |  | 0.00037007 |  | 0.00028644 |  | 0.00017929 |  | 0.00064777 |  | 0.0020562 |  | 0.01163 |  | 0.012838 | [5 empty] | 0 |  | 0.0021228
| 0.0055564 |  | -6.3303e-05 |  | -0.0002344 |  | #REF! |  | 2.4578e-06 |  | 1.9706e-05 |  | 1.3615e-05 |  | 0.00036764 |  | 0.00025129 |  | 0.00011199 |  | 0.00060964 |  | 0.0022047 |  | 0.011694 |  | 0.01311 | [5 empty] | 0 |  | 0.0021339
| 0.0056018 |  | -6.7515e-05 |  | -0.00020861 |  | #REF! |  | 8.1927e-07 |  | -3.3274e-05 |  | 1.2841e-05 |  | 0.00036029 |  | 0.00023177 |  | 0.000112 |  | 0.00060631 |  | 0.0020734 |  | 0.01171 |  | 0.013332 | [5 empty] | 0 |  | 0.0021574
| 0.0056886 |  | -4.7431e-05 |  | 0.00016895 |  | #REF! |  | 1.3654e-06 |  | -4.7971e-05 |  | 1.355e-05 |  | 0.00035211 |  | 0.00024231 |  | 0.00011201 |  | 0.00064614 |  | 0.0021331 |  | 0.011775 |  | 0.013484 | [5 empty] | 0 |  | 0.0021921
| 0.0057213 |  | -1.8223e-05 |  | -6.8049e-05 |  | #REF! |  | 5.4621e-07 |  | -9.4105e-06 |  | 1.1457e-05 |  | 0.00035047 |  | 0.00022615 |  | 0.00011202 |  | 0.00062151 |  | 0.0021472 |  | 0.011814 |  | 0.013572 | [5 empty] | 0 |  | 0.0022306
| 0.0057945 |  | -3.7871e-05 |  | -0.00013738 |  | #REF! |  | 2.185e-06 |  | 6.653e-07 |  | 1.2909e-05 |  | 0.00035622 |  | 0.00023479 |  | 0.00011202 |  | 0.00049076 |  | 0.0020764 |  | 0.011832 |  | 0.013612 | [5 empty] | 0 |  | 0.0022823
| 0.0057601 |  | -7.7464e-05 |  | -3.5803e-05 |  | #REF! |  | 2.185e-06 |  | 2.1665e-06 |  | 1.3387e-05 |  | 0.00036523 |  | 0.00023296 |  | 0.00011202 |  | 0.00041304 |  | 0.0021113 |  | 0.011897 |  | 0.013602 | [5 empty] | 0 |  | 0.0023324
| 0.0059726 |  | -7.1018e-05 |  | -0.00016625 |  | #REF! |  | 5.4628e-07 |  | 1.0808e-07 |  | 1.2119e-05 |  | 0.00037426 |  | 0.00025965 |  | 0.00013449 |  | 0.00045512 |  | 0.0022011 |  | 0.011936 |  | 0.013585 | [5 empty] | 0 |  | 0.0023658
| 0.006326 |  | -6.2828e-05 |  | 7.409e-05 |  | #REF! |  | 1.3657e-06 |  | 4.3344e-05 |  | 1.2003e-05 |  | 0.00038165 |  | 0.00025826 |  | 2.2457e-05 |  | 0.00047778 |  | 0.002202 |  | 0.011979 |  | 0.013567 | [5 empty] | 0 |  | 0.0023945
| 0.0063432 |  | -2.7056e-05 |  | 0.00020863 |  | #REF! |  | 3.0045e-06 |  | 6.5713e-05 |  | 1.1905e-05 |  | 0.00038329 |  | 0.00018078 |  | 0 |  | 0.00046791 |  | 0.0021535 |  | 0.012018 |  | 0.013571 | [5 empty] | 0 |  | 0.0024097
| 0.0062862 |  | -2.4012e-05 |  | -0.0001259 |  | #REF! |  | 2.1854e-06 |  | 3.6512e-05 |  | 1.2202e-05 |  | 0.0003784 |  | 0.00017762 |  | 4.4876e-05 |  | 0.00048608 |  | 0.0023179 |  | 0.012062 |  | 0.013611 | [5 empty] | 0 |  | 0.002412
| 0.0065262 |  | -4.1585e-05 |  | -0.00011522 |  | #REF! |  | 0 |  | 1.8843e-05 |  | 1.1707e-05 |  | 0.00037021 |  | 0.00021354 |  | 4.4878e-05 |  | 0.0004893 |  | 0.0022577 |  | 0.012101 |  | 0.013666 | [5 empty] | 0 |  | 0.0024029
| 0.0066572 |  | -1.4309e-06 |  | -9.9123e-05 |  | #REF! |  | 8.1952e-07 |  | -9.9804e-06 |  | 1.1709e-05 |  | 0.00035956 |  | 0.00024577 |  | 4.488e-05 |  | 0.00051214 |  | 0.0021224 |  | 0.012145 |  | 0.013707 | [5 empty] | 0 |  | 0.0023902
| 0.0065929 |  | 5.9185e-06 |  | -0.00031613 |  | #REF! |  | 8.1957e-07 |  | -3.0736e-05 |  | 1.1626e-05 |  | 0.00035303 |  | 0.00024805 |  | 4.4882e-05 |  | 0.00059686 |  | 0.0021649 |  | 0.012209 |  | 0.013723 | [5 empty] | 0 |  | 0.0023614
| 0.0068497 |  | -2.3689e-05 |  | 5.7102e-05 |  | #REF! |  | 2.4587e-06 |  | 1.6022e-05 |  | 1.265e-05 |  | 0.00035715 |  | 0.00027203 |  | 0.00011208 |  | 0.00066592 |  | 0.0021038 |  | 0.012226 |  | 0.013712 | [5 empty] | 0 |  | 0.0023392
| 0.0068661 |  | -1.085e-05 |  | 2.8464e-05 |  | #REF! |  | 3.0053e-06 |  | 9.4002e-06 |  | 1.2716e-05 |  | 0.0003678 |  | 0.00024087 |  | 6.722e-05 |  | 0.00066217 |  | 0.0020392 |  | 0.01227 |  | 0.013657 | [5 empty] | 0 |  | 0.0023046
| 0.0066945 |  | -3.5963e-05 |  | -0.00010743 |  | #REF! |  | 1.366e-06 |  | -8.4139e-06 |  | 1.1578e-05 |  | 0.00037356 |  | 0.00022071 |  | 4.4912e-05 |  | 0.00058466 |  | 0.0020375 |  | 0.012333 |  | 0.013589 | [5 empty] | 0 |  | 0.0022778
| 0.0069763 |  | -5.2573e-05 |  | 3.9862e-05 |  | #REF! |  | 1.3661e-06 |  | 5.2271e-05 |  | 1.2288e-05 |  | 0.00037028 |  | 0.00028458 |  | 0.00017958 |  | 0.00054246 |  | 0.0021101 |  | 0.012354 |  | 0.013545 | [5 empty] | 0 |  | 0.0022402
| 0.0072217 |  | -4.7902e-05 |  | -0.000125 |  | #REF! |  | 5.4645e-07 |  | 1.1682e-05 |  | 1.4416e-05 |  | 0.00036293 |  | 0.00024244 |  | 0.0002019 |  | 0.00059947 |  | 0.0021444 |  | 0.01242 |  | 0.013548 | [5 empty] | 0 |  | 0.0022124
| 0.0072864 |  | -7.6015e-05 |  | -0.00025366 |  | #REF! |  | 5.4645e-07 |  | 2.5187e-06 |  | 1.2091e-05 |  | 0.00036375 |  | 0.00025545 |  | 0.00011211 |  | 0.00065084 |  | 0.0021435 |  | 0.012437 |  | 0.013606 | [5 empty] | 0 |  | 0.0021823
| 0.0074827 |  | -8.6692e-05 |  | -0.00012427 |  | #REF! |  | 1.3663e-06 |  | -1.9937e-05 |  | 1.3329e-05 |  | 0.00037524 |  | 0.00026492 |  | 4.4902e-05 |  | 0.00062284 |  | 0.0021249 |  | 0.012504 |  | 0.013729 | [5 empty] | 0 |  | 0.0021526
| 0.0074524 |  | -3.3201e-05 |  | 0.00015928 |  | #REF! |  | 8.1972e-07 |  | -5.9664e-05 |  | 1.29e-05 |  | 0.00039163 |  | 0.00020991 |  | 4.4904e-05 |  | 0.00056424 |  | 0.0020828 |  | 0.012547 |  | 0.013905 | [5 empty] | 0 |  | 0.0021396
| 0.0078649 |  | -6.0272e-06 |  | 0.00013064 |  | #REF! |  | 0 |  | -1.4511e-05 |  | 1.229e-05 |  | 0.00039902 |  | 0.00022837 |  | 0 |  | 0.00055669 |  | 0.0020701 |  | 0.012588 |  | 0.014083 | [5 empty] | 0 |  | 0.0021305
| 0.008155 |  | -7.2906e-05 |  | 7.757e-05 |  | #REF! |  | 5.4655e-07 |  | -1.3854e-05 |  | 1.4749e-05 |  | 0.00039247 |  | 0.00023379 |  | 4.4908e-05 |  | 0.00059738 |  | 0.0020767 |  | 0.012609 |  | 0.014247 | [5 empty] | 0 |  | 0.0021288
| 0.0081776 |  | -7.8976e-05 |  | -9.3903e-06 |  | #REF! |  | 3.006e-06 |  | 3.4005e-05 |  | 1.1995e-05 |  | 0.00038348 |  | 0.00021926 |  | 4.4912e-05 |  | 0.00061689 |  | 0.0021229 |  | 0.012676 |  | 0.014348 | [5 empty] | 0 |  | 0.0021322
| 0.0083191 |  | -3.8352e-05 |  | -8.6009e-05 |  | #REF! |  | 3.0062e-06 |  | 1.9062e-05 |  | 1.2754e-05 |  | 0.00038104 |  | 0.00023103 |  | 0.00011215 |  | 0.00059709 |  | 0.0021463 |  | 0.012717 |  | 0.014385 | [5 empty] | 0 |  | 0.0021376
| 0.0083608 |  | -3.96e-05 |  | -6.5574e-05 |  | #REF! |  | 5.4658e-07 |  | -2.5521e-05 |  | 1.3744e-05 |  | 0.00038104 |  | 0.00024978 |  | 0.00015708 |  | 0.00059891 |  | 0.0021731 |  | 0.012762 |  | 0.014371 | [5 empty] | 0 |  | 0.0021418
| 0.0082928 |  | -7.534e-05 |  | -0.00013234 |  | #REF! |  | 2.1864e-06 |  | 3.4338e-05 |  | 1.2838e-05 |  | 0.00037777 |  | 0.00022502 |  | 4.4918e-05 |  | 0.00060967 |  | 0.0021234 |  | 0.012805 |  | 0.014312 | [5 empty] | 0 |  | 0.0021427
| 0.0080975 |  | -4.692e-05 |  | -7.007e-05 |  | #REF! |  | 2.1864e-06 |  | 1.0586e-05 |  | 1.2178e-05 |  | 0.00037697 |  | 0.00017674 |  | 0.00011217 |  | 0.00058962 |  | 0.002054 |  | 0.012849 |  | 0.014214 | [5 empty] | 0 |  | 0.0021399
| 0.0083581 |  | -4.0199e-05 |  | -7.9521e-05 |  | #REF! |  | 0 |  | -5.4259e-05 |  | 1.2756e-05 |  | 0.00037943 |  | 0.00014478 |  | 0.00011218 |  | 0.00061001 |  | 0.0021779 |  | 0.012916 |  | 0.014147 | [5 empty] | 0 |  | 0.0021342
| 0.0087298 |  | -8.6158e-06 |  | -0.00012709 |  | #REF! |  | 8.1997e-07 |  | -3.0703e-05 |  | 1.1354e-05 |  | 0.00038601 |  | 0.00017217 |  | 0 |  | 0.00065991 |  | 0.0021795 |  | 0.012934 |  | 0.014074 | [5 empty] | 0 |  | 0.0021282
| 0.0087222 |  | -2.9786e-05 |  | -0.00017362 |  | #REF! |  | 1.3666e-06 |  | 5.3067e-06 |  | 1.251e-05 |  | 0.00038603 |  | 0.00019218 |  | 0 |  | 0.00066311 |  | 0.0020891 |  | 0.01298 |  | 0.014062 | [5 empty] | 0 |  | 0.0021248
| 0.0087468 |  | -4.6316e-05 |  | -0.00016153 |  | #REF! |  | 1.3668e-06 |  | 1.1242e-05 |  | 1.2989e-05 |  | 0.00038357 |  | 0.00017954 |  | 2.2489e-05 |  | 0.00065315 |  | 0.0021379 |  | 0.013047 |  | 0.014063 | [5 empty] | 0 |  | 0.0021303
| 0.0088795 |  | -6.1948e-05 |  | 9.044e-05 |  | #REF! |  | 8.2002e-07 |  | -2.8217e-05 |  | 1.2675e-05 |  | 0.00038029 |  | 0.00019352 |  | 2.2489e-05 |  | 0.00065323 |  | 0.0020634 |  | 0.013067 |  | 0.014125 | [5 empty] | 0 |  | 0.0021308
| 0.0088383 |  | -0.00010547 |  | -2.3279e-05 |  | #REF! |  | 8.2007e-07 |  | -2.5322e-05 |  | 1.2379e-05 |  | 0.00037786 |  | 0.00022098 |  | 0.00011221 |  | 0.0006418 |  | 0.0020506 |  | 0.013133 |  | 0.014231 | [5 empty] | 0 |  | 0.002145
| 0.0088544 |  | -8.8578e-05 |  | -5.1217e-05 |  | #REF! |  | 8.2012e-07 |  | 4.4587e-06 |  | 1.02e-05 |  | 0.00037624 |  | 0.00021435 |  | 0.00011222 |  | 0.0006386 |  | 0.0021469 |  | 0.013155 |  | 0.014369 | [5 empty] | 0 |  | 0.002152
| 0.0090938 |  | -0.00010511 |  | 0.000174 |  | #REF! |  | 2.4604e-06 |  | -1.2778e-05 |  | 1.0532e-05 |  | 0.00036805 |  | 0.0002337 |  | 0 |  | 0.00064452 |  | 0.0021823 |  | 0.013223 |  | 0.014544 | [5 empty] | 0 |  | 0.0021634
| 0.0094066 |  | -0.00010606 |  | 1.9885e-05 |  | #REF! |  | 2.4605e-06 |  | -1.8002e-06 |  | 1.1951e-05 |  | 0.00036315 |  | 0.00024411 |  | 0 |  | 0.00062884 |  | 0.0020933 |  | 0.013243 |  | 0.014757 | [5 empty] | 0 |  | 0.0021765
| 0.0095648 |  | -7.9118e-05 |  | -0.00014577 |  | #REF! |  | 5.7401e-06 |  | -5.0095e-05 |  | 1.3537e-05 |  | 0.00036889 |  | 0.0001618 |  | 0 |  | 0.00058799 |  | 0.0020364 |  | 0.013312 |  | 0.014978 | [5 empty] | 0 |  | 0.0021803
| 0.0095263 |  | -3.5795e-05 |  | -0.00012677 |  | #REF! |  | 5.7405e-06 |  | -0.00010076 |  | 1.1407e-05 |  | 0.00038528 |  | 0.00019655 |  | 0 |  | 0.00054963 |  | 0.001991 |  | 0.013356 |  | 0.015215 | [5 empty] | 0 |  | 0.002173
| 0.0096105 |  | -5.7913e-05 |  | -8.398e-05 |  | #REF! |  | 4.1011e-06 |  | -4.8953e-05 |  | 1.083e-05 |  | 0.0003976 |  | 0.00026219 |  | 0.00011225 |  | 0.00049439 |  | 0.0020648 |  | 0.013401 |  | 0.015439 | [5 empty] | 0 |  | 0.0021705
| 0.0097308 |  | -7.3826e-05 |  | 1.3391e-05 |  | #REF! |  | 4.1013e-06 |  | 2.1044e-06 |  | 1.0153e-05 |  | 0.00039763 |  | 0.00023622 |  | 0.00022451 |  | 0.00041126 |  | 0.0022099 |  | 0.013445 |  | 0.015649 | [5 empty] | 0 |  | 0.0021606
| 0.0097472 |  | -1.6649e-05 |  | -1.2803e-05 |  | #REF! |  | 8.2027e-07 |  | -3.8525e-05 |  | 1.1591e-05 |  | 0.00039189 |  | 0.00022737 |  | 0.00013474 |  | 0.00037563 |  | 0.0022131 |  | 0.01349 |  | 0.015849 | [5 empty] | 0 |  | 0.0021507
| 0.0098921 |  | -3.574e-05 |  | -0.00023473 |  | #REF! |  | 8.2032e-07 |  | -7.2534e-05 |  | 1.2911e-05 |  | 0.00038453 |  | 0.00021418 |  | 2.2481e-05 |  | 0.00044374 |  | 0.0021467 |  | 0.013533 |  | 0.016019 | [5 empty] | 0 |  | 0.0021373
| 0.0099355 |  | -5.0644e-05 |  | -0.00021146 |  | #REF! |  | 0 |  | -1.6677e-05 |  | 1.065e-05 |  | 0.00037387 |  | 0.00021491 |  | 2.2482e-05 |  | 0.00055862 |  | 0.0020079 |  | 0.01358 |  | 0.016141 | [5 empty] | 0 |  | 0.0021367
| 0.0099312 |  | -7.5491e-05 |  | -4.7497e-05 |  | #REF! |  | 0 |  | -2.0908e-05 |  | 1.288e-05 |  | 0.00036406 |  | 0.00027106 |  | 4.4966e-05 |  | 0.00066542 |  | 0.0020588 |  | 0.013624 |  | 0.016221 | [5 empty] | 0 |  | 0.0021356
| 0.010023 |  | -4.1669e-05 |  | 4.5158e-05 |  | #REF! |  | 4.1021e-06 |  | -3.0768e-05 |  | 1.0568e-05 |  | 0.00036488 |  | 0.00026693 |  | 2.2484e-05 |  | 0.00069677 |  | 0.0020943 |  | 0.013669 |  | 0.016272 | [5 empty] | 0 |  | 0.0021379
| 0.010044 |  | 1.9606e-05 |  | 7.8259e-05 |  | #REF! |  | 4.1018e-06 |  | -1.2475e-06 |  | 1.2287e-05 |  | 0.00037966 |  | 0.00024415 |  | 0 |  | 0.00064679 |  | 0.0020542 |  | 0.013714 |  | 0.016278 | [5 empty] | 0 |  | 0.0021428
| 0.010229 |  | 2.6455e-05 |  | 3.3834e-05 |  | #REF! |  | 8.2042e-07 |  | -7.1177e-05 |  | 1.1494e-05 |  | 0.00039196 |  | 0.00029633 |  | 0.0001123 |  | 0.00066005 |  | 0.0020488 |  | 0.013784 |  | 0.016273 | [5 empty] | 0 |  | 0.0021469
| 0.010288 |  | -1.9255e-05 |  | 0.00020917 |  | #REF! |  | 8.2047e-07 |  | -7.5833e-05 |  | 1.1759e-05 |  | 0.00039114 |  | 0.00023599 |  | 0.00011231 |  | 0.0007445 |  | 0.0020513 |  | 0.013804 |  | 0.016245 | [5 empty] | 0 |  | 0.0021538
| 0.010068 |  | -1.7989e-05 |  | 7.6974e-05 |  | #REF! |  | 8.2047e-07 |  | -3.638e-05 |  | 1.2965e-05 |  | 0.00038545 |  | 0.0001823 |  | 0 |  | 0.00073842 |  | 0.0021774 |  | 0.013875 |  | 0.016214 | [5 empty] | 0 |  | 0.0021485
| 0.010336 |  | 2.5579e-05 |  | -0.00015122 |  | #REF! |  | 8.2052e-07 |  | -3.2603e-05 |  | 1.1099e-05 |  | 0.0003846 |  | 0.00017598 |  | 0 |  | 0.0006467 |  | 0.0021636 |  | 0.013895 |  | 0.016195 | [5 empty] | 0 |  | 0.0021433
| 0.010609 |  | -5.1034e-06 |  | -2.6425e-05 |  | #REF! |  | 2.4616e-06 |  | -3.4135e-05 |  | 1.2471e-05 |  | 0.00038383 |  | 0.00016848 |  | 0 |  | 0.00062485 |  | 0.0021541 |  | 0.013968 |  | 0.016179 | [5 empty] | 0 |  | 0.0021359
| 0.010533 |  | -2.2064e-05 |  | 3.0854e-05 |  | #REF! |  | 2.4617e-06 |  | -8.2464e-06 |  | 1.1579e-05 |  | 0.00038055 |  | 0.00023008 |  | 0 |  | 0.00068049 |  | 0.0021111 |  | 0.013986 |  | 0.016162 | [5 empty] | 0 |  | 0.0021337
| 0.01073 |  | -3.8689e-05 |  | -2.3826e-05 |  | #REF! |  | 8.2057e-07 |  | -1.3567e-05 |  | 1.2125e-05 |  | 0.00037399 |  | 0.00028161 |  | 0 |  | 0.00068232 |  | 0.0019681 |  | 0.014057 |  | 0.016167 | [5 empty] | 0 |  | 0.0021251
| 0.010891 |  | -4.3849e-05 |  | -1.0336e-06 |  | #REF! |  | 1.3676e-06 |  | -4.0197e-05 |  | 1.1645e-05 |  | 0.00037647 |  | 0.00033244 |  | 0.00011235 |  | 0.00062716 |  | 0.0020312 |  | 0.014103 |  | 0.016221 | [5 empty] | 0 |  | 0.0021279
| 0.010919 |  | -9.322e-05 |  | 3.0896e-05 |  | #REF! |  | 1.3678e-06 |  | -3.896e-05 |  | 1.2076e-05 |  | 0.00038713 |  | 0.00030279 |  | 0.00022471 |  | 0.00062174 |  | 0.0021904 |  | 0.014148 |  | 0.016323 | [5 empty] | 0 |  | 0.002145
| 0.011008 |  | -0.00010368 |  | 3.0351e-05 |  | #REF! |  | 8.2062e-07 |  | -3.8409e-05 |  | 1.2622e-05 |  | 0.00039208 |  | 0.00023564 |  | 0.00011236 |  | 0.00064418 |  | 0.0020882 |  | 0.014168 |  | 0.016492 | [5 empty] | 0 |  | 0.0021626
| 0.011156 |  | -7.7252e-05 |  | 0.00010305 |  | #REF! |  | 2.462e-06 |  | -1.6483e-05 |  | 1.1531e-05 |  | 0.00038798 |  | 0.0001875 |  | 0.00011236 |  | 0.00063754 |  | 0.0019164 |  | 0.01424 |  | 0.01675 | [5 empty] | 0 |  | 0.0021987
| 0.011317 |  | -6.1201e-05 |  | 0.00016157 |  | #REF! |  | 3.0093e-06 |  | 3.2271e-06 |  | 1.1928e-05 |  | 0.00037734 |  | 0.00016897 |  | 0.00011237 |  | 0.00062551 |  | 0.0020277 |  | 0.014286 |  | 0.017018 | [5 empty] | 0 |  | 0.0022381
| 0.011615 |  | -3.9223e-05 |  | 0.00021807 |  | #REF! |  | 5.4715e-07 |  | 4.912e-05 |  | 1.0921e-05 |  | 0.0003757 |  | 0.00016625 |  | 0 |  | 0.00061186 |  | 0.0021744 |  | 0.014332 |  | 0.017321 | [5 empty] | 0 |  | 0.0022761
| 0.011646 |  | 2.6774e-05 |  | 0.00020362 |  | #REF! |  | 5.4718e-07 |  | 9.4888e-06 |  | 1.2806e-05 |  | 0.000379 |  | 0.00016193 |  | 0.00011239 |  | 0.00061941 |  | 0.0021966 |  | 0.014407 |  | 0.0176 | [5 empty] | 0 |  | 0.0023254
| 0.011608 |  | 3.6458e-06 |  | -0.00012136 |  | #REF! |  | 5.4718e-07 |  | -1.5319e-05 |  | 1.1021e-05 |  | 0.00038228 |  | 0.00018981 |  | 0.00011239 |  | 0.00062969 |  | 0.0020984 |  | 0.014424 |  | 0.017798 | [5 empty] | 0 |  | 0.0023671
| 0.01197 |  | -8.2533e-05 |  | -0.00018641 |  | #REF! |  | 0 |  | 2.5977e-05 |  | 1.1831e-05 |  | 0.00038805 |  | 0.00020944 |  | 0 |  | 0.00060352 |  | 0.0019993 |  | 0.01447 |  | 0.017959 | [5 empty] | 0 |  | 0.0024059
| 0.012222 |  | -0.00012815 |  | -4.1532e-05 |  | #REF! |  | 2.4626e-06 |  | -6.0948e-06 |  | 1.1535e-05 |  | 0.00039628 |  | 0.00020707 |  | 0 |  | 0.000583 |  | 0.0019611 |  | 0.014517 |  | 0.018011 | [5 empty] | 0 |  | 0.002439
| 0.012185 |  | -0.00015201 |  | 5.2451e-05 |  | #REF! |  | 2.4625e-06 |  | -4.194e-05 |  | 1.0775e-05 |  | 0.00039956 |  | 0.00020908 |  | 0 |  | 0.0006047 |  | 0.0019773 |  | 0.01459 |  | 0.018042 | [5 empty] | 0 |  | 0.0024676
| 0.01218 |  | -7.7555e-05 |  | 0.00014639 |  | #REF! |  | 0 |  | -2.6224e-05 |  | 1.2494e-05 |  | 0.0003971 |  | 0.00025411 |  | 0.00011242 |  | 0.0006545 |  | 0.0019839 |  | 0.014612 |  | 0.018004 | [5 empty] | 0 |  | 0.0024905
| 0.012463 |  | -1.1224e-05 |  | 9.3279e-05 |  | #REF! |  | 0 |  | 4.6351e-05 |  | 1.0114e-05 |  | 0.00039138 |  | 0.00025244 |  | 0.00020245 |  | 0.00070186 |  | 0.0020043 |  | 0.014656 |  | 0.017988 | [5 empty] | 0 |  | 0.0025103
| 0.012706 |  | -1.3917e-05 |  | 2.5703e-05 |  | #REF! |  | 2.4628e-06 |  | 9.2148e-06 |  | 1.1867e-05 |  | 0.00039302 |  | 0.00022232 |  | 0.00020246 |  | 0.00074062 |  | 0.0020464 |  | 0.01473 |  | 0.017998 | [5 empty] | 0 |  | 0.0025249
| 0.012745 |  | -2.2067e-05 |  | 5.0372e-05 |  | #REF! |  | 2.4628e-06 |  | -2.1156e-05 |  | 1.1272e-05 |  | 0.00039879 |  | 0.00018207 |  | 0.00011244 |  | 0.00076195 |  | 0.0019943 |  | 0.014777 |  | 0.018041 | [5 empty] | 0 |  | 0.0025349
| 0.012717 |  | -3.0935e-05 |  | 0.00014049 |  | #REF! |  | 8.2102e-07 |  | 2.3234e-05 |  | 1.071e-05 |  | 0.00040538 |  | 0.00018436 |  | 0 |  | 0.00073426 |  | 0.0020424 |  | 0.014799 |  | 0.018141 | [5 empty] | 0 |  | 0.0025396
| 0.012993 |  | 4.4571e-05 |  | 4.0525e-05 |  | #REF! |  | 1.3683e-06 |  | 5.947e-06 |  | 1.0959e-05 |  | 0.00040945 |  | 0.00025622 |  | 0 |  | 0.00065071 |  | 0.002031 |  | 0.014871 |  | 0.01831 | [5 empty] | 0 |  | 0.0025366
| 0.013167 |  | 1.1907e-05 |  | -0.00013676 |  | #REF! |  | 1.3684e-06 |  | -8.4021e-05 |  | 1.1522e-05 |  | 0.00040622 |  | 0.00020793 |  | 0.00011246 |  | 0.00063356 |  | 0.0020237 |  | 0.014918 |  | 0.018528 | [5 empty] | 0 |  | 0.0025268
| 0.013219 |  | -1.0337e-05 |  | 7.6788e-05 |  | #REF! |  | 8.2107e-07 |  | -0.00010694 |  | 1.1588e-05 |  | 0.00040458 |  | 0.00018426 |  | 0.00011246 |  | 0.00070076 |  | 0.0021603 |  | 0.014966 |  | 0.018759 | [5 empty] | 0 |  | 0.0025147
| 0.013307 |  | 6.6599e-05 |  | 0.00022844 |  | #REF! |  | 8.2107e-07 |  | -4.6612e-06 |  | 1.144e-05 |  | 0.0004013 |  | 0.00024914 |  | 0 |  | 0.00072242 |  | 0.0021263 |  | 0.014988 |  | 0.019052 | [5 empty] | 0 |  | 0.0024862
| 0.013338 |  | -6.2246e-06 |  | -8.2685e-05 |  | #REF! |  | 1.3684e-06 |  | -2.8368e-05 |  | 1.1969e-05 |  | 0.00039804 |  | 0.00027234 |  | 0 |  | 0.00073902 |  | 0.0020447 |  | 0.015061 |  | 0.019323 | [5 empty] | 0 |  | 0.002466
| 0.013402 |  | -2.9543e-05 |  | -0.00013039 |  | #REF! |  | 5.4741e-07 |  | -0.00011715 |  | 1.0349e-05 |  | 0.00039888 |  | 0.00026948 |  | 0 |  | 0.00076952 |  | 0.0019691 |  | 0.015108 |  | 0.019639 | [5 empty] | 0 |  | 0.0024345
| 0.013464 |  | -3.2055e-05 |  | 6.2479e-05 |  | #REF! |  | 0 |  | -0.00010715 |  | 1.2384e-05 |  | 0.00039888 |  | 0.00022576 |  | 0 |  | 0.00072793 |  | 0.001959 |  | 0.015186 |  | 0.019909 | [5 empty] | 0 |  | 0.0024172
| 0.013605 |  | -4.1293e-05 |  | 3.0251e-05 |  | #REF! |  | 0 |  | -3.912e-05 |  | 1.3558e-05 |  | 0.00040217 |  | 0.0001509 |  | 0 |  | 0.00069437 |  | 0.0019042 |  | 0.015204 |  | 0.020186 | [5 empty] | 0 |  | 0.0023944
| 0.013545 |  | 8.8467e-07 |  | 1.6595e-06 |  | #REF! |  | 5.4745e-07 |  | -1.7148e-05 |  | 1.1806e-05 |  | 0.00040301 |  | 0.00015246 |  | 0.0001125 |  | 0.00070395 |  | 0.0018875 |  | 0.015254 |  | 0.020426 | [5 empty] | 0 |  | 0.0023879
| 0.01378 |  | -1.4956e-06 |  | -2.0513e-06 |  | #REF! |  | 1.3687e-06 |  | -2.0149e-05 |  | 1.308e-05 |  | 0.00040465 |  | 0.00018845 |  | 0.00013503 |  | 0.00071153 |  | 0.0019913 |  | 0.0153 |  | 0.020599 | [5 empty] | 0 |  | 0.0023743
| 0.01409 |  | -9.6165e-06 |  | -0.00021823 |  | #REF! |  | 8.2127e-07 |  | -1.4846e-05 |  | 1.179e-05 |  | 0.00040878 |  | 0.00019789 |  | 2.253e-05 |  | 0.00072573 |  | 0.0019945 |  | 0.015348 |  | 0.02071 | [5 empty] | 0 |  | 0.0023715
| 0.014243 |  | -3.4284e-05 |  | -0.00020472 |  | #REF! |  | 4.1063e-06 |  | -4.3781e-05 |  | 1.2435e-05 |  | 0.00040142 |  | 0.00022704 |  | 0 |  | 0.00072947 |  | 0.0020203 |  | 0.015428 |  | 0.020772 | [5 empty] | 0 |  | 0.0023625
| 0.014508 |  | -6.5579e-05 |  | 6.8384e-05 |  | #REF! |  | 4.1063e-06 |  | -6.4283e-05 |  | 1.2568e-05 |  | 0.00039321 |  | 0.00022285 |  | 0.00011253 |  | 0.00071622 |  | 0.0020663 |  | 0.015446 |  | 0.020773 | [5 empty] | 0 |  | 0.002348
| 0.014746 |  | -7.3908e-05 |  | 8.0482e-06 |  | #REF! |  | 2.464e-06 |  | -4.1715e-05 |  | 1.1394e-05 |  | 0.00038829 |  | 0.00022262 |  | 0.00022507 |  | 0.00072774 |  | 0.0020015 |  | 0.015526 |  | 0.020762 | [5 empty] | 0 |  | 0.0023267
| 0.014695 |  | -3.9547e-05 |  | -0.00019511 |  | #REF! |  | 2.4641e-06 |  | -3.6007e-06 |  | 1.2966e-05 |  | 0.00039406 |  | 0.00023944 |  | 0.00011254 |  | 0.00076794 |  | 0.0019464 |  | 0.015543 |  | 0.020738 | [5 empty] | 0 |  | 0.0023006
| 0.014574 |  | -7.6462e-05 |  | -0.00010795 |  | #REF! |  | 2.4641e-06 |  | -3.1061e-05 |  | 1.3877e-05 |  | 0.00040311 |  | 0.0002348 |  | 0 |  | 0.00074843 |  | 0.0019896 |  | 0.015624 |  | 0.020751 | [5 empty] | 0 |  | 0.0022655
| 0.014821 |  | -9.8077e-05 |  | 1.9232e-05 |  | #REF! |  | 4.6544e-06 |  | -6.0044e-05 |  | 1.2454e-05 |  | 0.00040311 |  | 0.0002287 |  | 0 |  | 0.00067246 |  | 0.0020853 |  | 0.015671 |  | 0.020783 | [5 empty] | 0 |  | 0.0022449
| 0.015132 |  | -2.5807e-05 |  | 0.00014776 |  | #REF! |  | 3.0119e-06 |  | -2.3355e-05 |  | 1.2554e-05 |  | 0.00040393 |  | 0.00024257 |  | 0 |  | 0.00063978 |  | 0.0021549 |  | 0.015694 |  | 0.020844 | [5 empty] | 0 |  | 0.0022126
| 0.015166 |  | -6.0094e-05 |  | 0.0001533 |  | #REF! |  | 8.2142e-07 |  | -7.6543e-05 |  | 1.3365e-05 |  | 0.00040314 |  | 0.00027269 |  | 0 |  | 0.000661 |  | 0.0021608 |  | 0.01577 |  | 0.020937 | [5 empty] | 0 |  | 0.0021915
| 0.015121 |  | -0.00011445 |  | 4.8961e-05 |  | #REF! |  | 2.4644e-06 |  | -0.00011387 |  | 1.272e-05 |  | 0.00040724 |  | 0.0002628 |  | 0 |  | 0.00069223 |  | 0.0020575 |  | 0.015822 |  | 0.021031 | [5 empty] | 0 |  | 0.0021783
| 0.015347 |  | -5.1854e-05 |  | 0.00012454 |  | #REF! |  | 3.0122e-06 |  | -5.8472e-05 |  | 1.3697e-05 |  | 0.00041137 |  | 0.00021096 |  | 0 |  | 0.00072786 |  | 0.0020582 |  | 0.01587 |  | 0.02109 | [5 empty] | 0 |  | 0.0021749
| 0.015668 |  | -4.5661e-05 |  | 0.0001039 |  | #REF! |  | 1.3692e-06 |  | -3.085e-05 |  | 1.3946e-05 |  | 0.00040565 |  | 0.00025202 |  | 0 |  | 0.00077594 |  | 0.0019921 |  | 0.015922 |  | 0.021185 | [5 empty] | 0 |  | 0.0021812
| 0.015849 |  | -0.00013707 |  | 5.1948e-05 |  | #REF! |  | 1.3692e-06 |  | -7.6056e-05 |  | 1.1779e-05 |  | 0.00040236 |  | 0.00024209 |  | 0 |  | 0.00078411 |  | 0.0019752 |  | 0.01597 |  | 0.02126 | [5 empty] | 0 |  | 0.0022015
| 0.016131 |  | -0.00017607 |  | -0.00012717 |  | #REF! |  | 3.0124e-06 |  | -0.00013351 |  | 1.1598e-05 |  | 0.00039415 |  | 0.00015904 |  | 0 |  | 0.00075695 |  | 0.0020793 |  | 0.016023 |  | 0.021361 | [5 empty] | 0 |  | 0.0022204
| 0.016436 |  | -0.00022273 |  | -0.00033962 |  | #REF! |  | 2.4647e-06 |  | -0.00019205 |  | 1.125e-05 |  | 0.000395 |  | 0.00018629 |  | 0 |  | 0.00078236 |  | 0.0020404 |  | 0.016072 |  | 0.021508 | [5 empty] | 0 |  | 0.0022519
| 0.016697 |  | -5.5272e-05 |  | -9.5395e-05 |  | #REF! |  | 5.7503e-06 |  | 6.2389e-05 |  | 1.1913e-05 |  | 0.00039338 |  | 0.00022357 |  | 0 |  | 0.00082336 |  | 0.0020664 |  | 0.016125 |  | 0.021739 | [5 empty] | 0 |  | 0.0022935
| 0.016807 |  | -0.00012184 |  | -0.00010375 |  | #REF! |  | 5.7503e-06 |  | 3.7592e-05 |  | 1.0639e-05 |  | 0.00040405 |  | 0.00023767 |  | 2.2574e-05 |  | 0.00082336 |  | 0.002038 |  | 0.016206 |  | 0.021982 | [5 empty] | 0 |  | 0.00233
| 0.016733 |  | -8.5391e-05 |  | 1.5269e-05 |  | #REF! |  | 5.7506e-06 |  | -2.7933e-05 |  | 1.1616e-05 |  | 0.00040734 |  | 0.00022999 |  | 2.2574e-05 |  | 0.00081097 |  | 0.0019228 |  | 0.016225 |  | 0.0223 | [5 empty] | 0 |  | 0.0023792
| 0.017083 |  | -6.848e-05 |  | -1.8311e-05 |  | #REF! |  | 5.7506e-06 |  | -7.11e-05 |  | 1.2047e-05 |  | 0.00040983 |  | 0.00020817 |  | 0 |  | 0.00079703 |  | 0.0019558 |  | 0.016279 |  | 0.022646 | [5 empty] | 0 |  | 0.0024236
| 0.017484 |  | -0.00010048 |  | -0.00033453 |  | #REF! |  | 7.3944e-06 |  | -7.1723e-05 |  | 1.155e-05 |  | 0.00040903 |  | 0.00019761 |  | 0 |  | 0.0007806 |  | 0.0019659 |  | 0.01636 |  | 0.022988 | [5 empty] | 0 |  | 0.0024614
| 0.017683 |  | -8.3869e-05 |  | -0.00030568 |  | #REF! |  | 7.3949e-06 |  | -3.9553e-05 |  | 1.1733e-05 |  | 0.00041229 |  | 0.00017052 |  | 0 |  | 0.00077865 |  | 0.0019567 |  | 0.016379 |  | 0.023325 | [5 empty] | 0 |  | 0.0025032
| 0.017824 |  | 3.0798e-05 |  | -0.00022133 |  | #REF! |  | 5.751e-06 |  | -4.1628e-05 |  | 1.0939e-05 |  | 0.00041809 |  | 0.00020388 |  | 0 |  | 0.00078337 |  | 0.0020877 |  | 0.016464 |  | 0.023664 | [5 empty] | 0 |  | 0.0025303
| 0.018094 |  | 4.7426e-05 |  | -0.00026216 |  | #REF! |  | 5.7517e-06 |  | -4.4205e-05 |  | 1.233e-05 |  | 0.00041645 |  | 0.00025924 |  | 0 |  | 0.00077915 |  | 0.0020796 |  | 0.016517 |  | 0.023968 | [5 empty] | 0 |  | 0.0025391
| 0.0182 |  | -5.0092e-05 |  | -5.1794e-05 |  | #REF! |  | 4.1088e-06 |  | -1.1383e-05 |  | 1.2545e-05 |  | 0.00040906 |  | 0.00022459 |  | 0 |  | 0.00075088 |  | 0.0020253 |  | 0.016536 |  | 0.024269 | [5 empty] | 0 |  | 0.0025446
| 0.018247 |  | -0.00015358 |  | -0.00021439 |  | #REF! |  | 4.1093e-06 |  | -1.2678e-05 |  | 1.2794e-05 |  | 0.00040169 |  | 0.00023857 |  | 0 |  | 0.00072934 |  | -3.4553 |  | 0.016622 |  | 0.024542 | [5 empty] | 0 |  | 0.0025297
| 0.018517 |  | -0.00014617 |  | -0.00032967 |  | #REF! |  | 5.7517e-06 |  | -4.7652e-05 |  | 1.2215e-05 |  | 0.00039761 |  | 0.00025756 |  | 0 |  | 0.00077488 |  | 0 |  | 0.016675 |  | 0.024823 | [5 empty] | 0 |  | 0.0025026
| 0.018875 |  | -2.6893e-05 |  | 9.2404e-05 |  | #REF! |  | 5.752e-06 |  | -5.3569e-05 |  | 1.2116e-05 |  | 0.00040087 |  | 0.0001987 |  | 0.00011268 |  | 0.00085043 |  | 0 |  | 0.016728 |  | 0.025086 | [5 empty] | 0 |  | 0.0024672
| 0.019078 |  | -1.58e-05 |  | 8.4091e-05 |  | #REF! |  | 4.1096e-06 |  | -0.00011221 |  | 1.2266e-05 |  | 0.00040749 |  | 0.00013664 |  | 0.00022537 |  | 0.00086836 |  | 0 |  | 0.016778 |  | 0.025361 | [5 empty] | 0 |  | 0.0024289
| 0.019277 |  | -3.6106e-05 |  | -0.0002215 |  | #REF! |  | 4.1096e-06 |  | -0.0001279 |  | 1.3541e-05 |  | 0.00041488 |  | 0.00021699 |  | 0.00022539 |  | 0.00083919 |  | 0 |  | 0.016834 |  | 0.025607 | [5 empty] | 0 |  | 0.0023929
| 0.019334 |  | -8.4831e-05 |  | -9.5068e-05 |  | #REF! |  | 5.7527e-06 |  | -1.1546e-05 |  | 1.1274e-05 |  | 0.00042392 |  | 0.00029848 |  | 0.00011269 |  | 0.00082967 |  | 0 |  | 0.016887 |  | 0.025823 | [5 empty] | 0 |  | 0.0023681
| 0.019336 |  | -9.9942e-05 |  | 3.9263e-05 |  | #REF! |  | 5.7527e-06 |  | -1.7172e-05 |  | 1.2879e-05 |  | 0.00042805 |  | 0.00031183 |  | 0 |  | 0.00081248 |  | 0 |  | 0.016941 |  | 0.026007 | [5 empty] | 0 |  | 0.0023423
| 0.019647 |  | -5.1192e-05 |  | -8.9294e-06 |  | #REF! |  | 4.1101e-06 |  | -6.8772e-05 |  | 1.3179e-05 |  | 0.00042395 |  | 0.00024379 |  | 0 |  | 0.00075174 |  | 0 |  | 0.016992 |  | 0.026126 | [5 empty] | 0 |  | 0.0023306
| 0.019692 |  | -6.3629e-05 |  | 6.7081e-05 |  | #REF! |  | 4.1101e-06 |  | -8.2416e-05 |  | 1.3013e-05 |  | 0.00041904 |  | 0.00018572 |  | 0 |  | 0.00073096 |  | 0 |  | 0.017049 |  | 0.026139 | [5 empty] | 0 |  | 0.0023272
| 0.01992 |  | -0.00010851 |  | 6.3834e-05 |  | #REF! |  | 4.1103e-06 |  | -6.1388e-05 |  | 1.2749e-05 |  | 0.00041825 |  | 0.00022974 |  | 0 |  | 0.00074624 |  | 0 |  | 0.017134 |  | 0.026137 | [5 empty] | 0 |  | 0.0023347
| 0.020321 |  | -6.2119e-05 |  | -3.3391e-05 |  | #REF! |  | 4.1103e-06 |  | -4.6851e-05 |  | 9.9842e-06 |  | 0.00042482 |  | 0.00016126 |  | 0 |  | 0.00077681 |  | 0 |  | 0.017157 |  | 0.02605 | [5 empty] | 0 |  | 0.0023352
| 0.020631 |  | 4.4164e-05 |  | 5.6786e-05 |  | #REF! |  | 2.4662e-06 |  | -4.4731e-05 |  | 1.3893e-05 |  | 0.000424 |  | 0.00014374 |  | 0 |  | 0.00084659 |  | 0 |  | 0.017243 |  | 0.025935 | [5 empty] | 0 |  | 0.0023412
| 0.02062 |  | 1.1345e-06 |  | 0.00031051 |  | #REF! |  | 2.4664e-06 |  | -3.5766e-05 |  | 1.2584e-05 |  | 0.00041827 |  | 0.00018729 |  | 2.2599e-05 |  | 0.00087432 |  | 0 |  | 0.017266 |  | 0.025813 | [5 empty] | 0 |  | 0.0023507
| 0.02075 |  | -8.244e-05 |  | 9.2918e-05 |  | #REF! |  | 5.7541e-06 |  | -0.00010622 |  | 1.4307e-05 |  | 0.00041745 |  | 0.0002044 |  | 0.00013535 |  | 0.00086236 |  | 0 |  | 0.017352 |  | 0.025739 | [5 empty] | 0 |  | 0.0023535
| 0.021085 |  | -4.2951e-05 |  | -0.00021048 |  | #REF! |  | 5.7541e-06 |  | -9.9628e-05 |  | 1.1261e-05 |  | 0.00042734 |  | 0.00021846 |  | 0.0001805 |  | 0.00087565 |  | 0 |  | 0.017372 |  | 0.025639 | [5 empty] | 0 |  | 0.00235
| 0.021418 |  | 2.5954e-05 |  | -0.00011882 |  | #REF! |  | 4.1108e-06 |  | -5.118e-05 |  | 1.2023e-05 |  | 0.00044459 |  | 0.00020069 |  | 0.0001129 |  | 0.0008679 |  | 0 |  | 0.017462 |  | 0.025608 | [5 empty] | 0 |  | 0.0023558
| 0.021638 |  | -2.5425e-05 |  | -0.00021623 |  | #REF! |  | 4.1111e-06 |  | -1.1529e-05 |  | 1.3663e-05 |  | 0.00045037 |  | 0.00014618 |  | 0.00015793 |  | 0.00083074 |  | 0 |  | 0.017518 |  | 0.025617 | [5 empty] | 0 |  | 0.0023523
| 0.021482 |  | -5.2262e-05 |  | -0.00030899 |  | #REF! |  | 7.3994e-06 |  | -3.5675e-05 |  | 1.1875e-05 |  | 0.00044216 |  | 0.0001331 |  | 0.00011277 |  | 0.0008241 |  | 0 |  | 0.017541 |  | 0.025652 | [5 empty] | 0 |  | 0.0023596
| 0.021551 |  | -1.0206e-05 |  | -0.00034097 |  | #REF! |  | 7.3994e-06 |  | 3.2462e-08 |  | 1.2968e-05 |  | 0.00043396 |  | 0.00019363 |  | 0 |  | 0.00084438 |  | 0 |  | 0.017628 |  | 0.025731 | [5 empty] | 0 |  | 0.0023633
| 0.021828 |  | -2.6726e-05 |  | -0.00035521 |  | #REF! |  | 5.7548e-06 |  | 8.2426e-06 |  | 1.1859e-05 |  | 0.00043561 |  | 0.00020061 |  | 0.00011279 |  | 0.0008372 |  | 0 |  | 0.017684 |  | 0.025869 | [5 empty] | 0 |  | 0.0023681
| 0.022086 |  | -4.351e-05 |  | -0.00048226 |  | #REF! |  | 5.7552e-06 |  | -6.5502e-05 |  | 1.2838e-05 |  | 0.00044139 |  | 0.00022702 |  | 0.00022559 |  | 0.00083216 |  | 0 |  | 0.017739 |  | 0.026031 | [5 empty] | 0 |  | 0.002373
| 0.022277 |  | -3.1026e-05 |  | -0.00021411 |  | #REF! |  | 4.1118e-06 |  | -3.651e-05 |  | 1.36e-05 |  | 0.00044717 |  | 0.00020935 |  | 0.0002256 |  | 0.00084193 |  | 0 |  | 0.017795 |  | 0.026247 | [5 empty] | 0 |  | 0.0023767
| 0.022699 |  | -5.4849e-05 |  | 3.626e-05 |  | #REF! |  | 4.1118e-06 |  | -7.8751e-05 |  | 1.2838e-05 |  | 0.00044961 |  | 0.00023625 |  | 0.00011281 |  | 0.00083002 |  | 0 |  | 0.017851 |  | 0.026481 | [5 empty] | 0 |  | 0.0023776
| 0.023061 |  | -3.2243e-05 |  | 0.00013523 |  | #REF! |  | 5.7555e-06 |  | -1.8331e-05 |  | 1.2673e-05 |  | 0.00044802 |  | 0.00030894 |  | 0 |  | 0.0008699 |  | 0 |  | 0.017907 |  | 0.026765 | [5 empty] | 0 |  | 0.0023742
| 0.023138 |  | 1.4983e-06 |  | 8.2063e-05 |  | #REF! |  | 5.7559e-06 |  | 0.00011279 |  | 1.4048e-05 |  | 0.00044388 |  | 0.00027785 |  | 0 |  | 0.00092203 |  | 0 |  | 0.017996 |  | 0.027058 | [5 empty] | 0 |  | 0.002365
| 0.023257 |  | -3.6869e-05 |  | -4.7559e-05 |  | #REF! |  | 2.4673e-06 |  | 2.3041e-05 |  | 1.3006e-05 |  | 0.00043897 |  | 0.00017606 |  | 0.00011283 |  | 0.00086495 |  | 0 |  | 0.018019 |  | 0.027387 | [5 empty] | 0 |  | 0.0023497
| 0.023365 |  | -5.7643e-05 |  | 0.00011809 |  | #REF! |  | 2.4674e-06 |  | -1.4782e-05 |  | 1.3569e-05 |  | 0.00043325 |  | 0.00015075 |  | 0.00022566 |  | 0.00083201 |  | 0 |  | 0.018075 |  | 0.027698 | [5 empty] | 0 |  | 0.0023272
| 0.023672 |  | -6.1545e-05 |  | 0.00011855 |  | #REF! |  | 5.7562e-06 |  | -3.7534e-05 |  | 1.3951e-05 |  | 0.00042914 |  | 0.00023842 |  | 0.00022568 |  | 0.00089144 |  | 0 |  | 0.018164 |  | 0.028 | [5 empty] | 0 |  | 0.0022997
| 0.023935 |  | -3.3575e-05 |  | 6.4728e-05 |  | #REF! |  | 5.7566e-06 |  | -8.5298e-05 |  | 1.3503e-05 |  | 0.00043163 |  | 0.00024549 |  | 0.00022569 |  | 0.00090816 |  | 0 |  | 0.018187 |  | 0.028229 | [5 empty] | 0 |  | 0.0022736
| 0.024059 |  | -3.0742e-06 |  | -6.911e-06 |  | #REF! |  | 5.7569e-06 |  | 5.5739e-06 |  | 1.42e-05 |  | 0.00043656 |  | 0.00023142 |  | 0.00022571 |  | 0.00087513 |  | 0 |  | 0.018277 |  | 0.02838 | [5 empty] | 0 |  | 0.0022373
| 0.024411 |  | -6.5645e-05 |  | 1.6988e-05 |  | #REF! |  | 5.7566e-06 |  | -9.4742e-06 |  | 1.3091e-05 |  | 0.00044234 |  | 0.00024226 |  | 0.00011285 |  | 0.00089252 |  | 0 |  | 0.0183 |  | 0.028466 | [5 empty] | 0 |  | 0.0022081
| 0.025187 |  | -6.1026e-05 |  | 5.6832e-05 |  | #REF! |  | 4.1131e-06 |  | -7.3416e-05 |  | 1.2163e-05 |  | 0.00044645 |  | 0.00024586 |  | 0 |  | 0.00093312 |  | 0 |  | 0.01839 |  | 0.02848 | [5 empty] | 0 |  | 0.0021885
| 0.025557 |  | -5.6839e-05 |  | -0.00010888 |  | #REF! |  | 4.1128e-06 |  | -1.6441e-05 |  | 1.3821e-05 |  | 0.00045224 |  | 0.00018659 |  | 0.00011287 |  | 0.00091619 |  | 0 |  | 0.01845 |  | 0.028417 | [5 empty] | 0 |  | 0.0021655
| 0.025736 |  | -0.00010563 |  | -0.00025343 |  | #REF! |  | 5.7573e-06 |  | -2.8268e-05 |  | 1.3407e-05 |  | 0.00045224 |  | 0.00011647 |  | 0.00022576 |  | 0.00090973 |  | 0 |  | 0.018466 |  | 0.028409 | [5 empty] | 0 |  | 0.0021597
| 0.0257 |  | -8.9728e-05 |  | -0.00038505 |  | #REF! |  | 5.7576e-06 |  | -3.6467e-05 |  | 1.3473e-05 |  | 0.00044977 |  | 0.00017171 |  | 0.00022576 |  | 0.00095983 |  | 0 |  | 0.018563 |  | 0.028399 | [5 empty] | 0 |  | 0.0021565
| 0.025682 |  | -9.0483e-05 |  | -6.4841e-05 |  | #REF! |  | 7.403e-06 |  | 3.6568e-05 |  | 1.2845e-05 |  | 0.0004572 |  | 0.0002137 |  | 0.0001355 |  | 0.00096737 |  | 0 |  | 0.018617 |  | 0.028446 | [5 empty] | 0 |  | 0.002154
| 0.026189 |  | -5.6358e-05 |  | 0.00015988 |  | #REF! |  | 7.4034e-06 |  | 3.0569e-05 |  | 1.1983e-05 |  | 0.00046134 |  | 0.00019933 |  | 4.5235e-05 |  | 0.00096608 |  | 0 |  | 0.018673 |  | 0.028552 | [5 empty] | 0 |  | 0.0021638
| 0.026477 |  | -6.2695e-05 |  | 4.4641e-05 |  | #REF! |  | 4.1136e-06 |  | -7.4128e-05 |  | 1.2663e-05 |  | 0.0004564 |  | 0.00020914 |  | 2.2631e-05 |  | 0.0010291 |  | 0 |  | 0.01873 |  | 0.028745 | [5 empty] | 0 |  | 0.0021683
| 0.026681 |  | -9.0465e-05 |  | 0.0001387 |  | #REF! |  | 4.1138e-06 |  | -4.5285e-05 |  | 1.3194e-05 |  | 0.00044656 |  | 0.00019505 |  | 0 |  | 0.0010871 |  | 0 |  | 0.018787 |  | 0.028915 | [5 empty] | 0 |  | 0.0021649
| 0.027215 |  | -7.3553e-05 |  | 0.00011424 |  | #REF! |  | 5.7583e-06 |  | 5.7838e-05 |  | 1.2365e-05 |  | 0.00043998 |  | 0.00017104 |  | 0.00011291 |  | 0.0010898 |  | 0 |  | 0.018847 |  | 0.029141 | [5 empty] | 0 |  | 0.0021643
| 0.027689 |  | -5.6778e-05 |  | -0.00010259 |  | #REF! |  | 5.7583e-06 |  | 5.9153e-05 |  | 1.4206e-05 |  | 0.00044739 |  | 0.00020815 |  | 0.00018078 |  | 0.0010441 |  | 0 |  | 0.018901 |  | 0.029378 | [5 empty] | 0 |  | 0.0021515
| 0.027769 |  | -6.7096e-05 |  | -2.9372e-05 |  | #REF! |  | 5.759e-06 |  | -9.6916e-06 |  | 1.187e-05 |  | 0.00045646 |  | 0.00021147 |  | 6.7859e-05 |  | 0.0010004 |  | 0 |  | 0.018992 |  | 0.029603 | [5 empty] | 0 |  | 0.0021287
| 0.027989 |  | -2.6186e-05 |  | 0.00013966 |  | #REF! |  | 5.7587e-06 |  | -2.0512e-05 |  | 1.293e-05 |  | 0.00045649 |  | 0.00019935 |  | 2.2637e-05 |  | 0.001007 |  | 0 |  | 0.019014 |  | 0.029831 | [5 empty] | 0 |  | 0.002098
| 0.028055 |  | 1.5548e-05 |  | -4.1735e-05 |  | #REF! |  | 5.759e-06 |  | 1.5901e-05 |  | 1.3545e-05 |  | 0.00045566 |  | 0.00019558 |  | 0.00013558 |  | 0.0010294 |  | 0 |  | 0.019074 |  | 0.030073 | [5 empty] | 0 |  | 0.0020625
| 0.028296 |  | -1.6892e-05 |  | -0.00018031 |  | #REF! |  | 5.7594e-06 |  | -5.0375e-05 |  | 1.2401e-05 |  | 0.00045155 |  | 0.00014463 |  | 0.00011294 |  | 0.0010494 |  | 0 |  | 0.019163 |  | 0.030301 | [5 empty] | 0 |  | 0.0020254
| 0.028668 |  | -5.1734e-05 |  | -0.00021728 |  | #REF! |  | 7.4052e-06 |  | -0.00010413 |  | 1.3695e-05 |  | 0.00044993 |  | 0.00016474 |  | 0 |  | 0.0010436 |  | 0 |  | 0.019184 |  | 0.030484 | [5 empty] | 0 |  | 0.0019933
| 0.02874 |  | -5.5254e-05 |  | -0.00010932 |  | #REF! |  | 7.4052e-06 |  | -0.0001173 |  | 1.2867e-05 |  | 0.00045158 |  | 0.00019764 |  | 0 |  | 0.00096824 |  | 0 |  | 0.019276 |  | 0.030643 | [5 empty] | 0 |  | 0.0019763
| 0.029113 |  | -6.5935e-05 |  | -0.00028408 |  | #REF! |  | 9.0516e-06 |  | -3.2657e-05 |  | 1.3165e-05 |  | 0.00045243 |  | 0.00021124 |  | 0 |  | 0.00092886 |  | 0 |  | 0.019301 |  | 0.030804 | [5 empty] | 0 |  | 0.0019649
| 0.029955 |  | -7.408e-05 |  | -0.00022059 |  | #REF! |  | 9.0516e-06 |  | 7.2306e-05 |  | 1.3696e-05 |  | 0.00045575 |  | 0.00021351 |  | 0 |  | 0.00099512 |  | 0 |  | 0.01939 |  | 0.030946 | [5 empty] | 0 |  | 0.001975
| 0.030521 |  | -4.5417e-05 |  | -9.5369e-05 |  | #REF! |  | 7.4061e-06 |  | 2.9503e-05 |  | 1.2304e-05 |  | 0.00045657 |  | 0.000206 |  | 0 |  | 0.0010413 |  | 0 |  | 0.019447 |  | 0.031127 | [5 empty] | 0 |  | 0.0020016
| 0.030552 |  | -3.8912e-05 |  | -3.7385e-05 |  | #REF! |  | 7.4066e-06 |  | -7.5556e-06 |  | 1.305e-05 |  | 0.00046151 |  | 0.00018733 |  | 0 |  | 0.0010187 |  | 0 |  | 0.019507 |  | 0.031315 | [5 empty] | 0 |  | 0.0020458
| 0.030608 |  | -7.5463e-05 |  | 0.00023397 |  | #REF! |  | 7.4061e-06 |  | -2.7899e-05 |  | 1.3947e-05 |  | 0.00046647 |  | 0.00021145 |  | 0.00011299 |  | 0.0010057 |  | 0 |  | 0.019525 |  | 0.031552 | [5 empty] | 0 |  | 0.002088
| 0.031005 |  | -7.7786e-05 |  | 0.00027197 |  | #REF! |  | 7.407e-06 |  | -3.5168e-05 |  | 1.3549e-05 |  | 0.000464 |  | 0.00026032 |  | 0.000113 |  | 0.0010742 |  | 0 |  | 0.019618 |  | 0.031784 | [5 empty] | 0 |  | 0.0021402
| 0.031252 |  | -6.3109e-05 |  | 0.00025144 |  | #REF! |  | 5.7608e-06 |  | 6.6146e-05 |  | 1.2422e-05 |  | 0.00046074 |  | 0.00026231 |  | 0.000113 |  | 0.001141 |  | 0 |  | 0.019678 |  | 0.032013 | [5 empty] | 0 |  | 0.0021769
| 0.031452 |  | -2.9458e-05 |  | 8.9222e-05 |  | #REF! |  | 5.7608e-06 |  | 2.2235e-05 |  | 1.2605e-05 |  | 0.00046485 |  | 0.00025866 |  | 0.00011301 |  | 0.0010936 |  | 0 |  | 0.019731 |  | 0.032247 | [5 empty] | 0 |  | 0.0022126
| 0.031781 |  | -3.1194e-05 |  | 2.6258e-05 |  | #REF! |  | 2.4695e-06 |  | -6.1965e-05 |  | 1.3186e-05 |  | 0.00047064 |  | 0.00022723 |  | 0 |  | 0.00099738 |  | 0 |  | 0.019827 |  | 0.032461 | [5 empty] | 0 |  | 0.0022251
| 0.031674 |  | -4.338e-05 |  | 0.00016271 |  | #REF! |  | 2.4695e-06 |  | 5.0388e-05 |  | 1.4314e-05 |  | 0.00047229 |  | 0.00022875 |  | 9.0547e-05 |  | 0.00096943 |  | 0 |  | 0.019845 |  | 0.032648 | [5 empty] | 0 |  | 0.0022343
| 0.032224 |  | -5.7309e-05 |  | 0.0001591 |  | #REF! |  | 5.7615e-06 |  | 6.3988e-05 |  | 1.3453e-05 |  | 0.00046491 |  | 0.00021104 |  | 9.0555e-05 |  | 0.0010158 |  | 0 |  | 0.019902 |  | 0.032849 | [5 empty] | 0 |  | 0.0022287
| 0.032522 |  | -4.03e-05 |  | 0.00011151 |  | #REF! |  | 5.7615e-06 |  | -3.795e-05 |  | 1.2706e-05 |  | 0.00045997 |  | 0.00017775 |  | 0.00011304 |  | 0.001023 |  | 0 |  | 0.019962 |  | 0.033112 | [5 empty] | 0 |  | 0.0022151
| 0.032647 |  | 1.6965e-05 |  | -5.6875e-05 |  | #REF! |  | 5.7615e-06 |  | -8.8844e-06 |  | 1.3768e-05 |  | 0.00045915 |  | 0.00024267 |  | 0.00011304 |  | 0.00099247 |  | 0 |  | 0.020052 |  | 0.033435 | [5 empty] | 0 |  | 0.0021991
| 0.033602 |  | 8.9856e-05 |  | 1.9384e-05 |  | #REF! |  | 5.7622e-06 |  | 8.401e-06 |  | 1.2193e-05 |  | 0.00046003 |  | 0.00026479 |  | 0 |  | 0.0010077 |  | 0 |  | 0.020075 |  | 0.033802 | [5 empty] | 0 |  | 0.0021781
| 0.034115 |  | 4.9726e-05 |  | 0.00027761 |  | #REF! |  | 2.4698e-06 |  | -7.9141e-05 |  | 1.4914e-05 |  | 0.00046247 |  | 0.00026377 |  | 0 |  | 0.0010183 |  | 0 |  | 0.020129 |  | 0.034224 | [5 empty] | 0 |  | 0.0021689
| 0.034403 |  | 1.0692e-05 |  | 0.00011021 |  | #REF! |  | 2.47e-06 |  | -3.1427e-05 |  | 1.3637e-05 |  | 0.00046414 |  | 0.00025859 |  | 0.00011306 |  | 0.0010375 |  | 0 |  | 0.020225 |  | 0.0347 | [5 empty] | 0 |  | 0.0021576
| 0.034433 |  | -2.6943e-05 |  | -0.00010238 |  | #REF! |  | 2.4701e-06 |  | 2.598e-05 |  | 1.2228e-05 |  | 0.00046746 |  | 0.00019677 |  | 0.00022613 |  | 0.0011137 |  | 0 |  | 0.020279 |  | 0.035154 | [5 empty] | 0 |  | 0.0021505
| 0.034773 |  | -0.00013138 |  | 4.2599e-05 |  | #REF! |  | 2.4701e-06 |  | -2.8028e-05 |  | 1.3837e-05 |  | 0.00046582 |  | 0.00018757 |  | 0.00020361 |  | 0.001204 |  | 0 |  | 0.020302 |  | 0.035605 | [5 empty] | 0 |  | 0.0021458
| 0.035386 |  | -8.2808e-05 |  | 0.00019486 |  | #REF! |  | 5.7625e-06 |  | -2.8008e-05 |  | 1.1416e-05 |  | 0.00046335 |  | 0.00020491 |  | 0.00020363 |  | 0.0012425 |  | 0 |  | 0.020392 |  | 0.035985 | [5 empty] | 0 |  | 0.0021492
| 0.035716 |  | -8.2231e-05 |  | -2.0159e-05 |  | #REF! |  | 5.7629e-06 |  | -2.2263e-05 |  | 1.4319e-05 |  | 0.00046749 |  | 0.00022087 |  | 0.00011309 |  | 0.0011854 |  | 0 |  | 0.020452 |  | 0.036331 | [5 empty] | 0 |  | 0.002147
| 0.035591 |  | -6.395e-05 |  | -0.00029158 |  | #REF! |  | 2.4704e-06 |  | -2.4029e-05 |  | 1.3657e-05 |  | 0.00047328 |  | 0.00027558 |  | 0 |  | 0.0011111 |  | 0 |  | 0.020509 |  | 0.036594 | [5 empty] | 0 |  | 0.0021536
| 0.035959 |  | -2.1884e-05 |  | -7.3269e-05 |  | #REF! |  | 2.4704e-06 |  | 2.7352e-05 |  | 1.2993e-05 |  | 0.0004774 |  | 0.00024635 |  | 0 |  | 0.0011247 |  | 0 |  | 0.020525 |  | 0.036801 | [5 empty] | 0 |  | 0.0021663
| 0.036715 |  | -6.4345e-05 |  | 6.6344e-05 |  | #REF! |  | 4.1173e-06 |  | 5.4686e-06 |  | 1.4354e-05 |  | 0.00048069 |  | 0.00022833 |  | 0 |  | 0.0011801 |  | 0 |  | 0.020622 |  | 0.036983 | [5 empty] | 0 |  | 0.0021895
| 0.037017 |  | -9.3496e-05 |  | -3.0118e-05 |  | #REF! |  | 4.1176e-06 |  | -2.7618e-05 |  | 1.3043e-05 |  | 0.00048319 |  | 0.0002682 |  | 0 |  | 0.0011878 |  | 0 |  | 0.020676 |  | 0.037117 | [5 empty] | 0 |  | 0.0022109
| 0.037166 |  | -2.9488e-05 |  | 9.4382e-05 |  | #REF! |  | 4.1178e-06 |  | -1.9918e-05 |  | 1.4489e-05 |  | 0.0004824 |  | 0.00024031 |  | 0 |  | 0.001126 |  | 0 |  | 0.020773 |  | 0.037178 | [5 empty] | 0 |  | 0.0022469
| 0.037414 |  | 5.3565e-05 |  | 0.00017214 |  | #REF! |  | 4.1176e-06 |  | -2.8685e-05 |  | 1.4936e-05 |  | 0.00047496 |  | 0.00018348 |  | 2.2674e-05 |  | 0.0011144 |  | 0 |  | 0.020793 |  | 0.037191 | [5 empty] | 0 |  | 0.0022769
| 0.038212 |  | -2.7135e-05 |  | 6.9902e-05 |  | #REF! |  | 2.4709e-06 |  | 8.4101e-06 |  | 1.3212e-05 |  | 0.0004709 |  | 0.00023028 |  | 0.00013581 |  | 0.0011794 |  | 0 |  | 0.020846 |  | 0.037185 | [5 empty] | 0 |  | 0.0023181
| 0.038734 |  | -5.4944e-05 |  | -4.9164e-05 |  | #REF! |  | 2.4707e-06 |  | -1.6942e-05 |  | 1.4473e-05 |  | 0.00046514 |  | 0.00028624 |  | 0.00015844 |  | 0.0012249 |  | 0 |  | 0.020906 |  | 0.03715 | [5 empty] | 0 |  | 0.0023467
| 0.038946 |  | 1.1981e-05 |  | -0.00028753 |  | #REF! |  | 5.7646e-06 |  | -6.0277e-05 |  | 1.3195e-05 |  | 0.00046349 |  | 0.00026276 |  | 0.00015846 |  | 0.0012629 |  | 0 |  | 0.020997 |  | 0.037086 | [5 empty] | 0 |  | 0.0023811
| 0.039468 |  | 1.0384e-05 |  | -0.0001477 |  | #REF! |  | 5.7643e-06 |  | -0.0001068 |  | 1.489e-05 |  | 0.00046846 |  | 0.00029145 |  | 0.00018114 |  | 0.0012903 |  | 0 |  | 0.021019 |  | 0.037044 | [5 empty] | 0 |  | 0.002398
| 0.040092 |  | -2.078e-05 |  | 6.6605e-05 |  | #REF! |  | 4.1186e-06 |  | -6.397e-05 |  | 1.4955e-05 |  | 0.00047916 |  | 0.00027445 |  | 6.7994e-05 |  | 0.0012556 |  | 0 |  | 0.021076 |  | 0.037078 | [5 empty] | 0 |  | 0.0024159
| 0.040459 |  | -2.2387e-05 |  | 9.5573e-05 |  | #REF! |  | 4.1183e-06 |  | 2.65e-05 |  | 1.4492e-05 |  | 0.00048657 |  | 0.00021561 |  | 0 |  | 0.0012298 |  | 0 |  | 0.021168 |  | 0.037162 | [5 empty] | 0 |  | 0.00242
| 0.041126 |  | -5.9537e-05 |  | 0.00022112 |  | #REF! |  | 4.1188e-06 |  | 1.8637e-05 |  | 1.431e-05 |  | 0.00048251 |  | 0.00020681 |  | 0 |  | 0.0012487 |  | 0 |  | 0.021189 |  | 0.037356 | [5 empty] | 0 |  | 0.0024146
| 0.041158 |  | -7.2103e-05 |  | 0.00012247 |  | #REF! |  | 4.1186e-06 |  | 6.2509e-06 |  | 1.368e-05 |  | 0.00047919 |  | 0.00021958 |  | 0.00011317 |  | 0.0012331 |  | 0 |  | 0.021284 |  | 0.037617 | [5 empty] | 0 |  | 0.0024009
| 0.041004 |  | -6.1587e-05 |  | -0.00014734 |  | #REF! |  | 2.4713e-06 |  | -8.5437e-05 |  | 1.4178e-05 |  | 0.00048087 |  | 0.00022297 |  | 0.00022635 |  | 0.0012007 |  | 0 |  | 0.021341 |  | 0.037989 | [5 empty] | 0 |  | 0.0023817
| 0.041745 |  | -9.7255e-05 |  | -0.0002053 |  | #REF! |  | 2.4715e-06 |  | -9.3611e-05 |  | 1.4727e-05 |  | 0.00048419 |  | 0.0002513 |  | 0.00011318 |  | 0.0012338 |  | 0 |  | 0.021395 |  | 0.038409 | [5 empty] | 0 |  | 0.0023575
| 0.042541 |  | -0.00010768 |  | -4.2825e-06 |  | #REF! |  | 2.4715e-06 |  | -4.1631e-05 |  | 1.4677e-05 |  | 0.00048666 |  | 0.00021924 |  | 6.7973e-05 |  | 0.0013205 |  | 0 |  | 0.021416 |  | 0.038883 | [5 empty] | 0 |  | 0.002331
| 0.043109 |  | -5.1577e-05 |  | 0.00012873 |  | #REF! |  | 2.4715e-06 |  | -6.4679e-05 |  | 1.5508e-05 |  | 0.00048834 |  | 0.00016086 |  | 0.00013595 |  | 0.0013586 |  | 0 |  | 0.021512 |  | 0.039434 | [5 empty] | 0 |  | 0.0023032
| 0.043543 |  | 7.5517e-06 |  | 0.00010777 |  | #REF! |  | 5.766e-06 |  | -9.2002e-05 |  | 1.4446e-05 |  | 0.00049245 |  | 0.00013668 |  | 6.7982e-05 |  | 0.0013563 |  | 0 |  | 0.021568 |  | 0.03991 | [5 empty] | 0 |  | 0.0022763
| 0.043346 |  | 1.0117e-06 |  | -7.1111e-05 |  | #REF! |  | 5.7664e-06 |  | -4.8242e-05 |  | 1.3799e-05 |  | 0.00049822 |  | 0.00014294 |  | 0 |  | 0.0013954 |  | 0 |  | 0.021622 |  | 0.040411 | [5 empty] | 0 |  | 0.0022489
| 0.043403 |  | -2.7052e-05 |  | 5.2023e-05 |  | #REF! |  | 5.7664e-06 |  | 8.551e-07 |  | 1.5594e-05 |  | 0.00050072 |  | 0.00021529 |  | 0 |  | 0.0014308 |  | 0 |  | 0.021682 |  | 0.040865 | [5 empty] | 0 |  | 0.0022201
| 0.044193 |  | -3.0762e-05 |  | 0.00021648 |  | #REF! |  | 5.7664e-06 |  | 1.2404e-05 |  | 1.3517e-05 |  | 0.00050401 |  | 0.00023236 |  | 0 |  | 0.0013617 |  | 0 |  | 0.021739 |  | 0.041234 | [5 empty] | 0 |  | 0.0021923
| 0.044693 |  | -4.3791e-05 |  | 0.00025628 |  | #REF! |  | 9.0626e-06 |  | 3.9506e-05 |  | 1.3833e-05 |  | 0.00050322 |  | 0.0001952 |  | 0.00011322 |  | 0.0012725 |  | 0 |  | 0.021836 |  | 0.041537 | [5 empty] | 0 |  | 0.0021515
| 0.044948 |  | -6.2087e-05 |  | 0.00016188 |  | #REF! |  | 9.0626e-06 |  | 2.798e-06 |  | 1.4997e-05 |  | 0.00050325 |  | 0.00025111 |  | 0.00011324 |  | 0.0012499 |  | 0 |  | 0.021853 |  | 0.041804 | [5 empty] | 0 |  | 0.0021092
| 0.045288 |  | -5.3474e-05 |  | 5.688e-05 |  | #REF! |  | 5.7671e-06 |  | -5.3792e-06 |  | 1.229e-05 |  | 0.00050404 |  | 0.00028345 |  | 0.00011324 |  | 0.0012612 |  | 0 |  | 0.02191 |  | 0.042015 | [5 empty] | 0 |  | 0.0020656
| 0.045598 |  | -6.1952e-06 |  | 1.2492e-05 |  | #REF! |  | 5.7674e-06 |  | -5.2705e-06 |  | 1.6409e-05 |  | 0.00050081 |  | 0.00028216 |  | 0.00011325 |  | 0.00131 |  | 0 |  | 0.021964 |  | 0.042152 | [5 empty] | 0 |  | 0.0020109
| 0.046186 |  | 6.4656e-07 |  | -0.00012426 |  | #REF! |  | 5.7671e-06 |  | -2.9829e-05 |  | 1.5165e-05 |  | 0.00049751 |  | 0.0002086 |  | 0 |  | 0.0014023 |  | 0 |  | 0.022064 |  | 0.04226 | [5 empty] | 0 |  | 0.0019657
| 0.046996 |  | -2.6269e-05 |  | 5.6365e-05 |  | #REF! |  | 5.7678e-06 |  | 1.8709e-05 |  | 1.558e-05 |  | 0.00049422 |  | 0.00018308 |  | 0 |  | 0.0014375 |  | 0 |  | 0.022081 |  | 0.042389 | [5 empty] | 0 |  | 0.001919
| 0.047246 |  | -1.6e-05 |  | 0.00021547 |  | #REF! |  | 5.7674e-06 |  | -8.6813e-06 |  | 1.5199e-05 |  | 0.00049587 |  | 0.00019595 |  | 0 |  | 0.0014134 |  | 0 |  | 0.022179 |  | 0.04251 | [5 empty] | 0 |  | 0.0018916
| 0.04724 |  | -2.471e-05 |  | -1.6643e-05 |  | #REF! |  | 5.7678e-06 |  | -3.9937e-05 |  | 1.525e-05 |  | 0.00049758 |  | 0.0001915 |  | 0 |  | 0.0013921 |  | 0 |  | 0.022236 |  | 0.042701 | [5 empty] | 0 |  | 0.0018757
| 0.047651 |  | -3.7195e-05 |  | -0.00026786 |  | #REF! |  | 5.7681e-06 |  | -2.6855e-05 |  | 1.5848e-05 |  | 0.0004959 |  | 0.00024641 |  | 0 |  | 0.0013553 |  | 0 |  | 0.022253 |  | 0.042919 | [5 empty] | 0 |  | 0.0018777
| 0.0483 |  | -1.2726e-05 |  | -0.00013977 |  | #REF! |  | 5.7681e-06 |  | -1.638e-05 |  | 1.613e-05 |  | 0.00050252 |  | 0.00020065 |  | 0 |  | 0.0013448 |  | 0 |  | 0.022351 |  | 0.043219 | [5 empty] | 0 |  | 0.0018948
| 0.048911 |  | 1.0198e-07 |  | 6.9374e-06 |  | #REF! |  | 4.1211e-06 |  | -1.0506e-05 |  | 1.6131e-05 |  | 0.00050667 |  | 0.00017626 |  | 9.0737e-05 |  | 0.0013942 |  | 0 |  | 0.022408 |  | 0.043528 | [5 empty] | 0 |  | 0.0019372
| 0.049276 |  | 2.8054e-05 |  | -5.0512e-05 |  | #REF! |  | 4.1211e-06 |  | 2.3859e-05 |  | 1.6564e-05 |  | 0.00050255 |  | 0.00017824 |  | 0.00013612 |  | 0.001407 |  | 0 |  | 0.022465 |  | 0.043872 | [5 empty] | 0 |  | 0.0019894
| 0.049704 |  | -1.2949e-05 |  | -0.0001483 |  | #REF! |  | 4.1211e-06 |  | 1.3631e-05 |  | 1.6066e-05 |  | 0.00049596 |  | 0.00024651 |  | 0.00015867 |  | 0.0013607 |  | 0 |  | 0.022523 |  | 0.044157 | [5 empty] | 0 |  | 0.0020511
| 0.050123 |  | -3.1012e-05 |  | -0.00016769 |  | #REF! |  | 4.1213e-06 |  | -2.5926e-05 |  | 1.5485e-05 |  | 0.00049269 |  | 0.00030304 |  | 0.00022662 |  | 0.0013564 |  | 0 |  | 0.022581 |  | 0.044402 | [5 empty] | 0 |  | 0.0021182
| 0.050544 |  | -1.6737e-05 |  | -0.00023885 |  | #REF! |  | 4.1216e-06 |  | -5.7598e-05 |  | 1.5818e-05 |  | 0.00049602 |  | 0.00024991 |  | 0.00018138 |  | 0.0014214 |  | 0 |  | 0.022638 |  | 0.044522 | [5 empty] | 0 |  | 0.0021852
| 0.051619 |  | -4.8478e-05 |  | -0.00020203 |  | #REF! |  | 4.1216e-06 |  | -7.8191e-05 |  | 1.5353e-05 |  | 0.00049849 |  | 0.0002007 |  | 6.8074e-05 |  | 0.0014519 |  | 0 |  | 0.022696 |  | 0.044534 | [5 empty] | 0 |  | 0.0022484
| 0.052616 |  | -5.9308e-05 |  | -2.7963e-05 |  | #REF! |  | 2.473e-06 |  | -4.9541e-05 |  | 1.5537e-05 |  | 0.00050508 |  | 0.00021612 |  | 0 |  | 0.0014339 |  | 0 |  | 0.022754 |  | 0.044475 | [5 empty] | 0 |  | 0.0023047
| 0.052808 |  | -3.4885e-05 |  | 7.9359e-05 |  | #REF! |  | 2.4731e-06 |  | -2.3701e-05 |  | 1.6284e-05 |  | 0.00051582 |  | 0.00026181 |  | 0 |  | 0.0014335 |  | 0 |  | 0.022811 |  | 0.04434 | [5 empty] | 0 |  | 0.0023523
| 0.05255 |  | -3.2922e-05 |  | 6.9657e-05 |  | #REF! |  | 7.4183e-06 |  | 3.6543e-06 |  | 1.6834e-05 |  | 0.00052077 |  | 0.00029937 |  | 0 |  | 0.0014251 |  | 0 |  | 0.022869 |  | 0.044147 | [5 empty] | 0 |  | 0.0023951
| 0.053207 |  | -5.5093e-05 |  | 0.00012014 |  | #REF! |  | 7.4187e-06 |  | 6.1274e-05 |  | 2.0026e-05 |  | 0.00052492 |  | 0.00025194 |  | 0 |  | 0.0014012 |  | 0 |  | 0.022969 |  | 0.044002 | [5 empty] | 0 |  | 0.0024182
| 0.053504 |  | -4.9012e-05 |  | 0.00025108 |  | #REF! |  | 8.2442e-07 |  | 5.2138e-05 |  | 2.0841e-05 |  | 0.00052986 |  | 0.00023853 |  | 0 |  | 0.0014476 |  | 0 |  | 0.022985 |  | 0.043905 | [5 empty] | 0 |  | 0.0024369
| 0.054474 |  | -7.2178e-05 |  | 0.00020699 |  | #REF! |  | 8.2447e-07 |  | -1.598e-05 |  | 2.2153e-05 |  | 0.00053319 |  | 0.00023548 |  | 0 |  | 0.0015314 |  | 0 |  | 0.023085 |  | 0.043925 | [5 empty] | 0 |  | 0.0024536
| 0.056331 |  | -7.7562e-05 |  | 3.4479e-05 |  | #REF! |  | 4.1223e-06 |  | -4.3404e-05 |  | 2.3967e-05 |  | 0.0005266 |  | 0.00019272 |  | 0 |  | 0.0015488 |  | 0 |  | 0.023101 |  | 0.044119 | [5 empty] | 0 |  | 0.0024551
| 0.056891 |  | -8.6152e-05 |  | -4.1495e-05 |  | #REF! |  | 4.1226e-06 |  | -2.8487e-05 |  | 2.4848e-05 |  | 0.00051674 |  | 0.00020208 |  | 0 |  | 0.0015119 |  | 0 |  | 0.023205 |  | 0.044432 | [5 empty] | 0 |  | 0.0024643
| 0.057122 |  | -0.00011007 |  | 6.5906e-06 |  | #REF! |  | 2.4736e-06 |  | -4.9819e-06 |  | 2.5282e-05 |  | 0.00051592 |  | 0.00020068 |  | 0 |  | 0.0015262 |  | 0 |  | 0.023218 |  | 0.044903 | [5 empty] | 0 |  | 0.0024626
| 0.057256 |  | -3.909e-05 |  | 0.00012288 |  | #REF! |  | 2.4737e-06 |  | -3.9056e-06 |  | 2.4617e-05 |  | 0.00051839 |  | 0.00020805 |  | 0 |  | 0.0015793 |  | 0 |  | 0.023319 |  | 0.045466 | [5 empty] | 0 |  | 0.0024712
| 0.057701 |  | 2.2945e-06 |  | 5.713e-05 |  | #REF! |  | 5.7709e-06 |  | 4.9495e-05 |  | 2.5549e-05 |  | 0.00052089 |  | 0.00023686 |  | 0.00011338 |  | 0.0015967 |  | 0 |  | 0.023377 |  | 0.046017 | [5 empty] | 0 |  | 0.002475
| 0.058302 |  | -5.1459e-05 |  | -0.00018511 |  | #REF! |  | 5.7709e-06 |  | 4.9954e-06 |  | 2.8493e-05 |  | 0.00051928 |  | 0.00025565 |  | 0.00022679 |  | 0.0016007 |  | 0 |  | 0.023436 |  | 0.046657 | [5 empty] | 0 |  | 0.002473
| 0.058959 |  | -6.5159e-05 |  | -0.00019867 |  | #REF! |  | 4.1231e-06 |  | 1.0484e-05 |  | 2.9225e-05 |  | 0.00052093 |  | 0.00022666 |  | 0.00020423 |  | 0.0016255 |  | 0 |  | 0.023499 |  | 0.047199 | [5 empty] | 0 |  | 0.0024781
| 0.059775 |  | -5.3204e-05 |  | -2.009e-08 |  | #REF! |  | 4.1233e-06 |  | 5.5297e-05 |  | 2.8927e-05 |  | 0.00052917 |  | 0.00019492 |  | 9.0837e-05 |  | 0.0016711 |  | 0 |  | 0.023554 |  | 0.047678 | [5 empty] | 0 |  | 0.0024734
| 0.060632 |  | -4.9076e-05 |  | 0.00013145 |  | #REF! |  | 5.7716e-06 |  | 1.6488e-05 |  | 3.1188e-05 |  | 0.00053827 |  | 0.000206 |  | 0 |  | 0.0017501 |  | 0 |  | 0.023613 |  | 0.048117 | [5 empty] | 0 |  | 0.0024611
| 0.061179 |  | -6.2097e-05 |  | -7.8961e-06 |  | #REF! |  | 5.7716e-06 |  | 4.4759e-06 |  | 3.2719e-05 |  | 0.00054321 |  | 0.00027375 |  | 0 |  | 0.0017844 |  | 0 |  | 0.023673 |  | 0.048459 | [5 empty] | 0 |  | 0.0024423
| 0.061775 |  | -5.1235e-05 |  | -0.00021058 |  | #REF! |  | 2.4742e-06 |  | 7.2151e-06 |  | 3.1971e-05 |  | 0.00054242 |  | 0.00025956 |  | 0 |  | 0.0017332 |  | 0 |  | 0.023732 |  | 0.048784 | [5 empty] | 0 |  | 0.002413
| 0.062567 |  | -2.9686e-05 |  | -0.00028314 |  | #REF! |  | 2.4742e-06 |  | 1.4308e-05 |  | 3.4403e-05 |  | 0.00054077 |  | 0.00016904 |  | 0 |  | 0.0016546 |  | 0 |  | 0.023795 |  | 0.04905 | [5 empty] | 0 |  | 0.0023902
| 0.062809 |  | -3.419e-05 |  | -0.0002573 |  | #REF! |  | 5.7723e-06 |  | -1.3916e-05 |  | 3.7976e-05 |  | 0.00054328 |  | 0.00020916 |  | 0 |  | 0.0015799 |  | 0 |  | 0.023894 |  | 0.049338 | [5 empty] | 0 |  | 0.0023659
| 0.062865 |  | -2.358e-05 |  | -0.00010726 |  | #REF! |  | 5.7723e-06 |  | 4.4496e-05 |  | 4.1555e-05 |  | 0.00054493 |  | 0.00025552 |  | 0 |  | 0.0015148 |  | 0 |  | 0.023911 |  | 0.0496 | [5 empty] | 0 |  | 0.0023326
| 0.063578 |  | -3.6778e-05 |  | 0.00010461 |  | #REF! |  | 4.1241e-06 |  | 3.9213e-05 |  | 4.4382e-05 |  | 0.00053837 |  | 0.00021087 |  | 9.0846e-05 |  | 0.0015301 |  | 0 |  | 0.023971 |  | 0.049872 | [5 empty] | 0 |  | 0.0023069
| 0.064396 |  | -2.341e-05 |  | 7.6884e-05 |  | #REF! |  | 4.1241e-06 |  | -4.513e-05 |  | 4.4632e-05 |  | 0.00053589 |  | 0.00021216 |  | 9.085e-05 |  | 0.0016161 |  | 0 |  | 0.024078 |  | 0.050215 | [5 empty] | 0 |  | 0.0022841
| 0.065364 |  | 2.1152e-05 |  | -1.4368e-05 |  | #REF! |  | 4.1243e-06 |  | -4.3023e-05 |  | 4.3636e-05 |  | 0.00054166 |  | 0.0001801 |  | 0.00011347 |  | 0.0016612 |  | 0 |  | 0.024091 |  | 0.050467 | [5 empty] | 0 |  | 0.0022626
| 0.066406 |  | 1.8396e-06 |  | -3.8904e-05 |  | #REF! |  | 4.1243e-06 |  | -7.0589e-07 |  | 4.3107e-05 |  | 0.00054582 |  | 0.00020058 |  | 0.00022693 |  | 0.0016767 |  | 0 |  | 0.024195 |  | 0.050785 | [5 empty] | 0 |  | 0.0022473
| 0.066763 |  | -2.5828e-05 |  | 0.00012034 |  | #REF! |  | 4.1246e-06 |  | 3.9819e-05 |  | 4.334e-05 |  | 0.00054503 |  | 0.00029772 |  | 0.00011347 |  | 0.0017111 |  | 0 |  | 0.024216 |  | 0.051108 | [5 empty] | 0 |  | 0.0022227
| 0.067236 |  | -2.56e-05 |  | 0.00012136 |  | #REF! |  | 4.1246e-06 |  | 4.4281e-05 |  | 4.4523e-05 |  | 0.00054173 |  | 0.00027597 |  | 0 |  | 0.001721 |  | 0 |  | 0.024317 |  | 0.051408 | [5 empty] | 0 |  | 0.0022022
| 0.06751 |  | -4.2692e-05 |  | -0.0001593 |  | #REF! |  | 4.1246e-06 |  | 2.4918e-06 |  | 4.5125e-05 |  | 0.00054008 |  | 0.00023839 |  | 0 |  | 0.0017241 |  | 0 |  | 0.024381 |  | 0.051729 | [5 empty] | 0 |  | 0.0021856
| 0.068232 |  | -8.1391e-05 |  | -0.00022677 |  | #REF! |  | 4.1248e-06 |  | -1.246e-05 |  | 4.4975e-05 |  | 0.00053599 |  | 0.00028092 |  | 0 |  | 0.0017349 |  | 0 |  | 0.024439 |  | 0.052113 | [5 empty] | 0 |  | 0.002159
| 0.06924 |  | -7.6761e-05 |  | -9.9385e-06 |  | #REF! |  | 5.7741e-06 |  | -2.5378e-05 |  | 4.6009e-05 |  | 0.00052609 |  | 0.00023208 |  | 0 |  | 0.0017138 |  | 0 |  | 0.024501 |  | 0.052536 | [5 empty] | 0 |  | 0.0021432
| 0.070163 |  | -3.6613e-05 |  | 0.00010031 |  | #REF! |  | 5.7737e-06 |  | -3.6792e-05 |  | 4.4745e-05 |  | 0.00052778 |  | 0.00017529 |  | 0 |  | 0.0017131 |  | 0 |  | 0.024566 |  | 0.052962 | [5 empty] | 0 |  | 0.002122
| 0.071142 |  | -1.6382e-05 |  | 5.0663e-05 |  | #REF! |  | 5.7744e-06 |  | -3.4294e-05 |  | 4.2086e-05 |  | 0.0005385 |  | 0.00021463 |  | 0 |  | 0.001769 |  | 0 |  | 0.024624 |  | 0.05342 | [5 empty] | 0 |  | 0.0021149
| 0.071294 |  | -1.6765e-05 |  | -2.5552e-05 |  | #REF! |  | 5.7744e-06 |  | -3.7687e-05 |  | 4.4983e-05 |  | 0.00055502 |  | 0.00026427 |  | 0 |  | 0.0017796 |  | 0 |  | 0.02469 |  | 0.05393 | [5 empty] | 0 |  | 0.002109
| 0.071736 |  | -3.8525e-05 |  | -0.00015995 |  | #REF! |  | 5.7744e-06 |  | -4.7237e-05 |  | 4.9225e-05 |  | 0.00056574 |  | 0.00026103 |  | 0 |  | 0.0017389 |  | 0 |  | 0.024748 |  | 0.054446 | [5 empty] | 0 |  | 0.0021105
| 0.072588 |  | -4.0509e-05 |  | -2.4531e-06 |  | #REF! |  | 5.7748e-06 |  | -3.2372e-05 |  | 5.0406e-05 |  | 0.00056739 |  | 0.00022088 |  | 0 |  | 0.0017211 |  | 0 |  | 0.024811 |  | 0.054919 | [5 empty] | 0 |  | 0.0021143
| 0.073705 |  | -6.1102e-05 |  | 0.00013869 |  | #REF! |  | 2.4754e-06 |  | -7.3262e-06 |  | 5.2592e-05 |  | 0.00056908 |  | 0.00022438 |  | 0 |  | 0.0017312 |  | 0 |  | 0.024877 |  | 0.055376 | [5 empty] | 0 |  | 0.0021308
| 0.074629 |  | -7.2864e-05 |  | -2.5782e-05 |  | #REF! |  | 2.4755e-06 |  | 9.3359e-06 |  | 5.577e-05 |  | 0.00057241 |  | 0.00018772 |  | 0 |  | 0.0017598 |  | 0 |  | 0.024982 |  | 0.055852 | [5 empty] | 0 |  | 0.0021455
| 0.075176 |  | -3.467e-06 |  | -0.00017356 |  | #REF! |  | 5.7751e-06 |  | 4.6482e-05 |  | 5.587e-05 |  | 0.00057076 |  | 0.00014841 |  | 0 |  | 0.0017683 |  | 0 |  | 0.025004 |  | 0.056278 | [5 empty] | 0 |  | 0.0021609
| 0.07599 |  | 1.2895e-06 |  | -0.00015519 |  | #REF! |  | 5.7751e-06 |  | -5.2914e-06 |  | 5.346e-05 |  | 0.00056169 |  | 0.0001288 |  | 0 |  | 0.0017558 |  | 0 |  | 0.025112 |  | 0.056731 | [5 empty] | 0 |  | 0.0021755
| 0.076912 |  | -3.5947e-05 |  | 4.6675e-05 |  | #REF! |  | 4.1261e-06 |  | -6.7581e-05 |  | 5.1068e-05 |  | 0.00055925 |  | 0.00015793 |  | 0 |  | 0.0017688 |  | 0 |  | 0.025127 |  | 0.057175 | [5 empty] | 0 |  | 0.002187
| 0.077716 |  | -4.1461e-05 |  | 3.0088e-05 |  | #REF! |  | 4.1263e-06 |  | -2.7952e-05 |  | 4.8854e-05 |  | 0.00056997 |  | 0.00026837 |  | 0 |  | 0.0018213 |  | 0 |  | 0.02524 |  | 0.057531 | [5 empty] | 0 |  | 0.0021958
| 0.078264 |  | -6.6476e-05 |  | -9.3521e-05 |  | #REF! |  | 5.7758e-06 |  | 2.3037e-06 |  | 4.7842e-05 |  | 0.00058073 |  | 0.00028691 |  | 0 |  | 0.0018618 |  | 0 |  | 0.025255 |  | 0.057966 | [5 empty] | 0 |  | 0.002204
| 0.079024 |  | -5.5145e-05 |  | -8.5594e-05 |  | #REF! |  | 5.7758e-06 |  | -1.0832e-05 |  | 4.911e-05 |  | 0.00057908 |  | 0.0001835 |  | 6.8253e-05 |  | 0.0018727 |  | 0 |  | 0.025369 |  | 0.058281 | [5 empty] | 0 |  | 0.0021992
| 0.079684 |  | -1.539e-05 |  | -3.6451e-05 |  | #REF! |  | 2.476e-06 |  | 1.4634e-05 |  | 5.0108e-05 |  | 0.00057087 |  | 0.00023234 |  | 0.00011376 |  | 0.00187 |  | 0 |  | 0.02543 |  | 0.058534 | [5 empty] | 0 |  | 0.0021949
| 0.079993 |  | -3.7086e-05 |  | 2.8404e-05 |  | #REF! |  | 2.476e-06 |  | 2.979e-05 |  | 5.1207e-05 |  | 0.00057252 |  | 0.00029448 |  | 0.0001591 |  | 0.0018707 |  | 0 |  | 0.025499 |  | 0.058757 | [5 empty] | 0 |  | 0.0021858
| 0.080539 |  | -6.5261e-05 |  | 2.7414e-05 |  | #REF! |  | 5.7765e-06 |  | -4.0083e-05 |  | 5.3576e-05 |  | 0.0005841 |  | 0.00020165 |  | 0.0001136 |  | 0.0018991 |  | 0 |  | 0.025565 |  | 0.058886 | [5 empty] | 0 |  | 0.0021791
| 0.081909 |  | -2.2418e-05 |  | 1.8218e-05 |  | #REF! |  | 5.7769e-06 |  | -6.9976e-05 |  | 5.4092e-05 |  | 0.00059235 |  | 0.00020063 |  | 0 |  | 0.0019198 |  | 0 |  | 0.02558 |  | 0.059016 | [5 empty] | 0 |  | 0.0021609
| 0.083007 |  | -4.0061e-05 |  | -6.5098e-05 |  | #REF! |  | 7.4273e-06 |  | -4.0569e-05 |  | 5.3909e-05 |  | 0.00059317 |  | 0.00027239 |  | 6.8225e-05 |  | 0.0019227 |  | 0 |  | 0.025696 |  | 0.059105 | [5 empty] | 0 |  | 0.0021524
| 0.083796 |  | -1.1546e-05 |  | -2.1505e-06 |  | #REF! |  | 7.4277e-06 |  | -5.9935e-05 |  | 5.4096e-05 |  | 0.00058744 |  | 0.00023922 |  | 0.00018184 |  | 0.0019084 |  | 0 |  | 0.025806 |  | 0.059258 | [5 empty] | 0 |  | 0.0021357
| 0.084861 |  | 2.6795e-05 |  | 9.7155e-05 |  | #REF! |  | 5.7772e-06 |  | -6.0626e-05 |  | 5.3699e-05 |  | 0.00058579 |  | 0.00023852 |  | 0.00011362 |  | 0.0018979 |  | 0 |  | 0.02583 |  | 0.059422 | [5 empty] | 0 |  | 0.0021308
| 0.085627 |  | -2.7514e-05 |  | -1.6616e-05 |  | #REF! |  | 5.7772e-06 |  | -2.3563e-05 |  | 5.5564e-05 |  | 0.0005916 |  | 0.00027982 |  | 0 |  | 0.0019441 |  | 0 |  | 0.025896 |  | 0.05965 | [5 empty] | 0 |  | 0.0021213
| 0.086526 |  | -3.0681e-05 |  | -0.00012303 |  | #REF! |  | 2.4766e-06 |  | -4.5191e-06 |  | 5.9096e-05 |  | 0.00060153 |  | 0.00025202 |  | 0 |  | 0.0019827 |  | 0 |  | 0.02596 |  | 0.060024 | [5 empty] | 0 |  | 0.002123
| 0.087503 |  | -1.22e-06 |  | -0.00013921 |  | #REF! |  | 2.4766e-06 |  | -8.734e-06 |  | 5.9645e-05 |  | 0.0006081 |  | 0.00022397 |  | 0 |  | 0.0019798 |  | 0 |  | 0.026031 |  | 0.060359 | [5 empty] | 0 |  | 0.0021233
| 0.088022 |  | -1.6611e-05 |  | -0.00010121 |  | #REF! |  | 4.1276e-06 |  | 2.1375e-06 |  | 5.9083e-05 |  | 0.00060483 |  | 0.00017655 |  | 2.2756e-05 |  | 0.0019771 |  | 0 |  | 0.026146 |  | 0.060847 | [5 empty] | 0 |  | 0.00212
| 0.089189 |  | -5.8152e-05 |  | 5.2261e-05 |  | #REF! |  | 4.1278e-06 |  | -2.3956e-05 |  | 5.9586e-05 |  | 0.00059579 |  | 0.00017506 |  | 0.00013641 |  | 0.002013 |  | 0 |  | 0.026163 |  | 0.061416 | [5 empty] | 0 |  | 0.0021262
| 0.090154 |  | -4.1106e-05 |  | -4.0483e-05 |  | #REF! |  | 5.7783e-06 |  | -5.1962e-05 |  | 5.6539e-05 |  | 0.00059249 |  | 0.000311 |  | 0.00022732 |  | 0.0020388 |  | 0 |  | 0.026283 |  | 0.062023 | [5 empty] | 0 |  | 0.0021256
| 0.090692 |  | 1.3043e-05 |  | -0.00014488 |  | #REF! |  | 5.7783e-06 |  | -1.5099e-05 |  | 5.3363e-05 |  | 0.00059583 |  | 0.00033141 |  | 0.00015916 |  | 0.0020161 |  | 0 |  | 0.026304 |  | 0.06273 | [5 empty] | 0 |  | 0.002123
| 0.091509 |  | 2.3096e-05 |  | -2.3257e-05 |  | #REF! |  | 4.1281e-06 |  | -2.5356e-05 |  | 5.4195e-05 |  | 0.00060738 |  | 0.00024001 |  | 0.00013652 |  | 0.0019926 |  | 0 |  | 0.02642 |  | 0.063426 | [5 empty] | 0 |  | 0.0021166
| 0.092364 |  | 8.1327e-06 |  | -5.5932e-05 |  | #REF! |  | 4.1283e-06 |  | -9.3637e-05 |  | 5.573e-05 |  | 0.00061399 |  | 0.00019926 |  | 9.1027e-05 |  | 0.0019652 |  | 0 |  | 0.026486 |  | 0.064147 | [5 empty] | 0 |  | 0.0021074
| 0.093307 |  | 3.9711e-05 |  | -7.8946e-05 |  | #REF! |  | 4.1283e-06 |  | -8.8434e-05 |  | 5.6932e-05 |  | 0.0006165 |  | 0.00021853 |  | 0 |  | 0.0019857 |  | 0 |  | 0.026559 |  | 0.064766 | [5 empty] | 0 |  | 0.0020951
| 0.09454 |  | -4.511e-05 |  | -2.8309e-05 |  | #REF! |  | 4.1286e-06 |  | -4.6628e-05 |  | 5.8348e-05 |  | 0.00061815 |  | 0.0002829 |  | 0 |  | 0.0020835 |  | 0 |  | 0.026581 |  | 0.065286 | [5 empty] | 0 |  | 0.0020832
| 0.095817 |  | -8.6078e-05 |  | -0.00017487 |  | #REF! |  | 5.779e-06 |  | -1.4971e-05 |  | 5.7832e-05 |  | 0.00062066 |  | 0.00023265 |  | 0 |  | 0.002161 |  | 0 |  | 0.0267 |  | 0.065736 | [5 empty] | 0 |  | 0.0020731
| 0.096743 |  | -4.8335e-05 |  | -0.00023391 |  | #REF! |  | 5.779e-06 |  | -6.2105e-06 |  | 5.659e-05 |  | 0.00062727 |  | 0.00021982 |  | 0 |  | 0.0021707 |  | 0 |  | 0.026766 |  | 0.066084 | [5 empty] | 0 |  | 0.0020715
| 0.097774 |  | -3.7279e-05 |  | -1.6922e-05 |  | #REF! |  | 4.1288e-06 |  | -1.1946e-05 |  | 5.7136e-05 |  | 0.00063473 |  | 0.00021557 |  | 0 |  | 0.0021471 |  | 0 |  | 0.026841 |  | 0.066317 | [5 empty] | 0 |  | 0.002069
| 0.099152 |  | -2.0844e-05 |  | 7.9012e-05 |  | #REF! |  | 4.1291e-06 |  | 1.3622e-05 |  | 5.7742e-05 |  | 0.00063968 |  | 0.00021726 |  | 0 |  | 0.0021394 |  | 0 |  | 0.026912 |  | 0.066515 | [5 empty] | 0 |  | 0.0020788
| 0.10022 |  | -1.4565e-05 |  | -4.4356e-05 |  | #REF! |  | 5.7797e-06 |  | 1.5495e-05 |  | 5.7859e-05 |  | 0.00063807 |  | 0.00023851 |  | 0 |  | 0.0021187 |  | 0 |  | 0.026984 |  | 0.066753 | [5 empty] | 0 |  | 0.002103
| 0.1008 |  | 2.4793e-07 |  | -0.00024803 |  | #REF! |  | 5.7797e-06 |  | 2.5288e-05 |  | 5.8096e-05 |  | 0.00063395 |  | 0.0001925 |  | 0 |  | 0.0020675 |  | 0 |  | 0.027104 |  | 0.067006 | [5 empty] | 0 |  | 0.0021265
| 0.10161 |  | -5.5583e-05 |  | -0.00010195 |  | #REF! |  | 4.1293e-06 |  | -5.6454e-05 |  | 5.6963e-05 |  | 0.00062899 |  | 0.00019496 |  | 2.275e-05 |  | 0.002066 |  | 0 |  | 0.027127 |  | 0.067234 | [5 empty] | 0 |  | 0.0021655
| 0.10249 |  | -3.4309e-05 |  | 8.8019e-05 |  | #REF! |  | 4.1296e-06 |  | -6.0971e-05 |  | 5.7133e-05 |  | 0.0006216 |  | 0.00018622 |  | 2.2753e-05 |  | 0.002141 |  | 0 |  | 0.0272 |  | 0.067468 | [5 empty] | 0 |  | 0.0022003
| 0.10375 |  | 7.6897e-06 |  | -5.5378e-05 |  | #REF! |  | 4.1293e-06 |  | 1.4391e-05 |  | 5.7616e-05 |  | 0.0006249 |  | 0.00018339 |  | 0 |  | 0.0022108 |  | 0 |  | 0.027321 |  | 0.067742 | [5 empty] | 0 |  | 0.0022448
| 0.10489 |  | -2.289e-05 |  | -0.0001677 |  | #REF! |  | 4.1298e-06 |  | -2.1699e-05 |  | 5.727e-05 |  | 0.00064145 |  | 0.00018935 |  | 0 |  | 0.0022658 |  | 0 |  | 0.027345 |  | 0.068012 | [5 empty] | 0 |  | 0.0022784
| 0.10546 |  | -3.7566e-05 |  | -0.00015594 |  | #REF! |  | 2.4778e-06 |  | -4.6605e-05 |  | 5.7839e-05 |  | 0.00065549 |  | 0.00024103 |  | 0 |  | 0.0023349 |  | 0 |  | 0.027414 |  | 0.068246 | [5 empty] | 0 |  | 0.0023187
| 0.106 |  | -4.8732e-05 |  | 3.9628e-05 |  | #REF! |  | 2.4781e-06 |  | 4.3597e-05 |  | 5.9872e-05 |  | 0.00066048 |  | 0.00027718 |  | 0 |  | 0.0023618 |  | 0 |  | 0.027545 |  | 0.068507 | [5 empty] | 0 |  | 0.002349
| 0.10756 |  | -3.431e-05 |  | -8.4901e-05 |  | #REF! |  | 4.1298e-06 |  | 6.9745e-05 |  | 6.0758e-05 |  | 0.000658 |  | 0.00025857 |  | 6.8341e-05 |  | 0.0023014 |  | 0 |  | 0.027614 |  | 0.068862 | [5 empty] | 0 |  | 0.0023746
| 0.10929 |  | -4.8015e-06 |  | -0.00017415 |  | #REF! |  | 4.1301e-06 |  | -4.1497e-05 |  | 6.0875e-05 |  | 0.0006663 |  | 0.00024568 |  | 6.8344e-05 |  | 0.0022336 |  | 0 |  | 0.027634 |  | 0.069285 | [5 empty] | 0 |  | 0.0023899
| 0.11042 |  | -3.6874e-05 |  | 2.9688e-05 |  | #REF! |  | 4.1303e-06 |  | -4.5635e-05 |  | 6.1129e-05 |  | 0.00067786 |  | 0.00021389 |  | 0 |  | 0.002234 |  | 0 |  | 0.027763 |  | 0.069738 | [5 empty] | 0 |  | 0.0024113
| 0.11123 |  | -8.4381e-05 |  | -4.3436e-05 |  | #REF! |  | 4.1303e-06 |  | -2.1922e-05 |  | 6.1845e-05 |  | 0.00067868 |  | 0.00019737 |  | 0.00011379 |  | 0.0022672 |  | 0 |  | 0.027837 |  | 0.070255 | [5 empty] | 0 |  | 0.0024238
| 0.11183 |  | -6.9623e-05 |  | -7.1394e-05 |  | #REF! |  | 2.4782e-06 |  | -5.5378e-05 |  | 6.2782e-05 |  | 0.00066634 |  | 0.00018979 |  | 0.00011379 |  | 0.0022601 |  | 0 |  | 0.027915 |  | 0.070858 | [5 empty] | 0 |  | 0.0024327
| 0.11287 |  | -4.4056e-05 |  | -3.1818e-05 |  | #REF! |  | 2.4784e-06 |  | -7.9362e-05 |  | 6.0869e-05 |  | 0.00066143 |  | 0.00019958 |  | 0 |  | 0.002225 |  | 0 |  | 0.027986 |  | 0.071471 | [5 empty] | 0 |  | 0.0024393
| 0.1138 |  | -2.3855e-05 |  | 0.00013501 |  | #REF! |  | 5.7821e-06 |  | -3.8178e-05 |  | 5.817e-05 |  | 0.00067295 |  | 0.00026795 |  | 0 |  | 0.0022205 |  | 0 |  | 0.028061 |  | 0.071971 | [5 empty] | 0 |  | 0.0024422
| 0.11529 |  | -3.1569e-05 |  | -5.2964e-06 |  | #REF! |  | 5.7818e-06 |  | 3.419e-05 |  | 5.934e-05 |  | 0.00068624 |  | 0.00025311 |  | 0.00011381 |  | 0.0022656 |  | 0 |  | 0.028136 |  | 0.072554 | [5 empty] | 0 |  | 0.0024457
| 0.11661 |  | -6.3339e-05 |  | -6.2975e-05 |  | #REF! |  | 4.1311e-06 |  | 3.5175e-05 |  | 6.0543e-05 |  | 0.00068785 |  | 0.00028051 |  | 0.00011381 |  | 0.002306 |  | 0 |  | 0.028211 |  | 0.07298 | [5 empty] | 0 |  | 0.002434
| 0.1179 |  | -0.00010057 |  | 0.00012166 |  | #REF! |  | 4.1308e-06 |  | -1.8522e-05 |  | 5.6727e-05 |  | 0.00068624 |  | 0.00029071 |  | 0 |  | 0.002323 |  | 0 |  | 0.028287 |  | 0.073337 | [5 empty] | 0 |  | 0.0024208
| 0.11956 |  | -0.00010952 |  | -7.2686e-05 |  | #REF! |  | 4.1313e-06 |  | -3.0704e-06 |  | 5.3744e-05 |  | 0.00069371 |  | 0.00024276 |  | 0 |  | 0.0023215 |  | 0 |  | 0.028362 |  | 0.073685 | [5 empty] | 0 |  | 0.002402
| 0.12055 |  | -9.3657e-05 |  | -0.00020815 |  | #REF! |  | 4.1311e-06 |  | -1.2512e-05 |  | 5.5047e-05 |  | 0.00069784 |  | 0.00024224 |  | 9.1196e-05 |  | 0.002319 |  | 0 |  | 0.028489 |  | 0.073956 | [5 empty] | 0 |  | 0.0023821
| 0.12127 |  | -9.4452e-05 |  | -0.0001931 |  | #REF! |  | 4.1313e-06 |  | -7.3512e-05 |  | 5.6251e-05 |  | 0.00069371 |  | 0.00019549 |  | 9.12e-05 |  | 0.0023098 |  | 0 |  | 0.028514 |  | 0.074265 | [5 empty] | 0 |  | 0.0023481
| 0.12196 |  | -5.153e-05 |  | -0.00013161 |  | #REF! |  | 4.1316e-06 |  | -5.5539e-05 |  | 5.5934e-05 |  | 0.00068797 |  | 0.00017041 |  | 2.2796e-05 |  | 0.0023008 |  | 0 |  | 0.028642 |  | 0.074587 | [5 empty] | 0 |  | 0.0023217
| 0.1232 |  | -3.8822e-06 |  | -1.4735e-05 |  | #REF! |  | 5.7832e-06 |  | 7.4453e-06 |  | 5.7454e-05 |  | 0.00069049 |  | 0.00022952 |  | 2.2797e-05 |  | 0.0023442 |  | 0 |  | 0.028666 |  | 0.074886 | [5 empty] | 0 |  | 0.0022861
| 0.12411 |  | -3.6389e-05 |  | 0.00011152 |  | #REF! |  | 5.7832e-06 |  | 2.2877e-05 |  | 6.1491e-05 |  | 0.00069789 |  | 0.00026008 |  | 0 |  | 0.0024099 |  | 0 |  | 0.028798 |  | 0.07521 | [5 empty] | 0 |  | 0.0022619
| 0.12524 |  | -2.9885e-05 |  | 4.8001e-05 |  | #REF! |  | 5.7835e-06 |  | 4.7712e-06 |  | 6.2408e-05 |  | 0.00070375 |  | 0.00021829 |  | 0 |  | 0.0024139 |  | 0 |  | 0.028819 |  | 0.075606 | [5 empty] | 0 |  | 0.0022313
| 0.12702 |  | 8.5878e-06 |  | -4.4228e-05 |  | #REF! |  | 5.7835e-06 |  | -2.4739e-05 |  | 5.9541e-05 |  | 0.00070619 |  | 0.00019155 |  | 0 |  | 0.0023898 |  | 0 |  | 0.028947 |  | 0.075977 | [5 empty] | 0 |  | 0.0022138
| 0.12838 |  | -4.8833e-05 |  | 2.3938e-05 |  | #REF! |  | 4.1321e-06 |  | -1.2528e-05 |  | 5.5897e-05 |  | 0.00070706 |  | 0.00017875 |  | 0 |  | 0.0023989 |  | 0 |  | 0.029024 |  | 0.076423 | [5 empty] | 0 |  | 0.002194
| 0.12928 |  | -7.1311e-05 |  | 6.1963e-05 |  | #REF! |  | 4.1321e-06 |  | 1.7626e-05 |  | 5.4277e-05 |  | 0.00071288 |  | 0.00021998 |  | 0 |  | 0.0024151 |  | 0 |  | 0.029101 |  | 0.076857 | [5 empty] | 0 |  | 0.0021714
| 0.13018 |  | -5.2837e-05 |  | -6.8798e-05 |  | #REF! |  | 7.4372e-06 |  | -7.3126e-05 |  | 5.3066e-05 |  | 0.00071619 |  | 0.00021771 |  | 0 |  | 0.0024204 |  | 0 |  | 0.029125 |  | 0.077392 | [5 empty] | 0 |  | 0.0021587
| 0.1312 |  | -5.9169e-05 |  | -0.00011948 |  | #REF! |  | 7.4372e-06 |  | -7.7765e-05 |  | 5.1583e-05 |  | 0.0007261 |  | 0.00017989 |  | 0 |  | 0.0024562 |  | 0 |  | 0.029258 |  | 0.077996 | [5 empty] | 0 |  | 0.002142
| 0.1325 |  | -2.2186e-05 |  | 1.1132e-05 |  | #REF! |  | 8.2652e-07 |  | -1.4794e-05 |  | 4.9966e-05 |  | 0.00074019 |  | 0.00020204 |  | 0 |  | 0.0024921 |  | 0 |  | 0.029331 |  | 0.078586 | [5 empty] | 0 |  | 0.0021263
| 0.13376 |  | 2.8666e-06 |  | 5.7643e-05 |  | #REF! |  | 8.2652e-07 |  | -5.397e-05 |  | 4.8918e-05 |  | 0.00075423 |  | 0.00022777 |  | 0.0001139 |  | 0.002486 |  | 0 |  | 0.029408 |  | 0.079407 | [5 empty] | 0 |  | 0.0021129
| 0.13425 |  | -3.4205e-05 |  | 8.8115e-05 |  | #REF! |  | 5.7846e-06 |  | -1.7048e-05 |  | 4.8171e-05 |  | 0.00075841 |  | 0.0002024 |  | 0.00011391 |  | 0.0025014 |  | 0 |  | 0.029537 |  | 0.080204 | [5 empty] | 0 |  | 0.0021032
| 0.13457 |  | -8.6848e-05 |  | 2.443e-05 |  | #REF! |  | 5.7849e-06 |  | -1.4597e-05 |  | 4.8824e-05 |  | 0.00075593 |  | 0.00023451 |  | 0 |  | 0.0025579 |  | 0 |  | 0.029566 |  | 0.081052 | [5 empty] | 0 |  | 0.0020991
| 0.13549 |  | -4.7013e-05 |  | -0.000131 |  | #REF! |  | 4.1331e-06 |  | -1.9754e-05 |  | 5.0572e-05 |  | 0.00075515 |  | 0.00027795 |  | 0.00011392 |  | 0.00261 |  | 0 |  | 0.029638 |  | 0.081967 | [5 empty] | 0 |  | 0.0021026
| 0.13677 |  | 2.9656e-05 |  | -0.00020968 |  | #REF! |  | 4.1331e-06 |  | 2.7922e-06 |  | 5.1095e-05 |  | 0.00075597 |  | 0.00025652 |  | 0.00011393 |  | 0.0026269 |  | 0 |  | 0.029715 |  | 0.082813 | [5 empty] | 0 |  | 0.0021146
| 0.138 |  | 1.3174e-06 |  | -9.1366e-05 |  | #REF! |  | 4.1331e-06 |  | -5.0051e-05 |  | 5.1662e-05 |  | 0.00075763 |  | 0.00025902 |  | 0 |  | 0.0026009 |  | 0 |  | 0.02985 |  | 0.083663 | [5 empty] | 0 |  | 0.0021353
| 0.13877 |  | -0.00010035 |  | -2.9315e-06 |  | #REF! |  | 4.1333e-06 |  | -8.6405e-05 |  | 5.2596e-05 |  | 0.00075767 |  | 0.00023338 |  | 0 |  | 0.0025581 |  | 0 |  | 0.029869 |  | 0.084392 | [5 empty] | 0 |  | 0.0021678
| 0.13984 |  | -8.9249e-05 |  | -0.00011371 |  | #REF! |  | 5.7856e-06 |  | -7.2507e-05 |  | 5.1415e-05 |  | 0.00076102 |  | 0.0002635 |  | 0 |  | 0.0025556 |  | 0 |  | 0.029999 |  | 0.085098 | [5 empty] | 0 |  | 0.0021966
| 0.14115 |  | 6.992e-06 |  | 1.6252e-05 |  | #REF! |  | 5.786e-06 |  | -6.6748e-05 |  | 5.005e-05 |  | 0.00076511 |  | 0.00035456 |  | 9.1274e-05 |  | 0.002588 |  | 0 |  | 0.030026 |  | 0.085736 | [5 empty] | 0 |  | 0.0022325
| 0.14229 |  | 5.1535e-05 |  | -3.9426e-05 |  | #REF! |  | 4.1336e-06 |  | -3.8716e-05 |  | 5.0904e-05 |  | 0.00076603 |  | 0.00030191 |  | 9.1274e-05 |  | 0.0026188 |  | 0 |  | 0.030153 |  | 0.086213 | [5 empty] | 0 |  | 0.0022716
| 0.14341 |  | 9.9948e-06 |  | -0.00012405 |  | #REF! |  | 4.1336e-06 |  | -1.8326e-05 |  | 5.3086e-05 |  | 0.00076185 |  | 0.00023365 |  | 0 |  | 0.0026094 |  | 0 |  | 0.030234 |  | 0.086813 | [5 empty] | 0 |  | 0.0022964
| 0.14441 |  | -5.2341e-05 |  | -4.3545e-05 |  | #REF! |  | 2.4803e-06 |  | -4.1318e-05 |  | 5.3759e-05 |  | 0.00075611 |  | 0.00026033 |  | 0 |  | 0.0026162 |  | 0 |  | 0.030251 |  | 0.087286 | [5 empty] | 0 |  | 0.0023227
| 0.1452 |  | -0.00010227 |  | -9.9204e-05 |  | #REF! |  | 2.4805e-06 |  | -6.7649e-05 |  | 5.3392e-05 |  | 0.00076442 |  | 0.00027233 |  | 0 |  | 0.002673 |  | 0 |  | 0.030382 |  | 0.087745 | [5 empty] | 0 |  | 0.0023302
| 0.1464 |  | -0.00013338 |  | -2.0856e-05 |  | #REF! |  | 8.2682e-07 |  | -6.5732e-05 |  | 5.1975e-05 |  | 0.00077847 |  | 0.00021933 |  | 0 |  | 0.0027154 |  | 0 |  | 0.030463 |  | 0.088239 | [5 empty] | 0 |  | 0.0023373
| 0.14761 |  | -7.3572e-05 |  | -1.7682e-05 |  | #REF! |  | 8.2682e-07 |  | 5.0603e-06 |  | 5.2398e-05 |  | 0.00078673 |  | 0.00020225 |  | 0 |  | 0.0027439 |  | 0 |  | 0.030535 |  | 0.088649 | [5 empty] | 0 |  | 0.0023303
| 0.14838 |  | 1.3997e-05 |  | -9.1271e-05 |  | #REF! |  | 4.1343e-06 |  | -4.5883e-06 |  | 5.2428e-05 |  | 0.00079174 |  | 0.00022525 |  | 0 |  | 0.0028021 |  | 0 |  | 0.030615 |  | 0.089069 | [5 empty] | 0 |  | 0.0023157
| 0.14943 |  | -3.9502e-05 |  | -1.1891e-05 |  | #REF! |  | 4.1343e-06 |  | -7.9351e-05 |  | 5.1617e-05 |  | 0.00079918 |  | 0.00027347 |  | 0 |  | 0.0028287 |  | 0 |  | 0.030687 |  | 0.08938 | [5 empty] | 0 |  | 0.0022905
| 0.15078 |  | -9.3992e-05 |  | 0.00014532 |  | #REF! |  | 5.7874e-06 |  | -3.8927e-05 |  | 5.0716e-05 |  | 0.00080997 |  | 0.00029617 |  | 0 |  | 0.0028118 |  | 0 |  | 0.030767 |  | 0.089693 | [5 empty] | 0 |  | 0.0022725
| 0.15216 |  | -1.9521e-05 |  | 0.00010047 |  | #REF! |  | 5.7874e-06 |  | 4.0528e-05 |  | 4.8297e-05 |  | 0.00081741 |  | 0.00025945 |  | 0 |  | 0.0027521 |  | 0 |  | 0.030838 |  | 0.089967 | [5 empty] | 0 |  | 0.0022493
| 0.15266 |  | 1.8403e-06 |  | -4.2445e-05 |  | #REF! |  | 4.1346e-06 |  | 3.0654e-05 |  | 4.4629e-05 |  | 0.00082324 |  | 0.00026777 |  | 0 |  | 0.002704 |  | 0 |  | 0.030974 |  | 0.090116 | [5 empty] | 0 |  | 0.0022295
| 0.15374 |  | -7.1768e-05 |  | -4.7892e-05 |  | #REF! |  | 4.1348e-06 |  | 2.5344e-06 |  | 4.4665e-05 |  | 0.0008249 |  | 0.00026522 |  | 4.5663e-05 |  | 0.0027181 |  | 0 |  | 0.03099 |  | 0.090452 | [5 empty] | 0 |  | 0.0022151
| 0.1546 |  | -0.00013365 |  | 2.3179e-05 |  | #REF! |  | 2.4811e-06 |  | 8.3479e-07 |  | 4.6868e-05 |  | 0.00081994 |  | 0.0002189 |  | 0.0001597 |  | 0.0027421 |  | 0 |  | 0.031069 |  | 0.090724 | [5 empty] | 0 |  | 0.0022084
| 0.15533 |  | -8.381e-05 |  | 3.189e-05 |  | #REF! |  | 2.4811e-06 |  | -1.6723e-05 |  | 4.904e-05 |  | 0.00081668 |  | 0.0002276 |  | 0.00011404 |  | 0.0027311 |  | 0 |  | 0.031196 |  | 0.09106 | [5 empty] | 0 |  | 0.0022102
| 0.15578 |  | -2.7299e-05 |  | 0.00010215 |  | #REF! |  | 8.2702e-07 |  | -4.2648e-05 |  | 5.206e-05 |  | 0.00081916 |  | 0.00025082 |  | 0 |  | 0.0027448 |  | 0 |  | 0.03122 |  | 0.091524 | [5 empty] | 0 |  | 0.0022202
| 0.15584 |  | -6.5997e-05 |  | 0.00021123 |  | #REF! |  | 8.2707e-07 |  | -5.108e-05 |  | 5.3098e-05 |  | 0.0008283 |  | 0.00024049 |  | 0 |  | 0.0027804 |  | 0 |  | 0.031346 |  | 0.091989 | [5 empty] | 0 |  | 0.0022353
| 0.15691 |  | -8.2644e-05 |  | 0.00015813 |  | #REF! |  | 4.1353e-06 |  | -5.1517e-05 |  | 5.0795e-05 |  | 0.00084153 |  | 0.00025081 |  | 0 |  | 0.0028152 |  | 0 |  | 0.03137 |  | 0.092549 | [5 empty] | 0 |  | 0.0022584
| 0.1576 |  | -2.8056e-05 |  | -6.491e-06 |  | #REF! |  | 4.1356e-06 |  | -4.49e-05 |  | 4.9029e-05 |  | 0.00085894 |  | 0.00022998 |  | 0 |  | 0.002845 |  | 0 |  | 0.031496 |  | 0.093072 | [5 empty] | 0 |  | 0.0022724
| 0.15829 |  | -3.203e-05 |  | -0.00010321 |  | #REF! |  | 4.1356e-06 |  | 8.8411e-06 |  | 4.7864e-05 |  | 0.00087217 |  | 0.0002582 |  | 0 |  | 0.0028405 |  | 0 |  | 0.031576 |  | 0.093662 | [5 empty] | 0 |  | 0.0022885
| 0.15954 |  | -5.8025e-05 |  | -9.9079e-05 |  | #REF! |  | 4.1358e-06 |  | 3.1876e-05 |  | 4.7864e-05 |  | 0.00087878 |  | 0.00029669 |  | 4.5706e-05 |  | 0.0028286 |  | 0 |  | 0.03165 |  | 0.094265 | [5 empty] | 0 |  | 0.0023056
| 0.16009 |  | -6.0199e-05 |  | -1.574e-05 |  | #REF! |  | 5.7891e-06 |  | -4.2133e-06 |  | 4.9369e-05 |  | 0.00088049 |  | 0.00032184 |  | 4.5708e-05 |  | 0.0028741 |  | 0 |  | 0.03172 |  | 0.094834 | [5 empty] | 0 |  | 0.0023078
| 0.16059 |  | -3.1588e-05 |  | -0.00015596 |  | #REF! |  | 5.7891e-06 |  | 3.9089e-06 |  | 5.0587e-05 |  | 0.00087966 |  | 0.00030535 |  | 0 |  | 0.002981 |  | 0 |  | 0.031799 |  | 0.09544 | [5 empty] | 0 |  | 0.0023155
| 0.1619 |  | 4.1719e-05 |  | -0.00014359 |  | #REF! |  | 4.1361e-06 |  | 6.733e-06 |  | 5.1875e-05 |  | 0.00088302 |  | 0.00021268 |  | 0 |  | 0.0030642 |  | 0 |  | 0.031873 |  | 0.096149 | [5 empty] | 0 |  | 0.0023111
| 0.16173 |  | 2.8292e-06 |  | 9.469e-05 |  | #REF! |  | 4.1363e-06 |  | 3.7693e-06 |  | 5.2863e-05 |  | 0.0008946 |  | 0.00019073 |  | 0 |  | 0.003047 |  | 0 |  | 0.031942 |  | 0.096838 | [5 empty] | 0 |  | 0.0023137
| 0.16148 |  | -0.00011358 |  | 0.00014137 |  | #REF! |  | 7.4439e-06 |  | 3.5633e-05 |  | 5.2496e-05 |  | 0.0009054 |  | 0.00019319 |  | 0 |  | 0.0029651 |  | 0 |  | 0.03202 |  | 0.097608 | [5 empty] | 0 |  | 0.0023061
| 0.16195 |  | -0.00014186 |  | 0.00020669 |  | #REF! |  | 7.4448e-06 |  | 3.9577e-05 |  | 5.3264e-05 |  | 0.00091119 |  | 0.00026018 |  | 6.8522e-05 |  | 0.002924 |  | 0 |  | 0.032094 |  | 0.098375 | [5 empty] | 0 |  | 0.002307
| 0.16212 |  | -8.6093e-05 |  | 0.00013314 |  | #REF! |  | 4.1363e-06 |  | 2.4712e-05 |  | 5.6425e-05 |  | 0.00091615 |  | 0.00032476 |  | 0.00015993 |  | 0.0029727 |  | 0 |  | 0.032163 |  | 0.098995 | [5 empty] | 0 |  | 0.0023021
| 0.16292 |  | 1.3565e-05 |  | -8.4649e-05 |  | #REF! |  | 4.1368e-06 |  | -2.2792e-05 |  | 5.931e-05 |  | 0.00093109 |  | 0.00028012 |  | 9.1402e-05 |  | 0.0030158 |  | 0 |  | 0.032299 |  | 0.099755 | [5 empty] | 0 |  | 0.0022932
| 0.16326 |  | 1.362e-05 |  | 7.1707e-05 |  | #REF! |  | 4.1366e-06 |  | -4.0294e-05 |  | 5.9067e-05 |  | 0.00095265 |  | 0.00025164 |  | 0 |  | 0.0030428 |  | 0 |  | 0.032314 |  | 0.10034 | [5 empty] | 0 |  | 0.0022804
| 0.16354 |  | -7.6496e-05 |  | 7.8378e-05 |  | #REF! |  | 4.1368e-06 |  | -1.905e-05 |  | 5.7481e-05 |  | 0.00096499 |  | 0.00027726 |  | 0 |  | 0.0031043 |  | 0 |  | 0.032387 |  | 0.10089 | [5 empty] | 0 |  | 0.0022613
| 0.16452 |  | -7.819e-05 |  | -6.8417e-05 |  | #REF! |  | 2.4823e-06 |  | -1.157e-05 |  | 8.082e-05 |  | 0.00096346 |  | 0.00029108 |  | 0 |  | 0.0031128 |  | 0 |  | 0.032513 |  | 0.10147 | [5 empty] | 0 |  | 0.0022324
| 0.16475 |  | -0.00011555 |  | -1.1058e-05 |  | #REF! |  | 2.4823e-06 |  | 1.6797e-06 |  | 8.1092e-05 |  | 0.00095099 |  | 0.00027727 |  | 0 |  | 0.0030621 |  | 0 |  | 0.032591 |  | 0.10203 | [5 empty] | 0 |  | 0.0022135
| 0.16448 |  | -0.00011168 |  | -4.6348e-05 |  | #REF! |  | 5.7909e-06 |  | -3.12e-05 |  | 7.7653e-05 |  | 0.00094361 |  | 0.00021517 |  | 0 |  | 0.0030554 |  | 0 |  | 0.032606 |  | 0.10254 | [5 empty] | 0 |  | 0.0021778
| 0.16415 |  | -8.7973e-05 |  | -0.00017607 |  | #REF! |  | 5.7912e-06 |  | -4.0815e-05 |  | 7.7495e-05 |  | 0.0009478 |  | 0.00021604 |  | 0 |  | 0.0030677 |  | 0 |  | 0.032737 |  | 0.10305 | [5 empty] | 0 |  | 0.0021476
| 0.16423 |  | -3.1912e-05 |  | -0.00014172 |  | #REF! |  | 8.2747e-07 |  | 2.8592e-05 |  | 7.8526e-05 |  | 0.00096097 |  | 0.00025224 |  | 0 |  | 0.0030933 |  | 0 |  | 0.032809 |  | 0.10365 | [5 empty] | 0 |  | 0.0021216
| 0.16444 |  | 2.9516e-05 |  | -7.9604e-07 |  | #REF! |  | 8.2752e-07 |  | 2.0628e-05 |  | 5.5591e-05 |  | 0.0009644 |  | 0.00025501 |  | 0 |  | 0.0031462 |  | 0 |  | 0.032818 |  | 0.10428 | [5 empty] | 0 |  | 0.0021007
| 0.16437 |  | 9.1844e-06 |  | -0.00014702 |  | #REF! |  | 8.2752e-07 |  | -3.3631e-05 |  | 5.4255e-05 |  | 0.00099081 |  | 0.000219 |  | 0 |  | 0.0031658 |  | 0 |  | 0.032954 |  | 0.10487 | [5 empty] | 0 |  | 0.0020879
| 0.1648 |  | 0.00010363 |  | 3.0878e-05 |  | #REF! |  | 8.2757e-07 |  | 8.176e-05 |  | 5.342e-05 |  | 0.0010058 |  | 0.00017972 |  | 0 |  | 0.0031934 |  | 0 |  | 0.033026 |  | 0.10549 | [5 empty] | 0 |  | 0.0020857
| 0.16515 |  | -5.2537e-05 |  | -3.4411e-05 |  | #REF! |  | 0 |  | 1.4223e-05 |  | 5.7047e-05 |  | 0.0010264 |  | 0.00021382 |  | 0 |  | 0.0032735 |  | 0 |  | 0.033099 |  | 0.10622 | [5 empty] | 0 |  | 0.0020818
| 0.16533 |  | -3.6788e-05 |  | -5.085e-05 |  | #REF! |  | 0 |  | 5.397e-05 |  | 6.3293e-05 |  | 0.0010149 |  | 0.00019031 |  | 0 |  | 0.0033322 |  | 0 |  | 0.033171 |  | 0.107 | [5 empty] | 0 |  | 0.0020861
| 0.16541 |  | -5.2116e-05 |  | 1.5993e-06 |  | #REF! |  | 0 |  | 4.3529e-05 |  | 6.4633e-05 |  | 0.0010158 |  | 0.00021687 |  | 0 |  | 0.0033356 |  | 0 |  | 0.033302 |  | 0.10774 | [5 empty] | 0 |  | 0.0020978
| 0.16494 |  | -6.2182e-05 |  | -9.6046e-05 |  | #REF! |  | 0 |  | 2.4473e-05 |  | 6.6541e-05 |  | 0.0010273 |  | 0.0003044 |  | 0 |  | 0.0032994 |  | 0 |  | 0.033315 |  | 0.1085 | [5 empty] | 0 |  | 0.0020999
| 0.16426 |  | -1.5975e-06 |  | -0.00011057 |  | #REF! |  | 0 |  | -2.0307e-05 |  | 7.1117e-05 |  | 0.0010473 |  | 0.00023527 |  | 0 |  | 0.0032042 |  | 0 |  | 0.033387 |  | 0.10934 | [5 empty] | 0 |  | 0.002108
| 0.16377 |  | -1.5679e-05 |  | -2.2059e-05 |  | #REF! |  | 0 |  | -5.9361e-05 |  | 7.0036e-05 |  | 0.0010654 |  | 0.00014889 |  | 0 |  | 0.0031361 |  | 0 |  | 0.033458 |  | 0.11014 | [5 empty] | 0 |  | 0.0021069
| 0.16296 |  | -2.8235e-05 |  | 7.1349e-05 |  | #REF! |  | 0 |  | -2.7805e-05 |  | 6.6378e-05 |  | 0.0010787 |  | 0.00022973 |  | 0 |  | 0.0031944 |  | 0 |  | 0.03359 |  | 0.11084 | [5 empty] | 0 |  | 0.0020928
| 0.16231 |  | -1.8796e-05 |  | 9.2923e-05 |  | #REF! |  | 0 |  | -1.1448e-05 |  | 6.8002e-05 |  | 0.0010896 |  | 0.00026919 |  | 0 |  | 0.0032891 |  | 0 |  | 0.033597 |  | 0.11148 | [5 empty] | 0 |  | 0.0020784
| 0.16245 |  | -1.2538e-05 |  | -0.00010486 |  | #REF! |  | 0 |  | -2.9057e-05 |  | 6.8791e-05 |  | 0.001097 |  | 0.00024049 |  | 0 |  | 0.0033058 |  | 0 |  | 0.033738 |  | 0.11212 | [5 empty] | 0 |  | 0.002049
| 0.16342 |  | 2.1026e-05 |  | -0.00010832 |  | #REF! |  | 0 |  | 6.781e-05 |  | 6.4815e-05 |  | 0.001102 |  | 0.00018647 |  | 0 |  | 0.0032879 |  | 0 |  | 0.03374 |  | 0.11269 | [5 empty] | 0 |  | 0.0020096
| 0.16323 |  | -3.6553e-05 |  | 1.3967e-05 |  | #REF! |  | 0 |  | 6.7911e-05 |  | 6.5216e-05 |  | 0.0011169 |  | 0.0001409 |  | 4.5728e-05 |  | 0.0033497 |  | 0 |  | 0.033877 |  | 0.11314 | [5 empty] | 0 |  | 0.0019645
| 0.16237 |  | -8.0616e-05 |  | -6.6871e-05 |  | #REF! |  | 0 |  | -5.9995e-05 |  | 7.0938e-05 |  | 0.0011401 |  | 0.00024009 |  | 4.5732e-05 |  | 0.0034325 |  | 0 |  | 0.033954 |  | 0.11362 | [5 empty] | 0 |  | 0.0019166
| 0.16221 |  | -6.6461e-05 |  | -0.0001043 |  | #REF! |  | 0 |  | -7.1596e-05 |  | 7.2688e-05 |  | 0.001141 |  | 0.00031608 |  | 0 |  | 0.003471 |  | 0 |  | 0.03402 |  | 0.11399 | [5 empty] | 0 |  | 0.0018726
| 0.16165 |  | -4.095e-05 |  | 0.00019057 |  | #REF! |  | 0 |  | -4.7995e-05 |  | 7.3315e-05 |  | 0.0011269 |  | 0.00032961 |  | 0 |  | 0.0034894 |  | 0 |  | 0.034025 |  | 0.11442 | [5 empty] | 0 |  | 0.0018364
| 0.16106 |  | -5.357e-05 |  | 0.00020558 |  | #REF! |  | 0 |  | -6.213e-05 |  | 8.2081e-05 |  | 0.0011311 |  | 0.00034556 |  | 0 |  | 0.0034883 |  | 0 |  | 0.034167 |  | 0.11478 | [5 empty] | 0 |  | 0.0018133
| 0.16034 |  | -5.3136e-05 |  | 4.9358e-05 |  | #REF! |  | 0 |  | -4.3711e-05 |  | 8.829e-05 |  | 0.0011502 |  | 0.00032942 |  | 0 |  | 0.0035002 |  | 0 |  | 0.034234 |  | 0.11517 | [5 empty] | 0 |  | 0.0018045
| 0.15996 |  | -4.5363e-05 |  | 4.8982e-05 |  | #REF! |  | 0 |  | -2.7692e-05 |  | 8.8858e-05 |  | 0.0011634 |  | 0.00025433 |  | 0 |  | 0.0035183 |  | 0 |  | 0.034305 |  | 0.11577 | [5 empty] | 0 |  | 0.0018097
| 0.16003 |  | -7.698e-05 |  | 4.5766e-05 |  | #REF! |  | 0 |  | -5.3283e-05 |  | 9.356e-05 |  | 0.0011659 |  | 0.00021193 |  | 0 |  | 0.0034693 |  | 0 |  | 0.034376 |  | 0.11625 | [5 empty] | 0 |  | 0.001828
| 0.16005 |  | -7.033e-05 |  | 0.00012322 |  | #REF! |  | 0 |  | -9.0617e-05 |  | 9.8736e-05 |  | 0.0011734 |  | 0.000164 |  | 0 |  | 0.003409 |  | 0 |  | 0.034509 |  | 0.11699 | [5 empty] | 0 |  | 0.0018593
| 0.15999 |  | -8.4573e-06 |  | 6.9394e-05 |  | #REF! |  | 0 |  | -8.881e-05 |  | 0.00010015 |  | 0.0011899 |  | 0.00018646 |  | 0 |  | 0.0033983 |  | 0 |  | 0.034518 |  | 0.11786 | [5 empty] | 0 |  | 0.0018893
| 0.15935 |  | 1.8297e-05 |  | 2.5403e-05 |  | #REF! |  | 0 |  | -1.4207e-05 |  | 0.00010302 |  | 0.0012033 |  | 0.00030112 |  | 0 |  | 0.0034385 |  | 0 |  | 0.034589 |  | 0.11874 | [5 empty] | 0 |  | 0.0019278
| 0.15878 |  | -4.0367e-05 |  | -0.00018008 |  | #REF! |  | 0 |  | 5.7204e-05 |  | 0.00010637 |  | 0.0012315 |  | 0.00024619 |  | 0 |  | 0.003518 |  | 0 |  | 0.03466 |  | 0.11977 | [5 empty] | 0 |  | 0.0019723
| 0.15739 |  | -0.00011616 |  | -0.00015903 |  | #REF! |  | 0 |  | 7.2628e-05 |  | 0.00010682 |  | 0.0012671 |  | 0.00018839 |  | 0 |  | 0.0035218 |  | 0 |  | 0.034798 |  | 0.12075 | [5 empty] | 0 |  | 0.0020099
| 0.15546 |  | -9.1556e-05 |  | -8.4385e-05 |  | #REF! |  | 0 |  | 8.9594e-06 |  | 0.00010784 |  | 0.001296 |  | 0.00018228 |  | 0 |  | 0.0034657 |  | 0 |  | 0.034802 |  | 0.12178 | [5 empty] | 0 |  | 0.002057
| 0.1542 |  | -1.2369e-05 |  | -0.00017241 |  | #REF! |  | 0 |  | -9.7504e-05 |  | 0.00011251 |  | 0.0013135 |  | 0.00027553 |  | 0 |  | 0.0035031 |  | 0 |  | 0.034935 |  | 0.12276 | [5 empty] | 0 |  | 0.0020985
| 0.15338 |  | 6.0027e-06 |  | -1.1763e-05 |  | #REF! |  | 0 |  | -0.00012923 |  | 0.00011649 |  | 0.0013325 |  | 0.00027639 |  | 0 |  | 0.0035612 |  | 0 |  | 0.034944 |  | 0.12352 | [5 empty] | 0 |  | 0.0021326
| 0.15328 |  | 8.4253e-06 |  | 8.0032e-05 |  | #REF! |  | 0 |  | -3.5659e-05 |  | 0.00011996 |  | 0.0013665 |  | 0.00020033 |  | 0 |  | 0.0035528 |  | 0 |  | 0.035077 |  | 0.12443 | [5 empty] | 0 |  | 0.0021712
| 0.15316 |  | -8.1862e-06 |  | -2.6e-05 |  | #REF! |  | 0 |  | 1.1473e-05 |  | 0.00012367 |  | 0.0013889 |  | 0.00023072 |  | 0 |  | 0.0035549 |  | 0 |  | 0.035153 |  | 0.12508 | [5 empty] | 0 |  | 0.0021965
| 0.15229 |  | -3.2182e-05 |  | 8.9216e-05 |  | #REF! |  | 0 |  | -3.7499e-05 |  | 0.00012689 |  | 0.0013972 |  | 0.00018401 |  | 0 |  | 0.0036056 |  | 0 |  | 0.035218 |  | 0.12592 | [5 empty] | 0 |  | 0.0022094
| 0.15046 |  | -2.2004e-06 |  | 0.00016447 |  | #REF! |  | 0 |  | 1.2731e-05 |  | 0.00012758 |  | 0.0014014 |  | 0.00018078 |  | 0 |  | 0.0036505 |  | 0 |  | 0.035226 |  | 0.12662 | [5 empty] | 0 |  | 0.0022028
| 0.14833 |  | 8.8477e-06 |  | 0.00014724 |  | #REF! |  | 0 |  | 3.3371e-05 |  | 0.00012882 |  | 0.0014138 |  | 0.00022027 |  | 0 |  | 0.0036397 |  | 0 |  | 0.035359 |  | 0.12736 | [5 empty] | 0 |  | 0.0021897
| 0.14712 |  | -3.2663e-05 |  | 0.00025827 |  | #REF! |  | 0 |  | -2.9742e-05 |  | 0.00013426 |  | 0.0014222 |  | 0.00021845 |  | 0 |  | 0.0036376 |  | 0 |  | 0.035435 |  | 0.12821 | [5 empty] | 0 |  | 0.0021556
| 0.14645 |  | 2.9396e-05 |  | 0.00022107 |  | #REF! |  | 0 |  | -1.5368e-05 |  | 0.00014237 |  | 0.0014081 |  | 0.00023907 |  | 0 |  | 0.0036709 |  | 0 |  | 0.0355 |  | 0.12899 | [5 empty] | 0 |  | 0.0021079
| 0.14439 |  | 3.7884e-08 |  | -2.1912e-05 |  | #REF! |  | 0 |  | 1.1575e-06 |  | 0.00014977 |  | 0.0014056 |  | 0.00027731 |  | 0 |  | 0.0036698 |  | 0 |  | 0.03557 |  | 0.12984 | [5 empty] | 0 |  | 0.0020502
| 0.14262 |  | -8.4657e-05 |  | -0.00016177 |  | #REF! |  | 0 |  | 1.7567e-06 |  | 0.00015395 |  | 0.0014363 |  | 0.00024257 |  | 0 |  | 0.0036569 |  | 0 |  | 0.035708 |  | 0.13062 | [5 empty] | 0 |  | 0.0019926
| 0.14211 |  | -5.9336e-05 |  | 3.1452e-05 |  | #REF! |  | 0 |  | -2.4347e-05 |  | 0.00015765 |  | 0.0014894 |  | 0.00021434 |  | 0 |  | 0.0036612 |  | 0 |  | 0.035709 |  | 0.1312 | [5 empty] | 0 |  | 0.001927
| 0.14132 |  | -2.8265e-06 |  | 0.00014284 |  | #REF! |  | 0 |  | 7.0174e-06 |  | 0.00016349 |  | 0.0015299 |  | 0.00020167 |  | 0 |  | 0.0037106 |  | 0 |  | 0.035779 |  | 0.13164 | [5 empty] | 0 |  | 0.0018714
| 0.1407 |  | 3.4245e-05 |  | -2.5027e-05 |  | #REF! |  | 0 |  | 8.1189e-06 |  | 0.00016912 |  | 0.001554 |  | 0.000206 |  | 0 |  | 0.0038312 |  | 0 |  | 0.035918 |  | 0.13202 | [5 empty] | 0 |  | 0.0018264
| 0.13925 |  | -1.2143e-05 |  | -7.9632e-05 |  | #REF! |  | 0 |  | -3.3392e-05 |  | 0.00017578 |  | 0.0015806 |  | 0.00026446 |  | 0 |  | 0.0039041 |  | 0 |  | 0.035918 |  | 0.13228 | [5 empty] | 0 |  | 0.0017995
| 0.13745 |  | -4.8535e-05 |  | 0.00016489 |  | #REF! |  | 0 |  | -1.6333e-05 |  | 0.00018503 |  | 0.0016112 |  | 0.0002529 |  | 0 |  | 0.0038934 |  | 0 |  | 0.035988 |  | 0.1324 | [5 empty] | 0 |  | 0.001782
| 0.13647 |  | -2.9623e-05 |  | 0.00026675 |  | #REF! |  | 0 |  | -2.7662e-05 |  | 0.00019336 |  | 0.0016319 |  | 0.00024797 |  | 0 |  | 0.0038819 |  | 0 |  | 0.036127 |  | 0.13252 | [5 empty] | 0 |  | 0.0017864
| 0.1352 |  | -1.2488e-05 |  | 0.00016138 |  | #REF! |  | 0 |  | 4.2595e-06 |  | 0.00020008 |  | 0.001651 |  | 0.00023993 |  | 0 |  | 0.0038867 |  | 0 |  | 0.03619 |  | 0.13275 | [5 empty] | 0 |  | 0.0018113
| 0.1338 |  | -4.2141e-05 |  | 0.00017085 |  | #REF! |  | 0 |  | 4.7872e-05 |  | 0.00020591 |  | 0.00168 |  | 0.00019143 |  | 2.2913e-05 |  | 0.003907 |  | 0 |  | 0.036195 |  | 0.13304 | [5 empty] | 0 |  | 0.0018435
| 0.13319 |  | -6.3561e-05 |  | 0.00014328 |  | #REF! |  | 0 |  | 3.2639e-06 |  | 0.00021093 |  | 0.0017099 |  | 0.00016482 |  | 2.2913e-05 |  | 0.0039677 |  | 0 |  | 0.036333 |  | 0.13334 | [5 empty] | 0 |  | 0.0018932
| 0.13201 |  | -7.1785e-06 |  | 0.00011485 |  | #REF! |  | 0 |  | -9.9315e-06 |  | 0.00021928 |  | 0.0017315 |  | 0.00022218 |  | 0 |  | 0.003984 |  | 0 |  | 0.036396 |  | 0.1338 | [5 empty] | 0 |  | 0.0019439
| 0.13017 |  | 5.1761e-06 |  | 3.7469e-06 |  | #REF! |  | 0 |  | -3.2419e-05 |  | 0.00023262 |  | 0.0017563 |  | 0.0002929 |  | 0 |  | 0.003931 |  | 0 |  | 0.03647 |  | 0.13425 | [5 empty] | 0 |  | 0.00199
| 0.12952 |  | -3.4418e-05 |  | -7.7694e-05 |  | #REF! |  | 0 |  | -1.0251e-05 |  | 0.00024262 |  | 0.0017887 |  | 0.0003177 |  | 0 |  | 0.0039096 |  | 0 |  | 0.036533 |  | 0.13484 | [5 empty] | 0 |  | 0.002038
| 0.12851 |  | 9.1685e-06 |  | 3.8264e-05 |  | #REF! |  | 0 |  | 7.4764e-05 |  | 0.00025266 |  | 0.0018226 |  | 0.00025773 |  | 0 |  | 0.0039429 |  | 0 |  | 0.036606 |  | 0.13541 | [5 empty] | 0 |  | 0.0020724
| 0.12691 |  | -2.3118e-05 |  | 3.7873e-05 |  | #REF! |  | 0 |  | 3.8302e-05 |  | 0.00026682 |  | 0.0018418 |  | 0.00019405 |  | 0 |  | 0.0039428 |  | 0 |  | 0.036668 |  | 0.13612 | [5 empty] | 0 |  | 0.0020972
| 0.12567 |  | -0.00011464 |  | 4.7391e-05 |  | #REF! |  | 0 |  | 1.582e-05 |  | 0.00027602 |  | 0.0018584 |  | 0.00022167 |  | 0 |  | 0.0039012 |  | 0 |  | 0.036741 |  | 0.13681 | [5 empty] | 0 |  | 0.0021131
| 0.12376 |  | -9.0894e-05 |  | -9.815e-05 |  | #REF! |  | 0 |  | -2.3336e-05 |  | 0.00028102 |  | 0.0018849 |  | 0.00021939 |  | 0 |  | 0.0038915 |  | 0 |  | 0.036803 |  | 0.13755 | [5 empty] | 0 |  | 0.0021231
| 0.12233 |  | -6.9043e-05 |  | -0.0001382 |  | #REF! |  | 0 |  | -8.9567e-05 |  | 0.00029187 |  | 0.001914 |  | 0.00023435 |  | 0 |  | 0.0039206 |  | 0 |  | 0.036876 |  | 0.13851 | [5 empty] | 0 |  | 0.002132
| 0.12132 |  | -4.9759e-05 |  | -3.2703e-05 |  | #REF! |  | 0 |  | -5.8201e-05 |  | 0.00030439 |  | 0.0019396 |  | 0.00025753 |  | 0 |  | 0.0040206 |  | 0 |  | 0.037008 |  | 0.13935 | [5 empty] | 0 |  | 0.0021438
| 0.1195 |  | -4.1392e-05 |  | -3.5216e-05 |  | #REF! |  | 0 |  | -7.0928e-05 |  | 0.0003144 |  | 0.0019505 |  | 0.00021224 |  | 0 |  | 0.0041357 |  | 0 |  | 0.037003 |  | 0.14024 | [5 empty] | 0 |  | 0.0021615
| 0.11797 |  | -3.8323e-05 |  | 6.7201e-05 |  | #REF! |  | 0 |  | -6.8553e-05 |  | 0.00032526 |  | 0.0019638 |  | 0.00022365 |  | 0.0001145 |  | 0.0041492 |  | 0 |  | 0.037075 |  | 0.14124 | [5 empty] | 0 |  | 0.0021865
| 0.11716 |  | -5.1073e-05 |  | 7.0616e-05 |  | #REF! |  | 0 |  | 4.6359e-05 |  | 0.00033779 |  | 0.0019937 |  | 0.00028005 |  | 0.000229 |  | 0.0040941 |  | 0 |  | 0.037201 |  | 0.14218 | [5 empty] | 0 |  | 0.0022178
| 0.11562 |  | -3.905e-05 |  | -8.0856e-05 |  | #REF! |  | 0 |  | 4.3021e-05 |  | 0.00034947 |  | 0.0020234 |  | 0.00020386 |  | 0.00011451 |  | 0.0040959 |  | 0 |  | 0.037206 |  | 0.14321 | [5 empty] | 0 |  | 0.0022572
| 0.11388 |  | 1.7461e-05 |  | -0.00013699 |  | #REF! |  | 0 |  | -1.0518e-05 |  | 0.00036283 |  | 0.0020518 |  | 0.00015639 |  | 0 |  | 0.0041991 |  | 0 |  | 0.037332 |  | 0.14413 | [5 empty] | 0 |  | 0.0022874
| 0.11241 |  | 1.9881e-06 |  | 3.9048e-05 |  | #REF! |  | 0 |  | -5.1231e-06 |  | 0.00037785 |  | 0.0020765 |  | 0.00021217 |  | -9.1726e-05 |  | 0.0042956 |  | 0 |  | 0.037403 |  | 0.14508 | [5 empty] | 0 |  | 0.002318
| 0.11049 |  | 2.6144e-05 |  | 0.00015475 |  | #REF! |  | 0 |  | -3.222e-05 |  | 0.00039539 |  | 0.0021108 |  | 0.00027369 |  | -9.1734e-05 |  | 0.0042916 |  | 0 |  | 0.037467 |  | 0.14596 | [5 empty] | 0 |  | 0.0023464
| 0.10933 |  | 3.7417e-05 |  | 0.00010684 |  | #REF! |  | 0 |  | 5.8305e-06 |  | 0.00041374 |  | 0.0021421 |  | 0.00023026 |  | 0.00011453 |  | 0.0042294 |  | 0 |  | 0.037459 |  | 0.14666 | [5 empty] | 0 |  | 0.0023566
| 0.10789 |  | -6.3523e-06 |  | 0.00012571 |  | #REF! |  | 0 |  | 2.0192e-05 |  | 0.00043212 |  | 0.0021596 |  | 0.000172 |  | 0.00011454 |  | 0.0042289 |  | 0 |  | 0.037596 |  | 0.14728 | [5 empty] | 0 |  | 0.0023685
| 0.10585 |  | 7.2671e-06 |  | -3.6106e-05 |  | #REF! |  | 0 |  | -2.1503e-05 |  | 0.00045047 |  | 0.0021721 |  | 0.00027627 |  | 4.5873e-05 |  | 0.0043041 |  | 0 |  | 0.037659 |  | 0.14793 | [5 empty] | 0 |  | 0.0023646
| 0.10457 |  | 2.3272e-05 |  | -9.249e-05 |  | #REF! |  | 0 |  | -1.9434e-05 |  | 0.00046801 |  | 0.0021913 |  | 0.00034118 |  | 4.5875e-05 |  | 0.0043081 |  | 0 |  | 0.037718 |  | 0.14855 | [5 empty] | 0 |  | 0.0023666
| 0.10302 |  | 1.112e-06 |  | 0.00013554 |  | #REF! |  | 0 |  | -6.1323e-07 |  | 0.00048473 |  | 0.0022144 |  | 0.00029997 |  | 0 |  | 0.0042566 |  | 0 |  | 0.037787 |  | 0.14908 | [5 empty] | 0 |  | 0.0023605
| 0.10152 |  | -4.9554e-05 |  | 0.00021369 |  | #REF! |  | 0 |  | -2.1173e-06 |  | 0.00050475 |  | 0.002232 |  | 0.00025546 |  | 0 |  | 0.0042331 |  | 0 |  | 0.037849 |  | 0.14965 | [5 empty] | 0 |  | 0.0023481
| 0.10021 |  | -5.1082e-05 |  | 8.7331e-05 |  | #REF! |  | 0 |  | -4.5163e-07 |  | 0.00052561 |  | 0.0022394 |  | 0.00023866 |  | 0 |  | 0.0042479 |  | 0 |  | 0.037979 |  | 0.15044 | [5 empty] | 0 |  | 0.0023419
| 0.098311 |  | -1.6057e-05 |  | -6.5185e-05 |  | #REF! |  | 0.00014672 |  | 4.2553e-06 |  | 0.00054566 |  | 0.0022543 |  | 0.00024983 |  | 2.2942e-05 |  | 0.0042978 |  | 0 |  | 0.037968 |  | 0.15099 | [5 empty] | 0 |  | 0.0023269
| 0.09715 |  | -3.827e-05 |  | -4.7511e-05 |  | #REF! |  | 0.00014673 |  | -2.005e-05 |  | 0.00057156 |  | 0.0022744 |  | 0.00022932 |  | 9.1747e-05 |  | 0.0043088 |  | 0 |  | 0.038036 |  | 0.15172 | [5 empty] | 0 |  | 0.0023068
| 0.096112 |  | -1.9457e-05 |  | 1.9094e-05 |  | #REF! |  | 0.00038548 |  | -4.8276e-05 |  | 0.00059743 |  | 0.0022976 |  | 0.00024062 |  | 6.8811e-05 |  | 0.0043056 |  | 0 |  | 0.038165 |  | 0.15244 | [5 empty] | 0 |  | 0.0022815
| 0.094614 |  | 3.9582e-05 |  | 2.4456e-05 |  | #REF! |  | 0.00043276 |  | -4.421e-05 |  | 0.00061833 |  | 0.0023159 |  | 0.00029417 |  | 0 |  | 0.00438 |  | 0 |  | 0.038158 |  | 0.15302 | [5 empty] | 0 |  | 0.0022512
| 0.09289 |  | -7.9269e-06 |  | 4.2776e-05 |  | #REF! |  | 0.00058365 |  | -3.0559e-05 |  | 0.00064169 |  | 0.0023408 |  | 0.00025391 |  | 0 |  | 0.0044439 |  | 0 |  | 0.038287 |  | 0.15366 | [5 empty] | 0 |  | 0.0022196
| 0.090738 |  | -2.9403e-05 |  | 2.9382e-06 |  | #REF! |  | 0.00095009 |  | -9.9166e-06 |  | 0.00066343 |  | 0.0023607 |  | 0.00021585 |  | 0 |  | 0.0044103 |  | 0 |  | 0.038274 |  | 0.15419 | [5 empty] | 0 |  | 0.0021895
| 0.089024 |  | 2.3576e-05 |  | -0.00010817 |  | #REF! |  | 0.0012171 |  | -3.2688e-05 |  | 0.0006835 |  | 0.0023766 |  | 0.00026149 |  | 0 |  | 0.0043553 |  | 0 |  | 0.038408 |  | 0.15484 | [5 empty] | 0 |  | 0.0021648
| 0.087287 |  | 9.3881e-06 |  | -0.00016487 |  | #REF! |  | 0.001232 |  | -6.1077e-05 |  | 0.00070853 |  | 0.0023865 |  | 0.00023332 |  | 0 |  | 0.004403 |  | 0 |  | 0.038468 |  | 0.15554 | [5 empty] | 0 |  | 0.002147
| 0.085295 |  | -7.8113e-06 |  | -9.362e-05 |  | #REF! |  | 0.0010116 |  | 5.9519e-06 |  | 0.00073941 |  | 0.0023999 |  | 0.00018624 |  | 0 |  | 0.0044881 |  | 0 |  | 0.038459 |  | 0.15614 | [5 empty] | 0 |  | 0.002143
| 0.083827 |  | -1.3784e-05 |  | 2.046e-05 |  | #REF! |  | 0.0012305 |  | 6.9573e-06 |  | 0.0007695 |  | 0.0024082 |  | 0.00021238 |  | 0 |  | 0.0045004 |  | 0 |  | 0.038587 |  | 0.15709 | [5 empty] | 0 |  | 0.0021399
| 0.082762 |  | -6.8503e-06 |  | 9.1807e-06 |  | #REF! |  | 0.0015208 |  | -4.117e-05 |  | 0.00080126 |  | 0.0024141 |  | 0.00022139 |  | 0 |  | 0.0045217 |  | 0 |  | 0.038646 |  | 0.15789 | [5 empty] | 0 |  | 0.0021503
| 0.080977 |  | 1.3893e-05 |  | -7.0008e-05 |  | #REF! |  | 0.0016319 |  | -1.2813e-05 |  | 0.00083215 |  | 0.0024215 |  | 0.00020703 |  | 0 |  | 0.0045282 |  | 0 |  | 0.038699 |  | 0.1587 | [5 empty] | 0 |  | 0.0021723
| 0.079643 |  | -2.5821e-05 |  | 3.446e-05 |  | #REF! |  | 0.0016468 |  | 2.6548e-05 |  | 0.00086391 |  | 0.0024392 |  | 0.00025061 |  | 0 |  | 0.0044834 |  | 0 |  | 0.038763 |  | 0.15955 | [5 empty] | 0 |  | 0.0021925
| 0.07895 |  | -2.1754e-05 |  | 0.00015376 |  | #REF! |  | 0.0019471 |  | 2.8828e-05 |  | 0.00089396 |  | 0.0024514 |  | 0.00030115 |  | 0 |  | 0.0044742 |  | 0 |  | 0.038821 |  | 0.16031 | [5 empty] | 0 |  | 0.0022266
| 0.077521 |  | -3.4561e-05 |  | 6.2483e-05 |  | #REF! |  | 0.0020897 |  | -7.6477e-06 |  | 0.00092568 |  | 0.0024615 |  | 0.00026598 |  | 0.00011466 |  | 0.0045345 |  | 0 |  | 0.038879 |  | 0.16086 | [5 empty] | 0 |  | 0.0022533
| 0.075916 |  | -5.8354e-05 |  | -0.00011028 |  | #REF! |  | 0.0021296 |  | -2.0828e-05 |  | 0.00095919 |  | 0.0024642 |  | 0.00022105 |  | 0.00011466 |  | 0.0045549 |  | 0 |  | 0.039005 |  | 0.16128 | [5 empty] | 0 |  | 0.0022899
| 0.074137 |  | -3.6749e-05 |  | -0.00015047 |  | #REF! |  | 0.0024017 |  | 2.9136e-05 |  | 0.00099419 |  | 0.0024691 |  | 0.00033072 |  | 0 |  | 0.0045313 |  | 0 |  | 0.038994 |  | 0.16169 | [5 empty] | 0 |  | 0.0023204
| 0.072325 |  | -5.5647e-05 |  | -6.6412e-05 |  | #REF! |  | 0.0022956 |  | 4.9019e-05 |  | 0.0010285 |  | 0.00247 |  | 0.00031671 |  | 0 |  | 0.0045676 |  | 0 |  | 0.039051 |  | 0.16204 | [5 empty] | 0 |  | 0.002341
| 0.070629 |  | -3.4155e-05 |  | -0.00011538 |  | #REF! |  | 0.0024864 |  | 2.602e-05 |  | 0.0010603 |  | 0.0024708 |  | 0.00018572 |  | 0 |  | 0.0046862 |  | 0 |  | 0.039177 |  | 0.16228 | [5 empty] | 0 |  | 0.0023653
| 0.069964 |  | 1.1679e-05 |  | -0.00017822 |  | #REF! |  | 0.0028795 |  | 2.0623e-05 |  | 0.0010911 |  | 0.0024685 |  | 0.00020717 |  | 0.00011468 |  | 0.0047555 |  | 0 |  | 0.039164 |  | 0.16265 | [5 empty] | 0 |  | 0.0023773
| 0.069365 |  | 1.0261e-05 |  | -5.4432e-05 |  | #REF! |  | 0.0030754 |  | -2.9438e-05 |  | 0.0011238 |  | 0.0024719 |  | 0.00026524 |  | 0.00027524 |  | 0.0047048 |  | 0 |  | 0.03929 |  | 0.163 | [5 empty] | 0 |  | 0.002379
| 0.067872 |  | 3.8745e-06 |  | -9.3027e-05 |  | #REF! |  | 0.0031384 |  | -3.5216e-05 |  | 0.0011597 |  | 0.0024752 |  | 0.00029076 |  | 0.00016057 |  | 0.0046799 |  | 0 |  | 0.039277 |  | 0.16354 | [5 empty] | 0 |  | 0.0023713
| 0.06642 |  | -1.2507e-05 |  | -5.6521e-05 |  | #REF! |  | 0.0032448 |  | 1.9858e-05 |  | 0.0011982 |  | 0.0024835 |  | 0.0002462 |  | 0 |  | 0.0047946 |  | 0 |  | 0.039402 |  | 0.16408 | [5 empty] | 0 |  | 0.0023548
| 0.064951 |  | -1.8448e-05 |  | 7.2733e-05 |  | #REF! |  | 0.0036761 |  | 5.3524e-05 |  | 0.0012424 |  | 0.0024804 |  | 0.00017244 |  | 0 |  | 0.0049168 |  | 0 |  | 0.039458 |  | 0.16479 | [5 empty] | 0 |  | 0.0023295
| 0.063756 |  | -1.6055e-05 |  | -5.1041e-05 |  | #REF! |  | 0.003774 |  | 4.6602e-05 |  | 0.0012892 |  | 0.0024771 |  | 0.00021433 |  | 6.8886e-05 |  | 0.0049187 |  | 0 |  | 0.039513 |  | 0.16544 | [5 empty] | 0 |  | 0.0022991
| 0.062734 |  | -7.1788e-06 |  | -5.9071e-05 |  | #REF! |  | 0.0039468 |  | -1.0938e-05 |  | 0.0013369 |  | 0.0024754 |  | 0.00026179 |  | 6.8889e-05 |  | 0.0048812 |  | 0 |  | 0.039574 |  | 0.1662 | [5 empty] | 0 |  | 0.002265
| 0.061365 |  | -7.2025e-06 |  | -1.8934e-05 |  | #REF! |  | 0.0039055 |  | -5.9299e-05 |  | 0.0013837 |  | 0.002478 |  | 0.00027283 |  | 0 |  | 0.0048758 |  | 0 |  | 0.039547 |  | 0.16687 | [5 empty] | 0 |  | 0.0022315
| 0.059858 |  | 2.0516e-06 |  | -3.2917e-05 |  | #REF! |  | 0.0040183 |  | -4.4118e-05 |  | 0.0014272 |  | 0.0024755 |  | 0.00022289 |  | 0 |  | 0.0048681 |  | 0 |  | 0.039684 |  | 0.16766 | [5 empty] | 0 |  | 0.0022017
| 0.058734 |  | -2.8189e-06 |  | -0.00010931 |  | #REF! |  | 0.0043203 |  | 1.3202e-06 |  | 0.0014748 |  | 0.0024724 |  | 0.00020531 |  | 0 |  | 0.0048818 |  | 0 |  | 0.039803 |  | 0.16848 | [5 empty] | 0 |  | 0.0021816
| 0.057411 |  | -2.042e-05 |  | -8.89e-05 |  | #REF! |  | 0.0042705 |  | 2.825e-05 |  | 0.0015241 |  | 0.0024691 |  | 0.00023944 |  | 0 |  | 0.0049143 |  | 0 |  | 0.039787 |  | 0.16926 | [5 empty] | 0 |  | 0.0021581
| 0.056147 |  | -4.3266e-05 |  | -8.63e-05 |  | #REF! |  | 0.0040354 |  | 2.506e-05 |  | 0.001571 |  | 0.0024691 |  | 0.0002465 |  | 0 |  | 0.004913 |  | 0 |  | 0.039842 |  | 0.17009 | [5 empty] | 0 |  | 0.0021489
| 0.055065 |  | -6.5874e-05 |  | -1.6618e-05 |  | #REF! |  | 0.0041745 |  | 4.9811e-06 |  | 0.0016144 |  | 0.0024634 |  | 0.0002334 |  | 0 |  | 0.0049352 |  | 0 |  | 0.039896 |  | 0.17106 | [5 empty] | 0 |  | 0.0021333
| 0.054349 |  | -7.082e-05 |  | 1.3512e-05 |  | #REF! |  | 0.0045747 |  | -2.6394e-05 |  | 0.0016629 |  | 0.0024576 |  | 0.00022 |  | 0 |  | 0.0049893 |  | 0 |  | 0.03995 |  | 0.17205 | [5 empty] | 0 |  | 0.0021273
| 0.053628 |  | 2.9231e-06 |  | -3.5325e-05 |  | #REF! |  | 0.0042063 |  | -5.4187e-05 |  | 0.0017064 |  | 0.002447 |  | 0.00021714 |  | 0 |  | 0.0050149 |  | 0 |  | 0.040081 |  | 0.1729 | [5 empty] | 0 |  | 0.0021096
| 0.051833 |  | 3.6345e-05 |  | -5.8677e-05 |  | #REF! |  | 0.0043858 |  | -6.4618e-05 |  | 0.0017482 |  | 0.0024395 |  | 0.00023672 |  | 0 |  | 0.0050316 |  | 0 |  | 0.040058 |  | 0.1737 | [5 empty] | 0 |  | 0.0020979
| 0.050709 |  | -5.8385e-06 |  | -9.9704e-05 |  | #REF! |  | 0.0046795 |  | -4.2776e-05 |  | 0.0017967 |  | 0.0024345 |  | 0.00033224 |  | 0 |  | 0.0050675 |  | 0 |  | 0.040183 |  | 0.17463 | [5 empty] | 0 |  | 0.0020738
| 0.050056 |  | 1.4053e-05 |  | -1.792e-05 |  | #REF! |  | 0.0046516 |  | 2.4101e-05 |  | 0.0018561 |  | 0.0024355 |  | 0.00027699 |  | 0 |  | 0.0050713 |  | 0 |  | 0.040166 |  | 0.17516 | [5 empty] | 0 |  | 0.0020564
| 0.048806 |  | 3.0892e-06 |  | 2.0014e-06 |  | #REF! |  | 0.0045105 |  | 3.6061e-05 |  | 0.001918 |  | 0.0024363 |  | 0.00022889 |  | 0 |  | 0.0050671 |  | 0 |  | 0.04029 |  | 0.17592 | [5 empty] | 0 |  | 0.0020335
| 0.048315 |  | -8.3017e-06 |  | -1.3613e-05 |  | #REF! |  | 0.004172 |  | -1.3537e-05 |  | 0.0019782 |  | 0.0024373 |  | 0.00024051 |  | 0 |  | 0.005152 |  | 0 |  | 0.04035 |  | 0.17632 | [5 empty] | 0 |  | 0.0020128
| 0.047347 |  | -2.5729e-05 |  | -6.3014e-05 |  | #REF! |  | 0.0040776 |  | -1.868e-05 |  | 0.00204 |  | 0.0024298 |  | 0.00020657 |  | 0 |  | 0.0052647 |  | 0 |  | 0.040326 |  | 0.177 | [5 empty] | 0 |  | 0.0019952
| 0.04621 |  | -4.6904e-05 |  | -0.00012681 |  | #REF! |  | 0.004048 |  | -1.7965e-05 |  | 0.0020987 |  | 0.0024199 |  | 0.00019335 |  | 0 |  | 0.0052836 |  | 0 |  | 0.04045 |  | 0.17745 | [5 empty] | 0 |  | 0.0019831
| 0.045068 |  | -1.903e-05 |  | -9.0176e-05 |  | #REF! |  | 0.0043465 |  | -2.4427e-05 |  | 0.0021496 |  | 0.0024076 |  | 0.00016302 |  | 0 |  | 0.0052471 |  | 0 |  | 0.040504 |  | 0.1779 | [5 empty] | 0 |  | 0.001976
| 0.043779 |  | -1.4034e-06 |  | 7.5563e-05 |  | #REF! |  | 0.0055603 |  | 5.0662e-06 |  | 0.0022082 |  | 0.0024001 |  | 0.00017461 |  | 0 |  | 0.0052043 |  | 0 |  | 0.040563 |  | 0.17845 | [5 empty] | 0 |  | 0.0019742
| 0.043189 |  | -7.3585e-06 |  | 0.00014723 |  | #REF! |  | 0.0057841 |  | 1.0128e-06 |  | 0.0022717 |  | 0.0023945 |  | 0.00021406 |  | 0 |  | 0.0051858 |  | 0 |  | 0.04061 |  | 0.1789 | [5 empty] | 0 |  | 0.0019781
| 0.042501 |  | -4.4937e-05 |  | 6.8519e-05 |  | #REF! |  | 0.0056715 |  | -9.5316e-06 |  | 0.0023362 |  | 0.0023936 |  | 0.00021486 |  | 0 |  | 0.0051634 |  | 0 |  | 0.040663 |  | 0.17945 | [5 empty] | 0 |  | 0.0019854
| 0.041613 |  | -4.9602e-05 |  | -9.6467e-05 |  | #REF! |  | 0.0059524 |  | 7.6806e-06 |  | 0.0024081 |  | 0.002392 |  | 0.00020951 |  | 0 |  | 0.0051866 |  | 0 |  | 0.040722 |  | 0.18 | [5 empty] | 0 |  | 0.0019968
| 0.04066 |  | -1.7595e-05 |  | -6.3944e-05 |  | #REF! |  | 0.0056071 |  | 2.02e-05 |  | 0.0024842 |  | 0.0023913 |  | 0.00024256 |  | 0 |  | 0.0052614 |  | 0 |  | 0.040841 |  | 0.18043 | [5 empty] | 0 |  | 0.0020101
| 0.039562 |  | -3.11e-06 |  | 4.1363e-05 |  | #REF! |  | 0.0056918 |  | -1.5411e-05 |  | 0.0025487 |  | 0.0023872 |  | 0.00029083 |  | 0 |  | 0.0053067 |  | 0 |  | 0.040828 |  | 0.18098 | [5 empty] | 0 |  | 0.0020296
| 0.038369 |  | -2.9783e-05 |  | 6.6507e-05 |  | #REF! |  | 0.0066732 |  | -2.9092e-05 |  | 0.0026079 |  | 0.002384 |  | 0.00024919 |  | 0 |  | 0.0053127 |  | 0 |  | 0.040874 |  | 0.18142 | [5 empty] | 0 |  | 0.0020424
| 0.037488 |  | -1.4627e-05 |  | 0.00012551 |  | #REF! |  | 0.0077489 |  | 5.5292e-06 |  | 0.0026692 |  | 0.0023815 |  | 0.00025679 |  | 0 |  | 0.0052902 |  | 0 |  | 0.041 |  | 0.18186 | [5 empty] | 0 |  | 0.0020611
| 0.036753 |  | 9.8732e-06 |  | -4.8993e-05 |  | #REF! |  | 0.0083797 |  | -7.514e-06 |  | 0.0027277 |  | 0.0023873 |  | 0.00030946 |  | 0 |  | 0.0052613 |  | 0 |  | 0.040986 |  | 0.18253 | [5 empty] | 0 |  | 0.0020843
| 0.036106 |  | 5.9993e-06 |  | -0.00015965 |  | #REF! |  | 0.0089197 |  | -3.864e-05 |  | 0.0027881 |  | 0.0023957 |  | 0.00027854 |  | 0 |  | 0.005273 |  | 0 |  | 0.041105 |  | 0.18289 | [5 empty] | 0 |  | 0.002099
| 0.035425 |  | 1.6194e-05 |  | -8.546e-05 |  | #REF! |  | 0.0086513 |  | 2.3713e-07 |  | 0.0028616 |  | 0.0024015 |  | 0.00028945 |  | 0 |  | 0.0053216 |  | 0 |  | 0.041091 |  | 0.18357 | [5 empty] | 0 |  | 0.002123
| 0.034827 |  | -1.5465e-05 |  | -7.8781e-05 |  | #REF! |  | 0.0083935 |  | 1.2144e-05 |  | 0.002941 |  | 0.0024049 |  | 0.00028164 |  | 0 |  | 0.0053896 |  | 0 |  | 0.041211 |  | 0.18405 | [5 empty] | 0 |  | 0.002138
| 0.034452 |  | -3.2402e-06 |  | -0.00020297 |  | #REF! |  | 0.008524 |  | 9.8193e-06 |  | 0.0030197 |  | 0.0024116 |  | 0.00021047 |  | 0 |  | 0.0054813 |  | 0 |  | 0.041269 |  | 0.18454 | [5 empty] | 0 |  | 0.0021615
| 0.033469 |  | 1.3165e-05 |  | -0.00015161 |  | #REF! |  | 0.0084156 |  | 3.4714e-05 |  | 0.0030977 |  | 0.0024274 |  | 0.00019628 |  | 0 |  | 0.0055481 |  | 0 |  | 0.041243 |  | 0.18518 | [5 empty] | 0 |  | 0.0021821
| 0.032258 |  | 1.3709e-05 |  | -9.5517e-05 |  | #REF! |  | 0.0087249 |  | 2.0401e-05 |  | 0.0031754 |  | 0.0024425 |  | 0.00022655 |  | 0 |  | 0.0055336 |  | 0 |  | 0.041368 |  | 0.18575 | [5 empty] | 0 |  | 0.0022035
| 0.031699 |  | 3.5795e-05 |  | -0.00011333 |  | #REF! |  | 0.0088184 |  | 3.2948e-05 |  | 0.0032475 |  | 0.0024516 |  | 0.00021833 |  | 0 |  | 0.0055279 |  | 0 |  | 0.041426 |  | 0.18649 | [5 empty] | 0 |  | 0.002221
| 0.031321 |  | 9.7702e-06 |  | 1.4487e-05 |  | #REF! |  | 0.0087636 |  | 5.3262e-06 |  | 0.003326 |  | 0.0024634 |  | 0.00021121 |  | 0 |  | 0.0055492 |  | 0 |  | 0.041479 |  | 0.18728 | [5 empty] | 0 |  | 0.0022469
| 0.030654 |  | -1.8467e-05 |  | 0.00014612 |  | #REF! |  | 0.009275 |  | -5.7767e-05 |  | 0.0034207 |  | 0.0024765 |  | 0.00023095 |  | 0 |  | 0.0056299 |  | 0 |  | 0.041526 |  | 0.18801 | [5 empty] | 0 |  | 0.002265
| 0.030296 |  | 3.2411e-06 |  | 3.3223e-05 |  | #REF! |  | 0.0097438 |  | -4.0583e-05 |  | 0.0035168 |  | 0.0024975 |  | 0.00026049 |  | 0 |  | 0.0057188 |  | 0 |  | 0.041584 |  | 0.18887 | [5 empty] | 0 |  | 0.0022784
| 0.029798 |  | -2.9546e-05 |  | -0.0001016 |  | #REF! |  | 0.010064 |  | -2.2715e-06 |  | 0.0036057 |  | 0.0025148 |  | 0.00026258 |  | 0 |  | 0.0057587 |  | 0 |  | 0.041703 |  | 0.18964 | [5 empty] | 0 |  | 0.0022844
| 0.028634 |  | -5.5075e-05 |  | 1.8711e-05 |  | #REF! |  | 0.010267 |  | 4.0498e-06 |  | 0.0036861 |  | 0.0025374 |  | 0.00018788 |  | 0 |  | 0.0057381 |  | 0 |  | 0.041688 |  | 0.19041 | [5 empty] | 0 |  | 0.002282
| 0.027779 |  | -2.5391e-05 |  | 4.8549e-05 |  | #REF! |  | 0.010902 |  | 1.4914e-06 |  | 0.003753 |  | 0.0025716 |  | 0.00016903 |  | 0 |  | 0.005685 |  | 0 |  | 0.041734 |  | 0.19139 | [5 empty] | 0 |  | 0.0022725
| 0.027214 |  | -2.0892e-05 |  | 2.5818e-05 |  | #REF! |  | 0.01156 |  | 7.2761e-07 |  | 0.0038124 |  | 0.0025979 |  | 0.00017853 |  | 0 |  | 0.0056839 |  | 0 |  | 0.041866 |  | 0.19201 | [5 empty] | 0 |  | 0.0022628
| 0.026696 |  | -3.9841e-05 |  | 8.0573e-05 |  | #REF! |  | 0.011798 |  | -2.63e-05 |  | 0.0038812 |  | 0.0026255 |  | 0.00019498 |  | 0 |  | 0.0057119 |  | 0 |  | 0.041845 |  | 0.19293 | [5 empty] | 0 |  | 0.0022425
| 0.025912 |  | -4.346e-05 |  | -2.93e-05 |  | #REF! |  | 0.011906 |  | -6.6972e-05 |  | 0.0039648 |  | 0.0026398 |  | 0.00020709 |  | 0 |  | 0.005719 |  | 0 |  | 0.04189 |  | 0.19359 | [5 empty] | 0 |  | 0.0022284
| 0.025315 |  | -1.8834e-05 |  | -1.2556e-05 |  | #REF! |  | 0.012182 |  | -3.1576e-05 |  | 0.0040645 |  | 0.0026547 |  | 0.00020474 |  | 6.903e-05 |  | 0.0057559 |  | 0 |  | 0.042022 |  | 0.1942 | [5 empty] | 0 |  | 0.0022252
| 0.025213 |  | 1.7902e-05 |  | 0.00011702 |  | #REF! |  | 0.012411 |  | 6.1657e-06 |  | 0.0041659 |  | 0.0026622 |  | 0.0002887 |  | 6.9036e-05 |  | 0.0057962 |  | 0 |  | 0.042074 |  | 0.19485 | [5 empty] | 0 |  | 0.0022205
| 0.024796 |  | 3.4971e-05 |  | 6.9193e-05 |  | #REF! |  | 0.012464 |  | -6.5344e-06 |  | 0.0042512 |  | 0.0026748 |  | 0.00033213 |  | 0 |  | 0.00578 |  | 0 |  | 0.042046 |  | 0.19532 | [5 empty] | 0 |  | 0.0022279
| 0.024343 |  | -4.9235e-06 |  | 0.00011807 |  | #REF! |  | 0.012913 |  | 3.4067e-05 |  | 0.0043351 |  | 0.0026789 |  | 0.00028849 |  | 0 |  | 0.0057908 |  | 0 |  | 0.042177 |  | 0.19583 | [5 empty] | 0 |  | 0.002247
| 0.023649 |  | -1.1632e-05 |  | 0.00022089 |  | #REF! |  | 0.013228 |  | 8.6255e-05 |  | 0.0044087 |  | 0.0026957 |  | 0.00024118 |  | 0 |  | 0.005859 |  | 0 |  | 0.042229 |  | 0.19627 | [5 empty] | 0 |  | 0.0022666
| 0.022957 |  | 1.0441e-06 |  | 0.00014043 |  | #REF! |  | 0.01334 |  | 4.0312e-05 |  | 0.0044739 |  | 0.0026963 |  | 0.00028943 |  | 0 |  | 0.0059656 |  | 0 |  | 0.042275 |  | 0.19653 | [5 empty] | 0 |  | 0.0022841
| 0.022668 |  | -1.4628e-05 |  | -2.0799e-05 |  | #REF! |  | 0.013709 |  | -9.3587e-06 |  | 0.0045587 |  | 0.0027058 |  | 0.00027138 |  | 0 |  | 0.0060549 |  | 0 |  | 0.042332 |  | 0.19688 | [5 empty] | 0 |  | 0.0023101
| 0.022152 |  | 2.5437e-05 |  | -4.3406e-05 |  | #REF! |  | 0.014115 |  | -2.3639e-05 |  | 0.0046593 |  | 0.0026899 |  | 0.0002499 |  | 0 |  | 0.0060384 |  | 0 |  | 0.042384 |  | 0.19711 | [5 empty] | 0 |  | 0.0023274
| 0.021892 |  | 1.6167e-05 |  | -2.679e-06 |  | #REF! |  | 0.014108 |  | -3.9418e-05 |  | 0.0047555 |  | 0.0026983 |  | 0.00032177 |  | 0 |  | 0.0059895 |  | 0 |  | 0.042436 |  | 0.19747 | [5 empty] | 0 |  | 0.0023337
| 0.021791 |  | -1.5714e-05 |  | -9.5913e-06 |  | #REF! |  | 0.014436 |  | -4.8901e-05 |  | 0.0048553 |  | 0.002701 |  | 0.00024673 |  | 0 |  | 0.0059508 |  | 0 |  | 0.042481 |  | 0.19775 | [5 empty] | 0 |  | 0.0023417
| 0.021365 |  | -3.8752e-05 |  | -3.2738e-05 |  | #REF! |  | 0.014883 |  | -6.7284e-05 |  | 0.0049548 |  | 0.0027166 |  | 0.00019336 |  | 0 |  | 0.0059136 |  | 0 |  | 0.042538 |  | 0.19821 | [5 empty] | 0 |  | 0.0023369
| 0.020671 |  | -2.6186e-05 |  | -0.00010837 |  | #REF! |  | 0.015083 |  | -6.2951e-05 |  | 0.0050455 |  | 0.0026812 |  | 0.00023526 |  | 0 |  | 0.0059905 |  | 0 |  | 0.042664 |  | 0.19863 | [5 empty] | 0 |  | 0.0023256
| 0.020111 |  | 4.6526e-06 |  | -3.356e-05 |  | #REF! |  | 0.015527 |  | -4.2513e-05 |  | 0.0051341 |  | 0.0026528 |  | 0.0002743 |  | 0 |  | 0.0061744 |  | 0 |  | 0.04264 |  | 0.19926 | [5 empty] | 0 |  | 0.0023092
| 0.019952 |  | -9.1066e-06 |  | -2.5887e-06 |  | #REF! |  | 0.015688 |  | -3.5507e-05 |  | 0.0052306 |  | 0.0026298 |  | 0.00032274 |  | 0 |  | 0.0062881 |  | 0 |  | 0.042685 |  | 0.19997 | [5 empty] | 0 |  | 0.0022902
| 0.019337 |  | -2.6554e-06 |  | -0.00011232 |  | #REF! |  | 0.015866 |  | -1.5156e-05 |  | 0.0053377 |  | 0.0026364 |  | 0.00034563 |  | 0 |  | 0.0063085 |  | 0 |  | 0.042817 |  | 0.20063 | [5 empty] | 0 |  | 0.0022702
| 0.018707 |  | -5.8203e-06 |  | -7.3363e-05 |  | #REF! |  | 0.016361 |  | -2.0874e-05 |  | 0.0054426 |  | 0.0026158 |  | 0.00032551 |  | 0 |  | 0.0063182 |  | 0 |  | 0.042793 |  | 0.20135 | [5 empty] | 0 |  | 0.0022506
| 0.018323 |  | -2.2059e-05 |  | -1.782e-05 |  | #REF! |  | 0.0167 |  | -1.4283e-05 |  | 0.0055441 |  | 0.0025801 |  | 0.00032736 |  | 0 |  | 0.0063074 |  | 0 |  | 0.042919 |  | 0.20219 | [5 empty] | 0 |  | 0.0022324
| 0.018001 |  | -1.5959e-05 |  | -1.75e-05 |  | #REF! |  | 0.016775 |  | 1.4579e-05 |  | 0.0056496 |  | 0.0025562 |  | 0.0003623 |  | 0 |  | 0.0062277 |  | 0 |  | 0.04297 |  | 0.203 | [5 empty] | 0 |  | 0.0022205