## Spectrum
High-Power IR Emitter Typical Spectra
|  | Wavelength (µm) | Normalized Intensity
|  |  | 630 °C Blackbody Spectrum | HPIR101 | HPIR102 | HPIR103 | HPIR104
|  | 1.0992 | 0.01532 | 0.01249 | 0.019119 | 0.0078411 | 0.0059833
|  | 1.0994 | 0.01535 | 0.00941 | 0.011809 | 0.0037373 | 0.0058188
|  | 1.0997 | 0.01538 | 0.00686 | 0.0063253 | 0.0030077 | 0.0048379
Product Raw Data |  | 1.0999 | 0.01541 | 0.00795 | 0.0084726 | 0.0037378 | 0.0061703
High-Power IR Emitters |  | 1.1001 | 0.01544 | 0.01055 | 0.016044 | 0.0046147 | 0.007406
|  | 1.1003 | 0.01547 | 0.01546 | 0.025931 | 0.0054305 | 0.0090204
Item # | HPIR101, HPIR102, HPIR103, HPIR104 | 1.1006 | 0.0155 | 0.01467 | 0.021105 | 0.0074597 | 0.0090063
|  | 1.1008 | 0.01553 | 0.01074 | 0.012144 | 0.007284 | 0.0076096
DISCLAIMER: The data presented here are typical. Slight variations in performance data will occur from lot to lot. Please contact Technical Support with any questions regarding the use or reliability of this data. |  | 1.1011 | 0.01556 | 0.00677 | 0.005884 | 0.0041133 | 0.0051282
|  | 1.1013 | 0.0156 | 0.00838 | 0.0062245 | 0.0038286 | 0.0051766
|  | 1.1015 | 0.01563 | 0.01563 | 0.012324 | 0.0061179 | 0.0070764
|  | 1.1018 | 0.01566 | 0.02525 | 0.022124 | 0.0093482 | 0.010925
|  | 1.102 | 0.01569 | 0.03454 | 0.032336 | 0.014217 | 0.01746
|  | 1.1022 | 0.01572 | 0.02217 | 0.023463 | 0.012597 | 0.010867
This data may be used in publications. However, please cite Thorlabs as the source. |  | 1.1024 | 0.01575 | 0.01846 | 0.024062 | 0.012584 | 0.0078797
|  | 1.1027 | 0.01578 | 0.01281 | 0.01783 | 0.007566 | 0.0059876
|  | 1.1029 | 0.01582 | 0.01059 | 0.01211 | 0.005872 | 0.0061195
Additional Information: |  | 1.1032 | 0.01585 | 0.01018 | 0.010774 | 0.0056031 | 0.007532
|  | 1.1034 | 0.01588 | 0.00686 | 0.0073206 | 0.0032358 | 0.0055565
|  | 1.1036 | 0.01591 | 0.0092 | 0.009474 | 0.0045065 | 0.0064467
|  | 1.1039 | 0.01594 | 0.02166 | 0.021851 | 0.012489 | 0.012776
|  | 1.1041 | 0.01598 | 0.0107 | 0.011835 | 0.0061898 | 0.0060973
|  | 1.1043 | 0.01601 | 0.00718 | 0.0087982 | 0.0035444 | 0.0038974
|  | 1.1046 | 0.01604 | 0.00863 | 0.011175 | 0.0037836 | 0.0056923
|  | 1.1048 | 0.01607 | 0.01732 | 0.02296 | 0.007487 | 0.013852
|  | 1.105 | 0.0161 | 0.03262 | 0.041397 | 0.013589 | 0.03042
|  | 1.1053 | 0.01614 | 0.05584 | 0.066944 | 0.022953 | 0.051117
|  | 1.1055 | 0.01617 | 0.02539 | 0.028861 | 0.010813 | 0.020807
|  | 1.1057 | 0.0162 | 0.01301 | 0.013469 | 0.0056008 | 0.011386
|  | 1.106 | 0.01623 | 0.00809 | 0.008202 | 0.0038993 | 0.0077359
|  | 1.1062 | 0.01627 | 0.00666 | 0.0074575 | 0.0033427 | 0.0057292
|  | 1.1064 | 0.0163 | 0.00826 | 0.0099966 | 0.003959 | 0.0064412
|  | 1.1067 | 0.01633 | 0.00706 | 0.0084212 | 0.0033831 | 0.0053506
|  | 1.1069 | 0.01637 | 0.0045 | 0.0053158 | 0.0024033 | 0.0034801
|  | 1.1072 | 0.0164 | 0.00624 | 0.0073878 | 0.0035563 | 0.0049052
|  | 1.1074 | 0.01643 | 0.01204 | 0.01202 | 0.0066964 | 0.0087414
|  | 1.1076 | 0.01646 | 0.01433 | 0.011088 | 0.0089904 | 0.0094583
|  | 1.1079 | 0.0165 | 0.01516 | 0.0098445 | 0.012117 | 0.010489
|  | 1.1081 | 0.01653 | 0.01661 | 0.0095196 | 0.014969 | 0.013113
|  | 1.1083 | 0.01656 | 0.00709 | 0.0042937 | 0.0060984 | 0.0061423
|  | 1.1086 | 0.0166 | 0.00553 | 0.0040958 | 0.0044204 | 0.0045539
|  | 1.1088 | 0.01663 | 0.00491 | 0.0041454 | 0.0030942 | 0.0034538
|  | 1.1091 | 0.01666 | 0.00531 | 0.0047205 | 0.0022316 | 0.0034861
|  | 1.1093 | 0.0167 | 0.00966 | 0.0094272 | 0.0037247 | 0.006237
|  | 1.1095 | 0.01673 | 0.01498 | 0.0161 | 0.0086844 | 0.00857
|  | 1.1098 | 0.01676 | 0.01492 | 0.016548 | 0.012777 | 0.0073163
|  | 1.11 | 0.0168 | 0.01073 | 0.01106 | 0.0098818 | 0.0051321
|  | 1.1102 | 0.01683 | 0.01058 | 0.010319 | 0.0074691 | 0.0054329
|  | 1.1105 | 0.01686 | 0.00744 | 0.0075962 | 0.0037679 | 0.004168
|  | 1.1107 | 0.0169 | 0.0065 | 0.0066618 | 0.0031003 | 0.0042489
|  | 1.111 | 0.01693 | 0.00693 | 0.0066264 | 0.0037629 | 0.0049888
|  | 1.1112 | 0.01697 | 0.00714 | 0.0066495 | 0.0044439 | 0.0046529
|  | 1.1114 | 0.017 | 0.00668 | 0.0067228 | 0.0050629 | 0.0033141
|  | 1.1117 | 0.01703 | 0.00529 | 0.0054659 | 0.0050897 | 0.0022822
|  | 1.1119 | 0.01707 | 0.00476 | 0.0047238 | 0.0046272 | 0.0022656
|  | 1.1121 | 0.0171 | 0.00418 | 0.0042559 | 0.0031671 | 0.0022228
|  | 1.1124 | 0.01714 | 0.00467 | 0.004778 | 0.0027306 | 0.0030055
|  | 1.1126 | 0.01717 | 0.00779 | 0.007307 | 0.0042085 | 0.0059643
|  | 1.1129 | 0.01721 | 0.0082 | 0.0073004 | 0.0052419 | 0.0071069
|  | 1.1131 | 0.01724 | 0.00578 | 0.0051562 | 0.0045466 | 0.005206
|  | 1.1133 | 0.01727 | 0.00528 | 0.0047753 | 0.004645 | 0.0049028
|  | 1.1136 | 0.01731 | 0.00503 | 0.0050348 | 0.0043679 | 0.0048369
|  | 1.1138 | 0.01734 | 0.00427 | 0.0050428 | 0.0034234 | 0.0037159
|  | 1.1141 | 0.01738 | 0.00294 | 0.0036692 | 0.0022602 | 0.0021425
|  | 1.1143 | 0.01741 | 0.00802 | 0.0093704 | 0.0062984 | 0.0051069
|  | 1.1145 | 0.01745 | 0.00739 | 0.0078185 | 0.0058674 | 0.004735
|  | 1.1148 | 0.01748 | 0.00613 | 0.0060175 | 0.0049645 | 0.0045365
|  | 1.115 | 0.01752 | 0.00493 | 0.0045664 | 0.0042134 | 0.0039816
|  | 1.1153 | 0.01755 | 0.00444 | 0.0038104 | 0.0039972 | 0.0034169
|  | 1.1155 | 0.01759 | 0.00578 | 0.0048575 | 0.0051281 | 0.0041056
|  | 1.1157 | 0.01762 | 0.00374 | 0.0035074 | 0.0032558 | 0.002645
|  | 1.116 | 0.01766 | 0.00327 | 0.0033866 | 0.0031044 | 0.0024146
|  | 1.1162 | 0.01769 | 0.00488 | 0.0052826 | 0.0051658 | 0.0038521
|  | 1.1165 | 0.01773 | 0.00868 | 0.0093749 | 0.00883 | 0.0071239
|  | 1.1167 | 0.01776 | 0.01018 | 0.0099896 | 0.0089332 | 0.0079324
|  | 1.1169 | 0.0178 | 0.00814 | 0.0071685 | 0.0069472 | 0.0058846
|  | 1.1172 | 0.01784 | 0.00965 | 0.0089643 | 0.0087637 | 0.0072081
|  | 1.1174 | 0.01787 | 0.01513 | 0.016266 | 0.013658 | 0.011848
|  | 1.1177 | 0.01791 | 0.01113 | 0.012223 | 0.0092749 | 0.00878
|  | 1.1179 | 0.01794 | 0.00397 | 0.0043009 | 0.0030684 | 0.0032021
|  | 1.1181 | 0.01798 | 0.00382 | 0.0044325 | 0.0028874 | 0.0031899
|  | 1.1184 | 0.01801 | 0.00609 | 0.0073874 | 0.0046855 | 0.0049554
|  | 1.1186 | 0.01805 | 0.00856 | 0.0098992 | 0.0067759 | 0.0066294
|  | 1.1189 | 0.01809 | 0.00944 | 0.010328 | 0.0079561 | 0.0071246
|  | 1.1191 | 0.01812 | 0.00921 | 0.00954 | 0.0083172 | 0.0070904
|  | 1.1194 | 0.01816 | 0.01838 | 0.017315 | 0.016431 | 0.015007
|  | 1.1196 | 0.01819 | 0.01054 | 0.0090932 | 0.0085044 | 0.0085965
|  | 1.1198 | 0.01823 | 0.00677 | 0.0056706 | 0.0046559 | 0.0052812
|  | 1.1201 | 0.01827 | 0.00797 | 0.0066275 | 0.0048159 | 0.0064195
|  | 1.1203 | 0.0183 | 0.01387 | 0.01203 | 0.0086024 | 0.011541
|  | 1.1206 | 0.01834 | 0.00616 | 0.0059417 | 0.0043494 | 0.0050406
|  | 1.1208 | 0.01838 | 0.00931 | 0.0096436 | 0.0074135 | 0.0077466
|  | 1.121 | 0.01841 | 0.0063 | 0.0063663 | 0.0056464 | 0.0052832
|  | 1.1213 | 0.01845 | 0.00439 | 0.0042281 | 0.004143 | 0.0036556
|  | 1.1215 | 0.01849 | 0.00337 | 0.0033435 | 0.0029369 | 0.0027861
|  | 1.1218 | 0.01852 | 0.00457 | 0.0049885 | 0.0034365 | 0.0036677
|  | 1.122 | 0.01856 | 0.00503 | 0.0057844 | 0.0034119 | 0.0040355
|  | 1.1223 | 0.0186 | 0.00676 | 0.0075403 | 0.0047148 | 0.0057113
|  | 1.1225 | 0.01863 | 0.00865 | 0.0090379 | 0.0067101 | 0.0071257
|  | 1.1227 | 0.01867 | 0.00625 | 0.0064097 | 0.0053471 | 0.0046415
|  | 1.123 | 0.01871 | 0.00563 | 0.0060324 | 0.005107 | 0.0041509
|  | 1.1232 | 0.01875 | 0.00697 | 0.0079544 | 0.0061363 | 0.005662
|  | 1.1235 | 0.01878 | 0.01873 | 0.022331 | 0.014622 | 0.015715
|  | 1.1237 | 0.01882 | 0.15197 | 0.17579 | 0.10578 | 0.12115
|  | 1.124 | 0.01886 | 0.01156 | 0.011866 | 0.0080637 | 0.0091887
|  | 1.1242 | 0.0189 | 0.00625 | 0.0059753 | 0.0047252 | 0.0051528
|  | 1.1244 | 0.01893 | 0.00948 | 0.0093936 | 0.007567 | 0.0082385
|  | 1.1247 | 0.01897 | 0.01298 | 0.013649 | 0.010211 | 0.011922
|  | 1.1249 | 0.01901 | 0.01186 | 0.013366 | 0.0088196 | 0.010822
|  | 1.1252 | 0.01905 | 0.00781 | 0.0092409 | 0.0056716 | 0.0067586
|  | 1.1254 | 0.01908 | 0.00324 | 0.0036959 | 0.0024695 | 0.0026636
|  | 1.1257 | 0.01912 | 0.00269 | 0.0028749 | 0.002241 | 0.002183
|  | 1.1259 | 0.01916 | 0.00577 | 0.0058705 | 0.0048256 | 0.004816
|  | 1.1262 | 0.0192 | 0.01013 | 0.0097398 | 0.0074905 | 0.008263
|  | 1.1264 | 0.01924 | 0.00806 | 0.0073607 | 0.0053947 | 0.0062791
|  | 1.1266 | 0.01927 | 0.01536 | 0.013685 | 0.011223 | 0.011965
|  | 1.1269 | 0.01931 | 0.0043 | 0.0038561 | 0.0035948 | 0.0032883
|  | 1.1271 | 0.01935 | 0.00385 | 0.0035718 | 0.0034038 | 0.0027947
|  | 1.1274 | 0.01939 | 0.0067 | 0.0063829 | 0.0060161 | 0.004778
|  | 1.1276 | 0.01943 | 0.01006 | 0.010006 | 0.0089528 | 0.0074942
|  | 1.1279 | 0.01947 | 0.00474 | 0.005058 | 0.0041123 | 0.0038716
|  | 1.1281 | 0.01951 | 0.00359 | 0.0038984 | 0.0030434 | 0.0030897
|  | 1.1284 | 0.01954 | 0.00444 | 0.0045541 | 0.0036203 | 0.0037823
|  | 1.1286 | 0.01958 | 0.00526 | 0.0049474 | 0.0039948 | 0.0044988
|  | 1.1289 | 0.01962 | 0.00695 | 0.0060848 | 0.004913 | 0.0058544
|  | 1.1291 | 0.01966 | 0.01136 | 0.0098024 | 0.008042 | 0.0091602
|  | 1.1294 | 0.0197 | 0.01407 | 0.012471 | 0.010639 | 0.011638
|  | 1.1296 | 0.01974 | 0.01575 | 0.01441 | 0.012898 | 0.013702
|  | 1.1298 | 0.01978 | 0.02895 | 0.027633 | 0.024628 | 0.025559
|  | 1.1301 | 0.01982 | 0.02313 | 0.023754 | 0.018677 | 0.021031
|  | 1.1303 | 0.01986 | 0.01711 | 0.019451 | 0.012781 | 0.016114
|  | 1.1306 | 0.0199 | 0.01261 | 0.014921 | 0.0091437 | 0.011727
|  | 1.1308 | 0.01994 | 0.00884 | 0.0098273 | 0.0065912 | 0.0079017
|  | 1.1311 | 0.01998 | 0.00759 | 0.007937 | 0.0062103 | 0.0066457
|  | 1.1313 | 0.02002 | 0.00857 | 0.0087676 | 0.0077721 | 0.0072666
|  | 1.1316 | 0.02006 | 0.00463 | 0.00457 | 0.0043344 | 0.0037491
|  | 1.1318 | 0.02009 | 0.00482 | 0.004623 | 0.004253 | 0.0038579
|  | 1.1321 | 0.02013 | 0.00475 | 0.0047232 | 0.003873 | 0.0038613
|  | 1.1323 | 0.02017 | 0.00458 | 0.0048466 | 0.0037739 | 0.003854
|  | 1.1325 | 0.02021 | 0.00462 | 0.0049534 | 0.0041655 | 0.0042007
|  | 1.1328 | 0.02025 | 0.00544 | 0.0055439 | 0.0052012 | 0.0054314
|  | 1.133 | 0.02029 | 0.00786 | 0.0076294 | 0.0072721 | 0.0080678
|  | 1.1333 | 0.02034 | 0.00737 | 0.007204 | 0.0064334 | 0.0071196
|  | 1.1335 | 0.02038 | 0.0055 | 0.0056159 | 0.0048145 | 0.0050067
|  | 1.1338 | 0.02042 | 0.00463 | 0.0049594 | 0.0041605 | 0.0042092
|  | 1.134 | 0.02046 | 0.01066 | 0.011827 | 0.0093552 | 0.010002
|  | 1.1343 | 0.0205 | 0.01772 | 0.019917 | 0.014269 | 0.016828
|  | 1.1345 | 0.02054 | 0.00639 | 0.0072049 | 0.004884 | 0.0058051
|  | 1.1348 | 0.02058 | 0.00508 | 0.0055822 | 0.0040897 | 0.0042519
|  | 1.135 | 0.02062 | 0.00424 | 0.0043924 | 0.0038543 | 0.0034026
|  | 1.1353 | 0.02066 | 0.0046 | 0.0046012 | 0.0045141 | 0.0038093
|  | 1.1355 | 0.0207 | 0.00902 | 0.0089702 | 0.0085849 | 0.0077108
|  | 1.1358 | 0.02074 | 0.01423 | 0.013827 | 0.012726 | 0.012115
|  | 1.136 | 0.02078 | 0.00707 | 0.0066925 | 0.006204 | 0.0059714
|  | 1.1363 | 0.02082 | 0.004 | 0.0038016 | 0.0034995 | 0.0033861
|  | 1.1365 | 0.02086 | 0.00333 | 0.0031975 | 0.0028487 | 0.0028617
|  | 1.1368 | 0.02091 | 0.0057 | 0.0055612 | 0.0047996 | 0.0051096
|  | 1.137 | 0.02095 | 0.01355 | 0.013676 | 0.011549 | 0.012489
|  | 1.1373 | 0.02099 | 0.00781 | 0.008151 | 0.0069118 | 0.0068548
|  | 1.1375 | 0.02103 | 0.00588 | 0.0061213 | 0.0053413 | 0.0048226
|  | 1.1378 | 0.02107 | 0.00662 | 0.0066935 | 0.0059271 | 0.005351
|  | 1.138 | 0.02111 | 0.00715 | 0.0070813 | 0.0061637 | 0.0060127
|  | 1.1383 | 0.02116 | 0.0056 | 0.0054517 | 0.0048516 | 0.005031
|  | 1.1385 | 0.0212 | 0.0046 | 0.0043996 | 0.0041839 | 0.0043289
|  | 1.1388 | 0.02124 | 0.00973 | 0.0093946 | 0.0088864 | 0.0090694
|  | 1.139 | 0.02128 | 0.01581 | 0.015772 | 0.013925 | 0.014316
|  | 1.1393 | 0.02132 | 0.00633 | 0.0066252 | 0.0055954 | 0.0057259
|  | 1.1395 | 0.02137 | 0.00545 | 0.0060213 | 0.0049174 | 0.0049904
|  | 1.1398 | 0.02141 | 0.00508 | 0.0057174 | 0.0044199 | 0.0045852
|  | 1.14 | 0.02145 | 0.00587 | 0.0062504 | 0.0048198 | 0.0051481
|  | 1.1403 | 0.02149 | 0.0081 | 0.0079289 | 0.0066069 | 0.007035
|  | 1.1405 | 0.02153 | 0.02079 | 0.019481 | 0.017743 | 0.017863
|  | 1.1408 | 0.02158 | 0.00702 | 0.006594 | 0.0061068 | 0.0058654
|  | 1.141 | 0.02162 | 0.0066 | 0.0063292 | 0.0055986 | 0.0054325
|  | 1.1413 | 0.02166 | 0.00706 | 0.0069364 | 0.0059766 | 0.0060004
|  | 1.1415 | 0.02171 | 0.0071 | 0.0070461 | 0.0063002 | 0.0062638
|  | 1.1418 | 0.02175 | 0.00882 | 0.0086394 | 0.0080672 | 0.007732
|  | 1.142 | 0.02179 | 0.01408 | 0.013792 | 0.012825 | 0.012154
|  | 1.1423 | 0.02183 | 0.01435 | 0.014509 | 0.01313 | 0.01234
|  | 1.1425 | 0.02188 | 0.01072 | 0.010854 | 0.0098082 | 0.0092302
|  | 1.1428 | 0.02192 | 0.00741 | 0.0071424 | 0.0067389 | 0.0064914
|  | 1.143 | 0.02196 | 0.01021 | 0.0093855 | 0.009606 | 0.0092122
|  | 1.1433 | 0.02201 | 0.06777 | 0.061603 | 0.066168 | 0.063275
|  | 1.1435 | 0.02205 | 0.00929 | 0.008714 | 0.0086772 | 0.0089123
|  | 1.1438 | 0.02209 | 0.00507 | 0.0049692 | 0.0044254 | 0.004846
|  | 1.1441 | 0.02214 | 0.00353 | 0.0035136 | 0.0030699 | 0.0032751
|  | 1.1443 | 0.02218 | 0.00341 | 0.0033902 | 0.0030378 | 0.0030713
|  | 1.1445 | 0.02222 | 0.00448 | 0.004393 | 0.0040681 | 0.0039794
|  | 1.1448 | 0.02227 | 0.0071 | 0.0067013 | 0.0065578 | 0.0064392
|  | 1.1451 | 0.02231 | 0.00934 | 0.0085872 | 0.0084951 | 0.0088344
|  | 1.1453 | 0.02236 | 0.01121 | 0.010515 | 0.0097909 | 0.010684
|  | 1.1456 | 0.0224 | 0.00866 | 0.0084313 | 0.0073758 | 0.0080055
|  | 1.1458 | 0.02244 | 0.01164 | 0.011524 | 0.009915 | 0.010349
|  | 1.1461 | 0.02249 | 0.02379 | 0.023444 | 0.020728 | 0.020472
|  | 1.1463 | 0.02253 | 0.01066 | 0.01069 | 0.0095178 | 0.0091475
|  | 1.1466 | 0.02258 | 0.00718 | 0.007507 | 0.0064723 | 0.0063122
|  | 1.1468 | 0.02262 | 0.01558 | 0.016234 | 0.014093 | 0.013949
|  | 1.1471 | 0.02267 | 0.01395 | 0.013761 | 0.012676 | 0.012671
|  | 1.1473 | 0.02271 | 0.00795 | 0.0075214 | 0.0073418 | 0.0074029
|  | 1.1476 | 0.02276 | 0.00979 | 0.0092305 | 0.0091458 | 0.0089981
|  | 1.1479 | 0.0228 | 0.01009 | 0.0097195 | 0.0091257 | 0.0086133
|  | 1.1481 | 0.02284 | 0.00858 | 0.0085048 | 0.0074279 | 0.0069809
|  | 1.1484 | 0.02289 | 0.00765 | 0.0078547 | 0.0065459 | 0.0064185
|  | 1.1486 | 0.02293 | 0.00914 | 0.0098054 | 0.0079865 | 0.0081562
|  | 1.1489 | 0.02298 | 0.00457 | 0.0049554 | 0.0041776 | 0.0042472
|  | 1.1491 | 0.02303 | 0.00308 | 0.0032085 | 0.0029263 | 0.0029285
|  | 1.1494 | 0.02307 | 0.00361 | 0.0036307 | 0.0034902 | 0.0034772
|  | 1.1496 | 0.02312 | 0.00814 | 0.0082115 | 0.0078809 | 0.0077561
|  | 1.1499 | 0.02316 | 0.00917 | 0.0092178 | 0.0086779 | 0.008513
|  | 1.1501 | 0.02321 | 0.01091 | 0.010666 | 0.010204 | 0.009902
|  | 1.1504 | 0.02325 | 0.01065 | 0.010309 | 0.010141 | 0.0095261
|  | 1.1506 | 0.0233 | 0.01162 | 0.011338 | 0.011042 | 0.010367
|  | 1.1509 | 0.02334 | 0.01535 | 0.014743 | 0.014027 | 0.013756
|  | 1.1512 | 0.02339 | 0.01696 | 0.015845 | 0.014915 | 0.015243
|  | 1.1514 | 0.02344 | 0.01676 | 0.015824 | 0.014755 | 0.015118
|  | 1.1517 | 0.02348 | 0.01532 | 0.014989 | 0.013884 | 0.013854
|  | 1.1519 | 0.02353 | 0.01047 | 0.010393 | 0.0095483 | 0.0094327
|  | 1.1522 | 0.02357 | 0.00891 | 0.0088837 | 0.0081622 | 0.0079422
|  | 1.1524 | 0.02362 | 0.00879 | 0.0089417 | 0.0082903 | 0.007691
|  | 1.1527 | 0.02367 | 0.0056 | 0.0057658 | 0.005229 | 0.0048603
|  | 1.1529 | 0.02371 | 0.01471 | 0.014785 | 0.013049 | 0.012888
|  | 1.1532 | 0.02376 | 0.02733 | 0.026334 | 0.023791 | 0.024047
|  | 1.1535 | 0.02381 | 0.03069 | 0.029113 | 0.02697 | 0.027208
|  | 1.1537 | 0.02385 | 0.01603 | 0.015522 | 0.013985 | 0.014486
|  | 1.154 | 0.0239 | 0.00615 | 0.0061947 | 0.0053454 | 0.0056135
|  | 1.1542 | 0.02395 | 0.00434 | 0.004534 | 0.0038924 | 0.0039954
|  | 1.1545 | 0.02399 | 0.00738 | 0.0077454 | 0.0068364 | 0.0069529
|  | 1.1547 | 0.02404 | 0.00737 | 0.0076041 | 0.0068055 | 0.0070204
|  | 1.155 | 0.02409 | 0.01016 | 0.010415 | 0.009272 | 0.0095212
|  | 1.1553 | 0.02413 | 0.01677 | 0.017 | 0.015659 | 0.015549
|  | 1.1555 | 0.02418 | 0.0122 | 0.011855 | 0.011804 | 0.01141
|  | 1.1558 | 0.02423 | 0.00843 | 0.0077664 | 0.0080175 | 0.0079165
|  | 1.156 | 0.02428 | 0.00668 | 0.0060711 | 0.0059508 | 0.0061662
|  | 1.1563 | 0.02432 | 0.00751 | 0.0070735 | 0.0063837 | 0.0068045
|  | 1.1565 | 0.02437 | 0.00775 | 0.0075531 | 0.0065543 | 0.0070737
|  | 1.1568 | 0.02442 | 0.00623 | 0.0061557 | 0.0054065 | 0.0057289
|  | 1.1571 | 0.02447 | 0.0031 | 0.0031274 | 0.0027936 | 0.0028433
|  | 1.1573 | 0.02452 | 0.00949 | 0.0097493 | 0.008724 | 0.0086607
|  | 1.1576 | 0.02456 | 0.02082 | 0.021173 | 0.019204 | 0.018678
|  | 1.1579 | 0.02461 | 0.01991 | 0.019736 | 0.018523 | 0.018129
|  | 1.1581 | 0.02466 | 0.01357 | 0.013151 | 0.012654 | 0.013018
|  | 1.1584 | 0.02471 | 0.01004 | 0.0096523 | 0.0092029 | 0.009875
|  | 1.1586 | 0.02476 | 0.00779 | 0.0076354 | 0.0069879 | 0.0076085
|  | 1.1589 | 0.02481 | 0.00662 | 0.0066493 | 0.0058799 | 0.0064024
|  | 1.1591 | 0.02485 | 0.00458 | 0.0046182 | 0.00409 | 0.0044138
|  | 1.1594 | 0.0249 | 0.00266 | 0.0026512 | 0.0024113 | 0.0025644
|  | 1.1597 | 0.02495 | 0.0023 | 0.0022522 | 0.0021216 | 0.0022014
|  | 1.1599 | 0.025 | 0.00194 | 0.0018619 | 0.0018261 | 0.0018376
|  | 1.1602 | 0.02505 | 0.00348 | 0.0033407 | 0.0033169 | 0.0032841
|  | 1.1604 | 0.0251 | 0.00703 | 0.0069762 | 0.0066473 | 0.0066818
|  | 1.1607 | 0.02515 | 0.00635 | 0.0064857 | 0.0059279 | 0.0061609
|  | 1.161 | 0.0252 | 0.00507 | 0.0051797 | 0.0047244 | 0.0050155
|  | 1.1612 | 0.02525 | 0.01013 | 0.010278 | 0.0093728 | 0.010005
|  | 1.1615 | 0.02529 | 0.01096 | 0.011149 | 0.0099841 | 0.010652
|  | 1.1617 | 0.02534 | 0.00655 | 0.0067339 | 0.0059379 | 0.0063109
|  | 1.162 | 0.02539 | 0.00998 | 0.010337 | 0.0091285 | 0.0095943
|  | 1.1623 | 0.02544 | 0.01127 | 0.011626 | 0.010465 | 0.010783
|  | 1.1625 | 0.02549 | 0.01162 | 0.011795 | 0.010938 | 0.011197
|  | 1.1628 | 0.02554 | 0.00999 | 0.0099591 | 0.0094282 | 0.009846
|  | 1.163 | 0.02559 | 0.0087 | 0.0085429 | 0.0081446 | 0.0086284
|  | 1.1633 | 0.02564 | 0.00776 | 0.0074793 | 0.0071672 | 0.0075062
|  | 1.1636 | 0.02569 | 0.00796 | 0.0076451 | 0.0072385 | 0.0074226
|  | 1.1638 | 0.02574 | 0.0112 | 0.010995 | 0.010143 | 0.01018
|  | 1.1641 | 0.02579 | 0.03239 | 0.03232 | 0.029724 | 0.029455
|  | 1.1643 | 0.02584 | 0.00813 | 0.0081337 | 0.0075156 | 0.0074738
|  | 1.1646 | 0.02589 | 0.0038 | 0.0038093 | 0.0034838 | 0.0035144
|  | 1.1649 | 0.02594 | 0.00346 | 0.00344 | 0.0031397 | 0.0032606
|  | 1.1651 | 0.02599 | 0.00302 | 0.0029681 | 0.0027192 | 0.0028884
|  | 1.1654 | 0.02605 | 0.00303 | 0.0030011 | 0.0027263 | 0.0028269
|  | 1.1657 | 0.0261 | 0.00346 | 0.0034947 | 0.003205 | 0.0031795
|  | 1.1659 | 0.02615 | 0.00476 | 0.0048539 | 0.0046025 | 0.004526
|  | 1.1662 | 0.0262 | 0.00625 | 0.0063403 | 0.0060521 | 0.0060839
|  | 1.1664 | 0.02625 | 0.00765 | 0.0076348 | 0.0071801 | 0.0073759
|  | 1.1667 | 0.0263 | 0.01265 | 0.012318 | 0.011757 | 0.012008
|  | 1.167 | 0.02635 | 0.01887 | 0.018007 | 0.017729 | 0.017601
|  | 1.1672 | 0.0264 | 0.01545 | 0.014827 | 0.014487 | 0.014375
|  | 1.1675 | 0.02645 | 0.02143 | 0.021202 | 0.019795 | 0.020338
|  | 1.1678 | 0.02651 | 0.01931 | 0.019661 | 0.017628 | 0.018691
|  | 1.168 | 0.02656 | 0.01421 | 0.014639 | 0.012901 | 0.013928
|  | 1.1683 | 0.02661 | 0.01314 | 0.013388 | 0.01199 | 0.013023
|  | 1.1685 | 0.02666 | 0.01082 | 0.010679 | 0.010059 | 0.010785
|  | 1.1688 | 0.02671 | 0.01359 | 0.013102 | 0.012917 | 0.013488
|  | 1.1691 | 0.02677 | 0.00542 | 0.0052841 | 0.0052433 | 0.0053442
|  | 1.1693 | 0.02682 | 0.00581 | 0.0057948 | 0.005616 | 0.0056807
|  | 1.1696 | 0.02687 | 0.00942 | 0.0094074 | 0.00886 | 0.0091318
|  | 1.1699 | 0.02692 | 0.01295 | 0.012856 | 0.011973 | 0.012546
|  | 1.1701 | 0.02697 | 0.01463 | 0.014626 | 0.013815 | 0.014001
|  | 1.1704 | 0.02703 | 0.01502 | 0.015044 | 0.01458 | 0.013902
|  | 1.1707 | 0.02708 | 0.0183 | 0.018164 | 0.017744 | 0.016615
|  | 1.1709 | 0.02713 | 0.02966 | 0.029263 | 0.028045 | 0.027324
|  | 1.1712 | 0.02718 | 0.01758 | 0.01725 | 0.016313 | 0.016539
|  | 1.1715 | 0.02724 | 0.00434 | 0.0042448 | 0.0040074 | 0.00411
|  | 1.1717 | 0.02729 | 0.00521 | 0.0051782 | 0.0047575 | 0.0049731
|  | 1.172 | 0.02734 | 0.00495 | 0.0050753 | 0.004478 | 0.0048027
|  | 1.1722 | 0.0274 | 0.00478 | 0.004985 | 0.0043697 | 0.0046742
|  | 1.1725 | 0.02745 | 0.00684 | 0.0070447 | 0.0063642 | 0.0066563
|  | 1.1728 | 0.0275 | 0.00906 | 0.009088 | 0.0084733 | 0.0087342
|  | 1.173 | 0.02756 | 0.01427 | 0.01406 | 0.013252 | 0.01349
|  | 1.1733 | 0.02761 | 0.00899 | 0.0088708 | 0.0083335 | 0.0082328
|  | 1.1736 | 0.02766 | 0.00567 | 0.0056324 | 0.0053209 | 0.0050804
|  | 1.1738 | 0.02772 | 0.00383 | 0.0037965 | 0.0036496 | 0.0034602
|  | 1.1741 | 0.02777 | 0.00541 | 0.0054295 | 0.0051695 | 0.0049484
|  | 1.1744 | 0.02783 | 0.00946 | 0.0097599 | 0.0089171 | 0.0085455
|  | 1.1746 | 0.02788 | 0.01912 | 0.019884 | 0.017788 | 0.01704
|  | 1.1749 | 0.02793 | 0.01773 | 0.018224 | 0.016586 | 0.015967
|  | 1.1752 | 0.02799 | 0.01575 | 0.016066 | 0.014925 | 0.014475
|  | 1.1754 | 0.02804 | 0.01726 | 0.017471 | 0.016456 | 0.016048
|  | 1.1757 | 0.0281 | 0.01147 | 0.011461 | 0.010935 | 0.010649
|  | 1.176 | 0.02815 | 0.00681 | 0.0067659 | 0.0064828 | 0.0063166
|  | 1.1762 | 0.02821 | 0.00713 | 0.0070611 | 0.0068171 | 0.0066815
|  | 1.1765 | 0.02826 | 0.00782 | 0.0077014 | 0.0075224 | 0.0074083
|  | 1.1768 | 0.02832 | 0.01998 | 0.019749 | 0.019099 | 0.019057
|  | 1.177 | 0.02837 | 0.01924 | 0.019128 | 0.01824 | 0.018642
|  | 1.1773 | 0.02843 | 0.0084 | 0.008401 | 0.0080043 | 0.0082712
|  | 1.1776 | 0.02848 | 0.00679 | 0.0069129 | 0.0065135 | 0.0066104
|  | 1.1778 | 0.02854 | 0.00447 | 0.0045795 | 0.0042556 | 0.0042009
|  | 1.1781 | 0.02859 | 0.0044 | 0.0044 | 0.004138 | 0.0040462
|  | 1.1784 | 0.02865 | 0.0053 | 0.0051697 | 0.0049841 | 0.0049057
|  | 1.1786 | 0.0287 | 0.00644 | 0.0062065 | 0.0061386 | 0.0060382
|  | 1.1789 | 0.02876 | 0.00806 | 0.0076755 | 0.0077953 | 0.0075933
|  | 1.1792 | 0.02881 | 0.00956 | 0.0090795 | 0.0092801 | 0.0090753
|  | 1.1794 | 0.02887 | 0.01184 | 0.011517 | 0.011374 | 0.011374
|  | 1.1797 | 0.02893 | 0.01248 | 0.012612 | 0.011731 | 0.012186
|  | 1.18 | 0.02898 | 0.01036 | 0.010651 | 0.0095809 | 0.01028
|  | 1.1803 | 0.02904 | 0.00837 | 0.008484 | 0.0077533 | 0.0083236
|  | 1.1805 | 0.02909 | 0.0141 | 0.014013 | 0.013225 | 0.013998
|  | 1.1808 | 0.02915 | 0.01878 | 0.018541 | 0.017792 | 0.018543
|  | 1.1811 | 0.02921 | 0.02612 | 0.025969 | 0.024767 | 0.025232
|  | 1.1813 | 0.02926 | 0.01549 | 0.015634 | 0.014681 | 0.014647
|  | 1.1816 | 0.02932 | 0.00247 | 0.0025121 | 0.0023441 | 0.0023408
|  | 1.1819 | 0.02938 | 0.00655 | 0.0065837 | 0.0061975 | 0.0063115
|  | 1.1821 | 0.02943 | 0.00857 | 0.0084655 | 0.0080716 | 0.0082857
|  | 1.1824 | 0.02949 | 0.00912 | 0.0089674 | 0.0085663 | 0.0087198
|  | 1.1827 | 0.02955 | 0.01448 | 0.014288 | 0.01366 | 0.01368
|  | 1.1829 | 0.0296 | 0.01308 | 0.012919 | 0.012543 | 0.012164
|  | 1.1832 | 0.02966 | 0.01192 | 0.011769 | 0.011565 | 0.010961
|  | 1.1835 | 0.02972 | 0.00958 | 0.0095181 | 0.0092571 | 0.0089369
|  | 1.1838 | 0.02978 | 0.00909 | 0.009119 | 0.0087979 | 0.0087641
|  | 1.184 | 0.02983 | 0.01375 | 0.01386 | 0.01346 | 0.013441
|  | 1.1843 | 0.02989 | 0.0186 | 0.018749 | 0.01832 | 0.017858
|  | 1.1846 | 0.02995 | 0.03215 | 0.032235 | 0.031455 | 0.030278
|  | 1.1848 | 0.03001 | 0.035 | 0.034781 | 0.033416 | 0.033001
|  | 1.1851 | 0.03006 | 0.03582 | 0.035565 | 0.033404 | 0.033982
|  | 1.1854 | 0.03012 | 0.02901 | 0.029277 | 0.027012 | 0.027448
|  | 1.1857 | 0.03018 | 0.01806 | 0.01858 | 0.016974 | 0.016994
|  | 1.1859 | 0.03024 | 0.01582 | 0.01626 | 0.015051 | 0.014795
|  | 1.1862 | 0.0303 | 0.0162 | 0.016385 | 0.015627 | 0.014899
|  | 1.1865 | 0.03036 | 0.02326 | 0.02315 | 0.02253 | 0.020979
|  | 1.1867 | 0.03041 | 0.03425 | 0.033481 | 0.033239 | 0.031181
|  | 1.187 | 0.03047 | 0.0331 | 0.032128 | 0.03262 | 0.031224
|  | 1.1873 | 0.03053 | 0.02116 | 0.020935 | 0.021082 | 0.020421
|  | 1.1876 | 0.03059 | 0.02463 | 0.024666 | 0.024156 | 0.023714
|  | 1.1878 | 0.03065 | 0.01471 | 0.014489 | 0.014011 | 0.01399
|  | 1.1881 | 0.03071 | 0.01441 | 0.013972 | 0.01358 | 0.013612
|  | 1.1884 | 0.03077 | 0.01111 | 0.010813 | 0.01068 | 0.01057
|  | 1.1886 | 0.03083 | 0.0079 | 0.0078678 | 0.0078135 | 0.0076061
|  | 1.1889 | 0.03089 | 0.01018 | 0.010396 | 0.010094 | 0.0097595
|  | 1.1892 | 0.03095 | 0.02345 | 0.023983 | 0.022569 | 0.021989
|  | 1.1894 | 0.03101 | 0.02683 | 0.027308 | 0.025084 | 0.024815
|  | 1.1897 | 0.03107 | 0.01969 | 0.020016 | 0.018321 | 0.018469
|  | 1.19 | 0.03113 | 0.02044 | 0.020312 | 0.019225 | 0.01965
|  | 1.1903 | 0.03119 | 0.01634 | 0.015852 | 0.015427 | 0.015789
|  | 1.1905 | 0.03125 | 0.01285 | 0.012686 | 0.012041 | 0.012183
|  | 1.1908 | 0.03131 | 0.01298 | 0.013308 | 0.012226 | 0.012072
|  | 1.1911 | 0.03137 | 0.0109 | 0.011312 | 0.010441 | 0.010172
|  | 1.1914 | 0.03143 | 0.0097 | 0.010024 | 0.0092934 | 0.0092518
|  | 1.1916 | 0.03149 | 0.0116 | 0.012066 | 0.010944 | 0.01124
|  | 1.1919 | 0.03155 | 0.02015 | 0.020976 | 0.018814 | 0.019456
|  | 1.1922 | 0.03161 | 0.01521 | 0.015506 | 0.014221 | 0.014552
|  | 1.1925 | 0.03167 | 0.01129 | 0.011298 | 0.010599 | 0.010844
|  | 1.1927 | 0.03173 | 0.01258 | 0.012637 | 0.011801 | 0.012193
|  | 1.193 | 0.03179 | 0.01374 | 0.014002 | 0.012782 | 0.013275
|  | 1.1933 | 0.03185 | 0.02407 | 0.024509 | 0.022149 | 0.022956
|  | 1.1936 | 0.03191 | 0.02492 | 0.024851 | 0.022936 | 0.023574
|  | 1.1938 | 0.03198 | 0.01468 | 0.014394 | 0.013696 | 0.013856
|  | 1.1941 | 0.03204 | 0.01687 | 0.016558 | 0.01595 | 0.015871
|  | 1.1944 | 0.0321 | 0.01723 | 0.017175 | 0.016393 | 0.016177
|  | 1.1947 | 0.03216 | 0.01364 | 0.013854 | 0.013008 | 0.012734
|  | 1.1949 | 0.03222 | 0.0117 | 0.011947 | 0.011168 | 0.010846
|  | 1.1952 | 0.03228 | 0.01227 | 0.012437 | 0.011708 | 0.011417
|  | 1.1955 | 0.03235 | 0.01615 | 0.016273 | 0.01532 | 0.015208
|  | 1.1958 | 0.03241 | 0.01545 | 0.015545 | 0.014548 | 0.014832
|  | 1.196 | 0.03247 | 0.01615 | 0.016287 | 0.015331 | 0.015814
|  | 1.1963 | 0.03253 | 0.01553 | 0.015714 | 0.01501 | 0.015229
|  | 1.1966 | 0.0326 | 0.01537 | 0.015528 | 0.014887 | 0.014859
|  | 1.1969 | 0.03266 | 0.0231 | 0.023187 | 0.022027 | 0.02198
|  | 1.1971 | 0.03272 | 0.02121 | 0.021065 | 0.019856 | 0.020014
|  | 1.1974 | 0.03278 | 0.01154 | 0.01142 | 0.0107 | 0.010919
|  | 1.1977 | 0.03285 | 0.01249 | 0.012478 | 0.011623 | 0.011846
|  | 1.198 | 0.03291 | 0.02367 | 0.023899 | 0.022277 | 0.022239
|  | 1.1983 | 0.03297 | 0.02825 | 0.028749 | 0.027007 | 0.026324
|  | 1.1985 | 0.03304 | 0.02359 | 0.024045 | 0.022825 | 0.02214
|  | 1.1988 | 0.0331 | 0.02119 | 0.021309 | 0.020374 | 0.020306
|  | 1.1991 | 0.03316 | 0.0214 | 0.02111 | 0.020271 | 0.020928
|  | 1.1994 | 0.03323 | 0.01719 | 0.016734 | 0.016192 | 0.016825
|  | 1.1996 | 0.03329 | 0.01143 | 0.011086 | 0.010826 | 0.011074
|  | 1.1999 | 0.03335 | 0.00915 | 0.0089721 | 0.0087489 | 0.0088039
|  | 1.2002 | 0.03342 | 0.012 | 0.011942 | 0.011517 | 0.011397
|  | 1.2005 | 0.03348 | 0.01437 | 0.014338 | 0.013806 | 0.013496
|  | 1.2007 | 0.03355 | 0.00879 | 0.0087337 | 0.0084527 | 0.0083309
|  | 1.201 | 0.03361 | 0.00614 | 0.0061128 | 0.0058402 | 0.0059477
|  | 1.2013 | 0.03367 | 0.00741 | 0.007419 | 0.0069776 | 0.0072734
|  | 1.2016 | 0.03374 | 0.01353 | 0.013497 | 0.012864 | 0.013256
|  | 1.2019 | 0.0338 | 0.0267 | 0.026437 | 0.025617 | 0.026179
|  | 1.2021 | 0.03387 | 0.01678 | 0.016743 | 0.015889 | 0.016593
|  | 1.2024 | 0.03393 | 0.01839 | 0.018618 | 0.01703 | 0.018235
|  | 1.2027 | 0.034 | 0.02177 | 0.022059 | 0.020024 | 0.021392
|  | 1.203 | 0.03406 | 0.01597 | 0.016011 | 0.01485 | 0.015407
|  | 1.2033 | 0.03413 | 0.01462 | 0.014452 | 0.013754 | 0.013909
|  | 1.2035 | 0.03419 | 0.02067 | 0.020224 | 0.019614 | 0.019675
|  | 1.2038 | 0.03426 | 0.02189 | 0.021517 | 0.02092 | 0.020879
|  | 1.2041 | 0.03433 | 0.01574 | 0.015726 | 0.015004 | 0.014981
|  | 1.2044 | 0.03439 | 0.01861 | 0.018898 | 0.017646 | 0.017901
|  | 1.2046 | 0.03446 | 0.01878 | 0.019267 | 0.017884 | 0.01845
|  | 1.2049 | 0.03452 | 0.01287 | 0.013214 | 0.012314 | 0.012711
|  | 1.2052 | 0.03459 | 0.01575 | 0.016062 | 0.014934 | 0.015232
|  | 1.2055 | 0.03465 | 0.01545 | 0.015604 | 0.01438 | 0.014499
|  | 1.2058 | 0.03472 | 0.01197 | 0.01202 | 0.011016 | 0.011102
|  | 1.2061 | 0.03479 | 0.01186 | 0.01197 | 0.011009 | 0.011164
|  | 1.2063 | 0.03485 | 0.01677 | 0.017089 | 0.015816 | 0.016059
|  | 1.2066 | 0.03492 | 0.01961 | 0.020125 | 0.018486 | 0.018801
|  | 1.2069 | 0.03499 | 0.01643 | 0.016918 | 0.015292 | 0.015557
|  | 1.2072 | 0.03505 | 0.01413 | 0.014463 | 0.013111 | 0.013122
|  | 1.2075 | 0.03512 | 0.0194 | 0.019508 | 0.018217 | 0.017787
|  | 1.2077 | 0.03519 | 0.03226 | 0.031935 | 0.030739 | 0.029664
|  | 1.208 | 0.03526 | 0.02706 | 0.026791 | 0.026099 | 0.025121
|  | 1.2083 | 0.03532 | 0.029 | 0.028986 | 0.02833 | 0.027077
|  | 1.2086 | 0.03539 | 0.0304 | 0.03059 | 0.029647 | 0.028607
|  | 1.2089 | 0.03546 | 0.01548 | 0.015603 | 0.014762 | 0.014798
|  | 1.2091 | 0.03553 | 0.01195 | 0.012069 | 0.011215 | 0.011558
|  | 1.2094 | 0.03559 | 0.01432 | 0.014583 | 0.013472 | 0.013872
|  | 1.2097 | 0.03566 | 0.01422 | 0.014601 | 0.013397 | 0.013702
|  | 1.21 | 0.03573 | 0.01983 | 0.020388 | 0.018651 | 0.018871
|  | 1.2103 | 0.0358 | 0.03384 | 0.034516 | 0.032067 | 0.031999
|  | 1.2106 | 0.03587 | 0.02706 | 0.027175 | 0.025775 | 0.025976
|  | 1.2108 | 0.03593 | 0.01892 | 0.018888 | 0.017946 | 0.018602
|  | 1.2111 | 0.036 | 0.01595 | 0.016116 | 0.015156 | 0.015795
|  | 1.2114 | 0.03607 | 0.01715 | 0.017621 | 0.016457 | 0.016802
|  | 1.2117 | 0.03614 | 0.02986 | 0.031055 | 0.0288 | 0.029132
|  | 1.212 | 0.03621 | 0.03556 | 0.036894 | 0.034226 | 0.034926
|  | 1.2123 | 0.03628 | 0.02168 | 0.02213 | 0.020798 | 0.021279
|  | 1.2125 | 0.03635 | 0.01889 | 0.019193 | 0.018049 | 0.018403
|  | 1.2128 | 0.03642 | 0.01935 | 0.019805 | 0.01834 | 0.018775
|  | 1.2131 | 0.03649 | 0.01893 | 0.019252 | 0.01772 | 0.018278
|  | 1.2134 | 0.03655 | 0.02357 | 0.02365 | 0.021939 | 0.022585
|  | 1.2137 | 0.03662 | 0.04476 | 0.044437 | 0.041917 | 0.042688
|  | 1.214 | 0.03669 | 0.04674 | 0.045559 | 0.043937 | 0.044318
|  | 1.2143 | 0.03676 | 0.03275 | 0.031543 | 0.030851 | 0.030727
|  | 1.2145 | 0.03683 | 0.02033 | 0.019716 | 0.019281 | 0.018925
|  | 1.2148 | 0.0369 | 0.01756 | 0.017163 | 0.016781 | 0.016302
|  | 1.2151 | 0.03697 | 0.02182 | 0.021425 | 0.02098 | 0.020232
|  | 1.2154 | 0.03704 | 0.03135 | 0.031178 | 0.030015 | 0.029227
|  | 1.2157 | 0.03711 | 0.11424 | 0.11526 | 0.10804 | 0.10826
|  | 1.216 | 0.03719 | 0.04424 | 0.044884 | 0.041874 | 0.042504
|  | 1.2162 | 0.03726 | 0.0525 | 0.053243 | 0.050319 | 0.050422
|  | 1.2165 | 0.03733 | 0.06078 | 0.061422 | 0.058638 | 0.058039
|  | 1.2168 | 0.0374 | 0.08962 | 0.089783 | 0.086613 | 0.085344
|  | 1.2171 | 0.03747 | 0.04818 | 0.0476 | 0.046745 | 0.045823
|  | 1.2174 | 0.03754 | 0.03867 | 0.037766 | 0.037385 | 0.036541
|  | 1.2177 | 0.03761 | 0.03398 | 0.033252 | 0.032298 | 0.031804
|  | 1.218 | 0.03768 | 0.03 | 0.029804 | 0.027982 | 0.028154
|  | 1.2182 | 0.03775 | 0.02256 | 0.022789 | 0.020957 | 0.021351
|  | 1.2185 | 0.03783 | 0.01632 | 0.016731 | 0.015381 | 0.015451
|  | 1.2188 | 0.0379 | 0.01276 | 0.013178 | 0.012196 | 0.012144
|  | 1.2191 | 0.03797 | 0.01365 | 0.013915 | 0.013015 | 0.013127
|  | 1.2194 | 0.03804 | 0.01367 | 0.013608 | 0.012947 | 0.013118
|  | 1.2197 | 0.03811 | 0.01139 | 0.011208 | 0.010869 | 0.010808
|  | 1.22 | 0.03819 | 0.01584 | 0.015582 | 0.01539 | 0.015042
|  | 1.2203 | 0.03826 | 0.0392 | 0.038447 | 0.0385 | 0.037965
|  | 1.2205 | 0.03833 | 0.01499 | 0.014705 | 0.014699 | 0.01475
|  | 1.2208 | 0.0384 | 0.01519 | 0.015119 | 0.014821 | 0.014884
|  | 1.2211 | 0.03848 | 0.01559 | 0.015756 | 0.015033 | 0.015164
|  | 1.2214 | 0.03855 | 0.02266 | 0.023057 | 0.021407 | 0.02203
|  | 1.2217 | 0.03862 | 0.03575 | 0.036575 | 0.033606 | 0.034778
|  | 1.222 | 0.0387 | 0.03253 | 0.033393 | 0.03105 | 0.031804
|  | 1.2223 | 0.03877 | 0.02404 | 0.024673 | 0.023199 | 0.023537
|  | 1.2226 | 0.03884 | 0.02079 | 0.021197 | 0.020051 | 0.020035
|  | 1.2228 | 0.03892 | 0.02452 | 0.024612 | 0.023597 | 0.023333
|  | 1.2231 | 0.03899 | 0.02849 | 0.028159 | 0.027475 | 0.027496
|  | 1.2234 | 0.03906 | 0.03138 | 0.030898 | 0.030407 | 0.030876
|  | 1.2237 | 0.03914 | 0.03755 | 0.037111 | 0.036389 | 0.036933
|  | 1.224 | 0.03921 | 0.03742 | 0.037012 | 0.035846 | 0.036324
|  | 1.2243 | 0.03929 | 0.04211 | 0.041762 | 0.039816 | 0.040377
|  | 1.2246 | 0.03936 | 0.02637 | 0.026311 | 0.025003 | 0.025201
|  | 1.2249 | 0.03944 | 0.01701 | 0.016951 | 0.016285 | 0.016277
|  | 1.2251 | 0.03951 | 0.02178 | 0.021438 | 0.020809 | 0.020776
|  | 1.2254 | 0.03959 | 0.03864 | 0.037443 | 0.03654 | 0.03688
|  | 1.2257 | 0.03966 | 0.11516 | 0.11089 | 0.10853 | 0.1107
|  | 1.226 | 0.03974 | 0.08573 | 0.083218 | 0.081309 | 0.082595
|  | 1.2263 | 0.03981 | 0.04569 | 0.045108 | 0.043624 | 0.043833
|  | 1.2266 | 0.03989 | 0.02633 | 0.026251 | 0.025226 | 0.025197
|  | 1.2269 | 0.03996 | 0.01745 | 0.017281 | 0.016829 | 0.016836
|  | 1.2272 | 0.04004 | 0.016 | 0.015716 | 0.015528 | 0.015685
|  | 1.2275 | 0.04011 | 0.01967 | 0.019363 | 0.019 | 0.019383
|  | 1.2278 | 0.04019 | 0.02649 | 0.026128 | 0.025314 | 0.025789
|  | 1.2281 | 0.04026 | 0.03753 | 0.03668 | 0.035701 | 0.036192
|  | 1.2283 | 0.04034 | 0.06315 | 0.060894 | 0.060114 | 0.061431
|  | 1.2286 | 0.04042 | 0.17748 | 0.16946 | 0.16925 | 0.17561
|  | 1.2289 | 0.04049 | 0.04421 | 0.042129 | 0.042427 | 0.04416
|  | 1.2292 | 0.04057 | 0.0234 | 0.022553 | 0.022666 | 0.023186
|  | 1.2295 | 0.04065 | 0.01692 | 0.016613 | 0.016381 | 0.016452
|  | 1.2298 | 0.04072 | 0.02309 | 0.022999 | 0.02202 | 0.02225
|  | 1.2301 | 0.0408 | 0.04436 | 0.044492 | 0.041552 | 0.042799
|  | 1.2304 | 0.04088 | 0.04772 | 0.048126 | 0.04443 | 0.046139
|  | 1.2307 | 0.04095 | 0.07231 | 0.073196 | 0.067993 | 0.070286
|  | 1.231 | 0.04103 | 0.08444 | 0.084233 | 0.080584 | 0.082043
|  | 1.2313 | 0.04111 | 0.06131 | 0.059357 | 0.058933 | 0.058745
|  | 1.2315 | 0.04119 | 0.04599 | 0.044109 | 0.044134 | 0.043686
|  | 1.2318 | 0.04126 | 0.04644 | 0.045447 | 0.044441 | 0.044266
|  | 1.2321 | 0.04134 | 0.04551 | 0.045346 | 0.043614 | 0.043329
|  | 1.2324 | 0.04142 | 0.02985 | 0.029827 | 0.028626 | 0.028256
|  | 1.2327 | 0.0415 | 0.03621 | 0.036216 | 0.03451 | 0.034271
|  | 1.233 | 0.04158 | 0.05904 | 0.059287 | 0.055957 | 0.056095
|  | 1.2333 | 0.04165 | 0.05411 | 0.054357 | 0.051477 | 0.051538
|  | 1.2336 | 0.04173 | 0.0413 | 0.04136 | 0.039687 | 0.039245
|  | 1.2339 | 0.04181 | 0.03343 | 0.033586 | 0.03255 | 0.031685
|  | 1.2342 | 0.04189 | 0.02931 | 0.029682 | 0.02879 | 0.02784
|  | 1.2345 | 0.04197 | 0.03502 | 0.035337 | 0.034335 | 0.03324
|  | 1.2348 | 0.04205 | 0.03133 | 0.031121 | 0.030403 | 0.02968
|  | 1.2351 | 0.04213 | 0.02089 | 0.020574 | 0.019999 | 0.019961
|  | 1.2354 | 0.04221 | 0.01561 | 0.015424 | 0.014869 | 0.015086
|  | 1.2357 | 0.04229 | 0.01552 | 0.015397 | 0.01482 | 0.014971
|  | 1.236 | 0.04237 | 0.01978 | 0.019736 | 0.018901 | 0.018921
|  | 1.2363 | 0.04245 | 0.03124 | 0.031336 | 0.029958 | 0.029979
|  | 1.2365 | 0.04253 | 0.04123 | 0.041165 | 0.039698 | 0.040188
|  | 1.2368 | 0.04261 | 0.04131 | 0.040889 | 0.039723 | 0.040631
|  | 1.2371 | 0.04269 | 0.0357 | 0.03539 | 0.034441 | 0.034916
|  | 1.2374 | 0.04277 | 0.02537 | 0.025321 | 0.024822 | 0.024644
|  | 1.2377 | 0.04285 | 0.02704 | 0.026989 | 0.026714 | 0.026129
|  | 1.238 | 0.04293 | 0.03965 | 0.039532 | 0.038861 | 0.037991
|  | 1.2383 | 0.04301 | 0.0876 | 0.08787 | 0.084824 | 0.083128
|  | 1.2386 | 0.04309 | 0.05964 | 0.060206 | 0.057862 | 0.056283
|  | 1.2389 | 0.04317 | 0.03112 | 0.031278 | 0.030303 | 0.02954
|  | 1.2392 | 0.04325 | 0.03029 | 0.030174 | 0.02916 | 0.029052
|  | 1.2395 | 0.04333 | 0.07006 | 0.069717 | 0.066651 | 0.067498
|  | 1.2398 | 0.04341 | 0.18482 | 0.18425 | 0.17622 | 0.17801
|  | 1.2401 | 0.0435 | 0.07323 | 0.072876 | 0.070509 | 0.070478
|  | 1.2404 | 0.04358 | 0.04181 | 0.041476 | 0.040744 | 0.040383
|  | 1.2407 | 0.04366 | 0.03475 | 0.034376 | 0.03418 | 0.033729
|  | 1.241 | 0.04374 | 0.02755 | 0.027149 | 0.027119 | 0.026734
|  | 1.2413 | 0.04382 | 0.03151 | 0.030952 | 0.030926 | 0.030386
|  | 1.2416 | 0.04391 | 0.07842 | 0.077272 | 0.076653 | 0.075072
|  | 1.2419 | 0.04399 | 0.07261 | 0.071908 | 0.070207 | 0.069545
|  | 1.2422 | 0.04407 | 0.0455 | 0.045069 | 0.043417 | 0.043882
|  | 1.2425 | 0.04415 | 0.03553 | 0.035067 | 0.033634 | 0.034467
|  | 1.2428 | 0.04424 | 0.02939 | 0.028951 | 0.027582 | 0.02868
|  | 1.2431 | 0.04432 | 0.03227 | 0.031881 | 0.030133 | 0.031585
|  | 1.2434 | 0.0444 | 0.03844 | 0.0381 | 0.036262 | 0.037254
|  | 1.2437 | 0.04448 | 0.0365 | 0.036203 | 0.034789 | 0.0348
|  | 1.244 | 0.04457 | 0.02765 | 0.027368 | 0.02627 | 0.026214
|  | 1.2443 | 0.04465 | 0.02208 | 0.021785 | 0.020951 | 0.021084
|  | 1.2446 | 0.04474 | 0.02205 | 0.021753 | 0.021124 | 0.021252
|  | 1.2449 | 0.04482 | 0.02409 | 0.023858 | 0.023264 | 0.023303
|  | 1.2452 | 0.0449 | 0.02894 | 0.028912 | 0.027906 | 0.028143
|  | 1.2455 | 0.04499 | 0.03096 | 0.031385 | 0.029739 | 0.030483
|  | 1.2458 | 0.04507 | 0.02912 | 0.029875 | 0.027877 | 0.0289
|  | 1.2461 | 0.04516 | 0.0291 | 0.029761 | 0.02768 | 0.028785
|  | 1.2464 | 0.04524 | 0.03622 | 0.036578 | 0.034219 | 0.035423
|  | 1.2467 | 0.04533 | 0.05387 | 0.053931 | 0.050646 | 0.051886
|  | 1.247 | 0.04541 | 0.06893 | 0.068597 | 0.064701 | 0.065828
|  | 1.2472 | 0.0455 | 0.0717 | 0.070722 | 0.067663 | 0.06894
|  | 1.2475 | 0.04558 | 0.06304 | 0.062046 | 0.059954 | 0.061294
|  | 1.2478 | 0.04567 | 0.04186 | 0.041669 | 0.039872 | 0.040693
|  | 1.2482 | 0.04575 | 0.02457 | 0.024664 | 0.023314 | 0.023704
|  | 1.2485 | 0.04584 | 0.01998 | 0.019993 | 0.018939 | 0.019217
|  | 1.2488 | 0.04592 | 0.0181 | 0.017973 | 0.017221 | 0.017392
|  | 1.2491 | 0.04601 | 0.016 | 0.015736 | 0.01522 | 0.015291
|  | 1.2494 | 0.04609 | 0.0186 | 0.018198 | 0.017536 | 0.017736
|  | 1.2497 | 0.04618 | 0.02558 | 0.025069 | 0.024027 | 0.024573
|  | 1.25 | 0.04627 | 0.03154 | 0.030953 | 0.030035 | 0.030573
|  | 1.2503 | 0.04635 | 0.02964 | 0.029167 | 0.028729 | 0.028818
|  | 1.2506 | 0.04644 | 0.02607 | 0.025915 | 0.025476 | 0.025276
|  | 1.2509 | 0.04653 | 0.02668 | 0.026843 | 0.026063 | 0.025707
|  | 1.2512 | 0.04661 | 0.03544 | 0.035785 | 0.034316 | 0.03402
|  | 1.2515 | 0.0467 | 0.04839 | 0.048531 | 0.046022 | 0.046664
|  | 1.2518 | 0.04679 | 0.0516 | 0.051235 | 0.048155 | 0.050021
|  | 1.2521 | 0.04688 | 0.04699 | 0.046506 | 0.043723 | 0.045424
|  | 1.2524 | 0.04696 | 0.04098 | 0.040719 | 0.038696 | 0.039473
|  | 1.2527 | 0.04705 | 0.03488 | 0.034835 | 0.03346 | 0.033578
|  | 1.253 | 0.04714 | 0.03153 | 0.031796 | 0.030438 | 0.030237
|  | 1.2533 | 0.04723 | 0.031 | 0.031714 | 0.029874 | 0.029616
|  | 1.2536 | 0.04731 | 0.0335 | 0.034387 | 0.032239 | 0.032082
|  | 1.2539 | 0.0474 | 0.04321 | 0.043777 | 0.041477 | 0.041568
|  | 1.2542 | 0.04749 | 0.05958 | 0.059642 | 0.056691 | 0.05751
|  | 1.2545 | 0.04758 | 0.06289 | 0.063097 | 0.059703 | 0.061177
|  | 1.2548 | 0.04767 | 0.03786 | 0.038198 | 0.036349 | 0.037115
|  | 1.2551 | 0.04776 | 0.02399 | 0.024175 | 0.023221 | 0.023461
|  | 1.2554 | 0.04785 | 0.0206 | 0.020714 | 0.019798 | 0.020062
|  | 1.2557 | 0.04794 | 0.03015 | 0.030256 | 0.028759 | 0.029406
|  | 1.256 | 0.04802 | 0.07094 | 0.07075 | 0.067979 | 0.069186
|  | 1.2563 | 0.04811 | 0.18585 | 0.18408 | 0.17938 | 0.18112
|  | 1.2566 | 0.0482 | 0.11024 | 0.10868 | 0.10653 | 0.10766
|  | 1.2569 | 0.04829 | 0.04982 | 0.049175 | 0.047844 | 0.048546
|  | 1.2572 | 0.04838 | 0.04872 | 0.048414 | 0.046228 | 0.046936
|  | 1.2575 | 0.04847 | 0.05275 | 0.052479 | 0.049752 | 0.050164
|  | 1.2578 | 0.04856 | 0.0396 | 0.03925 | 0.037477 | 0.037532
|  | 1.2582 | 0.04865 | 0.04083 | 0.040484 | 0.038875 | 0.0389
|  | 1.2585 | 0.04874 | 0.05936 | 0.058818 | 0.057132 | 0.056836
|  | 1.2588 | 0.04884 | 0.06824 | 0.067286 | 0.066298 | 0.065373
|  | 1.2591 | 0.04893 | 0.05518 | 0.054474 | 0.053126 | 0.052864
|  | 1.2594 | 0.04902 | 0.05753 | 0.057405 | 0.054374 | 0.055374
|  | 1.2597 | 0.04911 | 0.07522 | 0.075597 | 0.070803 | 0.072758
|  | 1.26 | 0.0492 | 0.05282 | 0.052914 | 0.050288 | 0.051008
|  | 1.2603 | 0.04929 | 0.04618 | 0.045884 | 0.044665 | 0.044237
|  | 1.2606 | 0.04938 | 0.05149 | 0.050617 | 0.050408 | 0.049105
|  | 1.2609 | 0.04947 | 0.04604 | 0.044789 | 0.045042 | 0.044364
|  | 1.2612 | 0.04957 | 0.04127 | 0.040028 | 0.039945 | 0.040466
|  | 1.2615 | 0.04966 | 0.04458 | 0.043538 | 0.042857 | 0.044009
|  | 1.2618 | 0.04975 | 0.04655 | 0.045902 | 0.044722 | 0.045512
|  | 1.2621 | 0.04984 | 0.04634 | 0.045842 | 0.044589 | 0.044352
|  | 1.2624 | 0.04994 | 0.04778 | 0.047265 | 0.046177 | 0.044794
|  | 1.2628 | 0.05003 | 0.04301 | 0.042722 | 0.041721 | 0.040201
|  | 1.2631 | 0.05012 | 0.03709 | 0.037097 | 0.036037 | 0.035277
|  | 1.2634 | 0.05021 | 0.03666 | 0.036797 | 0.035718 | 0.035506
|  | 1.2637 | 0.05031 | 0.05039 | 0.050318 | 0.049144 | 0.048884
|  | 1.264 | 0.0504 | 0.0626 | 0.062078 | 0.060901 | 0.06029
|  | 1.2643 | 0.05049 | 0.04759 | 0.047233 | 0.046203 | 0.045931
|  | 1.2646 | 0.05059 | 0.0492 | 0.048843 | 0.047874 | 0.047949
|  | 1.2649 | 0.05068 | 0.04157 | 0.041038 | 0.040721 | 0.04067
|  | 1.2652 | 0.05078 | 0.05228 | 0.05158 | 0.051328 | 0.051093
|  | 1.2655 | 0.05087 | 0.08424 | 0.083203 | 0.082432 | 0.082086
|  | 1.2658 | 0.05096 | 0.13586 | 0.1331 | 0.13304 | 0.13163
|  | 1.2661 | 0.05106 | 0.12502 | 0.12181 | 0.12262 | 0.12117
|  | 1.2665 | 0.05115 | 0.09444 | 0.092431 | 0.092127 | 0.092335
|  | 1.2668 | 0.05125 | 0.08856 | 0.086971 | 0.085502 | 0.086848
|  | 1.2671 | 0.05134 | 0.05026 | 0.04934 | 0.047899 | 0.048927
|  | 1.2674 | 0.05144 | 0.03341 | 0.032794 | 0.031355 | 0.032341
|  | 1.2677 | 0.05153 | 0.03267 | 0.032264 | 0.03033 | 0.031785
|  | 1.268 | 0.05163 | 0.03536 | 0.035266 | 0.03284 | 0.034639
|  | 1.2683 | 0.05172 | 0.04347 | 0.043168 | 0.040594 | 0.042193
|  | 1.2686 | 0.05182 | 0.0568 | 0.055688 | 0.053313 | 0.054059
|  | 1.2689 | 0.05192 | 0.06206 | 0.061016 | 0.058713 | 0.058646
|  | 1.2692 | 0.05201 | 0.05421 | 0.053926 | 0.051788 | 0.051666
|  | 1.2695 | 0.05211 | 0.06044 | 0.060414 | 0.058056 | 0.058301
|  | 1.2699 | 0.0522 | 0.05614 | 0.056154 | 0.053932 | 0.054642
|  | 1.2702 | 0.0523 | 0.0452 | 0.045134 | 0.043542 | 0.044266
|  | 1.2705 | 0.0524 | 0.05352 | 0.053335 | 0.051961 | 0.052637
|  | 1.2708 | 0.05249 | 0.05644 | 0.056333 | 0.054807 | 0.055775
|  | 1.2711 | 0.05259 | 0.04506 | 0.045094 | 0.043414 | 0.044698
|  | 1.2714 | 0.05269 | 0.03754 | 0.037646 | 0.036125 | 0.037136
|  | 1.2717 | 0.05279 | 0.03477 | 0.034918 | 0.033667 | 0.034166
|  | 1.272 | 0.05288 | 0.04055 | 0.040726 | 0.03957 | 0.039632
|  | 1.2724 | 0.05298 | 0.06151 | 0.061725 | 0.060203 | 0.060227
|  | 1.2727 | 0.05308 | 0.06808 | 0.068214 | 0.066081 | 0.067455
|  | 1.273 | 0.05318 | 0.04388 | 0.043805 | 0.042205 | 0.043876
|  | 1.2733 | 0.05328 | 0.03581 | 0.035523 | 0.034548 | 0.035765
|  | 1.2736 | 0.05337 | 0.03662 | 0.036299 | 0.035749 | 0.036514
|  | 1.2739 | 0.05347 | 0.03916 | 0.039187 | 0.038518 | 0.039086
|  | 1.2742 | 0.05357 | 0.04428 | 0.044772 | 0.043227 | 0.044155
|  | 1.2745 | 0.05367 | 0.05619 | 0.057198 | 0.054112 | 0.055781
|  | 1.2749 | 0.05377 | 0.05802 | 0.059235 | 0.055794 | 0.05721
|  | 1.2752 | 0.05387 | 0.03966 | 0.040324 | 0.038428 | 0.038974
|  | 1.2755 | 0.05397 | 0.03351 | 0.033872 | 0.03271 | 0.03296
|  | 1.2758 | 0.05407 | 0.03841 | 0.038622 | 0.037864 | 0.037738
|  | 1.2761 | 0.05417 | 0.04333 | 0.04311 | 0.042986 | 0.042468
|  | 1.2764 | 0.05427 | 0.04225 | 0.041671 | 0.041754 | 0.041219
|  | 1.2767 | 0.05437 | 0.04233 | 0.041939 | 0.041519 | 0.040771
|  | 1.2771 | 0.05447 | 0.04328 | 0.04332 | 0.042224 | 0.041193
|  | 1.2774 | 0.05457 | 0.04363 | 0.043745 | 0.042603 | 0.041617
|  | 1.2777 | 0.05467 | 0.04536 | 0.04512 | 0.044598 | 0.043641
|  | 1.278 | 0.05477 | 0.0483 | 0.047675 | 0.047747 | 0.046668
|  | 1.2783 | 0.05487 | 0.05023 | 0.049498 | 0.049544 | 0.048793
|  | 1.2786 | 0.05497 | 0.07162 | 0.070729 | 0.070064 | 0.070124
|  | 1.2789 | 0.05507 | 0.09297 | 0.092652 | 0.090313 | 0.091418
|  | 1.2793 | 0.05517 | 0.07825 | 0.078913 | 0.075897 | 0.077305
|  | 1.2796 | 0.05527 | 0.08308 | 0.083397 | 0.080827 | 0.082381
|  | 1.2799 | 0.05538 | 0.06534 | 0.064465 | 0.063896 | 0.064208
|  | 1.2802 | 0.05548 | 0.06816 | 0.066597 | 0.066991 | 0.065886
|  | 1.2805 | 0.05558 | 0.05827 | 0.057122 | 0.057335 | 0.05598
|  | 1.2808 | 0.05568 | 0.04379 | 0.04343 | 0.04293 | 0.042361
|  | 1.2812 | 0.05578 | 0.04267 | 0.042601 | 0.041676 | 0.041635
|  | 1.2815 | 0.05589 | 0.05661 | 0.056198 | 0.055346 | 0.055485
|  | 1.2818 | 0.05599 | 0.08821 | 0.08704 | 0.086942 | 0.08664
|  | 1.2821 | 0.05609 | 0.0932 | 0.092276 | 0.092699 | 0.0915
|  | 1.2824 | 0.0562 | 0.07449 | 0.07444 | 0.074128 | 0.07294
|  | 1.2827 | 0.0563 | 0.05671 | 0.056845 | 0.055885 | 0.055434
|  | 1.2831 | 0.0564 | 0.04966 | 0.049333 | 0.048309 | 0.048622
|  | 1.2834 | 0.05651 | 0.04612 | 0.045477 | 0.044638 | 0.045364
|  | 1.2837 | 0.05661 | 0.04399 | 0.043553 | 0.042713 | 0.043326
|  | 1.284 | 0.05671 | 0.04782 | 0.047622 | 0.046548 | 0.046878
|  | 1.2843 | 0.05682 | 0.05833 | 0.057954 | 0.056806 | 0.056997
|  | 1.2847 | 0.05692 | 0.06261 | 0.061805 | 0.061255 | 0.061046
|  | 1.285 | 0.05703 | 0.06213 | 0.061215 | 0.061049 | 0.060059
|  | 1.2853 | 0.05713 | 0.07395 | 0.072955 | 0.07222 | 0.070862
|  | 1.2856 | 0.05724 | 0.08942 | 0.088213 | 0.086286 | 0.085847
|  | 1.2859 | 0.05734 | 0.07773 | 0.076672 | 0.074829 | 0.075276
|  | 1.2862 | 0.05745 | 0.05222 | 0.051526 | 0.050906 | 0.051004
|  | 1.2866 | 0.05755 | 0.05178 | 0.051264 | 0.051059 | 0.050937
|  | 1.2869 | 0.05766 | 0.06787 | 0.067554 | 0.06667 | 0.066772
|  | 1.2872 | 0.05776 | 0.07035 | 0.069789 | 0.06827 | 0.068662
|  | 1.2875 | 0.05787 | 0.06887 | 0.067654 | 0.066307 | 0.066868
|  | 1.2878 | 0.05798 | 0.05745 | 0.056122 | 0.055379 | 0.056038
|  | 1.2882 | 0.05808 | 0.05111 | 0.049677 | 0.049674 | 0.050466
|  | 1.2885 | 0.05819 | 0.05451 | 0.052645 | 0.053341 | 0.05447
|  | 1.2888 | 0.05829 | 0.05062 | 0.049003 | 0.049433 | 0.050745
|  | 1.2891 | 0.0584 | 0.04419 | 0.043339 | 0.042769 | 0.043902
|  | 1.2894 | 0.05851 | 0.0428 | 0.042444 | 0.04105 | 0.041856
|  | 1.2898 | 0.05861 | 0.04845 | 0.048094 | 0.046357 | 0.04694
|  | 1.2901 | 0.05872 | 0.04771 | 0.04709 | 0.046005 | 0.046447
|  | 1.2904 | 0.05883 | 0.04272 | 0.041837 | 0.041396 | 0.042119
|  | 1.2907 | 0.05894 | 0.04239 | 0.041373 | 0.04077 | 0.042017
|  | 1.291 | 0.05905 | 0.04774 | 0.046747 | 0.045729 | 0.046835
|  | 1.2914 | 0.05915 | 0.05039 | 0.049406 | 0.048795 | 0.048689
|  | 1.2917 | 0.05926 | 0.05094 | 0.049851 | 0.05004 | 0.049061
|  | 1.292 | 0.05937 | 0.05035 | 0.049385 | 0.049661 | 0.048852
|  | 1.2923 | 0.05948 | 0.05043 | 0.049837 | 0.049437 | 0.04912
|  | 1.2927 | 0.05959 | 0.05495 | 0.054781 | 0.053461 | 0.053593
|  | 1.293 | 0.0597 | 0.0619 | 0.061763 | 0.060197 | 0.060699
|  | 1.2933 | 0.0598 | 0.06485 | 0.063948 | 0.063623 | 0.063814
|  | 1.2936 | 0.05991 | 0.07487 | 0.073051 | 0.074014 | 0.073758
|  | 1.2939 | 0.06002 | 0.07943 | 0.077898 | 0.078305 | 0.078475
|  | 1.2943 | 0.06013 | 0.06819 | 0.067796 | 0.066627 | 0.067331
|  | 1.2946 | 0.06024 | 0.0627 | 0.062785 | 0.060669 | 0.061383
|  | 1.2949 | 0.06035 | 0.06217 | 0.062132 | 0.059722 | 0.060218
|  | 1.2952 | 0.06046 | 0.05957 | 0.059256 | 0.05744 | 0.057493
|  | 1.2956 | 0.06057 | 0.05369 | 0.053217 | 0.052399 | 0.052125
|  | 1.2959 | 0.06068 | 0.04901 | 0.048451 | 0.048104 | 0.048008
|  | 1.2962 | 0.06079 | 0.0508 | 0.050312 | 0.049793 | 0.049938
|  | 1.2965 | 0.06091 | 0.04972 | 0.049569 | 0.048736 | 0.048936
|  | 1.2969 | 0.06102 | 0.04746 | 0.047489 | 0.046796 | 0.047061
|  | 1.2972 | 0.06113 | 0.05205 | 0.052086 | 0.051852 | 0.05202
|  | 1.2975 | 0.06124 | 0.06324 | 0.06328 | 0.063263 | 0.063242
|  | 1.2978 | 0.06135 | 0.07771 | 0.077386 | 0.077056 | 0.077673
|  | 1.2982 | 0.06146 | 0.089 | 0.087685 | 0.087039 | 0.088946
|  | 1.2985 | 0.06157 | 0.08165 | 0.079731 | 0.079184 | 0.081131
|  | 1.2988 | 0.06169 | 0.06224 | 0.060657 | 0.060306 | 0.061259
|  | 1.2991 | 0.0618 | 0.053 | 0.051973 | 0.051558 | 0.051737
|  | 1.2995 | 0.06191 | 0.05835 | 0.057945 | 0.05681 | 0.056726
|  | 1.2998 | 0.06202 | 0.07232 | 0.07264 | 0.069944 | 0.070308
|  | 1.3001 | 0.06214 | 0.07342 | 0.074175 | 0.070677 | 0.071606
|  | 1.3004 | 0.06225 | 0.06347 | 0.064107 | 0.06132 | 0.0622
|  | 1.3008 | 0.06236 | 0.05206 | 0.052238 | 0.050706 | 0.051028
|  | 1.3011 | 0.06248 | 0.04673 | 0.046483 | 0.045952 | 0.045661
|  | 1.3014 | 0.06259 | 0.04892 | 0.048273 | 0.048475 | 0.04798
|  | 1.3017 | 0.06271 | 0.05699 | 0.055899 | 0.056482 | 0.05647
|  | 1.3021 | 0.06282 | 0.06878 | 0.06751 | 0.067804 | 0.068489
|  | 1.3024 | 0.06293 | 0.07579 | 0.074956 | 0.074755 | 0.075106
|  | 1.3027 | 0.06305 | 0.06524 | 0.065013 | 0.064745 | 0.063992
|  | 1.3031 | 0.06316 | 0.06005 | 0.059865 | 0.059488 | 0.058173
|  | 1.3034 | 0.06328 | 0.07007 | 0.069325 | 0.068713 | 0.067374
|  | 1.3037 | 0.06339 | 0.07652 | 0.075137 | 0.074306 | 0.073732
|  | 1.304 | 0.06351 | 0.0582 | 0.057242 | 0.056106 | 0.056427
|  | 1.3044 | 0.06362 | 0.04567 | 0.045377 | 0.043976 | 0.044509
|  | 1.3047 | 0.06374 | 0.04539 | 0.045362 | 0.04396 | 0.044337
|  | 1.305 | 0.06385 | 0.05133 | 0.05084 | 0.049748 | 0.050149
|  | 1.3054 | 0.06397 | 0.06045 | 0.058994 | 0.05822 | 0.058881
|  | 1.3057 | 0.06409 | 0.06572 | 0.063861 | 0.063514 | 0.06358
|  | 1.306 | 0.0642 | 0.06424 | 0.062726 | 0.063019 | 0.062168
|  | 1.3063 | 0.06432 | 0.06929 | 0.068009 | 0.068545 | 0.067827
|  | 1.3067 | 0.06444 | 0.07924 | 0.078539 | 0.078067 | 0.077765
|  | 1.307 | 0.06455 | 0.0641 | 0.064492 | 0.062596 | 0.061982
|  | 1.3073 | 0.06467 | 0.0516 | 0.052279 | 0.050086 | 0.049623
|  | 1.3076 | 0.06479 | 0.05283 | 0.053182 | 0.051487 | 0.051646
|  | 1.308 | 0.0649 | 0.0629 | 0.062603 | 0.062104 | 0.062471
|  | 1.3083 | 0.06502 | 0.06375 | 0.063091 | 0.063544 | 0.063506
|  | 1.3086 | 0.06514 | 0.05813 | 0.057653 | 0.057637 | 0.05759
|  | 1.309 | 0.06526 | 0.05638 | 0.05603 | 0.055033 | 0.055069
|  | 1.3093 | 0.06538 | 0.05919 | 0.058599 | 0.057222 | 0.05716
|  | 1.3096 | 0.06549 | 0.06691 | 0.065891 | 0.064984 | 0.065097
|  | 1.31 | 0.06561 | 0.07359 | 0.072192 | 0.07245 | 0.072393
|  | 1.3103 | 0.06573 | 0.07184 | 0.070088 | 0.071426 | 0.070456
|  | 1.3106 | 0.06585 | 0.07079 | 0.068777 | 0.070249 | 0.068985
|  | 1.311 | 0.06597 | 0.07109 | 0.069286 | 0.06998 | 0.069449
|  | 1.3113 | 0.06609 | 0.06901 | 0.067777 | 0.067307 | 0.067824
|  | 1.3116 | 0.06621 | 0.06514 | 0.064251 | 0.063009 | 0.064035
|  | 1.3119 | 0.06633 | 0.06131 | 0.060349 | 0.059183 | 0.060084
|  | 1.3123 | 0.06645 | 0.06157 | 0.060361 | 0.059655 | 0.060302
|  | 1.3126 | 0.06657 | 0.06304 | 0.061635 | 0.061464 | 0.061951
|  | 1.313 | 0.06669 | 0.06577 | 0.064187 | 0.064594 | 0.065292
|  | 1.3133 | 0.06681 | 0.07222 | 0.070497 | 0.071153 | 0.072326
|  | 1.3136 | 0.06693 | 0.0722 | 0.070746 | 0.070737 | 0.071945
|  | 1.3139 | 0.06705 | 0.06395 | 0.063029 | 0.062191 | 0.062996
|  | 1.3143 | 0.06717 | 0.06137 | 0.060659 | 0.059724 | 0.060114
|  | 1.3146 | 0.06729 | 0.0685 | 0.067691 | 0.067196 | 0.066887
|  | 1.315 | 0.06742 | 0.07809 | 0.077184 | 0.07726 | 0.076009
|  | 1.3153 | 0.06754 | 0.08737 | 0.086438 | 0.08662 | 0.085139
|  | 1.3156 | 0.06766 | 0.09234 | 0.091718 | 0.090837 | 0.090136
|  | 1.3159 | 0.06778 | 0.08902 | 0.088556 | 0.08668 | 0.086843
|  | 1.3163 | 0.0679 | 0.08707 | 0.086152 | 0.084701 | 0.085081
|  | 1.3166 | 0.06803 | 0.09277 | 0.09165 | 0.090978 | 0.090851
|  | 1.317 | 0.06815 | 0.08878 | 0.088075 | 0.08735 | 0.086776
|  | 1.3173 | 0.06827 | 0.07285 | 0.072519 | 0.071097 | 0.070955
|  | 1.3176 | 0.0684 | 0.0612 | 0.061032 | 0.059314 | 0.059612
|  | 1.3179 | 0.06852 | 0.05767 | 0.05729 | 0.056074 | 0.056444
|  | 1.3183 | 0.06864 | 0.05799 | 0.057058 | 0.056616 | 0.05712
|  | 1.3186 | 0.06877 | 0.05987 | 0.058685 | 0.058277 | 0.059042
|  | 1.319 | 0.06889 | 0.05876 | 0.058058 | 0.056887 | 0.057708
|  | 1.3193 | 0.06901 | 0.05984 | 0.059617 | 0.057749 | 0.05877
|  | 1.3196 | 0.06914 | 0.07352 | 0.073225 | 0.070817 | 0.07254
|  | 1.32 | 0.06926 | 0.08537 | 0.08479 | 0.082344 | 0.084313
|  | 1.3203 | 0.06939 | 0.07126 | 0.070544 | 0.06928 | 0.070184
|  | 1.3206 | 0.06951 | 0.05541 | 0.054557 | 0.054301 | 0.054438
|  | 1.321 | 0.06964 | 0.04915 | 0.04826 | 0.048155 | 0.048172
|  | 1.3213 | 0.06976 | 0.04878 | 0.047939 | 0.047468 | 0.047652
|  | 1.3216 | 0.06989 | 0.0515 | 0.050728 | 0.049864 | 0.050159
|  | 1.322 | 0.07001 | 0.05542 | 0.054871 | 0.053813 | 0.053867
|  | 1.3223 | 0.07014 | 0.06284 | 0.062517 | 0.061551 | 0.061046
|  | 1.3227 | 0.07027 | 0.07093 | 0.07037 | 0.069824 | 0.069131
|  | 1.323 | 0.07039 | 0.07119 | 0.070029 | 0.069527 | 0.069674
|  | 1.3233 | 0.07052 | 0.06886 | 0.067202 | 0.066383 | 0.067385
|  | 1.3237 | 0.07065 | 0.07058 | 0.068562 | 0.067816 | 0.068954
|  | 1.324 | 0.07077 | 0.07016 | 0.068148 | 0.067602 | 0.068413
|  | 1.3243 | 0.0709 | 0.06256 | 0.061126 | 0.060437 | 0.06066
|  | 1.3247 | 0.07103 | 0.05905 | 0.05834 | 0.057404 | 0.056964
|  | 1.325 | 0.07116 | 0.05557 | 0.055413 | 0.054431 | 0.053784
|  | 1.3254 | 0.07128 | 0.06253 | 0.062464 | 0.061509 | 0.061133
|  | 1.3257 | 0.07141 | 0.07796 | 0.077552 | 0.077167 | 0.076885
|  | 1.326 | 0.07154 | 0.07301 | 0.072292 | 0.072968 | 0.072613
|  | 1.3264 | 0.07167 | 0.06315 | 0.062666 | 0.063226 | 0.063387
|  | 1.3267 | 0.0718 | 0.06813 | 0.06784 | 0.067564 | 0.068374
|  | 1.3271 | 0.07193 | 0.08328 | 0.082237 | 0.081812 | 0.082933
|  | 1.3274 | 0.07205 | 0.08008 | 0.078058 | 0.078432 | 0.079533
|  | 1.3277 | 0.07218 | 0.07434 | 0.072302 | 0.072806 | 0.073716
|  | 1.3281 | 0.07231 | 0.07227 | 0.070858 | 0.07076 | 0.071109
|  | 1.3284 | 0.07244 | 0.0714 | 0.070534 | 0.069654 | 0.069612
|  | 1.3288 | 0.07257 | 0.06793 | 0.067444 | 0.065856 | 0.065698
|  | 1.3291 | 0.0727 | 0.06607 | 0.066226 | 0.063983 | 0.063578
|  | 1.3294 | 0.07283 | 0.06368 | 0.064126 | 0.062089 | 0.061488
|  | 1.3298 | 0.07296 | 0.06535 | 0.065051 | 0.064283 | 0.063388
|  | 1.3301 | 0.07309 | 0.07634 | 0.075292 | 0.075411 | 0.073933
|  | 1.3305 | 0.07323 | 0.08947 | 0.088898 | 0.08822 | 0.086683
|  | 1.3308 | 0.07336 | 0.08851 | 0.088765 | 0.086782 | 0.086221
|  | 1.3312 | 0.07349 | 0.08164 | 0.081833 | 0.079458 | 0.079947
|  | 1.3315 | 0.07362 | 0.07525 | 0.074924 | 0.073137 | 0.074058
|  | 1.3318 | 0.07375 | 0.07283 | 0.072221 | 0.071421 | 0.072129
|  | 1.3322 | 0.07388 | 0.07256 | 0.072107 | 0.071901 | 0.07225
|  | 1.3325 | 0.07402 | 0.07066 | 0.070191 | 0.070207 | 0.070312
|  | 1.3329 | 0.07415 | 0.07852 | 0.077619 | 0.077553 | 0.077577
|  | 1.3332 | 0.07428 | 0.09226 | 0.091197 | 0.090497 | 0.090764
|  | 1.3336 | 0.07441 | 0.08535 | 0.084717 | 0.083787 | 0.084184
|  | 1.3339 | 0.07455 | 0.07321 | 0.072821 | 0.072494 | 0.072455
|  | 1.3342 | 0.07468 | 0.07122 | 0.070757 | 0.071233 | 0.070741
|  | 1.3346 | 0.07481 | 0.07456 | 0.07385 | 0.074837 | 0.074193
|  | 1.3349 | 0.07495 | 0.07503 | 0.074382 | 0.074995 | 0.074354
|  | 1.3353 | 0.07508 | 0.06897 | 0.068739 | 0.068366 | 0.068122
|  | 1.3356 | 0.07521 | 0.05968 | 0.059615 | 0.058574 | 0.058912
|  | 1.3359 | 0.07535 | 0.05467 | 0.054465 | 0.053367 | 0.053749
|  | 1.3363 | 0.07548 | 0.05669 | 0.056296 | 0.055494 | 0.055402
|  | 1.3366 | 0.07562 | 0.06188 | 0.061438 | 0.060842 | 0.060304
|  | 1.337 | 0.07575 | 0.067 | 0.06665 | 0.065884 | 0.065516
|  | 1.3373 | 0.07589 | 0.06914 | 0.068746 | 0.067776 | 0.06816
|  | 1.3377 | 0.07602 | 0.06802 | 0.067241 | 0.066523 | 0.06742
|  | 1.338 | 0.07616 | 0.06862 | 0.067348 | 0.067413 | 0.068113
|  | 1.3384 | 0.0763 | 0.07335 | 0.071892 | 0.0728 | 0.073146
|  | 1.3387 | 0.07643 | 0.07477 | 0.073579 | 0.074376 | 0.075225
|  | 1.3391 | 0.07657 | 0.07338 | 0.072492 | 0.072433 | 0.074287
|  | 1.3394 | 0.0767 | 0.07447 | 0.073678 | 0.073239 | 0.075156
|  | 1.3397 | 0.07684 | 0.07407 | 0.07319 | 0.072791 | 0.073938
|  | 1.3401 | 0.07698 | 0.07061 | 0.069725 | 0.069078 | 0.069839
|  | 1.3404 | 0.07712 | 0.06495 | 0.064348 | 0.063499 | 0.063786
|  | 1.3408 | 0.07725 | 0.05739 | 0.057042 | 0.056396 | 0.055774
|  | 1.3411 | 0.07739 | 0.05577 | 0.055443 | 0.054986 | 0.053979
|  | 1.3415 | 0.07753 | 0.06368 | 0.063386 | 0.062773 | 0.062247
|  | 1.3418 | 0.07767 | 0.06914 | 0.068973 | 0.068109 | 0.068256
|  | 1.3422 | 0.0778 | 0.06193 | 0.061456 | 0.060917 | 0.061041
|  | 1.3425 | 0.07794 | 0.05665 | 0.055534 | 0.055529 | 0.055632
|  | 1.3429 | 0.07808 | 0.06121 | 0.059629 | 0.059795 | 0.060238
|  | 1.3432 | 0.07822 | 0.07054 | 0.06891 | 0.068835 | 0.069231
|  | 1.3436 | 0.07836 | 0.07592 | 0.074484 | 0.074241 | 0.07383
|  | 1.3439 | 0.0785 | 0.07537 | 0.074256 | 0.073946 | 0.073382
|  | 1.3443 | 0.07864 | 0.07374 | 0.073061 | 0.07234 | 0.072489
|  | 1.3446 | 0.07878 | 0.07133 | 0.070917 | 0.069733 | 0.070147
|  | 1.345 | 0.07892 | 0.06879 | 0.068201 | 0.06712 | 0.067151
|  | 1.3453 | 0.07906 | 0.07322 | 0.072276 | 0.071619 | 0.071154
|  | 1.3457 | 0.0792 | 0.08832 | 0.087258 | 0.086659 | 0.086233
|  | 1.346 | 0.07934 | 0.10528 | 0.10438 | 0.10332 | 0.10416
|  | 1.3464 | 0.07948 | 0.10432 | 0.10364 | 0.10265 | 0.10417
|  | 1.3467 | 0.07962 | 0.09197 | 0.09147 | 0.091124 | 0.091543
|  | 1.3471 | 0.07976 | 0.08459 | 0.084189 | 0.084035 | 0.083502
|  | 1.3474 | 0.0799 | 0.0812 | 0.080624 | 0.080391 | 0.080138
|  | 1.3478 | 0.08005 | 0.07882 | 0.077692 | 0.077523 | 0.078264
|  | 1.3481 | 0.08019 | 0.08192 | 0.080223 | 0.079985 | 0.081258
|  | 1.3485 | 0.08033 | 0.08556 | 0.083722 | 0.083384 | 0.084295
|  | 1.3488 | 0.08047 | 0.08095 | 0.079468 | 0.079074 | 0.079399
|  | 1.3492 | 0.08062 | 0.07444 | 0.073314 | 0.072681 | 0.072665
|  | 1.3495 | 0.08076 | 0.07342 | 0.072311 | 0.071396 | 0.071278
|  | 1.3499 | 0.0809 | 0.07691 | 0.075452 | 0.074503 | 0.07493
|  | 1.3502 | 0.08105 | 0.08048 | 0.078586 | 0.078332 | 0.079488
|  | 1.3506 | 0.08119 | 0.08303 | 0.081172 | 0.081588 | 0.08278
|  | 1.3509 | 0.08133 | 0.08268 | 0.081234 | 0.081081 | 0.082373
|  | 1.3513 | 0.08148 | 0.08007 | 0.078787 | 0.077635 | 0.079441
|  | 1.3516 | 0.08162 | 0.08309 | 0.081767 | 0.080195 | 0.081974
|  | 1.352 | 0.08177 | 0.08535 | 0.084205 | 0.082852 | 0.083639
|  | 1.3523 | 0.08191 | 0.07933 | 0.078632 | 0.077787 | 0.077529
|  | 1.3527 | 0.08205 | 0.07413 | 0.073658 | 0.073347 | 0.072628
|  | 1.353 | 0.0822 | 0.06973 | 0.068902 | 0.069165 | 0.068401
|  | 1.3534 | 0.08235 | 0.06812 | 0.066773 | 0.067194 | 0.066489
|  | 1.3537 | 0.08249 | 0.07208 | 0.070543 | 0.070534 | 0.070012
|  | 1.3541 | 0.08264 | 0.07689 | 0.075434 | 0.075015 | 0.074954
|  | 1.3544 | 0.08278 | 0.07251 | 0.071238 | 0.070857 | 0.071168
|  | 1.3548 | 0.08293 | 0.06584 | 0.064714 | 0.064315 | 0.064914
|  | 1.3552 | 0.08308 | 0.06651 | 0.065573 | 0.064828 | 0.065993
|  | 1.3555 | 0.08322 | 0.07392 | 0.073342 | 0.071991 | 0.073713
|  | 1.3559 | 0.08337 | 0.08439 | 0.084136 | 0.082037 | 0.083715
|  | 1.3562 | 0.08352 | 0.09141 | 0.091459 | 0.088534 | 0.089483
|  | 1.3566 | 0.08366 | 0.09042 | 0.090872 | 0.087392 | 0.087621
|  | 1.3569 | 0.08381 | 0.08557 | 0.085965 | 0.082854 | 0.082824
|  | 1.3573 | 0.08396 | 0.07748 | 0.077436 | 0.075499 | 0.075567
|  | 1.3576 | 0.08411 | 0.06928 | 0.068875 | 0.068047 | 0.068402
|  | 1.358 | 0.08426 | 0.06741 | 0.066432 | 0.066407 | 0.067103
|  | 1.3583 | 0.08441 | 0.07154 | 0.069927 | 0.070182 | 0.071137
|  | 1.3587 | 0.08455 | 0.0801 | 0.078335 | 0.077996 | 0.079211
|  | 1.3591 | 0.0847 | 0.09247 | 0.090884 | 0.089628 | 0.09124
|  | 1.3594 | 0.08485 | 0.09685 | 0.095532 | 0.094207 | 0.095906
|  | 1.3598 | 0.085 | 0.09374 | 0.092537 | 0.092105 | 0.093318
|  | 1.3601 | 0.08515 | 0.09337 | 0.091962 | 0.092575 | 0.093079
|  | 1.3605 | 0.0853 | 0.09517 | 0.093551 | 0.094465 | 0.094536
|  | 1.3608 | 0.08545 | 0.08976 | 0.088438 | 0.088446 | 0.08879
|  | 1.3612 | 0.0856 | 0.07751 | 0.076675 | 0.075805 | 0.076623
|  | 1.3616 | 0.08575 | 0.07211 | 0.071242 | 0.070347 | 0.071359
|  | 1.3619 | 0.08591 | 0.07778 | 0.076368 | 0.076025 | 0.077058
|  | 1.3623 | 0.08606 | 0.0897 | 0.088069 | 0.088059 | 0.089057
|  | 1.3626 | 0.08621 | 0.09507 | 0.094185 | 0.093616 | 0.094457
|  | 1.363 | 0.08636 | 0.09266 | 0.092283 | 0.091031 | 0.091722
|  | 1.3634 | 0.08651 | 0.09306 | 0.092392 | 0.090792 | 0.091619
|  | 1.3637 | 0.08666 | 0.09434 | 0.093139 | 0.091581 | 0.09234
|  | 1.3641 | 0.08682 | 0.08788 | 0.086445 | 0.085212 | 0.08524
|  | 1.3644 | 0.08697 | 0.08026 | 0.078767 | 0.077707 | 0.077438
|  | 1.3648 | 0.08712 | 0.0775 | 0.076018 | 0.074761 | 0.075275
|  | 1.3652 | 0.08727 | 0.07368 | 0.072424 | 0.070793 | 0.072132
|  | 1.3655 | 0.08743 | 0.06899 | 0.0681 | 0.066308 | 0.067688
|  | 1.3659 | 0.08758 | 0.07321 | 0.072701 | 0.070517 | 0.071805
|  | 1.3662 | 0.08774 | 0.0847 | 0.084352 | 0.081325 | 0.082883
|  | 1.3666 | 0.08789 | 0.09184 | 0.091097 | 0.088021 | 0.089803
|  | 1.367 | 0.08804 | 0.08712 | 0.085951 | 0.084285 | 0.085543
|  | 1.3673 | 0.0882 | 0.07576 | 0.07457 | 0.074176 | 0.074719
|  | 1.3677 | 0.08835 | 0.06929 | 0.068192 | 0.067906 | 0.068341
|  | 1.368 | 0.08851 | 0.07073 | 0.06964 | 0.068783 | 0.069471
|  | 1.3684 | 0.08866 | 0.07662 | 0.075509 | 0.074138 | 0.075058
|  | 1.3687 | 0.08882 | 0.08414 | 0.083067 | 0.081802 | 0.08277
|  | 1.3691 | 0.08898 | 0.09719 | 0.095931 | 0.095637 | 0.096313
|  | 1.3695 | 0.08913 | 0.10822 | 0.10666 | 0.10755 | 0.10781
|  | 1.3698 | 0.08929 | 0.10408 | 0.10262 | 0.10382 | 0.10393
|  | 1.3702 | 0.08944 | 0.09246 | 0.091074 | 0.092376 | 0.09235
|  | 1.3706 | 0.0896 | 0.08643 | 0.084774 | 0.086306 | 0.086175
|  | 1.3709 | 0.08976 | 0.08632 | 0.084506 | 0.085749 | 0.085865
|  | 1.3713 | 0.08992 | 0.08804 | 0.086289 | 0.086599 | 0.087487
|  | 1.3717 | 0.09007 | 0.09222 | 0.090196 | 0.08949 | 0.091325
|  | 1.372 | 0.09023 | 0.0908 | 0.088402 | 0.087266 | 0.089247
|  | 1.3724 | 0.09039 | 0.0839 | 0.081504 | 0.080751 | 0.082073
|  | 1.3727 | 0.09055 | 0.08349 | 0.081248 | 0.080975 | 0.081765
|  | 1.3731 | 0.09071 | 0.09028 | 0.088371 | 0.088355 | 0.088727
|  | 1.3735 | 0.09086 | 0.09592 | 0.094423 | 0.094545 | 0.094684
|  | 1.3738 | 0.09102 | 0.10276 | 0.10122 | 0.10128 | 0.10171
|  | 1.3742 | 0.09118 | 0.10917 | 0.10721 | 0.10691 | 0.10765
|  | 1.3746 | 0.09134 | 0.10367 | 0.10176 | 0.10077 | 0.10138
|  | 1.3749 | 0.0915 | 0.09261 | 0.091568 | 0.089759 | 0.090236
|  | 1.3753 | 0.09166 | 0.08883 | 0.088614 | 0.08666 | 0.086985
|  | 1.3757 | 0.09182 | 0.09021 | 0.089927 | 0.088871 | 0.088833
|  | 1.376 | 0.09198 | 0.09077 | 0.089993 | 0.089588 | 0.089424
|  | 1.3764 | 0.09214 | 0.09127 | 0.090377 | 0.089665 | 0.089922
|  | 1.3767 | 0.0923 | 0.09386 | 0.092902 | 0.092098 | 0.092789
|  | 1.3771 | 0.09246 | 0.0933 | 0.092343 | 0.09201 | 0.092679
|  | 1.3775 | 0.09263 | 0.08499 | 0.084311 | 0.084096 | 0.084683
|  | 1.3779 | 0.09279 | 0.07713 | 0.0765 | 0.075937 | 0.076707
|  | 1.3782 | 0.09295 | 0.07488 | 0.074074 | 0.073238 | 0.074103
|  | 1.3786 | 0.09311 | 0.08068 | 0.079751 | 0.07903 | 0.079693
|  | 1.3789 | 0.09327 | 0.08896 | 0.088104 | 0.087437 | 0.087885
|  | 1.3793 | 0.09344 | 0.08717 | 0.086725 | 0.085227 | 0.085832
|  | 1.3797 | 0.0936 | 0.08438 | 0.084346 | 0.081702 | 0.082547
|  | 1.38 | 0.09376 | 0.08733 | 0.087259 | 0.084204 | 0.084899
|  | 1.3804 | 0.09393 | 0.08583 | 0.085496 | 0.083244 | 0.083549
|  | 1.3808 | 0.09409 | 0.07872 | 0.078535 | 0.077317 | 0.077538
|  | 1.3812 | 0.09425 | 0.07599 | 0.075951 | 0.075302 | 0.075358
|  | 1.3815 | 0.09442 | 0.07814 | 0.077771 | 0.077648 | 0.077146
|  | 1.3819 | 0.09458 | 0.08356 | 0.082493 | 0.083077 | 0.081949
|  | 1.3822 | 0.09475 | 0.09171 | 0.090102 | 0.09091 | 0.089569
|  | 1.3826 | 0.09491 | 0.09703 | 0.095462 | 0.095621 | 0.094519
|  | 1.383 | 0.09508 | 0.09579 | 0.094183 | 0.094096 | 0.093131
|  | 1.3834 | 0.09524 | 0.09401 | 0.092217 | 0.092334 | 0.091494
|  | 1.3837 | 0.09541 | 0.09098 | 0.089576 | 0.089393 | 0.089139
|  | 1.3841 | 0.09557 | 0.08891 | 0.088097 | 0.087035 | 0.087507
|  | 1.3845 | 0.09574 | 0.08873 | 0.088159 | 0.08633 | 0.086942
|  | 1.3848 | 0.09591 | 0.09006 | 0.089348 | 0.087662 | 0.087957
|  | 1.3852 | 0.09607 | 0.09102 | 0.089692 | 0.089216 | 0.089405
|  | 1.3856 | 0.09624 | 0.08911 | 0.08732 | 0.087998 | 0.088138
|  | 1.386 | 0.09641 | 0.085 | 0.083518 | 0.084326 | 0.084146
|  | 1.3863 | 0.09658 | 0.08137 | 0.080188 | 0.080546 | 0.080196
|  | 1.3867 | 0.09674 | 0.08127 | 0.079748 | 0.07984 | 0.079612
|  | 1.3871 | 0.09691 | 0.08155 | 0.079489 | 0.079491 | 0.07957
|  | 1.3874 | 0.09708 | 0.07891 | 0.076802 | 0.076442 | 0.077077
|  | 1.3878 | 0.09725 | 0.07796 | 0.076436 | 0.075492 | 0.076565
|  | 1.3882 | 0.09742 | 0.08317 | 0.082377 | 0.081079 | 0.082249
|  | 1.3885 | 0.09759 | 0.09018 | 0.089731 | 0.08845 | 0.089548
|  | 1.3889 | 0.09776 | 0.09078 | 0.090285 | 0.089198 | 0.089828
|  | 1.3893 | 0.09793 | 0.08626 | 0.085733 | 0.084521 | 0.084767
|  | 1.3897 | 0.09809 | 0.08515 | 0.084638 | 0.083003 | 0.083591
|  | 1.39 | 0.09826 | 0.08756 | 0.086743 | 0.085419 | 0.086539
|  | 1.3904 | 0.09844 | 0.08581 | 0.084539 | 0.084287 | 0.085316
|  | 1.3908 | 0.09861 | 0.08549 | 0.084053 | 0.084333 | 0.084761
|  | 1.3912 | 0.09878 | 0.0909 | 0.089447 | 0.089649 | 0.089501
|  | 1.3915 | 0.09895 | 0.09731 | 0.095683 | 0.095716 | 0.095219
|  | 1.3919 | 0.09912 | 0.10371 | 0.10179 | 0.10159 | 0.10082
|  | 1.3923 | 0.09929 | 0.10146 | 0.099344 | 0.099157 | 0.098628
|  | 1.3926 | 0.09946 | 0.09205 | 0.089575 | 0.090376 | 0.090365
|  | 1.393 | 0.09963 | 0.08922 | 0.086445 | 0.088222 | 0.088329
|  | 1.3934 | 0.09981 | 0.09305 | 0.0903 | 0.092167 | 0.092359
|  | 1.3938 | 0.09998 | 0.09426 | 0.091457 | 0.09316 | 0.093307
|  | 1.3942 | 0.10015 | 0.09124 | 0.088243 | 0.089888 | 0.089592
|  | 1.3945 | 0.10033 | 0.09149 | 0.088741 | 0.089683 | 0.089179
|  | 1.3949 | 0.1005 | 0.09532 | 0.093444 | 0.093025 | 0.092937
|  | 1.3953 | 0.10067 | 0.0972 | 0.096349 | 0.094687 | 0.095212
|  | 1.3957 | 0.10085 | 0.09714 | 0.096641 | 0.094641 | 0.095293
|  | 1.396 | 0.10102 | 0.09666 | 0.095548 | 0.094517 | 0.094674
|  | 1.3964 | 0.1012 | 0.09702 | 0.095153 | 0.095468 | 0.095135
|  | 1.3968 | 0.10137 | 0.10438 | 0.1025 | 0.10309 | 0.10277
|  | 1.3971 | 0.10155 | 0.11085 | 0.10965 | 0.1094 | 0.10916
|  | 1.3975 | 0.10172 | 0.10497 | 0.10452 | 0.10328 | 0.10282
|  | 1.3979 | 0.1019 | 0.10341 | 0.10305 | 0.10135 | 0.10068
|  | 1.3983 | 0.10207 | 0.10969 | 0.10871 | 0.10744 | 0.10673
|  | 1.3987 | 0.10225 | 0.11182 | 0.11033 | 0.10995 | 0.10946
|  | 1.399 | 0.10243 | 0.1071 | 0.10562 | 0.10544 | 0.10543
|  | 1.3994 | 0.1026 | 0.10339 | 0.10184 | 0.10126 | 0.1016
|  | 1.3998 | 0.10278 | 0.10704 | 0.10526 | 0.10438 | 0.10462
|  | 1.4002 | 0.10296 | 0.11311 | 0.1113 | 0.11027 | 0.11044
|  | 1.4005 | 0.10313 | 0.1079 | 0.10648 | 0.10509 | 0.10589
|  | 1.4009 | 0.10331 | 0.10229 | 0.10125 | 0.099692 | 0.10114
|  | 1.4013 | 0.10349 | 0.10307 | 0.10198 | 0.10092 | 0.10235
|  | 1.4017 | 0.10367 | 0.10217 | 0.10084 | 0.10048 | 0.10147
|  | 1.4021 | 0.10385 | 0.09777 | 0.096453 | 0.096118 | 0.09686
|  | 1.4024 | 0.10402 | 0.0971 | 0.095932 | 0.094916 | 0.095905
|  | 1.4028 | 0.1042 | 0.09724 | 0.096116 | 0.094463 | 0.095934
|  | 1.4032 | 0.10438 | 0.09514 | 0.094138 | 0.092114 | 0.093834
|  | 1.4036 | 0.10456 | 0.09725 | 0.096548 | 0.094099 | 0.095826
|  | 1.404 | 0.10474 | 0.10443 | 0.10381 | 0.10134 | 0.10288
|  | 1.4043 | 0.10492 | 0.10369 | 0.10286 | 0.10117 | 0.10201
|  | 1.4047 | 0.1051 | 0.09168 | 0.090921 | 0.0898 | 0.089422
|  | 1.4051 | 0.10528 | 0.08357 | 0.083195 | 0.081636 | 0.080607
|  | 1.4055 | 0.10547 | 0.08473 | 0.084521 | 0.082155 | 0.081458
|  | 1.4059 | 0.10565 | 0.0886 | 0.088138 | 0.085632 | 0.085394
|  | 1.4062 | 0.10583 | 0.09307 | 0.092466 | 0.090201 | 0.090089
|  | 1.4066 | 0.10601 | 0.09697 | 0.096608 | 0.094071 | 0.094394
|  | 1.407 | 0.10619 | 0.1002 | 0.099977 | 0.096961 | 0.098059
|  | 1.4074 | 0.10637 | 0.10484 | 0.10461 | 0.10159 | 0.10286
|  | 1.4078 | 0.10656 | 0.1077 | 0.10739 | 0.1049 | 0.10567
|  | 1.4082 | 0.10674 | 0.11149 | 0.11103 | 0.10877 | 0.10942
|  | 1.4085 | 0.10692 | 0.11802 | 0.1178 | 0.11497 | 0.11587
|  | 1.4089 | 0.10711 | 0.11238 | 0.11225 | 0.10969 | 0.11032
|  | 1.4093 | 0.10729 | 0.0976 | 0.09685 | 0.095573 | 0.095896
|  | 1.4097 | 0.10747 | 0.0906 | 0.089588 | 0.088587 | 0.088964
|  | 1.4101 | 0.10766 | 0.09508 | 0.09423 | 0.092772 | 0.092987
|  | 1.4104 | 0.10784 | 0.10815 | 0.10725 | 0.10544 | 0.10554
|  | 1.4108 | 0.10803 | 0.12022 | 0.11936 | 0.11687 | 0.11767
|  | 1.4112 | 0.10821 | 0.12515 | 0.12441 | 0.12149 | 0.12303
|  | 1.4116 | 0.1084 | 0.12427 | 0.12295 | 0.12121 | 0.12229
|  | 1.412 | 0.10858 | 0.1288 | 0.12662 | 0.12642 | 0.12639
|  | 1.4124 | 0.10877 | 0.12906 | 0.12694 | 0.12684 | 0.12621
|  | 1.4128 | 0.10896 | 0.11899 | 0.1175 | 0.1167 | 0.11616
|  | 1.4131 | 0.10914 | 0.11463 | 0.11334 | 0.11245 | 0.11193
|  | 1.4135 | 0.10933 | 0.11476 | 0.11313 | 0.11271 | 0.11206
|  | 1.4139 | 0.10952 | 0.1151 | 0.11282 | 0.11264 | 0.11221
|  | 1.4143 | 0.1097 | 0.11662 | 0.11417 | 0.11337 | 0.11378
|  | 1.4147 | 0.10989 | 0.1193 | 0.1175 | 0.11565 | 0.11651
|  | 1.4151 | 0.11008 | 0.12013 | 0.1191 | 0.11691 | 0.11683
|  | 1.4155 | 0.11027 | 0.12121 | 0.12046 | 0.11872 | 0.11758
|  | 1.4159 | 0.11046 | 0.12027 | 0.11918 | 0.11802 | 0.11712
|  | 1.4162 | 0.11064 | 0.11614 | 0.11469 | 0.11371 | 0.11362
|  | 1.4166 | 0.11083 | 0.11098 | 0.10977 | 0.10862 | 0.10906
|  | 1.417 | 0.11102 | 0.10915 | 0.10836 | 0.10716 | 0.10778
|  | 1.4174 | 0.11121 | 0.10986 | 0.1093 | 0.10803 | 0.10874
|  | 1.4178 | 0.1114 | 0.10821 | 0.10755 | 0.10604 | 0.10707
|  | 1.4182 | 0.11159 | 0.10346 | 0.10224 | 0.10115 | 0.10215
|  | 1.4186 | 0.11178 | 0.0985 | 0.096916 | 0.096465 | 0.097061
|  | 1.4189 | 0.11197 | 0.10086 | 0.099523 | 0.098767 | 0.09952
|  | 1.4193 | 0.11216 | 0.11381 | 0.11289 | 0.11134 | 0.11234
|  | 1.4197 | 0.11235 | 0.12339 | 0.12258 | 0.12103 | 0.12115
|  | 1.4201 | 0.11255 | 0.11522 | 0.11426 | 0.11328 | 0.11261
|  | 1.4205 | 0.11274 | 0.10545 | 0.10437 | 0.10352 | 0.10332
|  | 1.4209 | 0.11293 | 0.10573 | 0.10466 | 0.10339 | 0.10404
|  | 1.4213 | 0.11312 | 0.1075 | 0.1064 | 0.10484 | 0.10586
|  | 1.4217 | 0.11332 | 0.1093 | 0.10813 | 0.10642 | 0.10753
|  | 1.4221 | 0.11351 | 0.11924 | 0.11835 | 0.11594 | 0.11717
|  | 1.4224 | 0.1137 | 0.1345 | 0.13404 | 0.13108 | 0.1318
|  | 1.4228 | 0.1139 | 0.13816 | 0.13735 | 0.13524 | 0.13473
|  | 1.4232 | 0.11409 | 0.12655 | 0.12528 | 0.12367 | 0.12316
|  | 1.4236 | 0.11428 | 0.11671 | 0.11564 | 0.11342 | 0.11426
|  | 1.424 | 0.11448 | 0.11638 | 0.11558 | 0.11301 | 0.1146
|  | 1.4244 | 0.11467 | 0.12259 | 0.12159 | 0.11929 | 0.1204
|  | 1.4248 | 0.11487 | 0.12775 | 0.1265 | 0.12438 | 0.125
|  | 1.4252 | 0.11506 | 0.13005 | 0.12904 | 0.12664 | 0.12748
|  | 1.4256 | 0.11526 | 0.12951 | 0.1288 | 0.12616 | 0.1272
|  | 1.426 | 0.11545 | 0.12851 | 0.12759 | 0.12532 | 0.12584
|  | 1.4264 | 0.11565 | 0.12572 | 0.1245 | 0.12302 | 0.12249
|  | 1.4268 | 0.11585 | 0.12039 | 0.1193 | 0.11835 | 0.11707
|  | 1.4271 | 0.11604 | 0.11425 | 0.11344 | 0.11248 | 0.11112
|  | 1.4275 | 0.11624 | 0.10889 | 0.10824 | 0.10675 | 0.10593
|  | 1.4279 | 0.11644 | 0.10615 | 0.10549 | 0.10349 | 0.10348
|  | 1.4283 | 0.11663 | 0.10487 | 0.10406 | 0.1021 | 0.10278
|  | 1.4287 | 0.11683 | 0.10492 | 0.10391 | 0.10247 | 0.10338
|  | 1.4291 | 0.11703 | 0.10734 | 0.10608 | 0.10523 | 0.10601
|  | 1.4295 | 0.11723 | 0.10896 | 0.10753 | 0.1068 | 0.10779
|  | 1.4299 | 0.11743 | 0.109 | 0.10773 | 0.1065 | 0.10793
|  | 1.4303 | 0.11763 | 0.11058 | 0.10945 | 0.10779 | 0.10896
|  | 1.4307 | 0.11783 | 0.11358 | 0.1124 | 0.11037 | 0.11111
|  | 1.4311 | 0.11803 | 0.11595 | 0.11475 | 0.11204 | 0.11334
|  | 1.4315 | 0.11823 | 0.11445 | 0.11302 | 0.11007 | 0.11228
|  | 1.4319 | 0.11843 | 0.11101 | 0.1091 | 0.10684 | 0.10897
|  | 1.4323 | 0.11863 | 0.11085 | 0.10878 | 0.10724 | 0.10872
|  | 1.4327 | 0.11883 | 0.1135 | 0.11171 | 0.11029 | 0.11152
|  | 1.4331 | 0.11903 | 0.11923 | 0.11783 | 0.11625 | 0.11734
|  | 1.4335 | 0.11923 | 0.12449 | 0.12326 | 0.12168 | 0.12212
|  | 1.4339 | 0.11943 | 0.12136 | 0.11986 | 0.11842 | 0.11829
|  | 1.4343 | 0.11963 | 0.11069 | 0.10904 | 0.10766 | 0.10756
|  | 1.4346 | 0.11984 | 0.10492 | 0.10352 | 0.10208 | 0.10223
|  | 1.435 | 0.12004 | 0.10897 | 0.10764 | 0.10635 | 0.10685
|  | 1.4354 | 0.12024 | 0.11634 | 0.11469 | 0.11389 | 0.11485
|  | 1.4358 | 0.12044 | 0.12094 | 0.1192 | 0.11864 | 0.11975
|  | 1.4362 | 0.12065 | 0.12591 | 0.12453 | 0.12341 | 0.12454
|  | 1.4366 | 0.12085 | 0.1308 | 0.12993 | 0.12789 | 0.1291
|  | 1.437 | 0.12106 | 0.12945 | 0.12869 | 0.12654 | 0.12766
|  | 1.4374 | 0.12126 | 0.12148 | 0.12032 | 0.1187 | 0.11968
|  | 1.4378 | 0.12146 | 0.1146 | 0.11319 | 0.1117 | 0.11262
|  | 1.4382 | 0.12167 | 0.11442 | 0.11302 | 0.11157 | 0.11211
|  | 1.4386 | 0.12187 | 0.12155 | 0.11992 | 0.11865 | 0.11877
|  | 1.439 | 0.12208 | 0.12631 | 0.12457 | 0.12313 | 0.12313
|  | 1.4394 | 0.12229 | 0.11843 | 0.11748 | 0.11551 | 0.11539
|  | 1.4398 | 0.12249 | 0.11285 | 0.11263 | 0.11029 | 0.11013
|  | 1.4402 | 0.1227 | 0.11983 | 0.11949 | 0.11719 | 0.11734
|  | 1.4406 | 0.12291 | 0.12576 | 0.12497 | 0.1231 | 0.1235
|  | 1.441 | 0.12311 | 0.11892 | 0.11793 | 0.1166 | 0.11665
|  | 1.4414 | 0.12332 | 0.11265 | 0.11125 | 0.11049 | 0.11015
|  | 1.4418 | 0.12353 | 0.11308 | 0.1111 | 0.11077 | 0.11045
|  | 1.4422 | 0.12374 | 0.11335 | 0.11114 | 0.11091 | 0.11089
|  | 1.4426 | 0.12394 | 0.11201 | 0.10991 | 0.10955 | 0.10985
|  | 1.443 | 0.12415 | 0.11379 | 0.11202 | 0.11112 | 0.11166
|  | 1.4434 | 0.12436 | 0.11862 | 0.11726 | 0.11553 | 0.11628
|  | 1.4438 | 0.12457 | 0.11982 | 0.11847 | 0.11639 | 0.11719
|  | 1.4442 | 0.12478 | 0.11841 | 0.11663 | 0.11484 | 0.11544
|  | 1.4446 | 0.12499 | 0.11882 | 0.11705 | 0.11527 | 0.11602
|  | 1.445 | 0.1252 | 0.11986 | 0.11881 | 0.11644 | 0.1179
|  | 1.4454 | 0.12541 | 0.12117 | 0.12055 | 0.11788 | 0.11976
|  | 1.4459 | 0.12562 | 0.12486 | 0.12401 | 0.12135 | 0.12316
|  | 1.4463 | 0.12583 | 0.12705 | 0.12602 | 0.12313 | 0.12476
|  | 1.4467 | 0.12604 | 0.12585 | 0.12474 | 0.12199 | 0.12323
|  | 1.4471 | 0.12625 | 0.12546 | 0.12433 | 0.1221 | 0.12284
|  | 1.4475 | 0.12647 | 0.12594 | 0.12498 | 0.12288 | 0.1234
|  | 1.4479 | 0.12668 | 0.12667 | 0.12566 | 0.12369 | 0.12384
|  | 1.4483 | 0.12689 | 0.12857 | 0.12723 | 0.12574 | 0.1252
|  | 1.4487 | 0.1271 | 0.13501 | 0.13332 | 0.13196 | 0.13127
|  | 1.4491 | 0.12732 | 0.14126 | 0.13919 | 0.13771 | 0.13764
|  | 1.4495 | 0.12753 | 0.13788 | 0.13578 | 0.13465 | 0.13509
|  | 1.4499 | 0.12774 | 0.12705 | 0.1254 | 0.12479 | 0.12528
|  | 1.4503 | 0.12796 | 0.11881 | 0.11739 | 0.11704 | 0.11746
|  | 1.4507 | 0.12817 | 0.11956 | 0.11795 | 0.11752 | 0.11789
|  | 1.4511 | 0.12839 | 0.12671 | 0.12485 | 0.12408 | 0.12462
|  | 1.4515 | 0.1286 | 0.13478 | 0.1331 | 0.13167 | 0.13274
|  | 1.4519 | 0.12882 | 0.14448 | 0.14319 | 0.14106 | 0.14272
|  | 1.4523 | 0.12903 | 0.1512 | 0.14967 | 0.14784 | 0.14957
|  | 1.4527 | 0.12925 | 0.14471 | 0.1426 | 0.14187 | 0.14296
|  | 1.4531 | 0.12947 | 0.13313 | 0.13117 | 0.13082 | 0.1311
|  | 1.4536 | 0.12968 | 0.13041 | 0.12898 | 0.12819 | 0.1283
|  | 1.454 | 0.1299 | 0.13238 | 0.1312 | 0.12988 | 0.13058
|  | 1.4544 | 0.13012 | 0.13046 | 0.12929 | 0.12757 | 0.12896
|  | 1.4548 | 0.13033 | 0.12771 | 0.12637 | 0.12438 | 0.12619
|  | 1.4552 | 0.13055 | 0.1292 | 0.12766 | 0.12541 | 0.12735
|  | 1.4556 | 0.13077 | 0.12829 | 0.12677 | 0.12447 | 0.12583
|  | 1.456 | 0.13099 | 0.12113 | 0.11956 | 0.11784 | 0.11838
|  | 1.4564 | 0.13121 | 0.11716 | 0.1154 | 0.11429 | 0.11469
|  | 1.4568 | 0.13143 | 0.12131 | 0.11945 | 0.11832 | 0.1192
|  | 1.4572 | 0.13164 | 0.12977 | 0.12787 | 0.12648 | 0.12781
|  | 1.4576 | 0.13186 | 0.1365 | 0.13483 | 0.13316 | 0.13474
|  | 1.4581 | 0.13208 | 0.137 | 0.13579 | 0.13376 | 0.13558
|  | 1.4585 | 0.1323 | 0.13588 | 0.13472 | 0.13282 | 0.13441
|  | 1.4589 | 0.13252 | 0.13464 | 0.1331 | 0.13177 | 0.1326
|  | 1.4593 | 0.13275 | 0.12969 | 0.12795 | 0.12687 | 0.12716
|  | 1.4597 | 0.13297 | 0.12562 | 0.12394 | 0.12262 | 0.12289
|  | 1.4601 | 0.13319 | 0.12583 | 0.12416 | 0.12271 | 0.12299
|  | 1.4605 | 0.13341 | 0.13001 | 0.12825 | 0.12713 | 0.1271
|  | 1.4609 | 0.13363 | 0.13956 | 0.13747 | 0.13695 | 0.13663
|  | 1.4613 | 0.13386 | 0.14859 | 0.1462 | 0.14576 | 0.14564
|  | 1.4618 | 0.13408 | 0.1429 | 0.14055 | 0.13971 | 0.13986
|  | 1.4622 | 0.1343 | 0.12903 | 0.12647 | 0.12582 | 0.12588
|  | 1.4626 | 0.13452 | 0.12133 | 0.1185 | 0.11829 | 0.11812
|  | 1.463 | 0.13475 | 0.11783 | 0.11523 | 0.11509 | 0.11501
|  | 1.4634 | 0.13497 | 0.11684 | 0.1146 | 0.11436 | 0.11501
|  | 1.4638 | 0.1352 | 0.1207 | 0.11865 | 0.11813 | 0.11955
|  | 1.4642 | 0.13542 | 0.12562 | 0.12358 | 0.12274 | 0.12406
|  | 1.4646 | 0.13565 | 0.1281 | 0.12593 | 0.12518 | 0.12584
|  | 1.4651 | 0.13587 | 0.13105 | 0.12908 | 0.12844 | 0.12854
|  | 1.4655 | 0.1361 | 0.13153 | 0.1301 | 0.12913 | 0.12903
|  | 1.4659 | 0.13632 | 0.12897 | 0.12778 | 0.12605 | 0.12649
|  | 1.4663 | 0.13655 | 0.12647 | 0.12526 | 0.12283 | 0.1241
|  | 1.4667 | 0.13678 | 0.12615 | 0.12497 | 0.12235 | 0.12406
|  | 1.4671 | 0.137 | 0.12987 | 0.12894 | 0.12629 | 0.12785
|  | 1.4675 | 0.13723 | 0.13407 | 0.13348 | 0.13054 | 0.13181
|  | 1.468 | 0.13746 | 0.13119 | 0.13038 | 0.12768 | 0.12869
|  | 1.4684 | 0.13769 | 0.12997 | 0.12829 | 0.12661 | 0.12714
|  | 1.4688 | 0.13791 | 0.1383 | 0.13587 | 0.13509 | 0.13511
|  | 1.4692 | 0.13814 | 0.14674 | 0.14429 | 0.14393 | 0.14347
|  | 1.4696 | 0.13837 | 0.14784 | 0.14604 | 0.14556 | 0.14469
|  | 1.47 | 0.1386 | 0.14393 | 0.14283 | 0.14146 | 0.14088
|  | 1.4705 | 0.13883 | 0.13569 | 0.13466 | 0.13265 | 0.13274
|  | 1.4709 | 0.13906 | 0.12964 | 0.12838 | 0.12661 | 0.12696
|  | 1.4713 | 0.13929 | 0.13091 | 0.12957 | 0.1283 | 0.12872
|  | 1.4717 | 0.13952 | 0.13506 | 0.13323 | 0.13269 | 0.1335
|  | 1.4721 | 0.13975 | 0.1371 | 0.13446 | 0.13477 | 0.13593
|  | 1.4726 | 0.13998 | 0.13986 | 0.13686 | 0.13766 | 0.13828
|  | 1.473 | 0.14021 | 0.13968 | 0.13684 | 0.13774 | 0.13737
|  | 1.4734 | 0.14045 | 0.13488 | 0.13257 | 0.13295 | 0.13257
|  | 1.4738 | 0.14068 | 0.13452 | 0.13275 | 0.13218 | 0.13278
|  | 1.4742 | 0.14091 | 0.13833 | 0.13661 | 0.13542 | 0.137
|  | 1.4746 | 0.14114 | 0.14001 | 0.13807 | 0.13677 | 0.13856
|  | 1.4751 | 0.14138 | 0.14113 | 0.1392 | 0.13798 | 0.13937
|  | 1.4755 | 0.14161 | 0.14368 | 0.14201 | 0.14097 | 0.14164
|  | 1.4759 | 0.14184 | 0.14259 | 0.14118 | 0.14037 | 0.1403
|  | 1.4763 | 0.14208 | 0.1372 | 0.13556 | 0.13513 | 0.13484
|  | 1.4767 | 0.14231 | 0.13149 | 0.1294 | 0.12914 | 0.12912
|  | 1.4772 | 0.14255 | 0.12936 | 0.12744 | 0.12644 | 0.1269
|  | 1.4776 | 0.14278 | 0.135 | 0.13351 | 0.13148 | 0.13242
|  | 1.478 | 0.14302 | 0.14322 | 0.14182 | 0.13927 | 0.14046
|  | 1.4784 | 0.14325 | 0.14499 | 0.14346 | 0.14116 | 0.14201
|  | 1.4788 | 0.14349 | 0.14048 | 0.13874 | 0.13754 | 0.13745
|  | 1.4793 | 0.14373 | 0.13818 | 0.13648 | 0.1361 | 0.13529
|  | 1.4797 | 0.14396 | 0.13784 | 0.13659 | 0.13572 | 0.13519
|  | 1.4801 | 0.1442 | 0.13658 | 0.13527 | 0.13366 | 0.13414
|  | 1.4805 | 0.14444 | 0.13687 | 0.13491 | 0.13308 | 0.13445
|  | 1.481 | 0.14468 | 0.13877 | 0.13662 | 0.13464 | 0.1361
|  | 1.4814 | 0.14491 | 0.13843 | 0.13663 | 0.13474 | 0.13562
|  | 1.4818 | 0.14515 | 0.13629 | 0.1348 | 0.13335 | 0.13355
|  | 1.4822 | 0.14539 | 0.13418 | 0.13264 | 0.13164 | 0.13142
|  | 1.4827 | 0.14563 | 0.13444 | 0.13245 | 0.13203 | 0.13164
|  | 1.4831 | 0.14587 | 0.13973 | 0.13732 | 0.1376 | 0.13685
|  | 1.4835 | 0.14611 | 0.14458 | 0.14205 | 0.14272 | 0.1416
|  | 1.4839 | 0.14635 | 0.14306 | 0.14076 | 0.14109 | 0.14039
|  | 1.4844 | 0.14659 | 0.13936 | 0.1378 | 0.13702 | 0.13721
|  | 1.4848 | 0.14683 | 0.1381 | 0.13712 | 0.13548 | 0.13617
|  | 1.4852 | 0.14707 | 0.13865 | 0.13737 | 0.13598 | 0.13656
|  | 1.4856 | 0.14731 | 0.1386 | 0.13685 | 0.13574 | 0.13648
|  | 1.4861 | 0.14755 | 0.139 | 0.13725 | 0.13549 | 0.13728
|  | 1.4865 | 0.1478 | 0.13832 | 0.13675 | 0.13414 | 0.13702
|  | 1.4869 | 0.14804 | 0.13404 | 0.1327 | 0.12988 | 0.13268
|  | 1.4873 | 0.14828 | 0.13322 | 0.13183 | 0.12959 | 0.13138
|  | 1.4878 | 0.14852 | 0.13776 | 0.13591 | 0.13464 | 0.13522
|  | 1.4882 | 0.14877 | 0.1415 | 0.13951 | 0.13865 | 0.13835
|  | 1.4886 | 0.14901 | 0.14403 | 0.14219 | 0.14107 | 0.1406
|  | 1.489 | 0.14926 | 0.14586 | 0.14389 | 0.14258 | 0.14277
|  | 1.4895 | 0.1495 | 0.14567 | 0.14362 | 0.14229 | 0.14342
|  | 1.4899 | 0.14975 | 0.14966 | 0.14757 | 0.14609 | 0.14778
|  | 1.4903 | 0.14999 | 0.15686 | 0.15467 | 0.15281 | 0.15469
|  | 1.4908 | 0.15024 | 0.15402 | 0.15227 | 0.14997 | 0.15156
|  | 1.4912 | 0.15048 | 0.14369 | 0.14247 | 0.14015 | 0.14107
|  | 1.4916 | 0.15073 | 0.14061 | 0.13944 | 0.1374 | 0.13783
|  | 1.492 | 0.15097 | 0.14602 | 0.14457 | 0.143 | 0.14297
|  | 1.4925 | 0.15122 | 0.14874 | 0.1466 | 0.14592 | 0.14549
|  | 1.4929 | 0.15147 | 0.14433 | 0.14168 | 0.1414 | 0.14127
|  | 1.4933 | 0.15172 | 0.14162 | 0.13929 | 0.13832 | 0.13871
|  | 1.4938 | 0.15196 | 0.14648 | 0.14482 | 0.14302 | 0.14349
|  | 1.4942 | 0.15221 | 0.15299 | 0.15193 | 0.14964 | 0.14991
|  | 1.4946 | 0.15246 | 0.1546 | 0.15361 | 0.15148 | 0.15137
|  | 1.495 | 0.15271 | 0.15548 | 0.15366 | 0.15275 | 0.15198
|  | 1.4955 | 0.15296 | 0.15598 | 0.15354 | 0.1535 | 0.15235
|  | 1.4959 | 0.15321 | 0.15173 | 0.14958 | 0.14903 | 0.14843
|  | 1.4963 | 0.15346 | 0.14626 | 0.14447 | 0.14315 | 0.14362
|  | 1.4968 | 0.15371 | 0.14533 | 0.14389 | 0.14185 | 0.14307
|  | 1.4972 | 0.15396 | 0.14808 | 0.14704 | 0.14428 | 0.14574
|  | 1.4976 | 0.15421 | 0.15088 | 0.14985 | 0.14704 | 0.14836
|  | 1.4981 | 0.15446 | 0.15273 | 0.15168 | 0.14915 | 0.15002
|  | 1.4985 | 0.15471 | 0.15058 | 0.1498 | 0.1473 | 0.14785
|  | 1.4989 | 0.15496 | 0.14539 | 0.1447 | 0.14238 | 0.14289
|  | 1.4994 | 0.15522 | 0.14216 | 0.14114 | 0.13944 | 0.13969
|  | 1.4998 | 0.15547 | 0.1423 | 0.1405 | 0.13964 | 0.13981
|  | 1.5002 | 0.15572 | 0.14629 | 0.14368 | 0.14335 | 0.14405
|  | 1.5007 | 0.15598 | 0.15471 | 0.15212 | 0.15147 | 0.15243
|  | 1.5011 | 0.15623 | 0.1606 | 0.15884 | 0.15739 | 0.15795
|  | 1.5015 | 0.15648 | 0.15812 | 0.1569 | 0.1551 | 0.15539
|  | 1.502 | 0.15674 | 0.15494 | 0.1535 | 0.15182 | 0.15223
|  | 1.5024 | 0.15699 | 0.15531 | 0.15338 | 0.15192 | 0.15261
|  | 1.5029 | 0.15725 | 0.15344 | 0.15132 | 0.14994 | 0.1511
|  | 1.5033 | 0.1575 | 0.14607 | 0.144 | 0.14247 | 0.14426
|  | 1.5037 | 0.15776 | 0.1405 | 0.13828 | 0.1368 | 0.13892
|  | 1.5042 | 0.15802 | 0.14305 | 0.14078 | 0.13949 | 0.14129
|  | 1.5046 | 0.15827 | 0.14959 | 0.14769 | 0.14615 | 0.14718
|  | 1.505 | 0.15853 | 0.15301 | 0.15116 | 0.14945 | 0.14982
|  | 1.5055 | 0.15879 | 0.1551 | 0.15274 | 0.15165 | 0.15174
|  | 1.5059 | 0.15904 | 0.15861 | 0.15615 | 0.1555 | 0.15564
|  | 1.5063 | 0.1593 | 0.15907 | 0.15701 | 0.156 | 0.15626
|  | 1.5068 | 0.15956 | 0.15727 | 0.15555 | 0.15379 | 0.15408
|  | 1.5072 | 0.15982 | 0.15867 | 0.15721 | 0.15464 | 0.15523
|  | 1.5077 | 0.16008 | 0.1582 | 0.15674 | 0.15409 | 0.15506
|  | 1.5081 | 0.16034 | 0.15455 | 0.15281 | 0.15066 | 0.15157
|  | 1.5085 | 0.1606 | 0.15429 | 0.15218 | 0.15061 | 0.15122
|  | 1.509 | 0.16086 | 0.15578 | 0.15323 | 0.15268 | 0.15286
|  | 1.5094 | 0.16112 | 0.15687 | 0.1542 | 0.15441 | 0.15408
|  | 1.5098 | 0.16138 | 0.15611 | 0.15374 | 0.15379 | 0.15319
|  | 1.5103 | 0.16164 | 0.1523 | 0.15012 | 0.14991 | 0.14929
|  | 1.5107 | 0.1619 | 0.15153 | 0.14936 | 0.14914 | 0.14844
|  | 1.5112 | 0.16216 | 0.15361 | 0.15121 | 0.15113 | 0.15058
|  | 1.5116 | 0.16242 | 0.15392 | 0.15115 | 0.15118 | 0.15136
|  | 1.512 | 0.16269 | 0.15658 | 0.15391 | 0.15356 | 0.15441
|  | 1.5125 | 0.16295 | 0.16299 | 0.16077 | 0.15979 | 0.16072
|  | 1.5129 | 0.16321 | 0.16559 | 0.16359 | 0.16231 | 0.16322
|  | 1.5134 | 0.16348 | 0.15987 | 0.15804 | 0.15648 | 0.15738
|  | 1.5138 | 0.16374 | 0.15422 | 0.15246 | 0.15072 | 0.15115
|  | 1.5143 | 0.164 | 0.15584 | 0.15383 | 0.15235 | 0.15225
|  | 1.5147 | 0.16427 | 0.16143 | 0.15912 | 0.15796 | 0.158
|  | 1.5151 | 0.16453 | 0.16478 | 0.16231 | 0.1612 | 0.16186
|  | 1.5156 | 0.1648 | 0.16484 | 0.16264 | 0.16103 | 0.162
|  | 1.516 | 0.16506 | 0.16225 | 0.16074 | 0.15837 | 0.15915
|  | 1.5165 | 0.16533 | 0.16057 | 0.15929 | 0.15712 | 0.15745
|  | 1.5169 | 0.1656 | 0.16452 | 0.16302 | 0.16167 | 0.1615
|  | 1.5174 | 0.16586 | 0.1692 | 0.16782 | 0.16634 | 0.16616
|  | 1.5178 | 0.16613 | 0.1694 | 0.16825 | 0.16588 | 0.16643
|  | 1.5183 | 0.1664 | 0.17024 | 0.16908 | 0.16612 | 0.16729
|  | 1.5187 | 0.16667 | 0.17237 | 0.17109 | 0.16802 | 0.16935
|  | 1.5191 | 0.16693 | 0.16864 | 0.16695 | 0.16424 | 0.16587
|  | 1.5196 | 0.1672 | 0.1607 | 0.15868 | 0.15658 | 0.15839
|  | 1.52 | 0.16747 | 0.15948 | 0.15758 | 0.15595 | 0.15727
|  | 1.5205 | 0.16774 | 0.1645 | 0.16292 | 0.16122 | 0.16194
|  | 1.5209 | 0.16801 | 0.16345 | 0.16228 | 0.15982 | 0.16061
|  | 1.5214 | 0.16828 | 0.15855 | 0.1574 | 0.1545 | 0.15558
|  | 1.5218 | 0.16855 | 0.16111 | 0.15936 | 0.15693 | 0.15789
|  | 1.5223 | 0.16882 | 0.16923 | 0.16689 | 0.16543 | 0.16594
|  | 1.5227 | 0.16909 | 0.17399 | 0.17111 | 0.17095 | 0.17091
|  | 1.5232 | 0.16936 | 0.17639 | 0.17296 | 0.17369 | 0.17322
|  | 1.5236 | 0.16964 | 0.18034 | 0.17715 | 0.1772 | 0.17665
|  | 1.524 | 0.16991 | 0.18013 | 0.1781 | 0.17626 | 0.17618
|  | 1.5245 | 0.17018 | 0.17517 | 0.17434 | 0.17087 | 0.1717
|  | 1.525 | 0.17045 | 0.17287 | 0.17257 | 0.16853 | 0.17016
|  | 1.5254 | 0.17073 | 0.17477 | 0.17406 | 0.17051 | 0.17253
|  | 1.5258 | 0.171 | 0.17749 | 0.17589 | 0.17326 | 0.17552
|  | 1.5263 | 0.17127 | 0.17748 | 0.17515 | 0.17336 | 0.17565
|  | 1.5268 | 0.17155 | 0.1719 | 0.16914 | 0.16823 | 0.16995
|  | 1.5272 | 0.17182 | 0.16377 | 0.1612 | 0.1609 | 0.16167
|  | 1.5276 | 0.1721 | 0.16029 | 0.15819 | 0.15803 | 0.15817
|  | 1.5281 | 0.17237 | 0.16203 | 0.15993 | 0.15979 | 0.15985
|  | 1.5286 | 0.17265 | 0.16228 | 0.16016 | 0.15973 | 0.16007
|  | 1.529 | 0.17293 | 0.16067 | 0.15891 | 0.15757 | 0.15858
|  | 1.5294 | 0.1732 | 0.16223 | 0.16066 | 0.15854 | 0.16028
|  | 1.5299 | 0.17348 | 0.16403 | 0.1626 | 0.16049 | 0.16202
|  | 1.5304 | 0.17376 | 0.16056 | 0.1593 | 0.15777 | 0.15839
|  | 1.5308 | 0.17403 | 0.1579 | 0.15649 | 0.15554 | 0.15564
|  | 1.5313 | 0.17431 | 0.15893 | 0.15747 | 0.15653 | 0.15652
|  | 1.5317 | 0.17459 | 0.15721 | 0.15589 | 0.15458 | 0.15468
|  | 1.5322 | 0.17487 | 0.15621 | 0.15465 | 0.15324 | 0.15374
|  | 1.5326 | 0.17515 | 0.16213 | 0.16025 | 0.15852 | 0.15975
|  | 1.5331 | 0.17543 | 0.16798 | 0.16613 | 0.16385 | 0.16564
|  | 1.5335 | 0.17571 | 0.16956 | 0.16768 | 0.16569 | 0.16717
|  | 1.534 | 0.17599 | 0.17325 | 0.17119 | 0.16986 | 0.17091
|  | 1.5344 | 0.17627 | 0.17638 | 0.17426 | 0.17303 | 0.17425
|  | 1.5349 | 0.17655 | 0.17346 | 0.17148 | 0.17008 | 0.17115
|  | 1.5353 | 0.17683 | 0.1693 | 0.1677 | 0.16626 | 0.16654
|  | 1.5358 | 0.17711 | 0.16641 | 0.16486 | 0.16375 | 0.16346
|  | 1.5362 | 0.17739 | 0.16338 | 0.16153 | 0.16045 | 0.16066
|  | 1.5367 | 0.17768 | 0.16159 | 0.15964 | 0.15788 | 0.15942
|  | 1.5372 | 0.17796 | 0.16178 | 0.15961 | 0.15766 | 0.15998
|  | 1.5376 | 0.17824 | 0.16175 | 0.15938 | 0.15783 | 0.15975
|  | 1.5381 | 0.17853 | 0.16127 | 0.15931 | 0.15767 | 0.15892
|  | 1.5385 | 0.17881 | 0.16513 | 0.16345 | 0.16157 | 0.16267
|  | 1.539 | 0.1791 | 0.17143 | 0.16948 | 0.16772 | 0.16924
|  | 1.5394 | 0.17938 | 0.17315 | 0.17115 | 0.16953 | 0.1716
|  | 1.5399 | 0.17966 | 0.17299 | 0.17108 | 0.16969 | 0.17172
|  | 1.5404 | 0.17995 | 0.17119 | 0.16931 | 0.16804 | 0.16952
|  | 1.5408 | 0.18024 | 0.16565 | 0.16397 | 0.16259 | 0.16354
|  | 1.5413 | 0.18052 | 0.16496 | 0.16326 | 0.16216 | 0.16254
|  | 1.5417 | 0.18081 | 0.17151 | 0.16947 | 0.16889 | 0.16891
|  | 1.5422 | 0.1811 | 0.17739 | 0.17529 | 0.17456 | 0.17481
|  | 1.5427 | 0.18138 | 0.17756 | 0.17556 | 0.17438 | 0.17487
|  | 1.5431 | 0.18167 | 0.17238 | 0.17024 | 0.16904 | 0.16943
|  | 1.5436 | 0.18196 | 0.16694 | 0.16457 | 0.16365 | 0.16381
|  | 1.544 | 0.18225 | 0.16798 | 0.16539 | 0.16481 | 0.16473
|  | 1.5445 | 0.18254 | 0.17405 | 0.17145 | 0.1709 | 0.17073
|  | 1.5449 | 0.18283 | 0.17977 | 0.17744 | 0.17642 | 0.1766
|  | 1.5454 | 0.18311 | 0.18161 | 0.17925 | 0.17804 | 0.17874
|  | 1.5459 | 0.1834 | 0.1786 | 0.17599 | 0.17516 | 0.17612
|  | 1.5463 | 0.1837 | 0.17675 | 0.17412 | 0.17358 | 0.17472
|  | 1.5468 | 0.18399 | 0.17876 | 0.17614 | 0.17551 | 0.17688
|  | 1.5473 | 0.18428 | 0.17884 | 0.17623 | 0.17541 | 0.17662
|  | 1.5477 | 0.18457 | 0.17811 | 0.17546 | 0.17468 | 0.1755
|  | 1.5482 | 0.18486 | 0.18181 | 0.17884 | 0.17822 | 0.17918
|  | 1.5486 | 0.18515 | 0.18586 | 0.18273 | 0.18181 | 0.18343
|  | 1.5491 | 0.18544 | 0.18829 | 0.18535 | 0.18368 | 0.18575
|  | 1.5496 | 0.18574 | 0.19101 | 0.1884 | 0.18612 | 0.18831
|  | 1.55 | 0.18603 | 0.1877 | 0.18558 | 0.1832 | 0.1854
|  | 1.5505 | 0.18633 | 0.17948 | 0.1773 | 0.17562 | 0.17757
|  | 1.551 | 0.18662 | 0.17632 | 0.17374 | 0.17274 | 0.1743
|  | 1.5514 | 0.18691 | 0.17593 | 0.17362 | 0.17252 | 0.17376
|  | 1.5519 | 0.18721 | 0.17342 | 0.17144 | 0.1704 | 0.17136
|  | 1.5523 | 0.1875 | 0.17282 | 0.17063 | 0.17012 | 0.171
|  | 1.5528 | 0.1878 | 0.17564 | 0.17324 | 0.17283 | 0.17386
|  | 1.5533 | 0.1881 | 0.17764 | 0.17493 | 0.1742 | 0.17545
|  | 1.5537 | 0.18839 | 0.17801 | 0.17489 | 0.174 | 0.17526
|  | 1.5542 | 0.18869 | 0.17787 | 0.17463 | 0.17397 | 0.17485
|  | 1.5547 | 0.18899 | 0.17854 | 0.17548 | 0.17514 | 0.17571
|  | 1.5551 | 0.18928 | 0.18063 | 0.17805 | 0.17751 | 0.17814
|  | 1.5556 | 0.18958 | 0.18069 | 0.17834 | 0.17739 | 0.17816
|  | 1.5561 | 0.18988 | 0.18021 | 0.17725 | 0.17655 | 0.17722
|  | 1.5565 | 0.19018 | 0.18442 | 0.18089 | 0.18065 | 0.18097
|  | 1.557 | 0.19048 | 0.18985 | 0.18623 | 0.18626 | 0.18636
|  | 1.5575 | 0.19078 | 0.1925 | 0.18884 | 0.18915 | 0.18932
|  | 1.5579 | 0.19108 | 0.19332 | 0.19012 | 0.18999 | 0.19042
|  | 1.5584 | 0.19138 | 0.19303 | 0.19055 | 0.18945 | 0.19041
|  | 1.5589 | 0.19168 | 0.19255 | 0.19038 | 0.1888 | 0.19019
|  | 1.5594 | 0.19198 | 0.18989 | 0.18789 | 0.18645 | 0.18748
|  | 1.5598 | 0.19228 | 0.18321 | 0.18095 | 0.18032 | 0.18061
|  | 1.5603 | 0.19258 | 0.17831 | 0.17553 | 0.17563 | 0.1756
|  | 1.5608 | 0.19288 | 0.18007 | 0.17739 | 0.17713 | 0.17716
|  | 1.5612 | 0.19319 | 0.18504 | 0.1827 | 0.18164 | 0.18191
|  | 1.5617 | 0.19349 | 0.18741 | 0.18502 | 0.18379 | 0.18439
|  | 1.5622 | 0.19379 | 0.18935 | 0.18697 | 0.18578 | 0.1866
|  | 1.5626 | 0.1941 | 0.19328 | 0.19119 | 0.1896 | 0.19049
|  | 1.5631 | 0.1944 | 0.19727 | 0.19555 | 0.19339 | 0.19419
|  | 1.5636 | 0.1947 | 0.20201 | 0.20045 | 0.19813 | 0.19877
|  | 1.564 | 0.19501 | 0.2021 | 0.2 | 0.19846 | 0.19898
|  | 1.5645 | 0.19531 | 0.19208 | 0.18945 | 0.18898 | 0.18914
|  | 1.565 | 0.19562 | 0.18238 | 0.17999 | 0.1797 | 0.17956
|  | 1.5655 | 0.19593 | 0.18284 | 0.18067 | 0.18003 | 0.18013
|  | 1.5659 | 0.19623 | 0.1912 | 0.18902 | 0.18796 | 0.18848
|  | 1.5664 | 0.19654 | 0.19813 | 0.196 | 0.19447 | 0.19538
|  | 1.5669 | 0.19685 | 0.19999 | 0.19768 | 0.19588 | 0.19742
|  | 1.5674 | 0.19715 | 0.20019 | 0.19764 | 0.19585 | 0.19766
|  | 1.5678 | 0.19746 | 0.19873 | 0.1961 | 0.19476 | 0.1958
|  | 1.5683 | 0.19777 | 0.19688 | 0.19406 | 0.1934 | 0.19346
|  | 1.5688 | 0.19808 | 0.1978 | 0.19492 | 0.19418 | 0.19437
|  | 1.5693 | 0.19839 | 0.19696 | 0.19441 | 0.1929 | 0.19422
|  | 1.5697 | 0.1987 | 0.19201 | 0.18975 | 0.18797 | 0.18987
|  | 1.5702 | 0.19901 | 0.18933 | 0.18716 | 0.18561 | 0.18695
|  | 1.5707 | 0.19932 | 0.18976 | 0.18747 | 0.1863 | 0.18662
|  | 1.5712 | 0.19963 | 0.18892 | 0.18639 | 0.18564 | 0.1853
|  | 1.5716 | 0.19994 | 0.18868 | 0.18629 | 0.18549 | 0.1853
|  | 1.5721 | 0.20025 | 0.19345 | 0.19124 | 0.19 | 0.19062
|  | 1.5726 | 0.20056 | 0.19999 | 0.19755 | 0.1959 | 0.1975
|  | 1.5731 | 0.20088 | 0.20242 | 0.19982 | 0.19806 | 0.19999
|  | 1.5736 | 0.20119 | 0.20046 | 0.19761 | 0.19661 | 0.19784
|  | 1.574 | 0.2015 | 0.19574 | 0.19267 | 0.19249 | 0.19275
|  | 1.5745 | 0.20182 | 0.19089 | 0.18836 | 0.18774 | 0.18772
|  | 1.575 | 0.20213 | 0.19003 | 0.18804 | 0.18677 | 0.18696
|  | 1.5755 | 0.20244 | 0.1932 | 0.19105 | 0.19009 | 0.19046
|  | 1.5759 | 0.20276 | 0.19664 | 0.19423 | 0.19364 | 0.1944
|  | 1.5764 | 0.20307 | 0.19867 | 0.19605 | 0.19544 | 0.19666
|  | 1.5769 | 0.20339 | 0.20033 | 0.19775 | 0.19712 | 0.19824
|  | 1.5774 | 0.2037 | 0.20094 | 0.19887 | 0.19797 | 0.19891
|  | 1.5779 | 0.20402 | 0.19794 | 0.19601 | 0.19481 | 0.19601
|  | 1.5783 | 0.20434 | 0.19409 | 0.19193 | 0.19054 | 0.19196
|  | 1.5788 | 0.20465 | 0.19408 | 0.19207 | 0.19024 | 0.19165
|  | 1.5793 | 0.20497 | 0.19836 | 0.19633 | 0.1941 | 0.1958
|  | 1.5798 | 0.20529 | 0.2016 | 0.19915 | 0.19696 | 0.19885
|  | 1.5803 | 0.20561 | 0.19923 | 0.19655 | 0.19507 | 0.19614
|  | 1.5807 | 0.20593 | 0.19571 | 0.19292 | 0.19246 | 0.19262
|  | 1.5812 | 0.20625 | 0.19527 | 0.19256 | 0.19237 | 0.19245
|  | 1.5817 | 0.20657 | 0.19617 | 0.19381 | 0.19294 | 0.19317
|  | 1.5822 | 0.20689 | 0.19872 | 0.19658 | 0.19489 | 0.19506
|  | 1.5827 | 0.20721 | 0.2047 | 0.20273 | 0.20066 | 0.2007
|  | 1.5832 | 0.20753 | 0.21151 | 0.20944 | 0.20795 | 0.20774
|  | 1.5836 | 0.20785 | 0.21398 | 0.21117 | 0.21084 | 0.21071
|  | 1.5841 | 0.20817 | 0.21152 | 0.20827 | 0.20829 | 0.20861
|  | 1.5846 | 0.20849 | 0.20647 | 0.20356 | 0.20313 | 0.20357
|  | 1.5851 | 0.20881 | 0.20119 | 0.19884 | 0.19796 | 0.1983
|  | 1.5856 | 0.20914 | 0.19893 | 0.19706 | 0.1957 | 0.19619
|  | 1.5861 | 0.20946 | 0.20083 | 0.19869 | 0.19751 | 0.19801
|  | 1.5865 | 0.20978 | 0.20291 | 0.19993 | 0.19978 | 0.19982
|  | 1.587 | 0.21011 | 0.20276 | 0.19975 | 0.20002 | 0.19972
|  | 1.5875 | 0.21043 | 0.20435 | 0.20173 | 0.20155 | 0.20162
|  | 1.588 | 0.21075 | 0.20742 | 0.20477 | 0.20403 | 0.20471
|  | 1.5885 | 0.21108 | 0.20584 | 0.20329 | 0.20197 | 0.2029
|  | 1.589 | 0.2114 | 0.20325 | 0.20077 | 0.1992 | 0.2001
|  | 1.5895 | 0.21173 | 0.20403 | 0.20149 | 0.20004 | 0.2007
|  | 1.5899 | 0.21206 | 0.20346 | 0.20124 | 0.19977 | 0.20015
|  | 1.5904 | 0.21238 | 0.20196 | 0.1997 | 0.19853 | 0.19878
|  | 1.5909 | 0.21271 | 0.20205 | 0.19927 | 0.19847 | 0.19897
|  | 1.5914 | 0.21304 | 0.20179 | 0.19906 | 0.19772 | 0.19874
|  | 1.5919 | 0.21337 | 0.20179 | 0.19934 | 0.19766 | 0.19862
|  | 1.5924 | 0.21369 | 0.20458 | 0.20216 | 0.20098 | 0.20117
|  | 1.5929 | 0.21402 | 0.20774 | 0.20544 | 0.2044 | 0.20406
|  | 1.5934 | 0.21435 | 0.20663 | 0.20444 | 0.20312 | 0.2028
|  | 1.5939 | 0.21468 | 0.20282 | 0.20083 | 0.19916 | 0.19916
|  | 1.5943 | 0.21501 | 0.201 | 0.19919 | 0.19704 | 0.19787
|  | 1.5948 | 0.21534 | 0.20416 | 0.20186 | 0.19981 | 0.20141
|  | 1.5953 | 0.21567 | 0.21003 | 0.20705 | 0.20579 | 0.20733
|  | 1.5958 | 0.216 | 0.2117 | 0.20856 | 0.2082 | 0.20911
|  | 1.5963 | 0.21633 | 0.20938 | 0.2064 | 0.20648 | 0.20692
|  | 1.5968 | 0.21667 | 0.20926 | 0.20671 | 0.20619 | 0.20662
|  | 1.5973 | 0.217 | 0.2119 | 0.20936 | 0.20835 | 0.20875
|  | 1.5978 | 0.21733 | 0.2144 | 0.21108 | 0.21071 | 0.21082
|  | 1.5983 | 0.21766 | 0.21647 | 0.21297 | 0.21281 | 0.21313
|  | 1.5988 | 0.218 | 0.21693 | 0.21411 | 0.2132 | 0.21448
|  | 1.5993 | 0.21833 | 0.21349 | 0.2111 | 0.20959 | 0.21205
|  | 1.5998 | 0.21867 | 0.21072 | 0.20843 | 0.20682 | 0.20961
|  | 1.6003 | 0.219 | 0.21332 | 0.21071 | 0.20965 | 0.21165
|  | 1.6007 | 0.21934 | 0.21792 | 0.2149 | 0.21417 | 0.21561
|  | 1.6013 | 0.21967 | 0.21811 | 0.21537 | 0.21401 | 0.2154
|  | 1.6017 | 0.22001 | 0.21266 | 0.21029 | 0.20857 | 0.20931
|  | 1.6022 | 0.22034 | 0.20989 | 0.20759 | 0.20616 | 0.20603
|  | 1.6027 | 0.22068 | 0.21381 | 0.21159 | 0.21038 | 0.20992
|  | 1.6032 | 0.22102 | 0.21795 | 0.21525 | 0.21472 | 0.21406
|  | 1.6037 | 0.22136 | 0.21791 | 0.21443 | 0.21486 | 0.21397
|  | 1.6042 | 0.22169 | 0.21481 | 0.2113 | 0.21174 | 0.21122
|  | 1.6047 | 0.22203 | 0.21088 | 0.20786 | 0.20764 | 0.20773
|  | 1.6052 | 0.22237 | 0.21187 | 0.20946 | 0.20858 | 0.20871
|  | 1.6057 | 0.22271 | 0.21771 | 0.21573 | 0.21422 | 0.21429
|  | 1.6062 | 0.22305 | 0.21865 | 0.2163 | 0.21472 | 0.21531
|  | 1.6067 | 0.22339 | 0.21377 | 0.21087 | 0.20975 | 0.21083
|  | 1.6072 | 0.22373 | 0.21161 | 0.20866 | 0.20792 | 0.20906
|  | 1.6077 | 0.22407 | 0.21373 | 0.21096 | 0.21035 | 0.21157
|  | 1.6082 | 0.22441 | 0.21543 | 0.21301 | 0.21234 | 0.21342
|  | 1.6087 | 0.22476 | 0.21687 | 0.21463 | 0.21394 | 0.21439
|  | 1.6092 | 0.2251 | 0.22204 | 0.21931 | 0.21907 | 0.21891
|  | 1.6097 | 0.22544 | 0.22565 | 0.22257 | 0.22279 | 0.22218
|  | 1.6102 | 0.22578 | 0.22162 | 0.2188 | 0.21895 | 0.21805
|  | 1.6107 | 0.22613 | 0.21627 | 0.21355 | 0.21362 | 0.21263
|  | 1.6112 | 0.22647 | 0.21354 | 0.21095 | 0.21093 | 0.20995
|  | 1.6117 | 0.22681 | 0.21263 | 0.21033 | 0.20999 | 0.20909
|  | 1.6122 | 0.22716 | 0.21476 | 0.21234 | 0.21175 | 0.21117
|  | 1.6127 | 0.2275 | 0.21797 | 0.21523 | 0.21449 | 0.2145
|  | 1.6132 | 0.22785 | 0.22043 | 0.21735 | 0.21686 | 0.21712
|  | 1.6137 | 0.2282 | 0.22393 | 0.22048 | 0.22036 | 0.2206
|  | 1.6142 | 0.22854 | 0.22627 | 0.22283 | 0.22237 | 0.22288
|  | 1.6147 | 0.22889 | 0.22463 | 0.22127 | 0.22066 | 0.22106
|  | 1.6152 | 0.22924 | 0.22101 | 0.21744 | 0.21754 | 0.21734
|  | 1.6157 | 0.22958 | 0.21885 | 0.2151 | 0.21573 | 0.2155
|  | 1.6162 | 0.22993 | 0.21976 | 0.21596 | 0.21632 | 0.21696
|  | 1.6167 | 0.23028 | 0.22326 | 0.21971 | 0.21924 | 0.22086
|  | 1.6172 | 0.23063 | 0.22695 | 0.2238 | 0.22282 | 0.22457
|  | 1.6177 | 0.23098 | 0.22753 | 0.22411 | 0.22376 | 0.22479
|  | 1.6182 | 0.23133 | 0.22707 | 0.22316 | 0.22344 | 0.22385
|  | 1.6187 | 0.23168 | 0.2294 | 0.22562 | 0.22557 | 0.22586
|  | 1.6193 | 0.23203 | 0.22949 | 0.22622 | 0.22545 | 0.22595
|  | 1.6198 | 0.23238 | 0.2253 | 0.22285 | 0.22123 | 0.22204
|  | 1.6203 | 0.23273 | 0.22321 | 0.22148 | 0.21927 | 0.22011
|  | 1.6208 | 0.23308 | 0.22142 | 0.21967 | 0.21771 | 0.21815
|  | 1.6213 | 0.23343 | 0.21759 | 0.21556 | 0.21416 | 0.2142
|  | 1.6218 | 0.23379 | 0.21731 | 0.21462 | 0.21416 | 0.21404
|  | 1.6223 | 0.23414 | 0.22177 | 0.21784 | 0.21892 | 0.2186
|  | 1.6228 | 0.23449 | 0.22822 | 0.22384 | 0.22562 | 0.22491
|  | 1.6233 | 0.23485 | 0.23468 | 0.23089 | 0.23191 | 0.23115
|  | 1.6238 | 0.2352 | 0.23729 | 0.23415 | 0.23393 | 0.23365
|  | 1.6243 | 0.23555 | 0.23467 | 0.23213 | 0.23097 | 0.23113
|  | 1.6248 | 0.23591 | 0.23103 | 0.22856 | 0.2275 | 0.22785
|  | 1.6253 | 0.23626 | 0.23064 | 0.22756 | 0.22726 | 0.22784
|  | 1.6259 | 0.23662 | 0.23296 | 0.22962 | 0.22941 | 0.23012
|  | 1.6264 | 0.23698 | 0.23391 | 0.23085 | 0.23037 | 0.23073
|  | 1.6269 | 0.23733 | 0.23299 | 0.23022 | 0.22983 | 0.22966
|  | 1.6274 | 0.23769 | 0.23231 | 0.2298 | 0.22937 | 0.22912
|  | 1.6279 | 0.23805 | 0.23291 | 0.23043 | 0.22983 | 0.22993
|  | 1.6284 | 0.23841 | 0.23563 | 0.23313 | 0.23233 | 0.23281
|  | 1.6289 | 0.23876 | 0.23817 | 0.23579 | 0.23471 | 0.23545
|  | 1.6294 | 0.23912 | 0.23689 | 0.23415 | 0.23344 | 0.23423
|  | 1.6299 | 0.23948 | 0.23419 | 0.23134 | 0.231 | 0.23133
|  | 1.6304 | 0.23984 | 0.23459 | 0.23248 | 0.23162 | 0.2312
|  | 1.631 | 0.2402 | 0.2381 | 0.236 | 0.23506 | 0.23428
|  | 1.6315 | 0.24056 | 0.24211 | 0.23928 | 0.23878 | 0.23833
|  | 1.632 | 0.24092 | 0.24357 | 0.2406 | 0.23991 | 0.24011
|  | 1.6325 | 0.24128 | 0.23977 | 0.23683 | 0.23589 | 0.23669
|  | 1.633 | 0.24165 | 0.23309 | 0.23013 | 0.22907 | 0.23035
|  | 1.6335 | 0.24201 | 0.23084 | 0.22797 | 0.22683 | 0.22799
|  | 1.6341 | 0.24237 | 0.2342 | 0.2312 | 0.23037 | 0.23071
|  | 1.6346 | 0.24273 | 0.23663 | 0.23374 | 0.23288 | 0.23269
|  | 1.6351 | 0.2431 | 0.23519 | 0.23273 | 0.23145 | 0.23139
|  | 1.6356 | 0.24346 | 0.23245 | 0.23003 | 0.22908 | 0.22907
|  | 1.6361 | 0.24383 | 0.23058 | 0.22814 | 0.2277 | 0.22745
|  | 1.6366 | 0.24419 | 0.23217 | 0.22983 | 0.2292 | 0.22887
|  | 1.6371 | 0.24456 | 0.23568 | 0.23313 | 0.23202 | 0.23211
|  | 1.6377 | 0.24492 | 0.23639 | 0.23365 | 0.23214 | 0.23294
|  | 1.6382 | 0.24529 | 0.23323 | 0.23033 | 0.229 | 0.2301
|  | 1.6387 | 0.24565 | 0.22944 | 0.22631 | 0.22542 | 0.22657
|  | 1.6392 | 0.24602 | 0.22973 | 0.22667 | 0.22573 | 0.22709
|  | 1.6397 | 0.24639 | 0.23367 | 0.23065 | 0.22959 | 0.23104
|  | 1.6402 | 0.24676 | 0.2356 | 0.23263 | 0.23131 | 0.23295
|  | 1.6408 | 0.24712 | 0.2353 | 0.23279 | 0.23086 | 0.23289
|  | 1.6413 | 0.24749 | 0.23728 | 0.23489 | 0.23292 | 0.23501
|  | 1.6418 | 0.24786 | 0.24071 | 0.23803 | 0.23631 | 0.23819
|  | 1.6423 | 0.24823 | 0.23966 | 0.23712 | 0.23517 | 0.23673
|  | 1.6428 | 0.2486 | 0.23319 | 0.23081 | 0.22905 | 0.22989
|  | 1.6434 | 0.24897 | 0.22868 | 0.22618 | 0.22511 | 0.22522
|  | 1.6439 | 0.24934 | 0.23021 | 0.22761 | 0.2269 | 0.22687
|  | 1.6444 | 0.24971 | 0.23436 | 0.23145 | 0.23116 | 0.23125
|  | 1.6449 | 0.25008 | 0.23849 | 0.2353 | 0.23548 | 0.23555
|  | 1.6455 | 0.25046 | 0.24173 | 0.2386 | 0.23873 | 0.23897
|  | 1.646 | 0.25083 | 0.24268 | 0.23926 | 0.23957 | 0.24021
|  | 1.6465 | 0.2512 | 0.24271 | 0.23907 | 0.2394 | 0.24046
|  | 1.647 | 0.25157 | 0.24234 | 0.23911 | 0.23852 | 0.24019
|  | 1.6476 | 0.25195 | 0.2397 | 0.23664 | 0.23551 | 0.23769
|  | 1.6481 | 0.25232 | 0.23528 | 0.23228 | 0.23122 | 0.23333
|  | 1.6486 | 0.2527 | 0.23387 | 0.23123 | 0.23007 | 0.23176
|  | 1.6491 | 0.25307 | 0.23802 | 0.23541 | 0.23432 | 0.23547
|  | 1.6496 | 0.25345 | 0.24263 | 0.23996 | 0.23897 | 0.23952
|  | 1.6502 | 0.25382 | 0.24305 | 0.24045 | 0.23954 | 0.2397
|  | 1.6507 | 0.2542 | 0.24165 | 0.23898 | 0.23815 | 0.23854
|  | 1.6512 | 0.25458 | 0.2426 | 0.24006 | 0.23864 | 0.23973
|  | 1.6518 | 0.25495 | 0.24663 | 0.2441 | 0.24207 | 0.24364
|  | 1.6523 | 0.25533 | 0.25 | 0.24727 | 0.24511 | 0.2469
|  | 1.6528 | 0.25571 | 0.24897 | 0.24654 | 0.24418 | 0.24596
|  | 1.6533 | 0.25609 | 0.24499 | 0.24267 | 0.24068 | 0.24184
|  | 1.6539 | 0.25647 | 0.24248 | 0.23971 | 0.23858 | 0.23891
|  | 1.6544 | 0.25684 | 0.24353 | 0.2406 | 0.23974 | 0.23966
|  | 1.6549 | 0.25722 | 0.24636 | 0.24333 | 0.24255 | 0.24264
|  | 1.6554 | 0.2576 | 0.24969 | 0.24652 | 0.2458 | 0.2465
|  | 1.656 | 0.25798 | 0.25215 | 0.24919 | 0.24817 | 0.24934
|  | 1.6565 | 0.25837 | 0.24949 | 0.24638 | 0.24553 | 0.24673
|  | 1.657 | 0.25875 | 0.24516 | 0.2417 | 0.24118 | 0.24235
|  | 1.6576 | 0.25913 | 0.24435 | 0.2412 | 0.24035 | 0.24145
|  | 1.6581 | 0.25951 | 0.24414 | 0.24141 | 0.24035 | 0.24121
|  | 1.6586 | 0.25989 | 0.24411 | 0.24142 | 0.24048 | 0.24149
|  | 1.6591 | 0.26028 | 0.2457 | 0.24288 | 0.24193 | 0.24338
|  | 1.6597 | 0.26066 | 0.24736 | 0.24411 | 0.24354 | 0.24488
|  | 1.6602 | 0.26104 | 0.24925 | 0.24568 | 0.2456 | 0.24645
|  | 1.6607 | 0.26143 | 0.25145 | 0.24797 | 0.24761 | 0.24863
|  | 1.6613 | 0.26181 | 0.25114 | 0.24763 | 0.24672 | 0.2486
|  | 1.6618 | 0.2622 | 0.24692 | 0.24365 | 0.24228 | 0.24452
|  | 1.6623 | 0.26258 | 0.24377 | 0.24103 | 0.23939 | 0.2412
|  | 1.6629 | 0.26297 | 0.24473 | 0.24185 | 0.24081 | 0.24196
|  | 1.6634 | 0.26336 | 0.24649 | 0.24333 | 0.24311 | 0.24372
|  | 1.6639 | 0.26374 | 0.24821 | 0.24521 | 0.24504 | 0.24545
|  | 1.6645 | 0.26413 | 0.25172 | 0.24876 | 0.24819 | 0.24889
|  | 1.665 | 0.26452 | 0.2557 | 0.25288 | 0.25161 | 0.25285
|  | 1.6655 | 0.26491 | 0.25722 | 0.25429 | 0.25287 | 0.25443
|  | 1.6661 | 0.2653 | 0.25646 | 0.25289 | 0.25232 | 0.2537
|  | 1.6666 | 0.26569 | 0.25699 | 0.25339 | 0.25324 | 0.25421
|  | 1.6671 | 0.26608 | 0.25986 | 0.25652 | 0.25613 | 0.25691
|  | 1.6677 | 0.26647 | 0.26216 | 0.25869 | 0.25805 | 0.25897
|  | 1.6682 | 0.26686 | 0.26113 | 0.25786 | 0.25679 | 0.25799
|  | 1.6688 | 0.26725 | 0.25796 | 0.25482 | 0.25372 | 0.25517
|  | 1.6693 | 0.26764 | 0.25694 | 0.25358 | 0.2528 | 0.25448
|  | 1.6698 | 0.26803 | 0.25872 | 0.25543 | 0.25454 | 0.25636
|  | 1.6704 | 0.26842 | 0.25882 | 0.25546 | 0.25454 | 0.25623
|  | 1.6709 | 0.26881 | 0.25737 | 0.25393 | 0.25294 | 0.25439
|  | 1.6715 | 0.26921 | 0.25905 | 0.25611 | 0.25463 | 0.25579
|  | 1.672 | 0.2696 | 0.26223 | 0.25947 | 0.25802 | 0.25892
|  | 1.6725 | 0.27 | 0.2624 | 0.25941 | 0.25798 | 0.25935
|  | 1.6731 | 0.27039 | 0.26053 | 0.25759 | 0.25545 | 0.25773
|  | 1.6736 | 0.27078 | 0.25978 | 0.25666 | 0.25446 | 0.25693
|  | 1.6742 | 0.27118 | 0.26066 | 0.25769 | 0.25594 | 0.25766
|  | 1.6747 | 0.27158 | 0.26098 | 0.25869 | 0.25706 | 0.2578
|  | 1.6752 | 0.27197 | 0.26054 | 0.25792 | 0.25681 | 0.25701
|  | 1.6758 | 0.27237 | 0.26153 | 0.25795 | 0.25762 | 0.25756
|  | 1.6763 | 0.27277 | 0.26283 | 0.25883 | 0.25907 | 0.25878
|  | 1.6768 | 0.27316 | 0.26092 | 0.25666 | 0.25734 | 0.25743
|  | 1.6774 | 0.27356 | 0.25621 | 0.25228 | 0.25239 | 0.25337
|  | 1.6779 | 0.27396 | 0.25286 | 0.24988 | 0.24888 | 0.25008
|  | 1.6785 | 0.27436 | 0.25396 | 0.25167 | 0.24997 | 0.2509
|  | 1.679 | 0.27476 | 0.25967 | 0.25777 | 0.2555 | 0.25644
|  | 1.6796 | 0.27516 | 0.26654 | 0.26431 | 0.2623 | 0.26324
|  | 1.6801 | 0.27556 | 0.26989 | 0.26653 | 0.26597 | 0.26677
|  | 1.6807 | 0.27596 | 0.26999 | 0.26606 | 0.26639 | 0.26729
|  | 1.6812 | 0.27636 | 0.26949 | 0.26548 | 0.2659 | 0.26701
|  | 1.6818 | 0.27676 | 0.26704 | 0.26271 | 0.26339 | 0.26443
|  | 1.6823 | 0.27716 | 0.26312 | 0.2589 | 0.25977 | 0.2601
|  | 1.6828 | 0.27756 | 0.26203 | 0.25803 | 0.25909 | 0.25846
|  | 1.6834 | 0.27797 | 0.26385 | 0.25972 | 0.26091 | 0.25993
|  | 1.6839 | 0.27837 | 0.26771 | 0.26364 | 0.26451 | 0.26396
|  | 1.6845 | 0.27877 | 0.27232 | 0.26819 | 0.26886 | 0.26904
|  | 1.685 | 0.27918 | 0.27057 | 0.26643 | 0.26683 | 0.26765
|  | 1.6856 | 0.27958 | 0.26435 | 0.26086 | 0.26046 | 0.26153
|  | 1.6861 | 0.27999 | 0.26252 | 0.25928 | 0.25866 | 0.25962
|  | 1.6867 | 0.28039 | 0.26505 | 0.26157 | 0.26123 | 0.26205
|  | 1.6872 | 0.2808 | 0.26736 | 0.26398 | 0.26353 | 0.26452
|  | 1.6878 | 0.2812 | 0.26803 | 0.26487 | 0.26419 | 0.26536
|  | 1.6883 | 0.28161 | 0.26818 | 0.26537 | 0.26445 | 0.26525
|  | 1.6889 | 0.28202 | 0.26764 | 0.2651 | 0.26413 | 0.26425
|  | 1.6894 | 0.28242 | 0.26684 | 0.2638 | 0.26347 | 0.26332
|  | 1.69 | 0.28283 | 0.26748 | 0.26398 | 0.26407 | 0.26411
|  | 1.6905 | 0.28324 | 0.268 | 0.26454 | 0.26446 | 0.26467
|  | 1.6911 | 0.28365 | 0.26965 | 0.26598 | 0.26587 | 0.26626
|  | 1.6916 | 0.28406 | 0.27664 | 0.27272 | 0.27243 | 0.27348
|  | 1.6922 | 0.28447 | 0.28601 | 0.28206 | 0.28134 | 0.28327
|  | 1.6927 | 0.28488 | 0.29013 | 0.28617 | 0.28531 | 0.28746
|  | 1.6933 | 0.28529 | 0.28597 | 0.2825 | 0.28131 | 0.28301
|  | 1.6938 | 0.2857 | 0.27614 | 0.27315 | 0.27169 | 0.27297
|  | 1.6944 | 0.28611 | 0.26805 | 0.26473 | 0.26379 | 0.26469
|  | 1.6949 | 0.28652 | 0.2685 | 0.26493 | 0.26437 | 0.26476
|  | 1.6955 | 0.28694 | 0.27543 | 0.27197 | 0.27129 | 0.27155
|  | 1.6961 | 0.28735 | 0.28122 | 0.27787 | 0.27684 | 0.27767
|  | 1.6966 | 0.28776 | 0.28241 | 0.2795 | 0.27765 | 0.27904
|  | 1.6972 | 0.28818 | 0.28131 | 0.27869 | 0.27622 | 0.27775
|  | 1.6977 | 0.28859 | 0.28129 | 0.27865 | 0.27612 | 0.27762
|  | 1.6983 | 0.289 | 0.28351 | 0.28085 | 0.27877 | 0.28005
|  | 1.6988 | 0.28942 | 0.28493 | 0.2814 | 0.28102 | 0.28171
|  | 1.6994 | 0.28983 | 0.28353 | 0.27901 | 0.2799 | 0.28033
|  | 1.7 | 0.29025 | 0.28269 | 0.27831 | 0.27844 | 0.27935
|  | 1.7005 | 0.29067 | 0.28359 | 0.27944 | 0.27884 | 0.28014
|  | 1.7011 | 0.29108 | 0.28273 | 0.27858 | 0.27825 | 0.27931
|  | 1.7016 | 0.2915 | 0.28101 | 0.27692 | 0.27695 | 0.27765
|  | 1.7022 | 0.29192 | 0.2816 | 0.27707 | 0.27764 | 0.27816
|  | 1.7027 | 0.29234 | 0.28249 | 0.27804 | 0.27849 | 0.27897
|  | 1.7033 | 0.29275 | 0.28209 | 0.2786 | 0.27821 | 0.27869
|  | 1.7039 | 0.29317 | 0.28191 | 0.27855 | 0.27828 | 0.27874
|  | 1.7044 | 0.29359 | 0.28203 | 0.27827 | 0.27837 | 0.2791
|  | 1.705 | 0.29401 | 0.28332 | 0.27968 | 0.27945 | 0.28055
|  | 1.7055 | 0.29443 | 0.28474 | 0.28108 | 0.28098 | 0.28187
|  | 1.7061 | 0.29485 | 0.28219 | 0.27849 | 0.27861 | 0.279
|  | 1.7067 | 0.29527 | 0.27948 | 0.27581 | 0.27571 | 0.27607
|  | 1.7072 | 0.2957 | 0.28132 | 0.2773 | 0.27737 | 0.27795
|  | 1.7078 | 0.29612 | 0.28339 | 0.27927 | 0.2794 | 0.2803
|  | 1.7084 | 0.29654 | 0.28355 | 0.27971 | 0.2793 | 0.28084
|  | 1.7089 | 0.29696 | 0.28537 | 0.28166 | 0.28082 | 0.28291
|  | 1.7095 | 0.29739 | 0.28943 | 0.28608 | 0.28498 | 0.28696
|  | 1.71 | 0.29781 | 0.29512 | 0.29198 | 0.29108 | 0.29227
|  | 1.7106 | 0.29823 | 0.29959 | 0.29607 | 0.29583 | 0.29617
|  | 1.7112 | 0.29866 | 0.2974 | 0.29369 | 0.29381 | 0.29374
|  | 1.7117 | 0.29908 | 0.29047 | 0.28643 | 0.28705 | 0.28692
|  | 1.7123 | 0.29951 | 0.28533 | 0.28069 | 0.28192 | 0.2819
|  | 1.7129 | 0.29994 | 0.28424 | 0.27962 | 0.28078 | 0.28092
|  | 1.7134 | 0.30036 | 0.28504 | 0.28068 | 0.28165 | 0.28189
|  | 1.714 | 0.30079 | 0.28543 | 0.28146 | 0.28219 | 0.28251
|  | 1.7146 | 0.30122 | 0.28612 | 0.28285 | 0.28267 | 0.28346
|  | 1.7151 | 0.30164 | 0.2869 | 0.28337 | 0.28296 | 0.28449
|  | 1.7157 | 0.30207 | 0.28615 | 0.28186 | 0.28202 | 0.28399
|  | 1.7163 | 0.3025 | 0.28626 | 0.28206 | 0.28196 | 0.28414
|  | 1.7168 | 0.30293 | 0.2901 | 0.28601 | 0.28538 | 0.28769
|  | 1.7174 | 0.30336 | 0.29582 | 0.29164 | 0.29075 | 0.29275
|  | 1.718 | 0.30379 | 0.29904 | 0.29505 | 0.29386 | 0.29531
|  | 1.7185 | 0.30422 | 0.29828 | 0.29413 | 0.29337 | 0.2944
|  | 1.7191 | 0.30465 | 0.29657 | 0.29238 | 0.29217 | 0.29289
|  | 1.7197 | 0.30508 | 0.29683 | 0.29313 | 0.29276 | 0.29355
|  | 1.7203 | 0.30551 | 0.29789 | 0.29436 | 0.29397 | 0.29506
|  | 1.7208 | 0.30595 | 0.29666 | 0.29308 | 0.29292 | 0.29386
|  | 1.7214 | 0.30638 | 0.29491 | 0.29126 | 0.29128 | 0.29192
|  | 1.722 | 0.30681 | 0.29597 | 0.29219 | 0.29208 | 0.29295
|  | 1.7225 | 0.30725 | 0.2977 | 0.29435 | 0.29336 | 0.29455
|  | 1.7231 | 0.30768 | 0.29836 | 0.29533 | 0.29375 | 0.29492
|  | 1.7237 | 0.30811 | 0.29962 | 0.29621 | 0.29507 | 0.29613
|  | 1.7243 | 0.30855 | 0.30161 | 0.29806 | 0.29746 | 0.29826
|  | 1.7248 | 0.30898 | 0.30227 | 0.29861 | 0.29856 | 0.2989
|  | 1.7254 | 0.30942 | 0.30088 | 0.29681 | 0.29732 | 0.29753
|  | 1.726 | 0.30986 | 0.29957 | 0.29565 | 0.29584 | 0.29646
|  | 1.7266 | 0.31029 | 0.29859 | 0.29478 | 0.29453 | 0.29574
|  | 1.7271 | 0.31073 | 0.29774 | 0.29349 | 0.29353 | 0.29485
|  | 1.7277 | 0.31117 | 0.3004 | 0.29594 | 0.29621 | 0.29721
|  | 1.7283 | 0.31161 | 0.30544 | 0.30082 | 0.30123 | 0.30209
|  | 1.7288 | 0.31204 | 0.3061 | 0.30145 | 0.30183 | 0.30285
|  | 1.7294 | 0.31248 | 0.3034 | 0.29913 | 0.299 | 0.30036
|  | 1.73 | 0.31292 | 0.30384 | 0.29939 | 0.29934 | 0.30102
|  | 1.7306 | 0.31336 | 0.30757 | 0.30256 | 0.30317 | 0.30487
|  | 1.7312 | 0.3138 | 0.31132 | 0.3063 | 0.30711 | 0.3085
|  | 1.7317 | 0.31424 | 0.31263 | 0.3077 | 0.30855 | 0.30938
|  | 1.7323 | 0.31468 | 0.31092 | 0.30641 | 0.30703 | 0.30703
|  | 1.7329 | 0.31512 | 0.30789 | 0.30422 | 0.30419 | 0.30356
|  | 1.7335 | 0.31557 | 0.30609 | 0.30247 | 0.30226 | 0.30182
|  | 1.7341 | 0.31601 | 0.30586 | 0.30192 | 0.30157 | 0.30208
|  | 1.7346 | 0.31645 | 0.30603 | 0.30215 | 0.30133 | 0.3028
|  | 1.7352 | 0.3169 | 0.3074 | 0.30344 | 0.30263 | 0.30455
|  | 1.7358 | 0.31734 | 0.31051 | 0.3069 | 0.30605 | 0.30806
|  | 1.7364 | 0.31778 | 0.31363 | 0.31061 | 0.30957 | 0.31144
|  | 1.737 | 0.31823 | 0.31518 | 0.31175 | 0.31118 | 0.31275
|  | 1.7375 | 0.31867 | 0.31404 | 0.31017 | 0.30982 | 0.31129
|  | 1.7381 | 0.31912 | 0.31194 | 0.30827 | 0.30757 | 0.30924
|  | 1.7387 | 0.31956 | 0.31089 | 0.30732 | 0.30648 | 0.30834
|  | 1.7393 | 0.32001 | 0.31025 | 0.3067 | 0.306 | 0.30744
|  | 1.7399 | 0.32046 | 0.31121 | 0.30727 | 0.30719 | 0.30794
|  | 1.7405 | 0.3209 | 0.31545 | 0.31086 | 0.31143 | 0.31213
|  | 1.741 | 0.32135 | 0.32071 | 0.31629 | 0.31665 | 0.31759
|  | 1.7416 | 0.3218 | 0.32276 | 0.31874 | 0.31885 | 0.31968
|  | 1.7422 | 0.32225 | 0.32062 | 0.3166 | 0.31687 | 0.31757
|  | 1.7428 | 0.3227 | 0.31624 | 0.31232 | 0.31255 | 0.31329
|  | 1.7434 | 0.32315 | 0.31306 | 0.30896 | 0.30941 | 0.31041
|  | 1.744 | 0.3236 | 0.31269 | 0.30856 | 0.30896 | 0.31048
|  | 1.7446 | 0.32405 | 0.31355 | 0.31021 | 0.30957 | 0.31108
|  | 1.7451 | 0.3245 | 0.31488 | 0.31187 | 0.31061 | 0.31144
|  | 1.7457 | 0.32495 | 0.31626 | 0.31302 | 0.31156 | 0.3124
|  | 1.7463 | 0.3254 | 0.31911 | 0.31593 | 0.31405 | 0.31561
|  | 1.7469 | 0.32585 | 0.325 | 0.32146 | 0.32004 | 0.32187
|  | 1.7475 | 0.32631 | 0.32998 | 0.32619 | 0.32531 | 0.32708
|  | 1.7481 | 0.32676 | 0.32985 | 0.32624 | 0.32545 | 0.32692
|  | 1.7487 | 0.32721 | 0.32592 | 0.32157 | 0.32186 | 0.32251
|  | 1.7493 | 0.32767 | 0.32237 | 0.31746 | 0.31859 | 0.31862
|  | 1.7499 | 0.32812 | 0.32168 | 0.3172 | 0.31803 | 0.31817
|  | 1.7505 | 0.32858 | 0.32224 | 0.3179 | 0.31857 | 0.31909
|  | 1.751 | 0.32903 | 0.32234 | 0.31817 | 0.31854 | 0.31923
|  | 1.7516 | 0.32949 | 0.32312 | 0.31923 | 0.31903 | 0.31986
|  | 1.7522 | 0.32994 | 0.32441 | 0.3201 | 0.31988 | 0.32118
|  | 1.7528 | 0.3304 | 0.32459 | 0.32016 | 0.31986 | 0.32164
|  | 1.7534 | 0.33086 | 0.32414 | 0.3202 | 0.31945 | 0.32137
|  | 1.754 | 0.33131 | 0.323 | 0.31931 | 0.31837 | 0.32002
|  | 1.7546 | 0.33177 | 0.32129 | 0.31783 | 0.31679 | 0.318
|  | 1.7552 | 0.33223 | 0.32078 | 0.31715 | 0.31658 | 0.31747
|  | 1.7558 | 0.33269 | 0.32154 | 0.31733 | 0.3177 | 0.31841
|  | 1.7564 | 0.33315 | 0.32295 | 0.31878 | 0.31914 | 0.31972
|  | 1.757 | 0.33361 | 0.32413 | 0.32017 | 0.32001 | 0.3206
|  | 1.7576 | 0.33407 | 0.32496 | 0.3211 | 0.32075 | 0.32147
|  | 1.7582 | 0.33453 | 0.32661 | 0.32322 | 0.32266 | 0.32337
|  | 1.7588 | 0.33499 | 0.32789 | 0.32437 | 0.32415 | 0.3247
|  | 1.7594 | 0.33545 | 0.32873 | 0.32464 | 0.32492 | 0.32554
|  | 1.76 | 0.33591 | 0.33078 | 0.32682 | 0.32698 | 0.32758
|  | 1.7606 | 0.33638 | 0.33215 | 0.32798 | 0.32858 | 0.32872
|  | 1.7611 | 0.33684 | 0.33082 | 0.32604 | 0.32728 | 0.32717
|  | 1.7617 | 0.3373 | 0.3294 | 0.3247 | 0.32557 | 0.32578
|  | 1.7624 | 0.33777 | 0.32999 | 0.32531 | 0.32583 | 0.32644
|  | 1.763 | 0.33823 | 0.33039 | 0.32563 | 0.32614 | 0.3268
|  | 1.7635 | 0.33869 | 0.32921 | 0.32474 | 0.32523 | 0.32563
|  | 1.7642 | 0.33916 | 0.32881 | 0.32418 | 0.32514 | 0.32524
|  | 1.7648 | 0.33962 | 0.33104 | 0.32645 | 0.3273 | 0.32732
|  | 1.7653 | 0.34009 | 0.33307 | 0.32906 | 0.32895 | 0.32931
|  | 1.7659 | 0.34056 | 0.33109 | 0.32712 | 0.32649 | 0.32772
|  | 1.7666 | 0.34102 | 0.3282 | 0.32409 | 0.32322 | 0.32533
|  | 1.7671 | 0.34149 | 0.32935 | 0.32507 | 0.3243 | 0.32659
|  | 1.7678 | 0.34196 | 0.33373 | 0.32897 | 0.32895 | 0.33068
|  | 1.7684 | 0.34243 | 0.33733 | 0.33275 | 0.33304 | 0.33386
|  | 1.769 | 0.34289 | 0.33735 | 0.33302 | 0.33331 | 0.33345
|  | 1.7696 | 0.34336 | 0.33545 | 0.33046 | 0.33127 | 0.33143
|  | 1.7702 | 0.34383 | 0.33581 | 0.3305 | 0.33147 | 0.33201
|  | 1.7708 | 0.3443 | 0.33863 | 0.3334 | 0.33411 | 0.33492
|  | 1.7714 | 0.34477 | 0.3409 | 0.33576 | 0.33618 | 0.33721
|  | 1.772 | 0.34524 | 0.34157 | 0.33748 | 0.33697 | 0.33817
|  | 1.7726 | 0.34572 | 0.34002 | 0.33698 | 0.33582 | 0.337
|  | 1.7732 | 0.34619 | 0.33781 | 0.33467 | 0.33395 | 0.33506
|  | 1.7738 | 0.34666 | 0.33876 | 0.33535 | 0.33492 | 0.33609
|  | 1.7744 | 0.34713 | 0.34019 | 0.33644 | 0.33615 | 0.33742
|  | 1.775 | 0.3476 | 0.33893 | 0.335 | 0.3347 | 0.33616
|  | 1.7756 | 0.34808 | 0.339 | 0.33573 | 0.33453 | 0.33629
|  | 1.7762 | 0.34855 | 0.34171 | 0.33857 | 0.3371 | 0.33898
|  | 1.7768 | 0.34903 | 0.34422 | 0.34041 | 0.33993 | 0.34145
|  | 1.7774 | 0.3495 | 0.34487 | 0.3407 | 0.34096 | 0.3419
|  | 1.7781 | 0.34998 | 0.34466 | 0.34006 | 0.34052 | 0.3415
|  | 1.7787 | 0.35045 | 0.34667 | 0.34183 | 0.34209 | 0.34353
|  | 1.7793 | 0.35093 | 0.35038 | 0.34592 | 0.34567 | 0.34723
|  | 1.7799 | 0.3514 | 0.34991 | 0.34561 | 0.34516 | 0.34674
|  | 1.7805 | 0.35188 | 0.34332 | 0.3395 | 0.3387 | 0.34001
|  | 1.7811 | 0.35236 | 0.33728 | 0.33394 | 0.33301 | 0.33356
|  | 1.7817 | 0.35284 | 0.33824 | 0.33406 | 0.33405 | 0.33444
|  | 1.7823 | 0.35331 | 0.34399 | 0.33902 | 0.33955 | 0.34049
|  | 1.783 | 0.35379 | 0.34731 | 0.34252 | 0.34291 | 0.34385
|  | 1.7836 | 0.35427 | 0.34789 | 0.34291 | 0.34387 | 0.34439
|  | 1.7842 | 0.35475 | 0.35106 | 0.34582 | 0.34715 | 0.34784
|  | 1.7848 | 0.35523 | 0.35549 | 0.35027 | 0.35148 | 0.35252
|  | 1.7854 | 0.35571 | 0.35661 | 0.35136 | 0.35267 | 0.35341
|  | 1.786 | 0.35619 | 0.3559 | 0.35102 | 0.35193 | 0.35216
|  | 1.7866 | 0.35667 | 0.3555 | 0.35065 | 0.3514 | 0.3515
|  | 1.7873 | 0.35716 | 0.35388 | 0.34861 | 0.34986 | 0.35012
|  | 1.7879 | 0.35764 | 0.35079 | 0.34594 | 0.34691 | 0.34749
|  | 1.7885 | 0.35812 | 0.34869 | 0.34417 | 0.34486 | 0.34569
|  | 1.7891 | 0.3586 | 0.34935 | 0.34462 | 0.34558 | 0.34646
|  | 1.7897 | 0.35909 | 0.35193 | 0.3477 | 0.34815 | 0.34917
|  | 1.7903 | 0.35957 | 0.35438 | 0.35042 | 0.35039 | 0.35169
|  | 1.791 | 0.36006 | 0.35687 | 0.35245 | 0.35249 | 0.35384
|  | 1.7916 | 0.36054 | 0.36072 | 0.35616 | 0.35597 | 0.35703
|  | 1.7922 | 0.36103 | 0.36347 | 0.35869 | 0.35871 | 0.35931
|  | 1.7928 | 0.36151 | 0.36277 | 0.35788 | 0.35818 | 0.35858
|  | 1.7934 | 0.362 | 0.36124 | 0.3568 | 0.35673 | 0.35733
|  | 1.7941 | 0.36248 | 0.36033 | 0.35588 | 0.35595 | 0.35691
|  | 1.7947 | 0.36297 | 0.35988 | 0.35537 | 0.35561 | 0.35688
|  | 1.7953 | 0.36346 | 0.36117 | 0.35703 | 0.35698 | 0.35813
|  | 1.7959 | 0.36395 | 0.36309 | 0.35879 | 0.359 | 0.35963
|  | 1.7966 | 0.36443 | 0.36341 | 0.35905 | 0.35919 | 0.35968
|  | 1.7972 | 0.36492 | 0.36166 | 0.35764 | 0.35709 | 0.35813
|  | 1.7978 | 0.36541 | 0.3584 | 0.35405 | 0.35363 | 0.35519
|  | 1.7984 | 0.3659 | 0.35581 | 0.35099 | 0.35112 | 0.35273
|  | 1.799 | 0.36639 | 0.35594 | 0.35076 | 0.35156 | 0.3529
|  | 1.7997 | 0.36688 | 0.35895 | 0.35319 | 0.35479 | 0.35604
|  | 1.8003 | 0.36737 | 0.36361 | 0.3581 | 0.35931 | 0.36065
|  | 1.8009 | 0.36786 | 0.36626 | 0.36147 | 0.36187 | 0.36254
|  | 1.8015 | 0.36836 | 0.36403 | 0.35916 | 0.35985 | 0.35955
|  | 1.8022 | 0.36885 | 0.36024 | 0.35539 | 0.35616 | 0.35593
|  | 1.8028 | 0.36934 | 0.36026 | 0.3556 | 0.35602 | 0.35656
|  | 1.8034 | 0.36983 | 0.36457 | 0.35985 | 0.36004 | 0.36126
|  | 1.804 | 0.37033 | 0.36771 | 0.36357 | 0.36292 | 0.36458
|  | 1.8047 | 0.37082 | 0.3655 | 0.36166 | 0.36088 | 0.36243
|  | 1.8053 | 0.37132 | 0.36234 | 0.35786 | 0.3581 | 0.35921
|  | 1.8059 | 0.37181 | 0.36382 | 0.35906 | 0.35949 | 0.36021
|  | 1.8066 | 0.37231 | 0.3674 | 0.36254 | 0.36264 | 0.36317
|  | 1.8072 | 0.3728 | 0.3681 | 0.36333 | 0.3633 | 0.36392
|  | 1.8078 | 0.3733 | 0.36763 | 0.36349 | 0.36316 | 0.36386
|  | 1.8084 | 0.37379 | 0.36876 | 0.36455 | 0.36421 | 0.36521
|  | 1.8091 | 0.37429 | 0.37021 | 0.36581 | 0.36535 | 0.36678
|  | 1.8097 | 0.37479 | 0.37156 | 0.3678 | 0.36696 | 0.36792
|  | 1.8103 | 0.37529 | 0.37239 | 0.36869 | 0.36826 | 0.36828
|  | 1.811 | 0.37579 | 0.37222 | 0.36816 | 0.3682 | 0.36809
|  | 1.8116 | 0.37628 | 0.37318 | 0.36917 | 0.3691 | 0.36934
|  | 1.8122 | 0.37678 | 0.37367 | 0.36908 | 0.36956 | 0.36967
|  | 1.8129 | 0.37728 | 0.37164 | 0.3663 | 0.36746 | 0.36729
|  | 1.8135 | 0.37778 | 0.37092 | 0.36555 | 0.36665 | 0.36667
|  | 1.8141 | 0.37828 | 0.3736 | 0.36827 | 0.36926 | 0.36964
|  | 1.8148 | 0.37878 | 0.37711 | 0.37186 | 0.37272 | 0.37334
|  | 1.8154 | 0.37929 | 0.37854 | 0.37337 | 0.37408 | 0.3752
|  | 1.816 | 0.37979 | 0.37783 | 0.37262 | 0.37335 | 0.37514
|  | 1.8167 | 0.38029 | 0.3776 | 0.37289 | 0.3733 | 0.37502
|  | 1.8173 | 0.38079 | 0.37748 | 0.37301 | 0.37338 | 0.37439
|  | 1.818 | 0.38129 | 0.3767 | 0.37169 | 0.3725 | 0.37309
|  | 1.8186 | 0.3818 | 0.37678 | 0.37178 | 0.37236 | 0.37281
|  | 1.8192 | 0.3823 | 0.37795 | 0.37322 | 0.37343 | 0.37366
|  | 1.8199 | 0.38281 | 0.37937 | 0.37436 | 0.3747 | 0.37507
|  | 1.8205 | 0.38331 | 0.37961 | 0.37445 | 0.37442 | 0.37567
|  | 1.8212 | 0.38382 | 0.37948 | 0.37383 | 0.37375 | 0.37558
|  | 1.8218 | 0.38432 | 0.38093 | 0.37466 | 0.37531 | 0.37659
|  | 1.8224 | 0.38483 | 0.38174 | 0.37596 | 0.37681 | 0.37721
|  | 1.8231 | 0.38533 | 0.38143 | 0.37596 | 0.377 | 0.37713
|  | 1.8237 | 0.38584 | 0.38349 | 0.37782 | 0.37914 | 0.37928
|  | 1.8244 | 0.38635 | 0.38824 | 0.38307 | 0.38383 | 0.38375
|  | 1.825 | 0.38686 | 0.3924 | 0.38763 | 0.38783 | 0.3875
|  | 1.8256 | 0.38736 | 0.39346 | 0.38876 | 0.38867 | 0.38819
|  | 1.8263 | 0.38787 | 0.39073 | 0.38651 | 0.38584 | 0.38574
|  | 1.8269 | 0.38838 | 0.38697 | 0.38278 | 0.38187 | 0.38283
|  | 1.8276 | 0.38889 | 0.38664 | 0.38235 | 0.38122 | 0.38252
|  | 1.8282 | 0.3894 | 0.38885 | 0.3846 | 0.38329 | 0.38412
|  | 1.8289 | 0.38991 | 0.38943 | 0.38433 | 0.38394 | 0.38478
|  | 1.8295 | 0.39042 | 0.38727 | 0.38167 | 0.38213 | 0.3833
|  | 1.8302 | 0.39093 | 0.38529 | 0.38036 | 0.38083 | 0.38159
|  | 1.8308 | 0.39145 | 0.38463 | 0.38012 | 0.38047 | 0.38065
|  | 1.8315 | 0.39196 | 0.38481 | 0.38048 | 0.38036 | 0.38066
|  | 1.8321 | 0.39247 | 0.38713 | 0.38272 | 0.38243 | 0.38315
|  | 1.8327 | 0.39298 | 0.39074 | 0.38571 | 0.38617 | 0.38689
|  | 1.8334 | 0.3935 | 0.39396 | 0.38904 | 0.38976 | 0.38989
|  | 1.834 | 0.39401 | 0.39674 | 0.39225 | 0.39256 | 0.39235
|  | 1.8347 | 0.39452 | 0.39639 | 0.39149 | 0.39183 | 0.3918
|  | 1.8353 | 0.39504 | 0.39364 | 0.3884 | 0.38887 | 0.38876
|  | 1.836 | 0.39555 | 0.39388 | 0.38836 | 0.38899 | 0.38873
|  | 1.8366 | 0.39607 | 0.39649 | 0.39076 | 0.39118 | 0.39172
|  | 1.8373 | 0.39659 | 0.39943 | 0.39444 | 0.39363 | 0.39532
|  | 1.8379 | 0.3971 | 0.40243 | 0.39792 | 0.39674 | 0.39855
|  | 1.8386 | 0.39762 | 0.40477 | 0.40001 | 0.39953 | 0.40089
|  | 1.8393 | 0.39814 | 0.40744 | 0.40259 | 0.40206 | 0.40347
|  | 1.8399 | 0.39865 | 0.40641 | 0.40112 | 0.40062 | 0.40228
|  | 1.8405 | 0.39917 | 0.40081 | 0.3952 | 0.39501 | 0.39657
|  | 1.8412 | 0.39969 | 0.39997 | 0.39458 | 0.39416 | 0.39543
|  | 1.8419 | 0.40021 | 0.40123 | 0.39551 | 0.39557 | 0.39645
|  | 1.8425 | 0.40073 | 0.3962 | 0.39057 | 0.39135 | 0.39174
|  | 1.8432 | 0.40125 | 0.39196 | 0.38696 | 0.38774 | 0.38806
|  | 1.8438 | 0.40177 | 0.39384 | 0.38861 | 0.38953 | 0.3904
|  | 1.8445 | 0.40229 | 0.39819 | 0.39299 | 0.39372 | 0.39502
|  | 1.8451 | 0.40281 | 0.40173 | 0.39735 | 0.39751 | 0.39862
|  | 1.8458 | 0.40333 | 0.40428 | 0.4 | 0.40017 | 0.40111
|  | 1.8464 | 0.40385 | 0.40668 | 0.40214 | 0.40198 | 0.40285
|  | 1.8471 | 0.40437 | 0.40809 | 0.40351 | 0.40272 | 0.40276
|  | 1.8478 | 0.4049 | 0.40758 | 0.40238 | 0.40226 | 0.40134
|  | 1.8484 | 0.40542 | 0.40644 | 0.40088 | 0.40154 | 0.40105
|  | 1.8491 | 0.40594 | 0.40581 | 0.40024 | 0.40117 | 0.40188
|  | 1.8497 | 0.40647 | 0.40597 | 0.40008 | 0.4014 | 0.40253
|  | 1.8504 | 0.40699 | 0.40695 | 0.40129 | 0.40236 | 0.40295
|  | 1.8511 | 0.40752 | 0.40928 | 0.40386 | 0.40451 | 0.40476
|  | 1.8517 | 0.40804 | 0.41273 | 0.40679 | 0.40767 | 0.40818
|  | 1.8524 | 0.40857 | 0.416 | 0.40998 | 0.41103 | 0.41151
|  | 1.8531 | 0.40909 | 0.41785 | 0.41204 | 0.41327 | 0.41332
|  | 1.8537 | 0.40962 | 0.41692 | 0.4113 | 0.41246 | 0.41254
|  | 1.8544 | 0.41015 | 0.41279 | 0.4081 | 0.40815 | 0.40872
|  | 1.855 | 0.41067 | 0.40794 | 0.40359 | 0.40318 | 0.40389
|  | 1.8557 | 0.4112 | 0.40697 | 0.40203 | 0.40216 | 0.40261
|  | 1.8564 | 0.41173 | 0.4095 | 0.40424 | 0.40479 | 0.40489
|  | 1.857 | 0.41226 | 0.40921 | 0.40369 | 0.40488 | 0.40491
|  | 1.8577 | 0.41279 | 0.40653 | 0.4011 | 0.4024 | 0.40291
|  | 1.8584 | 0.41331 | 0.4075 | 0.40272 | 0.40304 | 0.40422
|  | 1.859 | 0.41384 | 0.41103 | 0.40589 | 0.40597 | 0.40725
|  | 1.8597 | 0.41437 | 0.41096 | 0.40495 | 0.40573 | 0.40626
|  | 1.8604 | 0.4149 | 0.40779 | 0.40193 | 0.40303 | 0.40299
|  | 1.861 | 0.41544 | 0.40903 | 0.40324 | 0.40465 | 0.40479
|  | 1.8617 | 0.41597 | 0.4143 | 0.40853 | 0.41001 | 0.4105
|  | 1.8624 | 0.4165 | 0.41822 | 0.41251 | 0.41407 | 0.41464
|  | 1.863 | 0.41703 | 0.41867 | 0.41235 | 0.41474 | 0.41494
|  | 1.8637 | 0.41756 | 0.41736 | 0.4114 | 0.41341 | 0.41325
|  | 1.8644 | 0.4181 | 0.41546 | 0.41095 | 0.41132 | 0.4115
|  | 1.8651 | 0.41863 | 0.41341 | 0.40913 | 0.40912 | 0.40997
|  | 1.8657 | 0.41916 | 0.4138 | 0.40912 | 0.40918 | 0.41025
|  | 1.8664 | 0.4197 | 0.41617 | 0.4111 | 0.41089 | 0.4118
|  | 1.8671 | 0.42023 | 0.41678 | 0.41087 | 0.4109 | 0.4115
|  | 1.8677 | 0.42077 | 0.41497 | 0.40893 | 0.4092 | 0.40959
|  | 1.8684 | 0.4213 | 0.41477 | 0.40901 | 0.40942 | 0.41022
|  | 1.8691 | 0.42184 | 0.41863 | 0.41256 | 0.41331 | 0.41448
|  | 1.8698 | 0.42237 | 0.42493 | 0.41916 | 0.41951 | 0.42014
|  | 1.8704 | 0.42291 | 0.43058 | 0.42537 | 0.42491 | 0.42461
|  | 1.8711 | 0.42345 | 0.42901 | 0.4239 | 0.42315 | 0.42288
|  | 1.8718 | 0.42399 | 0.42292 | 0.41823 | 0.41736 | 0.41767
|  | 1.8725 | 0.42452 | 0.42397 | 0.41908 | 0.41855 | 0.41874
|  | 1.8731 | 0.42506 | 0.42756 | 0.42185 | 0.42182 | 0.42176
|  | 1.8738 | 0.4256 | 0.42351 | 0.41795 | 0.41736 | 0.41808
|  | 1.8745 | 0.42614 | 0.41933 | 0.41384 | 0.4129 | 0.41451
|  | 1.8752 | 0.42668 | 0.41986 | 0.4144 | 0.41339 | 0.41515
|  | 1.8758 | 0.42722 | 0.4216 | 0.41712 | 0.4154 | 0.41673
|  | 1.8765 | 0.42776 | 0.42496 | 0.42082 | 0.41903 | 0.41998
|  | 1.8772 | 0.4283 | 0.42867 | 0.42411 | 0.42285 | 0.42396
|  | 1.8779 | 0.42884 | 0.42892 | 0.42424 | 0.42327 | 0.42464
|  | 1.8786 | 0.42938 | 0.42702 | 0.42164 | 0.42177 | 0.423
|  | 1.8792 | 0.42992 | 0.42614 | 0.42022 | 0.42151 | 0.42243
|  | 1.8799 | 0.43047 | 0.42724 | 0.42164 | 0.42323 | 0.42386
|  | 1.8806 | 0.43101 | 0.42874 | 0.42312 | 0.42499 | 0.42544
|  | 1.8813 | 0.43155 | 0.42994 | 0.42426 | 0.42605 | 0.4264
|  | 1.882 | 0.4321 | 0.43124 | 0.42554 | 0.42722 | 0.4273
|  | 1.8827 | 0.43264 | 0.4323 | 0.42604 | 0.4281 | 0.42797
|  | 1.8833 | 0.43318 | 0.43264 | 0.42643 | 0.42798 | 0.42797
|  | 1.884 | 0.43373 | 0.43151 | 0.42585 | 0.4265 | 0.42681
|  | 1.8847 | 0.43427 | 0.43015 | 0.4245 | 0.42524 | 0.42594
|  | 1.8854 | 0.43482 | 0.43072 | 0.4254 | 0.42589 | 0.427
|  | 1.8861 | 0.43537 | 0.43219 | 0.4271 | 0.42713 | 0.42855
|  | 1.8868 | 0.43591 | 0.43271 | 0.42716 | 0.42755 | 0.42885
|  | 1.8875 | 0.43646 | 0.43196 | 0.42662 | 0.42705 | 0.42792
|  | 1.8881 | 0.43701 | 0.43039 | 0.42536 | 0.42581 | 0.42632
|  | 1.8888 | 0.43755 | 0.42935 | 0.42388 | 0.42495 | 0.42506
|  | 1.8895 | 0.4381 | 0.43092 | 0.42501 | 0.42647 | 0.42604
|  | 1.8902 | 0.43865 | 0.43288 | 0.42655 | 0.42808 | 0.42782
|  | 1.8909 | 0.4392 | 0.43162 | 0.42569 | 0.42642 | 0.42717
|  | 1.8916 | 0.43975 | 0.43157 | 0.42672 | 0.42618 | 0.42758
|  | 1.8923 | 0.4403 | 0.4364 | 0.43147 | 0.43104 | 0.4324
|  | 1.893 | 0.44085 | 0.44189 | 0.43679 | 0.43663 | 0.43785
|  | 1.8937 | 0.4414 | 0.44285 | 0.43841 | 0.4377 | 0.43881
|  | 1.8943 | 0.44195 | 0.43953 | 0.43476 | 0.43464 | 0.43573
|  | 1.895 | 0.4425 | 0.43691 | 0.43165 | 0.43237 | 0.43373
|  | 1.8957 | 0.44305 | 0.43681 | 0.43191 | 0.43239 | 0.43393
|  | 1.8964 | 0.4436 | 0.43641 | 0.43122 | 0.43187 | 0.43314
|  | 1.8971 | 0.44415 | 0.43566 | 0.43019 | 0.43091 | 0.43173
|  | 1.8978 | 0.44471 | 0.43665 | 0.43157 | 0.43168 | 0.43213
|  | 1.8985 | 0.44526 | 0.43931 | 0.43384 | 0.43408 | 0.43438
|  | 1.8992 | 0.44581 | 0.44248 | 0.43662 | 0.43689 | 0.43736
|  | 1.8999 | 0.44637 | 0.44382 | 0.43818 | 0.43825 | 0.43878
|  | 1.9006 | 0.44692 | 0.44245 | 0.43682 | 0.43742 | 0.43788
|  | 1.9013 | 0.44748 | 0.44192 | 0.43669 | 0.43732 | 0.43787
|  | 1.902 | 0.44803 | 0.44467 | 0.43956 | 0.44023 | 0.44069
|  | 1.9027 | 0.44859 | 0.44769 | 0.442 | 0.44324 | 0.44341
|  | 1.9034 | 0.44914 | 0.44772 | 0.44225 | 0.44318 | 0.4435
|  | 1.9041 | 0.4497 | 0.44926 | 0.44394 | 0.44464 | 0.4453
|  | 1.9048 | 0.45025 | 0.45369 | 0.44788 | 0.44896 | 0.44926
|  | 1.9055 | 0.45081 | 0.4551 | 0.44967 | 0.45026 | 0.44964
|  | 1.9062 | 0.45137 | 0.45304 | 0.44786 | 0.44811 | 0.44726
|  | 1.9069 | 0.45193 | 0.45093 | 0.4454 | 0.44585 | 0.44596
|  | 1.9076 | 0.45248 | 0.44973 | 0.44449 | 0.44452 | 0.4458
|  | 1.9083 | 0.45304 | 0.45074 | 0.44527 | 0.44533 | 0.44718
|  | 1.909 | 0.4536 | 0.4524 | 0.44649 | 0.44684 | 0.44879
|  | 1.9097 | 0.45416 | 0.4522 | 0.44677 | 0.44667 | 0.4486
|  | 1.9104 | 0.45472 | 0.45063 | 0.44518 | 0.44484 | 0.44688
|  | 1.9111 | 0.45528 | 0.44962 | 0.44396 | 0.44347 | 0.44536
|  | 1.9118 | 0.45584 | 0.45067 | 0.44538 | 0.44485 | 0.44608
|  | 1.9125 | 0.4564 | 0.45263 | 0.44679 | 0.44749 | 0.44811
|  | 1.9132 | 0.45696 | 0.45285 | 0.44661 | 0.44811 | 0.44842
|  | 1.9139 | 0.45752 | 0.45189 | 0.44637 | 0.44731 | 0.4476
|  | 1.9146 | 0.45809 | 0.45343 | 0.44785 | 0.44896 | 0.4494
|  | 1.9153 | 0.45865 | 0.45681 | 0.45124 | 0.45248 | 0.45273
|  | 1.9161 | 0.45921 | 0.45807 | 0.4533 | 0.45383 | 0.45365
|  | 1.9168 | 0.45977 | 0.45701 | 0.45226 | 0.45261 | 0.45242
|  | 1.9175 | 0.46034 | 0.45589 | 0.45108 | 0.45128 | 0.45144
|  | 1.9182 | 0.4609 | 0.45527 | 0.45053 | 0.45061 | 0.45109
|  | 1.9189 | 0.46146 | 0.456 | 0.45064 | 0.45122 | 0.45195
|  | 1.9196 | 0.46203 | 0.45907 | 0.45354 | 0.45386 | 0.45465
|  | 1.9203 | 0.46259 | 0.46137 | 0.45602 | 0.45594 | 0.45663
|  | 1.921 | 0.46316 | 0.45885 | 0.45336 | 0.45375 | 0.45459
|  | 1.9217 | 0.46372 | 0.45603 | 0.45109 | 0.45129 | 0.45227
|  | 1.9224 | 0.46429 | 0.45743 | 0.45256 | 0.45283 | 0.45369
|  | 1.9232 | 0.46486 | 0.45982 | 0.45412 | 0.45527 | 0.45599
|  | 1.9239 | 0.46542 | 0.45944 | 0.4538 | 0.45502 | 0.45554
|  | 1.9246 | 0.46599 | 0.45806 | 0.45273 | 0.4538 | 0.45412
|  | 1.9253 | 0.46656 | 0.45846 | 0.4531 | 0.454 | 0.45441
|  | 1.926 | 0.46713 | 0.46023 | 0.45523 | 0.45531 | 0.45589
|  | 1.9267 | 0.46769 | 0.46179 | 0.45641 | 0.45679 | 0.45742
|  | 1.9275 | 0.46826 | 0.46256 | 0.45657 | 0.45792 | 0.45847
|  | 1.9282 | 0.46883 | 0.46288 | 0.45725 | 0.45842 | 0.45883
|  | 1.9289 | 0.4694 | 0.46344 | 0.45762 | 0.45902 | 0.45928
|  | 1.9296 | 0.46997 | 0.46563 | 0.45947 | 0.46145 | 0.46155
|  | 1.9303 | 0.47054 | 0.46819 | 0.46238 | 0.46408 | 0.46426
|  | 1.931 | 0.47111 | 0.46878 | 0.4628 | 0.46434 | 0.46487
|  | 1.9318 | 0.47168 | 0.4686 | 0.46265 | 0.46388 | 0.46459
|  | 1.9325 | 0.47225 | 0.46778 | 0.46225 | 0.46299 | 0.46364
|  | 1.9332 | 0.47282 | 0.46568 | 0.45973 | 0.46072 | 0.46146
|  | 1.9339 | 0.4734 | 0.46472 | 0.45883 | 0.45943 | 0.46062
|  | 1.9346 | 0.47397 | 0.46638 | 0.46112 | 0.46077 | 0.46252
|  | 1.9354 | 0.47454 | 0.46874 | 0.46328 | 0.46299 | 0.4648
|  | 1.9361 | 0.47511 | 0.46883 | 0.46324 | 0.46329 | 0.4646
|  | 1.9368 | 0.47569 | 0.46714 | 0.4612 | 0.46201 | 0.46298
|  | 1.9375 | 0.47626 | 0.46676 | 0.45989 | 0.46188 | 0.46282
|  | 1.9383 | 0.47684 | 0.46665 | 0.46029 | 0.46192 | 0.46254
|  | 1.939 | 0.47741 | 0.46585 | 0.46041 | 0.46134 | 0.4615
|  | 1.9397 | 0.47798 | 0.46745 | 0.46178 | 0.46315 | 0.46328
|  | 1.9404 | 0.47856 | 0.47051 | 0.46503 | 0.46636 | 0.46681
|  | 1.9412 | 0.47914 | 0.47105 | 0.46575 | 0.46687 | 0.46778
|  | 1.9419 | 0.47971 | 0.471 | 0.46543 | 0.46651 | 0.46777
|  | 1.9426 | 0.48029 | 0.47415 | 0.46897 | 0.46936 | 0.47059
|  | 1.9433 | 0.48086 | 0.47844 | 0.47301 | 0.47355 | 0.47464
|  | 1.9441 | 0.48144 | 0.47957 | 0.47322 | 0.47466 | 0.47577
|  | 1.9448 | 0.48202 | 0.47747 | 0.47144 | 0.47255 | 0.47372
|  | 1.9455 | 0.4826 | 0.47576 | 0.47026 | 0.47083 | 0.47208
|  | 1.9463 | 0.48317 | 0.47656 | 0.47133 | 0.47146 | 0.47301
|  | 1.947 | 0.48375 | 0.47782 | 0.47299 | 0.47246 | 0.47422
|  | 1.9477 | 0.48433 | 0.47765 | 0.47207 | 0.47238 | 0.47383
|  | 1.9485 | 0.48491 | 0.47711 | 0.47077 | 0.47218 | 0.47335
|  | 1.9492 | 0.48549 | 0.47647 | 0.47051 | 0.47184 | 0.47306
|  | 1.9499 | 0.48607 | 0.476 | 0.47013 | 0.47163 | 0.4728
|  | 1.9506 | 0.48665 | 0.4766 | 0.47124 | 0.47221 | 0.47343
|  | 1.9514 | 0.48723 | 0.47676 | 0.47218 | 0.47219 | 0.47364
|  | 1.9521 | 0.48781 | 0.47611 | 0.4709 | 0.47149 | 0.47289
|  | 1.9529 | 0.48839 | 0.47591 | 0.47023 | 0.47138 | 0.47236
|  | 1.9536 | 0.48897 | 0.47622 | 0.47061 | 0.47198 | 0.47249
|  | 1.9543 | 0.48955 | 0.47744 | 0.47131 | 0.47339 | 0.47391
|  | 1.9551 | 0.49014 | 0.47908 | 0.47332 | 0.47472 | 0.47574
|  | 1.9558 | 0.49072 | 0.48016 | 0.47515 | 0.47545 | 0.47682
|  | 1.9565 | 0.4913 | 0.48207 | 0.47658 | 0.47748 | 0.47873
|  | 1.9573 | 0.49188 | 0.48469 | 0.47889 | 0.48024 | 0.48139
|  | 1.958 | 0.49247 | 0.48537 | 0.47948 | 0.48063 | 0.48197
|  | 1.9588 | 0.49305 | 0.48451 | 0.47846 | 0.47967 | 0.48091
|  | 1.9595 | 0.49364 | 0.48508 | 0.47978 | 0.4807 | 0.48143
|  | 1.9602 | 0.49422 | 0.48769 | 0.48247 | 0.48361 | 0.48414
|  | 1.961 | 0.49481 | 0.48961 | 0.48357 | 0.48534 | 0.48616
|  | 1.9617 | 0.49539 | 0.48928 | 0.48332 | 0.48489 | 0.48589
|  | 1.9625 | 0.49598 | 0.48934 | 0.48326 | 0.48504 | 0.4858
|  | 1.9632 | 0.49656 | 0.49058 | 0.48419 | 0.4862 | 0.48678
|  | 1.964 | 0.49715 | 0.48952 | 0.48371 | 0.48492 | 0.48566
|  | 1.9647 | 0.49774 | 0.48574 | 0.47995 | 0.48111 | 0.48212
|  | 1.9654 | 0.49832 | 0.48275 | 0.47691 | 0.47826 | 0.47951
|  | 1.9662 | 0.49891 | 0.48314 | 0.47793 | 0.47884 | 0.48001
|  | 1.9669 | 0.4995 | 0.48563 | 0.48012 | 0.48167 | 0.48232
|  | 1.9677 | 0.50008 | 0.48672 | 0.48097 | 0.48311 | 0.48333
|  | 1.9684 | 0.50067 | 0.4873 | 0.48211 | 0.48375 | 0.48384
|  | 1.9692 | 0.50126 | 0.49035 | 0.48491 | 0.48674 | 0.48667
|  | 1.9699 | 0.50185 | 0.49379 | 0.48821 | 0.49021 | 0.49011
|  | 1.9707 | 0.50244 | 0.49452 | 0.48921 | 0.49089 | 0.49101
|  | 1.9714 | 0.50303 | 0.49354 | 0.48763 | 0.48965 | 0.49005
|  | 1.9722 | 0.50362 | 0.49296 | 0.48684 | 0.4889 | 0.48956
|  | 1.9729 | 0.50421 | 0.49298 | 0.48708 | 0.48898 | 0.48963
|  | 1.9737 | 0.5048 | 0.49285 | 0.48655 | 0.48897 | 0.48913
|  | 1.9744 | 0.50539 | 0.49334 | 0.48727 | 0.48943 | 0.48923
|  | 1.9752 | 0.50598 | 0.49507 | 0.48944 | 0.49095 | 0.4909
|  | 1.9759 | 0.50657 | 0.49646 | 0.4906 | 0.4921 | 0.49245
|  | 1.9767 | 0.50717 | 0.49696 | 0.49142 | 0.49253 | 0.49329
|  | 1.9774 | 0.50776 | 0.49788 | 0.49245 | 0.49338 | 0.49457
|  | 1.9782 | 0.50835 | 0.49838 | 0.49247 | 0.49378 | 0.49497
|  | 1.9789 | 0.50894 | 0.49629 | 0.49075 | 0.49184 | 0.49238
|  | 1.9797 | 0.50954 | 0.4943 | 0.48889 | 0.48998 | 0.49016
|  | 1.9805 | 0.51013 | 0.49634 | 0.49078 | 0.49185 | 0.49244
|  | 1.9812 | 0.51072 | 0.49873 | 0.4939 | 0.49401 | 0.49498
|  | 1.982 | 0.51132 | 0.49811 | 0.49319 | 0.49334 | 0.49409
|  | 1.9827 | 0.51191 | 0.49758 | 0.4919 | 0.49299 | 0.4932
|  | 1.9835 | 0.51251 | 0.49826 | 0.49264 | 0.49386 | 0.49387
|  | 1.9843 | 0.5131 | 0.49919 | 0.49325 | 0.49478 | 0.49495
|  | 1.985 | 0.5137 | 0.49993 | 0.49382 | 0.49527 | 0.49585
|  | 1.9858 | 0.51429 | 0.49996 | 0.49445 | 0.49496 | 0.49623
|  | 1.9865 | 0.51489 | 0.50078 | 0.49501 | 0.49575 | 0.49738
|  | 1.9873 | 0.51549 | 0.50282 | 0.49709 | 0.49816 | 0.49955
|  | 1.9881 | 0.51608 | 0.50381 | 0.49893 | 0.49938 | 0.50048
|  | 1.9888 | 0.51668 | 0.50369 | 0.4986 | 0.49911 | 0.50017
|  | 1.9896 | 0.51728 | 0.50379 | 0.49829 | 0.49902 | 0.50026
|  | 1.9903 | 0.51787 | 0.50391 | 0.49829 | 0.49912 | 0.50052
|  | 1.9911 | 0.51847 | 0.50421 | 0.49808 | 0.49959 | 0.50074
|  | 1.9919 | 0.51907 | 0.50542 | 0.49978 | 0.50116 | 0.50183
|  | 1.9926 | 0.51967 | 0.50686 | 0.50182 | 0.50293 | 0.50348
|  | 1.9934 | 0.52027 | 0.50706 | 0.50136 | 0.50303 | 0.50384
|  | 1.9942 | 0.52087 | 0.50515 | 0.49942 | 0.50063 | 0.50169
|  | 1.9949 | 0.52147 | 0.50305 | 0.49751 | 0.49839 | 0.49929
|  | 1.9957 | 0.52207 | 0.50395 | 0.49789 | 0.49971 | 0.5002
|  | 1.9965 | 0.52267 | 0.50687 | 0.50097 | 0.50306 | 0.50332
|  | 1.9972 | 0.52327 | 0.50888 | 0.50292 | 0.50521 | 0.50545
|  | 1.998 | 0.52387 | 0.51003 | 0.5038 | 0.50636 | 0.50641
|  | 1.9988 | 0.52447 | 0.51092 | 0.50559 | 0.50725 | 0.50694
|  | 1.9995 | 0.52507 | 0.5104 | 0.50518 | 0.50667 | 0.50618
|  | 2.0003 | 0.52567 | 0.50849 | 0.50264 | 0.50456 | 0.50423
|  | 2.0011 | 0.52627 | 0.50802 | 0.50266 | 0.50388 | 0.50393
|  | 2.0019 | 0.52687 | 0.51044 | 0.50529 | 0.50614 | 0.50676
|  | 2.0026 | 0.52748 | 0.5128 | 0.50759 | 0.50837 | 0.50959
|  | 2.0034 | 0.52808 | 0.5122 | 0.50743 | 0.50772 | 0.50926
|  | 2.0042 | 0.52868 | 0.51057 | 0.5052 | 0.50604 | 0.50766
|  | 2.005 | 0.52929 | 0.51087 | 0.50484 | 0.50612 | 0.50789
|  | 2.0057 | 0.52989 | 0.51318 | 0.50733 | 0.5082 | 0.5102
|  | 2.0065 | 0.53049 | 0.51622 | 0.50991 | 0.5113 | 0.51315
|  | 2.0073 | 0.5311 | 0.51822 | 0.51185 | 0.5136 | 0.51488
|  | 2.0081 | 0.5317 | 0.51795 | 0.51211 | 0.51346 | 0.51445
|  | 2.0088 | 0.53231 | 0.5169 | 0.51063 | 0.51236 | 0.51345
|  | 2.0096 | 0.53291 | 0.5182 | 0.51184 | 0.51358 | 0.51476
|  | 2.0104 | 0.53352 | 0.5219 | 0.51585 | 0.51719 | 0.51834
|  | 2.0112 | 0.53412 | 0.52434 | 0.51798 | 0.51969 | 0.5207
|  | 2.012 | 0.53473 | 0.52303 | 0.51701 | 0.51868 | 0.51938
|  | 2.0128 | 0.53533 | 0.51907 | 0.51344 | 0.51495 | 0.51537
|  | 2.0135 | 0.53594 | 0.51699 | 0.51106 | 0.51292 | 0.51313
|  | 2.0143 | 0.53655 | 0.51903 | 0.51353 | 0.51512 | 0.51504
|  | 2.0151 | 0.53715 | 0.52077 | 0.51535 | 0.51709 | 0.51692
|  | 2.0159 | 0.53776 | 0.51998 | 0.51382 | 0.51631 | 0.51637
|  | 2.0167 | 0.53837 | 0.52036 | 0.51435 | 0.5165 | 0.51676
|  | 2.0174 | 0.53898 | 0.52238 | 0.51629 | 0.51832 | 0.51858
|  | 2.0182 | 0.53959 | 0.5228 | 0.5165 | 0.51877 | 0.51879
|  | 2.019 | 0.54019 | 0.5218 | 0.51641 | 0.51796 | 0.51773
|  | 2.0198 | 0.5408 | 0.52098 | 0.5156 | 0.51721 | 0.51704
|  | 2.0206 | 0.54141 | 0.52014 | 0.51411 | 0.51626 | 0.51647
|  | 2.0214 | 0.54202 | 0.51942 | 0.51366 | 0.51545 | 0.51601
|  | 2.0222 | 0.54263 | 0.51954 | 0.51358 | 0.51559 | 0.51627
|  | 2.0229 | 0.54324 | 0.52074 | 0.51479 | 0.5166 | 0.51753
|  | 2.0237 | 0.54385 | 0.52281 | 0.51758 | 0.51837 | 0.51964
|  | 2.0245 | 0.54446 | 0.52547 | 0.51975 | 0.52112 | 0.52234
|  | 2.0253 | 0.54507 | 0.52761 | 0.5215 | 0.52352 | 0.52452
|  | 2.0261 | 0.54568 | 0.52796 | 0.52238 | 0.52403 | 0.5248
|  | 2.0269 | 0.54629 | 0.5278 | 0.52214 | 0.52393 | 0.52439
|  | 2.0277 | 0.54691 | 0.52883 | 0.52348 | 0.52479 | 0.52535
|  | 2.0285 | 0.54752 | 0.5303 | 0.52531 | 0.52613 | 0.52701
|  | 2.0293 | 0.54813 | 0.53113 | 0.52529 | 0.52721 | 0.52791
|  | 2.0301 | 0.54874 | 0.5309 | 0.52483 | 0.5273 | 0.52766
|  | 2.0309 | 0.54935 | 0.52935 | 0.52345 | 0.52569 | 0.52613
|  | 2.0317 | 0.54997 | 0.52751 | 0.5213 | 0.52346 | 0.52421
|  | 2.0325 | 0.55058 | 0.52747 | 0.52187 | 0.52308 | 0.52396
|  | 2.0333 | 0.55119 | 0.52964 | 0.5243 | 0.52536 | 0.52608
|  | 2.0341 | 0.55181 | 0.53169 | 0.52576 | 0.52788 | 0.5284
|  | 2.0349 | 0.55242 | 0.53166 | 0.52632 | 0.52799 | 0.52879
|  | 2.0357 | 0.55304 | 0.53064 | 0.52555 | 0.5266 | 0.52804
|  | 2.0365 | 0.55365 | 0.53034 | 0.52445 | 0.526 | 0.52773
|  | 2.0373 | 0.55426 | 0.53136 | 0.52542 | 0.52693 | 0.52833
|  | 2.0381 | 0.55488 | 0.53348 | 0.52728 | 0.52892 | 0.52988
|  | 2.0389 | 0.55549 | 0.53558 | 0.52915 | 0.53081 | 0.53172
|  | 2.0397 | 0.55611 | 0.53714 | 0.53153 | 0.53218 | 0.53328
|  | 2.0405 | 0.55673 | 0.53815 | 0.53249 | 0.53322 | 0.53441
|  | 2.0413 | 0.55734 | 0.53861 | 0.53249 | 0.53395 | 0.53512
|  | 2.0421 | 0.55796 | 0.53847 | 0.53262 | 0.53408 | 0.53503
|  | 2.0429 | 0.55857 | 0.53733 | 0.531 | 0.53315 | 0.53379
|  | 2.0437 | 0.55919 | 0.53638 | 0.52984 | 0.53237 | 0.53297
|  | 2.0445 | 0.55981 | 0.53703 | 0.53104 | 0.53318 | 0.53385
|  | 2.0453 | 0.56042 | 0.5393 | 0.53277 | 0.53548 | 0.53617
|  | 2.0461 | 0.56104 | 0.5422 | 0.53532 | 0.53812 | 0.53885
|  | 2.0469 | 0.56166 | 0.54341 | 0.53678 | 0.53901 | 0.53984
|  | 2.0477 | 0.56228 | 0.54277 | 0.53572 | 0.53824 | 0.53924
|  | 2.0485 | 0.5629 | 0.54276 | 0.53624 | 0.53827 | 0.5393
|  | 2.0493 | 0.56351 | 0.54296 | 0.53741 | 0.5386 | 0.53933
|  | 2.0501 | 0.56413 | 0.54202 | 0.53622 | 0.53776 | 0.53817
|  | 2.051 | 0.56475 | 0.54125 | 0.53549 | 0.53711 | 0.53737
|  | 2.0518 | 0.56537 | 0.54098 | 0.53505 | 0.53697 | 0.53732
|  | 2.0526 | 0.56599 | 0.54081 | 0.53384 | 0.53674 | 0.53746
|  | 2.0534 | 0.56661 | 0.54137 | 0.53443 | 0.53709 | 0.53817
|  | 2.0542 | 0.56723 | 0.54207 | 0.53538 | 0.53764 | 0.53881
|  | 2.055 | 0.56785 | 0.54251 | 0.53554 | 0.53816 | 0.53917
|  | 2.0558 | 0.56847 | 0.54299 | 0.53673 | 0.53884 | 0.5397
|  | 2.0567 | 0.56909 | 0.5432 | 0.53724 | 0.53891 | 0.53995
|  | 2.0575 | 0.56971 | 0.54365 | 0.53738 | 0.53889 | 0.54035
|  | 2.0583 | 0.57033 | 0.54577 | 0.54009 | 0.54071 | 0.54257
|  | 2.0591 | 0.57095 | 0.54939 | 0.54361 | 0.54441 | 0.54632
|  | 2.0599 | 0.57157 | 0.55124 | 0.54503 | 0.54664 | 0.54793
|  | 2.0607 | 0.5722 | 0.54944 | 0.54362 | 0.54521 | 0.54579
|  | 2.0616 | 0.57282 | 0.54685 | 0.54055 | 0.5427 | 0.54323
|  | 2.0624 | 0.57344 | 0.54644 | 0.53998 | 0.54218 | 0.5429
|  | 2.0632 | 0.57406 | 0.5479 | 0.54238 | 0.54353 | 0.54436
|  | 2.064 | 0.57468 | 0.54956 | 0.54396 | 0.54506 | 0.54619
|  | 2.0648 | 0.57531 | 0.55072 | 0.54515 | 0.54606 | 0.54739
|  | 2.0657 | 0.57593 | 0.55155 | 0.54653 | 0.5467 | 0.54809
|  | 2.0665 | 0.57655 | 0.55157 | 0.54598 | 0.54655 | 0.54828
|  | 2.0673 | 0.57718 | 0.55084 | 0.54503 | 0.54585 | 0.54778
|  | 2.0681 | 0.5778 | 0.55122 | 0.54555 | 0.54646 | 0.54806
|  | 2.069 | 0.57842 | 0.55324 | 0.54693 | 0.54862 | 0.5498
|  | 2.0698 | 0.57905 | 0.55482 | 0.54878 | 0.55034 | 0.55115
|  | 2.0706 | 0.57967 | 0.55448 | 0.54879 | 0.55037 | 0.55085
|  | 2.0715 | 0.5803 | 0.55341 | 0.54706 | 0.54952 | 0.55005
|  | 2.0723 | 0.58092 | 0.55294 | 0.54678 | 0.54901 | 0.54967
|  | 2.0731 | 0.58155 | 0.55344 | 0.54731 | 0.54952 | 0.54999
|  | 2.0739 | 0.58217 | 0.55546 | 0.54862 | 0.5516 | 0.55194
|  | 2.0748 | 0.5828 | 0.55768 | 0.55104 | 0.55366 | 0.55439
|  | 2.0756 | 0.58342 | 0.55749 | 0.55066 | 0.55315 | 0.5544
|  | 2.0764 | 0.58405 | 0.5557 | 0.54847 | 0.55121 | 0.55253
|  | 2.0773 | 0.58467 | 0.55531 | 0.54903 | 0.55088 | 0.55189
|  | 2.0781 | 0.5853 | 0.55663 | 0.55061 | 0.55232 | 0.55291
|  | 2.0789 | 0.58593 | 0.55804 | 0.55171 | 0.55373 | 0.55402
|  | 2.0798 | 0.58655 | 0.55902 | 0.55326 | 0.55465 | 0.55502
|  | 2.0806 | 0.58718 | 0.55976 | 0.55378 | 0.55545 | 0.5563
|  | 2.0814 | 0.58781 | 0.56115 | 0.55503 | 0.55705 | 0.5583
|  | 2.0823 | 0.58843 | 0.56318 | 0.5579 | 0.55935 | 0.56046
|  | 2.0831 | 0.58906 | 0.5644 | 0.5588 | 0.56066 | 0.56145
|  | 2.0839 | 0.58969 | 0.56436 | 0.55831 | 0.56046 | 0.56123
|  | 2.0848 | 0.59032 | 0.56339 | 0.55756 | 0.55926 | 0.56035
|  | 2.0856 | 0.59095 | 0.56286 | 0.55636 | 0.5587 | 0.56018
|  | 2.0865 | 0.59157 | 0.56378 | 0.55719 | 0.55985 | 0.56139
|  | 2.0873 | 0.5922 | 0.56516 | 0.55911 | 0.56144 | 0.56263
|  | 2.0881 | 0.59283 | 0.56679 | 0.56032 | 0.563 | 0.56384
|  | 2.089 | 0.59346 | 0.56822 | 0.56192 | 0.56415 | 0.56501
|  | 2.0898 | 0.59409 | 0.56816 | 0.56215 | 0.56404 | 0.56504
|  | 2.0907 | 0.59472 | 0.56761 | 0.5609 | 0.56377 | 0.56474
|  | 2.0915 | 0.59535 | 0.56782 | 0.56129 | 0.5643 | 0.56496
|  | 2.0924 | 0.59598 | 0.56809 | 0.56187 | 0.56475 | 0.56508
|  | 2.0932 | 0.59661 | 0.56833 | 0.56179 | 0.56493 | 0.56526
|  | 2.094 | 0.59724 | 0.56939 | 0.56344 | 0.56563 | 0.56633
|  | 2.0949 | 0.59787 | 0.57047 | 0.56465 | 0.56634 | 0.56746
|  | 2.0957 | 0.5985 | 0.57054 | 0.56424 | 0.56624 | 0.56759
|  | 2.0966 | 0.59913 | 0.56985 | 0.56419 | 0.56552 | 0.56695
|  | 2.0974 | 0.59976 | 0.56907 | 0.56348 | 0.5649 | 0.5663
|  | 2.0983 | 0.60039 | 0.56922 | 0.56302 | 0.56557 | 0.56655
|  | 2.0991 | 0.60102 | 0.57054 | 0.56447 | 0.56768 | 0.56784
|  | 2.1 | 0.60165 | 0.57247 | 0.56597 | 0.57017 | 0.56986
|  | 2.1008 | 0.60228 | 0.57394 | 0.56728 | 0.57165 | 0.57174
|  | 2.1017 | 0.60291 | 0.57402 | 0.56799 | 0.57147 | 0.57201
|  | 2.1025 | 0.60354 | 0.57417 | 0.56734 | 0.5716 | 0.57184
|  | 2.1034 | 0.60417 | 0.5756 | 0.56815 | 0.57328 | 0.57328
|  | 2.1042 | 0.60481 | 0.57669 | 0.56999 | 0.57459 | 0.57496
|  | 2.1051 | 0.60544 | 0.57659 | 0.56993 | 0.57467 | 0.57533
|  | 2.1059 | 0.60607 | 0.5761 | 0.56961 | 0.57441 | 0.57506
|  | 2.1068 | 0.6067 | 0.57581 | 0.56965 | 0.57418 | 0.57509
|  | 2.1077 | 0.60734 | 0.57613 | 0.56922 | 0.57449 | 0.57562
|  | 2.1085 | 0.60797 | 0.57736 | 0.57049 | 0.57593 | 0.57675
|  | 2.1094 | 0.6086 | 0.57871 | 0.57206 | 0.57754 | 0.57792
|  | 2.1102 | 0.60923 | 0.57929 | 0.57189 | 0.57813 | 0.5784
|  | 2.1111 | 0.60987 | 0.57996 | 0.57301 | 0.5787 | 0.5792
|  | 2.112 | 0.6105 | 0.58126 | 0.57483 | 0.58012 | 0.58081
|  | 2.1128 | 0.61113 | 0.58228 | 0.57517 | 0.58129 | 0.58196
|  | 2.1137 | 0.61177 | 0.58249 | 0.57562 | 0.58142 | 0.58196
|  | 2.1145 | 0.6124 | 0.58247 | 0.5757 | 0.58132 | 0.58161
|  | 2.1154 | 0.61304 | 0.58289 | 0.5756 | 0.58182 | 0.58173
|  | 2.1163 | 0.61367 | 0.58386 | 0.57715 | 0.58293 | 0.58266
|  | 2.1171 | 0.6143 | 0.58556 | 0.57896 | 0.58493 | 0.5846
|  | 2.118 | 0.61494 | 0.58801 | 0.58111 | 0.58775 | 0.58724
|  | 2.1189 | 0.61557 | 0.58951 | 0.58339 | 0.58938 | 0.589
|  | 2.1197 | 0.61621 | 0.58799 | 0.58168 | 0.58779 | 0.58797
|  | 2.1206 | 0.61684 | 0.58502 | 0.57805 | 0.58482 | 0.58532
|  | 2.1214 | 0.61748 | 0.58411 | 0.57745 | 0.58383 | 0.58429
|  | 2.1223 | 0.61811 | 0.58554 | 0.57851 | 0.58487 | 0.58535
|  | 2.1232 | 0.61875 | 0.58757 | 0.58043 | 0.58643 | 0.58692
|  | 2.1241 | 0.61938 | 0.58918 | 0.58285 | 0.58777 | 0.58813
|  | 2.1249 | 0.62002 | 0.59002 | 0.5835 | 0.58856 | 0.58883
|  | 2.1258 | 0.62065 | 0.59085 | 0.58431 | 0.58956 | 0.58967
|  | 2.1267 | 0.62129 | 0.59187 | 0.58555 | 0.59069 | 0.59058
|  | 2.1275 | 0.62193 | 0.59219 | 0.58497 | 0.59067 | 0.59083
|  | 2.1284 | 0.62256 | 0.59218 | 0.58489 | 0.59026 | 0.59103
|  | 2.1293 | 0.6232 | 0.59277 | 0.5859 | 0.59096 | 0.5919
|  | 2.1302 | 0.62383 | 0.59379 | 0.58643 | 0.59249 | 0.59315
|  | 2.1311 | 0.62447 | 0.59428 | 0.58732 | 0.59357 | 0.59385
|  | 2.1319 | 0.62511 | 0.59441 | 0.58765 | 0.59401 | 0.59407
|  | 2.1328 | 0.62574 | 0.59524 | 0.58772 | 0.59461 | 0.59477
|  | 2.1337 | 0.62638 | 0.59649 | 0.58976 | 0.59536 | 0.5958
|  | 2.1345 | 0.62702 | 0.59725 | 0.59134 | 0.59599 | 0.59647
|  | 2.1354 | 0.62765 | 0.59767 | 0.59136 | 0.59687 | 0.59695
|  | 2.1363 | 0.62829 | 0.59837 | 0.59231 | 0.59806 | 0.59767
|  | 2.1372 | 0.62893 | 0.59925 | 0.59295 | 0.59891 | 0.59845
|  | 2.1381 | 0.62957 | 0.59931 | 0.59236 | 0.59885 | 0.59848
|  | 2.139 | 0.6302 | 0.59856 | 0.59209 | 0.59828 | 0.59783
|  | 2.1398 | 0.63084 | 0.59839 | 0.59167 | 0.59823 | 0.59758
|  | 2.1407 | 0.63148 | 0.59906 | 0.59171 | 0.59877 | 0.59801
|  | 2.1416 | 0.63212 | 0.59922 | 0.59224 | 0.59882 | 0.59826
|  | 2.1425 | 0.63275 | 0.59798 | 0.59077 | 0.59763 | 0.59727
|  | 2.1434 | 0.63339 | 0.59616 | 0.58911 | 0.59588 | 0.59539
|  | 2.1443 | 0.63403 | 0.59576 | 0.58967 | 0.59544 | 0.59474
|  | 2.1452 | 0.63467 | 0.59784 | 0.59144 | 0.59743 | 0.59676
|  | 2.146 | 0.63531 | 0.60086 | 0.59433 | 0.60036 | 0.59986
|  | 2.1469 | 0.63595 | 0.60228 | 0.59614 | 0.60153 | 0.60117
|  | 2.1478 | 0.63658 | 0.60218 | 0.59532 | 0.60122 | 0.60081
|  | 2.1487 | 0.63722 | 0.60248 | 0.59564 | 0.60156 | 0.6011
|  | 2.1496 | 0.63786 | 0.60322 | 0.59683 | 0.60229 | 0.60206
|  | 2.1505 | 0.6385 | 0.6039 | 0.59686 | 0.60272 | 0.60285
|  | 2.1514 | 0.63914 | 0.60512 | 0.59837 | 0.60373 | 0.60404
|  | 2.1523 | 0.63978 | 0.60616 | 0.59984 | 0.60472 | 0.6051
|  | 2.1532 | 0.64042 | 0.6056 | 0.59875 | 0.60408 | 0.60466
|  | 2.1541 | 0.64106 | 0.60484 | 0.59863 | 0.6032 | 0.60397
|  | 2.155 | 0.6417 | 0.60598 | 0.59999 | 0.60421 | 0.60505
|  | 2.1559 | 0.64234 | 0.60778 | 0.60088 | 0.60598 | 0.60673
|  | 2.1568 | 0.64298 | 0.60832 | 0.602 | 0.60657 | 0.6072
|  | 2.1576 | 0.64361 | 0.60902 | 0.60311 | 0.60723 | 0.60793
|  | 2.1585 | 0.64425 | 0.6112 | 0.60473 | 0.60936 | 0.61001
|  | 2.1595 | 0.64489 | 0.61324 | 0.60696 | 0.6113 | 0.61166
|  | 2.1604 | 0.64553 | 0.61356 | 0.60677 | 0.61136 | 0.61167
|  | 2.1612 | 0.64617 | 0.61302 | 0.60576 | 0.6107 | 0.61115
|  | 2.1622 | 0.64681 | 0.61303 | 0.60669 | 0.61088 | 0.61134
|  | 2.1631 | 0.64745 | 0.61363 | 0.60718 | 0.6116 | 0.61223
|  | 2.1639 | 0.64809 | 0.61437 | 0.60757 | 0.61232 | 0.61324
|  | 2.1649 | 0.64873 | 0.61542 | 0.60916 | 0.61329 | 0.61417
|  | 2.1658 | 0.64937 | 0.61676 | 0.60985 | 0.61435 | 0.61498
|  | 2.1667 | 0.65001 | 0.61733 | 0.61019 | 0.6146 | 0.61517
|  | 2.1676 | 0.65065 | 0.61695 | 0.61074 | 0.61428 | 0.61475
|  | 2.1685 | 0.65129 | 0.61678 | 0.61027 | 0.61444 | 0.61454
|  | 2.1694 | 0.65194 | 0.6169 | 0.61013 | 0.61447 | 0.61464
|  | 2.1703 | 0.65258 | 0.6175 | 0.61093 | 0.61449 | 0.61536
|  | 2.1712 | 0.65322 | 0.61862 | 0.61157 | 0.61528 | 0.61653
|  | 2.1721 | 0.65386 | 0.61943 | 0.613 | 0.61596 | 0.61721
|  | 2.173 | 0.6545 | 0.6207 | 0.61504 | 0.61688 | 0.61838
|  | 2.1739 | 0.65514 | 0.62259 | 0.6163 | 0.61841 | 0.62025
|  | 2.1749 | 0.65578 | 0.62305 | 0.61672 | 0.61901 | 0.62051
|  | 2.1758 | 0.65642 | 0.62229 | 0.61582 | 0.61891 | 0.61937
|  | 2.1767 | 0.65706 | 0.62277 | 0.61561 | 0.6199 | 0.61955
|  | 2.1776 | 0.6577 | 0.62491 | 0.61823 | 0.62195 | 0.6216
|  | 2.1785 | 0.65834 | 0.6266 | 0.61981 | 0.62327 | 0.62329
|  | 2.1794 | 0.65898 | 0.62604 | 0.61857 | 0.62244 | 0.62279
|  | 2.1803 | 0.65963 | 0.62473 | 0.61795 | 0.6211 | 0.62156
|  | 2.1812 | 0.66027 | 0.62562 | 0.61911 | 0.62204 | 0.62237
|  | 2.1822 | 0.66091 | 0.62752 | 0.621 | 0.62385 | 0.62413
|  | 2.1831 | 0.66155 | 0.62791 | 0.62209 | 0.62416 | 0.62455
|  | 2.184 | 0.66219 | 0.62838 | 0.62188 | 0.62469 | 0.62527
|  | 2.1849 | 0.66283 | 0.63 | 0.62273 | 0.62635 | 0.62718
|  | 2.1858 | 0.66347 | 0.6303 | 0.62341 | 0.62672 | 0.62752
|  | 2.1868 | 0.66411 | 0.62886 | 0.62136 | 0.62543 | 0.62567
|  | 2.1877 | 0.66476 | 0.62828 | 0.6207 | 0.62493 | 0.6247
|  | 2.1886 | 0.6654 | 0.62962 | 0.62302 | 0.62615 | 0.62616
|  | 2.1895 | 0.66604 | 0.63156 | 0.62475 | 0.62789 | 0.62838
|  | 2.1905 | 0.66668 | 0.63262 | 0.62605 | 0.62882 | 0.62941
|  | 2.1914 | 0.66732 | 0.63305 | 0.62713 | 0.62911 | 0.62968
|  | 2.1923 | 0.66796 | 0.63365 | 0.627 | 0.62957 | 0.63037
|  | 2.1932 | 0.66861 | 0.63407 | 0.62747 | 0.62998 | 0.63102
|  | 2.1942 | 0.66925 | 0.63415 | 0.62795 | 0.63012 | 0.63126
|  | 2.1951 | 0.66989 | 0.63381 | 0.62695 | 0.62989 | 0.63106
|  | 2.196 | 0.67053 | 0.63299 | 0.62644 | 0.62916 | 0.63037
|  | 2.197 | 0.67117 | 0.63359 | 0.6272 | 0.62966 | 0.63093
|  | 2.1979 | 0.67181 | 0.63623 | 0.62903 | 0.63221 | 0.63342
|  | 2.1988 | 0.67246 | 0.63799 | 0.63119 | 0.63417 | 0.63512
|  | 2.1998 | 0.6731 | 0.6378 | 0.63103 | 0.63421 | 0.63499
|  | 2.2007 | 0.67374 | 0.63789 | 0.63065 | 0.63419 | 0.63517
|  | 2.2016 | 0.67438 | 0.63877 | 0.63246 | 0.63483 | 0.63618
|  | 2.2026 | 0.67502 | 0.6392 | 0.63302 | 0.63526 | 0.63681
|  | 2.2035 | 0.67566 | 0.63896 | 0.63225 | 0.63516 | 0.63668
|  | 2.2044 | 0.67631 | 0.63911 | 0.63299 | 0.63524 | 0.63664
|  | 2.2054 | 0.67695 | 0.64116 | 0.63479 | 0.63708 | 0.6383
|  | 2.2063 | 0.67759 | 0.64382 | 0.63705 | 0.63973 | 0.6407
|  | 2.2073 | 0.67823 | 0.64435 | 0.638 | 0.64043 | 0.64117
|  | 2.2082 | 0.67887 | 0.64358 | 0.63652 | 0.63978 | 0.64053
|  | 2.2091 | 0.67952 | 0.64381 | 0.63666 | 0.64004 | 0.64094
|  | 2.2101 | 0.68016 | 0.64547 | 0.63926 | 0.64167 | 0.64259
|  | 2.211 | 0.6808 | 0.64683 | 0.64003 | 0.64313 | 0.64372
|  | 2.212 | 0.68144 | 0.64619 | 0.63919 | 0.64266 | 0.64282
|  | 2.2129 | 0.68208 | 0.6451 | 0.6386 | 0.64156 | 0.6416
|  | 2.2138 | 0.68272 | 0.64512 | 0.63785 | 0.64148 | 0.6417
|  | 2.2148 | 0.68337 | 0.64496 | 0.63773 | 0.64133 | 0.64184
|  | 2.2157 | 0.68401 | 0.64456 | 0.63775 | 0.641 | 0.64182
|  | 2.2167 | 0.68465 | 0.64541 | 0.63799 | 0.64184 | 0.64288
|  | 2.2176 | 0.68529 | 0.64788 | 0.64097 | 0.64411 | 0.64525
|  | 2.2186 | 0.68593 | 0.65109 | 0.6446 | 0.64713 | 0.64821
|  | 2.2195 | 0.68657 | 0.65319 | 0.64605 | 0.64925 | 0.6502
|  | 2.2205 | 0.68722 | 0.65347 | 0.64685 | 0.64965 | 0.65061
|  | 2.2214 | 0.68786 | 0.65351 | 0.64691 | 0.64977 | 0.65067
|  | 2.2224 | 0.6885 | 0.65402 | 0.64666 | 0.65023 | 0.65083
|  | 2.2233 | 0.68914 | 0.65454 | 0.64782 | 0.65052 | 0.65103
|  | 2.2243 | 0.68978 | 0.65539 | 0.64864 | 0.65109 | 0.65194
|  | 2.2252 | 0.69042 | 0.65619 | 0.64896 | 0.6518 | 0.65298
|  | 2.2262 | 0.69106 | 0.65621 | 0.64974 | 0.65199 | 0.65301
|  | 2.2272 | 0.69171 | 0.65605 | 0.64931 | 0.65205 | 0.65268
|  | 2.2281 | 0.69235 | 0.65596 | 0.64905 | 0.65186 | 0.65257
|  | 2.2291 | 0.69299 | 0.65609 | 0.65026 | 0.65151 | 0.65278
|  | 2.23 | 0.69363 | 0.65714 | 0.65093 | 0.6523 | 0.6538
|  | 2.231 | 0.69427 | 0.65873 | 0.65201 | 0.65414 | 0.65527
|  | 2.232 | 0.69491 | 0.66041 | 0.65389 | 0.65607 | 0.65693
|  | 2.2329 | 0.69555 | 0.66185 | 0.65429 | 0.65761 | 0.65855
|  | 2.2339 | 0.69619 | 0.66226 | 0.65462 | 0.65823 | 0.65918
|  | 2.2348 | 0.69683 | 0.66185 | 0.65509 | 0.65809 | 0.65863
|  | 2.2358 | 0.69748 | 0.66139 | 0.6543 | 0.65781 | 0.65778
|  | 2.2368 | 0.69812 | 0.66164 | 0.65516 | 0.65807 | 0.65787
|  | 2.2377 | 0.69876 | 0.66274 | 0.65696 | 0.65905 | 0.65913
|  | 2.2387 | 0.6994 | 0.66415 | 0.65743 | 0.66042 | 0.66072
|  | 2.2397 | 0.70004 | 0.66585 | 0.65938 | 0.66213 | 0.66248
|  | 2.2406 | 0.70068 | 0.66734 | 0.66132 | 0.66368 | 0.66402
|  | 2.2416 | 0.70132 | 0.66775 | 0.66115 | 0.66426 | 0.66451
|  | 2.2426 | 0.70196 | 0.66773 | 0.66166 | 0.66417 | 0.66452
|  | 2.2435 | 0.7026 | 0.66801 | 0.662 | 0.66392 | 0.66472
|  | 2.2445 | 0.70324 | 0.668 | 0.66142 | 0.66358 | 0.6646
|  | 2.2455 | 0.70388 | 0.66821 | 0.66226 | 0.66413 | 0.66478
|  | 2.2465 | 0.70452 | 0.66998 | 0.66354 | 0.66645 | 0.66657
|  | 2.2474 | 0.70516 | 0.67192 | 0.66465 | 0.66851 | 0.66861
|  | 2.2484 | 0.7058 | 0.67232 | 0.66581 | 0.66853 | 0.66916
|  | 2.2494 | 0.70644 | 0.67212 | 0.66532 | 0.66777 | 0.66909
|  | 2.2504 | 0.70708 | 0.67253 | 0.66532 | 0.66801 | 0.66956
|  | 2.2513 | 0.70772 | 0.67371 | 0.66745 | 0.66953 | 0.67072
|  | 2.2523 | 0.70836 | 0.67522 | 0.66862 | 0.6713 | 0.67227
|  | 2.2533 | 0.709 | 0.67591 | 0.66901 | 0.67193 | 0.67313
|  | 2.2543 | 0.70964 | 0.67517 | 0.66901 | 0.67107 | 0.67253
|  | 2.2553 | 0.71028 | 0.67459 | 0.66812 | 0.6704 | 0.67184
|  | 2.2562 | 0.71092 | 0.67586 | 0.66969 | 0.67162 | 0.67274
|  | 2.2572 | 0.71156 | 0.67803 | 0.67253 | 0.67396 | 0.67452
|  | 2.2582 | 0.7122 | 0.67902 | 0.67275 | 0.67529 | 0.67546
|  | 2.2592 | 0.71284 | 0.67865 | 0.67262 | 0.67513 | 0.67531
|  | 2.2602 | 0.71348 | 0.67889 | 0.67324 | 0.6753 | 0.67553
|  | 2.2612 | 0.71412 | 0.68075 | 0.67411 | 0.67689 | 0.67721
|  | 2.2621 | 0.71476 | 0.68303 | 0.6767 | 0.67895 | 0.6796
|  | 2.2631 | 0.71539 | 0.68417 | 0.67787 | 0.68009 | 0.68102
|  | 2.2641 | 0.71603 | 0.68367 | 0.67598 | 0.67954 | 0.68062
|  | 2.2651 | 0.71667 | 0.68321 | 0.67574 | 0.67894 | 0.6801
|  | 2.2661 | 0.71731 | 0.68379 | 0.67665 | 0.67947 | 0.68058
|  | 2.2671 | 0.71795 | 0.68374 | 0.6763 | 0.67945 | 0.68043
|  | 2.2681 | 0.71859 | 0.68314 | 0.67653 | 0.67899 | 0.67976
|  | 2.2691 | 0.71922 | 0.68389 | 0.6771 | 0.67994 | 0.68038
|  | 2.2701 | 0.71986 | 0.68592 | 0.67858 | 0.68206 | 0.68236
|  | 2.2711 | 0.7205 | 0.68738 | 0.68095 | 0.68363 | 0.68398
|  | 2.2721 | 0.72114 | 0.68756 | 0.68098 | 0.68393 | 0.68433
|  | 2.2731 | 0.72178 | 0.68787 | 0.68103 | 0.68415 | 0.68478
|  | 2.274 | 0.72241 | 0.68862 | 0.68256 | 0.68469 | 0.68583
|  | 2.275 | 0.72305 | 0.68891 | 0.6822 | 0.68499 | 0.68643
|  | 2.2761 | 0.72369 | 0.68971 | 0.68263 | 0.68609 | 0.68722
|  | 2.2771 | 0.72432 | 0.69166 | 0.68523 | 0.68826 | 0.68882
|  | 2.278 | 0.72496 | 0.69352 | 0.68642 | 0.69001 | 0.69017
|  | 2.279 | 0.7256 | 0.69459 | 0.68755 | 0.69089 | 0.69087
|  | 2.2801 | 0.72623 | 0.69482 | 0.68851 | 0.69098 | 0.69103
|  | 2.2811 | 0.72687 | 0.69421 | 0.68727 | 0.69019 | 0.69062
|  | 2.2821 | 0.72751 | 0.69372 | 0.68712 | 0.68956 | 0.69054
|  | 2.2831 | 0.72814 | 0.69477 | 0.68858 | 0.69059 | 0.69205
|  | 2.2841 | 0.72878 | 0.69675 | 0.68963 | 0.69259 | 0.6941
|  | 2.2851 | 0.72942 | 0.69717 | 0.6906 | 0.69308 | 0.69412
|  | 2.2861 | 0.73005 | 0.69612 | 0.69003 | 0.69223 | 0.69284
|  | 2.2871 | 0.73069 | 0.69623 | 0.68936 | 0.69256 | 0.69306
|  | 2.2881 | 0.73132 | 0.69812 | 0.69184 | 0.6945 | 0.69508
|  | 2.2891 | 0.73196 | 0.70023 | 0.69394 | 0.69651 | 0.69726
|  | 2.2901 | 0.73259 | 0.7014 | 0.69405 | 0.69758 | 0.69838
|  | 2.2911 | 0.73323 | 0.70201 | 0.69512 | 0.69815 | 0.69874
|  | 2.2921 | 0.73386 | 0.70263 | 0.69581 | 0.69878 | 0.69919
|  | 2.2932 | 0.7345 | 0.70292 | 0.69607 | 0.69909 | 0.69964
|  | 2.2942 | 0.73513 | 0.7031 | 0.69735 | 0.69927 | 0.70011
|  | 2.2952 | 0.73577 | 0.7034 | 0.69721 | 0.69951 | 0.70049
|  | 2.2962 | 0.7364 | 0.70312 | 0.6964 | 0.69915 | 0.70004
|  | 2.2972 | 0.73704 | 0.70276 | 0.69678 | 0.69873 | 0.69945
|  | 2.2982 | 0.73767 | 0.70354 | 0.69704 | 0.69948 | 0.70016
|  | 2.2993 | 0.7383 | 0.70528 | 0.69867 | 0.70133 | 0.70192
|  | 2.3003 | 0.73894 | 0.70707 | 0.70112 | 0.7032 | 0.70368
|  | 2.3013 | 0.73957 | 0.70813 | 0.70114 | 0.70412 | 0.70467
|  | 2.3023 | 0.7402 | 0.70818 | 0.70098 | 0.70392 | 0.70481
|  | 2.3034 | 0.74084 | 0.70789 | 0.70146 | 0.70356 | 0.70471
|  | 2.3044 | 0.74147 | 0.70779 | 0.70075 | 0.70355 | 0.70463
|  | 2.3054 | 0.7421 | 0.70829 | 0.70145 | 0.70401 | 0.70504
|  | 2.3064 | 0.74274 | 0.71008 | 0.70359 | 0.70566 | 0.70682
|  | 2.3074 | 0.74337 | 0.71227 | 0.705 | 0.70796 | 0.70904
|  | 2.3085 | 0.744 | 0.71281 | 0.70614 | 0.7089 | 0.70949
|  | 2.3095 | 0.74463 | 0.71235 | 0.70597 | 0.70877 | 0.70893
|  | 2.3105 | 0.74526 | 0.71311 | 0.70598 | 0.70954 | 0.70974
|  | 2.3116 | 0.74589 | 0.71505 | 0.70867 | 0.71131 | 0.71177
|  | 2.3126 | 0.74653 | 0.71675 | 0.71032 | 0.71287 | 0.71346
|  | 2.3136 | 0.74716 | 0.71779 | 0.71049 | 0.71382 | 0.71445
|  | 2.3147 | 0.74779 | 0.71814 | 0.71161 | 0.71428 | 0.71488
|  | 2.3157 | 0.74842 | 0.71763 | 0.71078 | 0.71415 | 0.7145
|  | 2.3167 | 0.74905 | 0.71722 | 0.70965 | 0.714 | 0.71408
|  | 2.3178 | 0.74968 | 0.71786 | 0.71131 | 0.71446 | 0.71458
|  | 2.3188 | 0.75031 | 0.7188 | 0.71213 | 0.71515 | 0.71546
|  | 2.3198 | 0.75094 | 0.71902 | 0.712 | 0.71541 | 0.71589
|  | 2.3209 | 0.75157 | 0.71884 | 0.71255 | 0.71529 | 0.71602
|  | 2.3219 | 0.7522 | 0.71954 | 0.71269 | 0.71596 | 0.71677
|  | 2.323 | 0.75283 | 0.72101 | 0.71422 | 0.71746 | 0.71814
|  | 2.324 | 0.75346 | 0.72188 | 0.71589 | 0.71829 | 0.71908
|  | 2.325 | 0.75409 | 0.72232 | 0.71545 | 0.7186 | 0.71968
|  | 2.3261 | 0.75471 | 0.72404 | 0.71733 | 0.72028 | 0.72144
|  | 2.3271 | 0.75534 | 0.72717 | 0.72122 | 0.72354 | 0.72454
|  | 2.3282 | 0.75597 | 0.72893 | 0.72201 | 0.72541 | 0.72623
|  | 2.3292 | 0.7566 | 0.72811 | 0.72134 | 0.72463 | 0.72523
|  | 2.3303 | 0.75723 | 0.72718 | 0.72088 | 0.72366 | 0.72412
|  | 2.3313 | 0.75785 | 0.72729 | 0.72014 | 0.72356 | 0.72413
|  | 2.3324 | 0.75848 | 0.72754 | 0.72098 | 0.72364 | 0.72423
|  | 2.3334 | 0.75911 | 0.72873 | 0.72257 | 0.7249 | 0.72528
|  | 2.3345 | 0.75973 | 0.73102 | 0.72405 | 0.72718 | 0.72773
|  | 2.3355 | 0.76036 | 0.73189 | 0.72544 | 0.72792 | 0.72891
|  | 2.3366 | 0.76099 | 0.73141 | 0.72487 | 0.72742 | 0.72847
|  | 2.3376 | 0.76161 | 0.73214 | 0.72504 | 0.72829 | 0.72903
|  | 2.3387 | 0.76224 | 0.7335 | 0.72725 | 0.72978 | 0.73028
|  | 2.3397 | 0.76286 | 0.73358 | 0.72673 | 0.72989 | 0.73044
|  | 2.3408 | 0.76349 | 0.73343 | 0.72573 | 0.72978 | 0.73035
|  | 2.3418 | 0.76411 | 0.73467 | 0.72801 | 0.73105 | 0.7316
|  | 2.3429 | 0.76474 | 0.73638 | 0.72967 | 0.73271 | 0.73342
|  | 2.344 | 0.76536 | 0.7373 | 0.73053 | 0.73361 | 0.73447
|  | 2.345 | 0.76599 | 0.73758 | 0.73165 | 0.73401 | 0.73477
|  | 2.3461 | 0.76661 | 0.73793 | 0.73112 | 0.73448 | 0.73502
|  | 2.3471 | 0.76723 | 0.73911 | 0.73205 | 0.73569 | 0.73613
|  | 2.3482 | 0.76786 | 0.741 | 0.73472 | 0.73768 | 0.73814
|  | 2.3493 | 0.76848 | 0.74217 | 0.73526 | 0.73887 | 0.73945
|  | 2.3503 | 0.7691 | 0.74168 | 0.73521 | 0.7382 | 0.73882
|  | 2.3514 | 0.76973 | 0.74077 | 0.73495 | 0.73708 | 0.73767
|  | 2.3525 | 0.77035 | 0.74096 | 0.73405 | 0.73705 | 0.73785
|  | 2.3535 | 0.77097 | 0.74181 | 0.73537 | 0.73777 | 0.73886
|  | 2.3546 | 0.77159 | 0.74225 | 0.73643 | 0.73831 | 0.73943
|  | 2.3557 | 0.77221 | 0.74232 | 0.7355 | 0.73843 | 0.73947
|  | 2.3567 | 0.77283 | 0.74284 | 0.73648 | 0.73882 | 0.73988
|  | 2.3578 | 0.77345 | 0.74398 | 0.73784 | 0.73988 | 0.74114
|  | 2.3589 | 0.77407 | 0.74538 | 0.73846 | 0.74145 | 0.74283
|  | 2.36 | 0.77469 | 0.7472 | 0.74099 | 0.74352 | 0.74483
|  | 2.361 | 0.77531 | 0.74872 | 0.74238 | 0.7451 | 0.74628
|  | 2.3621 | 0.77593 | 0.74914 | 0.74223 | 0.74547 | 0.7465
|  | 2.3632 | 0.77655 | 0.74949 | 0.74359 | 0.74585 | 0.74678
|  | 2.3643 | 0.77717 | 0.75013 | 0.74372 | 0.74638 | 0.74754
|  | 2.3653 | 0.77779 | 0.74993 | 0.7428 | 0.74588 | 0.74736
|  | 2.3664 | 0.77841 | 0.74959 | 0.7434 | 0.74538 | 0.74675
|  | 2.3675 | 0.77903 | 0.75072 | 0.74413 | 0.74655 | 0.74757
|  | 2.3686 | 0.77964 | 0.75241 | 0.74571 | 0.74838 | 0.7492
|  | 2.3697 | 0.78026 | 0.7533 | 0.74749 | 0.74949 | 0.75011
|  | 2.3708 | 0.78088 | 0.75419 | 0.74751 | 0.7505 | 0.75093
|  | 2.3718 | 0.7815 | 0.75569 | 0.74905 | 0.75205 | 0.75245
|  | 2.3729 | 0.78211 | 0.75715 | 0.75161 | 0.75361 | 0.75398
|  | 2.374 | 0.78273 | 0.75843 | 0.75218 | 0.7549 | 0.75522
|  | 2.3751 | 0.78334 | 0.75969 | 0.75334 | 0.7561 | 0.75644
|  | 2.3762 | 0.78396 | 0.76042 | 0.7541 | 0.75683 | 0.75732
|  | 2.3773 | 0.78457 | 0.76029 | 0.75304 | 0.75672 | 0.75749
|  | 2.3784 | 0.78519 | 0.76009 | 0.75403 | 0.75664 | 0.75755
|  | 2.3795 | 0.7858 | 0.76042 | 0.75534 | 0.75717 | 0.75799
|  | 2.3805 | 0.78642 | 0.7608 | 0.75488 | 0.75765 | 0.75838
|  | 2.3816 | 0.78703 | 0.76083 | 0.75536 | 0.75774 | 0.7584
|  | 2.3827 | 0.78765 | 0.76073 | 0.75494 | 0.75764 | 0.75823
|  | 2.3838 | 0.78826 | 0.7614 | 0.75426 | 0.75824 | 0.7588
|  | 2.3849 | 0.78887 | 0.76389 | 0.75721 | 0.76081 | 0.76126
|  | 2.386 | 0.78948 | 0.76712 | 0.76018 | 0.7641 | 0.76444
|  | 2.3871 | 0.7901 | 0.76844 | 0.76089 | 0.76524 | 0.76553
|  | 2.3882 | 0.79071 | 0.76739 | 0.76073 | 0.76409 | 0.76423
|  | 2.3893 | 0.79132 | 0.76619 | 0.75895 | 0.76307 | 0.76301
|  | 2.3904 | 0.79193 | 0.76638 | 0.75872 | 0.76334 | 0.76342
|  | 2.3915 | 0.79254 | 0.76706 | 0.76072 | 0.76375 | 0.76435
|  | 2.3926 | 0.79315 | 0.76686 | 0.76018 | 0.76325 | 0.76421
|  | 2.3937 | 0.79376 | 0.76638 | 0.75953 | 0.7627 | 0.76364
|  | 2.3948 | 0.79437 | 0.76713 | 0.76119 | 0.76346 | 0.7642
|  | 2.396 | 0.79498 | 0.76843 | 0.7619 | 0.76466 | 0.76513
|  | 2.3971 | 0.79559 | 0.76887 | 0.76263 | 0.76488 | 0.76528
|  | 2.3982 | 0.7962 | 0.76939 | 0.76379 | 0.76523 | 0.76586
|  | 2.3993 | 0.7968 | 0.77107 | 0.7643 | 0.76686 | 0.76794
|  | 2.4004 | 0.79741 | 0.77267 | 0.76613 | 0.76851 | 0.77
|  | 2.4015 | 0.79802 | 0.77337 | 0.7673 | 0.76936 | 0.77088
|  | 2.4026 | 0.79863 | 0.77403 | 0.76695 | 0.77023 | 0.7714
|  | 2.4037 | 0.79923 | 0.77517 | 0.76865 | 0.77138 | 0.77225
|  | 2.4048 | 0.79984 | 0.77645 | 0.77007 | 0.77254 | 0.77327
|  | 2.4059 | 0.80044 | 0.77719 | 0.76967 | 0.77341 | 0.77397
|  | 2.4071 | 0.80105 | 0.7769 | 0.77015 | 0.77339 | 0.77372
|  | 2.4082 | 0.80165 | 0.77626 | 0.76976 | 0.77285 | 0.77299
|  | 2.4093 | 0.80226 | 0.77647 | 0.76944 | 0.77301 | 0.77305
|  | 2.4104 | 0.80286 | 0.77766 | 0.77156 | 0.77408 | 0.77419
|  | 2.4116 | 0.80347 | 0.77918 | 0.7725 | 0.77547 | 0.77587
|  | 2.4127 | 0.80407 | 0.7805 | 0.77298 | 0.77664 | 0.77745
|  | 2.4138 | 0.80467 | 0.78144 | 0.77516 | 0.77741 | 0.7784
|  | 2.4149 | 0.80528 | 0.78247 | 0.77609 | 0.77838 | 0.77906
|  | 2.416 | 0.80588 | 0.78366 | 0.77703 | 0.77971 | 0.77996
|  | 2.4172 | 0.80648 | 0.7842 | 0.77826 | 0.78039 | 0.78056
|  | 2.4183 | 0.80708 | 0.78446 | 0.77735 | 0.78071 | 0.78096
|  | 2.4194 | 0.80768 | 0.78492 | 0.77762 | 0.78137 | 0.78168
|  | 2.4206 | 0.80828 | 0.78488 | 0.77888 | 0.78162 | 0.78211
|  | 2.4217 | 0.80888 | 0.78447 | 0.77806 | 0.78132 | 0.78195
|  | 2.4228 | 0.80948 | 0.78461 | 0.77852 | 0.78118 | 0.78195
|  | 2.424 | 0.81008 | 0.78494 | 0.77923 | 0.78104 | 0.78218
|  | 2.4251 | 0.81068 | 0.7851 | 0.77799 | 0.78095 | 0.78237
|  | 2.4262 | 0.81128 | 0.78625 | 0.7796 | 0.78234 | 0.78323
|  | 2.4274 | 0.81188 | 0.78815 | 0.78228 | 0.78469 | 0.78472
|  | 2.4285 | 0.81247 | 0.7893 | 0.78261 | 0.78594 | 0.78597
|  | 2.4296 | 0.81307 | 0.7903 | 0.7841 | 0.78688 | 0.7875
|  | 2.4308 | 0.81367 | 0.79162 | 0.7852 | 0.78834 | 0.78922
|  | 2.4319 | 0.81426 | 0.79245 | 0.78491 | 0.7894 | 0.79006
|  | 2.4331 | 0.81486 | 0.79275 | 0.78613 | 0.78986 | 0.7901
|  | 2.4342 | 0.81545 | 0.79307 | 0.78644 | 0.79021 | 0.79007
|  | 2.4353 | 0.81605 | 0.79389 | 0.78657 | 0.79089 | 0.79064
|  | 2.4365 | 0.81664 | 0.79475 | 0.78849 | 0.79159 | 0.7915
|  | 2.4376 | 0.81724 | 0.79491 | 0.78834 | 0.7915 | 0.79177
|  | 2.4388 | 0.81783 | 0.79537 | 0.78842 | 0.79152 | 0.79233
|  | 2.4399 | 0.81842 | 0.79689 | 0.79111 | 0.79271 | 0.79389
|  | 2.4411 | 0.81901 | 0.79837 | 0.79196 | 0.79422 | 0.79534
|  | 2.4422 | 0.81961 | 0.79913 | 0.79232 | 0.7952 | 0.79613
|  | 2.4434 | 0.8202 | 0.79972 | 0.79367 | 0.79594 | 0.79687
|  | 2.4445 | 0.82079 | 0.80013 | 0.79316 | 0.79644 | 0.79742
|  | 2.4457 | 0.82138 | 0.79993 | 0.79314 | 0.79637 | 0.7971
|  | 2.4468 | 0.82197 | 0.79993 | 0.79402 | 0.79648 | 0.79662
|  | 2.448 | 0.82256 | 0.80058 | 0.79351 | 0.79722 | 0.79695
|  | 2.4491 | 0.82315 | 0.80113 | 0.79438 | 0.79779 | 0.7977
|  | 2.4503 | 0.82374 | 0.8015 | 0.79566 | 0.79802 | 0.79836
|  | 2.4515 | 0.82432 | 0.80221 | 0.79556 | 0.79866 | 0.79916
|  | 2.4526 | 0.82491 | 0.8038 | 0.79774 | 0.80039 | 0.80077
|  | 2.4538 | 0.8255 | 0.80594 | 0.80002 | 0.80269 | 0.80299
|  | 2.4549 | 0.82609 | 0.8074 | 0.80024 | 0.80414 | 0.8046
|  | 2.4561 | 0.82667 | 0.80759 | 0.80125 | 0.80422 | 0.80496
|  | 2.4573 | 0.82726 | 0.80708 | 0.80087 | 0.80358 | 0.80453
|  | 2.4584 | 0.82784 | 0.80715 | 0.79994 | 0.80357 | 0.80449
|  | 2.4596 | 0.82843 | 0.80815 | 0.80179 | 0.80453 | 0.80528
|  | 2.4608 | 0.82901 | 0.8088 | 0.80224 | 0.80511 | 0.80575
|  | 2.4619 | 0.82959 | 0.80871 | 0.80167 | 0.80508 | 0.80575
|  | 2.4631 | 0.83018 | 0.80887 | 0.80307 | 0.80555 | 0.80618
|  | 2.4643 | 0.83076 | 0.80947 | 0.80304 | 0.80646 | 0.80686
|  | 2.4655 | 0.83134 | 0.8103 | 0.80327 | 0.80728 | 0.80768
|  | 2.4666 | 0.83192 | 0.81142 | 0.80544 | 0.80826 | 0.8088
|  | 2.4678 | 0.8325 | 0.81269 | 0.806 | 0.80962 | 0.8098
|  | 2.469 | 0.83309 | 0.81397 | 0.80721 | 0.81113 | 0.81066
|  | 2.4701 | 0.83366 | 0.81563 | 0.80997 | 0.81272 | 0.81207
|  | 2.4713 | 0.83424 | 0.81715 | 0.81073 | 0.81382 | 0.81349
|  | 2.4725 | 0.83482 | 0.81705 | 0.81094 | 0.81341 | 0.81351
|  | 2.4737 | 0.8354 | 0.81664 | 0.81121 | 0.81301 | 0.81347
|  | 2.4749 | 0.83598 | 0.81796 | 0.81143 | 0.81443 | 0.81513
|  | 2.476 | 0.83656 | 0.81929 | 0.81344 | 0.81591 | 0.81655
|  | 2.4772 | 0.83713 | 0.81925 | 0.81377 | 0.81613 | 0.8164
|  | 2.4784 | 0.83771 | 0.81906 | 0.81196 | 0.81608 | 0.81601
|  | 2.4796 | 0.83829 | 0.81938 | 0.81276 | 0.81617 | 0.81614
|  | 2.4808 | 0.83886 | 0.81999 | 0.81382 | 0.81643 | 0.81675
|  | 2.482 | 0.83943 | 0.82086 | 0.81411 | 0.8172 | 0.81782
|  | 2.4832 | 0.84001 | 0.82193 | 0.81636 | 0.81824 | 0.81901
|  | 2.4844 | 0.84058 | 0.82267 | 0.81681 | 0.81886 | 0.81975
|  | 2.4855 | 0.84115 | 0.82322 | 0.81611 | 0.81947 | 0.82021
|  | 2.4867 | 0.84173 | 0.8241 | 0.8177 | 0.82057 | 0.8209
|  | 2.4879 | 0.8423 | 0.82475 | 0.81793 | 0.82129 | 0.82156
|  | 2.4891 | 0.84287 | 0.82498 | 0.81791 | 0.82133 | 0.8221
|  | 2.4903 | 0.84344 | 0.82574 | 0.81995 | 0.82184 | 0.82306
|  | 2.4915 | 0.84401 | 0.82724 | 0.82071 | 0.82342 | 0.82443
|  | 2.4927 | 0.84458 | 0.82837 | 0.8216 | 0.82502 | 0.82529
|  | 2.4939 | 0.84515 | 0.82836 | 0.82275 | 0.82537 | 0.82514
|  | 2.4951 | 0.84572 | 0.82822 | 0.82179 | 0.82523 | 0.82501
|  | 2.4963 | 0.84628 | 0.82948 | 0.82319 | 0.82634 | 0.82632
|  | 2.4975 | 0.84685 | 0.83123 | 0.82578 | 0.82799 | 0.82815
|  | 2.4987 | 0.84742 | 0.83167 | 0.82509 | 0.82839 | 0.82863
|  | 2.4999 | 0.84798 | 0.83163 | 0.82544 | 0.82829 | 0.82842
|  | 2.5011 | 0.84855 | 0.83242 | 0.82706 | 0.82905 | 0.82895
|  | 2.5023 | 0.84911 | 0.83337 | 0.82707 | 0.83016 | 0.82971
|  | 2.5035 | 0.84968 | 0.83436 | 0.82855 | 0.83133 | 0.8307
|  | 2.5048 | 0.85024 | 0.83582 | 0.83002 | 0.83279 | 0.83247
|  | 2.506 | 0.8508 | 0.8365 | 0.82954 | 0.83335 | 0.83353
|  | 2.5072 | 0.85137 | 0.83587 | 0.82988 | 0.83266 | 0.83315
|  | 2.5084 | 0.85193 | 0.83566 | 0.82954 | 0.83265 | 0.83322
|  | 2.5096 | 0.85249 | 0.83607 | 0.82889 | 0.83333 | 0.83376
|  | 2.5108 | 0.85305 | 0.83613 | 0.83012 | 0.83324 | 0.83354
|  | 2.512 | 0.85361 | 0.83631 | 0.8301 | 0.8329 | 0.8335
|  | 2.5133 | 0.85417 | 0.83797 | 0.83093 | 0.83411 | 0.83535
|  | 2.5145 | 0.85473 | 0.84108 | 0.83499 | 0.83704 | 0.83848
|  | 2.5157 | 0.85529 | 0.84293 | 0.83634 | 0.839 | 0.84003
|  | 2.5169 | 0.85584 | 0.84272 | 0.83586 | 0.8389 | 0.83958
|  | 2.5181 | 0.8564 | 0.84278 | 0.83667 | 0.83901 | 0.83947
|  | 2.5194 | 0.85696 | 0.84263 | 0.83541 | 0.839 | 0.83925
|  | 2.5206 | 0.85751 | 0.84196 | 0.83513 | 0.83841 | 0.83871
|  | 2.5218 | 0.85807 | 0.84323 | 0.83766 | 0.83971 | 0.84014
|  | 2.523 | 0.85862 | 0.84553 | 0.83857 | 0.84201 | 0.84233
|  | 2.5243 | 0.85917 | 0.84554 | 0.83847 | 0.84186 | 0.84211
|  | 2.5255 | 0.85973 | 0.84462 | 0.83828 | 0.84079 | 0.84117
|  | 2.5267 | 0.86028 | 0.84464 | 0.83743 | 0.84092 | 0.84123
|  | 2.528 | 0.86083 | 0.84469 | 0.83842 | 0.84117 | 0.84129
|  | 2.5292 | 0.86138 | 0.84547 | 0.83976 | 0.84187 | 0.84196
|  | 2.5304 | 0.86193 | 0.84833 | 0.84113 | 0.84432 | 0.8443
|  | 2.5317 | 0.86248 | 0.85139 | 0.84445 | 0.84694 | 0.84672
|  | 2.5329 | 0.86303 | 0.85132 | 0.844 | 0.84676 | 0.84663
|  | 2.5341 | 0.86358 | 0.85176 | 0.8429 | 0.84724 | 0.84724
|  | 2.5354 | 0.86413 | 0.85427 | 0.84595 | 0.84977 | 0.84962
|  | 2.5366 | 0.86467 | 0.85233 | 0.84404 | 0.84811 | 0.84798
|  | 2.5379 | 0.86522 | 0.84855 | 0.84057 | 0.84492 | 0.84482
|  | 2.5391 | 0.86577 | 0.84876 | 0.84243 | 0.84577 | 0.84534
|  | 2.5403 | 0.86631 | 0.85248 | 0.8452 | 0.84968 | 0.84909
|  | 2.5416 | 0.86685 | 0.85902 | 0.85052 | 0.85556 | 0.85515
|  | 2.5428 | 0.8674 | 0.86217 | 0.85495 | 0.8578 | 0.85745
|  | 2.5441 | 0.86794 | 0.85699 | 0.84993 | 0.85242 | 0.85204
|  | 2.5453 | 0.86848 | 0.85353 | 0.84725 | 0.84919 | 0.84888
|  | 2.5466 | 0.86902 | 0.85661 | 0.85167 | 0.85242 | 0.85194
|  | 2.5478 | 0.86956 | 0.85838 | 0.8522 | 0.85439 | 0.8537
|  | 2.5491 | 0.8701 | 0.85671 | 0.85029 | 0.85281 | 0.85231
|  | 2.5503 | 0.87064 | 0.85868 | 0.85265 | 0.85433 | 0.85393
|  | 2.5516 | 0.87118 | 0.86235 | 0.85492 | 0.85741 | 0.8568
|  | 2.5528 | 0.87172 | 0.85997 | 0.85345 | 0.85507 | 0.85462
|  | 2.5541 | 0.87226 | 0.85447 | 0.84888 | 0.85028 | 0.85043
|  | 2.5554 | 0.87279 | 0.85377 | 0.84721 | 0.85034 | 0.85071
|  | 2.5566 | 0.87333 | 0.85687 | 0.85103 | 0.85386 | 0.85401
|  | 2.5579 | 0.87387 | 0.86192 | 0.85589 | 0.85875 | 0.85857
|  | 2.5591 | 0.8744 | 0.87107 | 0.86273 | 0.86699 | 0.86602
|  | 2.5604 | 0.87493 | 0.88016 | 0.8718 | 0.87456 | 0.87228
|  | 2.5617 | 0.87547 | 0.87873 | 0.87138 | 0.87206 | 0.86918
|  | 2.5629 | 0.876 | 0.87004 | 0.86249 | 0.86363 | 0.86113
|  | 2.5642 | 0.87653 | 0.8622 | 0.85492 | 0.85681 | 0.85496
|  | 2.5655 | 0.87706 | 0.8574 | 0.84908 | 0.85301 | 0.85216
|  | 2.5667 | 0.87759 | 0.86125 | 0.85325 | 0.85715 | 0.85683
|  | 2.568 | 0.87812 | 0.87101 | 0.86534 | 0.86644 | 0.86566
|  | 2.5693 | 0.87865 | 0.87223 | 0.86677 | 0.8673 | 0.86609
|  | 2.5706 | 0.87918 | 0.86476 | 0.8595 | 0.86006 | 0.85944
|  | 2.5718 | 0.8797 | 0.86788 | 0.86439 | 0.86323 | 0.86278
|  | 2.5731 | 0.88023 | 0.87475 | 0.87056 | 0.87013 | 0.86876
|  | 2.5744 | 0.88076 | 0.87324 | 0.86823 | 0.86875 | 0.86654
|  | 2.5757 | 0.88128 | 0.87343 | 0.86891 | 0.86833 | 0.86609
|  | 2.577 | 0.8818 | 0.87061 | 0.86532 | 0.86523 | 0.86359
|  | 2.5782 | 0.88233 | 0.86437 | 0.85987 | 0.85986 | 0.85903
|  | 2.5795 | 0.88285 | 0.87008 | 0.86626 | 0.8659 | 0.86516
|  | 2.5808 | 0.88337 | 0.8798 | 0.87467 | 0.87486 | 0.87348
|  | 2.5821 | 0.88389 | 0.88356 | 0.87839 | 0.87752 | 0.87512
|  | 2.5834 | 0.88441 | 0.88082 | 0.87514 | 0.87438 | 0.87095
|  | 2.5847 | 0.88493 | 0.87243 | 0.86493 | 0.86648 | 0.86339
|  | 2.5859 | 0.88545 | 0.87366 | 0.86647 | 0.8677 | 0.86543
|  | 2.5872 | 0.88597 | 0.87969 | 0.87171 | 0.87314 | 0.87079
|  | 2.5885 | 0.88649 | 0.87424 | 0.8662 | 0.86803 | 0.86594
|  | 2.5898 | 0.887 | 0.8694 | 0.86404 | 0.86424 | 0.86322
|  | 2.5911 | 0.88752 | 0.87622 | 0.87042 | 0.87139 | 0.87075
|  | 2.5924 | 0.88803 | 0.89106 | 0.88242 | 0.88524 | 0.88357
|  | 2.5937 | 0.88855 | 0.90713 | 0.89743 | 0.89861 | 0.89458
|  | 2.595 | 0.88906 | 0.89684 | 0.88839 | 0.88666 | 0.88121
|  | 2.5963 | 0.88957 | 0.86734 | 0.8621 | 0.86031 | 0.85683
|  | 2.5976 | 0.89008 | 0.86384 | 0.85911 | 0.85977 | 0.85791
|  | 2.5989 | 0.89059 | 0.87298 | 0.86577 | 0.87036 | 0.86892
|  | 2.6002 | 0.8911 | 0.88328 | 0.87527 | 0.88068 | 0.87888
|  | 2.6015 | 0.89161 | 0.89049 | 0.88371 | 0.88672 | 0.8841
|  | 2.6028 | 0.89212 | 0.89543 | 0.88761 | 0.89006 | 0.88626
|  | 2.6041 | 0.89263 | 0.89834 | 0.88897 | 0.89173 | 0.8869
|  | 2.6054 | 0.89314 | 0.89105 | 0.88129 | 0.88471 | 0.88029
|  | 2.6067 | 0.89364 | 0.88161 | 0.87284 | 0.87652 | 0.8733
|  | 2.6081 | 0.89415 | 0.88073 | 0.87482 | 0.87623 | 0.87362
|  | 2.6094 | 0.89465 | 0.88027 | 0.87395 | 0.87581 | 0.87377
|  | 2.6107 | 0.89515 | 0.87937 | 0.87085 | 0.87483 | 0.87331
|  | 2.612 | 0.89566 | 0.88284 | 0.8751 | 0.87811 | 0.87647
|  | 2.6133 | 0.89616 | 0.88635 | 0.8785 | 0.88142 | 0.87946
|  | 2.6146 | 0.89666 | 0.89156 | 0.88154 | 0.88617 | 0.88409
|  | 2.616 | 0.89716 | 0.90021 | 0.88924 | 0.89384 | 0.89116
|  | 2.6173 | 0.89766 | 0.89555 | 0.88332 | 0.8891 | 0.88557
|  | 2.6186 | 0.89816 | 0.88791 | 0.87547 | 0.88213 | 0.87861
|  | 2.6199 | 0.89865 | 0.88751 | 0.87661 | 0.88209 | 0.87902
|  | 2.6212 | 0.89915 | 0.87936 | 0.86922 | 0.87495 | 0.87284
|  | 2.6226 | 0.89965 | 0.87609 | 0.86838 | 0.87261 | 0.87161
|  | 2.6239 | 0.90014 | 0.88406 | 0.87912 | 0.88039 | 0.88006
|  | 2.6252 | 0.90063 | 0.89452 | 0.8892 | 0.88975 | 0.88918
|  | 2.6266 | 0.90113 | 0.89662 | 0.89115 | 0.89097 | 0.88947
|  | 2.6279 | 0.90162 | 0.89519 | 0.89111 | 0.8892 | 0.887
|  | 2.6292 | 0.90211 | 0.90203 | 0.89703 | 0.89525 | 0.89215
|  | 2.6306 | 0.9026 | 0.89913 | 0.89453 | 0.89226 | 0.88854
|  | 2.6319 | 0.90309 | 0.88854 | 0.88445 | 0.88273 | 0.87993
|  | 2.6332 | 0.90358 | 0.8884 | 0.88305 | 0.88351 | 0.88172
|  | 2.6346 | 0.90407 | 0.88602 | 0.88145 | 0.88219 | 0.88117
|  | 2.6359 | 0.90456 | 0.88316 | 0.87803 | 0.88017 | 0.87987
|  | 2.6372 | 0.90504 | 0.88645 | 0.87958 | 0.8836 | 0.88389
|  | 2.6386 | 0.90553 | 0.89135 | 0.88562 | 0.88817 | 0.88876
|  | 2.6399 | 0.90601 | 0.89562 | 0.89027 | 0.89193 | 0.89229
|  | 2.6413 | 0.90649 | 0.8971 | 0.89076 | 0.89301 | 0.89282
|  | 2.6426 | 0.90698 | 0.89527 | 0.8904 | 0.89125 | 0.89081
|  | 2.644 | 0.90746 | 0.89714 | 0.89228 | 0.89355 | 0.89285
|  | 2.6453 | 0.90794 | 0.89868 | 0.89292 | 0.89562 | 0.8944
|  | 2.6467 | 0.90842 | 0.89211 | 0.8871 | 0.88946 | 0.88832
|  | 2.648 | 0.9089 | 0.88876 | 0.88247 | 0.88618 | 0.8857
|  | 2.6494 | 0.90938 | 0.8946 | 0.88809 | 0.89163 | 0.89162
|  | 2.6507 | 0.90985 | 0.90384 | 0.89974 | 0.8999 | 0.89981
|  | 2.6521 | 0.91033 | 0.90724 | 0.90332 | 0.90231 | 0.9016
|  | 2.6534 | 0.9108 | 0.90249 | 0.89788 | 0.89743 | 0.89625
|  | 2.6548 | 0.91128 | 0.89953 | 0.89429 | 0.89478 | 0.89361
|  | 2.6562 | 0.91175 | 0.89814 | 0.89066 | 0.89373 | 0.89276
|  | 2.6575 | 0.91222 | 0.90047 | 0.89345 | 0.89611 | 0.89519
|  | 2.6589 | 0.9127 | 0.90779 | 0.90172 | 0.90298 | 0.90157
|  | 2.6603 | 0.91317 | 0.9088 | 0.90094 | 0.90359 | 0.90168
|  | 2.6616 | 0.91364 | 0.90599 | 0.8992 | 0.90054 | 0.89893
|  | 2.663 | 0.91411 | 0.91355 | 0.90853 | 0.9071 | 0.90559
|  | 2.6644 | 0.91457 | 0.92816 | 0.92165 | 0.91931 | 0.91655
|  | 2.6657 | 0.91504 | 0.92821 | 0.92015 | 0.91734 | 0.91236
|  | 2.6671 | 0.91551 | 0.91034 | 0.89997 | 0.90086 | 0.8957
|  | 2.6685 | 0.91597 | 0.9108 | 0.89717 | 0.9023 | 0.89838
|  | 2.6698 | 0.91643 | 0.91523 | 0.90078 | 0.90673 | 0.90367
|  | 2.6712 | 0.9169 | 0.90161 | 0.88875 | 0.89524 | 0.89205
|  | 2.6726 | 0.91736 | 0.89754 | 0.88849 | 0.8935 | 0.89016
|  | 2.674 | 0.91782 | 0.91206 | 0.90699 | 0.9084 | 0.90506
|  | 2.6753 | 0.91828 | 0.93092 | 0.92601 | 0.92572 | 0.92166
|  | 2.6767 | 0.91874 | 0.93528 | 0.92867 | 0.92806 | 0.92247
|  | 2.6781 | 0.9192 | 0.91586 | 0.90915 | 0.90927 | 0.90364
|  | 2.6795 | 0.91966 | 0.90029 | 0.89218 | 0.89556 | 0.89182
|  | 2.6809 | 0.92011 | 0.9025 | 0.89517 | 0.89859 | 0.89657
|  | 2.6823 | 0.92057 | 0.91413 | 0.90787 | 0.91012 | 0.90851
|  | 2.6837 | 0.92102 | 0.92271 | 0.91428 | 0.91837 | 0.91608
|  | 2.685 | 0.92147 | 0.92205 | 0.9125 | 0.91764 | 0.91485
|  | 2.6864 | 0.92193 | 0.91685 | 0.90769 | 0.91259 | 0.91018
|  | 2.6878 | 0.92238 | 0.9109 | 0.90228 | 0.90703 | 0.90539
|  | 2.6892 | 0.92283 | 0.90888 | 0.90327 | 0.90531 | 0.90431
|  | 2.6906 | 0.92328 | 0.91468 | 0.90981 | 0.91073 | 0.91007
|  | 2.692 | 0.92373 | 0.92795 | 0.9197 | 0.92265 | 0.92174
|  | 2.6934 | 0.92417 | 0.93871 | 0.92875 | 0.93163 | 0.92953
|  | 2.6948 | 0.92462 | 0.92689 | 0.91817 | 0.92003 | 0.91727
|  | 2.6962 | 0.92507 | 0.9098 | 0.90302 | 0.90492 | 0.90307
|  | 2.6976 | 0.92551 | 0.90833 | 0.90361 | 0.90472 | 0.90376
|  | 2.699 | 0.92595 | 0.91565 | 0.90965 | 0.91235 | 0.91154
|  | 2.7004 | 0.9264 | 0.92159 | 0.91395 | 0.91812 | 0.91689
|  | 2.7018 | 0.92684 | 0.9188 | 0.91264 | 0.91539 | 0.91419
|  | 2.7033 | 0.92728 | 0.91627 | 0.90962 | 0.91325 | 0.91269
|  | 2.7047 | 0.92772 | 0.91958 | 0.91252 | 0.91695 | 0.91662
|  | 2.7061 | 0.92815 | 0.92481 | 0.91911 | 0.92218 | 0.92138
|  | 2.7075 | 0.92859 | 0.9333 | 0.92648 | 0.92977 | 0.92805
|  | 2.7089 | 0.92903 | 0.94265 | 0.93448 | 0.9377 | 0.93492
|  | 2.7103 | 0.92946 | 0.93503 | 0.92681 | 0.9302 | 0.92708
|  | 2.7117 | 0.9299 | 0.91605 | 0.9069 | 0.91273 | 0.91069
|  | 2.7132 | 0.93033 | 0.91186 | 0.90482 | 0.9091 | 0.90818
|  | 2.7146 | 0.93076 | 0.91785 | 0.91195 | 0.9148 | 0.91442
|  | 2.716 | 0.93119 | 0.92681 | 0.91917 | 0.92309 | 0.92242
|  | 2.7174 | 0.93162 | 0.93771 | 0.93111 | 0.93293 | 0.93102
|  | 2.7188 | 0.93205 | 0.94981 | 0.94705 | 0.94333 | 0.93949
|  | 2.7203 | 0.93248 | 0.9464 | 0.94588 | 0.93893 | 0.93364
|  | 2.7217 | 0.9329 | 0.92724 | 0.92798 | 0.92078 | 0.91628
|  | 2.7231 | 0.93333 | 0.92908 | 0.92801 | 0.92273 | 0.91929
|  | 2.7246 | 0.93375 | 0.93232 | 0.92855 | 0.92589 | 0.92318
|  | 2.726 | 0.93418 | 0.91892 | 0.91541 | 0.91429 | 0.91289
|  | 2.7274 | 0.9346 | 0.91494 | 0.91007 | 0.91191 | 0.91164
|  | 2.7289 | 0.93502 | 0.92021 | 0.91459 | 0.91792 | 0.91812
|  | 2.7303 | 0.93544 | 0.92439 | 0.92004 | 0.92256 | 0.92275
|  | 2.7317 | 0.93586 | 0.92829 | 0.92238 | 0.92655 | 0.9265
|  | 2.7332 | 0.93628 | 0.93491 | 0.92649 | 0.93235 | 0.93188
|  | 2.7346 | 0.9367 | 0.93704 | 0.92825 | 0.93323 | 0.93226
|  | 2.7361 | 0.93711 | 0.93553 | 0.92512 | 0.93129 | 0.93005
|  | 2.7375 | 0.93753 | 0.94751 | 0.93597 | 0.94302 | 0.94113
|  | 2.7389 | 0.93794 | 0.96719 | 0.95665 | 0.96125 | 0.95734
|  | 2.7404 | 0.93835 | 0.95699 | 0.9485 | 0.94947 | 0.94435
|  | 2.7418 | 0.93876 | 0.92593 | 0.92128 | 0.91973 | 0.91685
|  | 2.7433 | 0.93917 | 0.91988 | 0.9153 | 0.91528 | 0.91424
|  | 2.7447 | 0.93958 | 0.92626 | 0.91997 | 0.92235 | 0.92186
|  | 2.7462 | 0.93999 | 0.93133 | 0.92629 | 0.92779 | 0.92716
|  | 2.7477 | 0.9404 | 0.93282 | 0.92819 | 0.92974 | 0.92882
|  | 2.7491 | 0.9408 | 0.93462 | 0.92803 | 0.93169 | 0.93079
|  | 2.7506 | 0.94121 | 0.93785 | 0.93115 | 0.93452 | 0.93382
|  | 2.752 | 0.94161 | 0.9431 | 0.93499 | 0.93906 | 0.93812
|  | 2.7535 | 0.94202 | 0.95398 | 0.942 | 0.94885 | 0.94691
|  | 2.755 | 0.94242 | 0.95879 | 0.94563 | 0.95277 | 0.94935
|  | 2.7564 | 0.94282 | 0.93675 | 0.92529 | 0.93215 | 0.92883
|  | 2.7579 | 0.94322 | 0.92465 | 0.91662 | 0.92187 | 0.91978
|  | 2.7594 | 0.94361 | 0.93362 | 0.92872 | 0.93147 | 0.92985
|  | 2.7608 | 0.94401 | 0.9486 | 0.94292 | 0.94581 | 0.94391
|  | 2.7623 | 0.94441 | 0.95578 | 0.94839 | 0.95142 | 0.94895
|  | 2.7638 | 0.9448 | 0.94788 | 0.94078 | 0.94286 | 0.94004
|  | 2.7652 | 0.94519 | 0.94461 | 0.93616 | 0.93977 | 0.93672
|  | 2.7667 | 0.94559 | 0.94861 | 0.94025 | 0.94378 | 0.94044
|  | 2.7682 | 0.94598 | 0.94798 | 0.94126 | 0.94336 | 0.94008
|  | 2.7697 | 0.94637 | 0.94712 | 0.94032 | 0.9426 | 0.93974
|  | 2.7712 | 0.94676 | 0.9446 | 0.93862 | 0.94028 | 0.93808
|  | 2.7726 | 0.94714 | 0.93676 | 0.93037 | 0.93345 | 0.93228
|  | 2.7741 | 0.94753 | 0.93629 | 0.92818 | 0.93365 | 0.93323
|  | 2.7756 | 0.94792 | 0.94392 | 0.93684 | 0.94107 | 0.9406
|  | 2.7771 | 0.9483 | 0.94845 | 0.94181 | 0.94537 | 0.94434
|  | 2.7786 | 0.94868 | 0.94781 | 0.93974 | 0.94482 | 0.94323
|  | 2.7801 | 0.94906 | 0.94834 | 0.94113 | 0.94512 | 0.9433
|  | 2.7816 | 0.94944 | 0.94693 | 0.93992 | 0.9435 | 0.94203
|  | 2.7831 | 0.94982 | 0.94347 | 0.93667 | 0.94029 | 0.93953
|  | 2.7845 | 0.9502 | 0.94877 | 0.94457 | 0.94548 | 0.9449
|  | 2.786 | 0.95058 | 0.95943 | 0.95555 | 0.95565 | 0.95427
|  | 2.7875 | 0.95096 | 0.95425 | 0.94952 | 0.95104 | 0.94902
|  | 2.789 | 0.95133 | 0.93947 | 0.93522 | 0.93757 | 0.9362
|  | 2.7905 | 0.9517 | 0.93806 | 0.9318 | 0.9366 | 0.93603
|  | 2.7921 | 0.95208 | 0.94277 | 0.93618 | 0.94089 | 0.94079
|  | 2.7936 | 0.95245 | 0.94496 | 0.94005 | 0.94244 | 0.94243
|  | 2.7951 | 0.95282 | 0.94527 | 0.93956 | 0.94247 | 0.94221
|  | 2.7966 | 0.95318 | 0.94532 | 0.93996 | 0.94251 | 0.94217
|  | 2.7981 | 0.95355 | 0.94592 | 0.94161 | 0.94305 | 0.94308
|  | 2.7996 | 0.95392 | 0.95143 | 0.94509 | 0.9483 | 0.94849
|  | 2.8011 | 0.95428 | 0.9639 | 0.95649 | 0.96 | 0.95915
|  | 2.8026 | 0.95465 | 0.97196 | 0.96492 | 0.96698 | 0.96411
|  | 2.8041 | 0.95501 | 0.96 | 0.9529 | 0.95512 | 0.95194
|  | 2.8056 | 0.95537 | 0.94755 | 0.94252 | 0.94382 | 0.9421
|  | 2.8072 | 0.95573 | 0.94695 | 0.94196 | 0.94411 | 0.94339
|  | 2.8087 | 0.95609 | 0.94829 | 0.94255 | 0.94588 | 0.94549
|  | 2.8102 | 0.95645 | 0.94793 | 0.94398 | 0.94554 | 0.94532
|  | 2.8117 | 0.9568 | 0.94993 | 0.94544 | 0.94723 | 0.94717
|  | 2.8133 | 0.95716 | 0.95384 | 0.9475 | 0.95077 | 0.95074
|  | 2.8148 | 0.95751 | 0.95394 | 0.94841 | 0.95104 | 0.95067
|  | 2.8163 | 0.95786 | 0.95276 | 0.94643 | 0.9503 | 0.94938
|  | 2.8178 | 0.95822 | 0.95757 | 0.95028 | 0.95511 | 0.95379
|  | 2.8194 | 0.95857 | 0.96206 | 0.95581 | 0.95967 | 0.95814
|  | 2.8209 | 0.95891 | 0.95732 | 0.95032 | 0.95547 | 0.9542
|  | 2.8224 | 0.95926 | 0.95076 | 0.94466 | 0.94918 | 0.94852
|  | 2.824 | 0.95961 | 0.95016 | 0.94574 | 0.94823 | 0.94819
|  | 2.8255 | 0.95995 | 0.95349 | 0.94759 | 0.95117 | 0.95149
|  | 2.8271 | 0.9603 | 0.95526 | 0.94938 | 0.95298 | 0.9533
|  | 2.8286 | 0.96064 | 0.95383 | 0.94895 | 0.9516 | 0.95176
|  | 2.8302 | 0.96098 | 0.95406 | 0.948 | 0.9515 | 0.95138
|  | 2.8317 | 0.96132 | 0.95781 | 0.95272 | 0.95486 | 0.95419
|  | 2.8332 | 0.96166 | 0.96146 | 0.95728 | 0.9583 | 0.95718
|  | 2.8348 | 0.962 | 0.96316 | 0.95755 | 0.96016 | 0.95896
|  | 2.8363 | 0.96233 | 0.96428 | 0.95928 | 0.9619 | 0.96068
|  | 2.8379 | 0.96267 | 0.96221 | 0.95673 | 0.96035 | 0.95921
|  | 2.8394 | 0.963 | 0.95652 | 0.95012 | 0.95445 | 0.95385
|  | 2.841 | 0.96333 | 0.95374 | 0.9493 | 0.95122 | 0.95131
|  | 2.8426 | 0.96366 | 0.95457 | 0.94994 | 0.95201 | 0.95259
|  | 2.8441 | 0.96399 | 0.95516 | 0.9497 | 0.95297 | 0.9537
|  | 2.8457 | 0.96432 | 0.95659 | 0.95256 | 0.95465 | 0.9552
|  | 2.8472 | 0.96465 | 0.96005 | 0.95516 | 0.95781 | 0.9581
|  | 2.8488 | 0.96497 | 0.9611 | 0.95562 | 0.95836 | 0.95851
|  | 2.8504 | 0.9653 | 0.95876 | 0.95447 | 0.95606 | 0.95602
|  | 2.8519 | 0.96562 | 0.96036 | 0.95429 | 0.95814 | 0.95751
|  | 2.8535 | 0.96594 | 0.96563 | 0.95877 | 0.96387 | 0.96244
|  | 2.8551 | 0.96626 | 0.96542 | 0.95967 | 0.96389 | 0.9623
|  | 2.8567 | 0.96658 | 0.96059 | 0.95404 | 0.95915 | 0.95817
|  | 2.8582 | 0.9669 | 0.95868 | 0.95299 | 0.95729 | 0.95694
|  | 2.8598 | 0.96722 | 0.95907 | 0.95407 | 0.95766 | 0.95761
|  | 2.8614 | 0.96753 | 0.95904 | 0.95272 | 0.9576 | 0.95762
|  | 2.863 | 0.96785 | 0.95937 | 0.95427 | 0.95794 | 0.95787
|  | 2.8645 | 0.96816 | 0.96048 | 0.95579 | 0.95899 | 0.95877
|  | 2.8661 | 0.96847 | 0.96096 | 0.95487 | 0.95951 | 0.95919
|  | 2.8677 | 0.96878 | 0.96102 | 0.95616 | 0.95962 | 0.95947
|  | 2.8693 | 0.96909 | 0.96297 | 0.95788 | 0.9612 | 0.96139
|  | 2.8709 | 0.96939 | 0.96594 | 0.9596 | 0.96379 | 0.964
|  | 2.8725 | 0.9697 | 0.96564 | 0.96076 | 0.9637 | 0.96385
|  | 2.8741 | 0.97 | 0.96314 | 0.95768 | 0.96148 | 0.962
|  | 2.8757 | 0.97031 | 0.96279 | 0.95662 | 0.96106 | 0.96171
|  | 2.8773 | 0.97061 | 0.96357 | 0.95881 | 0.96176 | 0.96205
|  | 2.8789 | 0.97091 | 0.96313 | 0.95733 | 0.96151 | 0.96152
|  | 2.8805 | 0.97121 | 0.96222 | 0.95626 | 0.96105 | 0.961
|  | 2.8821 | 0.97151 | 0.96202 | 0.95764 | 0.96125 | 0.96123
|  | 2.8837 | 0.9718 | 0.96258 | 0.95719 | 0.96183 | 0.96195
|  | 2.8853 | 0.9721 | 0.96391 | 0.95888 | 0.96277 | 0.963
|  | 2.8869 | 0.97239 | 0.96568 | 0.96167 | 0.96402 | 0.96417
|  | 2.8885 | 0.97268 | 0.967 | 0.96153 | 0.96517 | 0.96515
|  | 2.8901 | 0.97297 | 0.96816 | 0.96361 | 0.96635 | 0.96638
|  | 2.8917 | 0.97326 | 0.96878 | 0.96511 | 0.96673 | 0.96708
|  | 2.8933 | 0.97355 | 0.96753 | 0.96249 | 0.96523 | 0.9658
|  | 2.8949 | 0.97384 | 0.96561 | 0.96157 | 0.96337 | 0.96385
|  | 2.8965 | 0.97412 | 0.96534 | 0.96127 | 0.96321 | 0.96349
|  | 2.8982 | 0.9744 | 0.9678 | 0.96204 | 0.96557 | 0.96565
|  | 2.8998 | 0.97469 | 0.9706 | 0.96552 | 0.96819 | 0.9681
|  | 2.9014 | 0.97497 | 0.96973 | 0.96387 | 0.96728 | 0.96721
|  | 2.903 | 0.97525 | 0.9676 | 0.96097 | 0.96522 | 0.96513
|  | 2.9047 | 0.97552 | 0.96765 | 0.96291 | 0.96536 | 0.96508
|  | 2.9063 | 0.9758 | 0.96865 | 0.96329 | 0.96681 | 0.96642
|  | 2.9079 | 0.97608 | 0.96984 | 0.96402 | 0.96887 | 0.96847
|  | 2.9096 | 0.97635 | 0.97054 | 0.96614 | 0.97016 | 0.96991
|  | 2.9112 | 0.97662 | 0.97015 | 0.96458 | 0.96961 | 0.96974
|  | 2.9128 | 0.97689 | 0.96938 | 0.96377 | 0.96851 | 0.96889
|  | 2.9145 | 0.97716 | 0.96883 | 0.96441 | 0.96795 | 0.96832
|  | 2.9161 | 0.97743 | 0.96907 | 0.96331 | 0.96804 | 0.96838
|  | 2.9177 | 0.9777 | 0.96989 | 0.96473 | 0.96827 | 0.96859
|  | 2.9194 | 0.97796 | 0.97094 | 0.96666 | 0.9688 | 0.96901
|  | 2.921 | 0.97823 | 0.97224 | 0.96631 | 0.96994 | 0.96995
|  | 2.9227 | 0.97849 | 0.97254 | 0.96741 | 0.97025 | 0.97007
|  | 2.9243 | 0.97875 | 0.9713 | 0.96661 | 0.9691 | 0.96881
|  | 2.926 | 0.97901 | 0.97094 | 0.96504 | 0.96887 | 0.9687
|  | 2.9276 | 0.97927 | 0.97235 | 0.96781 | 0.9705 | 0.97071
|  | 2.9293 | 0.97952 | 0.97327 | 0.96849 | 0.97172 | 0.97231
|  | 2.9309 | 0.97978 | 0.97273 | 0.96677 | 0.97149 | 0.97211
|  | 2.9326 | 0.98003 | 0.97234 | 0.96794 | 0.97124 | 0.9717
|  | 2.9343 | 0.98028 | 0.97291 | 0.96795 | 0.9717 | 0.97204
|  | 2.9359 | 0.98053 | 0.97333 | 0.96768 | 0.97202 | 0.97228
|  | 2.9376 | 0.98078 | 0.97311 | 0.96896 | 0.97202 | 0.97228
|  | 2.9392 | 0.98103 | 0.97331 | 0.96783 | 0.97263 | 0.97297
|  | 2.9409 | 0.98128 | 0.97425 | 0.96831 | 0.97377 | 0.97407
|  | 2.9426 | 0.98152 | 0.97456 | 0.97009 | 0.97395 | 0.97407
|  | 2.9442 | 0.98177 | 0.97408 | 0.96823 | 0.9733 | 0.97332
|  | 2.9459 | 0.98201 | 0.97415 | 0.96833 | 0.97339 | 0.97343
|  | 2.9476 | 0.98225 | 0.97434 | 0.96946 | 0.97361 | 0.97379
|  | 2.9493 | 0.98249 | 0.97424 | 0.96802 | 0.97318 | 0.97373
|  | 2.951 | 0.98272 | 0.97491 | 0.96989 | 0.97316 | 0.97399
|  | 2.9526 | 0.98296 | 0.97599 | 0.97202 | 0.97373 | 0.97432
|  | 2.9543 | 0.98319 | 0.97641 | 0.97111 | 0.97414 | 0.97441
|  | 2.956 | 0.98343 | 0.97613 | 0.97197 | 0.97418 | 0.97448
|  | 2.9577 | 0.98366 | 0.97588 | 0.97176 | 0.97415 | 0.97471
|  | 2.9594 | 0.98389 | 0.97601 | 0.97056 | 0.97419 | 0.97508
|  | 2.9611 | 0.98412 | 0.97617 | 0.97209 | 0.97418 | 0.97522
|  | 2.9628 | 0.98434 | 0.97647 | 0.97198 | 0.97448 | 0.9753
|  | 2.9645 | 0.98457 | 0.97692 | 0.97148 | 0.97527 | 0.97568
|  | 2.9661 | 0.98479 | 0.97734 | 0.97311 | 0.97636 | 0.97651
|  | 2.9678 | 0.98501 | 0.97768 | 0.97228 | 0.97721 | 0.9774
|  | 2.9695 | 0.98524 | 0.97767 | 0.972 | 0.97713 | 0.97747
|  | 2.9712 | 0.98545 | 0.97786 | 0.97405 | 0.97679 | 0.97715
|  | 2.9729 | 0.98567 | 0.97889 | 0.97403 | 0.97744 | 0.97775
|  | 2.9747 | 0.98589 | 0.97953 | 0.97479 | 0.97821 | 0.97854
|  | 2.9764 | 0.9861 | 0.97967 | 0.97622 | 0.97847 | 0.97881
|  | 2.9781 | 0.98632 | 0.98056 | 0.97591 | 0.97907 | 0.97931
|  | 2.9798 | 0.98653 | 0.98111 | 0.97727 | 0.97934 | 0.97949
|  | 2.9815 | 0.98674 | 0.98032 | 0.97703 | 0.97887 | 0.97898
|  | 2.9832 | 0.98695 | 0.97976 | 0.97454 | 0.97896 | 0.97898
|  | 2.9849 | 0.98715 | 0.98024 | 0.97593 | 0.97951 | 0.97952
|  | 2.9867 | 0.98736 | 0.9809 | 0.97701 | 0.97956 | 0.97989
|  | 2.9884 | 0.98756 | 0.98096 | 0.97592 | 0.97928 | 0.97993
|  | 2.9901 | 0.98777 | 0.98071 | 0.9771 | 0.97927 | 0.97993
|  | 2.9918 | 0.98797 | 0.98087 | 0.97675 | 0.97969 | 0.98033
|  | 2.9935 | 0.98817 | 0.9814 | 0.97582 | 0.98034 | 0.98097
|  | 2.9953 | 0.98836 | 0.98193 | 0.9777 | 0.98096 | 0.98131
|  | 2.997 | 0.98856 | 0.98224 | 0.97754 | 0.98104 | 0.98109
|  | 2.9987 | 0.98875 | 0.98237 | 0.97768 | 0.98058 | 0.98081
|  | 3.0005 | 0.98895 | 0.98282 | 0.98011 | 0.98057 | 0.98127
|  | 3.0022 | 0.98914 | 0.98364 | 0.97981 | 0.9814 | 0.98227
|  | 3.004 | 0.98933 | 0.98427 | 0.98013 | 0.98251 | 0.98316
|  | 3.0057 | 0.98952 | 0.98425 | 0.98114 | 0.98316 | 0.98341
|  | 3.0074 | 0.9897 | 0.98357 | 0.979 | 0.98275 | 0.9827
|  | 3.0092 | 0.98989 | 0.98308 | 0.97929 | 0.98191 | 0.98188
|  | 3.0109 | 0.99007 | 0.98344 | 0.98081 | 0.98168 | 0.98199
|  | 3.0127 | 0.99025 | 0.98417 | 0.97992 | 0.98208 | 0.98273
|  | 3.0144 | 0.99043 | 0.98471 | 0.9813 | 0.98265 | 0.98333
|  | 3.0162 | 0.99061 | 0.98487 | 0.982 | 0.98309 | 0.98342
|  | 3.0179 | 0.99079 | 0.98469 | 0.98049 | 0.98328 | 0.98331
|  | 3.0197 | 0.99096 | 0.98472 | 0.98171 | 0.98371 | 0.98378
|  | 3.0215 | 0.99114 | 0.9848 | 0.98128 | 0.98418 | 0.98443
|  | 3.0232 | 0.99131 | 0.98461 | 0.97959 | 0.98434 | 0.98466
|  | 3.025 | 0.99148 | 0.98489 | 0.98143 | 0.9847 | 0.98504
|  | 3.0268 | 0.99165 | 0.98559 | 0.98181 | 0.98494 | 0.98537
|  | 3.0285 | 0.99182 | 0.98622 | 0.98212 | 0.98487 | 0.98543
|  | 3.0303 | 0.99198 | 0.98657 | 0.98426 | 0.98499 | 0.9854
|  | 3.0321 | 0.99215 | 0.98624 | 0.98272 | 0.98494 | 0.9852
|  | 3.0338 | 0.99231 | 0.98626 | 0.9822 | 0.98529 | 0.98569
|  | 3.0356 | 0.99247 | 0.98742 | 0.98446 | 0.98671 | 0.98713
|  | 3.0374 | 0.99263 | 0.9883 | 0.98384 | 0.98766 | 0.98787
|  | 3.0392 | 0.99279 | 0.98798 | 0.98411 | 0.98691 | 0.98717
|  | 3.041 | 0.99294 | 0.9873 | 0.9849 | 0.98567 | 0.9861
|  | 3.0427 | 0.9931 | 0.98749 | 0.98381 | 0.98565 | 0.98603
|  | 3.0445 | 0.99325 | 0.98886 | 0.98604 | 0.98703 | 0.98727
|  | 3.0463 | 0.9934 | 0.99014 | 0.98768 | 0.98827 | 0.98853
|  | 3.0481 | 0.99355 | 0.99039 | 0.98616 | 0.98828 | 0.98882
|  | 3.0499 | 0.9937 | 0.99013 | 0.98698 | 0.98798 | 0.98876
|  | 3.0517 | 0.99385 | 0.98988 | 0.98656 | 0.98832 | 0.98891
|  | 3.0535 | 0.99399 | 0.9896 | 0.98495 | 0.9888 | 0.98897
|  | 3.0553 | 0.99413 | 0.98928 | 0.98631 | 0.98896 | 0.98882
|  | 3.0571 | 0.99428 | 0.98925 | 0.98587 | 0.98904 | 0.98884
|  | 3.0589 | 0.99442 | 0.98984 | 0.98579 | 0.98913 | 0.98917
|  | 3.0607 | 0.99455 | 0.99043 | 0.98818 | 0.98897 | 0.98926
|  | 3.0625 | 0.99469 | 0.99061 | 0.98751 | 0.98872 | 0.9891
|  | 3.0643 | 0.99482 | 0.99099 | 0.98765 | 0.98889 | 0.98937
|  | 3.0661 | 0.99496 | 0.99141 | 0.98948 | 0.9891 | 0.98977
|  | 3.068 | 0.99509 | 0.99127 | 0.98786 | 0.98897 | 0.9898
|  | 3.0698 | 0.99522 | 0.99114 | 0.98796 | 0.9892 | 0.99004
|  | 3.0716 | 0.99535 | 0.99145 | 0.9895 | 0.98979 | 0.99046
|  | 3.0734 | 0.99547 | 0.99161 | 0.98829 | 0.98987 | 0.9904
|  | 3.0752 | 0.9956 | 0.99141 | 0.989 | 0.98961 | 0.99014
|  | 3.077 | 0.99572 | 0.99129 | 0.98929 | 0.98973 | 0.99041
|  | 3.0789 | 0.99584 | 0.99162 | 0.98757 | 0.99036 | 0.99121
|  | 3.0807 | 0.99596 | 0.99219 | 0.98915 | 0.99091 | 0.99179
|  | 3.0825 | 0.99608 | 0.99252 | 0.98984 | 0.99093 | 0.99169
|  | 3.0844 | 0.9962 | 0.99284 | 0.9892 | 0.99093 | 0.99161
|  | 3.0862 | 0.99631 | 0.99329 | 0.99129 | 0.9912 | 0.99195
|  | 3.088 | 0.99642 | 0.99322 | 0.99067 | 0.99137 | 0.99208
|  | 3.0899 | 0.99653 | 0.99254 | 0.98881 | 0.99138 | 0.99181
|  | 3.0917 | 0.99664 | 0.99208 | 0.98974 | 0.99143 | 0.9917
|  | 3.0936 | 0.99675 | 0.99239 | 0.98921 | 0.99148 | 0.99207
|  | 3.0954 | 0.99686 | 0.99298 | 0.9897 | 0.99138 | 0.99238
|  | 3.0973 | 0.99696 | 0.99325 | 0.99153 | 0.9912 | 0.99224
|  | 3.0991 | 0.99706 | 0.99342 | 0.99036 | 0.99126 | 0.99218
|  | 3.101 | 0.99716 | 0.99395 | 0.99122 | 0.99182 | 0.99272
|  | 3.1028 | 0.99726 | 0.99467 | 0.99315 | 0.99267 | 0.99355
|  | 3.1047 | 0.99736 | 0.99494 | 0.99181 | 0.99314 | 0.99396
|  | 3.1065 | 0.99746 | 0.99454 | 0.99229 | 0.99279 | 0.99365
|  | 3.1084 | 0.99755 | 0.99426 | 0.99285 | 0.99247 | 0.99339
|  | 3.1103 | 0.99764 | 0.99476 | 0.99174 | 0.99305 | 0.99392
|  | 3.1121 | 0.99773 | 0.99557 | 0.99382 | 0.99386 | 0.99471
|  | 3.114 | 0.99782 | 0.99581 | 0.99444 | 0.99381 | 0.99484
|  | 3.1159 | 0.99791 | 0.99526 | 0.99277 | 0.99305 | 0.99419
|  | 3.1178 | 0.99799 | 0.99474 | 0.99383 | 0.99268 | 0.99368
|  | 3.1196 | 0.99808 | 0.99502 | 0.99349 | 0.99314 | 0.99399
|  | 3.1215 | 0.99816 | 0.99558 | 0.99281 | 0.99374 | 0.99461
|  | 3.1234 | 0.99824 | 0.99586 | 0.9945 | 0.994 | 0.99497
|  | 3.1253 | 0.99832 | 0.99611 | 0.99385 | 0.99412 | 0.99509
|  | 3.1272 | 0.99839 | 0.99636 | 0.99396 | 0.99426 | 0.99507
|  | 3.129 | 0.99847 | 0.99604 | 0.9953 | 0.99403 | 0.99461
|  | 3.1309 | 0.99854 | 0.99531 | 0.99306 | 0.99354 | 0.99397
|  | 3.1328 | 0.99861 | 0.995 | 0.99272 | 0.99346 | 0.99381
|  | 3.1347 | 0.99868 | 0.99519 | 0.99403 | 0.99378 | 0.99404
|  | 3.1366 | 0.99875 | 0.99552 | 0.99287 | 0.994 | 0.99434
|  | 3.1385 | 0.99882 | 0.99584 | 0.99408 | 0.99402 | 0.99471
|  | 3.1404 | 0.99888 | 0.99619 | 0.99536 | 0.99422 | 0.99526
|  | 3.1423 | 0.99894 | 0.99697 | 0.99475 | 0.99512 | 0.99619
|  | 3.1442 | 0.999 | 0.9979 | 0.99682 | 0.99625 | 0.997
|  | 3.1461 | 0.99906 | 0.99793 | 0.9968 | 0.99638 | 0.99681
|  | 3.1481 | 0.99912 | 0.99738 | 0.99487 | 0.99587 | 0.99622
|  | 3.15 | 0.99918 | 0.99737 | 0.99646 | 0.99584 | 0.99619
|  | 3.1519 | 0.99923 | 0.99745 | 0.99613 | 0.99581 | 0.99614
|  | 3.1538 | 0.99928 | 0.99698 | 0.99478 | 0.99524 | 0.99572
|  | 3.1557 | 0.99933 | 0.9967 | 0.9962 | 0.99496 | 0.99576
|  | 3.1576 | 0.99938 | 0.99707 | 0.99562 | 0.99535 | 0.99635
|  | 3.1596 | 0.99943 | 0.99725 | 0.9954 | 0.99552 | 0.99644
|  | 3.1615 | 0.99947 | 0.99678 | 0.9964 | 0.99508 | 0.99583
|  | 3.1634 | 0.99951 | 0.99663 | 0.99473 | 0.99496 | 0.9958
|  | 3.1653 | 0.99956 | 0.99716 | 0.99529 | 0.99547 | 0.9966
|  | 3.1673 | 0.99959 | 0.99752 | 0.99675 | 0.99606 | 0.99716
|  | 3.1692 | 0.99963 | 0.99721 | 0.99473 | 0.99637 | 0.99723
|  | 3.1711 | 0.99967 | 0.9967 | 0.99482 | 0.99641 | 0.99725
|  | 3.1731 | 0.9997 | 0.99661 | 0.99548 | 0.99626 | 0.99725
|  | 3.175 | 0.99973 | 0.997 | 0.99451 | 0.99613 | 0.99726
|  | 3.177 | 0.99976 | 0.99755 | 0.99639 | 0.99628 | 0.99739
|  | 3.1789 | 0.99979 | 0.998 | 0.99692 | 0.99671 | 0.99755
|  | 3.1809 | 0.99982 | 0.99809 | 0.99564 | 0.9971 | 0.99759
|  | 3.1828 | 0.99984 | 0.99775 | 0.99669 | 0.99728 | 0.99752
|  | 3.1848 | 0.99987 | 0.99728 | 0.99545 | 0.99725 | 0.99742
|  | 3.1867 | 0.99989 | 0.99735 | 0.99462 | 0.99718 | 0.99753
|  | 3.1887 | 0.99991 | 0.99845 | 0.99789 | 0.99759 | 0.99821
|  | 3.1907 | 0.99992 | 0.99949 | 0.99839 | 0.99813 | 0.99883
|  | 3.1926 | 0.99994 | 0.99917 | 0.99771 | 0.99781 | 0.99868
|  | 3.1946 | 0.99995 | 0.9987 | 0.99853 | 0.99749 | 0.99868
|  | 3.1966 | 0.99997 | 0.99902 | 0.99743 | 0.99786 | 0.99903
|  | 3.1985 | 0.99998 | 0.99939 | 0.99817 | 0.99825 | 0.99908
|  | 3.2005 | 0.99998 | 0.99952 | 0.99929 | 0.99857 | 0.9991
|  | 3.2025 | 0.99999 | 0.99933 | 0.99702 | 0.99886 | 0.99924
|  | 3.2045 | 1 | 0.99872 | 0.99678 | 0.9988 | 0.99925
|  | 3.2064 | 1 | 0.99815 | 0.99656 | 0.99854 | 0.99909
|  | 3.2084 | 1 | 0.99787 | 0.99475 | 0.99822 | 0.99874
|  | 3.2104 | 1 | 0.9981 | 0.99658 | 0.99814 | 0.99862
|  | 3.2124 | 1 | 0.99884 | 0.9976 | 0.99854 | 0.99909
|  | 3.2144 | 0.99999 | 0.99931 | 0.99676 | 0.99902 | 0.99953
|  | 3.2164 | 0.99999 | 0.99913 | 0.99805 | 0.99898 | 0.99931
|  | 3.2184 | 0.99998 | 0.99878 | 0.99728 | 0.99836 | 0.99872
|  | 3.2204 | 0.99997 | 0.99865 | 0.99667 | 0.99777 | 0.9983
|  | 3.2224 | 0.99996 | 0.9988 | 0.99859 | 0.99778 | 0.99831
|  | 3.2244 | 0.99994 | 0.99902 | 0.99754 | 0.99816 | 0.99871
|  | 3.2264 | 0.99993 | 0.99939 | 0.99764 | 0.99857 | 0.99925
|  | 3.2284 | 0.99991 | 1 | 1 | 0.99901 | 0.99961
|  | 3.2304 | 0.99989 | 0.99987 | 0.99864 | 0.99883 | 0.99924
|  | 3.2324 | 0.99987 | 0.99894 | 0.99815 | 0.99819 | 0.99862
|  | 3.2345 | 0.99984 | 0.99841 | 0.99862 | 0.99815 | 0.99872
|  | 3.2365 | 0.99982 | 0.99832 | 0.99661 | 0.99842 | 0.99901
|  | 3.2385 | 0.99979 | 0.99818 | 0.99695 | 0.99846 | 0.99887
|  | 3.2405 | 0.99976 | 0.99823 | 0.99722 | 0.99863 | 0.99879
|  | 3.2426 | 0.99973 | 0.99883 | 0.99621 | 0.99927 | 0.99928
|  | 3.2446 | 0.9997 | 0.9995 | 0.99824 | 1 | 0.99992
|  | 3.2466 | 0.99967 | 0.99924 | 0.9979 | 0.99977 | 0.99983
|  | 3.2486 | 0.99963 | 0.99844 | 0.99608 | 0.99873 | 0.99917
|  | 3.2507 | 0.99959 | 0.99854 | 0.99822 | 0.99823 | 0.99897
|  | 3.2527 | 0.99955 | 0.99938 | 0.99866 | 0.99839 | 0.99932
|  | 3.2548 | 0.99951 | 0.99975 | 0.99829 | 0.99855 | 0.99957
|  | 3.2568 | 0.99946 | 0.9995 | 0.99956 | 0.99868 | 0.99961
|  | 3.2588 | 0.99942 | 0.99934 | 0.99814 | 0.999 | 0.99975
|  | 3.2609 | 0.99937 | 0.99949 | 0.99802 | 0.99921 | 0.99987
|  | 3.263 | 0.99932 | 0.99943 | 0.99933 | 0.9988 | 0.9996
|  | 3.265 | 0.99927 | 0.99894 | 0.99756 | 0.99796 | 0.99903
|  | 3.2671 | 0.99922 | 0.99872 | 0.99811 | 0.99763 | 0.99881
|  | 3.2691 | 0.99916 | 0.99899 | 0.99944 | 0.99815 | 0.99906
|  | 3.2712 | 0.9991 | 0.99908 | 0.99786 | 0.9987 | 0.99912
|  | 3.2732 | 0.99904 | 0.99854 | 0.99819 | 0.99842 | 0.99862
|  | 3.2753 | 0.99898 | 0.99826 | 0.99809 | 0.99816 | 0.99852
|  | 3.2774 | 0.99892 | 0.99891 | 0.99724 | 0.99888 | 0.9994
|  | 3.2795 | 0.99886 | 0.99935 | 0.99919 | 0.99936 | 1
|  | 3.2815 | 0.99879 | 0.99891 | 0.99841 | 0.99885 | 0.99974
|  | 3.2836 | 0.99872 | 0.99862 | 0.99682 | 0.99869 | 0.99963
|  | 3.2857 | 0.99865 | 0.99888 | 0.9986 | 0.99921 | 0.99993
|  | 3.2878 | 0.99858 | 0.99904 | 0.99802 | 0.99933 | 0.99998
|  | 3.2899 | 0.9985 | 0.99897 | 0.99772 | 0.99893 | 0.99967
|  | 3.292 | 0.99843 | 0.99903 | 0.99954 | 0.99893 | 0.99962
|  | 3.294 | 0.99835 | 0.9992 | 0.99818 | 0.99941 | 1
|  | 3.2961 | 0.99827 | 0.99913 | 0.99785 | 0.99944 | 0.99993
|  | 3.2982 | 0.99818 | 0.99849 | 0.99842 | 0.9985 | 0.99894
|  | 3.3003 | 0.9981 | 0.99783 | 0.99648 | 0.99753 | 0.99806
|  | 3.3024 | 0.99801 | 0.99797 | 0.99774 | 0.99754 | 0.9982
|  | 3.3045 | 0.99793 | 0.99822 | 0.99885 | 0.99786 | 0.99854
|  | 3.3066 | 0.99784 | 0.99802 | 0.9969 | 0.99785 | 0.99837
|  | 3.3088 | 0.99774 | 0.99782 | 0.99779 | 0.99785 | 0.99818
|  | 3.3109 | 0.99765 | 0.99775 | 0.99778 | 0.99808 | 0.99833
|  | 3.313 | 0.99755 | 0.99758 | 0.99612 | 0.99823 | 0.9985
|  | 3.3151 | 0.99746 | 0.99739 | 0.9974 | 0.99825 | 0.99841
|  | 3.3172 | 0.99736 | 0.99751 | 0.99704 | 0.9984 | 0.99838
|  | 3.3194 | 0.99726 | 0.99771 | 0.9963 | 0.99841 | 0.99845
|  | 3.3215 | 0.99715 | 0.9975 | 0.99786 | 0.99779 | 0.99818
|  | 3.3236 | 0.99705 | 0.99738 | 0.99704 | 0.99715 | 0.99787
|  | 3.3257 | 0.99694 | 0.99763 | 0.99728 | 0.997 | 0.99787
|  | 3.3279 | 0.99683 | 0.9975 | 0.99869 | 0.99673 | 0.99767
|  | 3.33 | 0.99672 | 0.99681 | 0.99646 | 0.99615 | 0.99703
|  | 3.3321 | 0.9966 | 0.99633 | 0.99617 | 0.99601 | 0.99666
|  | 3.3343 | 0.99649 | 0.99645 | 0.99725 | 0.99654 | 0.99701
|  | 3.3364 | 0.99637 | 0.99694 | 0.99608 | 0.99718 | 0.99766
|  | 3.3386 | 0.99625 | 0.99723 | 0.99731 | 0.99733 | 0.99797
|  | 3.3407 | 0.99613 | 0.99709 | 0.99763 | 0.9971 | 0.99783
|  | 3.3429 | 0.99601 | 0.99691 | 0.99596 | 0.99684 | 0.99751
|  | 3.3451 | 0.99588 | 0.99684 | 0.99769 | 0.99652 | 0.99708
|  | 3.3472 | 0.99575 | 0.99661 | 0.99774 | 0.99606 | 0.99665
|  | 3.3494 | 0.99563 | 0.99621 | 0.99604 | 0.99573 | 0.99643
|  | 3.3515 | 0.99549 | 0.99591 | 0.99692 | 0.99581 | 0.99653
|  | 3.3537 | 0.99536 | 0.99585 | 0.99577 | 0.99614 | 0.99676
|  | 3.3559 | 0.99523 | 0.99608 | 0.99521 | 0.99645 | 0.99694
|  | 3.358 | 0.99509 | 0.99656 | 0.99728 | 0.99668 | 0.99719
|  | 3.3602 | 0.99495 | 0.99692 | 0.9963 | 0.99674 | 0.99743
|  | 3.3624 | 0.99481 | 0.99672 | 0.99608 | 0.99629 | 0.99706
|  | 3.3646 | 0.99467 | 0.99621 | 0.99721 | 0.99539 | 0.99617
|  | 3.3668 | 0.99452 | 0.99596 | 0.9957 | 0.99464 | 0.99561
|  | 3.369 | 0.99437 | 0.99594 | 0.99646 | 0.99424 | 0.99546
|  | 3.3712 | 0.99422 | 0.99576 | 0.9973 | 0.99396 | 0.99525
|  | 3.3733 | 0.99407 | 0.9954 | 0.99536 | 0.99371 | 0.99499
|  | 3.3755 | 0.99392 | 0.99516 | 0.99616 | 0.99368 | 0.99484
|  | 3.3777 | 0.99377 | 0.99501 | 0.99614 | 0.99373 | 0.99468
|  | 3.3799 | 0.99361 | 0.99461 | 0.9942 | 0.99341 | 0.99422
|  | 3.3822 | 0.99345 | 0.99408 | 0.99497 | 0.9929 | 0.99373
|  | 3.3844 | 0.99329 | 0.99391 | 0.99419 | 0.9929 | 0.9938
|  | 3.3866 | 0.99313 | 0.99417 | 0.99347 | 0.99337 | 0.99428
|  | 3.3888 | 0.99296 | 0.99443 | 0.99551 | 0.99373 | 0.99457
|  | 3.391 | 0.99279 | 0.99427 | 0.99423 | 0.99374 | 0.99449
|  | 3.3932 | 0.99262 | 0.99383 | 0.99308 | 0.99362 | 0.99418
|  | 3.3954 | 0.99245 | 0.99354 | 0.9942 | 0.99348 | 0.99376
|  | 3.3977 | 0.99228 | 0.99353 | 0.993 | 0.99323 | 0.99342
|  | 3.3999 | 0.9921 | 0.99361 | 0.99363 | 0.99283 | 0.99323
|  | 3.4021 | 0.99193 | 0.99349 | 0.9947 | 0.99232 | 0.99299
|  | 3.4043 | 0.99175 | 0.9933 | 0.99275 | 0.99193 | 0.99268
|  | 3.4066 | 0.99157 | 0.99319 | 0.99335 | 0.99175 | 0.99236
|  | 3.4088 | 0.99138 | 0.99287 | 0.99345 | 0.99155 | 0.99193
|  | 3.4111 | 0.9912 | 0.99231 | 0.99106 | 0.99126 | 0.99136
|  | 3.4133 | 0.99101 | 0.99203 | 0.99187 | 0.99095 | 0.99082
|  | 3.4156 | 0.99082 | 0.99214 | 0.99196 | 0.99049 | 0.99045
|  | 3.4178 | 0.99063 | 0.99217 | 0.99088 | 0.99004 | 0.99014
|  | 3.4201 | 0.99044 | 0.9919 | 0.99207 | 0.98976 | 0.98983
|  | 3.4223 | 0.99024 | 0.99144 | 0.99063 | 0.98951 | 0.98956
|  | 3.4246 | 0.99005 | 0.99085 | 0.98913 | 0.98923 | 0.9893
|  | 3.4269 | 0.98985 | 0.99021 | 0.98992 | 0.98908 | 0.98901
|  | 3.4291 | 0.98964 | 0.98958 | 0.98806 | 0.98899 | 0.98873
|  | 3.4314 | 0.98944 | 0.98919 | 0.98789 | 0.98894 | 0.98861
|  | 3.4337 | 0.98924 | 0.98925 | 0.98952 | 0.98902 | 0.98879
|  | 3.4359 | 0.98903 | 0.98955 | 0.98844 | 0.98914 | 0.98918
|  | 3.4382 | 0.98882 | 0.98958 | 0.98926 | 0.98898 | 0.9893
|  | 3.4405 | 0.98861 | 0.98916 | 0.98977 | 0.9885 | 0.989
|  | 3.4428 | 0.98839 | 0.98871 | 0.98789 | 0.9882 | 0.98875
|  | 3.4451 | 0.98818 | 0.98857 | 0.98929 | 0.98823 | 0.98877
|  | 3.4474 | 0.98796 | 0.9886 | 0.98987 | 0.98837 | 0.98886
|  | 3.4497 | 0.98774 | 0.98842 | 0.98843 | 0.98842 | 0.98875
|  | 3.452 | 0.98752 | 0.98782 | 0.98925 | 0.98796 | 0.98828
|  | 3.4543 | 0.98729 | 0.98727 | 0.98815 | 0.9872 | 0.98787
|  | 3.4566 | 0.98707 | 0.98722 | 0.98735 | 0.98679 | 0.98783
|  | 3.4589 | 0.98684 | 0.98735 | 0.98929 | 0.98675 | 0.98783
|  | 3.4612 | 0.98661 | 0.98731 | 0.98822 | 0.98677 | 0.9877
|  | 3.4635 | 0.98638 | 0.98723 | 0.98791 | 0.98692 | 0.98764
|  | 3.4658 | 0.98614 | 0.9869 | 0.98912 | 0.98682 | 0.9873
|  | 3.4681 | 0.98591 | 0.98629 | 0.98707 | 0.98621 | 0.98662
|  | 3.4704 | 0.98567 | 0.9859 | 0.98707 | 0.98568 | 0.98623
|  | 3.4728 | 0.98543 | 0.98583 | 0.98796 | 0.98557 | 0.9862
|  | 3.4751 | 0.98519 | 0.98571 | 0.9861 | 0.98556 | 0.98613
|  | 3.4774 | 0.98494 | 0.98533 | 0.98656 | 0.98543 | 0.98595
|  | 3.4798 | 0.9847 | 0.9851 | 0.9866 | 0.98543 | 0.98597
|  | 3.4821 | 0.98445 | 0.98526 | 0.98532 | 0.98549 | 0.98614
|  | 3.4844 | 0.9842 | 0.98516 | 0.98685 | 0.98513 | 0.98591
|  | 3.4868 | 0.98395 | 0.98444 | 0.98601 | 0.98436 | 0.98517
|  | 3.4891 | 0.98369 | 0.98377 | 0.98431 | 0.98371 | 0.98442
|  | 3.4915 | 0.98343 | 0.98351 | 0.98561 | 0.98333 | 0.98401
|  | 3.4938 | 0.98318 | 0.98337 | 0.98438 | 0.98311 | 0.98388
|  | 3.4962 | 0.98291 | 0.98326 | 0.98358 | 0.98296 | 0.98377
|  | 3.4985 | 0.98265 | 0.9832 | 0.98496 | 0.98273 | 0.98338
|  | 3.5009 | 0.98239 | 0.98282 | 0.9832 | 0.98215 | 0.98253
|  | 3.5033 | 0.98212 | 0.98196 | 0.9825 | 0.98118 | 0.98137
|  | 3.5056 | 0.98185 | 0.98119 | 0.98287 | 0.98046 | 0.98051
|  | 3.508 | 0.98158 | 0.98091 | 0.981 | 0.98035 | 0.98034
|  | 3.5104 | 0.98131 | 0.98089 | 0.9819 | 0.98056 | 0.98062
|  | 3.5128 | 0.98103 | 0.98088 | 0.98271 | 0.98074 | 0.98093
|  | 3.5151 | 0.98075 | 0.98055 | 0.98118 | 0.98051 | 0.98083
|  | 3.5175 | 0.98047 | 0.97984 | 0.98207 | 0.97997 | 0.98041
|  | 3.5199 | 0.98019 | 0.97917 | 0.98138 | 0.97963 | 0.98018
|  | 3.5223 | 0.97991 | 0.97869 | 0.97962 | 0.97937 | 0.98005
|  | 3.5247 | 0.97962 | 0.97841 | 0.98086 | 0.97901 | 0.97981
|  | 3.5271 | 0.97934 | 0.97831 | 0.98008 | 0.97876 | 0.97953
|  | 3.5295 | 0.97905 | 0.9782 | 0.97949 | 0.97855 | 0.97917
|  | 3.5319 | 0.97875 | 0.97809 | 0.98118 | 0.97826 | 0.97889
|  | 3.5343 | 0.97846 | 0.97793 | 0.97998 | 0.97799 | 0.97871
|  | 3.5367 | 0.97816 | 0.97747 | 0.97962 | 0.97764 | 0.97827
|  | 3.5391 | 0.97787 | 0.97696 | 0.98026 | 0.97727 | 0.97775
|  | 3.5415 | 0.97757 | 0.9767 | 0.9783 | 0.97704 | 0.97755
|  | 3.544 | 0.97726 | 0.97638 | 0.97862 | 0.97668 | 0.97734
|  | 3.5464 | 0.97696 | 0.97583 | 0.97879 | 0.97595 | 0.97686
|  | 3.5488 | 0.97665 | 0.97527 | 0.97668 | 0.97517 | 0.97633
|  | 3.5513 | 0.97634 | 0.97471 | 0.97741 | 0.97461 | 0.97578
|  | 3.5537 | 0.97603 | 0.97416 | 0.97699 | 0.97431 | 0.97524
|  | 3.5561 | 0.97572 | 0.97372 | 0.97531 | 0.97425 | 0.9749
|  | 3.5586 | 0.97541 | 0.97344 | 0.97655 | 0.97429 | 0.97471
|  | 3.561 | 0.97509 | 0.97331 | 0.97582 | 0.97421 | 0.97445
|  | 3.5635 | 0.97477 | 0.97322 | 0.97507 | 0.97393 | 0.97408
|  | 3.5659 | 0.97445 | 0.97294 | 0.97649 | 0.97338 | 0.9736
|  | 3.5684 | 0.97413 | 0.97248 | 0.97486 | 0.97283 | 0.97319
|  | 3.5708 | 0.9738 | 0.97192 | 0.97397 | 0.97253 | 0.97292
|  | 3.5733 | 0.97347 | 0.9713 | 0.97438 | 0.97225 | 0.97259
|  | 3.5758 | 0.97314 | 0.9708 | 0.97243 | 0.97192 | 0.97222
|  | 3.5782 | 0.97281 | 0.97055 | 0.97308 | 0.97173 | 0.97204
|  | 3.5807 | 0.97248 | 0.97028 | 0.97374 | 0.97151 | 0.97186
|  | 3.5832 | 0.97214 | 0.9698 | 0.97156 | 0.97104 | 0.97145
|  | 3.5856 | 0.9718 | 0.96939 | 0.97222 | 0.97056 | 0.97101
|  | 3.5881 | 0.97147 | 0.96931 | 0.97239 | 0.97026 | 0.97088
|  | 3.5906 | 0.97112 | 0.96908 | 0.97097 | 0.96969 | 0.9706
|  | 3.5931 | 0.97078 | 0.96837 | 0.97185 | 0.96879 | 0.96971
|  | 3.5956 | 0.97043 | 0.96765 | 0.97069 | 0.96816 | 0.96878
|  | 3.5981 | 0.97008 | 0.96724 | 0.96956 | 0.96801 | 0.96839
|  | 3.6006 | 0.96973 | 0.96687 | 0.97073 | 0.96793 | 0.96815
|  | 3.6031 | 0.96938 | 0.96645 | 0.96905 | 0.96767 | 0.96786
|  | 3.6056 | 0.96903 | 0.96614 | 0.96859 | 0.96728 | 0.96768
|  | 3.6081 | 0.96867 | 0.96589 | 0.96984 | 0.96676 | 0.96741
|  | 3.6106 | 0.96831 | 0.96564 | 0.96821 | 0.96628 | 0.96696
|  | 3.6131 | 0.96795 | 0.96547 | 0.96854 | 0.96607 | 0.96665
|  | 3.6156 | 0.96759 | 0.9653 | 0.96921 | 0.96592 | 0.96647
|  | 3.6182 | 0.96722 | 0.96484 | 0.96733 | 0.96546 | 0.96611
|  | 3.6207 | 0.96686 | 0.96416 | 0.96791 | 0.96481 | 0.96561
|  | 3.6232 | 0.96649 | 0.96365 | 0.9675 | 0.96434 | 0.96529
|  | 3.6258 | 0.96611 | 0.96337 | 0.9657 | 0.96405 | 0.96508
|  | 3.6283 | 0.96574 | 0.96304 | 0.96687 | 0.96371 | 0.96464
|  | 3.6308 | 0.96537 | 0.96259 | 0.96609 | 0.96332 | 0.96404
|  | 3.6334 | 0.96499 | 0.96206 | 0.9648 | 0.96289 | 0.96354
|  | 3.6359 | 0.96461 | 0.96143 | 0.96575 | 0.96234 | 0.9631
|  | 3.6385 | 0.96423 | 0.96086 | 0.96413 | 0.96175 | 0.96262
|  | 3.641 | 0.96384 | 0.96037 | 0.96354 | 0.96118 | 0.96192
|  | 3.6436 | 0.96346 | 0.95972 | 0.96439 | 0.96042 | 0.96095
|  | 3.6462 | 0.96307 | 0.95915 | 0.96254 | 0.95973 | 0.96032
|  | 3.6487 | 0.96268 | 0.95902 | 0.96299 | 0.95957 | 0.96037
|  | 3.6513 | 0.96228 | 0.95904 | 0.96379 | 0.95975 | 0.96056
|  | 3.6539 | 0.96189 | 0.9588 | 0.96189 | 0.95967 | 0.96037
|  | 3.6564 | 0.96149 | 0.95833 | 0.96246 | 0.95918 | 0.95984
|  | 3.659 | 0.96109 | 0.95772 | 0.96209 | 0.95856 | 0.95913
|  | 3.6616 | 0.96069 | 0.95704 | 0.96008 | 0.95797 | 0.95842
|  | 3.6642 | 0.96029 | 0.9564 | 0.9607 | 0.95748 | 0.95789
|  | 3.6668 | 0.95989 | 0.95601 | 0.95955 | 0.95729 | 0.95771
|  | 3.6694 | 0.95948 | 0.95572 | 0.95841 | 0.95703 | 0.95763
|  | 3.672 | 0.95907 | 0.95516 | 0.95956 | 0.95627 | 0.95709
|  | 3.6746 | 0.95866 | 0.95452 | 0.95793 | 0.95545 | 0.95625
|  | 3.6772 | 0.95824 | 0.95417 | 0.95737 | 0.95506 | 0.95575
|  | 3.6798 | 0.95783 | 0.95409 | 0.95852 | 0.95503 | 0.95573
|  | 3.6824 | 0.95741 | 0.95392 | 0.9569 | 0.95484 | 0.95562
|  | 3.685 | 0.95699 | 0.95329 | 0.95701 | 0.9541 | 0.95492
|  | 3.6877 | 0.95657 | 0.95233 | 0.95711 | 0.95308 | 0.95386
|  | 3.6903 | 0.95615 | 0.95158 | 0.95483 | 0.95236 | 0.95304
|  | 3.6929 | 0.95572 | 0.95125 | 0.95544 | 0.95197 | 0.95262
|  | 3.6955 | 0.95529 | 0.95102 | 0.95534 | 0.95157 | 0.95233
|  | 3.6982 | 0.95486 | 0.95064 | 0.9539 | 0.95107 | 0.95196
|  | 3.7008 | 0.95443 | 0.95006 | 0.95503 | 0.95054 | 0.95142
|  | 3.7035 | 0.95399 | 0.94943 | 0.95385 | 0.95004 | 0.95082
|  | 3.7061 | 0.95356 | 0.94887 | 0.95243 | 0.94961 | 0.95029
|  | 3.7088 | 0.95312 | 0.94836 | 0.95345 | 0.94915 | 0.94988
|  | 3.7114 | 0.95268 | 0.94791 | 0.95182 | 0.94868 | 0.94957
|  | 3.7141 | 0.95223 | 0.94754 | 0.95124 | 0.94834 | 0.94928
|  | 3.7167 | 0.95179 | 0.94702 | 0.952 | 0.94793 | 0.94882
|  | 3.7194 | 0.95134 | 0.94638 | 0.94995 | 0.94734 | 0.94827
|  | 3.7221 | 0.95089 | 0.94577 | 0.94993 | 0.94664 | 0.9477
|  | 3.7247 | 0.95044 | 0.9452 | 0.95012 | 0.94599 | 0.94709
|  | 3.7274 | 0.94999 | 0.94461 | 0.94798 | 0.9455 | 0.94654
|  | 3.7301 | 0.94953 | 0.94407 | 0.94841 | 0.94521 | 0.94609
|  | 3.7328 | 0.94907 | 0.94368 | 0.94793 | 0.94503 | 0.94572
|  | 3.7355 | 0.94861 | 0.94331 | 0.94644 | 0.94468 | 0.94525
|  | 3.7382 | 0.94815 | 0.94279 | 0.94764 | 0.94403 | 0.9446
|  | 3.7409 | 0.94769 | 0.94215 | 0.94654 | 0.94325 | 0.94391
|  | 3.7436 | 0.94722 | 0.94155 | 0.94528 | 0.94258 | 0.94327
|  | 3.7463 | 0.94675 | 0.94105 | 0.94624 | 0.94211 | 0.94269
|  | 3.749 | 0.94628 | 0.94061 | 0.94463 | 0.94176 | 0.94219
|  | 3.7517 | 0.94581 | 0.9402 | 0.94432 | 0.94144 | 0.94184
|  | 3.7544 | 0.94533 | 0.93973 | 0.9451 | 0.94094 | 0.94149
|  | 3.7571 | 0.94486 | 0.93906 | 0.94294 | 0.94013 | 0.9409
|  | 3.7599 | 0.94438 | 0.93825 | 0.94281 | 0.93922 | 0.94011
|  | 3.7626 | 0.9439 | 0.93752 | 0.94271 | 0.93849 | 0.9394
|  | 3.7653 | 0.94341 | 0.93701 | 0.94075 | 0.93805 | 0.93896
|  | 3.7681 | 0.94293 | 0.93664 | 0.94169 | 0.93771 | 0.93869
|  | 3.7708 | 0.94244 | 0.93616 | 0.94132 | 0.9371 | 0.93823
|  | 3.7735 | 0.94195 | 0.9355 | 0.9397 | 0.93637 | 0.93746
|  | 3.7763 | 0.94146 | 0.93485 | 0.94059 | 0.9358 | 0.93679
|  | 3.779 | 0.94097 | 0.93442 | 0.93931 | 0.93542 | 0.93643
|  | 3.7818 | 0.94047 | 0.9341 | 0.93827 | 0.93513 | 0.93609
|  | 3.7845 | 0.93997 | 0.93358 | 0.93906 | 0.9348 | 0.93557
|  | 3.7873 | 0.93947 | 0.93296 | 0.93719 | 0.93441 | 0.93503
|  | 3.7901 | 0.93897 | 0.93249 | 0.93689 | 0.93399 | 0.93448
|  | 3.7929 | 0.93847 | 0.93211 | 0.93751 | 0.93353 | 0.93394
|  | 3.7956 | 0.93796 | 0.93157 | 0.93543 | 0.9329 | 0.93346
|  | 3.7984 | 0.93745 | 0.93082 | 0.93552 | 0.93203 | 0.93288
|  | 3.8012 | 0.93694 | 0.93015 | 0.93539 | 0.93128 | 0.93222
|  | 3.804 | 0.93643 | 0.92971 | 0.93362 | 0.93088 | 0.93167
|  | 3.8068 | 0.93592 | 0.92932 | 0.93454 | 0.93054 | 0.93118
|  | 3.8096 | 0.9354 | 0.92875 | 0.93371 | 0.92999 | 0.93056
|  | 3.8124 | 0.93488 | 0.92797 | 0.93205 | 0.92924 | 0.92979
|  | 3.8152 | 0.93436 | 0.92705 | 0.93281 | 0.92833 | 0.92888
|  | 3.818 | 0.93384 | 0.92616 | 0.93108 | 0.92737 | 0.92789
|  | 3.8208 | 0.93331 | 0.92564 | 0.93013 | 0.92678 | 0.92737
|  | 3.8236 | 0.93278 | 0.92541 | 0.93119 | 0.92658 | 0.92739
|  | 3.8264 | 0.93225 | 0.92494 | 0.92937 | 0.92616 | 0.92714
|  | 3.8293 | 0.93172 | 0.92419 | 0.92899 | 0.92536 | 0.92643
|  | 3.8321 | 0.93119 | 0.9238 | 0.92959 | 0.92486 | 0.926
|  | 3.8349 | 0.93065 | 0.92374 | 0.92811 | 0.92485 | 0.92583
|  | 3.8378 | 0.93012 | 0.92341 | 0.92868 | 0.92469 | 0.92533
|  | 3.8406 | 0.92958 | 0.92274 | 0.92821 | 0.92416 | 0.92456
|  | 3.8435 | 0.92903 | 0.92206 | 0.92631 | 0.92357 | 0.92395
|  | 3.8463 | 0.92849 | 0.92131 | 0.92697 | 0.9229 | 0.92334
|  | 3.8492 | 0.92794 | 0.92034 | 0.92547 | 0.92197 | 0.9225
|  | 3.852 | 0.9274 | 0.91948 | 0.92371 | 0.92115 | 0.92173
|  | 3.8549 | 0.92685 | 0.91907 | 0.92475 | 0.92077 | 0.92131
|  | 3.8578 | 0.92629 | 0.91877 | 0.92357 | 0.92048 | 0.9209
|  | 3.8606 | 0.92574 | 0.91819 | 0.92306 | 0.91986 | 0.92012
|  | 3.8635 | 0.92518 | 0.9175 | 0.92356 | 0.91912 | 0.91929
|  | 3.8664 | 0.92462 | 0.9171 | 0.9217 | 0.91871 | 0.91898
|  | 3.8693 | 0.92406 | 0.91681 | 0.92201 | 0.91835 | 0.91887
|  | 3.8722 | 0.9235 | 0.91614 | 0.92199 | 0.91748 | 0.91822
|  | 3.8751 | 0.92294 | 0.9152 | 0.91958 | 0.91645 | 0.91725
|  | 3.878 | 0.92237 | 0.91445 | 0.91993 | 0.91584 | 0.91659
|  | 3.8809 | 0.9218 | 0.91395 | 0.91942 | 0.91546 | 0.91622
|  | 3.8838 | 0.92123 | 0.91334 | 0.91784 | 0.91489 | 0.91559
|  | 3.8867 | 0.92066 | 0.91246 | 0.91848 | 0.9141 | 0.91463
|  | 3.8896 | 0.92008 | 0.9116 | 0.91691 | 0.91329 | 0.91376
|  | 3.8925 | 0.9195 | 0.91093 | 0.9157 | 0.9125 | 0.9131
|  | 3.8954 | 0.91892 | 0.91033 | 0.91645 | 0.91181 | 0.91256
|  | 3.8984 | 0.91834 | 0.9098 | 0.91473 | 0.91129 | 0.91217
|  | 3.9013 | 0.91776 | 0.9093 | 0.91448 | 0.91079 | 0.91168
|  | 3.9042 | 0.91717 | 0.90865 | 0.91485 | 0.91014 | 0.91087
|  | 3.9072 | 0.91658 | 0.90794 | 0.91277 | 0.90947 | 0.91008
|  | 3.9101 | 0.91599 | 0.90745 | 0.91322 | 0.90894 | 0.90964
|  | 3.9131 | 0.9154 | 0.90708 | 0.91328 | 0.90847 | 0.90932
|  | 3.916 | 0.91481 | 0.90662 | 0.91149 | 0.90799 | 0.90888
|  | 3.919 | 0.91421 | 0.90608 | 0.91217 | 0.90755 | 0.90842
|  | 3.922 | 0.91361 | 0.90556 | 0.91132 | 0.90717 | 0.90801
|  | 3.9249 | 0.91301 | 0.90506 | 0.91005 | 0.90679 | 0.90753
|  | 3.9279 | 0.91241 | 0.90439 | 0.91082 | 0.90625 | 0.90678
|  | 3.9309 | 0.91181 | 0.90345 | 0.90887 | 0.90535 | 0.90574
|  | 3.9339 | 0.9112 | 0.90249 | 0.90771 | 0.90423 | 0.90467
|  | 3.9369 | 0.91059 | 0.90186 | 0.90827 | 0.90336 | 0.90397
|  | 3.9398 | 0.90998 | 0.90147 | 0.90651 | 0.90285 | 0.90361
|  | 3.9428 | 0.90937 | 0.901 | 0.90655 | 0.90238 | 0.90324
|  | 3.9458 | 0.90876 | 0.90035 | 0.90656 | 0.90179 | 0.90267
|  | 3.9488 | 0.90814 | 0.89959 | 0.90438 | 0.90113 | 0.90195
|  | 3.9518 | 0.90752 | 0.89891 | 0.9048 | 0.90051 | 0.90131
|  | 3.9549 | 0.9069 | 0.89842 | 0.90435 | 0.89999 | 0.90086
|  | 3.9579 | 0.90628 | 0.89788 | 0.90287 | 0.89933 | 0.90033
|  | 3.9609 | 0.90565 | 0.8972 | 0.9037 | 0.89858 | 0.89957
|  | 3.9639 | 0.90502 | 0.8966 | 0.90239 | 0.8981 | 0.89886
|  | 3.967 | 0.9044 | 0.8961 | 0.90137 | 0.89772 | 0.89832
|  | 3.97 | 0.90376 | 0.89564 | 0.90232 | 0.8972 | 0.89783
|  | 3.9731 | 0.90313 | 0.89518 | 0.90062 | 0.89658 | 0.89731
|  | 3.9761 | 0.9025 | 0.89454 | 0.90006 | 0.89592 | 0.89661
|  | 3.9792 | 0.90186 | 0.89363 | 0.90016 | 0.89513 | 0.89569
|  | 3.9822 | 0.90122 | 0.89281 | 0.89811 | 0.89437 | 0.89493
|  | 3.9853 | 0.90058 | 0.89232 | 0.89847 | 0.8938 | 0.89456
|  | 3.9883 | 0.89994 | 0.8919 | 0.89824 | 0.89329 | 0.89424
|  | 3.9914 | 0.89929 | 0.89147 | 0.89653 | 0.89289 | 0.89387
|  | 3.9945 | 0.89864 | 0.89113 | 0.8975 | 0.89264 | 0.89354
|  | 3.9976 | 0.89799 | 0.89067 | 0.89677 | 0.89214 | 0.89306
|  | 4.0006 | 0.89734 | 0.8899 | 0.8954 | 0.89126 | 0.8923
|  | 4.0037 | 0.89669 | 0.88903 | 0.89589 | 0.89041 | 0.89145
|  | 4.0068 | 0.89603 | 0.88827 | 0.89402 | 0.88975 | 0.89064
|  | 4.0099 | 0.89538 | 0.88758 | 0.89325 | 0.88905 | 0.88992
|  | 4.013 | 0.89472 | 0.88696 | 0.89383 | 0.88838 | 0.88935
|  | 4.0161 | 0.89405 | 0.88636 | 0.89186 | 0.88786 | 0.88876
|  | 4.0193 | 0.89339 | 0.88577 | 0.89175 | 0.88742 | 0.88821
|  | 4.0224 | 0.89273 | 0.88519 | 0.8917 | 0.88688 | 0.88773
|  | 4.0255 | 0.89206 | 0.88451 | 0.88971 | 0.88621 | 0.88712
|  | 4.0286 | 0.89139 | 0.88365 | 0.88991 | 0.88544 | 0.88628
|  | 4.0317 | 0.89072 | 0.88264 | 0.88869 | 0.88447 | 0.88523
|  | 4.0349 | 0.89004 | 0.88168 | 0.88683 | 0.88335 | 0.88416
|  | 4.038 | 0.88937 | 0.88092 | 0.88751 | 0.8824 | 0.8833
|  | 4.0412 | 0.88869 | 0.88036 | 0.88625 | 0.88182 | 0.88275
|  | 4.0443 | 0.88801 | 0.87984 | 0.88547 | 0.88135 | 0.88226
|  | 4.0475 | 0.88733 | 0.87916 | 0.88606 | 0.88068 | 0.88153
|  | 4.0507 | 0.88664 | 0.87841 | 0.88416 | 0.88 | 0.88075
|  | 4.0538 | 0.88596 | 0.87793 | 0.88402 | 0.87966 | 0.88038
|  | 4.057 | 0.88527 | 0.8776 | 0.88426 | 0.87939 | 0.88017
|  | 4.0602 | 0.88458 | 0.877 | 0.88229 | 0.87874 | 0.8796
|  | 4.0633 | 0.88389 | 0.87614 | 0.88253 | 0.87779 | 0.87873
|  | 4.0665 | 0.8832 | 0.87539 | 0.8819 | 0.87699 | 0.87798
|  | 4.0697 | 0.8825 | 0.87477 | 0.8801 | 0.87639 | 0.87743
|  | 4.0729 | 0.8818 | 0.87401 | 0.88053 | 0.87572 | 0.87679
|  | 4.0761 | 0.8811 | 0.87324 | 0.87911 | 0.87498 | 0.8761
|  | 4.0793 | 0.8804 | 0.87259 | 0.87794 | 0.8742 | 0.87546
|  | 4.0826 | 0.8797 | 0.87189 | 0.87854 | 0.87339 | 0.87465
|  | 4.0858 | 0.87899 | 0.8712 | 0.87676 | 0.87277 | 0.87383
|  | 4.089 | 0.87828 | 0.87068 | 0.87642 | 0.87235 | 0.87325
|  | 4.0922 | 0.87757 | 0.87025 | 0.87691 | 0.87192 | 0.87281
|  | 4.0954 | 0.87686 | 0.86974 | 0.8752 | 0.87143 | 0.87231
|  | 4.0987 | 0.87615 | 0.86914 | 0.87554 | 0.87089 | 0.87175
|  | 4.1019 | 0.87543 | 0.8684 | 0.87509 | 0.87013 | 0.87099
|  | 4.1052 | 0.87471 | 0.86755 | 0.87301 | 0.86916 | 0.87009
|  | 4.1084 | 0.87399 | 0.86665 | 0.87324 | 0.86815 | 0.86918
|  | 4.1117 | 0.87327 | 0.86575 | 0.87186 | 0.86726 | 0.86834
|  | 4.115 | 0.87255 | 0.86496 | 0.87041 | 0.86661 | 0.86762
|  | 4.1182 | 0.87182 | 0.86424 | 0.87101 | 0.86602 | 0.86692
|  | 4.1215 | 0.8711 | 0.86351 | 0.86933 | 0.86533 | 0.86621
|  | 4.1248 | 0.87037 | 0.86279 | 0.86862 | 0.86457 | 0.86555
|  | 4.128 | 0.86964 | 0.86201 | 0.86871 | 0.86368 | 0.86484
|  | 4.1313 | 0.8689 | 0.86121 | 0.86658 | 0.86277 | 0.86406
|  | 4.1346 | 0.86817 | 0.86058 | 0.86668 | 0.86212 | 0.86343
|  | 4.1379 | 0.86743 | 0.85997 | 0.86646 | 0.86155 | 0.86279
|  | 4.1412 | 0.86669 | 0.85922 | 0.86443 | 0.86094 | 0.86196
|  | 4.1445 | 0.86595 | 0.85857 | 0.86482 | 0.8605 | 0.86128
|  | 4.1479 | 0.86521 | 0.85803 | 0.86404 | 0.86006 | 0.86084
|  | 4.1512 | 0.86446 | 0.85738 | 0.86283 | 0.85935 | 0.8603
|  | 4.1545 | 0.86371 | 0.85657 | 0.86332 | 0.85845 | 0.85952
|  | 4.1578 | 0.86297 | 0.85575 | 0.86147 | 0.85759 | 0.85877
|  | 4.1612 | 0.86221 | 0.85508 | 0.86063 | 0.85693 | 0.8582
|  | 4.1645 | 0.86146 | 0.85451 | 0.8611 | 0.85637 | 0.85763
|  | 4.1679 | 0.86071 | 0.85379 | 0.85917 | 0.85568 | 0.85687
|  | 4.1712 | 0.85995 | 0.85299 | 0.85895 | 0.85493 | 0.85613
|  | 4.1746 | 0.85919 | 0.8523 | 0.85873 | 0.85425 | 0.85553
|  | 4.178 | 0.85843 | 0.85161 | 0.85687 | 0.8535 | 0.85485
|  | 4.1813 | 0.85767 | 0.85087 | 0.85726 | 0.85273 | 0.85407
|  | 4.1847 | 0.8569 | 0.85044 | 0.85654 | 0.85238 | 0.85365
|  | 4.1881 | 0.85614 | 0.85066 | 0.85556 | 0.85274 | 0.854
|  | 4.1915 | 0.85537 | 0.85146 | 0.85723 | 0.85365 | 0.85508
|  | 4.1948 | 0.8546 | 0.8526 | 0.857 | 0.85494 | 0.85656
|  | 4.1982 | 0.85383 | 0.85387 | 0.85681 | 0.85659 | 0.85819
|  | 4.2016 | 0.85305 | 0.8551 | 0.85859 | 0.85844 | 0.85982
|  | 4.205 | 0.85228 | 0.85617 | 0.85771 | 0.86009 | 0.86141
|  | 4.2085 | 0.8515 | 0.85738 | 0.85753 | 0.86185 | 0.86321
|  | 4.2119 | 0.85072 | 0.85878 | 0.85901 | 0.86407 | 0.86508
|  | 4.2153 | 0.84994 | 0.85989 | 0.8575 | 0.86601 | 0.86655
|  | 4.2187 | 0.84916 | 0.86022 | 0.85649 | 0.86706 | 0.86755
|  | 4.2222 | 0.84837 | 0.85952 | 0.85505 | 0.86729 | 0.86783
|  | 4.2256 | 0.84758 | 0.85831 | 0.85177 | 0.86687 | 0.86722
|  | 4.2291 | 0.84679 | 0.8572 | 0.85098 | 0.86627 | 0.86604
|  | 4.2325 | 0.846 | 0.85617 | 0.84921 | 0.86546 | 0.86499
|  | 4.236 | 0.84521 | 0.85427 | 0.84656 | 0.86336 | 0.86355
|  | 4.2394 | 0.84442 | 0.84996 | 0.84283 | 0.85922 | 0.85955
|  | 4.2429 | 0.84362 | 0.84382 | 0.83659 | 0.8535 | 0.85343
|  | 4.2464 | 0.84282 | 0.83804 | 0.83271 | 0.84743 | 0.84758
|  | 4.2499 | 0.84202 | 0.83343 | 0.82869 | 0.84175 | 0.84257
|  | 4.2534 | 0.84122 | 0.83311 | 0.82938 | 0.8402 | 0.84159
|  | 4.2568 | 0.84041 | 0.839 | 0.83837 | 0.84541 | 0.84706
|  | 4.2603 | 0.83961 | 0.84706 | 0.84628 | 0.85389 | 0.85525
|  | 4.2638 | 0.8388 | 0.8505 | 0.84662 | 0.85883 | 0.85929
|  | 4.2674 | 0.83799 | 0.84724 | 0.84301 | 0.85691 | 0.85657
|  | 4.2709 | 0.83718 | 0.84227 | 0.83759 | 0.85212 | 0.85184
|  | 4.2744 | 0.83636 | 0.83767 | 0.83301 | 0.84688 | 0.8472
|  | 4.2779 | 0.83555 | 0.83474 | 0.83068 | 0.84321 | 0.84405
|  | 4.2815 | 0.83473 | 0.83417 | 0.82871 | 0.84227 | 0.84335
|  | 4.285 | 0.83391 | 0.83461 | 0.82988 | 0.84239 | 0.84371
|  | 4.2885 | 0.83309 | 0.83403 | 0.83002 | 0.84136 | 0.84288
|  | 4.2921 | 0.83227 | 0.83197 | 0.82723 | 0.83899 | 0.84037
|  | 4.2956 | 0.83145 | 0.83029 | 0.8268 | 0.83722 | 0.83824
|  | 4.2992 | 0.83062 | 0.82955 | 0.82588 | 0.83657 | 0.83737
|  | 4.3028 | 0.82979 | 0.82833 | 0.82447 | 0.8355 | 0.83614
|  | 4.3063 | 0.82896 | 0.82627 | 0.82393 | 0.83334 | 0.83376
|  | 4.3099 | 0.82813 | 0.82445 | 0.82199 | 0.83103 | 0.8314
|  | 4.3135 | 0.8273 | 0.82325 | 0.82209 | 0.82919 | 0.82972
|  | 4.3171 | 0.82646 | 0.82247 | 0.82257 | 0.82781 | 0.82863
|  | 4.3207 | 0.82562 | 0.822 | 0.82108 | 0.82681 | 0.82799
|  | 4.3243 | 0.82478 | 0.82134 | 0.82131 | 0.82567 | 0.82721
|  | 4.3279 | 0.82394 | 0.82009 | 0.82045 | 0.82414 | 0.82579
|  | 4.3315 | 0.8231 | 0.81845 | 0.81833 | 0.82249 | 0.82393
|  | 4.3351 | 0.82226 | 0.81704 | 0.81868 | 0.82113 | 0.82228
|  | 4.3388 | 0.82141 | 0.81628 | 0.81802 | 0.82029 | 0.8213
|  | 4.3424 | 0.82056 | 0.81587 | 0.8175 | 0.81957 | 0.82065
|  | 4.346 | 0.81971 | 0.81537 | 0.81828 | 0.81866 | 0.81987
|  | 4.3497 | 0.81886 | 0.81478 | 0.81681 | 0.8178 | 0.81906
|  | 4.3533 | 0.81801 | 0.81409 | 0.81633 | 0.81708 | 0.81834
|  | 4.357 | 0.81715 | 0.81311 | 0.81635 | 0.81612 | 0.81744
|  | 4.3607 | 0.81629 | 0.81199 | 0.81427 | 0.81495 | 0.81637
|  | 4.3643 | 0.81544 | 0.81104 | 0.81412 | 0.81392 | 0.81545
|  | 4.368 | 0.81457 | 0.81007 | 0.81352 | 0.81288 | 0.81442
|  | 4.3717 | 0.81371 | 0.80898 | 0.81167 | 0.81169 | 0.81308
|  | 4.3754 | 0.81285 | 0.80804 | 0.81202 | 0.81067 | 0.81184
|  | 4.3791 | 0.81198 | 0.80729 | 0.81094 | 0.80987 | 0.81096
|  | 4.3828 | 0.81111 | 0.80651 | 0.8095 | 0.80906 | 0.8102
|  | 4.3865 | 0.81025 | 0.80565 | 0.8096 | 0.80823 | 0.80937
|  | 4.3902 | 0.80937 | 0.80482 | 0.80779 | 0.80752 | 0.80852
|  | 4.3939 | 0.8085 | 0.80399 | 0.80692 | 0.8068 | 0.80768
|  | 4.3976 | 0.80763 | 0.80294 | 0.80645 | 0.80577 | 0.80671
|  | 4.4014 | 0.80675 | 0.80176 | 0.80393 | 0.8046 | 0.80564
|  | 4.4051 | 0.80587 | 0.80074 | 0.8034 | 0.80362 | 0.80471
|  | 4.4089 | 0.80499 | 0.79983 | 0.80265 | 0.80276 | 0.8038
|  | 4.4126 | 0.80411 | 0.79892 | 0.80096 | 0.80185 | 0.8028
|  | 4.4164 | 0.80323 | 0.79806 | 0.80123 | 0.8009 | 0.8018
|  | 4.4201 | 0.80234 | 0.79729 | 0.79995 | 0.8 | 0.80097
|  | 4.4239 | 0.80146 | 0.79648 | 0.79863 | 0.79915 | 0.80027
|  | 4.4277 | 0.80057 | 0.7955 | 0.79854 | 0.79825 | 0.79941
|  | 4.4315 | 0.79968 | 0.79444 | 0.79653 | 0.79735 | 0.79836
|  | 4.4353 | 0.79879 | 0.79342 | 0.79574 | 0.79647 | 0.79736
|  | 4.4391 | 0.79789 | 0.79249 | 0.7953 | 0.79558 | 0.79642
|  | 4.4429 | 0.797 | 0.79168 | 0.79337 | 0.79476 | 0.7955
|  | 4.4467 | 0.7961 | 0.79092 | 0.79331 | 0.79396 | 0.79462
|  | 4.4505 | 0.7952 | 0.79008 | 0.79224 | 0.79304 | 0.7938
|  | 4.4543 | 0.7943 | 0.78921 | 0.79044 | 0.79208 | 0.79302
|  | 4.4581 | 0.7934 | 0.78831 | 0.79052 | 0.79112 | 0.79211
|  | 4.462 | 0.7925 | 0.78738 | 0.78893 | 0.79018 | 0.79106
|  | 4.4658 | 0.79159 | 0.78651 | 0.78776 | 0.78937 | 0.79014
|  | 4.4697 | 0.79068 | 0.78569 | 0.78777 | 0.78852 | 0.78939
|  | 4.4735 | 0.78977 | 0.78487 | 0.78599 | 0.78754 | 0.78861
|  | 4.4774 | 0.78886 | 0.7841 | 0.78563 | 0.78664 | 0.78776
|  | 4.4813 | 0.78795 | 0.78327 | 0.78514 | 0.78583 | 0.78683
|  | 4.4851 | 0.78704 | 0.78231 | 0.78306 | 0.78504 | 0.7859
|  | 4.489 | 0.78612 | 0.7813 | 0.78277 | 0.78421 | 0.78501
|  | 4.4929 | 0.78521 | 0.78033 | 0.78151 | 0.78331 | 0.78403
|  | 4.4968 | 0.78429 | 0.77933 | 0.77989 | 0.78228 | 0.78298
|  | 4.5007 | 0.78337 | 0.77825 | 0.77967 | 0.7812 | 0.78196
|  | 4.5046 | 0.78244 | 0.77731 | 0.77782 | 0.78025 | 0.78109
|  | 4.5085 | 0.78152 | 0.77657 | 0.77707 | 0.77943 | 0.78031
|  | 4.5125 | 0.7806 | 0.77578 | 0.77698 | 0.77858 | 0.77942
|  | 4.5164 | 0.77967 | 0.77484 | 0.77496 | 0.7777 | 0.77846
|  | 4.5203 | 0.77874 | 0.77385 | 0.77452 | 0.77677 | 0.77756
|  | 4.5243 | 0.77781 | 0.7729 | 0.77378 | 0.77577 | 0.7767
|  | 4.5282 | 0.77688 | 0.77193 | 0.77201 | 0.77472 | 0.77574
|  | 4.5322 | 0.77595 | 0.77094 | 0.77193 | 0.77374 | 0.77472
|  | 4.5362 | 0.77501 | 0.77001 | 0.77045 | 0.77289 | 0.77376
|  | 4.5401 | 0.77407 | 0.76922 | 0.76909 | 0.77215 | 0.77303
|  | 4.5441 | 0.77314 | 0.76852 | 0.76899 | 0.77146 | 0.77247
|  | 4.5481 | 0.7722 | 0.76768 | 0.76704 | 0.77064 | 0.77173
|  | 4.5521 | 0.77125 | 0.7666 | 0.76612 | 0.76958 | 0.77063
|  | 4.5561 | 0.77031 | 0.76549 | 0.7655 | 0.76839 | 0.76938
|  | 4.5601 | 0.76937 | 0.76454 | 0.76354 | 0.76733 | 0.76833
|  | 4.5641 | 0.76842 | 0.76372 | 0.76341 | 0.76647 | 0.7675
|  | 4.5681 | 0.76747 | 0.76295 | 0.76252 | 0.76572 | 0.76677
|  | 4.5722 | 0.76652 | 0.76208 | 0.76102 | 0.76495 | 0.76594
|  | 4.5762 | 0.76557 | 0.76101 | 0.7609 | 0.76396 | 0.76489
|  | 4.5802 | 0.76462 | 0.75991 | 0.75909 | 0.76286 | 0.76378
|  | 4.5843 | 0.76367 | 0.75895 | 0.75788 | 0.76186 | 0.76284
|  | 4.5884 | 0.76271 | 0.75801 | 0.75748 | 0.76091 | 0.76194
|  | 4.5924 | 0.76175 | 0.75693 | 0.7554 | 0.75985 | 0.76093
|  | 4.5965 | 0.7608 | 0.75578 | 0.75472 | 0.75873 | 0.75982
|  | 4.6006 | 0.75984 | 0.75473 | 0.75378 | 0.75769 | 0.75868
|  | 4.6047 | 0.75887 | 0.75369 | 0.75172 | 0.75658 | 0.75745
|  | 4.6087 | 0.75791 | 0.75266 | 0.75136 | 0.75546 | 0.7563
|  | 4.6128 | 0.75695 | 0.75186 | 0.75007 | 0.75462 | 0.75554
|  | 4.617 | 0.75598 | 0.75118 | 0.74899 | 0.75398 | 0.75501
|  | 4.6211 | 0.75501 | 0.75033 | 0.74893 | 0.7532 | 0.75428
|  | 4.6252 | 0.75404 | 0.74928 | 0.747 | 0.75212 | 0.7532
|  | 4.6293 | 0.75307 | 0.74822 | 0.74615 | 0.7509 | 0.75201
|  | 4.6334 | 0.7521 | 0.74715 | 0.74551 | 0.74973 | 0.75089
|  | 4.6376 | 0.75113 | 0.74609 | 0.74347 | 0.74867 | 0.7499
|  | 4.6418 | 0.75015 | 0.74519 | 0.74322 | 0.74782 | 0.74902
|  | 4.6459 | 0.74917 | 0.74449 | 0.74236 | 0.74725 | 0.74827
|  | 4.6501 | 0.7482 | 0.74379 | 0.741 | 0.74667 | 0.74756
|  | 4.6543 | 0.74722 | 0.74287 | 0.74084 | 0.74573 | 0.74673
|  | 4.6584 | 0.74623 | 0.74169 | 0.73884 | 0.74447 | 0.74565
|  | 4.6626 | 0.74525 | 0.74039 | 0.73722 | 0.74314 | 0.74437
|  | 4.6668 | 0.74427 | 0.73924 | 0.73645 | 0.74198 | 0.74318
|  | 4.671 | 0.74328 | 0.73842 | 0.73457 | 0.74112 | 0.74237
|  | 4.6752 | 0.7423 | 0.73773 | 0.73426 | 0.74032 | 0.74169
|  | 4.6795 | 0.74131 | 0.73682 | 0.73337 | 0.7394 | 0.74072
|  | 4.6837 | 0.74032 | 0.7356 | 0.73136 | 0.73829 | 0.73948
|  | 4.6879 | 0.73933 | 0.7344 | 0.73102 | 0.7371 | 0.73834
|  | 4.6922 | 0.73833 | 0.73336 | 0.72955 | 0.73597 | 0.73734
|  | 4.6964 | 0.73734 | 0.73224 | 0.72802 | 0.73479 | 0.73618
|  | 4.7007 | 0.73634 | 0.73101 | 0.72732 | 0.73359 | 0.73486
|  | 4.7049 | 0.73535 | 0.72984 | 0.72513 | 0.73246 | 0.73367
|  | 4.7092 | 0.73435 | 0.7288 | 0.72425 | 0.73144 | 0.73273
|  | 4.7135 | 0.73335 | 0.72788 | 0.7235 | 0.73051 | 0.7319
|  | 4.7178 | 0.73235 | 0.72698 | 0.7216 | 0.7296 | 0.73098
|  | 4.7221 | 0.73134 | 0.72616 | 0.72138 | 0.72877 | 0.73008
|  | 4.7264 | 0.73034 | 0.72532 | 0.72022 | 0.72793 | 0.7292
|  | 4.7307 | 0.72933 | 0.72407 | 0.71842 | 0.7267 | 0.72799
|  | 4.735 | 0.72833 | 0.7226 | 0.71763 | 0.72525 | 0.72651
|  | 4.7393 | 0.72732 | 0.7214 | 0.71551 | 0.72402 | 0.72524
|  | 4.7437 | 0.72631 | 0.72045 | 0.71436 | 0.72303 | 0.72426
|  | 4.748 | 0.7253 | 0.71949 | 0.7137 | 0.72201 | 0.72345
|  | 4.7524 | 0.72428 | 0.71848 | 0.71173 | 0.72097 | 0.72266
|  | 4.7567 | 0.72327 | 0.71743 | 0.71109 | 0.71999 | 0.72168
|  | 4.7611 | 0.72225 | 0.71631 | 0.70971 | 0.71897 | 0.72047
|  | 4.7655 | 0.72124 | 0.71522 | 0.70786 | 0.71787 | 0.71926
|  | 4.7699 | 0.72022 | 0.71423 | 0.70745 | 0.71679 | 0.71824
|  | 4.7743 | 0.7192 | 0.71332 | 0.70581 | 0.71583 | 0.71732
|  | 4.7786 | 0.71818 | 0.71247 | 0.70474 | 0.71506 | 0.71639
|  | 4.7831 | 0.71716 | 0.71148 | 0.70419 | 0.71426 | 0.71532
|  | 4.7875 | 0.71613 | 0.71007 | 0.7019 | 0.71298 | 0.71398
|  | 4.7919 | 0.71511 | 0.70853 | 0.70079 | 0.71139 | 0.71256
|  | 4.7963 | 0.71408 | 0.70727 | 0.69952 | 0.71002 | 0.71135
|  | 4.8008 | 0.71306 | 0.70622 | 0.69765 | 0.709 | 0.71032
|  | 4.8052 | 0.71203 | 0.70519 | 0.69722 | 0.70812 | 0.70931
|  | 4.8097 | 0.711 | 0.70408 | 0.69555 | 0.70707 | 0.70819
|  | 4.8141 | 0.70997 | 0.70286 | 0.69388 | 0.70578 | 0.707
|  | 4.8186 | 0.70893 | 0.7016 | 0.69301 | 0.70444 | 0.70582
|  | 4.8231 | 0.7079 | 0.70043 | 0.69093 | 0.70325 | 0.70464
|  | 4.8276 | 0.70687 | 0.69929 | 0.69 | 0.70209 | 0.70334
|  | 4.8321 | 0.70583 | 0.69826 | 0.689 | 0.70096 | 0.70216
|  | 4.8366 | 0.70479 | 0.69763 | 0.68737 | 0.70022 | 0.70146
|  | 4.8411 | 0.70375 | 0.69685 | 0.68694 | 0.69941 | 0.70068
|  | 4.8456 | 0.70271 | 0.69538 | 0.68503 | 0.69798 | 0.69928
|  | 4.8502 | 0.70167 | 0.6939 | 0.68328 | 0.69656 | 0.69795
|  | 4.8547 | 0.70063 | 0.69273 | 0.6827 | 0.69543 | 0.69687
|  | 4.8593 | 0.69958 | 0.69154 | 0.68063 | 0.69423 | 0.69563
|  | 4.8638 | 0.69854 | 0.69034 | 0.67949 | 0.69293 | 0.69433
|  | 4.8684 | 0.69749 | 0.68915 | 0.67844 | 0.69169 | 0.69317
|  | 4.873 | 0.69644 | 0.68791 | 0.67631 | 0.6905 | 0.69203
|  | 4.8776 | 0.6954 | 0.68667 | 0.67552 | 0.68936 | 0.69087
|  | 4.8821 | 0.69435 | 0.68547 | 0.67397 | 0.68821 | 0.68967
|  | 4.8867 | 0.69329 | 0.68436 | 0.67235 | 0.68708 | 0.68851
|  | 4.8914 | 0.69224 | 0.68351 | 0.67199 | 0.6862 | 0.68753
|  | 4.896 | 0.69119 | 0.68268 | 0.67037 | 0.68538 | 0.68658
|  | 4.9006 | 0.69013 | 0.6813 | 0.66897 | 0.68404 | 0.68528
|  | 4.9052 | 0.68908 | 0.67972 | 0.6675 | 0.68249 | 0.68385
|  | 4.9099 | 0.68802 | 0.67844 | 0.66531 | 0.68122 | 0.68261
|  | 4.9145 | 0.68696 | 0.6772 | 0.66447 | 0.67998 | 0.68137
|  | 4.9192 | 0.6859 | 0.67586 | 0.66283 | 0.6786 | 0.68
|  | 4.9239 | 0.68484 | 0.67456 | 0.66097 | 0.67728 | 0.67863
|  | 4.9286 | 0.68378 | 0.6733 | 0.66022 | 0.67607 | 0.67734
|  | 4.9332 | 0.68272 | 0.67207 | 0.65826 | 0.67492 | 0.67615
|  | 4.9379 | 0.68165 | 0.67092 | 0.65703 | 0.67382 | 0.67508
|  | 4.9426 | 0.68059 | 0.66982 | 0.65616 | 0.6727 | 0.6741
|  | 4.9474 | 0.67952 | 0.66903 | 0.6545 | 0.6718 | 0.67325
|  | 4.9521 | 0.67845 | 0.66856 | 0.65429 | 0.67117 | 0.67249
|  | 4.9568 | 0.67738 | 0.66727 | 0.65268 | 0.66981 | 0.67103
|  | 4.9616 | 0.67631 | 0.665 | 0.64982 | 0.6676 | 0.6689
|  | 4.9663 | 0.67524 | 0.66319 | 0.64846 | 0.66587 | 0.66727
|  | 4.9711 | 0.67417 | 0.66205 | 0.6466 | 0.66479 | 0.6662
|  | 4.9759 | 0.67309 | 0.66096 | 0.6454 | 0.66373 | 0.66514
|  | 4.9806 | 0.67202 | 0.65969 | 0.6443 | 0.66244 | 0.66391
|  | 4.9854 | 0.67094 | 0.65821 | 0.64197 | 0.66097 | 0.66248
|  | 4.9902 | 0.66987 | 0.65675 | 0.64079 | 0.65955 | 0.661
|  | 4.995 | 0.66879 | 0.65554 | 0.63924 | 0.65835 | 0.65972
|  | 4.9998 | 0.66771 | 0.65439 | 0.63742 | 0.65714 | 0.65855
|  | 5.0047 | 0.66663 | 0.65317 | 0.63659 | 0.65586 | 0.65737
|  | 5.0095 | 0.66555 | 0.6526 | 0.63521 | 0.65524 | 0.65675
|  | 5.0143 | 0.66447 | 0.65278 | 0.63481 | 0.65535 | 0.65666
|  | 5.0192 | 0.66339 | 0.65182 | 0.63364 | 0.65437 | 0.65539
|  | 5.0241 | 0.6623 | 0.64932 | 0.63039 | 0.65197 | 0.65288
|  | 5.0289 | 0.66122 | 0.64705 | 0.62876 | 0.64982 | 0.65078
|  | 5.0338 | 0.66013 | 0.6453 | 0.62691 | 0.64809 | 0.6492
|  | 5.0387 | 0.65904 | 0.64382 | 0.62488 | 0.64659 | 0.6479
|  | 5.0436 | 0.65795 | 0.64263 | 0.62406 | 0.6454 | 0.6468
|  | 5.0485 | 0.65686 | 0.64144 | 0.62213 | 0.64426 | 0.64557
|  | 5.0534 | 0.65577 | 0.64022 | 0.62072 | 0.6431 | 0.64424
|  | 5.0584 | 0.65468 | 0.63898 | 0.61958 | 0.64188 | 0.64294
|  | 5.0633 | 0.65359 | 0.63765 | 0.61739 | 0.64055 | 0.64165
|  | 5.0683 | 0.6525 | 0.63632 | 0.61621 | 0.63925 | 0.6404
|  | 5.0732 | 0.6514 | 0.63552 | 0.61488 | 0.63841 | 0.63955
|  | 5.0782 | 0.65031 | 0.63522 | 0.61353 | 0.638 | 0.63901
|  | 5.0832 | 0.64921 | 0.6339 | 0.61223 | 0.63665 | 0.63751
|  | 5.0882 | 0.64811 | 0.63145 | 0.60929 | 0.63431 | 0.63518
|  | 5.0932 | 0.64701 | 0.62962 | 0.60776 | 0.63258 | 0.63359
|  | 5.0982 | 0.64592 | 0.62845 | 0.60687 | 0.63142 | 0.63252
|  | 5.1032 | 0.64482 | 0.62727 | 0.60494 | 0.63019 | 0.63135
|  | 5.1082 | 0.64371 | 0.62624 | 0.60408 | 0.62909 | 0.63024
|  | 5.1132 | 0.64261 | 0.62504 | 0.6024 | 0.62781 | 0.62891
|  | 5.1183 | 0.64151 | 0.62341 | 0.6002 | 0.62619 | 0.62727
|  | 5.1234 | 0.6404 | 0.62187 | 0.59894 | 0.6247 | 0.62586
|  | 5.1284 | 0.6393 | 0.62068 | 0.59696 | 0.62353 | 0.62473
|  | 5.1335 | 0.63819 | 0.61977 | 0.59578 | 0.62264 | 0.62364
|  | 5.1386 | 0.63709 | 0.61947 | 0.59526 | 0.62226 | 0.62292
|  | 5.1437 | 0.63598 | 0.61914 | 0.59386 | 0.62178 | 0.6222
|  | 5.1488 | 0.63487 | 0.61684 | 0.59175 | 0.61947 | 0.62001
|  | 5.1539 | 0.63376 | 0.61374 | 0.58846 | 0.61649 | 0.61743
|  | 5.159 | 0.63265 | 0.61208 | 0.5866 | 0.61494 | 0.61613
|  | 5.1642 | 0.63154 | 0.61109 | 0.58589 | 0.61398 | 0.61519
|  | 5.1693 | 0.63043 | 0.60995 | 0.58395 | 0.61283 | 0.61402
|  | 5.1745 | 0.62931 | 0.60864 | 0.58244 | 0.6115 | 0.61277
|  | 5.1796 | 0.6282 | 0.60716 | 0.58074 | 0.61004 | 0.61139
|  | 5.1848 | 0.62709 | 0.60581 | 0.57871 | 0.60868 | 0.61011
|  | 5.19 | 0.62597 | 0.60524 | 0.57849 | 0.60801 | 0.60939
|  | 5.1952 | 0.62485 | 0.60528 | 0.57816 | 0.60787 | 0.60898
|  | 5.2004 | 0.62374 | 0.60425 | 0.57669 | 0.60676 | 0.60758
|  | 5.2057 | 0.62262 | 0.60261 | 0.57522 | 0.60523 | 0.60592
|  | 5.2109 | 0.6215 | 0.60112 | 0.5731 | 0.60392 | 0.60443
|  | 5.2161 | 0.62038 | 0.59832 | 0.57026 | 0.60123 | 0.60179
|  | 5.2214 | 0.61926 | 0.59576 | 0.56709 | 0.59868 | 0.59956
|  | 5.2267 | 0.61814 | 0.59503 | 0.56528 | 0.59786 | 0.5989
|  | 5.2319 | 0.61702 | 0.59471 | 0.56492 | 0.59736 | 0.59835
|  | 5.2372 | 0.61589 | 0.59333 | 0.56295 | 0.59584 | 0.59684
|  | 5.2425 | 0.61477 | 0.59109 | 0.56054 | 0.59363 | 0.59475
|  | 5.2478 | 0.61365 | 0.58923 | 0.55869 | 0.59192 | 0.59309
|  | 5.2531 | 0.61252 | 0.58794 | 0.55647 | 0.59082 | 0.59189
|  | 5.2584 | 0.61139 | 0.58662 | 0.55511 | 0.58964 | 0.59057
|  | 5.2638 | 0.61027 | 0.5855 | 0.55359 | 0.58848 | 0.58941
|  | 5.2691 | 0.60914 | 0.58494 | 0.55213 | 0.58776 | 0.58876
|  | 5.2745 | 0.60801 | 0.58405 | 0.55101 | 0.58674 | 0.58774
|  | 5.2799 | 0.60688 | 0.58254 | 0.5487 | 0.58522 | 0.58621
|  | 5.2852 | 0.60575 | 0.5817 | 0.54746 | 0.58431 | 0.58533
|  | 5.2907 | 0.60462 | 0.5803 | 0.54569 | 0.5828 | 0.58378
|  | 5.2961 | 0.60349 | 0.57734 | 0.54208 | 0.57992 | 0.5809
|  | 5.3015 | 0.60236 | 0.57528 | 0.54041 | 0.57807 | 0.57908
|  | 5.3069 | 0.60123 | 0.57409 | 0.53888 | 0.57701 | 0.57805
|  | 5.3123 | 0.60009 | 0.57281 | 0.53711 | 0.57578 | 0.5769
|  | 5.3178 | 0.59896 | 0.5718 | 0.53604 | 0.5748 | 0.57598
|  | 5.3232 | 0.59782 | 0.57057 | 0.53395 | 0.5736 | 0.57474
|  | 5.3287 | 0.59669 | 0.56877 | 0.53202 | 0.57178 | 0.57289
|  | 5.3342 | 0.59555 | 0.56741 | 0.53039 | 0.57035 | 0.57142
|  | 5.3397 | 0.59442 | 0.56796 | 0.52978 | 0.57077 | 0.57163
|  | 5.3452 | 0.59328 | 0.56965 | 0.53097 | 0.57219 | 0.57252
|  | 5.3507 | 0.59214 | 0.56796 | 0.52873 | 0.57019 | 0.57011
|  | 5.3562 | 0.591 | 0.56259 | 0.52347 | 0.5649 | 0.56515
|  | 5.3618 | 0.58986 | 0.55962 | 0.52052 | 0.56225 | 0.56307
|  | 5.3673 | 0.58872 | 0.55905 | 0.51902 | 0.5619 | 0.56297
|  | 5.3729 | 0.58758 | 0.55822 | 0.51802 | 0.56113 | 0.56219
|  | 5.3785 | 0.58644 | 0.55639 | 0.51567 | 0.55933 | 0.56034
|  | 5.384 | 0.5853 | 0.55422 | 0.51278 | 0.55723 | 0.55827
|  | 5.3896 | 0.58416 | 0.55244 | 0.51093 | 0.5555 | 0.55659
|  | 5.3952 | 0.58301 | 0.55118 | 0.50892 | 0.55421 | 0.55535
|  | 5.4009 | 0.58187 | 0.55067 | 0.50809 | 0.55357 | 0.55477
|  | 5.4065 | 0.58072 | 0.55107 | 0.50824 | 0.55374 | 0.55486
|  | 5.4121 | 0.57958 | 0.55202 | 0.50783 | 0.55442 | 0.55524
|  | 5.4178 | 0.57843 | 0.55186 | 0.5065 | 0.55408 | 0.55444
|  | 5.4235 | 0.57729 | 0.54771 | 0.5017 | 0.55007 | 0.55029
|  | 5.4291 | 0.57614 | 0.54292 | 0.49752 | 0.54553 | 0.5462
|  | 5.4348 | 0.575 | 0.54136 | 0.49644 | 0.54402 | 0.5451
|  | 5.4405 | 0.57385 | 0.54069 | 0.49499 | 0.54332 | 0.54449
|  | 5.4463 | 0.5727 | 0.53931 | 0.49329 | 0.54204 | 0.54315
|  | 5.452 | 0.57155 | 0.53881 | 0.49193 | 0.54161 | 0.54261
|  | 5.4577 | 0.5704 | 0.53959 | 0.49077 | 0.54226 | 0.54289
|  | 5.4635 | 0.56925 | 0.53835 | 0.48826 | 0.54083 | 0.54095
|  | 5.4692 | 0.5681 | 0.53479 | 0.48401 | 0.53732 | 0.53726
|  | 5.475 | 0.56695 | 0.53265 | 0.48193 | 0.5353 | 0.53534
|  | 5.4808 | 0.5658 | 0.53048 | 0.48001 | 0.53313 | 0.53353
|  | 5.4866 | 0.56465 | 0.52791 | 0.47759 | 0.53055 | 0.53152
|  | 5.4924 | 0.5635 | 0.52681 | 0.477 | 0.52953 | 0.53077
|  | 5.4982 | 0.56234 | 0.52619 | 0.47592 | 0.52902 | 0.53013
|  | 5.5041 | 0.56119 | 0.52486 | 0.47395 | 0.52776 | 0.5287
|  | 5.5099 | 0.56004 | 0.52382 | 0.47248 | 0.52668 | 0.52759
|  | 5.5158 | 0.55888 | 0.52357 | 0.47102 | 0.52628 | 0.52709
|  | 5.5217 | 0.55773 | 0.52222 | 0.46913 | 0.5248 | 0.52548
|  | 5.5275 | 0.55657 | 0.51946 | 0.46621 | 0.52208 | 0.52283
|  | 5.5334 | 0.55542 | 0.51737 | 0.46382 | 0.52009 | 0.52102
|  | 5.5393 | 0.55426 | 0.51687 | 0.4633 | 0.51959 | 0.52054
|  | 5.5453 | 0.5531 | 0.51749 | 0.46298 | 0.52005 | 0.52075
|  | 5.5512 | 0.55195 | 0.51679 | 0.46115 | 0.51921 | 0.51953
|  | 5.5572 | 0.55079 | 0.51406 | 0.45763 | 0.51653 | 0.51674
|  | 5.5631 | 0.54963 | 0.51251 | 0.45554 | 0.51502 | 0.51537
|  | 5.5691 | 0.54848 | 0.51301 | 0.45657 | 0.51545 | 0.51571
|  | 5.5751 | 0.54732 | 0.51276 | 0.4565 | 0.51522 | 0.51498
|  | 5.5811 | 0.54616 | 0.50836 | 0.4516 | 0.51094 | 0.51061
|  | 5.5871 | 0.545 | 0.50362 | 0.44611 | 0.50625 | 0.50663
|  | 5.5931 | 0.54384 | 0.50255 | 0.44386 | 0.50516 | 0.50606
|  | 5.5992 | 0.54268 | 0.5025 | 0.44318 | 0.50507 | 0.50602
|  | 5.6052 | 0.54152 | 0.50164 | 0.44156 | 0.50418 | 0.50501
|  | 5.6113 | 0.54036 | 0.50069 | 0.43986 | 0.50317 | 0.50387
|  | 5.6174 | 0.5392 | 0.49913 | 0.43823 | 0.50157 | 0.50217
|  | 5.6235 | 0.53804 | 0.4974 | 0.43602 | 0.49982 | 0.50043
|  | 5.6296 | 0.53688 | 0.49768 | 0.43619 | 0.50004 | 0.50047
|  | 5.6357 | 0.53571 | 0.49907 | 0.43786 | 0.50143 | 0.50111
|  | 5.6418 | 0.53455 | 0.49725 | 0.43597 | 0.49973 | 0.4986
|  | 5.648 | 0.53339 | 0.49236 | 0.43085 | 0.49484 | 0.49409
|  | 5.6541 | 0.53223 | 0.48905 | 0.42664 | 0.49148 | 0.49164
|  | 5.6603 | 0.53106 | 0.48725 | 0.42432 | 0.48972 | 0.49044
|  | 5.6665 | 0.5299 | 0.48722 | 0.42383 | 0.48969 | 0.49048
|  | 5.6727 | 0.52874 | 0.48718 | 0.42297 | 0.48954 | 0.49008
|  | 5.6789 | 0.52757 | 0.48503 | 0.42048 | 0.48734 | 0.48774
|  | 5.6851 | 0.52641 | 0.48337 | 0.41803 | 0.48576 | 0.48618
|  | 5.6914 | 0.52525 | 0.48185 | 0.41584 | 0.48434 | 0.48479
|  | 5.6976 | 0.52408 | 0.4805 | 0.41402 | 0.48302 | 0.48352
|  | 5.7039 | 0.52292 | 0.48182 | 0.41373 | 0.48426 | 0.48443
|  | 5.7102 | 0.52175 | 0.4834 | 0.41394 | 0.48554 | 0.48487
|  | 5.7165 | 0.52059 | 0.48105 | 0.41136 | 0.48273 | 0.48168
|  | 5.7228 | 0.51942 | 0.47732 | 0.40786 | 0.47886 | 0.4782
|  | 5.7291 | 0.51826 | 0.47542 | 0.40597 | 0.47705 | 0.47685
|  | 5.7354 | 0.51709 | 0.47441 | 0.40389 | 0.47602 | 0.4762
|  | 5.7418 | 0.51592 | 0.47296 | 0.4012 | 0.47439 | 0.47484
|  | 5.7481 | 0.51476 | 0.47074 | 0.39793 | 0.47204 | 0.47254
|  | 5.7545 | 0.51359 | 0.47039 | 0.39684 | 0.47178 | 0.47202
|  | 5.7609 | 0.51242 | 0.47223 | 0.3984 | 0.47372 | 0.47331
|  | 5.7673 | 0.51126 | 0.46973 | 0.39557 | 0.4712 | 0.47027
|  | 5.7738 | 0.51009 | 0.46365 | 0.38935 | 0.46517 | 0.46483
|  | 5.7802 | 0.50892 | 0.46073 | 0.38585 | 0.46247 | 0.46296
|  | 5.7866 | 0.50776 | 0.45887 | 0.38368 | 0.46084 | 0.46186
|  | 5.7931 | 0.50659 | 0.45805 | 0.38305 | 0.46008 | 0.46131
|  | 5.7996 | 0.50542 | 0.45779 | 0.3822 | 0.4598 | 0.46094
|  | 5.8061 | 0.50426 | 0.45797 | 0.38169 | 0.46 | 0.46078
|  | 5.8126 | 0.50309 | 0.46016 | 0.38353 | 0.4622 | 0.4622
|  | 5.8191 | 0.50192 | 0.4622 | 0.38452 | 0.46408 | 0.46278
|  | 5.8257 | 0.50075 | 0.45771 | 0.37854 | 0.45946 | 0.45761
|  | 5.8322 | 0.49958 | 0.45109 | 0.37106 | 0.45303 | 0.45216
|  | 5.8388 | 0.49842 | 0.44839 | 0.36822 | 0.45052 | 0.45063
|  | 5.8454 | 0.49725 | 0.44805 | 0.36735 | 0.45018 | 0.45073
|  | 5.852 | 0.49608 | 0.44895 | 0.36673 | 0.45097 | 0.45136
|  | 5.8586 | 0.49491 | 0.44937 | 0.36594 | 0.45136 | 0.45105
|  | 5.8652 | 0.49374 | 0.44836 | 0.36409 | 0.45042 | 0.4495
|  | 5.8718 | 0.49258 | 0.44862 | 0.3629 | 0.45061 | 0.44946
|  | 5.8785 | 0.49141 | 0.4489 | 0.36149 | 0.45062 | 0.44908
|  | 5.8852 | 0.49024 | 0.44568 | 0.35698 | 0.44714 | 0.44522
|  | 5.8919 | 0.48907 | 0.44156 | 0.35241 | 0.44312 | 0.44152
|  | 5.8986 | 0.4879 | 0.43618 | 0.34743 | 0.43819 | 0.43749
|  | 5.9053 | 0.48673 | 0.43341 | 0.34547 | 0.43571 | 0.43575
|  | 5.912 | 0.48557 | 0.43444 | 0.34636 | 0.43678 | 0.43692
|  | 5.9188 | 0.4844 | 0.43564 | 0.3463 | 0.43792 | 0.43767
|  | 5.9255 | 0.48323 | 0.43709 | 0.3468 | 0.43921 | 0.4385
|  | 5.9323 | 0.48206 | 0.43852 | 0.34788 | 0.44037 | 0.43915
|  | 5.9391 | 0.48089 | 0.43329 | 0.34216 | 0.43505 | 0.43365
|  | 5.9459 | 0.47973 | 0.42725 | 0.33492 | 0.42913 | 0.42842
|  | 5.9527 | 0.47856 | 0.4262 | 0.3322 | 0.42813 | 0.42812
|  | 5.9596 | 0.47739 | 0.4266 | 0.3315 | 0.42861 | 0.42883
|  | 5.9664 | 0.47622 | 0.42598 | 0.32973 | 0.42813 | 0.42809
|  | 5.9733 | 0.47505 | 0.42403 | 0.32616 | 0.42622 | 0.42585
|  | 5.9802 | 0.47389 | 0.42366 | 0.32441 | 0.42567 | 0.42508
|  | 5.9871 | 0.47272 | 0.42209 | 0.32179 | 0.42392 | 0.4232
|  | 5.994 | 0.47155 | 0.4168 | 0.31585 | 0.41879 | 0.41856
|  | 6.001 | 0.47038 | 0.4149 | 0.31215 | 0.41715 | 0.4174
|  | 6.0079 | 0.46921 | 0.41578 | 0.3102 | 0.41814 | 0.41831
|  | 6.0149 | 0.46805 | 0.41428 | 0.30635 | 0.41665 | 0.41665
|  | 6.0219 | 0.46688 | 0.41134 | 0.30185 | 0.41369 | 0.41399
|  | 6.0289 | 0.46571 | 0.41144 | 0.30035 | 0.41369 | 0.41421
|  | 6.0359 | 0.46455 | 0.41478 | 0.30127 | 0.41676 | 0.417
|  | 6.0429 | 0.46338 | 0.41801 | 0.30057 | 0.41956 | 0.41888
|  | 6.05 | 0.46221 | 0.41101 | 0.28981 | 0.41267 | 0.41104
|  | 6.0571 | 0.46105 | 0.40538 | 0.28281 | 0.40738 | 0.40597
|  | 6.0641 | 0.45988 | 0.40779 | 0.28329 | 0.40964 | 0.40828
|  | 6.0712 | 0.45871 | 0.40641 | 0.28004 | 0.40806 | 0.40675
|  | 6.0784 | 0.45755 | 0.39977 | 0.273 | 0.40164 | 0.40116
|  | 6.0855 | 0.45638 | 0.39756 | 0.26967 | 0.39964 | 0.39981
|  | 6.0926 | 0.45522 | 0.39829 | 0.26795 | 0.4004 | 0.40068
|  | 6.0998 | 0.45405 | 0.40017 | 0.26703 | 0.40224 | 0.4021
|  | 6.107 | 0.45289 | 0.40136 | 0.26573 | 0.40339 | 0.40236
|  | 6.1142 | 0.45172 | 0.39587 | 0.25909 | 0.39786 | 0.39676
|  | 6.1214 | 0.45056 | 0.38975 | 0.25215 | 0.39181 | 0.39173
|  | 6.1286 | 0.44939 | 0.38944 | 0.24961 | 0.39156 | 0.39201
|  | 6.1359 | 0.44823 | 0.39041 | 0.24795 | 0.39245 | 0.39295
|  | 6.1432 | 0.44706 | 0.39004 | 0.24512 | 0.39193 | 0.39233
|  | 6.1505 | 0.4459 | 0.38923 | 0.24198 | 0.39102 | 0.39126
|  | 6.1578 | 0.44474 | 0.38767 | 0.23841 | 0.38943 | 0.38943
|  | 6.1651 | 0.44357 | 0.38489 | 0.23426 | 0.38674 | 0.38673
|  | 6.1724 | 0.44241 | 0.38442 | 0.23253 | 0.38627 | 0.38637
|  | 6.1798 | 0.44125 | 0.3849 | 0.23132 | 0.38658 | 0.38654
|  | 6.1871 | 0.44009 | 0.38134 | 0.22627 | 0.38305 | 0.38294
|  | 6.1945 | 0.43892 | 0.37756 | 0.22113 | 0.37953 | 0.3798
|  | 6.202 | 0.43776 | 0.37701 | 0.21848 | 0.37905 | 0.37964
|  | 6.2094 | 0.4366 | 0.37678 | 0.21612 | 0.37875 | 0.37937
|  | 6.2168 | 0.43544 | 0.37533 | 0.21289 | 0.37729 | 0.37777
|  | 6.2243 | 0.43428 | 0.37348 | 0.20942 | 0.3755 | 0.37593
|  | 6.2318 | 0.43312 | 0.37212 | 0.2063 | 0.37416 | 0.37462
|  | 6.2393 | 0.43196 | 0.37076 | 0.20295 | 0.37279 | 0.37334
|  | 6.2468 | 0.4308 | 0.36904 | 0.19944 | 0.37109 | 0.37179
|  | 6.2543 | 0.42964 | 0.36769 | 0.19619 | 0.36973 | 0.3705
|  | 6.2619 | 0.42848 | 0.36684 | 0.19315 | 0.36878 | 0.36949
|  | 6.2694 | 0.42732 | 0.36564 | 0.18984 | 0.36742 | 0.36815
|  | 6.277 | 0.42616 | 0.36399 | 0.18628 | 0.36566 | 0.36654
|  | 6.2847 | 0.42501 | 0.3625 | 0.18295 | 0.36417 | 0.36516
|  | 6.2923 | 0.42385 | 0.36111 | 0.17957 | 0.36285 | 0.36383
|  | 6.2999 | 0.42269 | 0.35975 | 0.17618 | 0.36155 | 0.36249
|  | 6.3076 | 0.42154 | 0.35854 | 0.17293 | 0.36034 | 0.36126
|  | 6.3153 | 0.42038 | 0.3574 | 0.16966 | 0.35914 | 0.36009
|  | 6.323 | 0.41922 | 0.35669 | 0.16673 | 0.35836 | 0.35924
|  | 6.3307 | 0.41807 | 0.35737 | 0.16454 | 0.35894 | 0.35948
|  | 6.3384 | 0.41691 | 0.35791 | 0.16177 | 0.35935 | 0.35923
|  | 6.3462 | 0.41576 | 0.35424 | 0.1563 | 0.35563 | 0.35522
|  | 6.354 | 0.41461 | 0.35119 | 0.15235 | 0.35258 | 0.35255
|  | 6.3618 | 0.41345 | 0.35187 | 0.15088 | 0.35319 | 0.35323
|  | 6.3696 | 0.4123 | 0.35129 | 0.14803 | 0.35256 | 0.35235
|  | 6.3774 | 0.41115 | 0.34824 | 0.14387 | 0.34956 | 0.34944
|  | 6.3853 | 0.41 | 0.34685 | 0.14115 | 0.34815 | 0.34828
|  | 6.3931 | 0.40884 | 0.34713 | 0.13946 | 0.34835 | 0.34847
|  | 6.401 | 0.40769 | 0.3493 | 0.13907 | 0.35045 | 0.35017
|  | 6.4089 | 0.40654 | 0.35213 | 0.13902 | 0.35321 | 0.35184
|  | 6.4169 | 0.40539 | 0.34651 | 0.13465 | 0.34758 | 0.3453
|  | 6.4248 | 0.40424 | 0.34015 | 0.13111 | 0.34137 | 0.33982
|  | 6.4328 | 0.4031 | 0.33902 | 0.13037 | 0.34036 | 0.33947
|  | 6.4408 | 0.40195 | 0.33843 | 0.12974 | 0.33971 | 0.33929
|  | 6.4488 | 0.4008 | 0.33769 | 0.12891 | 0.33891 | 0.3387
|  | 6.4568 | 0.39965 | 0.33695 | 0.12805 | 0.33825 | 0.33807
|  | 6.4649 | 0.39851 | 0.33801 | 0.12787 | 0.33934 | 0.33894
|  | 6.4729 | 0.39736 | 0.34086 | 0.12818 | 0.34209 | 0.34091
|  | 6.481 | 0.39622 | 0.34297 | 0.12788 | 0.34419 | 0.34161
|  | 6.4892 | 0.39507 | 0.33945 | 0.12483 | 0.34077 | 0.33736
|  | 6.4973 | 0.39393 | 0.33041 | 0.1196 | 0.33179 | 0.32978
|  | 6.5054 | 0.39278 | 0.32846 | 0.11793 | 0.32986 | 0.32902
|  | 6.5136 | 0.39164 | 0.32983 | 0.1174 | 0.33122 | 0.33058
|  | 6.5218 | 0.3905 | 0.32827 | 0.11513 | 0.32976 | 0.32904
|  | 6.53 | 0.38936 | 0.32539 | 0.1124 | 0.32699 | 0.32655
|  | 6.5382 | 0.38822 | 0.32555 | 0.11098 | 0.32706 | 0.32681
|  | 6.5465 | 0.38707 | 0.32647 | 0.10931 | 0.32786 | 0.32729
|  | 6.5548 | 0.38594 | 0.32629 | 0.10694 | 0.32761 | 0.32647
|  | 6.5631 | 0.3848 | 0.32621 | 0.10472 | 0.32735 | 0.32575
|  | 6.5714 | 0.38366 | 0.3245 | 0.1011 | 0.32556 | 0.32373
|  | 6.5797 | 0.38252 | 0.32147 | 0.096879 | 0.32272 | 0.32107
|  | 6.5881 | 0.38138 | 0.3199 | 0.093566 | 0.32143 | 0.31994
|  | 6.5965 | 0.38025 | 0.31774 | 0.089946 | 0.31957 | 0.31834
|  | 6.6049 | 0.37911 | 0.31625 | 0.087019 | 0.31811 | 0.31734
|  | 6.6133 | 0.37798 | 0.31743 | 0.0853 | 0.31909 | 0.31841
|  | 6.6217 | 0.37684 | 0.3207 | 0.084189 | 0.32212 | 0.32082
|  | 6.6302 | 0.37571 | 0.32193 | 0.081855 | 0.32308 | 0.32078
|  | 6.6387 | 0.37458 | 0.31232 | 0.075687 | 0.31362 | 0.31177
|  | 6.6472 | 0.37344 | 0.30637 | 0.072259 | 0.30803 | 0.30737
|  | 6.6558 | 0.37231 | 0.30695 | 0.071208 | 0.30879 | 0.30855
|  | 6.6643 | 0.37118 | 0.30826 | 0.070027 | 0.31022 | 0.30983
|  | 6.6729 | 0.37005 | 0.30788 | 0.067995 | 0.30982 | 0.3091
|  | 6.6815 | 0.36892 | 0.30468 | 0.065065 | 0.3065 | 0.30587
|  | 6.6901 | 0.3678 | 0.30209 | 0.062819 | 0.30391 | 0.30365
|  | 6.6988 | 0.36667 | 0.30267 | 0.061905 | 0.30445 | 0.30421
|  | 6.7074 | 0.36554 | 0.30395 | 0.061137 | 0.30555 | 0.30486
|  | 6.7161 | 0.36442 | 0.30173 | 0.059495 | 0.30325 | 0.30231
|  | 6.7248 | 0.36329 | 0.29769 | 0.057856 | 0.29941 | 0.29894
|  | 6.7336 | 0.36217 | 0.29573 | 0.056973 | 0.29766 | 0.2976
|  | 6.7423 | 0.36104 | 0.29511 | 0.056412 | 0.29708 | 0.29716
|  | 6.7511 | 0.35992 | 0.29443 | 0.055745 | 0.29631 | 0.29646
|  | 6.7599 | 0.3588 | 0.29384 | 0.055 | 0.29558 | 0.29578
|  | 6.7687 | 0.35768 | 0.2941 | 0.054253 | 0.29568 | 0.29566
|  | 6.7776 | 0.35656 | 0.29473 | 0.053307 | 0.29627 | 0.29549
|  | 6.7864 | 0.35544 | 0.29332 | 0.051494 | 0.29505 | 0.29344
|  | 6.7953 | 0.35432 | 0.28896 | 0.048883 | 0.29079 | 0.28956
|  | 6.8042 | 0.35321 | 0.28676 | 0.047111 | 0.28851 | 0.28809
|  | 6.8132 | 0.35209 | 0.28709 | 0.04591 | 0.28876 | 0.2886
|  | 6.8221 | 0.35097 | 0.28685 | 0.044202 | 0.2885 | 0.28814
|  | 6.8311 | 0.34986 | 0.28489 | 0.041884 | 0.28656 | 0.28611
|  | 6.8402 | 0.34875 | 0.28446 | 0.040193 | 0.28611 | 0.28567
|  | 6.8492 | 0.34763 | 0.28637 | 0.039007 | 0.28787 | 0.28709
|  | 6.8582 | 0.34652 | 0.2867 | 0.036569 | 0.28787 | 0.28645
|  | 6.8673 | 0.34541 | 0.28121 | 0.032358 | 0.28232 | 0.28109
|  | 6.8764 | 0.3443 | 0.2778 | 0.029651 | 0.27919 | 0.27859
|  | 6.8856 | 0.34319 | 0.27723 | 0.02775 | 0.27882 | 0.27851
|  | 6.8947 | 0.34208 | 0.27699 | 0.025661 | 0.27863 | 0.27836
|  | 6.9039 | 0.34098 | 0.27598 | 0.023227 | 0.27757 | 0.27728
|  | 6.9131 | 0.33987 | 0.27409 | 0.020813 | 0.2757 | 0.27547
|  | 6.9223 | 0.33876 | 0.27256 | 0.018901 | 0.27424 | 0.27413
|  | 6.9316 | 0.33766 | 0.27172 | 0.0173 | 0.27345 | 0.27337
|  | 6.9409 | 0.33656 | 0.27157 | 0.015931 | 0.27324 | 0.27313
|  | 6.9502 | 0.33545 | 0.27194 | 0.014822 | 0.27342 | 0.2732
|  | 6.9595 | 0.33435 | 0.27081 | 0.013588 | 0.27212 | 0.27175
|  | 6.9689 | 0.33325 | 0.26827 | 0.012527 | 0.26964 | 0.26929
|  | 6.9782 | 0.33215 | 0.26732 | 0.012028 | 0.26879 | 0.26846
|  | 6.9876 | 0.33105 | 0.26684 | 0.011757 | 0.26835 | 0.26795
|  | 6.9971 | 0.32996 | 0.26552 | 0.01158 | 0.26708 | 0.26669
|  | 7.0065 | 0.32886 | 0.2646 | 0.011546 | 0.26621 | 0.26588
|  | 7.016 | 0.32777 | 0.26427 | 0.011673 | 0.26589 | 0.2655
|  | 7.0255 | 0.32667 | 0.26369 | 0.011857 | 0.26534 | 0.2648
|  | 7.0351 | 0.32558 | 0.2634 | 0.012029 | 0.26506 | 0.26434
|  | 7.0446 | 0.32449 | 0.26271 | 0.012173 | 0.26429 | 0.2634
|  | 7.0542 | 0.3234 | 0.26006 | 0.012169 | 0.26163 | 0.26084
|  | 7.0638 | 0.32231 | 0.25795 | 0.012008 | 0.2596 | 0.2591
|  | 7.0734 | 0.32122 | 0.25719 | 0.011731 | 0.25887 | 0.25853
|  | 7.0831 | 0.32013 | 0.25655 | 0.011313 | 0.25822 | 0.25792
|  | 7.0928 | 0.31904 | 0.25561 | 0.010774 | 0.25731 | 0.25698
|  | 7.1025 | 0.31796 | 0.25489 | 0.01021 | 0.25659 | 0.25619
|  | 7.1123 | 0.31687 | 0.25415 | 0.009594 | 0.25583 | 0.25527
|  | 7.122 | 0.31579 | 0.25288 | 0.0089438 | 0.25458 | 0.25398
|  | 7.1318 | 0.31471 | 0.25221 | 0.0084198 | 0.25386 | 0.25334
|  | 7.1416 | 0.31363 | 0.25231 | 0.0079471 | 0.25379 | 0.25323
|  | 7.1515 | 0.31255 | 0.25198 | 0.0074358 | 0.25336 | 0.25258
|  | 7.1614 | 0.31147 | 0.25079 | 0.0069102 | 0.2523 | 0.25127
|  | 7.1713 | 0.31039 | 0.24868 | 0.0063838 | 0.25039 | 0.24934
|  | 7.1812 | 0.30932 | 0.24693 | 0.0059645 | 0.24873 | 0.2479
|  | 7.1912 | 0.30824 | 0.24661 | 0.0056754 | 0.24841 | 0.24769
|  | 7.2012 | 0.30717 | 0.24645 | 0.0053345 | 0.24826 | 0.24738
|  | 7.2112 | 0.30609 | 0.24493 | 0.0048283 | 0.24674 | 0.24573
|  | 7.2212 | 0.30502 | 0.24313 | 0.0043396 | 0.24493 | 0.24404
|  | 7.2313 | 0.30395 | 0.24231 | 0.0039506 | 0.2441 | 0.24334
|  | 7.2414 | 0.30288 | 0.24188 | 0.0036163 | 0.24363 | 0.24287
|  | 7.2515 | 0.30182 | 0.24139 | 0.0033061 | 0.24312 | 0.24224
|  | 7.2617 | 0.30075 | 0.24094 | 0.0030253 | 0.24267 | 0.24161
|  | 7.2718 | 0.29968 | 0.24012 | 0.002765 | 0.24184 | 0.24065
|  | 7.2821 | 0.29862 | 0.23855 | 0.0025028 | 0.24026 | 0.23912
|  | 7.2923 | 0.29756 | 0.23727 | 0.0022699 | 0.23897 | 0.23797
|  | 7.3026 | 0.29649 | 0.23639 | 0.0020543 | 0.23809 | 0.23711
|  | 7.3129 | 0.29543 | 0.23548 | 0.0018817 | 0.23719 | 0.23618
|  | 7.3232 | 0.29437 | 0.23519 | 0.0017608 | 0.23687 | 0.23579
|  | 7.3336 | 0.29332 | 0.23503 | 0.0016431 | 0.23663 | 0.23539
|  | 7.344 | 0.29226 | 0.23356 | 0.0015157 | 0.23517 | 0.23383
|  | 7.3544 | 0.2912 | 0.23178 | 0.0014002 | 0.23347 | 0.23219
|  | 7.3648 | 0.29015 | 0.2308 | 0.0013006 | 0.23254 | 0.23134
|  | 7.3753 | 0.2891 | 0.23001 | 0.0011991 | 0.23177 | 0.23057
|  | 7.3858 | 0.28805 | 0.229 | 0.0010888 | 0.23076 | 0.22956
|  | 7.3963 | 0.287 | 0.22801 | 0.00095642 | 0.22978 | 0.22859
|  | 7.4069 | 0.28595 | 0.22711 | 0.00083484 | 0.22889 | 0.22766
|  | 7.4175 | 0.2849 | 0.22621 | 0.00075935 | 0.22803 | 0.2267
|  | 7.4281 | 0.28385 | 0.22535 | 0.00072276 | 0.22722 | 0.22578
|  | 7.4388 | 0.28281 | 0.22479 | 0.0006953 | 0.22667 | 0.22514
|  | 7.4495 | 0.28177 | 0.22485 | 0.00063311 | 0.22662 | 0.22499
|  | 7.4602 | 0.28072 | 0.22495 | 0.00053583 | 0.22657 | 0.22478
|  | 7.4709 | 0.27968 | 0.22369 | 0.0004369 | 0.22529 | 0.22344
|  | 7.4817 | 0.27864 | 0.22163 | 0.00037358 | 0.22333 | 0.22158
|  | 7.4925 | 0.27761 | 0.22011 | 0.00033122 | 0.2219 | 0.22022
|  | 7.5034 | 0.27657 | 0.21916 | 0.0002907 | 0.22098 | 0.2193
|  | 7.5142 | 0.27553 | 0.21839 | 0.00027878 | 0.22022 | 0.21851
|  | 7.5252 | 0.2745 | 0.21763 | 0.0002792 | 0.21947 | 0.2177
|  | 7.5361 | 0.27347 | 0.21685 | 0.00026558 | 0.21867 | 0.21686
|  | 7.5471 | 0.27244 | 0.21607 | 0.00025584 | 0.21786 | 0.21603
|  | 7.5581 | 0.27141 | 0.2154 | 0.00027571 | 0.21715 | 0.21527
|  | 7.5691 | 0.27038 | 0.21489 | 0.00031538 | 0.21658 | 0.2146
|  | 7.5802 | 0.26935 | 0.21427 | 0.00036346 | 0.21593 | 0.21381
|  | 7.5913 | 0.26833 | 0.21347 | 0.00041223 | 0.21516 | 0.21297
|  | 7.6024 | 0.2673 | 0.21266 | 0.00043242 | 0.2144 | 0.21215
|  | 7.6136 | 0.26628 | 0.21165 | 0.00043865 | 0.21341 | 0.21112
|  | 7.6247 | 0.26526 | 0.2104 | 0.00043865 | 0.21216 | 0.20987
|  | 7.636 | 0.26424 | 0.20929 | 0.00042081 | 0.21103 | 0.20876
|  | 7.6472 | 0.26322 | 0.20848 | 0.00038824 | 0.2102 | 0.20791
|  | 7.6585 | 0.2622 | 0.20773 | 0.00035278 | 0.20946 | 0.20712
|  | 7.6699 | 0.26119 | 0.20687 | 0.00032096 | 0.2086 | 0.20623
|  | 7.6812 | 0.26018 | 0.20596 | 0.00028262 | 0.20766 | 0.20529
|  | 7.6926 | 0.25916 | 0.20517 | 0.00025514 | 0.20686 | 0.20447
|  | 7.7041 | 0.25815 | 0.20449 | 0.00025778 | 0.20621 | 0.20373
|  | 7.7155 | 0.25714 | 0.20375 | 0.00026234 | 0.20552 | 0.20291
|  | 7.727 | 0.25614 | 0.20295 | 0.00022732 | 0.20473 | 0.20202
|  | 7.7386 | 0.25513 | 0.20226 | 0.00017044 | 0.20402 | 0.20125
|  | 7.7501 | 0.25413 | 0.20163 | 0.00013133 | 0.20338 | 0.20051
|  | 7.7617 | 0.25312 | 0.20081 | 0.00011144 | 0.20256 | 0.1996
|  | 7.7734 | 0.25212 | 0.19978 | 0.00012741 | 0.20154 | 0.19853
|  | 7.785 | 0.25112 | 0.19882 | 0.00014854 | 0.20057 | 0.19755
|  | 7.7967 | 0.25012 | 0.19807 | 0.00014844 | 0.19983 | 0.19673
|  | 7.8085 | 0.24913 | 0.19735 | 0.00012123 | 0.19912 | 0.19593
|  | 7.8203 | 0.24813 | 0.19652 | 8.9569e-05 | 0.19828 | 0.19504
|  | 7.8321 | 0.24714 | 0.19568 | 8.4664e-05 | 0.19743 | 0.19413
|  | 7.8439 | 0.24614 | 0.19497 | 0.00011157 | 0.19671 | 0.19331
|  | 7.8558 | 0.24515 | 0.19436 | 0.00016575 | 0.19607 | 0.19258
|  | 7.8677 | 0.24416 | 0.19368 | 0.00020181 | 0.19538 | 0.19182
|  | 7.8797 | 0.24318 | 0.19291 | 0.00018799 | 0.19461 | 0.19104
|  | 7.8917 | 0.24219 | 0.19207 | 0.00015392 | 0.19375 | 0.19021
|  | 7.9037 | 0.24121 | 0.19118 | 0.00014821 | 0.19284 | 0.18928
|  | 7.9158 | 0.24022 | 0.19037 | 0.00017028 | 0.19199 | 0.18837
|  | 7.9279 | 0.23924 | 0.18964 | 0.00019652 | 0.19123 | 0.18753
|  | 7.94 | 0.23826 | 0.18885 | 0.00021541 | 0.19042 | 0.18666
|  | 7.9522 | 0.23729 | 0.18802 | 0.00020283 | 0.1896 | 0.18573
|  | 7.9644 | 0.23631 | 0.18718 | 0.00016508 | 0.18881 | 0.18479
|  | 7.9767 | 0.23534 | 0.18636 | 0.00013127 | 0.18801 | 0.18392
|  | 7.989 | 0.23436 | 0.18561 | 0.00011208 | 0.18723 | 0.18311
|  | 8.0013 | 0.23339 | 0.1849 | 0.00010952 | 0.18648 | 0.18227
|  | 8.0137 | 0.23242 | 0.18416 | 0.00010923 | 0.18574 | 0.18137
|  | 8.0261 | 0.23145 | 0.18342 | 0.00011604 | 0.18503 | 0.18051
|  | 8.0385 | 0.23049 | 0.18268 | 0.00012755 | 0.18433 | 0.17968
|  | 8.051 | 0.22952 | 0.1819 | 0.00013698 | 0.18354 | 0.17881
|  | 8.0635 | 0.22856 | 0.18114 | 0.00015883 | 0.18272 | 0.17797
|  | 8.0761 | 0.2276 | 0.1804 | 0.00018189 | 0.18193 | 0.17716
|  | 8.0887 | 0.22664 | 0.17962 | 0.00020098 | 0.18113 | 0.1763
|  | 8.1013 | 0.22568 | 0.17887 | 0.00021705 | 0.18037 | 0.17546
|  | 8.114 | 0.22473 | 0.17818 | 0.00022797 | 0.17967 | 0.17468
|  | 8.1267 | 0.22377 | 0.17749 | 0.00024011 | 0.17901 | 0.17388
|  | 8.1395 | 0.22282 | 0.17678 | 0.0002584 | 0.17832 | 0.17305
|  | 8.1523 | 0.22187 | 0.17609 | 0.00026257 | 0.17761 | 0.17227
|  | 8.1651 | 0.22092 | 0.17535 | 0.00024469 | 0.17687 | 0.17148
|  | 8.178 | 0.21997 | 0.1746 | 0.00022568 | 0.17614 | 0.17067
|  | 8.1909 | 0.21903 | 0.17393 | 0.00020871 | 0.17548 | 0.16987
|  | 8.2038 | 0.21808 | 0.17325 | 0.00019579 | 0.1748 | 0.16905
|  | 8.2169 | 0.21714 | 0.17252 | 0.00019739 | 0.17406 | 0.16819
|  | 8.2299 | 0.2162 | 0.17181 | 0.00021006 | 0.17335 | 0.16737
|  | 8.243 | 0.21526 | 0.17113 | 0.00020124 | 0.17265 | 0.16659
|  | 8.2561 | 0.21432 | 0.17043 | 0.00015791 | 0.17191 | 0.16579
|  | 8.2693 | 0.21339 | 0.16976 | 0.00011323 | 0.17123 | 0.16501
|  | 8.2825 | 0.21246 | 0.16908 | 8.9117e-05 | 0.17055 | 0.16424
|  | 8.2957 | 0.21152 | 0.16838 | 9.3402e-05 | 0.16987 | 0.16345
|  | 8.309 | 0.21059 | 0.16768 | 9.9517e-05 | 0.16917 | 0.16263
|  | 8.3224 | 0.20967 | 0.16702 | 9.4257e-05 | 0.16848 | 0.16182
|  | 8.3357 | 0.20874 | 0.16637 | 7.575e-05 | 0.16778 | 0.16103
|  | 8.3492 | 0.20782 | 0.1657 | 5.9936e-05 | 0.16707 | 0.1602
|  | 8.3626 | 0.20689 | 0.165 | 7.4149e-05 | 0.16638 | 0.15934
|  | 8.3761 | 0.20597 | 0.16428 | 8.2524e-05 | 0.16568 | 0.15848
|  | 8.3897 | 0.20505 | 0.16358 | 6.6179e-05 | 0.16497 | 0.15766
|  | 8.4033 | 0.20414 | 0.16293 | 4.7829e-05 | 0.1643 | 0.15691
|  | 8.4169 | 0.20322 | 0.1623 | 4.444e-05 | 0.16368 | 0.15615
|  | 8.4306 | 0.20231 | 0.16163 | 2.652e-05 | 0.16305 | 0.15532
|  | 8.4444 | 0.2014 | 0.16091 | 2.7261e-05 | 0.16233 | 0.15446
|  | 8.4581 | 0.20049 | 0.16018 | 3.4206e-05 | 0.16153 | 0.15361
|  | 8.4719 | 0.19958 | 0.15951 | 3.0062e-05 | 0.16082 | 0.15281
|  | 8.4858 | 0.19867 | 0.15888 | 1.8837e-05 | 0.1602 | 0.15202
|  | 8.4997 | 0.19777 | 0.15824 | 3.7963e-05 | 0.15958 | 0.15122
|  | 8.5137 | 0.19687 | 0.15757 | 3.7509e-05 | 0.15889 | 0.15042
|  | 8.5277 | 0.19597 | 0.15689 | 4.6511e-05 | 0.15818 | 0.14963
|  | 8.5417 | 0.19507 | 0.1562 | 7.219e-05 | 0.15748 | 0.14878
|  | 8.5558 | 0.19417 | 0.15551 | 7.4706e-05 | 0.15677 | 0.14791
|  | 8.57 | 0.19328 | 0.15485 | 3.5441e-05 | 0.15607 | 0.14707
|  | 8.5842 | 0.19238 | 0.15423 | 3.8523e-05 | 0.15541 | 0.14628
|  | 8.5984 | 0.19149 | 0.15364 | 3.6716e-05 | 0.15483 | 0.14553
|  | 8.6127 | 0.1906 | 0.15302 | 1.0306e-05 | 0.15428 | 0.14478
|  | 8.627 | 0.18972 | 0.15232 | 5.3469e-05 | 0.15362 | 0.14394
|  | 8.6414 | 0.18883 | 0.15157 | 6.3045e-05 | 0.15286 | 0.14302
|  | 8.6558 | 0.18795 | 0.15087 | 6.9446e-05 | 0.15216 | 0.14212
|  | 8.6703 | 0.18707 | 0.15024 | 9.1295e-05 | 0.15151 | 0.14127
|  | 8.6848 | 0.18619 | 0.14963 | 9.1011e-05 | 0.15086 | 0.14046
|  | 8.6994 | 0.18531 | 0.14899 | 4.3062e-05 | 0.1502 | 0.13964
|  | 8.714 | 0.18443 | 0.14833 | 6.4453e-05 | 0.14953 | 0.13879
|  | 8.7287 | 0.18356 | 0.14768 | 8.3771e-05 | 0.14886 | 0.13794
|  | 8.7434 | 0.18269 | 0.14707 | 6.3017e-05 | 0.14823 | 0.13715
|  | 8.7582 | 0.18182 | 0.14649 | 5.559e-05 | 0.14763 | 0.1364
|  | 8.773 | 0.18095 | 0.14592 | 3.294e-05 | 0.14705 | 0.13563
|  | 8.7879 | 0.18008 | 0.14531 | 4.6841e-05 | 0.14644 | 0.1348
|  | 8.8028 | 0.17922 | 0.14468 | 5.2165e-05 | 0.14581 | 0.13398
|  | 8.8177 | 0.17836 | 0.14405 | 7.564e-05 | 0.14517 | 0.13315
|  | 8.8328 | 0.1775 | 0.14343 | 0.00010268 | 0.14458 | 0.1323
|  | 8.8478 | 0.17664 | 0.1428 | 9.5181e-05 | 0.14396 | 0.13146
|  | 8.863 | 0.17578 | 0.14215 | 5.9259e-05 | 0.14328 | 0.1306
|  | 8.8781 | 0.17493 | 0.14152 | 8.6407e-05 | 0.14263 | 0.12973
|  | 8.8934 | 0.17408 | 0.1409 | 0.00010296 | 0.142 | 0.12879
|  | 8.9086 | 0.17323 | 0.14023 | 0.00016184 | 0.14123 | 0.12776
|  | 8.924 | 0.17238 | 0.1395 | 0.00022361 | 0.14031 | 0.12679
|  | 8.9394 | 0.17153 | 0.1388 | 0.00024924 | 0.13952 | 0.12604
|  | 8.9548 | 0.17069 | 0.13819 | 0.0002481 | 0.13897 | 0.12538
|  | 8.9703 | 0.16985 | 0.13761 | 0.00018247 | 0.13845 | 0.12457
|  | 8.9858 | 0.16901 | 0.13698 | 0.00014468 | 0.13779 | 0.12362
|  | 9.0015 | 0.16817 | 0.13626 | 0.00017805 | 0.13701 | 0.12263
|  | 9.0171 | 0.16733 | 0.13542 | 0.00018617 | 0.13616 | 0.12153
|  | 9.0328 | 0.1665 | 0.13456 | 0.0001608 | 0.1354 | 0.12038
|  | 9.0486 | 0.16567 | 0.13384 | 0.00012284 | 0.13476 | 0.11937
|  | 9.0644 | 0.16484 | 0.13327 | 0.00014039 | 0.13418 | 0.11857
|  | 9.0803 | 0.16401 | 0.1328 | 0.00019077 | 0.13366 | 0.11797
|  | 9.0962 | 0.16318 | 0.1323 | 0.0001463 | 0.13314 | 0.11739
|  | 9.1122 | 0.16236 | 0.13174 | 3.006e-05 | 0.13261 | 0.11666
|  | 9.1282 | 0.16154 | 0.1311 | 0.00010641 | 0.13198 | 0.11569
|  | 9.1443 | 0.16072 | 0.13042 | 0.00013616 | 0.13126 | 0.11463
|  | 9.1605 | 0.1599 | 0.1298 | 7.4111e-05 | 0.13061 | 0.11373
|  | 9.1767 | 0.15909 | 0.12929 | 5.8296e-05 | 0.13012 | 0.11301
|  | 9.193 | 0.15827 | 0.12883 | 7.5667e-05 | 0.12969 | 0.11228
|  | 9.2093 | 0.15746 | 0.12832 | 6.5041e-05 | 0.12918 | 0.11147
|  | 9.2257 | 0.15665 | 0.12776 | 8.4874e-05 | 0.12862 | 0.11061
|  | 9.2421 | 0.15584 | 0.12721 | 6.1982e-05 | 0.12808 | 0.1098
|  | 9.2586 | 0.15504 | 0.12666 | 4.7065e-05 | 0.1275 | 0.10901
|  | 9.2752 | 0.15424 | 0.12612 | 8.5542e-05 | 0.12689 | 0.10824
|  | 9.2918 | 0.15344 | 0.12558 | 7.3977e-05 | 0.12632 | 0.10744
|  | 9.3085 | 0.15264 | 0.12502 | 3.94e-05 | 0.12579 | 0.10658
|  | 9.3252 | 0.15184 | 0.12445 | 2.8267e-05 | 0.12525 | 0.10567
|  | 9.342 | 0.15105 | 0.12385 | 3.7392e-05 | 0.12466 | 0.10475
|  | 9.3589 | 0.15025 | 0.12325 | 6.1498e-05 | 0.12404 | 0.10384
|  | 9.3758 | 0.14946 | 0.12268 | 8.5147e-05 | 0.12345 | 0.10297
|  | 9.3928 | 0.14867 | 0.12211 | 7.8058e-05 | 0.12287 | 0.10212
|  | 9.4099 | 0.14789 | 0.12151 | 4.6605e-05 | 0.12225 | 0.10123
|  | 9.427 | 0.1471 | 0.12092 | 5.2079e-05 | 0.12164 | 0.10034
|  | 9.4441 | 0.14632 | 0.12034 | 4.5751e-05 | 0.12107 | 0.099442
|  | 9.4614 | 0.14554 | 0.11974 | 4.352e-05 | 0.12048 | 0.098491
|  | 9.4787 | 0.14476 | 0.11911 | 4.0996e-05 | 0.11984 | 0.097482
|  | 9.496 | 0.14399 | 0.11843 | 5.4885e-05 | 0.11913 | 0.096478
|  | 9.5135 | 0.14322 | 0.11778 | 4.6241e-05 | 0.11847 | 0.095569
|  | 9.5309 | 0.14244 | 0.11715 | 4.4511e-05 | 0.11782 | 0.09468
|  | 9.5485 | 0.14167 | 0.11649 | 2.9732e-05 | 0.11712 | 0.093715
|  | 9.5661 | 0.14091 | 0.11583 | 2.9012e-05 | 0.11644 | 0.092724
|  | 9.5838 | 0.14014 | 0.1152 | 3.058e-05 | 0.1158 | 0.091781
|  | 9.6015 | 0.13938 | 0.1146 | 3.5078e-05 | 0.11518 | 0.090862
|  | 9.6194 | 0.13862 | 0.11399 | 2.2039e-05 | 0.11454 | 0.089896
|  | 9.6372 | 0.13786 | 0.11333 | 4.8521e-05 | 0.11385 | 0.088883
|  | 9.6552 | 0.1371 | 0.11264 | 6.9009e-05 | 0.11311 | 0.087848
|  | 9.6732 | 0.13635 | 0.11194 | 8.4257e-05 | 0.11236 | 0.086795
|  | 9.6913 | 0.1356 | 0.11127 | 9.4942e-05 | 0.11166 | 0.085792
|  | 9.7094 | 0.13485 | 0.11065 | 8.493e-05 | 0.11103 | 0.084866
|  | 9.7276 | 0.1341 | 0.11001 | 7.0119e-05 | 0.11038 | 0.083922
|  | 9.7459 | 0.13336 | 0.10934 | 6.5032e-05 | 0.10969 | 0.082923
|  | 9.7643 | 0.13261 | 0.10867 | 6.5959e-05 | 0.10898 | 0.081898
|  | 9.7827 | 0.13187 | 0.10802 | 5.9481e-05 | 0.10832 | 0.080883
|  | 9.8012 | 0.13113 | 0.10737 | 4.5146e-05 | 0.10766 | 0.07987
|  | 9.8198 | 0.1304 | 0.10671 | 3.954e-05 | 0.10696 | 0.078861
|  | 9.8384 | 0.12966 | 0.10605 | 4.0638e-05 | 0.10624 | 0.077868
|  | 9.8571 | 0.12893 | 0.10541 | 4.3392e-05 | 0.10556 | 0.076882
|  | 9.8759 | 0.1282 | 0.10479 | 4.1105e-05 | 0.10492 | 0.075884
|  | 9.8947 | 0.12747 | 0.10416 | 4.2877e-05 | 0.10426 | 0.07488
|  | 9.9136 | 0.12675 | 0.1035 | 4.3916e-05 | 0.10354 | 0.073879
|  | 9.9326 | 0.12602 | 0.10285 | 5.3254e-05 | 0.10284 | 0.072876
|  | 9.9517 | 0.1253 | 0.10223 | 5.2707e-05 | 0.1022 | 0.071861
|  | 9.9708 | 0.12458 | 0.10165 | 5.9054e-05 | 0.1016 | 0.070879
|  | 9.99 | 0.12386 | 0.10109 | 7.7534e-05 | 0.10101 | 0.069949
|  | 10.0093 | 0.12315 | 0.10049 | 7.4506e-05 | 0.10036 | 0.069003
|  | 10.0287 | 0.12244 | 0.09986 | 5.6669e-05 | 0.099685 | 0.068009
|  | 10.0481 | 0.12173 | 0.09922 | 4.4266e-05 | 0.099028 | 0.06699
|  | 10.0676 | 0.12102 | 0.09862 | 3.6818e-05 | 0.098416 | 0.066006
|  | 10.0872 | 0.12031 | 0.098 | 3.1306e-05 | 0.09777 | 0.065011
|  | 10.1069 | 0.11961 | 0.09735 | 2.1286e-05 | 0.097096 | 0.064004
|  | 10.1266 | 0.11891 | 0.09668 | 2.6102e-05 | 0.096394 | 0.062994
|  | 10.1464 | 0.11821 | 0.09599 | 2.3474e-05 | 0.095653 | 0.061956
|  | 10.1663 | 0.11751 | 0.09531 | 2.6761e-05 | 0.094931 | 0.060933
|  | 10.1863 | 0.11682 | 0.09464 | 6.9872e-05 | 0.094236 | 0.059947
|  | 10.2064 | 0.11613 | 0.09397 | 6.4456e-05 | 0.093541 | 0.058944
|  | 10.2265 | 0.11543 | 0.09329 | 3.2087e-05 | 0.092815 | 0.057891
|  | 10.2467 | 0.11475 | 0.09259 | 3.4964e-05 | 0.092033 | 0.056826
|  | 10.267 | 0.11406 | 0.09189 | 5.1666e-05 | 0.091252 | 0.055794
|  | 10.2874 | 0.11338 | 0.09121 | 4.7746e-05 | 0.090537 | 0.054786
|  | 10.3078 | 0.1127 | 0.09056 | 4.4325e-05 | 0.089864 | 0.053795
|  | 10.3284 | 0.11202 | 0.08991 | 4.3589e-05 | 0.089161 | 0.05281
|  | 10.349 | 0.11134 | 0.08929 | 5.2319e-05 | 0.088474 | 0.051849
|  | 10.3697 | 0.11067 | 0.08868 | 6.7079e-05 | 0.087809 | 0.050887
|  | 10.3904 | 0.10999 | 0.08806 | 6.9278e-05 | 0.087142 | 0.049913
|  | 10.4113 | 0.10932 | 0.08742 | 7.4419e-05 | 0.086452 | 0.048907
|  | 10.4323 | 0.10866 | 0.08676 | 6.2352e-05 | 0.085739 | 0.04786
|  | 10.4533 | 0.10799 | 0.08613 | 5.6878e-05 | 0.085069 | 0.046841
|  | 10.4744 | 0.10733 | 0.08551 | 5.5744e-05 | 0.084417 | 0.045887
|  | 10.4956 | 0.10667 | 0.08489 | 4.0909e-05 | 0.083747 | 0.044978
|  | 10.5169 | 0.10601 | 0.08426 | 3.0654e-05 | 0.083034 | 0.044057
|  | 10.5383 | 0.10535 | 0.0836 | 2.8288e-05 | 0.082282 | 0.043087
|  | 10.5597 | 0.1047 | 0.08294 | 1.3907e-05 | 0.081568 | 0.042096
|  | 10.5813 | 0.10404 | 0.08233 | 2.5105e-05 | 0.08094 | 0.041132
|  | 10.6029 | 0.10339 | 0.08178 | 4.0084e-05 | 0.080361 | 0.040202
|  | 10.6247 | 0.10275 | 0.08123 | 7.3847e-05 | 0.079763 | 0.039267
|  | 10.6465 | 0.1021 | 0.08061 | 8.0173e-05 | 0.079082 | 0.038313
|  | 10.6684 | 0.10146 | 0.07993 | 4.973e-05 | 0.078334 | 0.03737
|  | 10.6904 | 0.10082 | 0.07926 | 4.3709e-05 | 0.077597 | 0.036434
|  | 10.7125 | 0.10018 | 0.07863 | 4.7552e-05 | 0.076907 | 0.035491
|  | 10.7346 | 0.09954 | 0.07801 | 5.2667e-05 | 0.076211 | 0.034561
|  | 10.7569 | 0.09891 | 0.07742 | 6.0746e-05 | 0.07552 | 0.033687
|  | 10.7793 | 0.09828 | 0.07684 | 6.3012e-05 | 0.074842 | 0.032837
|  | 10.8017 | 0.09765 | 0.07625 | 6.2821e-05 | 0.074178 | 0.03197
|  | 10.8243 | 0.09702 | 0.07564 | 6.288e-05 | 0.073498 | 0.031085
|  | 10.8469 | 0.0964 | 0.07504 | 6.2922e-05 | 0.072828 | 0.030204
|  | 10.8697 | 0.09578 | 0.07444 | 4.0056e-05 | 0.072174 | 0.029343
|  | 10.8925 | 0.09516 | 0.07384 | 3.1451e-05 | 0.071533 | 0.028506
|  | 10.9154 | 0.09454 | 0.07324 | 5.864e-05 | 0.070901 | 0.027681
|  | 10.9385 | 0.09392 | 0.07263 | 6.5303e-05 | 0.070244 | 0.026859
|  | 10.9616 | 0.09331 | 0.072 | 5.5122e-05 | 0.06953 | 0.026038
|  | 10.9848 | 0.0927 | 0.07135 | 5.5453e-05 | 0.068796 | 0.025229
|  | 11.0081 | 0.09209 | 0.07073 | 6.394e-05 | 0.0681 | 0.024455
|  | 11.0316 | 0.09148 | 0.07014 | 6.9963e-05 | 0.06744 | 0.023698
|  | 11.0551 | 0.09088 | 0.06957 | 4.1499e-05 | 0.066831 | 0.022962
|  | 11.0787 | 0.09028 | 0.06898 | 4.1876e-05 | 0.066207 | 0.022244
|  | 11.1024 | 0.08968 | 0.06838 | 5.6154e-05 | 0.065528 | 0.02154
|  | 11.1263 | 0.08908 | 0.0678 | 3.879e-05 | 0.064839 | 0.020862
|  | 11.1502 | 0.08848 | 0.06722 | 5.3102e-05 | 0.064153 | 0.020211
|  | 11.1742 | 0.08789 | 0.06664 | 7.243e-05 | 0.063479 | 0.019578
|  | 11.1983 | 0.0873 | 0.06607 | 8.0404e-05 | 0.062827 | 0.018936
|  | 11.2226 | 0.08671 | 0.06549 | 5.791e-05 | 0.062172 | 0.018285
|  | 11.2469 | 0.08613 | 0.06488 | 3.8544e-05 | 0.061494 | 0.017655
|  | 11.2714 | 0.08554 | 0.06426 | 2.9751e-05 | 0.060793 | 0.017054
|  | 11.2959 | 0.08496 | 0.06364 | 1.3657e-05 | 0.060069 | 0.016462
|  | 11.3206 | 0.08438 | 0.063 | 1.3812e-05 | 0.059311 | 0.015859
|  | 11.3454 | 0.08381 | 0.06238 | 2.2347e-05 | 0.058558 | 0.015275
|  | 11.3703 | 0.08323 | 0.06178 | 7.5585e-05 | 0.057847 | 0.014735
|  | 11.3952 | 0.08266 | 0.06121 | 9.4327e-05 | 0.05721 | 0.014197
|  | 11.4203 | 0.08209 | 0.06063 | 5.6823e-05 | 0.05656 | 0.013623
|  | 11.4456 | 0.08152 | 0.06 | 4.4409e-05 | 0.055834 | 0.013031
|  | 11.4709 | 0.08096 | 0.05932 | 5.4707e-05 | 0.055056 | 0.012458
|  | 11.4963 | 0.08039 | 0.05869 | 6.8397e-05 | 0.054331 | 0.011941
|  | 11.5219 | 0.07983 | 0.05812 | 7.8659e-05 | 0.053658 | 0.011461
|  | 11.5475 | 0.07927 | 0.05755 | 6.2644e-05 | 0.052973 | 0.010998
|  | 11.5733 | 0.07872 | 0.05693 | 4.0689e-05 | 0.052242 | 0.010535
|  | 11.5992 | 0.07816 | 0.05629 | 5.2501e-05 | 0.051504 | 0.010051
|  | 11.6252 | 0.07761 | 0.05566 | 3.9827e-05 | 0.050778 | 0.0095486
|  | 11.6513 | 0.07706 | 0.05506 | 3.0133e-05 | 0.050076 | 0.009076
|  | 11.6776 | 0.07652 | 0.05449 | 4.2406e-05 | 0.049395 | 0.0086607
|  | 11.7039 | 0.07597 | 0.05393 | 3.9134e-05 | 0.048713 | 0.0082545
|  | 11.7304 | 0.07543 | 0.05336 | 1.9803e-05 | 0.04801 | 0.007827
|  | 11.757 | 0.07489 | 0.05274 | 3.9017e-05 | 0.047271 | 0.0074079
|  | 11.7837 | 0.07435 | 0.05212 | 2.9402e-05 | 0.046554 | 0.0070211
|  | 11.8105 | 0.07382 | 0.05155 | 2.5626e-05 | 0.045888 | 0.0066491
|  | 11.8375 | 0.07328 | 0.051 | 4.2266e-05 | 0.045231 | 0.0062747
|  | 11.8646 | 0.07275 | 0.05048 | 3.1015e-05 | 0.044594 | 0.0059028
|  | 11.8918 | 0.07222 | 0.04995 | 2.5092e-05 | 0.043956 | 0.0055376
|  | 11.9192 | 0.0717 | 0.0494 | 2.5687e-05 | 0.043308 | 0.0051932
|  | 11.9466 | 0.07117 | 0.04884 | 2.5186e-05 | 0.042646 | 0.0048643
|  | 11.9742 | 0.07065 | 0.04827 | 1.8805e-05 | 0.041975 | 0.0045383
|  | 12.0019 | 0.07013 | 0.0477 | 2.215e-05 | 0.041307 | 0.004227
|  | 12.0298 | 0.06961 | 0.04714 | 3.552e-05 | 0.040648 | 0.0039359
|  | 12.0578 | 0.0691 | 0.04658 | 3.9891e-05 | 0.039993 | 0.0036535
|  | 12.0859 | 0.06859 | 0.04599 | 4.487e-05 | 0.039289 | 0.0033766
|  | 12.1141 | 0.06808 | 0.04541 | 4.0428e-05 | 0.038551 | 0.0031167
|  | 12.1425 | 0.06757 | 0.0449 | 3.4781e-05 | 0.037884 | 0.0028711
|  | 12.171 | 0.06706 | 0.04441 | 3.0122e-05 | 0.037283 | 0.0026161
|  | 12.1996 | 0.06656 | 0.0439 | 1.4426e-05 | 0.036667 | 0.0023498
|  | 12.2284 | 0.06606 | 0.04338 | 1.4825e-05 | 0.036013 | 0.0021066
|  | 12.2573 | 0.06556 | 0.04281 | 3.4674e-05 | 0.03531 | 0.001901
|  | 12.2863 | 0.06506 | 0.04223 | 4.5821e-05 | 0.034614 | 0.0017139
|  | 12.3155 | 0.06457 | 0.04167 | 4.7468e-05 | 0.033935 | 0.0015359
|  | 12.3448 | 0.06407 | 0.04115 | 3.5914e-05 | 0.033274 | 0.0013638
|  | 12.3743 | 0.06358 | 0.04066 | 2.7134e-05 | 0.03264 | 0.0011965
|  | 12.4039 | 0.0631 | 0.04018 | 2.6109e-05 | 0.032027 | 0.0010419
|  | 12.4337 | 0.06261 | 0.03968 | 1.2901e-05 | 0.0314 | 0.00089331
|  | 12.4635 | 0.06213 | 0.03916 | 2.0504e-05 | 0.030749 | 0.0007537
|  | 12.4936 | 0.06165 | 0.03866 | 3.6704e-05 | 0.030122 | 0.00064094
|  | 12.5237 | 0.06117 | 0.03817 | 4.5724e-05 | 0.029516 | 0.00055218
|  | 12.5541 | 0.06069 | 0.03765 | 4.5914e-05 | 0.02888 | 0.00047218
|  | 12.5846 | 0.06022 | 0.03712 | 5.044e-05 | 0.028231 | 0.00039933
|  | 12.6152 | 0.05974 | 0.0366 | 5.769e-05 | 0.027604 | 0.00033949
|  | 12.6459 | 0.05927 | 0.0361 | 5.3808e-05 | 0.027008 | 0.00029064
|  | 12.6768 | 0.05881 | 0.03559 | 4.577e-05 | 0.026413 | 0.00023852
|  | 12.7079 | 0.05834 | 0.03508 | 3.5969e-05 | 0.025828 | 0.00019614
|  | 12.7392 | 0.05788 | 0.03459 | 2.2517e-05 | 0.025265 | 0.00020205
|  | 12.7705 | 0.05742 | 0.03413 | 1.1192e-05 | 0.024719 | 0.000217
|  | 12.8021 | 0.05696 | 0.0337 | 2.7256e-05 | 0.024186 | 0.00019481
|  | 12.8337 | 0.0565 | 0.03324 | 3.5985e-05 | 0.023631 | 0.00015358
|  | 12.8656 | 0.05605 | 0.03276 | 2.0451e-05 | 0.023079 | 0.00012752
|  | 12.8976 | 0.0556 | 0.03229 | 1.8088e-05 | 0.022552 | 0.00011292
|  | 12.9298 | 0.05515 | 0.03183 | 2.9055e-05 | 0.022038 | 0.0001033
|  | 12.9621 | 0.0547 | 0.03139 | 3.886e-05 | 0.021529 | 9.2182e-05
|  | 12.9946 | 0.05426 | 0.03097 | 4.0515e-05 | 0.021031 | 7.3561e-05
|  | 13.0272 | 0.05381 | 0.03055 | 3.932e-05 | 0.02055 | 6.5646e-05
|  | 13.06 | 0.05337 | 0.0301 | 1.7812e-05 | 0.020063 | 7.7933e-05
|  | 13.093 | 0.05293 | 0.02966 | 3.6994e-05 | 0.019585 | 8.1498e-05
|  | 13.1262 | 0.0525 | 0.02923 | 3.9064e-05 | 0.019101 | 5.1706e-05
|  | 13.1595 | 0.05206 | 0.0288 | 3.7299e-05 | 0.018595 | 1.9805e-05
|  | 13.193 | 0.05163 | 0.02838 | 2.8882e-05 | 0.018087 | 2.8299e-05
|  | 13.2266 | 0.0512 | 0.02798 | 2.0641e-05 | 0.017606 | 4.5132e-05
|  | 13.2604 | 0.05078 | 0.02759 | 2.0523e-05 | 0.017136 | 4.1061e-05
|  | 13.2944 | 0.05035 | 0.0272 | 1.8607e-05 | 0.016653 | 1.9104e-05
|  | 13.3286 | 0.04993 | 0.02679 | 1.2767e-05 | 0.016157 | 2.3254e-05
|  | 13.363 | 0.04951 | 0.02637 | 2.3097e-05 | 0.015673 | 2.2022e-05
|  | 13.3975 | 0.04909 | 0.02596 | 3.2427e-05 | 0.015209 | 4.7254e-05
|  | 13.4322 | 0.04867 | 0.02557 | 2.9986e-05 | 0.014755 | 4.998e-05
|  | 13.4671 | 0.04826 | 0.0252 | 1.4385e-05 | 0.014307 | 2.9975e-05
|  | 13.5022 | 0.04785 | 0.02483 | 2.012e-05 | 0.013854 | 2.7864e-05
|  | 13.5374 | 0.04744 | 0.02445 | 2.9547e-05 | 0.013398 | 4.3599e-05
|  | 13.5729 | 0.04703 | 0.02403 | 3.08e-05 | 0.012931 | 4.9342e-05
|  | 13.6085 | 0.04662 | 0.02364 | 3.4102e-05 | 0.012494 | 3.5943e-05
|  | 13.6443 | 0.04622 | 0.02328 | 2.7082e-05 | 0.012089 | 3.8302e-05
|  | 13.6803 | 0.04582 | 0.02294 | 1.1105e-05 | 0.011697 | 3.9829e-05
|  | 13.7165 | 0.04542 | 0.0226 | 3.1237e-05 | 0.011297 | 4.4882e-05
|  | 13.7529 | 0.04502 | 0.02227 | 3.7101e-05 | 0.010895 | 4.1609e-05
|  | 13.7895 | 0.04463 | 0.02197 | 3.0395e-05 | 0.010513 | 4.2543e-05
|  | 13.8262 | 0.04424 | 0.02166 | 2.7624e-05 | 0.010139 | 3.4664e-05
|  | 13.8632 | 0.04385 | 0.02136 | 1.4193e-05 | 0.0097717 | 3.1416e-05
|  | 13.9004 | 0.04346 | 0.02107 | 1.9551e-05 | 0.0094182 | 3.0899e-05
|  | 13.9377 | 0.04307 | 0.02079 | 2.0952e-05 | 0.0090788 | 1.6571e-05
|  | 13.9753 | 0.04269 | 0.02052 | 1.5038e-05 | 0.0087488 | 2.5882e-06
|  | 14.0131 | 0.04231 | 0.02025 | 1.6937e-05 | 0.008428 | 1.4962e-05
|  | 14.051 | 0.04193 | 0.02 | 2.1733e-05 | 0.0081242 | 1.9666e-05
|  | 14.0892 | 0.04155 | 0.01979 | 1.7403e-05 | 0.0078455 | 1.2156e-05
|  | 14.1276 | 0.04118 | 0.01959 | 8.8171e-06 | 0.0075761 | 3.7137e-06
|  | 14.1662 | 0.0408 | 0.01937 | 1.0956e-05 | 0.0073003 | 1.4503e-05
|  | 14.205 | 0.04043 | 0.01915 | 1.2886e-05 | 0.007027 | 2.0663e-05
|  | 14.244 | 0.04007 | 0.01893 | 1.1721e-05 | 0.0067547 | 2.1138e-05
|  | 14.2833 | 0.0397 | 0.01872 | 9.5277e-06 | 0.0064811 | 8.2209e-06
|  | 14.3227 | 0.03934 | 0.01853 | 1.3272e-05 | 0.0062112 | 1.9714e-05
|  | 14.3624 | 0.03897 | 0.01835 | 1.8353e-05 | 0.0059472 | 2.7695e-05
|  | 14.4023 | 0.03861 | 0.01816 | 1.9274e-05 | 0.0056853 | 3.369e-05
|  | 14.4424 | 0.03825 | 0.01797 | 1.4968e-05 | 0.0054269 | 3.0403e-05
|  | 14.4828 | 0.0379 | 0.01779 | 1.6731e-05 | 0.0051634 | 1.7653e-05
|  | 14.5233 | 0.03755 | 0.01761 | 2.1974e-05 | 0.004894 | 9.7187e-06
|  | 14.5641 | 0.03719 | 0.01744 | 2.704e-05 | 0.0046355 | 2.8912e-05
|  | 14.6052 | 0.03684 | 0.01727 | 2.6678e-05 | 0.0043872 | 3.9534e-05
|  | 14.6464 | 0.0365 | 0.0171 | 2.3814e-05 | 0.0041457 | 3.4998e-05
|  | 14.6879 | 0.03615 | 0.01693 | 1.7876e-05 | 0.0039112 | 2.3422e-05
|  | 14.7296 | 0.03581 | 0.01677 | 1.2806e-05 | 0.0036849 | 1.5081e-05
|  | 14.7716 | 0.03547 | 0.01661 | 1.2695e-05 | 0.0034613 | 8.7806e-06
|  | 14.8138 | 0.03513 | 0.01646 | 1.4171e-05 | 0.0032433 | 1.9341e-05
|  | 14.8562 | 0.03479 | 0.01634 | 1.38e-05 | 0.0030522 | 2.4241e-05
|  | 14.8989 | 0.03446 | 0.01624 | 1.4573e-05 | 0.0029031 | 2.7173e-05
|  | 14.9419 | 0.03412 | 0.01609 | 2.5531e-05 | 0.0027343 | 2.7119e-05
|  | 14.9851 | 0.03379 | 0.01586 | 1.8943e-05 | 0.0025034 | 2.1755e-05
|  | 15.0285 | 0.03346 | 0.01571 | 1.4065e-05 | 0.0023445 | 2.2227e-05
|  | 15.0722 | 0.03314 | 0.01561 | 1.3091e-05 | 0.0022282 | 2.5293e-05
|  | 15.1161 | 0.03281 | 0.01551 | 1.7499e-05 | 0.0021026 | 2.9838e-05
|  | 15.1603 | 0.03249 | 0.01539 | 1.5514e-05 | 0.0019795 | 3.07e-05
|  | 15.2048 | 0.03217 | 0.01526 | 1.3965e-05 | 0.0018702 | 2.207e-05
|  | 15.2495 | 0.03185 | 0.01511 | 2.016e-05 | 0.0017653 | 9.8513e-06
|  | 15.2945 | 0.03153 | 0.01498 | 2.4849e-05 | 0.0016698 | 1.0019e-05
|  | 15.3397 | 0.03122 | 0.01487 | 1.9369e-05 | 0.0015864 | 1.1738e-05
|  | 15.3853 | 0.03091 | 0.01476 | 1.687e-05 | 0.001503 | 1.4519e-05
|  | 15.4311 | 0.0306 | 0.01462 | 1.1848e-05 | 0.0014083 | 1.4041e-05
|  | 15.4771 | 0.03029 | 0.01447 | 5.6087e-06 | 0.0013137 | 9.7768e-06
|  | 15.5235 | 0.02998 | 0.01433 | 5.5545e-06 | 0.0012299 | 9.6822e-06
|  | 15.5701 | 0.02968 | 0.0142 | 5.5041e-06 | 0.0011555 | 9.5943e-06
|  | 15.617 | 0.02938 | 0.01407 | 5.4537e-06 | 0.0010813 | 9.5065e-06
|  | 15.6641 | 0.02908 | 0.01394 | 5.4033e-06 | 0.0010019 | 9.4187e-06
|  | 15.7116 | 0.02878 | 0.0138 | 5.349e-06 | 0.0009234 | 9.3241e-06
|  | 15.7594 | 0.02848 | 0.01366 | 5.2948e-06 | 0.00085228 | 9.2295e-06
|  | 15.8074 | 0.02819 | 0.01352 | 5.2405e-06 | 0.00078532 | 9.1349e-06
|  | 15.8558 | 0.0279 | 0.01337 | 5.1824e-06 | 0.00072389 | 9.0335e-06
|  | 15.9044 | 0.02761 | 0.01323 | 5.1281e-06 | 0.00066942 | 8.9389e-06
|  | 15.9533 | 0.02732 | 0.01311 | 5.0816e-06 | 0.00061822 | 8.8579e-06
|  | 16.0026 | 0.02703 | 0.01302 | 5.0467e-06 | 0.00057026 | 8.7971e-06
|  | 16.0521 | 0.02675 | 0.01296 | 5.0234e-06 | 0.00052334 | 8.7565e-06
|  | 16.102 | 0.02646 | 0.01285 | 4.9808e-06 | 0.00052854 | 8.6822e-06
|  | 16.1521 | 0.02618 | 0.01264 | 4.8994e-06 | 0.00055777 | 8.5403e-06
|  | 16.2026 | 0.0259 | 0.01247 | 4.8335e-06 | 0.00045507 | 8.4254e-06
|  | 16.2534 | 0.02563 | 0.01241 | 4.8103e-06 | 0.00029142 | 8.3849e-06
|  | 16.3045 | 0.02535 | 0.01232 | 4.7754e-06 | 0.00026814 | 8.3241e-06
|  | 16.3559 | 0.02508 | 0.01212 | 4.6978e-06 | 0.00026377 | 8.189e-06
|  | 16.4077 | 0.02481 | 0.0119 | 4.6126e-06 | 0.00017171 | 8.0403e-06
|  | 16.4598 | 0.02454 | 0.01174 | 4.5506e-06 | 0.00012518 | 7.9322e-06
|  | 16.5122 | 0.02427 | 0.01153 | 4.4692e-06 | 0.0001881 | 7.7903e-06
|  | 16.565 | 0.02401 | 0.0113 | 4.38e-06 | 0.00016951 | 7.6349e-06
|  | 16.6181 | 0.02375 | 0.01114 | 4.318e-06 | 0.00012989 | 7.5268e-06
|  | 16.6715 | 0.02348 | 0.01105 | 4.2831e-06 | 0.00013059 | 7.466e-06
|  | 16.7253 | 0.02322 | 0.011 | 4.2637e-06 | 0.00014049 | 7.4322e-06
|  | 16.7794 | 0.02297 | 0.01094 | 4.2405e-06 | 0.0001359 | 7.3917e-06
|  | 16.8339 | 0.02271 | 0.01089 | 4.2211e-06 | 0.00010061 | 7.3579e-06
|  | 16.8887 | 0.02246 | 0.01086 | 4.2095e-06 | 5.1302e-05 | 7.3376e-06
|  | 16.9439 | 0.02221 | 0.01082 | 4.194e-06 | 3.3571e-05 | 7.3106e-06
|  | 16.9994 | 0.02196 | 0.01075 | 4.1668e-06 | 2.4391e-05 | 7.2633e-06
|  | 17.0554 | 0.02171 | 0.01069 | 4.1436e-06 | 2.3874e-05 | 7.2228e-06
|  | 17.1117 | 0.02146 | 0.01063 | 1.094e-05 | 2.5399e-05 | 7.1822e-06
|  | 17.1683 | 0.02122 | 0.01056 | 1.1306e-05 | 1.8472e-05 | 7.1349e-06
|  | 17.2254 | 0.02097 | 0.01047 | 1.8022e-05 | 2.1812e-05 | 7.0741e-06
|  | 17.2828 | 0.02073 | 0.01038 | 1.8645e-05 | 2.8744e-05 | 5.525e-06
|  | 17.3406 | 0.0205 | 0.01031 | 2.2493e-05 | 2.6962e-05 | 2.1194e-05
|  | 17.3988 | 0.02026 | 0.01022 | 2.4413e-05 | 1.3343e-05 | 2.737e-05
|  | 17.4574 | 0.02002 | 0.0101 | 2.5828e-05 | 1.6496e-05 | 2.4428e-05
|  | 17.5163 | 0.01979 | 0.00998 | 3.1098e-05 | 2.2783e-05 | 3.7037e-05
|  | 17.5757 | 0.01956 | 0.00987 | 3.1185e-05 | 2.1775e-05 | 4.1036e-05
|  | 17.6355 | 0.01933 | 0.00977 | 2.9953e-05 | 1.614e-05 | 5.4437e-05
|  | 17.6957 | 0.0191 | 0.00966 | 3.2685e-05 | 1.8401e-05 | 4.9465e-05
|  | 17.7563 | 0.01887 | 0.00955 | 2.7284e-05 | 1.4328e-05 | 2.6171e-05
|  | 17.8173 | 0.01865 | 0.00945 | 2.2736e-05 | 1.0085e-05 | 2.8936e-05
|  | 17.8787 | 0.01843 | 0.00934 | 2.4237e-05 | 9.6022e-06 | 3.2969e-05
|  | 17.9406 | 0.01821 | 0.00922 | 2.7028e-05 | 1.3475e-05 | 4.9874e-05
|  | 18.0029 | 0.01799 | 0.00909 | 3.1504e-05 | 1.8946e-05 | 4.1893e-05
|  | 18.0656 | 0.01777 | 0.00898 | 2.9381e-05 | 1.4216e-05 | 2.7898e-05
|  | 18.1288 | 0.01755 | 0.00888 | 3.0011e-05 | 6.4344e-06 | 2.5419e-05
|  | 18.1924 | 0.01734 | 0.00877 | 2.8285e-05 | 2.3972e-05 | 3.8609e-05
|  | 18.2565 | 0.01713 | 0.00863 | 3.4377e-05 | 3.0696e-05 | 4.853e-05
|  | 18.321 | 0.01692 | 0.00848 | 2.6233e-05 | 3.0031e-05 | 3.9503e-05
|  | 18.3859 | 0.01671 | 0.00836 | 1.5587e-05 | 2.7537e-05 | 2.7124e-05
|  | 18.4514 | 0.0165 | 0.00825 | 1.9323e-05 | 1.8846e-05 | 1.8478e-05
|  | 18.5173 | 0.0163 | 0.00815 | 2.1483e-05 | 1.8794e-05 | 1.7888e-05
|  | 18.5836 | 0.01609 | 0.00804 | 1.4072e-05 | 6.9462e-06 | 1.9411e-05
|  | 18.6505 | 0.01589 | 0.00793 | 1.0616e-05 | 1.8192e-05 | 1.7091e-05
|  | 18.7178 | 0.01569 | 0.00782 | 1.754e-05 | 3.2587e-05 | 1.6629e-05
|  | 18.7856 | 0.01549 | 0.0077 | 1.64e-05 | 2.9141e-05 | 1.553e-05
|  | 18.8539 | 0.0153 | 0.00761 | 1.4243e-05 | 1.2759e-05 | 1.7282e-05
|  | 18.9228 | 0.0151 | 0.00756 | 2.6531e-05 | 1.2819e-05 | 2.3032e-05
|  | 18.9921 | 0.01491 | 0.00752 | 4.3607e-05 | 1.0017e-05 | 3.4581e-05
|  | 19.0619 | 0.01472 | 0.00744 | 4.321e-05 | 1.0699e-05 | 3.2171e-05
|  | 19.1322 | 0.01453 | 0.00736 | 2.3658e-05 | 1.7401e-05 | 2.2366e-05
|  | 19.2031 | 0.01434 | 0.00734 | 2.0471e-05 | 1.5091e-05 | 2.1186e-05
|  | 19.2745 | 0.01415 | 0.00733 | 2.9123e-05 | 1.7379e-05 | 2.3644e-05
|  | 19.3464 | 0.01397 | 0.00732 | 2.0328e-05 | 1.699e-05 | 2.5391e-05
|  | 19.4188 | 0.01379 | 0.00728 | 9.1231e-06 | 2.8024e-05 | 2.6796e-05
|  | 19.4918 | 0.0136 | 0.00723 | 2.118e-05 | 2.4364e-05 | 2.1433e-05
|  | 19.5654 | 0.01342 | 0.0072 | 2.2933e-05 | 1.9469e-05 | 1.8487e-05
|  | 19.6395 | 0.01325 | 0.00717 | 1.6215e-05 | 1.6008e-05 | 1.7079e-05
|  | 19.7142 | 0.01307 | 0.00712 | 1.6915e-05 | 1.8796e-05 | 2.0475e-05
|  | 19.7894 | 0.01289 | 0.00708 | 1.9345e-05 | 2.0219e-05 | 1.8973e-05
|  | 19.8653 | 0.01272 | 0.00704 | 2.0718e-05 | 2.3922e-05 | 1.4476e-05
|  | 19.9417 | 0.01255 | 0.00698 | 1.2993e-05 | 2.7569e-05 | 1.3111e-05
|  | 20.0187 | 0.01238 | 0.00688 | 4.4811e-06 | 2.4593e-05 | 6.707e-06
|  | 20.0963 | 0.01221 | 0.0068 | 1.1097e-05 | 1.7885e-05 | 7.6018e-06
|  | 20.1745 | 0.01204 | 0.00675 | 1.8495e-05 | 7.2153e-06 | 1.6954e-05
|  | 20.2533 | 0.01188 | 0.0067 | 1.8264e-05 | 1.4369e-05 | 1.6277e-05
|  | 20.3327 | 0.01171 | 0.00663 | 1.9107e-05 | 2.3282e-05 | 1.4826e-05
|  | 20.4127 | 0.01155 | 0.00654 | 2.4938e-05 | 9.4571e-06 | 1.1506e-05
|  | 20.4934 | 0.01139 | 0.00645 | 2.1801e-05 | 1.2416e-05 | 1.1648e-05
|  | 20.5747 | 0.01123 | 0.00636 | 1.6176e-05 | 1.3781e-05 | 1.9891e-05
|  | 20.6567 | 0.01107 | 0.00627 | 1.8249e-05 | 9.4924e-06 | 2.2198e-05
|  | 20.7393 | 0.01091 | 0.00618 | 1.7927e-05 | 7.3824e-06 | 1.8563e-05
|  | 20.8226 | 0.01076 | 0.0061 | 1.5513e-05 | 4.4569e-06 | 2.1756e-05
|  | 20.9066 | 0.01061 | 0.00603 | 1.523e-05 | 1.9773e-06 | 2.4143e-05
|  | 20.9912 | 0.01045 | 0.00597 | 1.4294e-05 | 8.0707e-06 | 1.9081e-05
|  | 21.0766 | 0.0103 | 0.0059 | 1.9302e-05 | 1.2504e-05 | 1.2469e-05
|  | 21.1626 | 0.01015 | 0.00584 | 2.1579e-05 | 1.1696e-05 | 5.322e-06
|  | 21.2493 | 0.01001 | 0.00578 | 1.4112e-05 | 6.2622e-06 | 9.8973e-06
|  | 21.3368 | 0.00986 | 0.00571 | 1.0673e-05 | 7.9983e-06 | 1.4663e-05
|  | 21.4249 | 0.00972 | 0.00562 | 9.3485e-06 | 1.1136e-05 | 1.8903e-05
|  | 21.5138 | 0.00957 | 0.00553 | 5.2329e-06 | 1.5241e-05 | 1.9406e-05
|  | 21.6035 | 0.00943 | 0.00547 | 9.7443e-06 | 1.6388e-05 | 1.8255e-05
|  | 21.6939 | 0.00929 | 0.00541 | 1.0508e-05 | 1.568e-05 | 1.8663e-05
|  | 21.785 | 0.00915 | 0.00534 | 1.4083e-05 | 1.9543e-05 | 1.8639e-05
|  | 21.8769 | 0.00901 | 0.00527 | 1.5257e-05 | 1.5746e-05 | 1.5325e-05
|  | 21.9696 | 0.00888 | 0.00519 | 1.1446e-05 | 7.5039e-06 | 1.0501e-05
|  | 22.0631 | 0.00874 | 0.00511 | 9.0205e-06 | 4.6159e-06 | 1.1585e-05
|  | 22.1574 | 0.00861 | 0.00503 | 1.0859e-05 | 4.5779e-06 | 1.4918e-05
|  | 22.2525 | 0.00848 | 0.00495 | 1.4448e-05 | 5.8687e-06 | 1.3948e-05
|  | 22.3484 | 0.00835 | 0.00489 | 9.0518e-06 | 5.1113e-06 | 1.14e-05
|  | 22.4452 | 0.00822 | 0.00483 | 9.1477e-06 | 4.8397e-06 | 9.7665e-06
|  | 22.5428 | 0.00809 | 0.00473 | 1.161e-05 | 9.2372e-06 | 1.2912e-05
|  | 22.6412 | 0.00797 | 0.00463 | 9.7501e-06 | 7.7119e-06 | 1.4557e-05
|  | 22.7405 | 0.00784 | 0.00453 | 9.2586e-06 | 6.1901e-06 | 1.5479e-05
|  | 22.8407 | 0.00772 | 0.00446 | 8.1636e-06 | 8.2957e-06 | 1.3068e-05
|  | 22.9417 | 0.0076 | 0.00438 | 5.6506e-06 | 1.0005e-05 | 8.0891e-06
|  | 23.0437 | 0.00748 | 0.00431 | 5.7175e-06 | 7.1285e-06 | 4.3416e-06
|  | 23.1466 | 0.00736 | 0.00423 | 7.8227e-06 | 4.2824e-06 | 2.5974e-06
|  | 23.2504 | 0.00724 | 0.00417 | 4.7493e-06 | 6.0949e-06 | 7.9229e-06
|  | 23.3551 | 0.00712 | 0.00411 | 3.9493e-06 | 6.0295e-06 | 1.4191e-05
|  | 23.4608 | 0.00701 | 0.00407 | 6.627e-06 | 7.4713e-06 | 1.4493e-05
|  | 23.5674 | 0.00689 | 0.00402 | 6.553e-06 | 1.0779e-05 | 1.0492e-05
|  | 23.675 | 0.00678 | 0.00396 | 3.7389e-06 | 9.2508e-06 | 7.1929e-06
|  | 23.7836 | 0.00667 | 0.0039 | 6.0789e-06 | 5.2188e-06 | 5.1268e-06
|  | 23.8932 | 0.00656 | 0.00382 | 6.1223e-06 | 9.9038e-06 | 3.622e-06
|  | 24.0038 | 0.00645 | 0.00371 | 4.8255e-06 | 9.6014e-06 | 6.3448e-06
|  | 24.1155 | 0.00634 | 0.00362 | 4.5184e-06 | 7.8953e-06 | 6.2542e-06
|  | 24.2282 | 0.00623 | 0.00354 | 4.0424e-06 | 6.3943e-06 | 4.4703e-06
|  | 24.3419 | 0.00613 | 0.00346 | 3.9234e-06 | 7.3593e-06 | 2.2803e-06
|  | 24.4568 | 0.00602 | 0.00339 | 2.1218e-06 | 7.6359e-06 | 5.7369e-06
|  | 24.5727 | 0.00592 | 0.00331 | 2.8765e-06 | 6.5911e-06 | 8.8964e-06
|  | 24.6897 | 0.00582 | 0.00323 | 5.3714e-06 | 5.8898e-06 | 7.2297e-06
|  | 24.8078 | 0.00572 | 0.00317 | 7.6934e-06 | 8.3269e-06 | 6.5539e-06
|  | 24.9271 | 0.00562 | 0.00312 | 8.5578e-06 | 1.0422e-05 | 1.1449e-05
|  | 25.0475 | 0.00552 | 0.00306 | 6.9883e-06 | 1.1294e-05 | 1.6356e-05
|  | 25.1691 | 0.00543 | 0.00298 | 8.0049e-06 | 1.6165e-05 | 1.6424e-05
|  | 25.2919 | 0.00533 | 0.0029 | 9.0067e-06 | 1.3822e-05 | 9.1422e-06
|  | 25.4158 | 0.00524 | 0.00285 | 8.9497e-06 | 7.8841e-06 | 3.5321e-06
|  | 25.541 | 0.00514 | 0.0028 | 9.0193e-06 | 4.4815e-06 | 3.0888e-06
|  | 25.6675 | 0.00505 | 0.00276 | 7.6111e-06 | 3.7434e-06 | 3.9e-06
|  | 25.7952 | 0.00496 | 0.00272 | 5.4013e-06 | 4.1612e-06 | 3.0413e-06
|  | 25.9242 | 0.00487 | 0.0027 | 7.5519e-06 | 5.6441e-06 | 5.2327e-06
|  | 26.0544 | 0.00478 | 0.00267 | 7.9123e-06 | 4.9931e-06 | 7.0249e-06
|  | 26.186 | 0.00469 | 0.00264 | 7.7366e-06 | 2.5731e-06 | 6.5838e-06
|  | 26.319 | 0.00461 | 0.00261 | 8.9804e-06 | 3.3701e-06 | 1.0134e-05
|  | 26.4532 | 0.00452 | 0.0026 | 1.1626e-05 | 6.3776e-06 | 1.4136e-05
|  | 26.5889 | 0.00444 | 0.0026 | 1.1009e-05 | 7.8107e-06 | 1.3618e-05
|  | 26.7259 | 0.00436 | 0.00259 | 6.9215e-06 | 7.9397e-06 | 7.6002e-06
|  | 26.8644 | 0.00427 | 0.00257 | 7.8583e-06 | 9.3371e-06 | 4.1669e-06
|  | 27.0043 | 0.00419 | 0.00256 | 9.5082e-06 | 9.1497e-06 | 5.8115e-06
|  | 27.1457 | 0.00411 | 0.00255 | 7.0417e-06 | 7.2414e-06 | 5.9192e-06

## Electrical Specifications
HPIR10x Electrical Specifications
|  | Voltage (V) | Current (mA) | Electrical Power (W)
|  | 0 | 0 | 0
|  | 0.6 | 108.7 | 0.06522
|  | 1.2 | 217.4 | 0.26088
|  | 1.7 | 305.2 | 0.51884
Product Raw Data |  | 2.1 | 374.4 | 0.78624
High-Power IR Emitters |  | 2.45 | 434 | 1.0633
|  | 2.75 | 484.8 | 1.3332
Item # | HPIR101, HPIR102, HPIR103, HPIR104 | 3 | 526.3 | 1.5789
|  | 3.25 | 567.5 | 1.8444
DISCLAIMER: The data presented here are typical. Slight variations in performance data will occur from lot to lot. Please contact Technical Support with any questions regarding the use or reliability of this data. |  | 3.45 | 600.3 | 2.071
|  | 3.7 | 642.6 | 2.3776
|  | 3.7918 | 658.8512 | 2.5
This data may be used in publications. However, please cite Thorlabs as the source.
Additional Information:

## Radiating Element Temperature
HPIR10x Radiating Element Temperature
|  | Electrical Power (W) | Temperature (°C)
|  | 0 | 20
|  | 0.25 | 170
|  | 0.5 | 270
|  | 0.75 | 350
Product Raw Data |  | 1 | 405
High-Power IR Emitters |  | 1.25 | 455
|  | 1.5 | 500
Item # | HPIR101, HPIR102, HPIR103, HPIR104 | 1.75 | 540
|  | 2 | 570
DISCLAIMER: The data presented here are typical. Slight variations in performance data will occur from lot to lot. Please contact Technical Support with any questions regarding the use or reliability of this data. |  | 2.25 | 600
|  | 2.5 | 630
This data may be used in publications. However, please cite Thorlabs as the source.
Additional Information:

## Emissivity
HPIR10x Emissivity
|  | Wavelength (µm) | Emissivity (%)
|  | 1.28 | 97.6226
|  | 1.29 | 97.7285
|  | 1.3 | 97.7649
|  | 1.31 | 97.822
Product Raw Data |  | 1.32 | 97.8452
High-Power IR Emitters |  | 1.33 | 97.8339
|  | 1.34 | 97.814
Item # | HPIR101, HPIR102, HPIR103, HPIR104 | 1.35 | 97.7505
|  | 1.36 | 97.6993
DISCLAIMER: The data presented here are typical. Slight variations in performance data will occur from lot to lot. Please contact Technical Support with any questions regarding the use or reliability of this data. |  | 1.37 | 97.6732
|  | 1.38 | 97.6258
|  | 1.39 | 97.5961
|  | 1.4 | 97.5757
|  | 1.41 | 97.5599
|  | 1.42 | 97.5425
This data may be used in publications. However, please cite Thorlabs as the source. |  | 1.43 | 97.5171
|  | 1.44 | 97.4821
|  | 1.45 | 97.453
Additional Information: |  | 1.46 | 97.4224
|  | 1.47 | 97.3925
|  | 1.48 | 97.3638
|  | 1.49 | 97.3397
|  | 1.5 | 97.322
|  | 1.51 | 97.3054
|  | 1.52 | 97.2869
|  | 1.53 | 97.2657
|  | 1.54 | 97.244
|  | 1.55 | 97.2202
|  | 1.56 | 97.1961
|  | 1.57 | 97.1637
|  | 1.58 | 97.1318
|  | 1.59 | 97.1037
|  | 1.6 | 97.0701
|  | 1.61 | 97.0392
|  | 1.62 | 97.0044
|  | 1.63 | 96.9706
|  | 1.64 | 96.9449
|  | 1.65 | 96.9222
|  | 1.66 | 96.897
|  | 1.67 | 96.8734
|  | 1.68 | 96.8518
|  | 1.69 | 96.8344
|  | 1.7 | 96.8131
|  | 1.71 | 96.79
|  | 1.72 | 96.7619
|  | 1.73 | 96.7328
|  | 1.74 | 96.7032
|  | 1.75 | 96.6694
|  | 1.76 | 96.6309
|  | 1.77 | 96.5918
|  | 1.78 | 96.5533
|  | 1.79 | 96.5185
|  | 1.8 | 96.4861
|  | 1.81 | 96.4575
|  | 1.82 | 96.4348
|  | 1.83 | 96.4192
|  | 1.84 | 96.4083
|  | 1.85 | 96.3986
|  | 1.86 | 96.3834
|  | 1.87 | 96.3724
|  | 1.88 | 96.3622
|  | 1.89 | 96.3512
|  | 1.9 | 96.3409
|  | 1.91 | 96.329
|  | 1.92 | 96.317
|  | 1.93 | 96.3126
|  | 1.94 | 96.303
|  | 1.95 | 96.2913
|  | 1.96 | 96.2757
|  | 1.97 | 96.2596
|  | 1.98 | 96.2435
|  | 1.99 | 96.2281
|  | 2 | 96.2099
|  | 2.01 | 96.1942
|  | 2.02 | 96.1801
|  | 2.03 | 96.1679
|  | 2.04 | 96.1554
|  | 2.05 | 96.1432
|  | 2.06 | 96.1309
|  | 2.07 | 96.1197
|  | 2.08 | 96.1087
|  | 2.09 | 96.0985
|  | 2.1 | 96.0884
|  | 2.11 | 96.0792
|  | 2.12 | 96.071
|  | 2.13 | 96.063
|  | 2.14 | 96.0544
|  | 2.15 | 96.0455
|  | 2.16 | 96.0358
|  | 2.17 | 96.0269
|  | 2.18 | 96.0172
|  | 2.19 | 96.0072
|  | 2.2 | 95.9985
|  | 2.21 | 95.9906
|  | 2.22 | 95.9828
|  | 2.23 | 95.9762
|  | 2.24 | 95.9694
|  | 2.25 | 95.9639
|  | 2.26 | 95.958
|  | 2.27 | 95.9517
|  | 2.28 | 95.9456
|  | 2.29 | 95.9394
|  | 2.3 | 95.9332
|  | 2.31 | 95.9279
|  | 2.32 | 95.9223
|  | 2.33 | 95.9166
|  | 2.34 | 95.9109
|  | 2.35 | 95.9057
|  | 2.36 | 95.9009
|  | 2.37 | 95.8962
|  | 2.38 | 95.8905
|  | 2.39 | 95.8851
|  | 2.4 | 95.8804
|  | 2.41 | 95.8758
|  | 2.42 | 95.8708
|  | 2.43 | 95.8662
|  | 2.44 | 95.8618
|  | 2.45 | 95.8579
|  | 2.46 | 95.8546
|  | 2.47 | 95.8495
|  | 2.48 | 95.844
|  | 2.49 | 95.8381
|  | 2.5 | 95.8252
|  | 2.51 | 95.8083
|  | 2.52 | 95.7881
|  | 2.53 | 95.7677
|  | 2.54 | 95.7528
|  | 2.55 | 95.7406
|  | 2.56 | 95.7342
|  | 2.57 | 95.7426
|  | 2.58 | 95.7561
|  | 2.59 | 95.7743
|  | 2.6 | 95.7799
|  | 2.61 | 95.7862
|  | 2.62 | 95.7959
|  | 2.63 | 95.8015
|  | 2.64 | 95.8028
|  | 2.65 | 95.8017
|  | 2.66 | 95.797
|  | 2.67 | 95.8053
|  | 2.68 | 95.8023
|  | 2.69 | 95.7784
|  | 2.7 | 95.753
|  | 2.71 | 95.7308
|  | 2.72 | 95.7139
|  | 2.73 | 95.7166
|  | 2.74 | 95.7151
|  | 2.75 | 95.7269
|  | 2.76 | 95.7496
|  | 2.77 | 95.7686
|  | 2.78 | 95.7826
|  | 2.79 | 95.7931
|  | 2.8 | 95.7858
|  | 2.81 | 95.7805
|  | 2.82 | 95.7703
|  | 2.83 | 95.7605
|  | 2.84 | 95.7529
|  | 2.85 | 95.743
|  | 2.86 | 95.7316
|  | 2.87 | 95.7231
|  | 2.88 | 95.7156
|  | 2.89 | 95.7078
|  | 2.9 | 95.6983
|  | 2.91 | 95.6921
|  | 2.92 | 95.6866
|  | 2.93 | 95.6834
|  | 2.94 | 95.6795
|  | 2.95 | 95.6755
|  | 2.96 | 95.6712
|  | 2.97 | 95.6671
|  | 2.98 | 95.6625
|  | 2.99 | 95.6571
|  | 3 | 95.6514
|  | 3.01 | 95.6451
|  | 3.02 | 95.6382
|  | 3.03 | 95.6317
|  | 3.04 | 95.6248
|  | 3.05 | 95.6169
|  | 3.06 | 95.6098
|  | 3.07 | 95.6026
|  | 3.08 | 95.5959
|  | 3.09 | 95.5894
|  | 3.1 | 95.5835
|  | 3.11 | 95.5776
|  | 3.12 | 95.5721
|  | 3.13 | 95.5657
|  | 3.14 | 95.5588
|  | 3.15 | 95.5519
|  | 3.16 | 95.5442
|  | 3.17 | 95.536
|  | 3.18 | 95.5277
|  | 3.19 | 95.5198
|  | 3.2 | 95.5128
|  | 3.21 | 95.5063
|  | 3.22 | 95.5003
|  | 3.23 | 95.495
|  | 3.24 | 95.4903
|  | 3.25 | 95.4858
|  | 3.26 | 95.4807
|  | 3.27 | 95.4758
|  | 3.28 | 95.4711
|  | 3.29 | 95.466
|  | 3.3 | 95.4612
|  | 3.31 | 95.4567
|  | 3.32 | 95.4528
|  | 3.33 | 95.4489
|  | 3.34 | 95.445
|  | 3.35 | 95.4408
|  | 3.36 | 95.4368
|  | 3.37 | 95.4327
|  | 3.38 | 95.4282
|  | 3.39 | 95.4228
|  | 3.4 | 95.4174
|  | 3.41 | 95.4121
|  | 3.42 | 95.407
|  | 3.43 | 95.4012
|  | 3.44 | 95.3948
|  | 3.45 | 95.3893
|  | 3.46 | 95.3842
|  | 3.47 | 95.3795
|  | 3.48 | 95.3745
|  | 3.49 | 95.37
|  | 3.5 | 95.3667
|  | 3.51 | 95.3635
|  | 3.52 | 95.36
|  | 3.53 | 95.3565
|  | 3.54 | 95.3533
|  | 3.55 | 95.3505
|  | 3.56 | 95.3477
|  | 3.57 | 95.3452
|  | 3.58 | 95.3431
|  | 3.59 | 95.3415
|  | 3.6 | 95.3401
|  | 3.61 | 95.3388
|  | 3.62 | 95.3375
|  | 3.63 | 95.3367
|  | 3.64 | 95.3363
|  | 3.65 | 95.3359
|  | 3.66 | 95.3357
|  | 3.67 | 95.3357
|  | 3.68 | 95.3363
|  | 3.69 | 95.3369
|  | 3.7 | 95.3375
|  | 3.71 | 95.3379
|  | 3.72 | 95.3388
|  | 3.73 | 95.34
|  | 3.74 | 95.3412
|  | 3.75 | 95.3422
|  | 3.76 | 95.3433
|  | 3.77 | 95.3446
|  | 3.78 | 95.3461
|  | 3.79 | 95.3475
|  | 3.8 | 95.3488
|  | 3.81 | 95.3503
|  | 3.82 | 95.352
|  | 3.83 | 95.3536
|  | 3.84 | 95.3551
|  | 3.85 | 95.3565
|  | 3.86 | 95.358
|  | 3.87 | 95.36
|  | 3.88 | 95.3616
|  | 3.89 | 95.3635
|  | 3.9 | 95.3655
|  | 3.91 | 95.3675
|  | 3.92 | 95.3692
|  | 3.93 | 95.3705
|  | 3.94 | 95.3714
|  | 3.95 | 95.3723
|  | 3.96 | 95.3731
|  | 3.97 | 95.3739
|  | 3.98 | 95.3747
|  | 3.99 | 95.3754
|  | 4 | 95.3764
|  | 4.01 | 95.3776
|  | 4.02 | 95.3786
|  | 4.03 | 95.3795
|  | 4.04 | 95.38
|  | 4.05 | 95.3803
|  | 4.06 | 95.381
|  | 4.07 | 95.3813
|  | 4.08 | 95.3817
|  | 4.09 | 95.3822
|  | 4.1 | 95.3827
|  | 4.11 | 95.3834
|  | 4.12 | 95.3842
|  | 4.13 | 95.3842
|  | 4.14 | 95.3843
|  | 4.15 | 95.3843
|  | 4.16 | 95.3844
|  | 4.17 | 95.3844
|  | 4.18 | 95.3845
|  | 4.19 | 95.3845
|  | 4.2 | 95.3846
|  | 4.21 | 95.3846
|  | 4.22 | 95.3847
|  | 4.23 | 95.3847
|  | 4.24 | 95.3848
|  | 4.25 | 95.3848
|  | 4.26 | 95.3849
|  | 4.27 | 95.3849
|  | 4.28 | 95.385
|  | 4.29 | 95.385
|  | 4.3 | 95.385
|  | 4.31 | 95.3851
|  | 4.32 | 95.3851
|  | 4.33 | 95.3852
|  | 4.34 | 95.3852
|  | 4.35 | 95.3853
|  | 4.36 | 95.3853
|  | 4.37 | 95.3854
|  | 4.38 | 95.3854
|  | 4.39 | 95.3855
|  | 4.4 | 95.3855
|  | 4.41 | 95.3856
|  | 4.42 | 95.3856
|  | 4.43 | 95.3802
|  | 4.44 | 95.3688
|  | 4.45 | 95.3582
|  | 4.46 | 95.348
|  | 4.47 | 95.3389
|  | 4.48 | 95.3308
|  | 4.49 | 95.3237
|  | 4.5 | 95.3173
|  | 4.51 | 95.3118
|  | 4.52 | 95.307
|  | 4.53 | 95.302
|  | 4.54 | 95.2969
|  | 4.55 | 95.2918
|  | 4.56 | 95.2865
|  | 4.57 | 95.2809
|  | 4.58 | 95.2748
|  | 4.59 | 95.2683
|  | 4.6 | 95.2617
|  | 4.61 | 95.255
|  | 4.62 | 95.2483
|  | 4.63 | 95.2417
|  | 4.64 | 95.2355
|  | 4.65 | 95.2293
|  | 4.66 | 95.2229
|  | 4.67 | 95.2167
|  | 4.68 | 95.2101
|  | 4.69 | 95.2033
|  | 4.7 | 95.1957
|  | 4.71 | 95.1874
|  | 4.72 | 95.1788
|  | 4.73 | 95.17
|  | 4.74 | 95.1609
|  | 4.75 | 95.1517
|  | 4.76 | 95.1426
|  | 4.77 | 95.1337
|  | 4.78 | 95.1249
|  | 4.79 | 95.1165
|  | 4.8 | 95.1079
|  | 4.81 | 95.0994
|  | 4.82 | 95.0908
|  | 4.83 | 95.082
|  | 4.84 | 95.0732
|  | 4.85 | 95.0643
|  | 4.86 | 95.055
|  | 4.87 | 95.0455
|  | 4.88 | 95.0361
|  | 4.89 | 95.0261
|  | 4.9 | 95.0166
|  | 4.91 | 95.0072
|  | 4.92 | 94.9979
|  | 4.93 | 94.9887
|  | 4.94 | 94.9796
|  | 4.95 | 94.9705
|  | 4.96 | 94.9621
|  | 4.97 | 94.9529
|  | 4.98 | 94.9438
|  | 4.99 | 94.9347
|  | 5 | 94.9252
|  | 5.01 | 94.9158
|  | 5.02 | 94.9055
|  | 5.03 | 94.8956
|  | 5.04 | 94.8849
|  | 5.05 | 94.8737
|  | 5.06 | 94.8623
|  | 5.07 | 94.8509
|  | 5.08 | 94.838
|  | 5.09 | 94.827
|  | 5.1 | 94.8152
|  | 5.11 | 94.8037
|  | 5.12 | 94.7928
|  | 5.13 | 94.781
|  | 5.14 | 94.7678
|  | 5.15 | 94.7565
|  | 5.16 | 94.7453
|  | 5.17 | 94.7326
|  | 5.18 | 94.7204
|  | 5.19 | 94.7083
|  | 5.2 | 94.6979
|  | 5.21 | 94.6905
|  | 5.22 | 94.6811
|  | 5.23 | 94.6682
|  | 5.24 | 94.6583
|  | 5.25 | 94.6473
|  | 5.26 | 94.6357
|  | 5.27 | 94.6228
|  | 5.28 | 94.6079
|  | 5.29 | 94.5952
|  | 5.3 | 94.5847
|  | 5.31 | 94.5723
|  | 5.32 | 94.5606
|  | 5.33 | 94.5492
|  | 5.34 | 94.5374
|  | 5.35 | 94.5279
|  | 5.36 | 94.5169
|  | 5.37 | 94.5039
|  | 5.38 | 94.4912
|  | 5.39 | 94.478
|  | 5.4 | 94.4616
|  | 5.41 | 94.4456
|  | 5.42 | 94.4337
|  | 5.43 | 94.4239
|  | 5.44 | 94.4144
|  | 5.45 | 94.4038
|  | 5.46 | 94.3939
|  | 5.47 | 94.3915
|  | 5.48 | 94.3843
|  | 5.49 | 94.3715
|  | 5.5 | 94.3571
|  | 5.51 | 94.342
|  | 5.52 | 94.3273
|  | 5.53 | 94.3154
|  | 5.54 | 94.2995
|  | 5.55 | 94.2872
|  | 5.56 | 94.2772
|  | 5.57 | 94.2662
|  | 5.58 | 94.2557
|  | 5.59 | 94.2454
|  | 5.6 | 94.2328
|  | 5.61 | 94.2188
|  | 5.62 | 94.2043
|  | 5.63 | 94.1911
|  | 5.64 | 94.1812
|  | 5.65 | 94.169
|  | 5.66 | 94.1546
|  | 5.67 | 94.1402
|  | 5.68 | 94.131
|  | 5.69 | 94.1188
|  | 5.7 | 94.0988
|  | 5.71 | 94.0822
|  | 5.72 | 94.0806
|  | 5.73 | 94.0809
|  | 5.74 | 94.0808
|  | 5.75 | 94.0755
|  | 5.76 | 94.0709
|  | 5.77 | 94.0786
|  | 5.78 | 94.08
|  | 5.79 | 94.0668
|  | 5.8 | 94.048
|  | 5.81 | 94.0303
|  | 5.82 | 94.022
|  | 5.83 | 94.0172
|  | 5.84 | 94.0059
|  | 5.85 | 93.994
|  | 5.86 | 93.9887
|  | 5.87 | 93.9863
|  | 5.88 | 93.9784
|  | 5.89 | 93.9727
|  | 5.9 | 93.9653
|  | 5.91 | 93.9523
|  | 5.92 | 93.9368
|  | 5.93 | 93.9246
|  | 5.94 | 93.9199
|  | 5.95 | 93.9177
|  | 5.96 | 93.9095
|  | 5.97 | 93.9015
|  | 5.98 | 93.8962
|  | 5.99 | 93.8966
|  | 6 | 93.8891
|  | 6.01 | 93.8676
|  | 6.02 | 93.852
|  | 6.03 | 93.8366
|  | 6.04 | 93.8228
|  | 6.05 | 93.8197
|  | 6.06 | 93.8093
|  | 6.07 | 93.8054
|  | 6.08 | 93.8169
|  | 6.09 | 93.8188
|  | 6.1 | 93.816
|  | 6.11 | 93.8144
|  | 6.12 | 93.8151
|  | 6.13 | 93.8195
|  | 6.14 | 93.8176
|  | 6.15 | 93.8137
|  | 6.16 | 93.8177
|  | 6.17 | 93.8267
|  | 6.18 | 93.834
|  | 6.19 | 93.8382
|  | 6.2 | 93.8409
|  | 6.21 | 93.8454
|  | 6.22 | 93.8494
|  | 6.23 | 93.8515
|  | 6.24 | 93.8534
|  | 6.25 | 93.8551
|  | 6.26 | 93.855
|  | 6.27 | 93.8544
|  | 6.28 | 93.8531
|  | 6.29 | 93.8495
|  | 6.3 | 93.8423
|  | 6.31 | 93.8334
|  | 6.32 | 93.8271
|  | 6.33 | 93.825
|  | 6.34 | 93.8212
|  | 6.35 | 93.8047
|  | 6.36 | 93.7842
|  | 6.37 | 93.7729
|  | 6.38 | 93.764
|  | 6.39 | 93.7503
|  | 6.4 | 93.7328
|  | 6.41 | 93.7236
|  | 6.42 | 93.739
|  | 6.43 | 93.7569
|  | 6.44 | 93.7608
|  | 6.45 | 93.7613
|  | 6.46 | 93.7637
|  | 6.47 | 93.7668
|  | 6.48 | 93.7714
|  | 6.49 | 93.7745
|  | 6.5 | 93.7742
|  | 6.51 | 93.7755
|  | 6.52 | 93.7802
|  | 6.53 | 93.7835
|  | 6.54 | 93.7817
|  | 6.55 | 93.7785
|  | 6.56 | 93.7745
|  | 6.57 | 93.7679
|  | 6.58 | 93.7581
|  | 6.59 | 93.7475
|  | 6.6 | 93.7361
|  | 6.61 | 93.7209
|  | 6.62 | 93.7031
|  | 6.63 | 93.6932
|  | 6.64 | 93.7023
|  | 6.65 | 93.7164
|  | 6.66 | 93.7235
|  | 6.67 | 93.7366
|  | 6.68 | 93.7601
|  | 6.69 | 93.7813
|  | 6.7 | 93.7947
|  | 6.71 | 93.8041
|  | 6.72 | 93.8127
|  | 6.73 | 93.8197
|  | 6.74 | 93.8222
|  | 6.75 | 93.8204
|  | 6.76 | 93.8174
|  | 6.77 | 93.815
|  | 6.78 | 93.8144
|  | 6.79 | 93.8134
|  | 6.8 | 93.8092
|  | 6.81 | 93.8059
|  | 6.82 | 93.8074
|  | 6.83 | 93.8101
|  | 6.84 | 93.8098
|  | 6.85 | 93.814
|  | 6.86 | 93.8324
|  | 6.87 | 93.8555
|  | 6.88 | 93.87
|  | 6.89 | 93.8779
|  | 6.9 | 93.8847
|  | 6.91 | 93.8913
|  | 6.92 | 93.8921
|  | 6.93 | 93.8851
|  | 6.94 | 93.8789
|  | 6.95 | 93.881
|  | 6.96 | 93.8881
|  | 6.97 | 93.8938
|  | 6.98 | 93.8961
|  | 6.99 | 93.8986
|  | 7 | 93.9041
|  | 7.01 | 93.9098
|  | 7.02 | 93.9134
|  | 7.03 | 93.9173
|  | 7.04 | 93.926
|  | 7.05 | 93.9427
|  | 7.06 | 93.962
|  | 7.07 | 93.9754
|  | 7.08 | 93.9828
|  | 7.09 | 93.9877
|  | 7.1 | 93.9907
|  | 7.11 | 93.9912
|  | 7.12 | 93.989
|  | 7.13 | 93.9854
|  | 7.14 | 93.9841
|  | 7.15 | 93.9874
|  | 7.16 | 93.9944
|  | 7.17 | 94.0025
|  | 7.18 | 94.0088
|  | 7.19 | 94.0108
|  | 7.2 | 94.0093
|  | 7.21 | 94.0072
|  | 7.22 | 94.0049
|  | 7.23 | 94.0012
|  | 7.24 | 93.9968
|  | 7.25 | 93.9939
|  | 7.26 | 93.994
|  | 7.27 | 93.9968
|  | 7.28 | 94.0012
|  | 7.29 | 94.0054
|  | 7.3 | 94.0083
|  | 7.31 | 94.01
|  | 7.32 | 94.0109
|  | 7.33 | 94.013
|  | 7.34 | 94.0178
|  | 7.35 | 94.0233
|  | 7.36 | 94.0273
|  | 7.37 | 94.0304
|  | 7.38 | 94.0341
|  | 7.39 | 94.0374
|  | 7.4 | 94.0379
|  | 7.41 | 94.0354
|  | 7.42 | 94.0327
|  | 7.43 | 94.0324
|  | 7.44 | 94.0341
|  | 7.45 | 94.0365
|  | 7.46 | 94.0409
|  | 7.47 | 94.0488
|  | 7.48 | 94.0584
|  | 7.49 | 94.0664
|  | 7.5 | 94.0716
|  | 7.51 | 94.0758
|  | 7.52 | 94.0798
|  | 7.53 | 94.0833
|  | 7.54 | 94.0861
|  | 7.55 | 94.0894
|  | 7.56 | 94.0946
|  | 7.57 | 94.1018
|  | 7.58 | 94.1105
|  | 7.59 | 94.1198
|  | 7.6 | 94.1292
|  | 7.61 | 94.1385
|  | 7.62 | 94.1476
|  | 7.63 | 94.1564
|  | 7.64 | 94.1649
|  | 7.65 | 94.1731
|  | 7.66 | 94.1809
|  | 7.67 | 94.1885
|  | 7.68 | 94.1956
|  | 7.69 | 94.2025
|  | 7.7 | 94.2095
|  | 7.71 | 94.2167
|  | 7.72 | 94.2242
|  | 7.73 | 94.2323
|  | 7.74 | 94.2412
|  | 7.75 | 94.2511
|  | 7.76 | 94.2616
|  | 7.77 | 94.2727
|  | 7.78 | 94.2841
|  | 7.79 | 94.2955
|  | 7.8 | 94.3068
|  | 7.81 | 94.3177
|  | 7.82 | 94.3286
|  | 7.83 | 94.3395
|  | 7.84 | 94.3501
|  | 7.85 | 94.3604
|  | 7.86 | 94.371
|  | 7.87 | 94.3824
|  | 7.88 | 94.3942
|  | 7.89 | 94.4062
|  | 7.9 | 94.418
|  | 7.91 | 94.4296
|  | 7.92 | 94.4409
|  | 7.93 | 94.4513
|  | 7.94 | 94.4604
|  | 7.95 | 94.468
|  | 7.96 | 94.4744
|  | 7.97 | 94.4801
|  | 7.98 | 94.4854
|  | 7.99 | 94.4904
|  | 8 | 94.4957
|  | 8.01 | 94.5014
|  | 8.02 | 94.5079
|  | 8.03 | 94.5151
|  | 8.04 | 94.5227
|  | 8.05 | 94.5305
|  | 8.06 | 94.5385
|  | 8.07 | 94.5467
|  | 8.08 | 94.555
|  | 8.09 | 94.5635
|  | 8.1 | 94.5722
|  | 8.11 | 94.5813
|  | 8.12 | 94.5907
|  | 8.13 | 94.6001
|  | 8.14 | 94.6094
|  | 8.15 | 94.6184
|  | 8.16 | 94.6268
|  | 8.17 | 94.6347
|  | 8.18 | 94.6421
|  | 8.19 | 94.6492
|  | 8.2 | 94.6562
|  | 8.21 | 94.6637
|  | 8.22 | 94.6719
|  | 8.23 | 94.681
|  | 8.24 | 94.6909
|  | 8.25 | 94.7015
|  | 8.26 | 94.7127
|  | 8.27 | 94.724
|  | 8.28 | 94.7351
|  | 8.29 | 94.7456
|  | 8.3 | 94.7557
|  | 8.31 | 94.7652
|  | 8.32 | 94.7742
|  | 8.33 | 94.7826
|  | 8.34 | 94.7905
|  | 8.35 | 94.7983
|  | 8.36 | 94.806
|  | 8.37 | 94.8135
|  | 8.38 | 94.821
|  | 8.39 | 94.8286
|  | 8.4 | 94.8368
|  | 8.41 | 94.8451
|  | 8.42 | 94.8534
|  | 8.43 | 94.8615
|  | 8.44 | 94.8695
|  | 8.45 | 94.8774
|  | 8.46 | 94.8852
|  | 8.47 | 94.893
|  | 8.48 | 94.901
|  | 8.49 | 94.9091
|  | 8.5 | 94.9172
|  | 8.51 | 94.9252
|  | 8.52 | 94.9329
|  | 8.53 | 94.94
|  | 8.54 | 94.9463
|  | 8.55 | 94.952
|  | 8.56 | 94.9575
|  | 8.57 | 94.9632
|  | 8.58 | 94.9692
|  | 8.59 | 94.9755
|  | 8.6 | 94.982
|  | 8.61 | 94.9886
|  | 8.62 | 94.9952
|  | 8.63 | 95.0014
|  | 8.64 | 95.0071
|  | 8.65 | 95.0125
|  | 8.66 | 95.0176
|  | 8.67 | 95.0229
|  | 8.68 | 95.0286
|  | 8.69 | 95.0352
|  | 8.7 | 95.0423
|  | 8.71 | 95.0499
|  | 8.72 | 95.0574
|  | 8.73 | 95.0647
|  | 8.74 | 95.0713
|  | 8.75 | 95.077
|  | 8.76 | 95.0817
|  | 8.77 | 95.0857
|  | 8.78 | 95.0894
|  | 8.79 | 95.0931
|  | 8.8 | 95.0973
|  | 8.81 | 95.1023
|  | 8.82 | 95.1084
|  | 8.83 | 95.1157
|  | 8.84 | 95.1239
|  | 8.85 | 95.133
|  | 8.86 | 95.1425
|  | 8.87 | 95.1522
|  | 8.88 | 95.1616
|  | 8.89 | 95.1706
|  | 8.9 | 95.1789
|  | 8.91 | 95.1864
|  | 8.92 | 95.1931
|  | 8.93 | 95.1992
|  | 8.94 | 95.2049
|  | 8.95 | 95.2104
|  | 8.96 | 95.2157
|  | 8.97 | 95.2211
|  | 8.98 | 95.2266
|  | 8.99 | 95.2324
|  | 9 | 95.2384
|  | 9.01 | 95.2443
|  | 9.02 | 95.2498
|  | 9.03 | 95.2544
|  | 9.04 | 95.2581
|  | 9.05 | 95.2609
|  | 9.06 | 95.263
|  | 9.07 | 95.2647
|  | 9.08 | 95.2665
|  | 9.09 | 95.269
|  | 9.1 | 95.2726
|  | 9.11 | 95.2772
|  | 9.12 | 95.2826
|  | 9.13 | 95.2883
|  | 9.14 | 95.294
|  | 9.15 | 95.299
|  | 9.16 | 95.303
|  | 9.17 | 95.3058
|  | 9.18 | 95.3075
|  | 9.19 | 95.3086
|  | 9.2 | 95.3094
|  | 9.21 | 95.3103
|  | 9.22 | 95.3118
|  | 9.23 | 95.314
|  | 9.24 | 95.3172
|  | 9.25 | 95.3212
|  | 9.26 | 95.3255
|  | 9.27 | 95.3298
|  | 9.28 | 95.334
|  | 9.29 | 95.3375
|  | 9.3 | 95.3402
|  | 9.31 | 95.3422
|  | 9.32 | 95.3439
|  | 9.33 | 95.3457
|  | 9.34 | 95.3479
|  | 9.35 | 95.3505
|  | 9.36 | 95.3534
|  | 9.37 | 95.3566
|  | 9.38 | 95.3598
|  | 9.39 | 95.3627
|  | 9.4 | 95.3651
|  | 9.41 | 95.367
|  | 9.42 | 95.3682
|  | 9.43 | 95.3687
|  | 9.44 | 95.3687
|  | 9.45 | 95.3683
|  | 9.46 | 95.3678
|  | 9.47 | 95.3679
|  | 9.48 | 95.3688
|  | 9.49 | 95.3709
|  | 9.5 | 95.3744
|  | 9.51 | 95.3793
|  | 9.52 | 95.3853
|  | 9.53 | 95.3919
|  | 9.54 | 95.3986
|  | 9.55 | 95.4049
|  | 9.56 | 95.4105
|  | 9.57 | 95.4152
|  | 9.58 | 95.419
|  | 9.59 | 95.4218
|  | 9.6 | 95.4238
|  | 9.61 | 95.425
|  | 9.62 | 95.4257
|  | 9.63 | 95.4262
|  | 9.64 | 95.4268
|  | 9.65 | 95.4278
|  | 9.66 | 95.4295
|  | 9.67 | 95.4321
|  | 9.68 | 95.4353
|  | 9.69 | 95.439
|  | 9.7 | 95.4428
|  | 9.71 | 95.4464
|  | 9.72 | 95.4494
|  | 9.73 | 95.4518
|  | 9.74 | 95.4534
|  | 9.75 | 95.4544
|  | 9.76 | 95.4553
|  | 9.77 | 95.4562
|  | 9.78 | 95.4574
|  | 9.79 | 95.4589
|  | 9.8 | 95.4608
|  | 9.81 | 95.463
|  | 9.82 | 95.4654
|  | 9.83 | 95.468
|  | 9.84 | 95.4705
|  | 9.85 | 95.4728
|  | 9.86 | 95.4748
|  | 9.87 | 95.4764
|  | 9.88 | 95.4775
|  | 9.89 | 95.478
|  | 9.9 | 95.4781
|  | 9.91 | 95.4776
|  | 9.92 | 95.4768
|  | 9.93 | 95.4756
|  | 9.94 | 95.4741
|  | 9.95 | 95.4725
|  | 9.96 | 95.4711
|  | 9.97 | 95.4698
|  | 9.98 | 95.4691
|  | 9.99 | 95.4689
|  | 10 | 95.4692
|  | 10.01 | 95.47
|  | 10.02 | 95.4711
|  | 10.03 | 95.472
|  | 10.04 | 95.4725
|  | 10.05 | 95.4724
|  | 10.06 | 95.4715
|  | 10.07 | 95.4701
|  | 10.08 | 95.4684
|  | 10.09 | 95.4665
|  | 10.1 | 95.4649
|  | 10.11 | 95.4635
|  | 10.12 | 95.4625
|  | 10.13 | 95.4618
|  | 10.14 | 95.461
|  | 10.15 | 95.4601
|  | 10.16 | 95.4588
|  | 10.17 | 95.4571
|  | 10.18 | 95.4549
|  | 10.19 | 95.4523
|  | 10.2 | 95.4493
|  | 10.21 | 95.446
|  | 10.22 | 95.4423
|  | 10.23 | 95.4382
|  | 10.24 | 95.4338
|  | 10.25 | 95.4291
|  | 10.26 | 95.4243
|  | 10.27 | 95.4195
|  | 10.28 | 95.4152
|  | 10.29 | 95.4113
|  | 10.3 | 95.4081
|  | 10.31 | 95.4053
|  | 10.32 | 95.403
|  | 10.33 | 95.4007
|  | 10.34 | 95.3982
|  | 10.35 | 95.3955
|  | 10.36 | 95.3924
|  | 10.37 | 95.3889
|  | 10.38 | 95.385
|  | 10.39 | 95.3807
|  | 10.4 | 95.3763
|  | 10.41 | 95.3716
|  | 10.42 | 95.3666
|  | 10.43 | 95.3613
|  | 10.44 | 95.3555
|  | 10.45 | 95.3495
|  | 10.46 | 95.3431
|  | 10.47 | 95.3366
|  | 10.48 | 95.3302
|  | 10.49 | 95.3242
|  | 10.5 | 95.3187
|  | 10.51 | 95.3139
|  | 10.52 | 95.3096
|  | 10.53 | 95.3056
|  | 10.54 | 95.3017
|  | 10.55 | 95.2976
|  | 10.56 | 95.293
|  | 10.57 | 95.2877
|  | 10.58 | 95.2818
|  | 10.59 | 95.2753
|  | 10.6 | 95.2683
|  | 10.61 | 95.2608
|  | 10.62 | 95.253
|  | 10.63 | 95.245
|  | 10.64 | 95.2366
|  | 10.65 | 95.2281
|  | 10.66 | 95.2195
|  | 10.67 | 95.2109
|  | 10.68 | 95.2025
|  | 10.69 | 95.1943
|  | 10.7 | 95.1864
|  | 10.71 | 95.1788
|  | 10.72 | 95.1713
|  | 10.73 | 95.1639
|  | 10.74 | 95.1565
|  | 10.75 | 95.1489
|  | 10.76 | 95.1411
|  | 10.77 | 95.1332
|  | 10.78 | 95.1251
|  | 10.79 | 95.1172
|  | 10.8 | 95.1094
|  | 10.81 | 95.1021
|  | 10.82 | 95.0952
|  | 10.83 | 95.0885
|  | 10.84 | 95.0819
|  | 10.85 | 95.0751
|  | 10.86 | 95.0676
|  | 10.87 | 95.0593
|  | 10.88 | 95.05
|  | 10.89 | 95.0397
|  | 10.9 | 95.0288
|  | 10.91 | 95.0175
|  | 10.92 | 95.0062
|  | 10.93 | 94.9953
|  | 10.94 | 94.9849
|  | 10.95 | 94.9751
|  | 10.96 | 94.9658
|  | 10.97 | 94.957
|  | 10.98 | 94.9484
|  | 10.99 | 94.94
|  | 11 | 94.9317
|  | 11.01 | 94.9233
|  | 11.02 | 94.9146
|  | 11.03 | 94.9056
|  | 11.04 | 94.8962
|  | 11.05 | 94.8863
|  | 11.06 | 94.8759
|  | 11.07 | 94.8649
|  | 11.08 | 94.8534
|  | 11.09 | 94.8414
|  | 11.1 | 94.829
|  | 11.11 | 94.8164
|  | 11.12 | 94.8038
|  | 11.13 | 94.7914
|  | 11.14 | 94.7792
|  | 11.15 | 94.7674
|  | 11.16 | 94.7561
|  | 11.17 | 94.7451
|  | 11.18 | 94.7343
|  | 11.19 | 94.7233
|  | 11.2 | 94.7119
|  | 11.21 | 94.7
|  | 11.22 | 94.6874
|  | 11.23 | 94.6744
|  | 11.24 | 94.661
|  | 11.25 | 94.6475
|  | 11.26 | 94.6342
|  | 11.27 | 94.621
|  | 11.28 | 94.608
|  | 11.29 | 94.595
|  | 11.3 | 94.5817
|  | 11.31 | 94.568
|  | 11.32 | 94.5537
|  | 11.33 | 94.5388
|  | 11.34 | 94.5238
|  | 11.35 | 94.5088
|  | 11.36 | 94.4942
|  | 11.37 | 94.4804
|  | 11.38 | 94.4674
|  | 11.39 | 94.4554
|  | 11.4 | 94.4443
|  | 11.41 | 94.434
|  | 11.42 | 94.424
|  | 11.43 | 94.4143
|  | 11.44 | 94.4044
|  | 11.45 | 94.3941
|  | 11.46 | 94.3831
|  | 11.47 | 94.3713
|  | 11.48 | 94.3586
|  | 11.49 | 94.3451
|  | 11.5 | 94.331
|  | 11.51 | 94.3165
|  | 11.52 | 94.3016
|  | 11.53 | 94.2866
|  | 11.54 | 94.2716
|  | 11.55 | 94.2564
|  | 11.56 | 94.2411
|  | 11.57 | 94.2255
|  | 11.58 | 94.2097
|  | 11.59 | 94.1936
|  | 11.6 | 94.1771
|  | 11.61 | 94.1604
|  | 11.62 | 94.1435
|  | 11.63 | 94.1265
|  | 11.64 | 94.1094
|  | 11.65 | 94.0923
|  | 11.66 | 94.0754
|  | 11.67 | 94.0586
|  | 11.68 | 94.042
|  | 11.69 | 94.0255
|  | 11.7 | 94.0091
|  | 11.71 | 93.9924
|  | 11.72 | 93.9755
|  | 11.73 | 93.9582
|  | 11.74 | 93.9404
|  | 11.75 | 93.9224
|  | 11.76 | 93.9042
|  | 11.77 | 93.8863
|  | 11.78 | 93.8688
|  | 11.79 | 93.852
|  | 11.8 | 93.8359
|  | 11.81 | 93.8203
|  | 11.82 | 93.8048
|  | 11.83 | 93.7888
|  | 11.84 | 93.7719
|  | 11.85 | 93.7538
|  | 11.86 | 93.7345
|  | 11.87 | 93.7143
|  | 11.88 | 93.6937
|  | 11.89 | 93.6734
|  | 11.9 | 93.6539
|  | 11.91 | 93.6356
|  | 11.92 | 93.6186
|  | 11.93 | 93.6026
|  | 11.94 | 93.5871
|  | 11.95 | 93.5717
|  | 11.96 | 93.5559
|  | 11.97 | 93.5392
|  | 11.98 | 93.5218
|  | 11.99 | 93.5037
|  | 12 | 93.4854
|  | 12.01 | 93.467
|  | 12.02 | 93.449
|  | 12.03 | 93.4315
|  | 12.04 | 93.4143
|  | 12.05 | 93.3975
|  | 12.06 | 93.3806
|  | 12.07 | 93.3634
|  | 12.08 | 93.3458
|  | 12.09 | 93.3278
|  | 12.1 | 93.3096
|  | 12.11 | 93.2914
|  | 12.12 | 93.2737
|  | 12.13 | 93.2568
|  | 12.14 | 93.2408
|  | 12.15 | 93.2258
|  | 12.16 | 93.2116
|  | 12.17 | 93.1979
|  | 12.18 | 93.1842
|  | 12.19 | 93.1702
|  | 12.2 | 93.1556
|  | 12.21 | 93.1402
|  | 12.22 | 93.124
|  | 12.23 | 93.1071
|  | 12.24 | 93.0895
|  | 12.25 | 93.0715
|  | 12.26 | 93.0531
|  | 12.27 | 93.0345
|  | 12.28 | 93.0159
|  | 12.29 | 92.9973
|  | 12.3 | 92.9787
|  | 12.31 | 92.9602
|  | 12.32 | 92.9417
|  | 12.33 | 92.9233
|  | 12.34 | 92.9048
|  | 12.35 | 92.8862
|  | 12.36 | 92.8671
|  | 12.37 | 92.8476
|  | 12.38 | 92.8275
|  | 12.39 | 92.8069
|  | 12.4 | 92.7856
|  | 12.41 | 92.7639
|  | 12.42 | 92.7418
|  | 12.43 | 92.7195
|  | 12.44 | 92.6969
|  | 12.45 | 92.6742
|  | 12.46 | 92.6514
|  | 12.47 | 92.6285
|  | 12.48 | 92.6053
|  | 12.49 | 92.5819
|  | 12.5 | 92.5583
|  | 12.51 | 92.5344
|  | 12.52 | 92.5102
|  | 12.53 | 92.4859
|  | 12.54 | 92.4613
|  | 12.55 | 92.4367
|  | 12.56 | 92.412
|  | 12.57 | 92.3873
|  | 12.58 | 92.3626
|  | 12.59 | 92.3379
|  | 12.6 | 92.3132
|  | 12.61 | 92.2885
|  | 12.62 | 92.2638
|  | 12.63 | 92.239
|  | 12.64 | 92.2142
|  | 12.65 | 92.1893
|  | 12.66 | 92.1642
|  | 12.67 | 92.139
|  | 12.68 | 92.1137
|  | 12.69 | 92.0882
|  | 12.7 | 92.0624
|  | 12.71 | 92.0363
|  | 12.72 | 92.01
|  | 12.73 | 91.9833
|  | 12.74 | 91.9562
|  | 12.75 | 91.9287
|  | 12.76 | 91.9009
|  | 12.77 | 91.8726
|  | 12.78 | 91.8442
|  | 12.79 | 91.8156
|  | 12.8 | 91.7871
|  | 12.81 | 91.7587
|  | 12.82 | 91.7306
|  | 12.83 | 91.7028
|  | 12.84 | 91.6755
|  | 12.85 | 91.6484
|  | 12.86 | 91.6218
|  | 12.87 | 91.5954
|  | 12.88 | 91.5692
|  | 12.89 | 91.5433
|  | 12.9 | 91.5174
|  | 12.91 | 91.4915
|  | 12.92 | 91.4654
|  | 12.93 | 91.4392
|  | 12.94 | 91.4125
|  | 12.95 | 91.3855
|  | 12.96 | 91.3579
|  | 12.97 | 91.3299
|  | 12.98 | 91.3014
|  | 12.99 | 91.2726
|  | 13 | 91.2437
|  | 13.01 | 91.2147
|  | 13.02 | 91.1857
|  | 13.03 | 91.1568
|  | 13.04 | 91.128
|  | 13.05 | 91.0992
|  | 13.06 | 91.0703
|  | 13.07 | 91.0412
|  | 13.08 | 91.0117
|  | 13.09 | 90.9818
|  | 13.1 | 90.9516
|  | 13.11 | 90.9211
|  | 13.12 | 90.8903
|  | 13.13 | 90.8595
|  | 13.14 | 90.8288
|  | 13.15 | 90.7983
|  | 13.16 | 90.7681
|  | 13.17 | 90.7384
|  | 13.18 | 90.709
|  | 13.19 | 90.6801
|  | 13.2 | 90.6515
|  | 13.21 | 90.6232
|  | 13.22 | 90.5952
|  | 13.23 | 90.5673
|  | 13.24 | 90.5397
|  | 13.25 | 90.5123
|  | 13.26 | 90.485
|  | 13.27 | 90.458
|  | 13.28 | 90.4313
|  | 13.29 | 90.4049
|  | 13.3 | 90.3787
|  | 13.31 | 90.3528
|  | 13.32 | 90.327
|  | 13.33 | 90.301
|  | 13.34 | 90.2748
|  | 13.35 | 90.2481
|  | 13.36 | 90.2207
|  | 13.37 | 90.1925
|  | 13.38 | 90.1634
|  | 13.39 | 90.1337
|  | 13.4 | 90.1035
|  | 13.41 | 90.0732
|  | 13.42 | 90.0431
|  | 13.43 | 90.0135
|  | 13.44 | 89.9846
|  | 13.45 | 89.9566
|  | 13.46 | 89.9293
|  | 13.47 | 89.9025
|  | 13.48 | 89.876
|  | 13.49 | 89.8492
|  | 13.5 | 89.822
|  | 13.51 | 89.794
|  | 13.52 | 89.765
|  | 13.53 | 89.7351
|  | 13.54 | 89.7045
|  | 13.55 | 89.6733
|  | 13.56 | 89.642
|  | 13.57 | 89.6107
|  | 13.58 | 89.5799
|  | 13.59 | 89.5496
|  | 13.6 | 89.5199
|  | 13.61 | 89.4908
|  | 13.62 | 89.4621
|  | 13.63 | 89.4336
|  | 13.64 | 89.4052
|  | 13.65 | 89.3767
|  | 13.66 | 89.3479
|  | 13.67 | 89.3188
|  | 13.68 | 89.2892
|  | 13.69 | 89.2592
|  | 13.7 | 89.2288
|  | 13.71 | 89.1977
|  | 13.72 | 89.1661
|  | 13.73 | 89.1338
|  | 13.74 | 89.1011
|  | 13.75 | 89.0679
|  | 13.76 | 89.0349
|  | 13.77 | 89.0028
|  | 13.78 | 88.9724
|  | 13.79 | 88.9447
|  | 13.8 | 88.9205
|  | 13.81 | 88.9003
|  | 13.82 | 88.8844
|  | 13.83 | 88.872
|  | 13.84 | 88.8621
|  | 13.85 | 88.8527
|  | 13.86 | 88.8417
|  | 13.87 | 88.8272
|  | 13.88 | 88.8073
|  | 13.89 | 88.7807
|  | 13.9 | 88.7471
|  | 13.91 | 88.7071
|  | 13.92 | 88.6621
|  | 13.93 | 88.614
|  | 13.94 | 88.5648
|  | 13.95 | 88.5167
|  | 13.96 | 88.4714
|  | 13.97 | 88.43
|  | 13.98 | 88.3929
|  | 13.99 | 88.3598
|  | 14 | 88.3302
|  | 14.01 | 88.303
|  | 14.02 | 88.2773
|  | 14.03 | 88.2522
|  | 14.04 | 88.2267
|  | 14.05 | 88.2005
|  | 14.06 | 88.1735
|  | 14.07 | 88.1458
|  | 14.08 | 88.1177
|  | 14.09 | 88.0896
|  | 14.1 | 88.0619
|  | 14.11 | 88.035
|  | 14.12 | 88.0093
|  | 14.13 | 87.9848
|  | 14.14 | 87.9616
|  | 14.15 | 87.9395
|  | 14.16 | 87.9184
|  | 14.17 | 87.8978
|  | 14.18 | 87.8776
|  | 14.19 | 87.8574
|  | 14.2 | 87.8369
|  | 14.21 | 87.8162
|  | 14.22 | 87.7951
|  | 14.23 | 87.7738
|  | 14.24 | 87.7524
|  | 14.25 | 87.7312
|  | 14.26 | 87.7104
|  | 14.27 | 87.6903
|  | 14.28 | 87.6709
|  | 14.29 | 87.6524
|  | 14.3 | 87.6348
|  | 14.31 | 87.6182
|  | 14.32 | 87.6025
|  | 14.33 | 87.5877
|  | 14.34 | 87.5737
|  | 14.35 | 87.5605
|  | 14.36 | 87.5481
|  | 14.37 | 87.5365
|  | 14.38 | 87.5256
|  | 14.39 | 87.5154
|  | 14.4 | 87.5057
|  | 14.41 | 87.4965
|  | 14.42 | 87.4875
|  | 14.43 | 87.4786
|  | 14.44 | 87.4696
|  | 14.45 | 87.4606
|  | 14.46 | 87.4513
|  | 14.47 | 87.4418
|  | 14.48 | 87.432
|  | 14.49 | 87.422
|  | 14.5 | 87.4117
|  | 14.51 | 87.4012
|  | 14.52 | 87.3904
|  | 14.53 | 87.3793
|  | 14.54 | 87.368
|  | 14.55 | 87.3563
|  | 14.56 | 87.3443
|  | 14.57 | 87.3319
|  | 14.58 | 87.3191
|  | 14.59 | 87.3058
|  | 14.6 | 87.292
|  | 14.61 | 87.2777
|  | 14.62 | 87.2628
|  | 14.63 | 87.2473
|  | 14.64 | 87.2311
|  | 14.65 | 87.2142
|  | 14.66 | 87.1964
|  | 14.67 | 87.1774
|  | 14.68 | 87.1572
|  | 14.69 | 87.1353
|  | 14.7 | 87.1118
|  | 14.71 | 87.0865
|  | 14.72 | 87.0594
|  | 14.73 | 87.0308
|  | 14.74 | 87.0011
|  | 14.75 | 86.9708
|  | 14.76 | 86.9403
|  | 14.77 | 86.9099
|  | 14.78 | 86.8801
|  | 14.79 | 86.8512
|  | 14.8 | 86.8233
|  | 14.81 | 86.7968
|  | 14.82 | 86.7721
|  | 14.83 | 86.75
|  | 14.84 | 86.7317
|  | 14.85 | 86.7186
|  | 14.86 | 86.7123
|  | 14.87 | 86.7141
|  | 14.88 | 86.725
|  | 14.89 | 86.7449
|  | 14.9 | 86.7729
|  | 14.91 | 86.8062
|  | 14.92 | 86.8407
|  | 14.93 | 86.8713
|  | 14.94 | 86.8924
|  | 14.95 | 86.8987
|  | 14.96 | 86.8855
|  | 14.97 | 86.8497
|  | 14.98 | 86.7903
|  | 14.99 | 86.7087
|  | 15 | 86.6088
|  | 15.01 | 86.4962
|  | 15.02 | 86.3775
|  | 15.03 | 86.2596
|  | 15.04 | 86.1492
|  | 15.05 | 86.0515
|  | 15.06 | 85.9702
|  | 15.07 | 85.9068
|  | 15.08 | 85.8608
|  | 15.09 | 85.8303
|  | 15.1 | 85.8122
|  | 15.11 | 85.8031
|  | 15.12 | 85.7994
|  | 15.13 | 85.7979
|  | 15.14 | 85.7961
|  | 15.15 | 85.7924
|  | 15.16 | 85.7861
|  | 15.17 | 85.7769
|  | 15.18 | 85.765
|  | 15.19 | 85.7507
|  | 15.2 | 85.7345
|  | 15.21 | 85.7166
|  | 15.22 | 85.6973
|  | 15.23 | 85.6765
|  | 15.24 | 85.6543
|  | 15.25 | 85.6307
|  | 15.26 | 85.6056
|  | 15.27 | 85.5792
|  | 15.28 | 85.5515
|  | 15.29 | 85.5229
|  | 15.3 | 85.4937
|  | 15.31 | 85.4639
|  | 15.32 | 85.434
|  | 15.33 | 85.4041
|  | 15.34 | 85.3744
|  | 15.35 | 85.3449
|  | 15.36 | 85.3154
|  | 15.37 | 85.2857
|  | 15.38 | 85.2554
|  | 15.39 | 85.2241
|  | 15.4 | 85.1913
|  | 15.41 | 85.1564
|  | 15.42 | 85.1191
|  | 15.43 | 85.079
|  | 15.44 | 85.036
|  | 15.45 | 84.9902
|  | 15.46 | 84.942
|  | 15.47 | 84.8919
|  | 15.48 | 84.8407
|  | 15.49 | 84.789
|  | 15.5 | 84.7377
|  | 15.51 | 84.6875
|  | 15.52 | 84.639
|  | 15.53 | 84.5923
|  | 15.54 | 84.5478
|  | 15.55 | 84.5051
|  | 15.56 | 84.4641
|  | 15.57 | 84.4242
|  | 15.58 | 84.3851
|  | 15.59 | 84.3461
|  | 15.6 | 84.3068
|  | 15.61 | 84.2668
|  | 15.62 | 84.2258
|  | 15.63 | 84.1836
|  | 15.64 | 84.1403
|  | 15.65 | 84.0959
|  | 15.66 | 84.0508
|  | 15.67 | 84.0053
|  | 15.68 | 83.9598
|  | 15.69 | 83.9148
|  | 15.7 | 83.8705
|  | 15.71 | 83.8275
|  | 15.72 | 83.7857
|  | 15.73 | 83.7454
|  | 15.74 | 83.7065
|  | 15.75 | 83.669
|  | 15.76 | 83.6327
|  | 15.77 | 83.5975
|  | 15.78 | 83.563
|  | 15.79 | 83.5293
|  | 15.8 | 83.496
|  | 15.81 | 83.4632
|  | 15.82 | 83.4306
|  | 15.83 | 83.3984
|  | 15.84 | 83.3664
|  | 15.85 | 83.3347
|  | 15.86 | 83.3035
|  | 15.87 | 83.2726
|  | 15.88 | 83.2422
|  | 15.89 | 83.2124
|  | 15.9 | 83.1833
|  | 15.91 | 83.1549
|  | 15.92 | 83.1273
|  | 15.93 | 83.1004
|  | 15.94 | 83.0743
|  | 15.95 | 83.049
|  | 15.96 | 83.0243
|  | 15.97 | 83
|  | 15.98 | 82.976
|  | 15.99 | 82.9521
|  | 16 | 82.928
|  | 16.01 | 82.9036
|  | 16.02 | 82.8788
|  | 16.03 | 82.8534
|  | 16.04 | 82.8276
|  | 16.05 | 82.8012
|  | 16.06 | 82.7746
|  | 16.07 | 82.7479
|  | 16.08 | 82.7215
|  | 16.09 | 82.6956
|  | 16.1 | 82.6707
|  | 16.11 | 82.6471
|  | 16.12 | 82.6251
|  | 16.13 | 82.6048
|  | 16.14 | 82.5863
|  | 16.15 | 82.5696
|  | 16.16 | 82.5542
|  | 16.17 | 82.5397
|  | 16.18 | 82.5253
|  | 16.19 | 82.5102
|  | 16.2 | 82.4937
|  | 16.21 | 82.475
|  | 16.22 | 82.4534
|  | 16.23 | 82.4285
|  | 16.24 | 82.4
|  | 16.25 | 82.3679
|  | 16.26 | 82.3327
|  | 16.27 | 82.2947
|  | 16.28 | 82.2548
|  | 16.29 | 82.2139
|  | 16.3 | 82.1727
|  | 16.31 | 82.1321
|  | 16.32 | 82.0929
|  | 16.33 | 82.0554
|  | 16.34 | 82.0201
|  | 16.35 | 81.9871
|  | 16.36 | 81.9562
|  | 16.37 | 81.9273
|  | 16.38 | 81.9
|  | 16.39 | 81.8741
|  | 16.4 | 81.8492
|  | 16.41 | 81.825
|  | 16.42 | 81.8011
|  | 16.43 | 81.7776
|  | 16.44 | 81.7542
|  | 16.45 | 81.7309
|  | 16.46 | 81.7077
|  | 16.47 | 81.6845
|  | 16.48 | 81.6614
|  | 16.49 | 81.6385
|  | 16.5 | 81.6156
|  | 16.51 | 81.5929
|  | 16.52 | 81.5702
|  | 16.53 | 81.5476
|  | 16.54 | 81.5249
|  | 16.55 | 81.5023
|  | 16.56 | 81.4797
|  | 16.57 | 81.457
|  | 16.58 | 81.4343
|  | 16.59 | 81.4116
|  | 16.6 | 81.3889
|  | 16.61 | 81.366
|  | 16.62 | 81.343
|  | 16.63 | 81.3197
|  | 16.64 | 81.2961
|  | 16.65 | 81.2722
|  | 16.66 | 81.2478
|  | 16.67 | 81.223
|  | 16.68 | 81.1978
|  | 16.69 | 81.1721
|  | 16.7 | 81.146
|  | 16.71 | 81.1197
|  | 16.72 | 81.0931
|  | 16.73 | 81.0664
|  | 16.74 | 81.0396
|  | 16.75 | 81.0129
|  | 16.76 | 80.9862
|  | 16.77 | 80.9598
|  | 16.78 | 80.9334
|  | 16.79 | 80.9073
|  | 16.8 | 80.8813
|  | 16.81 | 80.8555
|  | 16.82 | 80.8298
|  | 16.83 | 80.8042
|  | 16.84 | 80.7787
|  | 16.85 | 80.7532
|  | 16.86 | 80.7278
|  | 16.87 | 80.7023
|  | 16.88 | 80.6767
|  | 16.89 | 80.6511
|  | 16.9 | 80.6254
|  | 16.91 | 80.5997
|  | 16.92 | 80.5739
|  | 16.93 | 80.5481
|  | 16.94 | 80.5223
|  | 16.95 | 80.4967
|  | 16.96 | 80.4714
|  | 16.97 | 80.4464
|  | 16.98 | 80.4218
|  | 16.99 | 80.3979
|  | 17 | 80.3745
|  | 17.01 | 80.3519
|  | 17.02 | 80.33
|  | 17.03 | 80.3087
|  | 17.04 | 80.288
|  | 17.05 | 80.2677
|  | 17.06 | 80.2477
|  | 17.07 | 80.2278
|  | 17.08 | 80.2077
|  | 17.09 | 80.1873
|  | 17.1 | 80.1664
|  | 17.11 | 80.1448
|  | 17.12 | 80.1225
|  | 17.13 | 80.0994
|  | 17.14 | 80.0755
|  | 17.15 | 80.0509
|  | 17.16 | 80.0257
|  | 17.17 | 80
|  | 17.18 | 79.974
|  | 17.19 | 79.9477
|  | 17.2 | 79.9213
|  | 17.21 | 79.8949
|  | 17.22 | 79.8686
|  | 17.23 | 79.8425
|  | 17.24 | 79.8165
|  | 17.25 | 79.7906
|  | 17.26 | 79.7649
|  | 17.27 | 79.7393
|  | 17.28 | 79.7138
|  | 17.29 | 79.6886
|  | 17.3 | 79.6635
|  | 17.31 | 79.6387
|  | 17.32 | 79.6143
|  | 17.33 | 79.5903
|  | 17.34 | 79.5668
|  | 17.35 | 79.5439
|  | 17.36 | 79.5217
|  | 17.37 | 79.5001
|  | 17.38 | 79.4791
|  | 17.39 | 79.4588
|  | 17.4 | 79.4389
|  | 17.41 | 79.4195
|  | 17.42 | 79.4003
|  | 17.43 | 79.3813
|  | 17.44 | 79.3623
|  | 17.45 | 79.3432
|  | 17.46 | 79.3239
|  | 17.47 | 79.3044
|  | 17.48 | 79.2845
|  | 17.49 | 79.2643
|  | 17.5 | 79.2437
|  | 17.51 | 79.2229
|  | 17.52 | 79.2018
|  | 17.53 | 79.1805
|  | 17.54 | 79.1591
|  | 17.55 | 79.1375
|  | 17.56 | 79.1158
|  | 17.57 | 79.0939
|  | 17.58 | 79.0721
|  | 17.59 | 79.0501
|  | 17.6 | 79.0281
|  | 17.61 | 79.006
|  | 17.62 | 78.9839
|  | 17.63 | 78.9617
|  | 17.64 | 78.9394
|  | 17.65 | 78.9171
|  | 17.66 | 78.8947
|  | 17.67 | 78.8722
|  | 17.68 | 78.8498
|  | 17.69 | 78.8273
|  | 17.7 | 78.8049
|  | 17.71 | 78.7824
|  | 17.72 | 78.76
|  | 17.73 | 78.7375
|  | 17.74 | 78.715
|  | 17.75 | 78.6926
|  | 17.76 | 78.6701
|  | 17.77 | 78.6476
|  | 17.78 | 78.6252
|  | 17.79 | 78.6028
|  | 17.8 | 78.5805
|  | 17.81 | 78.5583
|  | 17.82 | 78.5363
|  | 17.83 | 78.5145
|  | 17.84 | 78.493
|  | 17.85 | 78.4718
|  | 17.86 | 78.4509
|  | 17.87 | 78.4303
|  | 17.88 | 78.4101
|  | 17.89 | 78.3901
|  | 17.9 | 78.3704
|  | 17.91 | 78.3508
|  | 17.92 | 78.3312
|  | 17.93 | 78.3117
|  | 17.94 | 78.2919
|  | 17.95 | 78.272
|  | 17.96 | 78.2516
|  | 17.97 | 78.2309
|  | 17.98 | 78.2096
|  | 17.99 | 78.1879
|  | 18 | 78.1656
|  | 18.01 | 78.1429
|  | 18.02 | 78.1197
|  | 18.03 | 78.0962
|  | 18.04 | 78.0724
|  | 18.05 | 78.0484
|  | 18.06 | 78.0245
|  | 18.07 | 78.0005
|  | 18.08 | 77.9768
|  | 18.09 | 77.9532
|  | 18.1 | 77.93
|  | 18.11 | 77.9071
|  | 18.12 | 77.8846
|  | 18.13 | 77.8623
|  | 18.14 | 77.8404
|  | 18.15 | 77.8187
|  | 18.16 | 77.7973
|  | 18.17 | 77.7762
|  | 18.18 | 77.7552
|  | 18.19 | 77.7345
|  | 18.2 | 77.714
|  | 18.21 | 77.6937
|  | 18.22 | 77.6737
|  | 18.23 | 77.654
|  | 18.24 | 77.6347
|  | 18.25 | 77.6157
|  | 18.26 | 77.5972
|  | 18.27 | 77.579
|  | 18.28 | 77.5613
|  | 18.29 | 77.5438
|  | 18.3 | 77.5265
|  | 18.31 | 77.5093
|  | 18.32 | 77.4919
|  | 18.33 | 77.4742
|  | 18.34 | 77.4561
|  | 18.35 | 77.4373
|  | 18.36 | 77.4177
|  | 18.37 | 77.3971
|  | 18.38 | 77.3755
|  | 18.39 | 77.3528
|  | 18.4 | 77.329
|  | 18.41 | 77.3041
|  | 18.42 | 77.2784
|  | 18.43 | 77.252
|  | 18.44 | 77.225
|  | 18.45 | 77.1979
|  | 18.46 | 77.1707
|  | 18.47 | 77.1437
|  | 18.48 | 77.1172
|  | 18.49 | 77.0914
|  | 18.5 | 77.0665
|  | 18.51 | 77.0426
|  | 18.52 | 77.0197
|  | 18.53 | 76.9979
|  | 18.54 | 76.977
|  | 18.55 | 76.9571
|  | 18.56 | 76.938
|  | 18.57 | 76.9196
|  | 18.58 | 76.9016
|  | 18.59 | 76.884
|  | 18.6 | 76.8665
|  | 18.61 | 76.8491
|  | 18.62 | 76.8315
|  | 18.63 | 76.8138
|  | 18.64 | 76.7958
|  | 18.65 | 76.7775
|  | 18.66 | 76.7589
|  | 18.67 | 76.74
|  | 18.68 | 76.7208
|  | 18.69 | 76.7014
|  | 18.7 | 76.6817
|  | 18.71 | 76.6619
|  | 18.72 | 76.6419
|  | 18.73 | 76.6218
|  | 18.74 | 76.6015
|  | 18.75 | 76.581
|  | 18.76 | 76.5603
|  | 18.77 | 76.5393
|  | 18.78 | 76.5181
|  | 18.79 | 76.4966
|  | 18.8 | 76.4747
|  | 18.81 | 76.4525
|  | 18.82 | 76.4299
|  | 18.83 | 76.4069
|  | 18.84 | 76.3838
|  | 18.85 | 76.3604
|  | 18.86 | 76.3369
|  | 18.87 | 76.3134
|  | 18.88 | 76.29
|  | 18.89 | 76.2669
|  | 18.9 | 76.2442
|  | 18.91 | 76.2219
|  | 18.92 | 76.2001
|  | 18.93 | 76.1791
|  | 18.94 | 76.1587
|  | 18.95 | 76.1391
|  | 18.96 | 76.1202
|  | 18.97 | 76.1019
|  | 18.98 | 76.0842
|  | 18.99 | 76.067
|  | 19 | 76.05
|  | 19.01 | 76.0333
|  | 19.02 | 76.0166
|  | 19.03 | 75.9997
|  | 19.04 | 75.9826
|  | 19.05 | 75.9651
|  | 19.06 | 75.947
|  | 19.07 | 75.9284
|  | 19.08 | 75.909
|  | 19.09 | 75.8891
|  | 19.1 | 75.8684
|  | 19.11 | 75.8471
|  | 19.12 | 75.8253
|  | 19.13 | 75.8029
|  | 19.14 | 75.7802
|  | 19.15 | 75.7572
|  | 19.16 | 75.734
|  | 19.17 | 75.7108
|  | 19.18 | 75.6875
|  | 19.19 | 75.6643
|  | 19.2 | 75.6412
|  | 19.21 | 75.6184
|  | 19.22 | 75.5958
|  | 19.23 | 75.5735
|  | 19.24 | 75.5515
|  | 19.25 | 75.5297
|  | 19.26 | 75.5082
|  | 19.27 | 75.4869
|  | 19.28 | 75.4657
|  | 19.29 | 75.4446
|  | 19.3 | 75.4236
|  | 19.31 | 75.4027
|  | 19.32 | 75.3818
|  | 19.33 | 75.3608
|  | 19.34 | 75.3398
|  | 19.35 | 75.3188
|  | 19.36 | 75.2976
|  | 19.37 | 75.2764
|  | 19.38 | 75.255
|  | 19.39 | 75.2335
|  | 19.4 | 75.2119
|  | 19.41 | 75.1902
|  | 19.42 | 75.1684
|  | 19.43 | 75.1465
|  | 19.44 | 75.1246
|  | 19.45 | 75.1027
|  | 19.46 | 75.0807
|  | 19.47 | 75.0588
|  | 19.48 | 75.037
|  | 19.49 | 75.0152
|  | 19.5 | 74.9935
|  | 19.51 | 74.972
|  | 19.52 | 74.9506
|  | 19.53 | 74.9293
|  | 19.54 | 74.9082
|  | 19.55 | 74.8873
|  | 19.56 | 74.8665
|  | 19.57 | 74.8459
|  | 19.58 | 74.8253
|  | 19.59 | 74.8049
|  | 19.6 | 74.7844
|  | 19.61 | 74.764
|  | 19.62 | 74.7436
|  | 19.63 | 74.7231
|  | 19.64 | 74.7026
|  | 19.65 | 74.6818
|  | 19.66 | 74.6609
|  | 19.67 | 74.6398
|  | 19.68 | 74.6185
|  | 19.69 | 74.5968
|  | 19.7 | 74.5749
|  | 19.71 | 74.5527
|  | 19.72 | 74.5302
|  | 19.73 | 74.5075
|  | 19.74 | 74.4847
|  | 19.75 | 74.4618
|  | 19.76 | 74.439
|  | 19.77 | 74.4162
|  | 19.78 | 74.3937
|  | 19.79 | 74.3714
|  | 19.8 | 74.3496
|  | 19.81 | 74.3282
|  | 19.82 | 74.3074
|  | 19.83 | 74.2873
|  | 19.84 | 74.2678
|  | 19.85 | 74.2489
|  | 19.86 | 74.2308
|  | 19.87 | 74.2134
|  | 19.88 | 74.1965
|  | 19.89 | 74.1801
|  | 19.9 | 74.1642
|  | 19.91 | 74.1486
|  | 19.92 | 74.1331
|  | 19.93 | 74.1176
|  | 19.94 | 74.1021
|  | 19.95 | 74.0865
|  | 19.96 | 74.0705
|  | 19.97 | 74.0541
|  | 19.98 | 74.0372
|  | 19.99 | 74.0198
|  | 20 | 74.0018
|  | 20.01 | 73.9831
|  | 20.02 | 73.9639
|  | 20.03 | 73.9441
|  | 20.04 | 73.9239
|  | 20.05 | 73.9033
|  | 20.06 | 73.8824
|  | 20.07 | 73.8612
|  | 20.08 | 73.84
|  | 20.09 | 73.8188
|  | 20.1 | 73.7977
|  | 20.11 | 73.7768
|  | 20.12 | 73.7562
|  | 20.13 | 73.736
|  | 20.14 | 73.7162
|  | 20.15 | 73.697
|  | 20.16 | 73.6783
|  | 20.17 | 73.6603
|  | 20.18 | 73.6428
|  | 20.19 | 73.6258
|  | 20.2 | 73.6093
|  | 20.21 | 73.5932
|  | 20.22 | 73.5775
|  | 20.23 | 73.5619
|  | 20.24 | 73.5465
|  | 20.25 | 73.5311
|  | 20.26 | 73.5157
|  | 20.27 | 73.5001
|  | 20.28 | 73.4842
|  | 20.29 | 73.468
|  | 20.3 | 73.4513
|  | 20.31 | 73.4342
|  | 20.32 | 73.4166
|  | 20.33 | 73.3984
|  | 20.34 | 73.3797
|  | 20.35 | 73.3606
|  | 20.36 | 73.3409
|  | 20.37 | 73.3209
|  | 20.38 | 73.3006
|  | 20.39 | 73.2799
|  | 20.4 | 73.2591
|  | 20.41 | 73.2382
|  | 20.42 | 73.2172
|  | 20.43 | 73.1963
|  | 20.44 | 73.1754
|  | 20.45 | 73.1546
|  | 20.46 | 73.1341
|  | 20.47 | 73.1138
|  | 20.48 | 73.0937
|  | 20.49 | 73.074
|  | 20.5 | 73.0545
|  | 20.51 | 73.0352
|  | 20.52 | 73.0162
|  | 20.53 | 72.9974
|  | 20.54 | 72.9788
|  | 20.55 | 72.9603
|  | 20.56 | 72.9419
|  | 20.57 | 72.9236
|  | 20.58 | 72.9054
|  | 20.59 | 72.8873
|  | 20.6 | 72.8692
|  | 20.61 | 72.8511
|  | 20.62 | 72.8331
|  | 20.63 | 72.815
|  | 20.64 | 72.7969
|  | 20.65 | 72.7788
|  | 20.66 | 72.7606
|  | 20.67 | 72.7423
|  | 20.68 | 72.7241
|  | 20.69 | 72.7057
|  | 20.7 | 72.6874
|  | 20.71 | 72.6691
|  | 20.72 | 72.6507
|  | 20.73 | 72.6324
|  | 20.74 | 72.6141
|  | 20.75 | 72.5958
|  | 20.76 | 72.5776
|  | 20.77 | 72.5595
|  | 20.78 | 72.5415
|  | 20.79 | 72.5236
|  | 20.8 | 72.5058
|  | 20.81 | 72.4882
|  | 20.82 | 72.4707
|  | 20.83 | 72.4534
|  | 20.84 | 72.4362
|  | 20.85 | 72.4192
|  | 20.86 | 72.4023
|  | 20.87 | 72.3856
|  | 20.88 | 72.3691
|  | 20.89 | 72.3526
|  | 20.9 | 72.3362
|  | 20.91 | 72.32
|  | 20.92 | 72.3038
|  | 20.93 | 72.2876
|  | 20.94 | 72.2715
|  | 20.95 | 72.2555
|  | 20.96 | 72.2394
|  | 20.97 | 72.2233
|  | 20.98 | 72.2072
|  | 20.99 | 72.1911
|  | 21 | 72.175
|  | 21.01 | 72.1589
|  | 21.02 | 72.1427
|  | 21.03 | 72.1265
|  | 21.04 | 72.1104
|  | 21.05 | 72.0942
|  | 21.06 | 72.0781
|  | 21.07 | 72.062
|  | 21.08 | 72.0458
|  | 21.09 | 72.0297
|  | 21.1 | 72.0136
|  | 21.11 | 71.9974
|  | 21.12 | 71.9813
|  | 21.13 | 71.9651
|  | 21.14 | 71.9488
|  | 21.15 | 71.9326
|  | 21.16 | 71.9164
|  | 21.17 | 71.9002
|  | 21.18 | 71.8841
|  | 21.19 | 71.8681
|  | 21.2 | 71.8523
|  | 21.21 | 71.8367
|  | 21.22 | 71.8212
|  | 21.23 | 71.8059
|  | 21.24 | 71.7907
|  | 21.25 | 71.7755
|  | 21.26 | 71.7602
|  | 21.27 | 71.7448
|  | 21.28 | 71.7291
|  | 21.29 | 71.713
|  | 21.3 | 71.6965
|  | 21.31 | 71.6794
|  | 21.32 | 71.6616
|  | 21.33 | 71.6431
|  | 21.34 | 71.6237
|  | 21.35 | 71.6033
|  | 21.36 | 71.5818
|  | 21.37 | 71.5591
|  | 21.38 | 71.5352
|  | 21.39 | 71.5101
|  | 21.4 | 71.4838
|  | 21.41 | 71.4564
|  | 21.42 | 71.428
|  | 21.43 | 71.399
|  | 21.44 | 71.3693
|  | 21.45 | 71.3393
|  | 21.46 | 71.3091
|  | 21.47 | 71.279
|  | 21.48 | 71.2493
|  | 21.49 | 71.22
|  | 21.5 | 71.1914
|  | 21.51 | 71.1638
|  | 21.52 | 71.1372
|  | 21.53 | 71.1118
|  | 21.54 | 71.0876
|  | 21.55 | 71.0647
|  | 21.56 | 71.0432
|  | 21.57 | 71.0228
|  | 21.58 | 71.0036
|  | 21.59 | 70.9854
|  | 21.6 | 70.9682
|  | 21.61 | 70.9518
|  | 21.62 | 70.9361
|  | 21.63 | 70.921
|  | 21.64 | 70.9065
|  | 21.65 | 70.8926
|  | 21.66 | 70.879
|  | 21.67 | 70.8658
|  | 21.68 | 70.8528
|  | 21.69 | 70.8401
|  | 21.7 | 70.8274
|  | 21.71 | 70.815
|  | 21.72 | 70.8027
|  | 21.73 | 70.7906
|  | 21.74 | 70.7788
|  | 21.75 | 70.7673
|  | 21.76 | 70.7562
|  | 21.77 | 70.7455
|  | 21.78 | 70.7353
|  | 21.79 | 70.7255
|  | 21.8 | 70.716
|  | 21.81 | 70.7067
|  | 21.82 | 70.6976
|  | 21.83 | 70.6884
|  | 21.84 | 70.679
|  | 21.85 | 70.6694
|  | 21.86 | 70.6593
|  | 21.87 | 70.6487
|  | 21.88 | 70.6374
|  | 21.89 | 70.6253
|  | 21.9 | 70.6123
|  | 21.91 | 70.5982
|  | 21.92 | 70.583
|  | 21.93 | 70.5665
|  | 21.94 | 70.5488
|  | 21.95 | 70.5298
|  | 21.96 | 70.5096
|  | 21.97 | 70.4883
|  | 21.98 | 70.4659
|  | 21.99 | 70.4428
|  | 22 | 70.4189
|  | 22.01 | 70.3946
|  | 22.02 | 70.3699
|  | 22.03 | 70.3452
|  | 22.04 | 70.3204
|  | 22.05 | 70.2959
|  | 22.06 | 70.2718
|  | 22.07 | 70.2484
|  | 22.08 | 70.2256
|  | 22.09 | 70.2038
|  | 22.1 | 70.183
|  | 22.11 | 70.1634
|  | 22.12 | 70.1449
|  | 22.13 | 70.1277
|  | 22.14 | 70.1117
|  | 22.15 | 70.0968
|  | 22.16 | 70.083
|  | 22.17 | 70.0701
|  | 22.18 | 70.058
|  | 22.19 | 70.0466
|  | 22.2 | 70.0358
|  | 22.21 | 70.0253
|  | 22.22 | 70.0151
|  | 22.23 | 70.0051
|  | 22.24 | 69.9951
|  | 22.25 | 69.985
|  | 22.26 | 69.9746
|  | 22.27 | 69.9639
|  | 22.28 | 69.9527
|  | 22.29 | 69.9409
|  | 22.3 | 69.9285
|  | 22.31 | 69.9152
|  | 22.32 | 69.9012
|  | 22.33 | 69.8864
|  | 22.34 | 69.8708
|  | 22.35 | 69.8545
|  | 22.36 | 69.8376
|  | 22.37 | 69.82
|  | 22.38 | 69.802
|  | 22.39 | 69.7836
|  | 22.4 | 69.765
|  | 22.41 | 69.7462
|  | 22.42 | 69.7272
|  | 22.43 | 69.7083
|  | 22.44 | 69.6896
|  | 22.45 | 69.671
|  | 22.46 | 69.6527
|  | 22.47 | 69.6349
|  | 22.48 | 69.6175
|  | 22.49 | 69.6008
|  | 22.5 | 69.5847
|  | 22.51 | 69.5693
|  | 22.52 | 69.5547
|  | 22.53 | 69.5408
|  | 22.54 | 69.5278
|  | 22.55 | 69.5154
|  | 22.56 | 69.5038
|  | 22.57 | 69.4927
|  | 22.58 | 69.4822
|  | 22.59 | 69.4722
|  | 22.6 | 69.4624
|  | 22.61 | 69.453
|  | 22.62 | 69.4437
|  | 22.63 | 69.4345
|  | 22.64 | 69.4252
|  | 22.65 | 69.4159
|  | 22.66 | 69.4063
|  | 22.67 | 69.3965
|  | 22.68 | 69.3862
|  | 22.69 | 69.3755
|  | 22.7 | 69.3643
|  | 22.71 | 69.3524
|  | 22.72 | 69.3398
|  | 22.73 | 69.3264
|  | 22.74 | 69.3123
|  | 22.75 | 69.2975
|  | 22.76 | 69.282
|  | 22.77 | 69.2658
|  | 22.78 | 69.2491
|  | 22.79 | 69.2319
|  | 22.8 | 69.2144
|  | 22.81 | 69.1966
|  | 22.82 | 69.1788
|  | 22.83 | 69.1609
|  | 22.84 | 69.1432
|  | 22.85 | 69.1257
|  | 22.86 | 69.1085
|  | 22.87 | 69.0918
|  | 22.88 | 69.0757
|  | 22.89 | 69.0603
|  | 22.9 | 69.0457
|  | 22.91 | 69.032
|  | 22.92 | 69.0194
|  | 22.93 | 69.0079
|  | 22.94 | 68.9976
|  | 22.95 | 68.9885
|  | 22.96 | 68.9807
|  | 22.97 | 68.9741
|  | 22.98 | 68.9685
|  | 22.99 | 68.9639
|  | 23 | 68.9601
|  | 23.01 | 68.9569
|  | 23.02 | 68.9542
|  | 23.03 | 68.9517
|  | 23.04 | 68.9492
|  | 23.05 | 68.9467
|  | 23.06 | 68.9438
|  | 23.07 | 68.9405
|  | 23.08 | 68.9365
|  | 23.09 | 68.9316
|  | 23.1 | 68.9257
|  | 23.11 | 68.9186
|  | 23.12 | 68.9102
|  | 23.13 | 68.9002
|  | 23.14 | 68.8887
|  | 23.15 | 68.8755
|  | 23.16 | 68.8607
|  | 23.17 | 68.8442
|  | 23.18 | 68.8261
|  | 23.19 | 68.8066
|  | 23.2 | 68.7857
|  | 23.21 | 68.7638
|  | 23.22 | 68.7409
|  | 23.23 | 68.7172
|  | 23.24 | 68.693
|  | 23.25 | 68.6684
|  | 23.26 | 68.6435
|  | 23.27 | 68.6187
|  | 23.28 | 68.594
|  | 23.29 | 68.5697
|  | 23.3 | 68.546
|  | 23.31 | 68.5229
|  | 23.32 | 68.5008
|  | 23.33 | 68.4797
|  | 23.34 | 68.46
|  | 23.35 | 68.4417
|  | 23.36 | 68.425
|  | 23.37 | 68.4099
|  | 23.38 | 68.3966
|  | 23.39 | 68.3851
|  | 23.4 | 68.3751
|  | 23.41 | 68.3666
|  | 23.42 | 68.3593
|  | 23.43 | 68.3531
|  | 23.44 | 68.3476
|  | 23.45 | 68.3426
|  | 23.46 | 68.3378
|  | 23.47 | 68.3329
|  | 23.48 | 68.3277
|  | 23.49 | 68.3219
|  | 23.5 | 68.3151
|  | 23.51 | 68.3073
|  | 23.52 | 68.298
|  | 23.53 | 68.2869
|  | 23.54 | 68.2739
|  | 23.55 | 68.2587
|  | 23.56 | 68.2408
|  | 23.57 | 68.2199
|  | 23.58 | 68.196
|  | 23.59 | 68.1686
|  | 23.6 | 68.1378
|  | 23.61 | 68.1034
|  | 23.62 | 68.0657
|  | 23.63 | 68.0249
|  | 23.64 | 67.9812
|  | 23.65 | 67.9352
|  | 23.66 | 67.8874
|  | 23.67 | 67.8382
|  | 23.68 | 67.7881
|  | 23.69 | 67.7377
|  | 23.7 | 67.6875
|  | 23.71 | 67.638
|  | 23.72 | 67.5896
|  | 23.73 | 67.543
|  | 23.74 | 67.4985
|  | 23.75 | 67.4567
|  | 23.76 | 67.4181
|  | 23.77 | 67.3831
|  | 23.78 | 67.3522
|  | 23.79 | 67.3256
|  | 23.8 | 67.3036
|  | 23.81 | 67.2864
|  | 23.82 | 67.2738
|  | 23.83 | 67.2659
|  | 23.84 | 67.2624
|  | 23.85 | 67.263
|  | 23.86 | 67.2673
|  | 23.87 | 67.2749
|  | 23.88 | 67.2855
|  | 23.89 | 67.2986
|  | 23.9 | 67.3138
|  | 23.91 | 67.3307
|  | 23.92 | 67.349
|  | 23.93 | 67.3681
|  | 23.94 | 67.3878
|  | 23.95 | 67.4076
|  | 23.96 | 67.4271
|  | 23.97 | 67.4459
|  | 23.98 | 67.4637
|  | 23.99 | 67.4801
|  | 24 | 67.4948
|  | 24.01 | 67.5075
|  | 24.02 | 67.5183
|  | 24.03 | 67.527
|  | 24.04 | 67.5337
|  | 24.05 | 67.5387
|  | 24.06 | 67.5422
|  | 24.07 | 67.5443
|  | 24.08 | 67.5454
|  | 24.09 | 67.5455
|  | 24.1 | 67.5448
|  | 24.11 | 67.5433
|  | 24.12 | 67.5412
|  | 24.13 | 67.5383
|  | 24.14 | 67.5348
|  | 24.15 | 67.5306
|  | 24.16 | 67.5257
|  | 24.17 | 67.5202
|  | 24.18 | 67.5141
|  | 24.19 | 67.5073
|  | 24.2 | 67.4999
|  | 24.21 | 67.4919
|  | 24.22 | 67.4834
|  | 24.23 | 67.4742
|  | 24.24 | 67.4645
|  | 24.25 | 67.4541
|  | 24.26 | 67.4432
|  | 24.27 | 67.4315
|  | 24.28 | 67.4192
|  | 24.29 | 67.4061
|  | 24.3 | 67.3923
|  | 24.31 | 67.3778
|  | 24.32 | 67.3625
|  | 24.33 | 67.3465
|  | 24.34 | 67.3298
|  | 24.35 | 67.3125
|  | 24.36 | 67.2946
|  | 24.37 | 67.2761
|  | 24.38 | 67.2572
|  | 24.39 | 67.2378
|  | 24.4 | 67.2181
|  | 24.41 | 67.198
|  | 24.42 | 67.1776
|  | 24.43 | 67.157
|  | 24.44 | 67.1362
|  | 24.45 | 67.1152
|  | 24.46 | 67.0942
|  | 24.47 | 67.073
|  | 24.48 | 67.0519
|  | 24.49 | 67.0308
|  | 24.5 | 67.0096
|  | 24.51 | 66.9885
|  | 24.52 | 66.9673
|  | 24.53 | 66.9461
|  | 24.54 | 66.9249
|  | 24.55 | 66.9036
|  | 24.56 | 66.8821
|  | 24.57 | 66.8606
|  | 24.58 | 66.8388
|  | 24.59 | 66.8169
|  | 24.6 | 66.7948
|  | 24.61 | 66.7726
|  | 24.62 | 66.7501
|  | 24.63 | 66.7274
|  | 24.64 | 66.7044
|  | 24.65 | 66.6812
|  | 24.66 | 66.6577
|  | 24.67 | 66.6339
|  | 24.68 | 66.6098
|  | 24.69 | 66.5854
|  | 24.7 | 66.5607
|  | 24.71 | 66.5357
|  | 24.72 | 66.5103
|  | 24.73 | 66.4847
|  | 24.74 | 66.4589
|  | 24.75 | 66.4329
|  | 24.76 | 66.4068
|  | 24.77 | 66.3806
|  | 24.78 | 66.3544
|  | 24.79 | 66.3282
|  | 24.8 | 66.302
|  | 24.81 | 66.2758
|  | 24.82 | 66.2494
|  | 24.83 | 66.2229
|  | 24.84 | 66.1961
|  | 24.85 | 66.169
|  | 24.86 | 66.1414
|  | 24.87 | 66.1134
|  | 24.88 | 66.0848
|  | 24.89 | 66.0556
|  | 24.9 | 66.0256
|  | 24.91 | 65.9948
|  | 24.92 | 65.9632
|  | 24.93 | 65.9306
|  | 24.94 | 65.8969
|  | 24.95 | 65.8621
|  | 24.96 | 65.826
|  | 24.97 | 65.7884
|  | 24.98 | 65.749
|  | 24.99 | 65.7074
|  | 25 | 65.6634
|  | 25.01 | 65.6167
|  | 25.02 | 65.567
|  | 25.03 | 65.5142
|  | 25.04 | 65.4583
|  | 25.05 | 65.3996
|  | 25.06 | 65.3384
|  | 25.07 | 65.2751
|  | 25.08 | 65.2102
|  | 25.09 | 65.1442
|  | 25.1 | 65.0777
|  | 25.11 | 65.0111
|  | 25.12 | 64.945
|  | 25.13 | 64.8799
|  | 25.14 | 64.8163
|  | 25.15 | 64.7547
|  | 25.16 | 64.6957
|  | 25.17 | 64.6397
|  | 25.18 | 64.5872
|  | 25.19 | 64.5387
|  | 25.2 | 64.4948
|  | 25.21 | 64.4559
|  | 25.22 | 64.4223
|  | 25.23 | 64.3945
|  | 25.24 | 64.3727
|  | 25.25 | 64.3569
|  | 25.26 | 64.3473
|  | 25.27 | 64.3436
|  | 25.28 | 64.3457
|  | 25.29 | 64.3532
|  | 25.3 | 64.3658
|  | 25.31 | 64.3832
|  | 25.32 | 64.4049
|  | 25.33 | 64.4305
|  | 25.34 | 64.4597
|  | 25.35 | 64.4921
|  | 25.36 | 64.5273
|  | 25.37 | 64.565
|  | 25.38 | 64.6048
|  | 25.39 | 64.6463
|  | 25.4 | 64.6891
|  | 25.41 | 64.733
|  | 25.42 | 64.7775
|  | 25.43 | 64.8222
|  | 25.44 | 64.8669
|  | 25.45 | 64.9112
|  | 25.46 | 64.9547
|  | 25.47 | 64.9974
|  | 25.48 | 65.0393
|  | 25.49 | 65.0805
|  | 25.5 | 65.1216
|  | 25.51 | 65.1629
|  | 25.52 | 65.2053
|  | 25.53 | 65.2493
|  | 25.54 | 65.2954
|  | 25.55 | 65.3438
|  | 25.56 | 65.3945
|  | 25.57 | 65.4474
|  | 25.58 | 65.502
|  | 25.59 | 65.5578
|  | 25.6 | 65.6141
|  | 25.61 | 65.6705
|  | 25.62 | 65.7262
|  | 25.63 | 65.7806
|  | 25.64 | 65.8332
|  | 25.65 | 65.8833
|  | 25.66 | 65.9304
|  | 25.67 | 65.9738
|  | 25.68 | 66.0129
|  | 25.69 | 66.0472
|  | 25.7 | 66.0761
|  | 25.71 | 66.099
|  | 25.72 | 66.1152
|  | 25.73 | 66.1242
|  | 25.74 | 66.1255
|  | 25.75 | 66.1183
|  | 25.76 | 66.1023
|  | 25.77 | 66.0771
|  | 25.78 | 66.0423
|  | 25.79 | 65.998
|  | 25.8 | 65.9441
|  | 25.81 | 65.881
|  | 25.82 | 65.8092
|  | 25.83 | 65.7293
|  | 25.84 | 65.642
|  | 25.85 | 65.548
|  | 25.86 | 65.4481
|  | 25.87 | 65.3432
|  | 25.88 | 65.2339
|  | 25.89 | 65.1212
|  | 25.9 | 65.0058
|  | 25.91 | 64.8884
|  | 25.92 | 64.7698
|  | 25.93 | 64.6508
|  | 25.94 | 64.5322
|  | 25.95 | 64.4147
|  | 25.96 | 64.2991
|  | 25.97 | 64.1862
|  | 25.98 | 64.0766
|  | 25.99 | 63.9712
|  | 26 | 63.8704
|  | 26.01 | 63.7749
|  | 26.02 | 63.6849
|  | 26.03 | 63.6005
|  | 26.04 | 63.5216
|  | 26.05 | 63.4481
|  | 26.06 | 63.3793
|  | 26.07 | 63.3148
|  | 26.08 | 63.2541
|  | 26.09 | 63.1968
|  | 26.1 | 63.1424
|  | 26.11 | 63.0907
|  | 26.12 | 63.0414
|  | 26.13 | 62.9942
|  | 26.14 | 62.949
|  | 26.15 | 62.9055
|  | 26.16 | 62.8636
|  | 26.17 | 62.8231
|  | 26.18 | 62.7836
|  | 26.19 | 62.7452
|  | 26.2 | 62.7074
|  | 26.21 | 62.6702
|  | 26.22 | 62.6334
|  | 26.23 | 62.5966
|  | 26.24 | 62.5599
|  | 26.25 | 62.5229
|  | 26.26 | 62.4854
|  | 26.27 | 62.4474
|  | 26.28 | 62.4085
|  | 26.29 | 62.3689
|  | 26.3 | 62.3282
|  | 26.31 | 62.2867
|  | 26.32 | 62.2442
|  | 26.33 | 62.2009
|  | 26.34 | 62.1569
|  | 26.35 | 62.1123
|  | 26.36 | 62.0673
|  | 26.37 | 62.0219
|  | 26.38 | 61.9763
|  | 26.39 | 61.9305
|  | 26.4 | 61.8847
|  | 26.41 | 61.8389
|  | 26.42 | 61.7932
|  | 26.43 | 61.7477
|  | 26.44 | 61.7024
|  | 26.45 | 61.6573
|  | 26.46 | 61.6127
|  | 26.47 | 61.5685
|  | 26.48 | 61.5248
|  | 26.49 | 61.4817
|  | 26.5 | 61.4393
|  | 26.51 | 61.3976
|  | 26.52 | 61.3567
|  | 26.53 | 61.3167
|  | 26.54 | 61.2776
|  | 26.55 | 61.2395
|  | 26.56 | 61.2024
|  | 26.57 | 61.1664
|  | 26.58 | 61.1315
|  | 26.59 | 61.0975
|  | 26.6 | 61.0646
|  | 26.61 | 61.0326
|  | 26.62 | 61.0014
|  | 26.63 | 60.9711
|  | 26.64 | 60.9414
|  | 26.65 | 60.9126
|  | 26.66 | 60.8843
|  | 26.67 | 60.8568
|  | 26.68 | 60.83
|  | 26.69 | 60.8039
|  | 26.7 | 60.7785
|  | 26.71 | 60.7539
|  | 26.72 | 60.7299
|  | 26.73 | 60.7067
|  | 26.74 | 60.6842
|  | 26.75 | 60.6625
|  | 26.76 | 60.6415
|  | 26.77 | 60.6213
|  | 26.78 | 60.6018
|  | 26.79 | 60.5831
|  | 26.8 | 60.5652
|  | 26.81 | 60.5481
|  | 26.82 | 60.5318
|  | 26.83 | 60.5163
|  | 26.84 | 60.5015
|  | 26.85 | 60.4874
|  | 26.86 | 60.4738
|  | 26.87 | 60.4607
|  | 26.88 | 60.4478

## Modulation Depth
HPIR10x Modulation Depth
|  | Frequency (Hz) | Modulation Depth (%)
|  | 0.1 | 100
|  | 0.3 | 100
|  | 0.5 | 100
|  | 0.7 | 99.1667
Product Raw Data |  | 1 | 97.5
High-Power IR Emitters |  | 1.5 | 90.4167
|  | 2 | 80.4167
Item # | HPIR101, HPIR102, HPIR103, HPIR104 | 2.5 | 70.8333
|  | 3 | 62.9167
DISCLAIMER: The data presented here are typical. Slight variations in performance data will occur from lot to lot. Please contact Technical Support with any questions regarding the use or reliability of this data. |  | 4 | 49.5833
|  | 5 | 41.25
|  | 6 | 34.5833
|  | 7 | 29.5833
|  | 8 | 25.8333
|  | 9 | 22.9167
This data may be used in publications. However, please cite Thorlabs as the source. |  | 10 | 21.25
|  | 12 | 17.5
|  | 14 | 15
Additional Information: |  | 16 | 12.9167
|  | 18 | 11.25
|  | 20 | 10

## Optical Power
HPIR10x Optical Powers
|  | Electrical Power (mW) | Optical Power (mW)
|  |  | HPIR101 | HPIR102 | HPIR103 | HPIR104
|  | 0 | 0 | 0 | 0 | 0
|  | 250 | 40 | 9 | 21 | 21
|  | 500 | 102 | 36 | 62 | 63
Product Raw Data |  | 750 | 180 | 78 | 119 | 121
High-Power IR Emitters |  | 1000 | 275 | 133 | 187 | 191
|  | 1250 | 368 | 200 | 260 | 265
Item # | HPIR101, HPIR102, HPIR103, HPIR104 | 1500 | 475 | 283 | 345 | 352
|  | 1750 | 595 | 355 | 433 | 442
DISCLAIMER: The data presented here are typical. Slight variations in performance data will occur from lot to lot. Please contact Technical Support with any questions regarding the use or reliability of this data. |  | 2000 | 710 | 445 | 530 | 541
|  | 2250 | 845 | 540 | 625 | 638
|  | 2500 | 980 | 630 | 725 | 740
This data may be used in publications. However, please cite Thorlabs as the source.
Additional Information: