## Graphs
SOLIS High-Power LEDs Spectra
Product Raw Data
SOLIS High-Power LEDs for Microscopy
Item # | SOLIS-365C SOLIS-385C SOLIS-405D SOLIS-415C SOLIS-455D SOLIS-470C SOLIS-505C SOLIS-525C SOLIS-565D SOLIS-590C SOLIS-595C SOLIS-617C SOLIS-620D SOLIS-660D SOLIS-740C SOLIS-850C SOLIS-940C SOLIS-1C SOLIS-1D SOLIS-2C SOLIS-3C
DISCLAIMER: The data presented here are typical. Slight variations in performance data will occur from lot to lot. Please contact Technical Support with any questions regarding the use or reliability of this data.
This data may be used in publications. However, please cite Thorlabs as the source.
Additional Information:
The first Scaled LED Spectra represents lowest possible Max Output Power that each SOLIS LED Item # will provide. The LEDs may provide more output power. A graph showing the LED spectra scaled to their typical output powers is provided for comparison.

## Normalized Spectra
|  | SOLIS LED Normalized Spectra | [39 empty] | SOLIS-365C | SOLIS-385C | SOLIS-405D | SOLIS-415C | SOLIS-460C | SOLIS-470C | SOLIS-505C | SOLIS-525C | SOLIS-4C | SOLIS-590C | SOLIS-595C | SOLIS-617C | SOLIS-620D | SOLIS-660D | SOLIS-740C | SOLIS-850C | SOLIS-940C | SOLIS-1D | SOLIS-2C | SOLIS-3C
|  | Normalized Intensity | [39 empty] | INTEGRATION
|  | Wavelength (nm) | SOLIS-365C | Wavelength (nm) | SOLIS-385C | Wavelength (nm) | SOLIS-405D | Wavelength (nm) | SOLIS-415C | Wavelength (nm) | SOLIS-455D | Wavelength (nm) | SOLIS-470C | Wavelength (nm) | SOLIS-505C | Wavelength (nm) | SOLIS-525C | Wavelength (nm) | SOLIS-565D | Wavelength (nm) | SOLIS-590C | Wavelength (nm) | SOLIS-595C | Wavelength (nm) | SOLIS-617C | Wavelength (nm) | SOLIS-620D | Wavelength (nm) | SOLIS-660D | Wavelength (nm) | SOLIS-740C | Wavelength (nm) | SOLIS-850C | Wavelength (nm) | SOLIS-940C | Wavelength (nm) | SOLIS-1D | Wavelength (nm) | SOLIS-2C | Wavelength (nm) | SOLIS-3C | 12.859 | 14.4109 | 21.7382 | 18.5247 | 22.1293 | 36.6945 | 45.897 | 40.3359 | 101.7866 | 20.6561 | 85.2653 | 22.1117 | 21.7575 | 30.4855 | 51.68 | 44.0174 | 63.6954 | 95.5886 | 149.867 | 192.3229
|  | 260.6172 | -0.0020087 | 260.6172 | -0.0015279 | 196.9242 | 0.00097982 | 200.0376 | 5.2474e-06 | 195.3169 | 0 | 192.9252 | 0 | 192.9252 | 0 | 260.6172 | 1.2315e-05 | 199.7603 | 0 | 200.0376 | 9.016e-06 | 192.9252 | 1.5275e-06 | 192.9252 | 0 | 199.7603 | 0.00059089 | 196.9242 | 0.00035827 | 192.9252 | 1.8224e-05 | 260.6172 | 7.9317e-06 | 192.9252 | -4.4125e-06 | 199.7603 | 0 | 260.6172 | 2.2422e-05 | 260.6172 | 2.8161e-05 | -5.5402e-05 | 2.792e-05 | 7.9532e-05 | 2.3146e-07 | 0 | 0 | 0 | 1.2738e-06 | 0 | -2.0091e-06 | -8.8188e-07 | 0 | -6.7869e-05 | 7.3521e-05 | 1.936e-06 | 8.2041e-07 | -5.1114e-07 | 0 | 3.7082e-06 | 4.8548e-06
|  | 260.8241 | 0.001473 | 260.8241 | 0.0017978 | 197.1304 | -0.00020862 | 200.2403 | -2.9637e-06 | 195.5236 | 0 | 193.13 | 0 | 193.13 | 0 | 260.8241 | 0 | 199.9619 | 0 | 200.2403 | -2.8838e-05 | 193.13 | -1.014e-05 | 192.9252 | 0 | 199.9619 | -0.001264 | 197.1304 | 0.00035464 | 193.13 | 6.8397e-07 | 260.8241 | 0 | 193.13 | -5.7961e-07 | 199.9619 | 0 | 260.8241 | 1.3428e-05 | 260.8241 | 1.8774e-05 | 0.00011338 | 0.00016744 | 9.6015e-05 | 8.2431e-08 | 0 | 0 | 0 | 7.9878e-07 | 0 | -2.8946e-06 | 2.3207e-07 | 0 | -2.2424e-05 | 7.2617e-05 | 1.7499e-06 | 4.8241e-07 | 8.0325e-08 | 0 | 3.7084e-06 | 4.855e-06
|  | 261.0309 | -0.00037694 | 261.0309 | -0.0001791 | 197.3367 | 0.0011396 | 200.443 | 3.7769e-06 | 195.7303 | 0 | 193.3348 | 0 | 193.3348 | 0 | 261.0309 | 7.7222e-06 | 200.1636 | 0 | 200.443 | 2.8176e-07 | 193.3348 | 1.2407e-05 | 193.13 | 0 | 200.1636 | 0.0010416 | 197.3367 | 0.00034946 | 193.3348 | 1.6403e-05 | 261.0309 | 4.6636e-06 | 193.3348 | 1.364e-06 | 200.1636 | 0 | 261.0309 | 2.2422e-05 | 261.0309 | 2.8161e-05 | 9.7891e-05 | 0.0001024 | 9.1428e-05 | 1.5247e-07 | 0 | 0 | 0 | 7.9886e-07 | 0 | -9.0146e-07 | 4.9255e-07 | 0 | 8.0799e-05 | 7.1409e-05 | 7.7188e-07 | 4.8245e-07 | 2.0552e-07 | 0 | 3.7088e-06 | 4.8555e-06
|  | 261.2378 | 0.0013232 | 261.2378 | 0.001169 | 197.543 | -0.00025316 | 200.6458 | -2.273e-06 | 195.9371 | 0 | 193.5396 | 0 | 193.5396 | 0 | 261.2378 | 0 | 200.3652 | 0 | 200.6458 | -9.1737e-06 | 193.5396 | -7.597e-06 | 193.3348 | 0 | 200.3652 | -0.00024036 | 197.543 | 0.00034288 | 193.5396 | -8.8663e-06 | 261.2378 | 0 | 193.5396 | 6.4292e-07 | 200.3652 | 0 | 261.2378 | 1.3428e-05 | 261.2378 | 1.8774e-05 | 0.00039956 | 0.00038135 | 5.4845e-05 | 5.8654e-07 | 0 | 0 | 0 | 9.9629e-07 | 0 | 5.6839e-07 | 1.8033e-06 | 0 | 3.2532e-05 | 7.0028e-05 | 1.6947e-07 | 6.6155e-07 | 2.8572e-07 | 0 | 4.1679e-06 | 4.856e-06
Product Raw Data |  | 261.4448 | 0.0025388 | 261.4448 | 0.0025169 | 197.7493 | 0.00078491 | 200.8485 | 8.0585e-06 | 196.1438 | 0 | 193.7445 | 0 | 193.7445 | 0 | 261.4448 | 9.6297e-06 | 200.5669 | 0 | 200.8485 | 1.478e-05 | 193.7445 | 2.5204e-05 | 193.5396 | 0 | 200.5669 | 0.00056296 | 197.7493 | 0.00033607 | 193.7445 | 1.0521e-05 | 261.4448 | 6.3943e-06 | 193.7445 | 2.1468e-06 | 200.5669 | 0 | 261.4448 | 2.6857e-05 | 261.4448 | 2.8161e-05 | 5.8312e-05 | 9.9369e-05 | 6.5399e-05 | 8.1917e-07 | 0 | 0 | 0 | 9.9633e-07 | 0 | -1.1483e-06 | 1.2987e-06 | 0 | -9.5077e-05 | 6.8685e-05 | 8.4712e-07 | 6.6159e-07 | 4.0095e-07 | 0 | 4.1681e-06 | 4.8562e-06
SOLIS High-Power LEDs for Microscopy |  | 261.6517 | -0.0019752 | 261.6517 | -0.0015565 | 197.9556 | -0.00015094 | 201.0513 | 2.1272e-08 | 196.3506 | 0 | 193.9493 | 0 | 193.9493 | 0 | 261.6517 | 0 | 200.7686 | 0 | 201.0513 | -2.6106e-05 | 193.9493 | -1.2524e-05 | 193.7445 | 0 | 200.7686 | -0.0015057 | 197.9556 | 0.00032976 | 193.9493 | -2.2503e-06 | 261.6517 | 0 | 193.9493 | 1.7678e-06 | 200.7686 | 0 | 261.6517 | 1.3428e-05 | 261.6517 | 1.8774e-05 | 0.00013147 | 0.0001179 | 8.674e-05 | 7.2245e-07 | 0 | 0 | 0 | 1.2743e-06 | 0 | -1.8429e-06 | 1.0053e-06 | 0 | -6.4696e-05 | 6.7503e-05 | 1.2149e-06 | 6.4409e-07 | 4.6252e-07 | 0 | 3.2443e-06 | 4.8567e-06
|  | 261.8586 | 0.0032457 | 261.8586 | 0.0026959 | 198.1619 | 0.00099179 | 201.2541 | 7.1035e-06 | 196.5574 | 0 | 194.1542 | 0 | 194.1542 | 0 | 261.8586 | 1.2315e-05 | 200.9703 | 0 | 201.2541 | 7.9318e-06 | 194.1542 | 2.2339e-05 | 193.9493 | 0 | 200.9704 | 0.00086425 | 198.1619 | 0.00032461 | 194.1542 | 1.4111e-05 | 261.8586 | 6.2246e-06 | 194.1542 | 2.7477e-06 | 200.9704 | 0 | 261.8586 | 1.7925e-05 | 261.8586 | 2.8161e-05 | 0.0003474 | 0.0002975 | 9.4806e-05 | 1.3212e-07 | 0 | 0 | 0 | 1.2744e-06 | 0 | -3.6107e-07 | 9.4591e-07 | 0 | 5.4826e-05 | 6.6602e-05 | 9.5459e-07 | 6.4415e-07 | 1.7578e-07 | 0 | 3.2446e-06 | 4.8571e-06
Item # | SOLIS-365C SOLIS-385C SOLIS-405D SOLIS-415C SOLIS-455D SOLIS-470C SOLIS-505C SOLIS-525C SOLIS-565D SOLIS-590C SOLIS-595C SOLIS-617C SOLIS-620D SOLIS-660D SOLIS-740C SOLIS-850C SOLIS-940C SOLIS-1C SOLIS-1D SOLIS-2C SOLIS-3C | 262.0656 | 0.00011135 | 262.0656 | 0.0001789 | 198.3682 | -7.2885e-05 | 201.4569 | -5.8007e-06 | 196.7642 | 0 | 194.359 | 0 | 194.359 | 0 | 262.0656 | 0 | 201.1721 | 0 | 201.4569 | -1.1492e-05 | 194.359 | -1.3105e-05 | 194.1542 | 0 | 201.1721 | -0.00032071 | 198.3682 | 0.00032093 | 194.359 | -4.792e-06 | 262.0656 | 0 | 194.359 | -1.0317e-06 | 201.1721 | 0 | 262.0656 | 1.3428e-05 | 262.0656 | 1.8774e-05 | -0.00010965 | -0.00010234 | 9.869e-05 | 7.49e-08 | 0 | 0 | 0 | 0 | 0 | -8.4962e-07 | 2.8973e-06 | 0 | -7.4665e-05 | 6.5998e-05 | 1.9125e-06 | 5.0023e-07 | 2.5235e-07 | 0 | 3.245e-06 | 4.212e-06
|  | 262.2726 | -0.0011708 | 262.2726 | -0.0011678 | 198.5746 | 0.0010294 | 201.6597 | 6.5393e-06 | 196.971 | 0 | 194.5639 | 0 | 194.5639 | 0 | 262.2726 | 0 | 201.3738 | 0 | 201.6597 | 3.1142e-06 | 194.5639 | 4.1387e-05 | 194.359 | 0 | 201.3738 | -0.00041946 | 198.5746 | 0.00031875 | 194.5639 | 2.3461e-05 | 262.2726 | 4.8333e-06 | 194.5639 | 3.495e-06 | 201.3738 | 0 | 262.2726 | 1.7925e-05 | 262.2726 | 2.1923e-05 | 7.0513e-05 | 1.5737e-05 | 8.9144e-05 | 3.0547e-07 | 0 | 0 | 0 | 0 | 0 | -1.3122e-06 | 3.5944e-06 | 0 | -1.7497e-05 | 6.568e-05 | 1.6898e-06 | 5.0028e-07 | 1.8793e-07 | 0 | 3.2453e-06 | 4.2124e-06
|  | 262.4796 | 0.001852 | 262.4796 | 0.0013198 | 198.7809 | -0.00016541 | 201.8626 | -3.5275e-06 | 197.1778 | 0 | 194.7688 | 0 | 194.7688 | 0 | 262.4796 | 0 | 201.5756 | 0 | 201.8626 | -1.6052e-05 | 194.7688 | -6.3023e-06 | 194.5639 | 0 | 201.5756 | 0.00024603 | 198.7809 | 0.00031786 | 194.7688 | -6.9668e-06 | 262.4796 | 0 | 194.7688 | -1.6607e-06 | 201.5756 | 0 | 262.4796 | 1.3428e-05 | 262.4796 | 1.8774e-05 | -0.00016813 | -0.00017043 | 9.2514e-05 | 6.5967e-07 | 0 | 0 | 0 | 4.7151e-07 | 0 | 3.0375e-07 | 4.0476e-06 | 0 | 8.9649e-05 | 6.5597e-05 | 1.4223e-06 | 6.6187e-07 | 6.261e-07 | 0 | 2.7799e-06 | 4.8583e-06
|  | 262.6866 | -0.0034764 | 262.6866 | -0.0029663 | 198.9873 | 0.001062 | 202.0655 | 1.0031e-05 | 197.3846 | 0 | 194.9737 | 0 | 194.9737 | 0 | 262.6866 | 4.5552e-06 | 201.7774 | 0 | 202.0655 | 1.9046e-05 | 194.9737 | 4.5807e-05 | 194.7688 | 0 | 201.7774 | 0.00064261 | 198.9873 | 0.00031785 | 194.9737 | 2.0848e-05 | 262.6866 | 6.3943e-06 | 194.9737 | 7.7713e-06 | 201.7774 | 0 | 262.6866 | 1.3428e-05 | 262.6866 | 2.8161e-05 | -0.00029352 | -0.0002265 | 9.3959e-05 | 8.7122e-07 | 0 | 0 | 0 | 4.7155e-07 | 0 | 1.951e-06 | 4.4612e-06 | 0 | 0.00012211 | 6.5645e-05 | 1.5663e-06 | 6.6194e-07 | 6.5052e-07 | 0 | 2.7802e-06 | 4.8588e-06
|  | 262.8937 | 0.00064097 | 262.8937 | 0.00077826 | 199.1937 | -0.00015147 | 202.2683 | -1.4424e-06 | 197.5915 | 0 | 195.1787 | 0 | 195.1787 | 0 | 262.8937 | 0 | 201.9792 | 0 | 202.2683 | 1.8662e-07 | 195.1787 | -2.2684e-06 | 194.9737 | 0 | 201.9792 | 0.00056759 | 199.1937 | 0.00031827 | 195.1787 | -5.5624e-06 | 262.8937 | 0 | 195.1787 | -1.4226e-06 | 201.9792 | 0 | 262.8937 | 1.3428e-05 | 262.8937 | 1.8774e-05 | 8.9845e-05 | 8.9917e-05 | 8.185e-05 | 6.7427e-07 | 0 | 0 | 0 | 7.9947e-07 | 0 | 1.9122e-06 | 1.7561e-06 | 0 | 0.00012791 | 6.5728e-05 | 7.6764e-07 | 5e-07 | -3.8742e-08 | 0 | 3.7051e-06 | 4.8592e-06
|  | 263.1007 | 0.00022684 | 263.1007 | 9.025e-05 | 199.4001 | 0.00094463 | 202.4712 | 8.0883e-06 | 197.7984 | 0 | 195.3836 | 0 | 195.3836 | 0 | 263.1007 | 7.7222e-06 | 202.181 | 0 | 202.4712 | 1.8661e-05 | 195.3836 | 1.9405e-05 | 195.1787 | 0 | 202.181 | 0.00070006 | 199.4001 | 0.00031866 | 195.3836 | 1.3053e-05 | 263.1007 | 4.8295e-06 | 195.3836 | 1.0446e-06 | 202.181 | 0 | 263.1007 | 2.236e-05 | 263.1007 | 2.8161e-05 | -3.0849e-05 | -1.2262e-05 | 8.0808e-05 | 5.5875e-07 | 0 | 0 | 0 | 7.9955e-07 | 0 | 7.1657e-07 | -6.3037e-07 | 0 | 0.00011599 | 6.5768e-05 | 1.2141e-06 | 5.0005e-07 | 4.6729e-08 | 0 | 3.7055e-06 | 5.8317e-06
|  | 263.3078 | -0.00052478 | 263.3078 | -0.00020868 | 199.6065 | -0.00016163 | 202.6742 | -2.581e-06 | 198.0052 | 0 | 195.5886 | 0 | 195.5886 | 0 | 263.3078 | 0 | 202.3828 | 0 | 202.6742 | -1.1599e-05 | 195.5886 | -2.5556e-05 | 195.3836 | 0 | 202.3828 | 0.00044941 | 199.6065 | 0.00031861 | 195.5886 | -1.205e-06 | 263.3078 | 0 | 195.5886 | -5.8857e-07 | 202.3828 | 0 | 263.3078 | 1.3428e-05 | 263.3078 | 2.8161e-05 | 9.0667e-05 | 6.8425e-05 | 8.6185e-05 | 2.555e-07 | 0 | 0 | 0 | 4.7167e-07 | 0 | 7.0699e-07 | 8.3838e-07 | 0 | 0.00011717 | 6.569e-05 | 1.3146e-06 | 4.8534e-07 | 1.8394e-07 | 0 | 2.7809e-06 | 5.8319e-06
|  | 263.5149 | 0.0014004 | 263.5149 | 0.0008695 | 199.8129 | 0.00099667 | 202.8771 | 5.0988e-06 | 198.2121 | 0 | 195.7936 | 0 | 195.7936 | 0 | 263.5149 | 4.5552e-06 | 202.5846 | 0 | 202.8771 | 1.8566e-05 | 195.7936 | 3.3736e-05 | 195.5886 | 0 | 202.5846 | 0.00071159 | 199.8129 | 0.00031785 | 195.7936 | 1.4031e-05 | 263.5149 | 4.6872e-06 | 195.7936 | 2.3832e-06 | 202.5846 | 0 | 263.5149 | 1.3428e-05 | 263.5149 | 2.8161e-05 | 0.00013134 | 0.0001056 | 0.00010232 | 2.5682e-07 | 0 | 0 | 0 | 4.7171e-07 | 0 | -1.5651e-07 | 1.7868e-06 | 0 | 0.00012516 | 6.5449e-05 | 1.3683e-06 | 4.8538e-07 | 1.8892e-07 | 0 | 2.7811e-06 | 4.8604e-06
|  | 263.722 | -0.00013213 | 263.722 | 0.00015025 | 200.0193 | -5.3869e-06 | 203.08 | -2.5678e-06 | 198.419 | 0 | 195.9986 | 0 | 195.9986 | 0 | 263.722 | 0 | 202.7865 | 0 | 203.08 | -2.0108e-05 | 195.9986 | -1.6302e-05 | 195.7936 | 0 | 202.7865 | 0.00052861 | 200.0193 | 0.00031623 | 195.9986 | -6.8156e-07 | 263.722 | 0 | 195.9986 | -5.3996e-07 | 202.7865 | 0 | 263.722 | 1.3428e-05 | 263.722 | 1.8774e-05 | 7.3465e-05 | 0.00010559 | 0.0001037 | -9.8552e-08 | 0 | 0 | 0 | 4.7176e-07 | 0 | 5.4427e-07 | -1.7647e-06 | 0 | 0.00019972 | 6.5031e-05 | 2.1109e-06 | 4.8543e-07 | 9.4405e-08 | 0 | 4.1721e-06 | 4.8609e-06
|  | 263.9291 | 0.00084149 | 263.9291 | 0.00086927 | 200.2258 | 0.00101 | 203.283 | 1.5968e-06 | 198.626 | 0 | 196.2036 | 0 | 196.2036 | 0 | 263.9291 | 4.5552e-06 | 202.9884 | 0 | 203.283 | 2.5471e-05 | 196.2036 | -9.1423e-07 | 195.9986 | 0 | 202.9884 | 0.0014501 | 200.2258 | 0.00031375 | 196.2036 | 2.1276e-05 | 263.9291 | 4.6872e-06 | 196.2036 | 1.461e-06 | 202.9884 | 0 | 263.9291 | 2.6857e-05 | 263.9291 | 2.8161e-05 | 2.9781e-05 | 4.3521e-05 | 9.7697e-05 | -1.8987e-07 | 0 | 0 | 0 | 4.718e-07 | 0 | 3.232e-06 | -9.447e-07 | 0 | 6.7554e-05 | 6.4444e-05 | 1.9367e-06 | 4.8548e-07 | 2.463e-07 | 0 | 4.1725e-06 | 5.1847e-06
|  | 264.1363 | -0.00055397 | 264.1363 | -0.00044908 | 200.4322 | -6.3578e-05 | 203.486 | -3.4674e-06 | 198.8329 | 0 | 196.4086 | 0 | 196.4086 | 0 | 264.1363 | 0 | 203.1902 | 0 | 203.486 | 6.3727e-06 | 196.4086 | -8.3019e-06 | 196.2036 | 0 | 203.1902 | -0.00078079 | 200.4322 | 0.00031055 | 196.4086 | -2.3823e-06 | 264.1363 | 0 | 196.4086 | 9.418e-07 | 203.1902 | 0 | 264.1363 | 1.3428e-05 | 264.1363 | 2.1896e-05 | -0.00029654 | -0.00017991 | 9.6748e-05 | 6.0816e-07 | 0 | 0 | 0 | 0 | 0 | 2.5747e-06 | 1.2207e-06 | 0 | 0.00016877 | 6.3738e-05 | 1.3091e-06 | 0 | 2.1552e-07 | 0 | 2.7818e-06 | 4.5359e-06
|  | 264.3435 | -0.0023089 | 264.3435 | -0.0012878 | 200.6387 | 0.0010008 | 203.689 | 9.4591e-06 | 199.0399 | 0 | 196.6136 | 0 | 196.6136 | 0 | 264.3435 | 0 | 203.3921 | 0 | 203.689 | 1.8994e-05 | 196.6136 | 2.0209e-05 | 196.4086 | 0 | 203.3921 | 0.0024527 | 200.6387 | 0.00030687 | 196.6136 | 1.5152e-05 | 264.3435 | 0 | 196.6136 | 1.1604e-06 | 203.3921 | 0 | 264.3435 | 1.3428e-05 | 264.3435 | 2.1896e-05 | -0.00016961 | -6.8193e-05 | 9.3328e-05 | 9.7231e-07 | 0 | 0 | 0 | 0 | 0 | 8.6242e-07 | 1.3695e-06 | 0 | 8.7279e-05 | 6.2967e-05 | 1.6833e-06 | 0 | 2.1588e-07 | 0 | 2.7821e-06 | 4.5364e-06
|  | 264.5506 | 0.0006716 | 264.5506 | 0.00062955 | 200.8452 | -9.6773e-05 | 203.892 | 1.1932e-07 | 199.2468 | 0 | 196.8187 | 0 | 196.8187 | 0 | 264.5506 | 0 | 203.594 | 0 | 203.892 | -1.0498e-05 | 196.8187 | -6.85e-06 | 196.6136 | 0 | 203.594 | -0.0015882 | 200.8452 | 0.00030303 | 196.8187 | 1.2671e-06 | 264.5506 | 0 | 196.8187 | 9.4529e-07 | 203.594 | 0 | 264.5506 | 1.3428e-05 | 264.5506 | 2.1896e-05 | 2.251e-05 | 4.6681e-05 | 8.9476e-05 | 4.629e-07 | 0 | 0 | 0 | 0 | 0 | 1.5716e-07 | 6.3871e-07 | 0 | -9.1054e-05 | 6.2193e-05 | 2.4421e-06 | 1.6177e-07 | 4.8111e-07 | 0 | 2.7824e-06 | 4.2134e-06
|  | 264.7578 | -0.00045432 | 264.7578 | -0.00017895 | 201.0517 | 0.00096338 | 204.0951 | 4.4406e-06 | 199.4538 | 0 | 197.0237 | 0 | 197.0237 | 0 | 264.7578 | 0 | 203.796 | 0 | 204.0951 | 1.2046e-05 | 197.0237 | 1.3079e-05 | 196.8187 | 0 | 203.796 | 0.00068637 | 201.0517 | 0.00029933 | 197.0237 | 2.255e-05 | 264.7578 | 1.5615e-06 | 197.0237 | 3.7469e-06 | 203.796 | 0 | 264.7578 | 1.3428e-05 | 264.7578 | 1.8774e-05 | -1.1993e-05 | 1.8683e-05 | 0.00010019 | -2.4287e-08 | 0 | 0 | 0 | 0 | 0 | 1.2905e-06 | -1.2432e-06 | 0 | -5.6267e-05 | 6.1474e-05 | 2.0499e-06 | 1.6178e-07 | 2.9476e-07 | 0 | 2.7826e-06 | 4.2167e-06
|  | 264.9651 | 0.00033857 | 264.9651 | 0.00035927 | 201.2582 | 6.916e-06 | 204.2981 | -4.6798e-06 | 199.6608 | 0 | 197.2288 | 0 | 197.2288 | 0 | 264.9651 | 0 | 203.9979 | 0 | 204.2981 | 6.65e-07 | 197.2288 | -2.5203e-05 | 197.0237 | 0 | 203.9979 | -0.0012437 | 201.2582 | 0.00029602 | 197.2288 | -2.5591e-06 | 264.9651 | 0 | 197.2288 | -8.7235e-07 | 203.9979 | 0 | 264.9651 | 1.3428e-05 | 264.9651 | 2.1923e-05 | 0.00014541 | 0.00018932 | 0.00012454 | -1.0841e-07 | 0 | 0 | 0 | 0 | 0 | 1.423e-06 | -9.1518e-07 | 0 | 3.9691e-05 | 6.0849e-05 | 1.0212e-06 | 0 | -3.3105e-07 | 0 | 2.7828e-06 | 4.8666e-06
|  | 265.1723 | 0.0010648 | 265.1723 | 0.0014679 | 201.4647 | 0.0011991 | 204.5012 | 3.6121e-06 | 199.8678 | 0 | 197.4339 | 0 | 197.4339 | 0 | 265.1723 | 0 | 204.1998 | 0 | 204.5012 | 1.3349e-05 | 197.4339 | 1.6279e-05 | 197.2288 | 0 | 204.1998 | 0.0016367 | 201.4647 | 0.00029324 | 197.4339 | 1.2517e-05 | 265.1723 | 0 | 197.4339 | -2.3559e-06 | 204.1998 | 0 | 265.1723 | 1.3428e-05 | 265.1723 | 2.5045e-05 | -9.2736e-05 | -3.1401e-06 | 0.00011389 | -7.7568e-08 | 0 | 0 | 0 | 0 | 0 | -3.6588e-07 | 6.5045e-07 | 0 | 0.00011627 | 6.0329e-05 | 3.429e-07 | 0 | -4.3636e-07 | 0 | 2.783e-06 | 4.867e-06
|  | 265.3795 | -0.0019597 | 265.3795 | -0.0014982 | 201.6712 | -9.6248e-05 | 204.7043 | -4.376e-06 | 200.0748 | 0 | 197.639 | 0 | 197.639 | 0 | 265.3795 | 0 | 204.4018 | 0 | 204.7043 | -1.6952e-05 | 197.639 | -9.9356e-06 | 197.4339 | 0 | 204.4018 | -0.00048535 | 201.6712 | 0.00029099 | 197.639 | -9.1733e-06 | 265.3795 | 0 | 197.639 | -1.8993e-06 | 204.4018 | 0 | 265.3795 | 1.3428e-05 | 265.3795 | 2.1923e-05 | -0.00023471 | -0.00018936 | 0.00011709 | 4.9008e-07 | 0 | 0 | 0 | 0 | 0 | 1.3553e-06 | 3.2088e-06 | 0 | -6.0105e-05 | 5.9912e-05 | 1.495e-06 | 0 | 2.3511e-07 | 0 | 2.7833e-06 | 4.2177e-06
|  | 265.5868 | -0.0003051 | 265.5868 | -0.000329 | 201.8778 | 0.00123 | 204.9074 | 9.202e-06 | 200.2818 | 0 | 197.8441 | 0 | 197.8441 | 0 | 265.5868 | 0 | 204.6038 | 0 | 204.9074 | 3.0298e-05 | 197.8441 | 4.1221e-05 | 197.639 | 0 | 204.6038 | -0.0001098 | 201.8778 | 0.00028916 | 197.8441 | 2.3749e-05 | 265.5868 | 0 | 197.8441 | 4.1916e-06 | 204.6038 | 0 | 265.5868 | 1.3428e-05 | 265.5868 | 1.8774e-05 | -1.9094e-05 | -1.2426e-05 | 0.0001221 | 7.9934e-07 | 0 | 0 | 0 | 0 | 0 | 1.6754e-06 | 1.8773e-06 | 0 | -0.00012354 | 5.9567e-05 | 1.8174e-06 | 0 | 2.2279e-07 | 0 | 2.7836e-06 | 3.8917e-06
|  | 265.7941 | 0.00012087 | 265.7941 | 0.00020911 | 202.0844 | -4.7889e-05 | 205.1105 | -1.3314e-06 | 200.4889 | 0 | 198.0493 | 0 | 198.0493 | 0 | 265.7941 | 0 | 204.8058 | 0 | 205.1105 | -1.3802e-05 | 198.0493 | -2.2918e-05 | 197.8441 | 0 | 204.8058 | -0.0011134 | 202.0844 | 0.00028756 | 198.0493 | -6.0305e-06 | 265.7941 | 0 | 198.0493 | -2.0195e-06 | 204.8058 | 0 | 265.7941 | 1.3428e-05 | 265.7941 | 1.8774e-05 | 4.0606e-05 | 4.6491e-05 | 0.00011038 | 2.1103e-07 | 0 | 0 | 0 | 0 | 0 | 1.2771e-07 | 1.6946e-06 | 0 | -7.5896e-05 | 5.9234e-05 | 9.3693e-07 | 0 | 4.6897e-08 | 0 | 2.7837e-06 | 4.2155e-06
|  | 266.0014 | 0.00027089 | 266.0014 | 0.00023943 | 202.2909 | 0.0011167 | 205.3136 | 3.409e-06 | 200.696 | 0 | 198.2544 | 0 | 198.2544 | 0 | 266.0014 | 0 | 205.0078 | 0 | 205.3136 | 1.5059e-05 | 198.2544 | 3.9441e-05 | 198.0493 | 0 | 205.0078 | 0.00036201 | 202.2909 | 0.00028598 | 198.2544 | 1.5165e-05 | 266.0014 | 0 | 198.2544 | 2.4767e-06 | 205.0078 | 0 | 266.0014 | 1.3428e-05 | 266.0014 | 2.1896e-05 | 0.00015773 | 0.00013051 | 0.00013057 | -7.2086e-08 | 0 | 0 | 0 | 0 | 0 | 1.2565e-06 | 3.5176e-06 | 0 | 0.00010454 | 5.89e-05 | 6.7092e-07 | 0 | 3.9396e-07 | 0 | 3.2501e-06 | 4.5394e-06
|  | 266.2087 | 0.0012507 | 266.2087 | 0.0010195 | 202.4975 | 0.00014742 | 205.5168 | -4.1187e-06 | 200.9031 | 0 | 198.4596 | 0 | 198.4596 | 0 | 266.2087 | 0 | 205.2098 | 0 | 205.5168 | -2.69e-06 | 198.4596 | -5.1489e-06 | 198.2544 | 0 | 205.2098 | 0.00067295 | 202.4975 | 0.00028424 | 198.4596 | -8.625e-06 | 266.2087 | 0 | 198.4596 | 1.3638e-06 | 205.2098 | 0 | 266.2087 | 1.7925e-05 | 266.2087 | 2.1896e-05 | 0.00016423 | 0.00017089 | 0.00014289 | 2.9583e-07 | 0 | 0 | 0 | 0 | 0 | 8.0118e-08 | 1.1777e-06 | 0 | 9.654e-05 | 5.8522e-05 | 1.49e-06 | 0 | 7.0507e-08 | 0 | 3.2504e-06 | 4.8663e-06
DISCLAIMER: The data presented here are typical. Slight variations in performance data will occur from lot to lot. Please contact Technical Support with any questions regarding the use or reliability of this data. |  | 266.416 | 0.00033337 | 266.416 | 0.00062887 | 202.7041 | 0.0012358 | 205.72 | 7.0308e-06 | 201.1101 | 0 | 198.6647 | 0 | 198.6647 | 0 | 266.416 | 0 | 205.4118 | 0 | 205.72 | 3.4786e-06 | 198.6647 | 1.6629e-05 | 198.4596 | 0 | 205.4118 | 0.0002827 | 202.7041 | 0.00028227 | 198.6647 | 2.3149e-05 | 266.416 | 0 | 198.6647 | -6.7648e-07 | 205.4118 | 0 | 266.416 | 1.3428e-05 | 266.416 | 2.5045e-05 | -2.3466e-05 | 4.3444e-05 | 0.00012292 | 7.0621e-07 | 0 | 0 | 0 | 0 | 0 | -1.3025e-06 | 1.7318e-06 | 0 | -8.4353e-06 | 5.8096e-05 | 2.0026e-06 | 1.6224e-07 | 6.5758e-08 | 0 | 2.7845e-06 | 4.8696e-06
|  | 266.6234 | -0.0005597 | 266.6234 | -0.00020985 | 202.9107 | -4.5846e-05 | 205.9232 | -7.9573e-08 | 201.3173 | 0 | 198.8699 | 0 | 198.8699 | 0 | 266.6234 | 0 | 205.6139 | 0 | 205.9232 | -1.6299e-05 | 198.8699 | 2.5103e-07 | 198.6647 | 0 | 205.6139 | -0.0003662 | 202.9107 | 0.00028011 | 198.8699 | -3.6294e-06 | 266.6234 | 1.5648e-06 | 198.8699 | 1.3174e-06 | 205.6139 | 0 | 266.6234 | 1.3428e-05 | 266.6234 | 2.1923e-05 | -5.4582e-05 | -9.3627e-06 | 0.00010995 | 8.1029e-07 | 0 | 0 | 0 | 0 | 0 | 4.2346e-07 | 3.9597e-06 | 0 | -5.1752e-05 | 5.7648e-05 | 1.3734e-06 | 1.6225e-07 | 6.5776e-07 | 0 | 2.7846e-06 | 4.2197e-06
|  | 266.8308 | 3.3285e-05 | 266.8308 | 0.00011955 | 203.1173 | 0.0011101 | 206.1264 | 8.0545e-06 | 201.5244 | 0 | 199.0751 | 0 | 199.0751 | 0 | 266.8308 | 0 | 205.816 | 0 | 206.1264 | 2.0467e-05 | 199.0751 | 3.8343e-05 | 198.8699 | 0 | 205.816 | -0.00014602 | 203.1173 | 0.0002779 | 199.0751 | 1.7015e-05 | 266.8308 | 0 | 199.0751 | 5.0935e-06 | 205.816 | 0 | 266.8308 | 1.3428e-05 | 266.8308 | 1.8774e-05 | -0.00015719 | -0.00010563 | 9.7864e-05 | 4.9283e-07 | 0 | 0 | 0 | 0 | 0 | 3.0965e-07 | 3.4165e-06 | 0 | 6.9125e-05 | 5.7207e-05 | 2.5753e-07 | 0 | 6.5727e-07 | 0 | 2.7849e-06 | 4.5438e-06
|  | 267.0382 | -0.0015492 | 267.0382 | -0.0011382 | 203.324 | -0.00016288 | 206.3296 | -3.2043e-06 | 201.7315 | 0 | 199.2803 | 0 | 199.2803 | 0 | 267.0382 | 0 | 206.018 | 0 | 206.3296 | -1.7419e-05 | 199.2803 | -5.0449e-06 | 199.0751 | 0 | 206.0181 | 0.00083017 | 203.324 | 0.00027581 | 199.2803 | -1.4506e-05 | 267.0382 | 0 | 199.2803 | 1.3123e-06 | 206.0181 | 0 | 267.0382 | 1.3428e-05 | 267.0382 | 2.5045e-05 | -0.00011048 | -6.5244e-05 | 9.5818e-05 | 9.8868e-08 | 0 | 0 | 0 | 0 | 0 | 8.6373e-07 | 1.1498e-06 | 0 | 0.00019057 | 5.6812e-05 | 2.2361e-07 | 0 | 3.8187e-07 | 0 | 2.7852e-06 | 4.5442e-06
|  | 267.2456 | 0.00048386 | 267.2456 | 0.00050909 | 203.5306 | 0.0010902 | 206.5328 | 4.1772e-06 | 201.9386 | 0 | 199.4856 | 0 | 199.4856 | 0 | 267.2456 | 0 | 206.2201 | 0 | 206.5328 | 2.5918e-05 | 199.4856 | 1.6249e-05 | 199.2803 | 0 | 206.2202 | 0.0010557 | 203.5306 | 0.00027403 | 199.4856 | 1.6684e-05 | 267.2456 | 0 | 199.4856 | 2.4089e-06 | 206.2202 | 0 | 267.2456 | 1.3428e-05 | 267.2456 | 1.8774e-05 | -4.7491e-05 | -9.3296e-06 | 0.00011647 | 1.8922e-07 | 0 | 0 | 0 | 0 | 0 | 1.6437e-06 | -9.3392e-07 | 0 | 0.00013551 | 5.649e-05 | 1.5986e-06 | 1.6189e-07 | 1.1265e-07 | 0 | 2.7854e-06 | 4.5413e-06
|  | 267.453 | -0.00094176 | 267.453 | -0.00059905 | 203.7373 | 3.6944e-05 | 206.7361 | -2.3154e-06 | 202.1458 | 0 | 199.6908 | 0 | 199.6908 | 0 | 267.453 | 0 | 206.4223 | 0 | 206.7361 | -9.7449e-06 | 199.6908 | -2.535e-05 | 199.4856 | 0 | 206.4223 | 0.00028526 | 203.7373 | 0.00027265 | 199.6908 | -1.1063e-06 | 267.453 | 1.561e-06 | 199.6908 | -1.3112e-06 | 206.4223 | 0 | 267.453 | 1.3428e-05 | 267.453 | 2.5012e-05 | -6.6187e-05 | -2.1709e-05 | 0.00011205 | 2.9152e-07 | 0 | 0 | 0 | 0 | 0 | 1.5782e-06 | 5.7866e-07 | 0 | 8.3519e-05 | 5.6249e-05 | 1.0204e-06 | 1.619e-07 | 1.6409e-07 | 0 | 2.7856e-06 | 4.5416e-06
This data may be used in publications. However, please cite Thorlabs as the source. |  | 267.6605 | 0.00030363 | 267.6605 | 0.00038974 | 203.944 | 0.0010474 | 206.9394 | 5.1835e-06 | 202.353 | 0 | 199.8961 | 0 | 199.8961 | 0 | 267.6605 | 0 | 206.6244 | 0 | 206.9394 | 2.5272e-05 | 199.8961 | 3.0989e-05 | 199.6908 | 0 | 206.6244 | 0.00054111 | 203.944 | 0.00027165 | 199.8961 | 1.1049e-05 | 267.6605 | 0 | 199.8961 | 2.91e-06 | 206.6244 | 0 | 267.6605 | 1.3428e-05 | 267.6605 | 1.8774e-05 | 0.00017287 | 0.00015229 | 0.00010096 | 9.6079e-08 | 0 | 0 | 0 | 5.2638e-07 | 0 | 1.2762e-06 | 1.033e-06 | 0 | 2.744e-05 | 5.6061e-05 | 6.1578e-09 | 3.3655e-07 | 4.2735e-07 | 0 | 3.2458e-06 | 4.5453e-06
|  | 267.8679 | 0.0013629 | 267.8679 | 0.0010784 | 204.1507 | -7.0442e-05 | 207.1427 | -4.2383e-06 | 202.5602 | 0 | 200.1013 | 0 | 200.1013 | 0 | 267.8679 | 5.0745e-06 | 206.8265 | 0 | 207.1427 | -1.2717e-05 | 200.1013 | -2.0923e-05 | 199.8961 | 0 | 206.8265 | -0.00026961 | 204.1507 | 0.00027084 | 200.1013 | -1.0989e-05 | 267.8679 | 3.2445e-06 | 200.1013 | 1.254e-06 | 206.8265 | 0 | 267.8679 | 1.7863e-05 | 267.8679 | 2.5045e-05 | 0.00012099 | 0.00010881 | 9.9114e-05 | 2.7037e-07 | 0 | 0 | 0 | 5.2643e-07 | 0 | 9.4983e-07 | -2.242e-06 | 0 | 0.00020196 | 5.5887e-05 | 8.02e-07 | 3.3658e-07 | 2.4287e-07 | 0 | 3.2461e-06 | 4.5458e-06
|  | 268.0754 | -0.00019657 | 268.0754 | -2.9562e-05 | 204.3573 | 0.0010295 | 207.346 | 6.8979e-06 | 202.7674 | 0 | 200.3066 | 0 | 200.3066 | 0 | 268.0754 | 0 | 207.0287 | 0 | 207.346 | 2.206e-05 | 200.3066 | -9.1872e-07 | 200.1013 | 0 | 207.0287 | 0.0022677 | 204.3573 | 0.00026992 | 200.3066 | 1.8802e-05 | 268.0754 | 0 | 200.3066 | 1.112e-06 | 207.0287 | 0 | 268.0754 | 1.3428e-05 | 268.0754 | 1.8774e-05 | -5.9745e-05 | -3.4076e-05 | 9.8936e-05 | 4.926e-07 | 0 | 0 | 0 | 0 | 0 | 1.5498e-06 | -3.2591e-06 | 0 | 0.00021684 | 5.5655e-05 | 7.1715e-07 | 6.6341e-07 | -5.7283e-08 | 0 | 2.7864e-06 | 4.8696e-06
Additional Information: |  | 268.2829 | -0.00037928 | 268.2829 | -0.00029888 | 204.5641 | -7.2241e-05 | 207.5493 | -2.0524e-06 | 202.9746 | 0 | 200.5119 | 0 | 200.5119 | 0 | 268.2829 | 0 | 207.2308 | 0 | 207.5493 | -6.8157e-06 | 200.5119 | -3.0831e-05 | 200.3066 | 0 | 207.2308 | -0.00012253 | 204.5641 | 0.00026856 | 200.5119 | -1.1816e-05 | 268.2829 | 6.3943e-06 | 200.5119 | -1.67e-06 | 207.2308 | 0 | 268.2829 | 1.3428e-05 | 268.2829 | 2.8161e-05 | 2.7215e-05 | 4.3664e-05 | 0.00010549 | 7.5738e-07 | 0 | 0 | 0 | 0 | 0 | 3.3381e-07 | -2.9911e-06 | 0 | 6.7222e-05 | 5.5302e-05 | 9.5074e-07 | 6.6344e-07 | -1.7232e-07 | 0 | 2.7865e-06 | 4.8698e-06
|  | 268.4904 | 0.00064159 | 268.4904 | 0.00071971 | 204.7708 | 0.0010928 | 207.7526 | 9.5017e-06 | 203.1818 | 0 | 200.7172 | 0 | 200.7172 | 0 | 268.4904 | 0 | 207.433 | 0 | 207.7526 | 1.0099e-05 | 200.7172 | 1.6926e-06 | 200.5119 | 0 | 207.433 | 0.00078745 | 204.7708 | 0.00026646 | 200.7172 | 2.1077e-05 | 268.4904 | 0 | 200.7172 | -8.6044e-09 | 207.433 | 0 | 268.4904 | 1.3428e-05 | 268.4904 | 1.8774e-05 | 9.0401e-05 | 0.00011513 | 9.8483e-05 | 6.1381e-07 | 0 | 0 | 0 | 8.0129e-07 | 0 | 4.3854e-07 | -1.3856e-06 | 0 | 0.00011181 | 5.4784e-05 | 2.1847e-06 | 8.2303e-07 | -1.573e-08 | 0 | 3.7201e-06 | 4.8703e-06
|  | 268.6979 | 0.00022962 | 268.6979 | 0.00038981 | 204.9775 | -0.00014011 | 207.956 | -3.4653e-06 | 203.3891 | 0 | 200.9226 | 0 | 200.9226 | 0 | 268.6979 | 7.7222e-06 | 207.6352 | 0 | 207.956 | -5.7863e-06 | 200.9226 | -1.5189e-05 | 200.7172 | 0 | 207.6352 | 0.00031856 | 204.9775 | 0.00026351 | 200.9226 | 2.013e-07 | 268.6979 | 7.9317e-06 | 200.9226 | -1.4461e-07 | 207.6352 | 0 | 268.6979 | 2.2422e-05 | 268.6979 | 2.8161e-05 | 6.1786e-07 | 2.8056e-05 | 8.7037e-05 | -1.2244e-07 | 0 | 0 | 0 | 8.0137e-07 | 0 | 2.7538e-06 | -6.9811e-07 | 0 | 0.00020954 | 5.4094e-05 | 1.1748e-06 | 8.2311e-07 | 1.6446e-07 | 0 | 3.7204e-06 | 4.8707e-06
|  | 268.9055 | -0.00022367 | 268.9055 | -0.00011945 | 205.1843 | 0.0009821 | 208.1594 | 2.2612e-06 | 203.5963 | 0 | 201.1279 | 0 | 201.1279 | 0 | 268.9055 | 0 | 207.8374 | 0 | 208.1594 | 3.2868e-05 | 201.1279 | 8.3889e-06 | 200.9226 | 0 | 207.8374 | 0.0017539 | 205.1843 | 0.00025979 | 201.1279 | 1.1242e-05 | 268.9055 | 0 | 201.1279 | 1.7466e-06 | 207.8374 | 0 | 268.9055 | 1.3428e-05 | 268.9055 | 1.8774e-05 | -5.8996e-05 | -1.8561e-05 | 0.00011617 | 2.6375e-07 | 0 | 0 | 0 | 5.1856e-07 | 0 | 2.2108e-06 | -4.5506e-07 | 0 | 0.00016087 | 5.3287e-05 | 1.154e-06 | 3.2406e-07 | 1.3871e-08 | 0 | 2.7873e-06 | 4.8712e-06
|  | 269.113 | -0.00034478 | 269.113 | -5.9388e-05 | 205.391 | 0.00014164 | 208.3628 | 3.3228e-07 | 203.8036 | 0 | 201.3333 | 0 | 201.3333 | 0 | 269.113 | 4.9965e-06 | 208.0397 | 0 | 208.3628 | -1.1129e-05 | 201.3333 | -1.2821e-05 | 201.1279 | 0 | 208.0397 | -0.0001629 | 205.391 | 0.00025567 | 201.3333 | -2.6627e-09 | 269.113 | 3.1224e-06 | 201.3333 | -1.6115e-06 | 208.0397 | 0 | 269.113 | 1.3428e-05 | 269.113 | 2.8161e-05 | -4.7692e-05 | -1.8608e-05 | 0.00013621 | 8.1153e-07 | 0 | 0 | 0 | 5.1858e-07 | 0 | -9.1117e-07 | 1.3363e-06 | 0 | 1.841e-05 | 5.2461e-05 | 9.7654e-07 | 3.2408e-07 | -1.7825e-07 | 0 | 2.7875e-06 | 4.8714e-06
|  | 269.3206 | -0.00011473 | 269.3206 | -0.00011989 | 205.5978 | 0.0011758 | 208.5662 | 7.6469e-06 | 204.0109 | 0 | 201.5386 | 0 | 201.5386 | 0 | 269.3206 | 0 | 208.2419 | 0 | 208.5662 | 2.17e-06 | 201.5386 | 2.5835e-05 | 201.3333 | 0 | 208.2419 | 0.00034496 | 205.5978 | 0.00025173 | 201.5386 | 9.5127e-06 | 269.3206 | 0 | 201.5386 | -1.244e-07 | 208.2419 | 0 | 269.3206 | 1.3428e-05 | 269.3206 | 1.8774e-05 | 3.1005e-05 | 4.6676e-05 | 0.00012742 | 3.0282e-07 | 0 | 0 | 0 | 9.9956e-07 | 0 | -1.5126e-06 | 2.9595e-06 | 0 | 5.9187e-05 | 5.1739e-05 | 4.2908e-07 | 8.2331e-07 | -3.3769e-07 | 0 | 2.7877e-06 | 4.8719e-06
|  | 269.5282 | 0.00041343 | 269.5282 | 0.00056957 | 205.8046 | 5.6607e-05 | 208.7696 | -4.6698e-06 | 204.2182 | 0 | 201.744 | 0 | 201.744 | 0 | 269.5282 | 9.6297e-06 | 208.4442 | 0 | 208.7696 | -1.7041e-05 | 201.744 | 2.9837e-06 | 201.5386 | 0 | 208.4442 | 0.00024031 | 205.8046 | 0.00024868 | 201.744 | -5.3345e-06 | 269.5282 | 7.9317e-06 | 201.744 | -3.1639e-06 | 208.4442 | 0 | 269.5282 | 1.3428e-05 | 269.5282 | 2.8161e-05 | -3.9841e-05 | -3.0125e-06 | 9.9419e-05 | -6.1929e-08 | 0 | 0 | 0 | 9.9966e-07 | 0 | 9.0858e-07 | 4.9546e-06 | 0 | 5.9312e-05 | 5.1275e-05 | 1.0257e-06 | 8.2339e-07 | -3.7765e-08 | 0 | 2.788e-06 | 5.1993e-06
|  | 269.7359 | -0.00079722 | 269.7359 | -0.00059858 | 206.0114 | 0.00090495 | 208.9731 | 4.061e-06 | 204.4255 | 0 | 201.9494 | 0 | 201.9494 | 0 | 269.7359 | 0 | 208.6464 | 0 | 208.9731 | 2.5973e-05 | 201.9494 | 4.526e-05 | 201.744 | 0 | 208.6464 | 0.0003462 | 206.0114 | 0.00024724 | 201.9494 | 1.5322e-05 | 269.7359 | 0 | 201.9494 | 2.7962e-06 | 208.6464 | 0 | 269.7359 | 1.3428e-05 | 269.7359 | 2.1923e-05 | 8.2152e-05 | 0.00010278 | 9.5824e-05 | -2.609e-07 | 0 | 0 | 0 | 1.2785e-06 | 0 | 1.2695e-06 | 2.7895e-06 | 0 | -9.229e-06 | 5.121e-05 | 2.3173e-07 | 6.6101e-07 | 2.2076e-08 | 0 | 2.7883e-06 | 4.8762e-06
|  | 269.9435 | 0.0015885 | 269.9435 | 0.0015886 | 206.2182 | 2.1699e-05 | 209.1765 | -6.6256e-06 | 204.6329 | 0 | 202.1549 | 0 | 202.1549 | 0 | 269.9435 | 1.2315e-05 | 208.8487 | 0 | 209.1765 | -1.3494e-05 | 202.1549 | -1.8101e-05 | 201.9494 | 0 | 208.8487 | -0.00043744 | 206.2182 | 0.00024798 | 202.1549 | -1.3066e-05 | 269.9435 | 6.3669e-06 | 202.1549 | -2.5813e-06 | 208.8487 | 0 | 269.9435 | 1.3428e-05 | 269.9435 | 2.5045e-05 | 9.3672e-05 | 0.00011203 | 0.00010113 | 2.9047e-07 | 0 | 0 | 0 | 1.2786e-06 | 0 | 1.0072e-06 | 9.0257e-07 | 0 | 0.00016341 | 5.1622e-05 | 6.9266e-07 | 6.6104e-07 | -1.6985e-07 | 0 | 2.7884e-06 | 4.5495e-06
|  | 270.1511 | -0.0006863 | 270.1511 | -0.00050959 | 206.425 | 0.00095624 | 209.38 | 9.4807e-06 | 204.8402 | 0 | 202.3603 | 0 | 202.3603 | 0 | 270.1511 | 0 | 209.051 | 0 | 209.38 | 2.3394e-05 | 202.3603 | 2.6888e-05 | 202.1549 | 0 | 209.051 | 0.002053 | 206.425 | 0.00025122 | 202.3603 | 1.981e-05 | 270.1511 | 0 | 202.3603 | 9.2744e-07 | 209.051 | 0 | 270.1511 | 1.3428e-05 | 270.1511 | 1.8774e-05 | -0.00012635 | -6.844e-05 | 8.7288e-05 | 5.3244e-07 | 0 | 0 | 0 | 7.6305e-07 | 0 | 1.0551e-06 | 1.1506e-06 | 0 | 0.00017402 | 5.2561e-05 | 1.495e-06 | 8.2359e-07 | -3.1251e-07 | 0 | 3.7226e-06 | 4.5499e-06
|  | 270.3588 | -0.0005305 | 270.3588 | -0.00014954 | 206.6319 | -0.00011226 | 209.5835 | -4.2479e-06 | 205.0476 | 0 | 202.5657 | 0 | 202.5657 | 0 | 270.3588 | 7.3487e-06 | 209.2533 | 0 | 209.5835 | -1.3025e-05 | 202.5657 | -1.5688e-05 | 202.3603 | 0 | 209.2533 | -0.00033271 | 206.6319 | 0.00025698 | 202.5657 | -5.2554e-06 | 270.3588 | 7.9317e-06 | 202.5657 | -3.9697e-06 | 209.2533 | 0 | 270.3588 | 2.2422e-05 | 270.3588 | 2.5045e-05 | -0.00010604 | -4.974e-05 | 0.00010393 | -1.7095e-07 | 0 | 0 | 0 | 7.6312e-07 | 0 | -6.5741e-07 | 4.3605e-07 | 0 | 2.326e-06 | 5.3981e-05 | 9.4549e-07 | 8.2367e-07 | -1.7364e-07 | 0 | 3.7229e-06 | 4.5504e-06
|  | 270.5665 | -0.00049064 | 270.5665 | -0.00032945 | 206.8387 | 0.0011171 | 209.787 | 2.568e-06 | 205.2549 | 0 | 202.7712 | 0 | 202.7712 | 0 | 270.5665 | 0 | 209.4556 | 0 | 209.787 | 6.5644e-06 | 202.7712 | 1.9932e-05 | 202.5657 | 0 | 209.4556 | 0.0003557 | 206.8387 | 0.00026495 | 202.7712 | 1.4459e-05 | 270.5665 | 0 | 202.7712 | 2.2795e-06 | 209.4556 | 0 | 270.5665 | 1.3428e-05 | 270.5665 | 1.8774e-05 | -0.00032144 | -0.00025824 | 9.5038e-05 | -2.6524e-07 | 0 | 0 | 0 | 1.2789e-06 | 0 | 3.4147e-07 | 2.0319e-06 | 0 | 0.00016139 | 5.5808e-05 | 1.1236e-06 | 8.2374e-07 | -2.3609e-08 | 0 | 4.1838e-06 | 4.8745e-06
|  | 270.7742 | -0.0026045 | 270.7742 | -0.0021571 | 207.0456 | -0.00019828 | 209.9905 | -5.1745e-06 | 205.4623 | 0 | 202.9766 | 0 | 202.9766 | 0 | 270.7742 | 1.2315e-05 | 209.658 | 0 | 209.9905 | -3.2087e-06 | 202.9766 | -1.549e-07 | 202.7712 | 0 | 209.658 | 0.0012394 | 207.0456 | 0.00027461 | 202.9766 | -3.5229e-06 | 270.7742 | 7.9317e-06 | 202.9766 | -2.5093e-06 | 209.658 | 0 | 270.7742 | 2.6857e-05 | 270.7742 | 2.8161e-05 | -0.00019917 | -0.00015559 | 0.00010683 | -1.8464e-07 | 0 | 0 | 0 | 1.279e-06 | 0 | 1.3128e-06 | 2.8561e-06 | 0 | 0.00020287 | 5.7909e-05 | 2.0277e-06 | 8.2378e-07 | 2.1958e-07 | 0 | 4.184e-06 | 4.8747e-06
|  | 270.9819 | 0.00068678 | 270.9819 | 0.00065903 | 207.2524 | 0.0012311 | 210.1941 | 3.3603e-06 | 205.6697 | 0 | 203.1821 | 0 | 203.1821 | 0 | 270.9819 | 0 | 209.8603 | 0 | 210.1941 | 1.6107e-05 | 203.1821 | 2.7956e-05 | 202.9766 | 0 | 209.8603 | 0.0007657 | 207.2524 | 0.00028527 | 203.1821 | 2.326e-05 | 270.9819 | 0 | 203.1821 | 4.6466e-06 | 209.8603 | 0 | 270.9819 | 1.3428e-05 | 270.9819 | 1.8774e-05 | 0.00015761 | 0.0001587 | 0.0001386 | 2.5884e-09 | 0 | 0 | 0 | 1.2791e-06 | 0 | -1.8404e-07 | 1.5591e-06 | 0 | 3.8726e-05 | 6.0155e-05 | 2.0602e-06 | 8.2386e-07 | 4.0743e-07 | 0 | 3.7238e-06 | 4.8752e-06
|  | 271.1897 | 0.00083056 | 271.1897 | 0.00086889 | 207.4593 | 0.00010866 | 210.3977 | -3.3349e-06 | 205.8771 | 0 | 203.3876 | 0 | 203.3876 | 0 | 271.1897 | 1.2315e-05 | 210.0627 | 0 | 210.3977 | -1.7915e-05 | 203.3876 | -1.2783e-05 | 203.1821 | 0 | 210.0627 | -0.00038299 | 207.4593 | 0.00029624 | 203.3876 | -3.2104e-06 | 271.1897 | 7.9317e-06 | 203.3876 | -6.8161e-07 | 210.0627 | 0 | 271.1897 | 2.2422e-05 | 271.1897 | 2.8161e-05 | 8.5882e-05 | 9.9593e-05 | 0.00011209 | 3.4496e-07 | 0 | 0 | 0 | 1.2792e-06 | 0 | 4.8363e-07 | 3.5241e-07 | 0 | 5.0205e-05 | 6.2393e-05 | 1.3652e-06 | 8.2394e-07 | 4.5068e-07 | 0 | 3.7242e-06 | 4.8757e-06
|  | 271.3974 | -3.8099e-06 | 271.3974 | 8.9839e-05 | 207.6662 | 0.00097485 | 210.6012 | 6.7239e-06 | 206.0846 | 0 | 203.5931 | 0 | 203.5931 | 0 | 271.3974 | 0 | 210.2651 | 0 | 210.6012 | 2.2667e-05 | 203.5931 | 1.6213e-05 | 203.3876 | 0 | 210.2651 | 0.00087915 | 207.6662 | 0.0003069 | 203.5931 | 1.6497e-05 | 271.3974 | 0 | 203.5931 | 5.0678e-06 | 210.2651 | 0 | 271.3974 | 1.3428e-05 | 271.3974 | 1.8774e-05 | -1.6715e-05 | 6.257e-06 | 8.6569e-05 | 5.8228e-07 | 0 | 0 | 0 | 1.2794e-06 | 0 | 2.0117e-06 | 3.4373e-07 | 0 | 0.00010869 | 6.4529e-05 | 2.0446e-06 | 6.6146e-07 | 4.8889e-07 | 0 | 4.1852e-06 | 4.8761e-06
|  | 271.6052 | -0.00015708 | 271.6052 | -2.9611e-05 | 207.8732 | -0.00013813 | 210.8048 | -1.004e-06 | 206.292 | 0 | 203.7986 | 0 | 203.7986 | 0 | 271.6052 | 1.2315e-05 | 210.4675 | 0 | 210.8048 | -2.9052e-06 | 203.7986 | -1.2868e-05 | 203.5931 | 0 | 210.4675 | 0.00019487 | 207.8732 | 0.00031679 | 203.7986 | 3.3997e-06 | 271.6052 | 6.3669e-06 | 203.7986 | -3.1016e-07 | 210.4675 | 0 | 271.6052 | 2.6857e-05 | 271.6052 | 2.8161e-05 | 0.00026654 | 0.00025518 | 9.7651e-05 | 3.2648e-07 | 0 | 0 | 0 | 1.2794e-06 | 0 | 2.2661e-06 | 1.1445e-06 | 0 | 0.00018481 | 6.6461e-05 | 2.1829e-06 | 6.6149e-07 | 5.364e-07 | 0 | 4.1854e-06 | 4.8764e-06
|  | 271.813 | 0.0027226 | 271.813 | 0.0024858 | 208.0801 | 0.001082 | 211.0085 | 4.2109e-06 | 206.4995 | 0 | 204.0042 | 0 | 204.0042 | 0 | 271.813 | 0 | 210.6699 | 0 | 211.0085 | 2.5164e-05 | 204.0042 | 2.4003e-05 | 203.7986 | 0 | 210.6699 | 0.0016311 | 208.0801 | 0.00032558 | 204.0042 | 1.7839e-05 | 271.813 | 0 | 204.0042 | 5.5291e-06 | 210.6699 | 0 | 271.813 | 1.3428e-05 | 271.813 | 1.8774e-05 | 0.00020774 | 0.00020542 | 0.00011653 | 3.6869e-07 | 0 | 0 | 0 | 1.0006e-06 | 0 | 1.46e-07 | 2.5036e-07 | 0 | 7.1342e-05 | 6.8149e-05 | 1.5558e-06 | 8.2414e-07 | -1.5447e-09 | 0 | 3.7251e-06 | 4.8768e-06
|  | 272.0208 | -0.0007232 | 272.0208 | -0.00050875 | 208.287 | 4.4368e-05 | 211.2121 | -5.8968e-07 | 206.7069 | 0 | 204.2098 | 0 | 204.2098 | 0 | 272.0208 | 9.6297e-06 | 210.8723 | 0 | 211.2121 | -2.373e-05 | 204.2098 | -2.1567e-05 | 204.0042 | 0 | 210.8723 | -0.00092625 | 208.287 | 0.00033311 | 204.2098 | -2.7013e-06 | 272.0208 | 7.9317e-06 | 204.2098 | -5.5441e-06 | 210.8723 | 0 | 272.0208 | 2.2422e-05 | 272.0208 | 2.8161e-05 | 1.122e-05 | 3.4332e-05 | 0.00013066 | 2.7129e-08 | 0 | 0 | 0 | 1.0007e-06 | 0 | -3.2261e-07 | 1.3785e-06 | 0 | 8.0602e-05 | 6.9578e-05 | 1.3598e-06 | 8.2422e-07 | -2.8054e-07 | 0 | 3.7254e-06 | 4.8773e-06
|  | 272.2286 | 0.00083118 | 272.2286 | 0.00083913 | 208.494 | 0.0012183 | 211.4157 | 8.5612e-07 | 206.9144 | 0 | 204.4153 | 0 | 204.4153 | 0 | 272.2286 | 0 | 211.0747 | 0 | 211.4157 | 2.0562e-05 | 204.4153 | 3.4979e-05 | 204.2098 | 0 | 211.0748 | 0.0017226 | 208.494 | 0.00033929 | 204.4153 | 1.5932e-05 | 272.2286 | 0 | 204.4153 | 2.8145e-06 | 211.0748 | 0 | 272.2286 | 1.3428e-05 | 272.2286 | 1.8774e-05 | 5.4363e-05 | 8.4117e-05 | 0.00012492 | 1.0607e-08 | 0 | 0 | 0 | 1.0007e-06 | 0 | -9.095e-07 | 2.5591e-06 | 0 | 0.00025975 | 7.0723e-05 | 2.9762e-07 | 5.0188e-07 | -4.0037e-08 | 0 | 3.7256e-06 | 4.8775e-06
|  | 272.4365 | -0.00030805 | 272.4365 | -2.9694e-05 | 208.7009 | -1.1132e-05 | 211.6194 | -7.5196e-07 | 207.1219 | 0 | 204.6209 | 0 | 204.6209 | 0 | 272.4365 | 9.6297e-06 | 211.2772 | 0 | 211.6194 | -2.9493e-05 | 204.6209 | -1.0085e-05 | 204.4153 | 0 | 211.2772 | 0.00084345 | 208.7009 | 0.00034412 | 204.6209 | -1.3036e-05 | 272.4365 | 4.8295e-06 | 204.6209 | -3.204e-06 | 211.2772 | 0 | 272.4365 | 2.2422e-05 | 272.4365 | 2.8161e-05 | -0.00023228 | -0.0001339 | 0.0001138 | 4.2798e-07 | 0 | 0 | 0 | 1.0008e-06 | 0 | -2.2244e-06 | 2.5245e-06 | 0 | 0.0001381 | 7.158e-05 | -1.8827e-07 | 5.0193e-07 | -1.4845e-07 | 0 | 3.726e-06 | 4.878e-06
|  | 272.6443 | -0.0019269 | 272.6443 | -0.0012587 | 208.9079 | 0.0011108 | 211.8231 | 4.9546e-06 | 207.3294 | 0 | 204.8265 | 0 | 204.8265 | 0 | 272.6443 | 0 | 211.4797 | 0 | 211.8231 | 7.6497e-06 | 204.8265 | 3.4643e-05 | 204.6209 | 0 | 211.4797 | 0.00052069 | 208.9079 | 0.00034757 | 204.8265 | 1.1205e-05 | 272.6443 | 0 | 204.8265 | 1.7599e-06 | 211.4797 | 0 | 272.6443 | 1.3428e-05 | 272.6443 | 1.8774e-05 | -0.00011713 | -1.8713e-05 | 0.00010704 | 3.4153e-07 | 0 | 0 | 0 | 1.28e-06 | 0 | 2.6082e-07 | 1.1843e-06 | 0 | 0.00011604 | 7.2157e-05 | 1.1543e-06 | 8.2442e-07 | 3.8546e-07 | 0 | 4.1872e-06 | 4.8785e-06
|  | 272.8522 | 0.00079999 | 272.8522 | 0.0010786 | 209.1149 | -7.6577e-05 | 212.0268 | -1.6016e-06 | 207.537 | 0 | 205.0321 | 0 | 205.0321 | 0 | 272.8522 | 1.2315e-05 | 211.6822 | 0 | 212.0268 | -5.0891e-06 | 205.0321 | -2.3123e-05 | 204.8265 | 0 | 211.6822 | 0.00062544 | 209.1149 | 0.00034965 | 205.0321 | 2.4006e-08 | 272.8522 | 7.9317e-06 | 205.0321 | 1.9897e-06 | 211.6822 | 0 | 272.8522 | 2.6857e-05 | 272.8522 | 2.8161e-05 | 8.3857e-06 | 7.793e-05 | 0.00010422 | 3.5062e-07 | 0 | 0 | 0 | 1.2801e-06 | 0 | 1.4524e-06 | -1.7921e-06 | 0 | 2.0975e-05 | 7.2451e-05 | 1.6417e-06 | 8.245e-07 | 4.0431e-07 | 0 | 4.1876e-06 | 5.2029e-06
|  | 273.0601 | -0.00071932 | 273.0601 | -0.00032895 | 209.3219 | 0.0010835 | 212.2305 | 5.0438e-06 | 207.7445 | 0 | 205.2377 | 0 | 205.2377 | 0 | 273.0601 | 0 | 211.8847 | 0 | 212.2305 | 1.9348e-05 | 205.2377 | 5.6921e-06 | 205.0321 | 0 | 211.8847 | -0.00041828 | 209.3219 | 0.00035036 | 205.2377 | 1.5944e-05 | 273.0601 | 0 | 205.2377 | 1.9427e-06 | 211.8847 | 0 | 273.0601 | 1.3428e-05 | 273.0601 | 2.1891e-05 | 6.5977e-05 | 0.00010292 | 9.9685e-05 | 6.5642e-08 | 0 | 0 | 0 | 7.5269e-07 | 0 | 1.2804e-06 | -1.6395e-06 | 0 | 5.7247e-05 | 7.2463e-05 | 9.2311e-07 | 1.6233e-07 | -3.0455e-08 | 0 | 4.188e-06 | 4.8789e-06
|  | 273.268 | 0.001354 | 273.268 | 0.001319 | 209.5289 | -0.00012046 | 212.4342 | -4.3994e-06 | 207.9521 | 0 | 205.4434 | 0 | 205.4434 | 0 | 273.268 | 7.2402e-06 | 212.0872 | 0 | 212.4342 | -6.7775e-06 | 205.4434 | -2.1638e-05 | 205.2377 | 0 | 212.0872 | 0.00098364 | 209.5289 | 0.00034972 | 205.4434 | -6.9659e-06 | 273.268 | 1.5615e-06 | 205.4434 | -2.2389e-06 | 212.0872 | 0 | 273.268 | 2.6857e-05 | 273.268 | 2.504e-05 | 0.00024295 | 0.00022747 | 9.7809e-05 | 1.5723e-07 | 0 | 0 | 0 | 7.5273e-07 | 0 | 2.2438e-07 | -1.8931e-06 | 0 | 0.00021056 | 7.2207e-05 | -2.26e-07 | 1.6234e-07 | -2.7669e-07 | 0 | 4.1882e-06 | 4.8825e-06
|  | 273.476 | 0.00098292 | 273.476 | 0.00086902 | 209.7359 | 0.0010653 | 212.638 | 5.9426e-06 | 208.1596 | 0 | 205.649 | 0 | 205.649 | 0 | 273.476 | 0 | 212.2897 | 0 | 212.638 | 8.9799e-06 | 205.649 | 3.2255e-06 | 205.4434 | 0 | 212.2897 | 0.0010958 | 209.7359 | 0.00034783 | 205.649 | 4.7678e-06 | 273.476 | 0 | 205.649 | -4.5211e-07 | 212.2897 | 0 | 273.476 | 1.3428e-05 | 273.476 | 2.1923e-05 | -6.3402e-05 | -3.4271e-05 | 0.00010064 | 1.8109e-07 | 0 | 0 | 0 | 2.3646e-07 | 0 | -6.5889e-07 | -6.6341e-07 | 0 | -1.984e-05 | 7.1699e-05 | -6.8277e-07 | 1.623e-07 | -1.1413e-07 | 0 | 3.26e-06 | 5.2075e-06
|  | 273.6839 | -0.0015927 | 273.6839 | -0.0011986 | 209.943 | -9.3084e-05 | 212.8417 | -4.1651e-06 | 208.3672 | 0 | 205.8547 | 0 | 205.8547 | 0 | 273.6839 | 2.2742e-06 | 212.4922 | 0 | 212.8417 | -1.5447e-05 | 205.8547 | -9.6764e-06 | 205.649 | 0 | 212.4922 | -0.0012917 | 209.943 | 0.00034482 | 205.8547 | -1.1407e-05 | 273.6839 | 1.561e-06 | 205.8547 | -6.577e-07 | 212.4922 | 0 | 273.6839 | 1.7925e-05 | 273.6839 | 2.8161e-05 | -0.00016959 | -0.00011533 | 0.00011241 | 1.1748e-07 | 0 | 0 | 0 | 2.3647e-07 | 0 | -7.5387e-07 | -9.792e-07 | 0 | -0.00010929 | 7.0989e-05 | 2.3583e-07 | 1.6231e-07 | -3.95e-07 | 0 | 3.2602e-06 | 4.8804e-06
|  | 273.8919 | -3.8316e-05 | 273.8919 | 8.9444e-05 | 210.15 | 0.0011789 | 213.0455 | 5.3181e-06 | 208.5748 | 0 | 206.0603 | 0 | 206.0603 | 0 | 273.8919 | 0 | 212.6948 | 0 | 213.0455 | 8.0484e-06 | 206.0603 | 1.5437e-07 | 205.8547 | 0 | 212.6948 | 0.00021268 | 210.15 | 0.00034091 | 206.0603 | 1.37e-05 | 273.8919 | 0 | 206.0603 | -3.1834e-06 | 212.6948 | 0 | 273.8919 | 1.3428e-05 | 273.8919 | 1.8774e-05 | 7.4444e-05 | 0.00010283 | 0.00011471 | 3.2357e-07 | 0 | 0 | 0 | 7.6106e-07 | 0 | -1.3128e-06 | -4.8786e-06 | 0 | -9.1053e-05 | 7.012e-05 | 1.1521e-06 | 6.4733e-07 | -5.0864e-07 | 0 | 3.2606e-06 | 4.8811e-06
|  | 274.0999 | 0.00075416 | 274.0999 | 0.00089939 | 210.3571 | -7.0915e-05 | 213.2493 | -2.1429e-06 | 208.7824 | 0 | 206.2661 | 0 | 206.2661 | 0 | 274.0999 | 7.3182e-06 | 212.8973 | 0 | 213.2493 | -2.0931e-05 | 206.2661 | -4.7589e-05 | 206.0603 | 0 | 212.8974 | -0.0011117 | 210.3571 | 0.00033637 | 206.2661 | -2.4989e-06 | 274.0999 | 6.2246e-06 | 206.2661 | -1.762e-06 | 212.8974 | 0 | 274.0999 | 1.7925e-05 | 274.0999 | 2.8161e-05 | 0.00014046 | 0.00018083 | 0.00011756 | 4.4104e-07 | 0 | 0 | 0 | 7.6109e-07 | 0 | 2.045e-07 | 2.1682e-08 | 0 | 4.8515e-05 | 6.9151e-05 | 2.0628e-06 | 6.4736e-07 | 6.5341e-07 | 0 | 3.2608e-06 | 5.8576e-06
|  | 274.3079 | 0.00059637 | 274.3079 | 0.00083938 | 210.5641 | 0.0012063 | 213.4532 | 6.4707e-06 | 208.99 | 0 | 206.4718 | 0 | 206.4718 | 0 | 274.3079 | 0 | 213.1 | 0 | 213.4532 | 2.2937e-05 | 206.4718 | 4.78e-05 | 206.2661 | 0 | 213.0999 | 0.0015906 | 210.5641 | 0.0003315 | 206.4718 | 2.2554e-05 | 274.3079 | 0 | 206.4718 | 8.1148e-06 | 213.0999 | 0 | 274.3079 | 1.3428e-05 | 274.3079 | 2.8161e-05 | 0.00010982 | 0.00014662 | 0.00012729 | 8.3609e-07 | 0 | 0 | 0 | 2.3654e-07 | 0 | 1.0252e-06 | 3.0925e-06 | 0 | 0.00022876 | 6.8143e-05 | 1.8889e-06 | 3.2476e-07 | 6.8232e-07 | 0 | 3.7288e-06 | 5.8581e-06
|  | 274.5159 | 0.00045945 | 274.5159 | 0.00057026 | 210.7712 | 2.2998e-05 | 213.657 | 1.7326e-06 | 209.1977 | 0 | 206.6775 | 0 | 206.6775 | 0 | 274.5159 | 2.2742e-06 | 213.3025 | 0 | 213.657 | -1.2878e-05 | 206.6775 | -1.7733e-05 | 206.4718 | 0 | 213.3025 | 0.00066768 | 210.7712 | 0.00032659 | 206.6775 | -4.1897e-06 | 274.5159 | 3.1224e-06 | 206.6775 | -1.481e-06 | 213.3025 | 0 | 274.5159 | 2.2422e-05 | 274.5159 | 2.8161e-05 | -2.3368e-05 | 4.3841e-05 | 0.00012348 | 8.0772e-07 | 0 | 0 | 0 | 2.3655e-07 | 0 | 5.9788e-07 | 5.7309e-08 | 0 | 2.7863e-05 | 6.7154e-05 | 7.3054e-07 | 3.2478e-07 | -1.9838e-07 | 0 | 3.729e-06 | 5.5342e-06
|  | 274.7239 | -0.00068412 | 274.7239 | -0.00014877 | 210.9783 | 0.0011695 | 213.8608 | 6.1925e-06 | 209.4053 | 0 | 206.8832 | 0 | 206.8832 | 0 | 274.7239 | 0 | 213.5052 | 0 | 213.8608 | 1.8744e-05 | 206.8832 | 1.8291e-05 | 206.6775 | 0 | 213.5052 | -0.00039266 | 210.9783 | 0.0003219 | 206.8832 | 1.1291e-05 | 274.7239 | 0 | 206.8832 | -4.4753e-07 | 213.5052 | 0 | 274.7239 | 1.3428e-05 | 274.7239 | 2.5045e-05 | -0.00012227 | -4.6661e-05 | 0.0001164 | 3.8149e-07 | 0 | 0 | 0 | 2.373e-07 | 0 | 9.1063e-07 | 3.5557e-07 | 0 | -0.00011911 | 6.6224e-05 | 9.4742e-07 | 3.2237e-07 | -6.8469e-08 | 0 | 3.2617e-06 | 5.2108e-06
|  | 274.932 | -0.00049123 | 274.932 | -0.00029977 | 211.1855 | -4.5428e-05 | 214.0647 | -2.45e-06 | 209.613 | 0 | 207.089 | 0 | 207.089 | 0 | 274.932 | 2.281e-06 | 213.7078 | 0 | 214.0647 | -9.8111e-06 | 207.089 | -1.4834e-05 | 206.8832 | 0 | 213.7078 | -0.00078305 | 211.1855 | 0.00031761 | 207.089 | -2.0819e-06 | 274.932 | 3.0989e-06 | 207.089 | -2.1802e-07 | 213.7078 | 0 | 274.932 | 1.7925e-05 | 274.932 | 2.5045e-05 | -2.4022e-05 | 2.1835e-05 | 0.0001019 | 4.0595e-07 | 0 | 0 | 0 | 2.3731e-07 | 0 | 1.0927e-06 | -2.4989e-07 | 0 | 6.2456e-05 | 6.5394e-05 | 1.3238e-06 | 3.2239e-07 | 4.9715e-07 | 0 | 3.2619e-06 | 4.8835e-06
|  | 275.14 | 0.00026033 | 275.14 | 0.00050965 | 211.3926 | 0.0010294 | 214.2686 | 6.432e-06 | 209.8207 | 0 | 207.2947 | 0 | 207.2947 | 0 | 275.14 | 0 | 213.9104 | 0 | 214.2686 | 2.053e-05 | 207.2947 | 1.2405e-05 | 207.089 | 0 | 213.9104 | 0.0013995 | 211.3926 | 0.00031384 | 207.2947 | 1.4949e-05 | 275.14 | 0 | 207.2947 | 5.0504e-06 | 213.9104 | 0 | 275.14 | 1.3428e-05 | 275.14 | 2.1896e-05 | -6.7451e-05 | -1.5502e-05 | 9.5892e-05 | 5.6726e-07 | 0 | 0 | 0 | 2.405e-07 | 0 | -5.3e-07 | 2.1866e-06 | 0 | 0.00019053 | 6.4673e-05 | 1.2034e-06 | 1.6241e-07 | 5.687e-07 | 0 | 2.7943e-06 | 4.8806e-06
|  | 275.3481 | -0.00090862 | 275.3481 | -0.00065865 | 211.5997 | -0.00010354 | 214.4725 | -8.6794e-07 | 210.0284 | 0 | 207.5005 | 0 | 207.5005 | 0 | 275.3481 | 2.3115e-06 | 214.1131 | 0 | 214.4725 | -2.5729e-05 | 207.5005 | 8.8464e-06 | 207.2947 | 0 | 214.1131 | 0.00048091 | 211.5997 | 0.0003106 | 207.5005 | -3.2536e-06 | 275.3481 | 1.561e-06 | 207.5005 | 4.7689e-07 | 214.1131 | 0 | 275.3481 | 1.3428e-05 | 275.3481 | 2.5012e-05 | 0.00012108 | 0.00014037 | 0.00010274 | 2.3692e-07 | 0 | 0 | 0 | 2.4051e-07 | 0 | -1.316e-06 | 2.9921e-06 | 0 | 0.00016395 | 6.4057e-05 | 1.5996e-07 | 1.6242e-07 | 1.0941e-07 | 0 | 2.7944e-06 | 4.556e-06
|  | 275.5562 | 0.0020723 | 275.5562 | 0.0020077 | 211.8069 | 0.0010955 | 214.6764 | 3.1916e-06 | 210.2361 | 0 | 207.7063 | 0 | 207.7063 | 0 | 275.5562 | 0 | 214.3158 | 0 | 214.6764 | 1.2822e-05 | 207.7063 | 2.0232e-05 | 207.5005 | 0 | 214.3158 | 0.0011369 | 211.8069 | 0.00030785 | 207.7063 | 4.8081e-06 | 275.5562 | 0 | 207.7063 | 5.8633e-07 | 214.3158 | 0 | 275.5562 | 1.3428e-05 | 275.5562 | 1.8774e-05 | 0.00022331 | 0.00024011 | 9.4441e-05 | -3.7502e-08 | 0 | 0 | 0 | 2.3738e-07 | 0 | -7.1031e-07 | 1.5825e-06 | 0 | 9.7852e-05 | 6.353e-05 | -8.8695e-07 | 0 | -1.9602e-07 | 0 | 2.7948e-06 | 4.2352e-06
|  | 275.7644 | 7.3582e-05 | 275.7644 | 0.00029962 | 212.014 | -0.00018373 | 214.8804 | -3.5594e-06 | 210.4438 | 0 | 207.9121 | 0 | 207.9121 | 0 | 275.7644 | 2.281e-06 | 214.5184 | 0 | 214.8804 | -1.9788e-05 | 207.9121 | -4.8532e-06 | 207.7063 | 0 | 214.5184 | -0.00017134 | 212.014 | 0.00030547 | 207.9121 | -1.3427e-05 | 275.7644 | 0 | 207.9121 | -2.4912e-06 | 214.5184 | 0 | 275.7644 | 1.3428e-05 | 275.7644 | 2.1923e-05 | 8.1866e-05 | 9.9739e-05 | 0.00010699 | 4.9591e-07 | 0 | 0 | 0 | 2.3739e-07 | 0 | -7.9081e-07 | 2.3918e-06 | 0 | 5.4632e-05 | 6.3064e-05 | 6.1753e-08 | 0 | -1.4953e-07 | 0 | 2.795e-06 | 4.2354e-06
|  | 275.9725 | 0.00071307 | 275.9725 | 0.00065876 | 212.2212 | 0.0012166 | 215.0843 | 8.4222e-06 | 210.6516 | 0 | 208.1179 | 0 | 208.1179 | 0 | 275.9725 | 0 | 214.7211 | 0 | 215.0843 | 1.2033e-05 | 208.1179 | 2.8096e-05 | 207.9121 | 0 | 214.7211 | 0.0007104 | 212.2212 | 0.00030335 | 208.1179 | 1.4027e-05 | 275.9725 | 0 | 208.1179 | 1.0381e-06 | 214.7211 | 0 | 275.9725 | 1.3428e-05 | 275.9725 | 1.8774e-05 | 0.00012909 | 0.00013718 | 0.00011181 | 5.756e-07 | 0 | 0 | 0 | 0 | 0 | 5.2183e-08 | -2.392e-07 | 0 | 6.0973e-05 | 6.2653e-05 | 2.6556e-07 | 0 | -1.6893e-07 | 0 | 2.7951e-06 | 3.9079e-06
|  | 276.1807 | 0.00052731 | 276.1807 | 0.00065936 | 212.4284 | -0.00013734 | 215.2883 | -2.7779e-06 | 210.8593 | 0 | 208.3238 | 0 | 208.3238 | 0 | 276.1807 | 0 | 214.9238 | 0 | 215.2883 | -1.1521e-05 | 208.3238 | -3.042e-05 | 208.1179 | 0 | 214.9238 | -0.00010882 | 212.4284 | 0.0003014 | 208.3238 | -1.1447e-05 | 276.1807 | 0 | 208.3238 | -2.6795e-06 | 214.9238 | 0 | 276.1807 | 1.3428e-05 | 276.1807 | 1.8774e-05 | 3.096e-05 | 5.6231e-05 | 0.0001074 | 4.5282e-07 | 0 | 0 | 0 | 0 | 0 | -3.4677e-07 | -2.5345e-06 | 0 | 0.00018525 | 6.2261e-05 | 1.4182e-06 | 0 | -2.1699e-07 | 0 | 2.7955e-06 | 3.9084e-06
|  | 276.3888 | -0.00022987 | 276.3888 | -0.00011914 | 212.6356 | 0.0011741 | 215.4923 | 7.2173e-06 | 211.0671 | 0 | 208.5296 | 0 | 208.5296 | 0 | 276.3888 | 0 | 215.1266 | 0 | 215.4923 | 8.1217e-06 | 208.5296 | 5.7946e-06 | 208.3238 | 0 | 215.1266 | 0.0019365 | 212.6356 | 0.00029957 | 208.5296 | 2.5226e-05 | 276.3888 | 0 | 208.5296 | 5.7113e-07 | 215.1266 | 0 | 276.3888 | 1.3428e-05 | 276.3888 | 1.8774e-05 | 0.00011788 | 0.00011232 | 0.00011254 | 4.7102e-07 | 0 | 0 | 0 | 0 | 0 | -5.4944e-08 | -2.9225e-07 | 0 | 0.00013299 | 6.1898e-05 | 1.7673e-06 | 1.6003e-07 | 9.6371e-08 | 0 | 2.7956e-06 | 4.558e-06
|  | 276.597 | 0.0013623 | 276.597 | 0.0011981 | 212.8428 | -8.7812e-05 | 215.6963 | -2.5993e-06 | 211.2749 | 0 | 208.7355 | 0 | 208.7355 | 0 | 276.597 | 0 | 215.3293 | 0 | 215.6963 | -8.6604e-06 | 208.7355 | -8.6339e-06 | 208.5296 | 0 | 215.3293 | -0.00062458 | 212.8428 | 0.00029786 | 208.7355 | -8.0561e-06 | 276.597 | 1.5374e-06 | 208.7355 | 3.6515e-07 | 215.3293 | 0 | 276.597 | 1.3428e-05 | 276.597 | 2.5012e-05 | 0.00013763 | 0.0001372 | 0.00011972 | 1.3342e-07 | 0 | 0 | 0 | 0 | 0 | 3.5857e-07 | -4.1811e-07 | 0 | 0.00010026 | 6.157e-05 | -1.5048e-07 | 1.6005e-07 | 1.3838e-08 | 0 | 2.7959e-06 | 4.8862e-06
|  | 276.8052 | -4.029e-05 | 276.8052 | 0.0001198 | 213.05 | 0.0012433 | 215.9003 | 3.9071e-06 | 211.4827 | 0 | 208.9413 | 0 | 208.9413 | 0 | 276.8052 | 0 | 215.5321 | 0 | 215.9003 | 1.2175e-05 | 208.9413 | 4.5724e-06 | 208.7355 | 0 | 215.5321 | 0.0016135 | 213.05 | 0.00029636 | 208.9413 | 6.5943e-06 | 276.8052 | 0 | 208.9413 | -2.3073e-07 | 215.5321 | 0 | 276.8052 | 1.3428e-05 | 276.8052 | 2.1923e-05 | -5.9472e-05 | -3.1181e-05 | 0.00012027 | -9.8271e-08 | 0 | 0 | 0 | 0 | 0 | 6.5893e-07 | -2.9234e-06 | 0 | 0.00010115 | 6.1291e-05 | 9.3578e-08 | 0 | -1.4448e-07 | 0 | 2.7962e-06 | 4.2372e-06
|  | 277.0135 | -0.00053092 | 277.0135 | -0.00041929 | 213.2573 | -8.2533e-05 | 216.1043 | -4.8704e-06 | 211.6905 | 0 | 209.1472 | 0 | 209.1472 | 0 | 277.0135 | 0 | 215.7348 | 0 | 216.1043 | -5.7164e-06 | 209.1472 | -3.2972e-05 | 208.9413 | 0 | 215.7348 | -0.00061592 | 213.2573 | 0.00029518 | 209.1472 | -5.6853e-06 | 277.0135 | 0 | 209.1472 | -1.1728e-06 | 215.7348 | 0 | 277.0135 | 1.3428e-05 | 277.0135 | 1.8774e-05 | 1.1547e-05 | 3.1191e-06 | 0.00010252 | -7.8516e-08 | 0 | 0 | 0 | 0 | 0 | 7.8414e-07 | -3.4417e-06 | 0 | 2.5214e-05 | 6.1106e-05 | 9.1206e-07 | 1.6253e-07 | -1.0389e-07 | 0 | 2.7963e-06 | 4.234e-06
|  | 277.2217 | 0.00064183 | 277.2217 | 0.00044924 | 213.4645 | 0.0010718 | 216.3084 | 4.1008e-06 | 211.8983 | 0 | 209.3531 | 0 | 209.3531 | 0 | 277.2217 | 0 | 215.9376 | 0 | 216.3084 | 1.3402e-05 | 209.3531 | -4.5868e-07 | 209.1472 | 0 | 215.9376 | 0.00086461 | 213.4645 | 0.00029448 | 209.3531 | 1.4545e-05 | 277.2217 | 1.561e-06 | 209.3531 | 1.6367e-07 | 215.9376 | 0 | 277.2217 | 1.3428e-05 | 277.2217 | 2.1891e-05 | 3.9015e-05 | 2.1802e-05 | 0.00010366 | 2.4563e-07 | 0 | 0 | 0 | 0 | 0 | 6.9877e-07 | -1.8858e-06 | 0 | 3.8011e-05 | 6.1027e-05 | 8.5267e-07 | 1.6254e-07 | 1.3322e-07 | 0 | 2.7966e-06 | 4.2345e-06
|  | 277.43 | -0.00026715 | 277.43 | -0.00023987 | 213.6718 | -7.1569e-05 | 216.5125 | -1.6936e-06 | 212.1061 | 0 | 209.5591 | 0 | 209.5591 | 0 | 277.43 | 0 | 216.1404 | 0 | 216.5125 | -6.5535e-06 | 209.5591 | -1.7857e-05 | 209.3531 | 0 | 216.1404 | -0.00048976 | 213.6718 | 0.00029442 | 209.5591 | -6.2631e-06 | 277.43 | 0 | 209.5591 | 1.1303e-06 | 216.1404 | 0 | 277.43 | 1.3428e-05 | 277.43 | 1.8774e-05 | -1.9762e-05 | -3.1181e-06 | 0.00010852 | -2.002e-08 | 0 | 0 | 0 | 0 | 0 | -3.1422e-07 | -1.5452e-06 | 0 | 1.3548e-05 | 6.11e-05 | 9.7528e-08 | 0 | 2.1215e-07 | 0 | 2.7969e-06 | 4.2354e-06
|  | 277.6383 | 7.7385e-05 | 277.6383 | 0.00020993 | 213.8791 | 0.0011187 | 216.7166 | 1.4974e-06 | 212.314 | 0 | 209.765 | 0 | 209.765 | 0 | 277.6383 | 0 | 216.3432 | 0 | 216.7166 | 3.4741e-06 | 209.765 | 2.8505e-06 | 209.5591 | 0 | 216.3432 | 0.00062337 | 213.8791 | 0.00029514 | 209.765 | 7.2103e-06 | 277.6383 | 0 | 209.765 | 9.3015e-07 | 216.3432 | 0 | 277.6383 | 1.3428e-05 | 277.6383 | 2.1896e-05 | 0.00010184 | 0.00011545 | 0.00010827 | 3.9011e-08 | 0 | 0 | 0 | 0 | 0 | -2.6007e-07 | 6.9639e-07 | 0 | 5.5274e-05 | 6.1347e-05 | 5.1829e-07 | 1.6263e-07 | 8.4853e-08 | 0 | 2.7971e-06 | 4.5604e-06
|  | 277.8465 | 0.00090043 | 277.8465 | 0.0008986 | 214.0864 | -7.4105e-05 | 216.9206 | -1.1151e-06 | 212.5219 | 0 | 209.9709 | 0 | 209.9709 | 0 | 277.8465 | 0 | 216.5461 | 0 | 216.9206 | -6.0225e-06 | 209.9709 | 3.9122e-06 | 209.765 | 0 | 216.5461 | -7.8357e-05 | 214.0864 | 0.00029675 | 209.9709 | -2.1771e-06 | 277.8465 | 1.5615e-06 | 209.9709 | -1.0614e-07 | 216.5461 | 0 | 277.8465 | 1.3428e-05 | 277.8465 | 2.1891e-05 | 8.5635e-05 | 9.0486e-05 | 0.00010446 | 5.6941e-07 | 0 | 0 | 0 | 0 | 0 | 1.5201e-06 | 1.19e-06 | 0 | -3.5282e-05 | 6.1783e-05 | 1.2407e-06 | 3.2527e-07 | 1.5575e-07 | 0 | 2.7973e-06 | 4.8881e-06
|  | 278.0549 | -7.8245e-05 | 278.0549 | -2.9842e-05 | 214.2937 | 0.0010819 | 217.1248 | 6.6938e-06 | 212.7297 | 0 | 210.1769 | 0 | 210.1769 | 0 | 278.0549 | 0 | 216.7489 | 0 | 217.1248 | 2.0915e-05 | 210.1769 | 7.6442e-06 | 209.9709 | 0 | 216.7489 | -0.00026954 | 214.2937 | 0.00029931 | 210.1769 | 1.4225e-05 | 278.0549 | 1.5615e-06 | 210.1769 | 1.6187e-06 | 216.7489 | 0 | 278.0549 | 1.3428e-05 | 278.0549 | 2.504e-05 | 5.4792e-05 | 5.3052e-05 | 0.00010268 | 4.5632e-07 | 0 | 0 | 0 | 0 | 0 | -8.6955e-07 | -1.5961e-06 | 0 | -0.00014962 | 6.241e-05 | 3.9781e-07 | 1.6265e-07 | 4.667e-07 | 0 | 2.7975e-06 | 4.5639e-06
|  | 278.2632 | 0.00060425 | 278.2632 | 0.00053915 | 214.501 | -9.1255e-05 | 217.3289 | -2.2229e-06 | 212.9376 | 0 | 210.3829 | 0 | 210.3829 | 0 | 278.2632 | 0 | 216.9518 | 0 | 217.3289 | -2.9435e-05 | 210.3829 | -2.3142e-05 | 210.1769 | 0 | 216.9518 | -0.0012056 | 214.501 | 0.0003028 | 210.3829 | -1.0363e-05 | 278.2632 | 0 | 210.3829 | 2.9128e-06 | 216.9518 | 0 | 278.2632 | 1.3428e-05 | 278.2632 | 1.8774e-05 | -7.9064e-06 | 3.0779e-06 | 0.00010621 | 2.3283e-07 | 0 | 0 | 0 | 0 | 0 | -1.1889e-06 | 1.2705e-06 | 0 | 9.342e-05 | 6.3235e-05 | 7.6955e-07 | 0 | 6.1875e-07 | 0 | 2.7978e-06 | 4.2396e-06
|  | 278.4715 | -0.00068015 | 278.4715 | -0.0005096 | 214.7083 | 0.0011158 | 217.5331 | 4.5038e-06 | 213.1455 | 0 | 210.5889 | 0 | 210.5889 | 0 | 278.4715 | 0 | 217.1546 | 0 | 217.5331 | 1.7788e-05 | 210.5889 | 3.5478e-05 | 210.3829 | 0 | 217.1546 | 0.0021266 | 214.7083 | 0.00030717 | 210.5889 | 1.7834e-05 | 278.4715 | 0 | 210.5889 | 3.0947e-06 | 217.1546 | 0 | 278.4715 | 1.3428e-05 | 278.4715 | 2.1923e-05 | -7.0839e-05 | -5.9327e-05 | 0.00010689 | -1.6565e-07 | 0 | 0 | 0 | 0 | 0 | 2.1768e-07 | -3.3807e-07 | 0 | 0.00036257 | 6.4218e-05 | 2.1261e-06 | 0 | 2.0327e-08 | 0 | 2.7979e-06 | 4.5651e-06
|  | 278.6799 | 1.8424e-07 | 278.6799 | -5.9865e-05 | 214.9156 | -8.4715e-05 | 217.7372 | -6.1266e-06 | 213.3535 | 0 | 210.7948 | 0 | 210.7948 | 0 | 278.6799 | 0 | 217.3575 | 0 | 217.7372 | -1.5655e-05 | 210.7948 | -3.876e-05 | 210.5889 | 0 | 217.3575 | 0.0014476 | 214.9156 | 0.00031229 | 210.7948 | 2.8072e-06 | 278.6799 | 0 | 210.7948 | -2.8974e-06 | 217.3575 | 0 | 278.6799 | 1.3428e-05 | 278.6799 | 2.1896e-05 | 7.0779e-05 | 5.6249e-05 | 0.00010328 | -3.3244e-07 | 0 | 0 | 0 | 5.1743e-07 | 0 | 6.9507e-07 | -7.852e-07 | 0 | 0.00033044 | 6.5338e-05 | 1.5576e-06 | 3.2569e-07 | 9.6779e-08 | 0 | 3.2669e-06 | 5.2157e-06
|  | 278.8883 | 0.0006791 | 278.8883 | 0.0005997 | 215.123 | 0.0010809 | 217.9414 | 2.8705e-06 | 213.5614 | 0 | 211.0009 | 0 | 211.0009 | 0 | 278.8883 | 4.966e-06 | 217.5604 | 0 | 217.9414 | 2.2463e-05 | 211.0009 | 3.1137e-05 | 210.7948 | 0 | 217.5604 | 0.0018096 | 215.123 | 0.00031793 | 211.0009 | 1.2314e-05 | 278.8883 | 3.1257e-06 | 211.0009 | 3.8369e-06 | 217.5604 | 0 | 278.8883 | 1.7925e-05 | 278.8883 | 2.8161e-05 | -2.7856e-05 | -2.183e-05 | 9.8481e-05 | 1.284e-07 | 0 | 0 | 0 | 5.1746e-07 | 0 | 1.1345e-06 | 4.794e-07 | 0 | 0.00029113 | 6.6537e-05 | 7.29e-07 | 3.257e-07 | 2.5733e-07 | 0 | 3.2671e-06 | 5.5436e-06
|  | 279.0967 | -0.00094644 | 279.0967 | -0.00080921 | 215.3304 | -0.0001311 | 218.1456 | -1.6129e-06 | 213.7693 | 0 | 211.2069 | 0 | 211.2069 | 0 | 279.0967 | 0 | 217.7633 | 0 | 218.1456 | -1.1351e-05 | 211.2069 | -2.6483e-05 | 211.0009 | 0 | 217.7633 | 0.00106 | 215.3304 | 0.0003238 | 211.2069 | -5.2371e-06 | 279.0967 | 0 | 211.2069 | -1.3388e-06 | 217.7633 | 0 | 279.0967 | 1.3428e-05 | 279.0967 | 2.504e-05 | -9.0912e-05 | -5.6208e-05 | 9.8188e-05 | 2.6575e-07 | 0 | 0 | 0 | 7.1554e-07 | 0 | 2.0396e-07 | -1.3632e-06 | 0 | 0.00011366 | 6.7747e-05 | 2.0906e-06 | 5.0326e-07 | -9.6701e-08 | 0 | 3.2672e-06 | 5.5438e-06
|  | 279.3051 | 7.4005e-05 | 279.3051 | 0.00026981 | 215.5378 | 0.001078 | 218.3499 | 4.2156e-06 | 213.9773 | 0 | 211.4129 | 0 | 211.4129 | 0 | 279.3051 | 6.8667e-06 | 217.9662 | 0 | 218.3499 | 1.3349e-05 | 211.4129 | 1.325e-05 | 211.2069 | 0 | 217.9662 | 6.0202e-05 | 215.5378 | 0.00032955 | 211.4129 | 2.553e-05 | 279.3051 | 4.8295e-06 | 211.4129 | 4.0011e-07 | 217.9662 | 0 | 279.3051 | 1.7925e-05 | 279.3051 | 2.8161e-05 | -2.3996e-05 | 6.2443e-06 | 0.00011441 | 3.6369e-07 | 0 | 0 | 0 | 7.1565e-07 | 0 | 1.5775e-06 | 5.3662e-07 | 0 | -2.6981e-05 | 6.8882e-05 | 1.9177e-06 | 5.0333e-07 | -1.6806e-07 | 0 | 3.2677e-06 | 5.87e-06
|  | 279.5135 | -0.00030425 | 279.5135 | -0.0002099 | 215.7451 | 2.5313e-05 | 218.5541 | -6.5414e-07 | 214.1853 | 0 | 211.619 | 0 | 211.619 | 0 | 279.5135 | 0 | 218.1692 | 0 | 218.5541 | 2.0983e-06 | 211.619 | -8.0421e-06 | 211.4129 | 0 | 218.1692 | -0.0003261 | 215.7451 | 0.00033475 | 211.619 | -6.9175e-06 | 279.5135 | 0 | 211.619 | -2.0313e-06 | 218.1692 | 0 | 279.5135 | 1.3428e-05 | 279.5135 | 2.8161e-05 | -7.0889e-05 | -5.9342e-05 | 0.00011794 | 3.1971e-07 | 0 | 0 | 0 | 5.1758e-07 | 0 | 2.0856e-06 | 1.1012e-06 | 0 | 0.00015788 | 6.9862e-05 | 9.5698e-08 | 1.6309e-07 | -7.7969e-08 | 0 | 3.73e-06 | 5.8702e-06
|  | 279.722 | -0.00037591 | 279.722 | -0.00035947 | 215.9525 | 0.001112 | 218.7584 | 3.7847e-06 | 214.3933 | 0 | 211.8251 | 0 | 211.8251 | 0 | 279.722 | 4.966e-06 | 218.3721 | 0 | 218.7584 | 1.8324e-05 | 211.8251 | 1.873e-05 | 211.619 | 0 | 218.3721 | 0.0018819 | 215.9525 | 0.00033895 | 211.8251 | 7.8463e-06 | 279.722 | 1.5648e-06 | 211.8251 | 1.2745e-06 | 218.3721 | 0 | 279.722 | 2.236e-05 | 279.722 | 2.8161e-05 | 5.1384e-05 | 4.3749e-05 | 0.00011271 | -1.0866e-07 | 0 | 0 | 0 | 5.1763e-07 | 0 | 6.0507e-07 | 3.9912e-07 | 0 | 0.00023746 | 7.0587e-05 | -1.8197e-07 | 1.6311e-07 | 1.5752e-07 | 0 | 3.7303e-06 | 5.5454e-06
|  | 279.9305 | 0.00086887 | 279.9305 | 0.00077918 | 216.1599 | -2.5132e-05 | 218.9626 | -4.8485e-06 | 214.6013 | 0 | 212.0311 | 0 | 212.0311 | 0 | 279.9305 | 0 | 218.5751 | 0 | 218.9626 | -1.24e-05 | 212.0311 | -1.4856e-05 | 211.8251 | 0 | 218.5751 | 0.00045791 | 216.1599 | 0.0003417 | 212.0311 | -9.6123e-06 | 279.9305 | 0 | 212.0311 | 2.5417e-07 | 218.5751 | 0 | 279.9305 | 1.3428e-05 | 279.9305 | 2.504e-05 | 0.00011415 | 0.0001124 | 0.00011353 | -2.6796e-07 | 0 | 0 | 0 | 7.5861e-07 | 0 | 1.4006e-06 | 7.8676e-07 | 0 | 0.00021534 | 7.0975e-05 | -3.1535e-08 | 3.2297e-07 | 2.0945e-07 | 0 | 3.7305e-06 | 5.5457e-06
|  | 280.1389 | 0.00022624 | 280.1389 | 0.00029911 | 216.3674 | 0.0011198 | 219.1669 | 2.2251e-06 | 214.8093 | 0 | 212.2372 | 0 | 212.2372 | 0 | 280.1389 | 7.2775e-06 | 218.7781 | 0 | 219.1669 | 2.6112e-05 | 212.2372 | 2.2491e-05 | 212.0311 | 0 | 218.7781 | 0.001664 | 216.3674 | 0.00034264 | 212.2372 | 9.3063e-06 | 280.1389 | 3.0983e-06 | 212.2372 | 1.7783e-06 | 218.7781 | 0 | 280.1389 | 2.236e-05 | 280.1389 | 2.8161e-05 | 3.5547e-05 | 4.0583e-05 | 0.00010968 | -1.436e-07 | 0 | 0 | 0 | 7.5872e-07 | 0 | 5.0776e-07 | 1.7335e-07 | 0 | 0.00011255 | 7.0961e-05 | 1.0215e-06 | 3.2302e-07 | -2.4975e-07 | 0 | 3.7311e-06 | 4.8933e-06
|  | 280.3474 | 0.00011472 | 280.3474 | 9.0151e-05 | 216.5748 | -6.2328e-05 | 219.3713 | -3.6308e-06 | 215.0173 | 0 | 212.4434 | 0 | 212.4434 | 0 | 280.3474 | 0 | 218.9811 | 0 | 219.3713 | -2.1142e-05 | 212.4434 | -2.0809e-05 | 212.2372 | 0 | 218.9811 | -0.00055511 | 216.5748 | 0.00034151 | 212.4434 | 6.055e-07 | 280.3474 | 0 | 212.4434 | -4.2017e-06 | 218.9811 | 0 | 280.3474 | 1.3428e-05 | 280.3474 | 1.8774e-05 | 5.146e-05 | 5.9405e-05 | 0.00011942 | 5.184e-07 | 0 | 0 | 0 | 7.5486e-07 | 0 | -5.4613e-07 | 9.0189e-07 | 0 | 0.00010695 | 7.0509e-05 | 1.9879e-06 | 4.8583e-07 | -1.6937e-08 | 0 | 4.2001e-06 | 4.8935e-06
|  | 280.556 | 0.00037886 | 280.556 | 0.00047963 | 216.7823 | 0.0012136 | 219.5756 | 8.7054e-06 | 215.2254 | 0 | 212.6495 | 0 | 212.6495 | 0 | 280.556 | 7.2402e-06 | 219.1841 | 0 | 219.5756 | 1.5796e-05 | 212.6495 | 2.956e-05 | 212.4434 | 0 | 219.1841 | 0.0016088 | 216.7823 | 0.00033823 | 212.6495 | 1.8683e-05 | 280.556 | 4.6598e-06 | 212.6495 | 4.0373e-06 | 219.1841 | 0 | 280.556 | 2.6857e-05 | 280.556 | 2.8161e-05 | 7.1204e-05 | 9.0619e-05 | 0.00012841 | 5.9919e-07 | 0 | 0 | 0 | 7.549e-07 | 0 | -9.2846e-08 | -4.1258e-07 | 0 | 9.8976e-05 | 6.9614e-05 | 6.0053e-07 | 4.8585e-07 | 3.1339e-07 | 0 | 4.2003e-06 | 5.2221e-06
|  | 280.7645 | 0.00030406 | 280.7645 | 0.00038949 | 216.9897 | 2.4365e-05 | 219.7799 | -2.8411e-06 | 215.4334 | 0 | 212.8556 | 0 | 212.8556 | 0 | 280.7645 | 0 | 219.3871 | 0 | 219.7799 | -1.6705e-05 | 212.8556 | -3.3563e-05 | 212.6495 | 0 | 219.3871 | -0.00063382 | 216.9897 | 0.00033289 | 212.8556 | -1.2857e-05 | 280.7645 | 0 | 212.8556 | -9.9688e-07 | 219.3871 | 0 | 280.7645 | 1.3428e-05 | 280.7645 | 2.1923e-05 | 7.1484e-05 | 8.7532e-05 | 0.00013127 | 6.4291e-07 | 0 | 0 | 0 | 1.0042e-06 | 0 | 1.7031e-06 | -2.4889e-06 | 0 | -3.3865e-05 | 6.8327e-05 | 8.0631e-07 | 6.6394e-07 | -2.2523e-08 | 0 | 3.7385e-06 | 5.2228e-06
|  | 280.9731 | 0.00038145 | 280.9731 | 0.0004499 | 217.1972 | 0.0012411 | 219.9843 | 9.133e-06 | 215.6415 | 0 | 213.0618 | 0 | 213.0618 | 0 | 280.9731 | 9.6297e-06 | 219.5901 | 0 | 219.9843 | 3.3372e-05 | 213.0618 | 9.4148e-06 | 212.8556 | 0 | 219.5901 | 0.00030023 | 217.1972 | 0.00032577 | 213.0618 | 2.068e-05 | 280.9731 | 6.3669e-06 | 213.0618 | 7.7836e-07 | 219.5901 | 0 | 280.9731 | 2.2422e-05 | 280.9731 | 2.8161e-05 | 6.7178e-05 | 6.8747e-05 | 0.0001189 | 6.6583e-07 | 0 | 0 | 0 | 1.0042e-06 | 0 | 2.0824e-06 | -9.1201e-08 | 0 | 0.00012476 | 6.6721e-05 | 1.7719e-06 | 6.6397e-07 | 4.9329e-08 | 0 | 3.7387e-06 | 5.2231e-06
|  | 281.1816 | 0.00026273 | 281.1816 | 0.00020932 | 217.4047 | -9.5008e-05 | 220.1886 | -2.6171e-06 | 215.8496 | 0 | 213.268 | 0 | 213.268 | 0 | 281.1816 | 0 | 219.7932 | 0 | 220.1886 | -1.2994e-05 | 213.268 | -1.03e-05 | 213.0618 | 0 | 219.7932 | 0.00092852 | 217.4047 | 0.00031731 | 213.268 | -3.4915e-06 | 281.1816 | 0 | 213.268 | -2.9986e-07 | 219.7932 | 0 | 281.1816 | 1.3428e-05 | 281.1816 | 2.1923e-05 | 0.00013777 | 0.00012187 | 0.00010725 | 1.3449e-07 | 0 | 0 | 0 | 1.2844e-06 | 0 | -4.7584e-07 | -8.6005e-08 | 0 | 0.0001727 | 6.4879e-05 | 5.9283e-07 | 6.6689e-07 | 7.7196e-08 | 0 | 4.2015e-06 | 5.2236e-06
|  | 281.3902 | 0.0010582 | 281.3902 | 0.00095919 | 217.6122 | 0.0011288 | 220.393 | 3.933e-06 | 216.0577 | 0 | 213.4741 | 0 | 213.4741 | 0 | 281.3902 | 1.2315e-05 | 219.9963 | 0 | 220.393 | 8.3379e-06 | 213.4741 | 9.4652e-06 | 213.268 | 0 | 219.9963 | 0.00077247 | 217.6122 | 0.00030806 | 213.4741 | 9.2421e-06 | 281.3902 | 6.3943e-06 | 213.4741 | 1.0487e-06 | 219.9963 | 0 | 281.3902 | 2.6857e-05 | 281.3902 | 2.8161e-05 | 0.00016173 | 0.00015635 | 0.00011358 | -2.4797e-07 | 0 | 0 | 0 | 1.2845e-06 | 0 | -5.798e-07 | -1.8799e-06 | 0 | -2.2984e-05 | 6.295e-05 | 1.6007e-06 | 6.6696e-07 | -1.7267e-07 | 0 | 4.2019e-06 | 4.8956e-06
|  | 281.5988 | 0.00049236 | 281.5988 | 0.00053974 | 217.8197 | -3.408e-05 | 220.5974 | -6.3594e-06 | 216.2658 | 0 | 213.6803 | 0 | 213.6803 | 0 | 281.5988 | 0 | 220.1994 | 0 | 220.5974 | -1.4011e-05 | 213.6803 | -2.77e-05 | 213.4741 | 0 | 220.1994 | -0.00099883 | 217.8197 | 0.00029862 | 213.6803 | 6.2845e-06 | 281.5988 | 0 | 213.6803 | -2.7236e-06 | 220.1994 | 0 | 281.5988 | 1.3428e-05 | 281.5988 | 1.8774e-05 | 9.4437e-05 | 0.00011879 | 0.00010156 | -3.3762e-08 | 0 | 0 | 0 | 1.2845e-06 | 0 | -2.3349e-07 | -3.2158e-06 | 0 | -8.1071e-05 | 6.1039e-05 | 1.7112e-06 | 8.2735e-07 | -2.4957e-07 | 0 | 4.2021e-06 | 4.8959e-06
|  | 281.8075 | 0.000413 | 281.8075 | 0.00059911 | 218.0273 | 0.0010128 | 220.8019 | 6.029e-06 | 216.4739 | 0 | 213.8865 | 0 | 213.8865 | 0 | 281.8075 | 1.2315e-05 | 220.4025 | 0 | 220.8019 | 1.1727e-05 | 213.8865 | -3.4898e-06 | 213.6803 | 0 | 220.4025 | 0.00020053 | 218.0273 | 0.0002896 | 213.8865 | 1.0312e-05 | 281.8075 | 7.9317e-06 | 213.8865 | 3.0304e-07 | 220.4025 | 0 | 281.8075 | 2.6857e-05 | 281.8075 | 2.8161e-05 | 0.00010619 | 0.00013125 | 9.6707e-05 | 4.6794e-07 | 0 | 0 | 0 | 1.2847e-06 | 0 | 3.7917e-08 | -7.5791e-07 | 0 | -2.6712e-05 | 5.9268e-05 | -7.5783e-07 | 8.2743e-07 | -3.3573e-07 | 0 | 4.2025e-06 | 4.8963e-06
|  | 282.0161 | 0.00060492 | 282.0161 | 0.00065908 | 218.2348 | -8.0881e-05 | 221.0063 | -1.4517e-06 | 216.6821 | 0 | 214.0928 | 0 | 214.0928 | 0 | 282.0161 | 0 | 220.6056 | 0 | 221.0063 | -1.1356e-05 | 214.0928 | -3.8603e-06 | 213.8865 | 0 | 220.6056 | -0.00046356 | 218.2348 | 0.00028156 | 214.0928 | -1.7662e-05 | 282.0161 | 0 | 214.0928 | -3.5589e-06 | 220.6056 | 0 | 282.0161 | 1.3428e-05 | 282.0161 | 1.8774e-05 | 3.5637e-05 | 6.5648e-05 | 9.5685e-05 | 3.2029e-07 | 0 | 0 | 0 | 1.2848e-06 | 0 | 1.7579e-06 | 2.7569e-06 | 0 | 7.1216e-06 | 5.7754e-05 | -3.3411e-07 | 4.8902e-07 | -1.1982e-07 | 0 | 3.7403e-06 | 4.8968e-06
|  | 282.2247 | -0.00026334 | 282.2247 | -2.9842e-05 | 218.4423 | 0.0010029 | 221.2108 | 4.585e-06 | 216.8902 | 0 | 214.299 | 0 | 214.299 | 0 | 282.2247 | 1.2315e-05 | 220.8087 | 0 | 221.2108 | 2.8553e-05 | 214.299 | 3.0596e-05 | 214.0928 | 0 | 220.8087 | 0.00053368 | 218.4423 | 0.00027497 | 214.299 | 1.4422e-05 | 282.2247 | 4.6872e-06 | 214.299 | 2.397e-06 | 220.8087 | 0 | 282.2247 | 2.2422e-05 | 282.2247 | 2.8161e-05 | -3.9798e-05 | -3.0792e-06 | 9.5769e-05 | 3.3728e-07 | 0 | 0 | 0 | 1.2849e-06 | 0 | 2.0977e-06 | -4.1385e-07 | 0 | 0.00010521 | 5.658e-05 | 4.8614e-07 | 4.8904e-07 | 2.0105e-08 | 0 | 3.7405e-06 | 4.897e-06
|  | 282.4334 | -0.0001181 | 282.4334 | 3.2912e-07 | 218.6499 | -8.014e-05 | 221.4152 | -1.286e-06 | 217.0984 | 0 | 214.5053 | 0 | 214.5053 | 0 | 282.4334 | 0 | 221.0118 | 0 | 221.4152 | -8.0348e-06 | 214.5053 | -3.4609e-05 | 214.299 | 0 | 221.0118 | 0.00050216 | 218.6499 | 0.00027021 | 214.5053 | -9.7077e-06 | 282.4334 | 0 | 214.5053 | -2.202e-06 | 221.0118 | 0 | 282.4334 | 1.3428e-05 | 282.4334 | 1.8774e-05 | 0.00015708 | 0.00016881 | 0.00010878 | 2.7946e-07 | 0 | 0 | 0 | 9.9672e-07 | 0 | 9.1632e-07 | -2.6807e-06 | 0 | 0.00027224 | 5.5816e-05 | 7.0799e-09 | 8.2767e-07 | 1.3987e-07 | 0 | 4.2037e-06 | 4.8977e-06
|  | 282.6421 | 0.0016235 | 282.6421 | 0.0016174 | 218.8575 | 0.0011282 | 221.6197 | 4.0192e-06 | 217.3066 | 0 | 214.7115 | 0 | 214.7115 | 0 | 282.6421 | 9.5517e-06 | 221.215 | 0 | 221.6197 | 1.6997e-05 | 214.7115 | 8.6157e-06 | 214.5053 | 0 | 221.215 | 0.0021779 | 218.8575 | 0.00026756 | 214.7115 | 9.7763e-06 | 282.6421 | 7.9317e-06 | 214.7115 | 3.5583e-06 | 221.215 | 0 | 282.6421 | 2.6857e-05 | 282.6421 | 2.8161e-05 | 0.00012541 | 0.00016257 | 0.00011006 | -2.4136e-08 | 0 | 0 | 0 | 9.9677e-07 | 0 | 1.3058e-06 | -3.9405e-07 | 0 | 0.00016525 | 5.5504e-05 | 1.1052e-06 | 8.2771e-07 | 2.7876e-07 | 0 | 4.2039e-06 | 4.898e-06
|  | 282.8508 | -0.00042174 | 282.8508 | -5.9487e-05 | 219.0651 | -6.7879e-05 | 221.8243 | -4.2553e-06 | 217.5148 | 0 | 214.9178 | 0 | 214.9178 | 0 | 282.8508 | 0 | 221.4181 | 0 | 221.8243 | -4.2269e-06 | 214.9178 | -1.2436e-05 | 214.7115 | 0 | 221.4182 | -0.00055107 | 219.0651 | 0.00026717 | 214.9178 | 9.3943e-07 | 282.8508 | 0 | 214.9178 | -8.5554e-07 | 221.4182 | 0 | 282.8508 | 1.3428e-05 | 282.8508 | 1.8774e-05 | -2.7945e-05 | 3.1538e-06 | 0.00011025 | -5.2026e-07 | 0 | 0 | 0 | 1.2852e-06 | 0 | 1.7137e-06 | -4.7932e-07 | 0 | -0.00012841 | 5.5658e-05 | 2.2061e-06 | 6.6731e-07 | 1.7529e-07 | 0 | 3.7348e-06 | 4.5724e-06
|  | 283.0596 | 0.00015396 | 283.0596 | 8.9707e-05 | 219.2727 | 0.00113 | 222.0288 | -8.3209e-07 | 217.723 | 0 | 215.1241 | 0 | 215.1241 | 0 | 283.0596 | 1.2315e-05 | 221.6213 | 0 | 222.0288 | 2.0984e-05 | 215.1241 | 7.7895e-06 | 214.9178 | 0 | 221.6213 | -0.00071288 | 219.2727 | 0.00026905 | 215.1241 | 2.0448e-05 | 283.0596 | 6.3943e-06 | 215.1241 | 2.5549e-06 | 221.6213 | 0 | 283.0596 | 2.236e-05 | 283.0596 | 2.504e-05 | 4.7825e-05 | 5.0015e-05 | 0.00012925 | -5.6539e-08 | 0 | 0 | 0 | 1.2853e-06 | 0 | 1.1606e-06 | 1.4368e-07 | 0 | -0.00013556 | 5.6276e-05 | 1.9823e-06 | 6.674e-07 | 9.2484e-08 | 0 | 3.7354e-06 | 4.5731e-06
|  | 283.2683 | 0.00030424 | 283.2683 | 0.00038948 | 219.4803 | 0.00011509 | 222.2333 | 2.7925e-07 | 217.9312 | 0 | 215.3304 | 0 | 215.3304 | 0 | 283.2683 | 0 | 221.8245 | 0 | 222.2333 | -9.6357e-06 | 215.3304 | -6.3965e-06 | 215.1241 | 0 | 221.8245 | -0.00062134 | 219.4803 | 0.00027308 | 215.3304 | -1.2306e-06 | 283.2683 | 0 | 215.3304 | -1.6583e-06 | 221.8245 | 0 | 283.2683 | 1.3428e-05 | 283.2683 | 1.8774e-05 | 4.1406e-06 | 3.7606e-05 | 0.00012761 | 4.7358e-07 | 0 | 0 | 0 | 1.2854e-06 | 0 | -1.0033e-07 | 1.0437e-06 | 0 | 0.00014045 | 5.7311e-05 | 8.6805e-07 | 6.4972e-07 | 1.797e-08 | 0 | 4.2049e-06 | 4.8991e-06
|  | 283.4771 | -0.00026457 | 283.4771 | -2.92e-05 | 219.6879 | 0.0011142 | 222.4379 | 4.351e-06 | 218.1395 | 0 | 215.5367 | 0 | 215.5367 | 0 | 283.4771 | 1.2315e-05 | 222.0277 | 0 | 222.4379 | 8.6547e-06 | 215.5367 | 1.6514e-05 | 215.3304 | 0 | 222.0277 | 0.0020037 | 219.6879 | 0.00027898 | 215.5367 | 9.6448e-06 | 283.4771 | 6.2246e-06 | 215.5367 | 1.8325e-06 | 222.0277 | 0 | 283.4771 | 2.6857e-05 | 283.4771 | 2.8161e-05 | 2.7803e-05 | 2.5164e-05 | 0.00011594 | 6.8219e-08 | 0 | 0 | 0 | 1.2855e-06 | 0 | 1.4139e-07 | 1.3736e-07 | 0 | 4.2591e-05 | 5.8688e-05 | 5.703e-07 | 6.4979e-07 | 3.918e-07 | 0 | 4.2054e-06 | 4.8996e-06
|  | 283.6858 | 0.00053091 | 283.6858 | 0.00027026 | 219.8956 | 2.5484e-06 | 222.6425 | -3.6841e-06 | 218.3477 | 0 | 215.7431 | 0 | 215.7431 | 0 | 283.6858 | 0 | 222.231 | 0 | 222.6425 | -7.2725e-06 | 215.7431 | -1.5182e-05 | 215.5367 | 0 | 222.231 | -0.0015846 | 219.8956 | 0.0002863 | 215.7431 | -4.1168e-06 | 283.6858 | 0 | 215.7431 | 1.9653e-06 | 222.231 | 0 | 283.6858 | 1.3428e-05 | 283.6858 | 1.8774e-05 | 1.2246e-05 | -6.1173e-06 | 0.00013338 | 2.442e-07 | 0 | 0 | 0 | 7.5584e-07 | 0 | 1.447e-06 | -2.2359e-07 | 0 | -8.489e-05 | 6.03e-05 | 1.7692e-06 | 3.3871e-07 | 5.6122e-07 | 0 | 3.7361e-06 | 4.8998e-06
|  | 283.8946 | -0.0004136 | 283.8946 | -0.00032885 | 220.1032 | 0.0012821 | 222.847 | 6.0713e-06 | 218.556 | 0 | 215.9494 | 0 | 215.9494 | 0 | 283.8946 | 7.2402e-06 | 222.4342 | 0 | 222.847 | 2.1418e-05 | 215.9494 | 1.3015e-05 | 215.7431 | 0 | 222.4342 | 0.00074917 | 220.1032 | 0.00029447 | 215.9494 | 2.1263e-05 | 283.8946 | 3.2445e-06 | 215.9494 | 3.4739e-06 | 222.4342 | 0 | 283.8946 | 2.236e-05 | 283.8946 | 2.8161e-05 | 2.7414e-05 | 5.6397e-05 | 0.00012889 | 3.8514e-07 | 0 | 0 | 0 | 7.5595e-07 | 0 | 1.4583e-06 | 1.2503e-06 | 0 | 0.00018157 | 6.2019e-05 | 2.7188e-06 | 3.3875e-07 | 5.7921e-07 | 0 | 3.7366e-06 | 5.2265e-06
|  | 284.1035 | 0.00067616 | 284.1035 | 0.00086901 | 220.3109 | -4.0748e-05 | 223.0517 | -2.3069e-06 | 218.7643 | 0 | 216.1558 | 0 | 216.1558 | 0 | 284.1035 | 0 | 222.6375 | 0 | 223.0517 | -7.1642e-06 | 216.1558 | -8.9709e-07 | 215.9494 | 0 | 222.6375 | 0.0010373 | 220.3109 | 0.00030281 | 216.1558 | 5.0865e-06 | 284.1035 | 0 | 216.1558 | 2.1397e-06 | 222.6375 | 0 | 284.1035 | 1.3428e-05 | 284.1035 | 2.1896e-05 | 0.0001217 | 0.00015332 | 0.0001111 | 2.3625e-07 | 0 | 0 | 0 | 1.0055e-06 | 0 | 9.319e-07 | 1.979e-06 | 0 | 0.00013937 | 6.3696e-05 | 2.9771e-06 | 8.2819e-07 | 3.0105e-07 | 0 | 3.7434e-06 | 5.2267e-06
|  | 284.3123 | 0.0004894 | 284.3123 | 0.00059939 | 220.5186 | 0.0011107 | 223.2563 | 4.616e-06 | 218.9726 | 0 | 216.3622 | 0 | 216.3622 | 0 | 284.3123 | 9.6297e-06 | 222.8407 | 0 | 223.2563 | 1.6273e-05 | 216.3622 | 2.0076e-05 | 216.1558 | 0 | 222.8407 | 0.00033395 | 220.5186 | 0.00031062 | 216.3622 | 2.3766e-05 | 284.3123 | 7.9317e-06 | 216.3622 | 7.7788e-07 | 222.8407 | 0 | 284.3123 | 2.2422e-05 | 284.3123 | 2.8161e-05 | 9.8435e-05 | 0.00013767 | 0.00010158 | 2.5185e-07 | 0 | 0 | 0 | 1.0055e-06 | 0 | -1.0341e-06 | -9.3936e-07 | 0 | 2.2319e-05 | 6.5199e-05 | 1.7505e-06 | 8.2823e-07 | -6.9415e-08 | 0 | 3.7435e-06 | 4.901e-06
|  | 284.5211 | 0.00045329 | 284.5211 | 0.00071904 | 220.7262 | -0.0001325 | 223.4609 | -2.1547e-06 | 219.1809 | 0 | 216.5685 | 0 | 216.5685 | 0 | 284.5211 | 0 | 223.044 | 0 | 223.4609 | -2.6379e-05 | 216.5685 | -2.9179e-05 | 216.3622 | 0 | 223.044 | -0.00011436 | 220.7262 | 0.00031724 | 216.5685 | -6.8025e-06 | 284.5211 | 0 | 216.5685 | -1.4505e-06 | 223.044 | 0 | 284.5211 | 1.3428e-05 | 284.5211 | 1.8774e-05 | 0.00011824 | 0.00013138 | 0.00010548 | 2.8575e-07 | 0 | 0 | 0 | 7.5931e-07 | 0 | -3.8932e-07 | -7.2641e-07 | 0 | 0.00014919 | 6.6401e-05 | 1.0389e-06 | 3.2609e-07 | -2.0006e-07 | 0 | 3.2744e-06 | 4.5729e-06
|  | 284.73 | 0.00067893 | 284.73 | 0.00053897 | 220.9339 | 0.0011481 | 223.6656 | 4.9473e-06 | 219.3892 | 0 | 216.7749 | 0 | 216.7749 | 0 | 284.73 | 7.2706e-06 | 223.2473 | 0 | 223.6656 | 2.2574e-05 | 216.7749 | 2.214e-05 | 216.5685 | 0 | 223.2473 | 0.001582 | 220.9339 | 0.00032215 | 216.7749 | 1.6869e-05 | 284.73 | 3.1224e-06 | 216.7749 | -4.8793e-07 | 223.2473 | 0 | 284.73 | 1.7925e-05 | 284.73 | 2.5012e-05 | 0.00011427 | 0.00010009 | 0.00013466 | 4.452e-07 | 0 | 0 | 0 | 7.5935e-07 | 0 | 2.2586e-06 | 1.4672e-06 | 0 | 0.00024933 | 6.7213e-05 | 2.6544e-06 | 3.2611e-07 | 1.3268e-07 | 0 | 3.2746e-06 | 4.5731e-06
|  | 284.9389 | 0.00041517 | 284.9389 | 0.0004194 | 221.1417 | 0.00014845 | 223.8703 | -5.971e-07 | 219.5976 | 0 | 216.9814 | 0 | 216.9814 | 0 | 284.9389 | 0 | 223.4506 | 0 | 223.8703 | -5.0435e-07 | 216.9814 | -7.9245e-06 | 216.7749 | 0 | 223.4506 | 0.00087075 | 221.1417 | 0.00032501 | 216.9814 | 8.8498e-06 | 284.9389 | 0 | 216.9814 | 1.7735e-06 | 223.4506 | 0 | 284.9389 | 1.3428e-05 | 284.9389 | 1.8774e-05 | 2.8149e-05 | 2.1908e-05 | 0.00014233 | 5.0732e-07 | 0 | 0 | 0 | 7.6014e-07 | 0 | 9.8194e-07 | 2.4532e-06 | 0 | 0.00016683 | 6.759e-05 | 2.6025e-06 | 3.2368e-07 | 3.2876e-07 | 0 | 3.2749e-06 | 4.9024e-06
|  | 285.1478 | -0.00014567 | 285.1478 | -0.00020965 | 221.3494 | 0.0012219 | 224.075 | 5.5538e-06 | 219.8059 | 0 | 217.1878 | 0 | 217.1878 | 0 | 285.1478 | 7.2775e-06 | 223.654 | 0 | 224.075 | 1.0098e-05 | 217.1878 | 3.1691e-05 | 216.9814 | 0 | 223.6539 | 0.00077024 | 221.3494 | 0.00032573 | 217.1878 | 1.6363e-05 | 285.1478 | 3.0989e-06 | 217.1878 | 1.4115e-06 | 223.6539 | 0 | 285.1478 | 1.7925e-05 | 285.1478 | 2.8161e-05 | 1.9904e-05 | -3.1223e-06 | 0.00012566 | 7.0612e-07 | 0 | 0 | 0 | 7.6017e-07 | 0 | 3.4556e-07 | 6.6126e-08 | 0 | 8.3586e-05 | 6.7529e-05 | 4.7827e-07 | 3.2369e-07 | -3.3095e-07 | 0 | 3.275e-06 | 5.8832e-06
|  | 285.3567 | 0.00033623 | 285.3567 | 0.00017976 | 221.5571 | -1.2087e-05 | 224.2797 | 1.3449e-06 | 220.0143 | 0 | 217.3943 | 0 | 217.3943 | 0 | 285.3567 | 0 | 223.8573 | 0 | 224.2797 | -6.7222e-06 | 217.3943 | -3.1051e-05 | 217.1878 | 0 | 223.8573 | 5.1897e-05 | 221.5571 | 0.00032442 | 217.3943 | -1.173e-05 | 285.3567 | 0 | 217.3943 | -4.6177e-06 | 223.8573 | 0 | 285.3567 | 1.3428e-05 | 285.3567 | 2.8161e-05 | 1.9202e-05 | 1.2496e-05 | 0.00013302 | 7.0676e-07 | 0 | 0 | 0 | 7.1736e-07 | 0 | 9.2392e-07 | -5.9733e-07 | 0 | 5.6738e-05 | 6.7082e-05 | -6.9963e-07 | 4.8681e-07 | -4.6588e-07 | 0 | 4.2086e-06 | 5.884e-06
|  | 285.5656 | -0.00015243 | 285.5656 | -6.0145e-05 | 221.7649 | 0.0012927 | 224.4844 | 5.5594e-06 | 220.2227 | 0 | 217.6007 | 0 | 217.6007 | 0 | 285.5656 | 6.8667e-06 | 224.0606 | 0 | 224.4844 | 1.5748e-05 | 217.6007 | 2.5264e-05 | 217.3943 | 0 | 224.0606 | 0.00050613 | 221.7649 | 0.00032138 | 217.6007 | 4.9524e-06 | 285.5656 | 4.6598e-06 | 217.6007 | 1.0445e-07 | 224.0606 | 0 | 285.5656 | 2.6857e-05 | 285.5656 | 2.8161e-05 | -2.0198e-05 | 2.1938e-05 | 0.00014012 | 3.0788e-07 | 0 | 0 | 0 | 7.174e-07 | 0 | 1.9182e-06 | 1.1257e-06 | 0 | -3.254e-05 | 6.6319e-05 | 1.8738e-07 | 4.8683e-07 | 4.7459e-08 | 0 | 4.2088e-06 | 5.5582e-06
|  | 285.7746 | -4.0904e-05 | 285.7746 | 0.00027012 | 221.9726 | 5.6172e-05 | 224.6892 | -2.5519e-06 | 220.4311 | 0 | 217.8072 | 0 | 217.8072 | 0 | 285.7746 | 0 | 224.264 | 0 | 224.6892 | 2.9902e-06 | 217.8072 | -1.436e-05 | 217.6007 | 0 | 224.264 | -0.00082613 | 221.9726 | 0.00031703 | 217.8072 | -3.1374e-06 | 285.7746 | 0 | 217.8072 | 3.5525e-07 | 224.264 | 0 | 285.7746 | 1.3428e-05 | 285.7746 | 2.504e-05 | 0.00013766 | 0.00015969 | 0.0001352 | 3.856e-07 | 0 | 0 | 0 | 5.27e-07 | 0 | 1.161e-06 | -1.4643e-07 | 0 | 0.00021628 | 6.5332e-05 | 1.3263e-06 | 0 | 1.0888e-07 | 0 | 3.2758e-06 | 5.2323e-06
|  | 285.9835 | 0.0013585 | 285.9835 | 0.0012583 | 222.1804 | 0.0012452 | 224.8939 | 6.3183e-06 | 220.6395 | 0 | 218.0137 | 0 | 218.0137 | 0 | 285.9835 | 5.044e-06 | 224.4674 | 0 | 224.8939 | 8.3495e-06 | 218.0137 | 1.2942e-05 | 217.8072 | 0 | 224.4674 | 0.0029531 | 222.1804 | 0.00031183 | 218.0137 | 1.5984e-05 | 285.9835 | 0 | 218.0137 | 6.9937e-07 | 224.4674 | 0 | 285.9835 | 1.7925e-05 | 285.9835 | 2.504e-05 | 0.00012144 | 0.00014094 | 0.00013845 | 8.5465e-08 | 0 | 0 | 0 | 5.2707e-07 | 0 | -8.5727e-07 | 6.7426e-07 | 0 | 0.00031493 | 6.4213e-05 | -1.9011e-07 | 0 | 1.2029e-07 | 0 | 3.2763e-06 | 5.2302e-06
|  | 286.1925 | -0.00019634 | 286.1925 | 9.0513e-05 | 222.3882 | 8.7424e-05 | 225.0987 | -5.4836e-06 | 220.8479 | 0 | 218.2202 | 0 | 218.2202 | 0 | 286.1925 | 0 | 224.6708 | 0 | 225.0987 | -1.6722e-05 | 218.2202 | -6.4118e-06 | 218.0137 | 0 | 224.6708 | 0.00014364 | 222.3882 | 0.00030622 | 218.2202 | -1.7825e-05 | 286.1925 | 0 | 218.2202 | 4.6563e-07 | 224.6708 | 0 | 286.1925 | 1.3428e-05 | 286.1925 | 2.5012e-05 | -2.0853e-05 | 2.828e-05 | 0.0001432 | 9.7682e-08 | 0 | 0 | 0 | 4.7992e-07 | 0 | -1.4915e-07 | 5.0097e-07 | 0 | 0.00017666 | 6.3048e-05 | -8.9085e-07 | 1.6066e-07 | 3.2137e-07 | 0 | 3.2765e-06 | 5.2276e-06
|  | 286.4015 | -3.2095e-06 | 286.4015 | 0.00018011 | 222.596 | 0.0012908 | 225.3035 | 6.4376e-06 | 221.0564 | 0 | 218.4267 | 0 | 218.4267 | 0 | 286.4015 | 4.5925e-06 | 224.8742 | 0 | 225.3035 | 1.5266e-05 | 218.4267 | 1.1263e-05 | 218.2202 | 0 | 224.8742 | 0.0015933 | 222.596 | 0.00030056 | 218.4267 | 9.1982e-06 | 286.4015 | 1.5374e-06 | 218.4267 | 2.6466e-06 | 224.8742 | 0 | 286.4015 | 1.7925e-05 | 286.4015 | 2.5012e-05 | -5.1901e-05 | -9.3151e-06 | 0.00013175 | -1.612e-07 | 0 | 0 | 0 | 4.7996e-07 | 0 | 2.2188e-07 | -3.4668e-06 | 0 | 0.00023899 | 6.1897e-05 | -5.1542e-07 | 1.6067e-07 | -1.0077e-07 | 0 | 3.2768e-06 | 4.9019e-06
|  | 286.6105 | -0.0004934 | 286.6105 | -0.00026924 | 222.8038 | -2.278e-05 | 225.5083 | -8.0116e-06 | 221.2648 | 0 | 218.6332 | 0 | 218.6332 | 0 | 286.6105 | 0 | 225.0776 | 0 | 225.5083 | -1.3099e-05 | 218.6332 | -4.4837e-05 | 218.4267 | 0 | 225.0776 | 0.00075648 | 222.8038 | 0.00029515 | 218.6332 | -1.419e-05 | 286.6105 | 0 | 218.6332 | -3.6225e-06 | 225.0776 | 0 | 286.6105 | 1.3428e-05 | 286.6105 | 2.1891e-05 | -2.4397e-05 | 1.2539e-05 | 0.0001486 | -3.0575e-07 | 0 | 0 | 0 | 2.384e-07 | 0 | -9.2124e-07 | -3.3942e-06 | 0 | 9.832e-05 | 6.0821e-05 | 5.1939e-07 | 4.8988e-07 | -2.9468e-07 | 0 | 2.8069e-06 | 5.2312e-06
|  | 286.8196 | 0.00025997 | 286.8196 | 0.00038921 | 223.0117 | 0.0014528 | 225.7131 | 5.0261e-06 | 221.4733 | 0 | 218.8398 | 0 | 218.8398 | 0 | 286.8196 | 2.281e-06 | 225.281 | 0 | 225.7131 | 4.1033e-06 | 218.8398 | 1.1971e-05 | 218.6332 | 0 | 225.2811 | 0.00021006 | 223.0117 | 0.00029017 | 218.8398 | 1.9219e-05 | 286.8196 | 4.6872e-06 | 218.8398 | 7.6908e-07 | 225.2811 | 0 | 286.8196 | 1.3428e-05 | 286.8196 | 2.8161e-05 | 0.00015337 | 0.00016911 | 0.00015486 | 2.8016e-07 | 0 | 0 | 0 | 2.3844e-07 | 0 | -1.4902e-06 | -1.8391e-07 | 0 | 7.8138e-06 | 5.9851e-05 | 1.5015e-06 | 4.8995e-07 | -3.4124e-10 | 0 | 2.8073e-06 | 5.232e-06
|  | 287.0286 | 0.0012073 | 287.0286 | 0.0012286 | 223.2195 | 3.7391e-05 | 225.918 | -2.2909e-06 | 221.6817 | 0 | 219.0463 | 0 | 219.0463 | 0 | 287.0286 | 0 | 225.4845 | 0 | 225.918 | -1.8653e-05 | 219.0463 | -1.3752e-05 | 218.8398 | 0 | 225.4845 | -0.00013325 | 223.2195 | 0.00028576 | 219.0463 | -4.6803e-06 | 287.0286 | 0 | 219.0463 | -7.7238e-07 | 225.4845 | 0 | 287.0286 | 1.3428e-05 | 287.0286 | 2.1891e-05 | 9.8918e-05 | 0.0001253 | 0.00015112 | 4.1528e-07 | 0 | 0 | 0 | 0 | 0 | 1.266e-07 | 1.3998e-06 | 0 | 0.00016962 | 5.9013e-05 | 1.7362e-06 | 3.264e-07 | 1.2133e-07 | 0 | 2.8075e-06 | 5.2322e-06
|  | 287.2377 | -0.000261 | 287.2377 | -2.9908e-05 | 223.4274 | 0.0014167 | 226.1228 | 6.3451e-06 | 221.8902 | 0 | 219.2529 | 0 | 219.2529 | 0 | 287.2377 | 0 | 225.688 | 0 | 226.1228 | 1.9889e-05 | 219.2529 | 2.7305e-05 | 219.0463 | 0 | 225.688 | 0.0018005 | 223.4274 | 0.00028207 | 219.2529 | 2.149e-05 | 287.2377 | 3.1224e-06 | 219.2529 | 1.9471e-06 | 225.688 | 0 | 287.2377 | 1.3428e-05 | 287.2377 | 2.8161e-05 | -3.1316e-05 | -3.1197e-06 | 0.00016814 | 5.2687e-07 | 0 | 0 | 0 | 0 | 0 | 9.865e-08 | -4.5658e-07 | 0 | 0.00014897 | 5.8337e-05 | 9.9865e-07 | 3.2642e-07 | 1.2337e-07 | 0 | 2.8076e-06 | 5.5622e-06
|  | 287.4468 | -3.8555e-05 | 287.4468 | 6.603e-08 | 223.6352 | 0.00020106 | 226.3277 | -1.2019e-06 | 222.0987 | 0 | 219.4595 | 0 | 219.4595 | 0 | 287.4468 | 0 | 225.8914 | 0 | 226.3277 | -1.8926e-05 | 219.4595 | -3.1725e-05 | 219.2529 | 0 | 225.8914 | -0.00033625 | 223.6352 | 0.00027921 | 219.4595 | -1.1822e-05 | 287.4468 | 0 | 219.4595 | -7.5273e-07 | 225.8914 | 0 | 287.4468 | 1.3428e-05 | 287.4468 | 2.5045e-05 | 8.289e-05 | 8.1454e-05 | 0.00015192 | 6.4942e-07 | 0 | 0 | 0 | 0 | 0 | -1.6196e-06 | -5.936e-07 | 0 | 0.00022402 | 5.7847e-05 | 1.7503e-07 | 1.6326e-07 | 2.6533e-07 | 0 | 2.808e-06 | 5.563e-06
|  | 287.6559 | 0.00083135 | 287.6559 | 0.00077899 | 223.8431 | 0.0012606 | 226.5326 | 7.5408e-06 | 222.3073 | 0 | 219.6661 | 0 | 219.6661 | 0 | 287.6559 | 0 | 226.0949 | 0 | 226.5326 | 3.1169e-06 | 219.6661 | 2.5978e-05 | 219.4595 | 0 | 226.0949 | 0.002538 | 223.8431 | 0.00027735 | 219.6661 | 1.3516e-05 | 287.6559 | 1.5615e-06 | 219.6661 | 3.3214e-06 | 226.0949 | 0 | 287.6559 | 1.3428e-05 | 287.6559 | 2.8161e-05 | 7.4887e-05 | 9.7176e-05 | 0.0001321 | 5.8277e-07 | 0 | 0 | 0 | 0 | 0 | -4.8757e-07 | 8.8092e-07 | 0 | 0.00026699 | 5.7588e-05 | 1.0186e-06 | 1.6327e-07 | 4.6215e-07 | 0 | 2.8081e-06 | 5.5627e-06
|  | 287.865 | -0.00011514 | 287.865 | 0.00015039 | 224.051 | 1.026e-05 | 226.7375 | -1.8528e-06 | 222.5158 | 0 | 219.8727 | 0 | 219.8727 | 0 | 287.865 | 0 | 226.2985 | 0 | 226.7375 | -7.8758e-06 | 219.8727 | -1.7451e-05 | 219.6661 | 0 | 226.2984 | 8.5906e-05 | 224.051 | 0.00027668 | 219.8727 | -3.657e-06 | 287.865 | 0 | 219.8727 | 1.1521e-06 | 226.2984 | 0 | 287.865 | 1.3428e-05 | 287.865 | 2.504e-05 | 0.00014183 | 0.00017232 | 0.00014215 | 2.7401e-07 | 0 | 0 | 0 | 0 | 0 | 1.8146e-06 | -8.2209e-07 | 0 | 0.00012605 | 5.7598e-05 | 2.0382e-06 | 0 | 4.793e-07 | 0 | 3.7489e-06 | 5.5632e-06
|  | 288.0741 | 0.0014715 | 288.0741 | 0.0014975 | 224.2589 | 0.0013571 | 226.9424 | 4.5271e-06 | 222.7243 | 0 | 220.0793 | 0 | 220.0793 | 0 | 288.0741 | 0 | 226.502 | 0 | 226.9424 | 2.5587e-05 | 220.0793 | 9.4941e-06 | 219.8727 | 0 | 226.502 | 0.0011527 | 224.2589 | 0.00027736 | 220.0793 | 2.3385e-05 | 288.0741 | 0 | 220.0793 | 3.4871e-06 | 226.502 | 0 | 288.0741 | 2.2422e-05 | 288.0741 | 2.8161e-05 | 0.00015771 | 0.00017226 | 0.00015421 | 5.5687e-07 | 0 | 0 | 0 | 0 | 0 | 1.8687e-06 | -8.9001e-08 | 0 | 3.8784e-05 | 5.7889e-05 | 1.2899e-06 | 0 | 1.8223e-07 | 0 | 4.2194e-06 | 5.8899e-06
|  | 288.2833 | 3.6664e-05 | 288.2833 | 0.00014975 | 224.4668 | 0.00012641 | 227.1474 | 9.0733e-07 | 222.9329 | 0 | 220.286 | 0 | 220.286 | 0 | 288.2833 | 0 | 226.7055 | 0 | 227.1474 | -7.3503e-06 | 220.286 | -1.0355e-05 | 220.0793 | 0 | 226.7055 | -0.00077164 | 224.4668 | 0.00027952 | 220.286 | -1.09e-05 | 288.2833 | 0 | 220.286 | -1.7234e-06 | 226.7055 | 0 | 288.2833 | 1.7925e-05 | 288.2833 | 2.8161e-05 | -2.8031e-05 | 1.2512e-05 | 0.00014762 | 7.0243e-07 | 0 | 0 | 0 | 0 | 0 | 1.5411e-06 | 2.5691e-07 | 0 | 1.153e-05 | 5.8501e-05 | -7.0964e-07 | 0 | -9.519e-08 | 0 | 3.2793e-06 | 5.5648e-06
|  | 288.4925 | -0.00030467 | 288.4925 | -3.0122e-05 | 224.6747 | 0.0012935 | 227.3524 | 5.9463e-06 | 223.1415 | 0 | 220.4926 | 0 | 220.4926 | 0 | 288.4925 | 0 | 226.9091 | 0 | 227.3524 | 2.2386e-05 | 220.4926 | 1.2842e-05 | 220.286 | 0 | 226.9091 | 0.00088493 | 224.6747 | 0.00028318 | 220.4926 | 4.0313e-06 | 288.4925 | 0 | 220.4926 | 8.0204e-07 | 226.9091 | 0 | 288.4925 | 1.3428e-05 | 288.4925 | 2.5045e-05 | 3.1488e-05 | 5.0151e-05 | 0.00015704 | 5.6161e-07 | 0 | 0 | 0 | 0 | 0 | -7.6431e-07 | 7.8581e-07 | 0 | 0.00015807 | 5.9409e-05 | 1.3116e-07 | 1.6327e-07 | 3.6817e-08 | 0 | 2.8091e-06 | 5.2391e-06
|  | 288.7017 | 0.00060571 | 288.7017 | 0.0005096 | 224.8827 | 0.00021692 | 227.5573 | -4.6637e-07 | 223.3501 | 0 | 220.6993 | 0 | 220.6993 | 0 | 288.7017 | 0 | 227.1126 | 0 | 227.5573 | -2.9844e-05 | 220.6993 | -5.2382e-06 | 220.4926 | 0 | 227.1126 | 0.00066803 | 224.8827 | 0.00028821 | 220.6993 | -2.7622e-06 | 288.7017 | 1.561e-06 | 220.6993 | -4.4579e-07 | 227.1126 | 0 | 288.7017 | 1.3428e-05 | 288.7017 | 2.5045e-05 | 0.00013798 | 0.00011918 | 0.0001552 | 6.854e-07 | 0 | 0 | 0 | 2.3788e-07 | 0 | -1.2706e-06 | 1.8276e-06 | 0 | 0.000109 | 6.0575e-05 | 1.0765e-06 | 3.2655e-07 | 9.0006e-08 | 0 | 3.2796e-06 | 5.5654e-06
|  | 288.9109 | 0.00071343 | 288.9109 | 0.00062979 | 225.0906 | 0.0012757 | 227.7623 | 7.1532e-06 | 223.5587 | 0 | 220.906 | 0 | 220.906 | 0 | 288.9109 | 2.2742e-06 | 227.3162 | 0 | 227.7623 | 1.7449e-05 | 220.906 | 2.2924e-05 | 220.6993 | 0 | 227.3162 | 0.0004028 | 225.0906 | 0.00029438 | 220.906 | 1.3179e-05 | 288.9109 | 1.561e-06 | 220.906 | 1.3168e-06 | 227.3162 | 0 | 288.9109 | 1.7925e-05 | 288.9109 | 2.8161e-05 | 0.00012228 | 0.00010663 | 0.00014014 | 7.6628e-07 | 0 | 0 | 0 | 4.7582e-07 | 0 | 1.5768e-06 | 9.4855e-07 | 0 | -5.4531e-05 | 6.1941e-05 | -7.804e-07 | 3.266e-07 | 3.2838e-07 | 0 | 3.7505e-06 | 5.8922e-06
|  | 289.1201 | 0.00045545 | 289.1201 | 0.00038948 | 225.2986 | 7.2001e-05 | 227.9673 | 3.2272e-07 | 223.7673 | 0 | 221.1127 | 0 | 221.1127 | 0 | 289.1201 | 2.2742e-06 | 227.5198 | 0 | 227.9673 | -2.0653e-06 | 221.1127 | -1.3745e-05 | 220.906 | 0 | 227.5198 | -0.00093851 | 225.2986 | 0.00030131 | 221.1127 | -2.0731e-05 | 289.1201 | 1.561e-06 | 221.1127 | 1.8608e-06 | 227.5198 | 0 | 289.1201 | 1.7925e-05 | 289.1201 | 2.8161e-05 | 6.3242e-05 | 6.8973e-05 | 0.00014486 | 5.9629e-07 | 0 | 0 | 0 | 2.3792e-07 | 0 | 1.9073e-06 | -1.8321e-06 | 0 | -2.6502e-06 | 6.342e-05 | 3.673e-07 | 3.2661e-07 | 5.6763e-07 | 0 | 3.2802e-06 | 5.8925e-06
|  | 289.3293 | 0.00014905 | 289.3293 | 0.0002698 | 225.5066 | 0.001321 | 228.1724 | 5.4939e-06 | 223.9759 | 0 | 221.3194 | 0 | 221.3194 | 0 | 289.3293 | 0 | 227.7234 | 0 | 228.1724 | 2.0671e-05 | 221.3194 | -3.9807e-06 | 221.1127 | 0 | 227.7234 | 0.00091248 | 225.5066 | 0.00030857 | 221.3194 | 2.4285e-05 | 289.3293 | 1.561e-06 | 221.3194 | 3.6313e-06 | 227.7234 | 0 | 289.3293 | 1.3428e-05 | 289.3293 | 2.8161e-05 | 6.2666e-05 | 8.4627e-05 | 0.00014342 | 2.9046e-07 | 0 | 0 | 0 | 2.3865e-07 | 0 | 2.2249e-06 | -2.8604e-06 | 0 | -1.7958e-09 | 6.4923e-05 | 1.8071e-06 | 5.0523e-07 | 3.856e-07 | 0 | 3.2804e-06 | 5.8928e-06
|  | 289.5386 | 0.00044991 | 289.5386 | 0.00053907 | 225.7146 | 5.8098e-05 | 228.3774 | -2.6608e-06 | 224.1846 | 0 | 221.5261 | 0 | 221.5261 | 0 | 289.5386 | 2.281e-06 | 227.927 | 0 | 228.3774 | 1.0303e-06 | 221.5261 | -2.3692e-05 | 221.3194 | 0 | 227.927 | -0.00091249 | 225.7146 | 0.00031572 | 221.5261 | -6.8018e-06 | 289.5386 | 3.268e-06 | 221.5261 | 9.9219e-08 | 227.927 | 0 | 289.5386 | 1.7925e-05 | 289.5386 | 2.8161e-05 | 0.00014635 | 0.00014106 | 0.00015055 | 1.4642e-07 | 0 | 0 | 0 | 2.3869e-07 | 0 | 2.0825e-06 | -2.4346e-06 | 0 | 4.525e-06 | 6.6367e-05 | 1.0294e-06 | 3.4197e-07 | 1.4968e-07 | 0 | 3.7514e-06 | 5.8936e-06
|  | 289.7479 | 0.00094865 | 289.7479 | 0.00080894 | 225.9226 | 0.0013894 | 228.5825 | 4.0888e-06 | 224.3932 | 0 | 221.7329 | 0 | 221.7329 | 0 | 289.7479 | 0 | 228.1307 | 0 | 228.5825 | 1.9281e-05 | 221.7329 | 1.403e-07 | 221.5261 | 0 | 228.1307 | 0.00095694 | 225.9226 | 0.0003224 | 221.7329 | 1.676e-05 | 289.7479 | 0 | 221.7329 | 1.3488e-06 | 228.1307 | 0 | 289.7479 | 1.7925e-05 | 289.7479 | 2.8161e-05 | 5.1856e-05 | 4.0805e-05 | 0.00016544 | 1.3932e-07 | 0 | 0 | 0 | 0 | 0 | 1.4662e-07 | -6.6898e-07 | 0 | 0.00011353 | 6.7685e-05 | 1.5081e-06 | 3.2675e-07 | 1.0253e-07 | 0 | 4.2222e-06 | 5.8939e-06
|  | 289.9572 | -0.00045311 | 289.9572 | -0.00041901 | 226.1306 | 0.00020126 | 228.7876 | -2.7301e-06 | 224.6019 | 0 | 221.9396 | 0 | 221.9396 | 0 | 289.9572 | 0 | 228.3343 | 0 | 228.7876 | -1.7851e-05 | 221.9396 | -6.612e-06 | 221.7329 | 0 | 228.3343 | 0.00015807 | 226.1306 | 0.00032839 | 221.9396 | -2.1711e-06 | 289.9572 | 3.1224e-06 | 221.9396 | -3.5688e-07 | 228.3343 | 0 | 289.9572 | 2.2422e-05 | 289.9572 | 2.8161e-05 | 3.9295e-05 | 4.398e-05 | 0.00016255 | 4.5508e-07 | 0 | 0 | 0 | 0 | 0 | 6.1867e-07 | -1.7945e-07 | 0 | 0.00018041 | 6.8859e-05 | 4.0574e-08 | 4.9014e-07 | 1.9123e-07 | 0 | 4.6932e-06 | 5.8945e-06
|  | 290.1665 | 0.00082858 | 290.1665 | 0.00083925 | 226.3386 | 0.0013614 | 228.9926 | 7.1678e-06 | 224.8106 | 0 | 222.1464 | 0 | 222.1464 | 0 | 290.1665 | 0 | 228.538 | 0 | 228.9926 | 2.3884e-05 | 222.1464 | 4.8763e-06 | 221.9396 | 0 | 228.538 | 0.0016135 | 226.3386 | 0.00033359 | 222.1464 | 2.5635e-06 | 290.1665 | 1.561e-06 | 222.1464 | 2.2066e-06 | 228.538 | 0 | 290.1665 | 2.2422e-05 | 290.1665 | 2.8161e-05 | 0.00013421 | 0.00013173 | 0.00015333 | 9.6528e-07 | 0 | 0 | 0 | 0 | 0 | 4.4603e-07 | 7.0966e-07 | 0 | 6.7406e-05 | 6.9863e-05 | -1.2005e-06 | 3.2675e-07 | 4.0135e-07 | 0 | 5.1578e-06 | 6.2246e-06
|  | 290.3758 | 0.00045372 | 290.3758 | 0.00041938 | 226.5466 | 0.00011267 | 229.1978 | 2.245e-06 | 225.0193 | 0 | 222.3531 | 0 | 222.3531 | 0 | 290.3758 | 0 | 228.7416 | 0 | 229.1978 | -1.9535e-05 | 222.3531 | 1.9879e-06 | 222.1464 | 0 | 228.7417 | -0.00095159 | 226.5466 | 0.00033804 | 222.3531 | -1.4176e-05 | 290.3758 | 1.561e-06 | 222.3531 | 1.6755e-06 | 228.7417 | 0 | 290.3758 | 2.6857e-05 | 290.3758 | 3.131e-05 | 3.9636e-05 | 4.385e-05 | 0.00014963 | 8.5013e-07 | 0 | 0 | 0 | 0 | 0 | -6.2294e-07 | 4.1514e-06 | 0 | -1.4416e-05 | 7.073e-05 | 2.8586e-07 | 1.6338e-07 | 4.8802e-07 | 0 | 5.158e-06 | 6.2249e-06
|  | 290.5851 | -7.5042e-05 | 290.5851 | -4.444e-07 | 226.7547 | 0.0013257 | 229.4029 | 6.0433e-06 | 225.228 | 0 | 222.5599 | 0 | 222.5599 | 0 | 290.5851 | 0 | 228.9453 | 0 | 229.4029 | 1.3461e-05 | 222.5599 | 3.8159e-05 | 222.3531 | 0 | 228.9453 | 0.00081004 | 226.7547 | 0.00034188 | 222.5599 | 1.694e-05 | 290.5851 | 0 | 222.5599 | 3.044e-06 | 228.9453 | 0 | 290.5851 | 2.2422e-05 | 290.5851 | 2.8161e-05 | -9.0728e-05 | -5.9612e-05 | 0.00015117 | 5.0699e-07 | 0 | 0 | 0 | 5.312e-07 | 0 | 5.6926e-09 | 1.9862e-06 | 0 | 3.327e-05 | 7.1483e-05 | 1.138e-06 | 1.634e-07 | 2.4788e-07 | 0 | 4.6944e-06 | 5.8959e-06
|  | 290.7945 | -0.00079168 | 290.7945 | -0.00056902 | 226.9628 | 0.00012752 | 229.608 | -1.1005e-06 | 225.4368 | 0 | 222.7667 | 0 | 222.7667 | 0 | 290.7945 | 5.0745e-06 | 229.149 | 0 | 229.608 | -1.3406e-05 | 222.7667 | -1.895e-05 | 222.5599 | 0 | 229.149 | -0.00048339 | 226.9628 | 0.00034528 | 222.7667 | -5.9347e-06 | 290.7945 | 1.561e-06 | 222.7667 | -6.4671e-07 | 229.149 | 0 | 290.7945 | 2.2422e-05 | 290.7945 | 2.8161e-05 | -2.3706e-05 | 6.2966e-06 | 0.00014129 | 4.9967e-07 | 0 | 0 | 0 | 5.3125e-07 | 0 | -7.9414e-07 | -3.2932e-07 | 0 | 8.7583e-05 | 7.2173e-05 | 2.4647e-06 | 1.6342e-07 | -7.7131e-08 | 0 | 4.6948e-06 | 5.8964e-06
|  | 291.0039 | 0.00056524 | 291.0039 | 0.00062917 | 227.1708 | 0.0012305 | 229.8132 | 5.9712e-06 | 225.6455 | 0 | 222.9736 | 0 | 222.9736 | 0 | 291.0039 | 0 | 229.3528 | 0 | 229.8132 | 5.6647e-06 | 222.9736 | 1.5765e-05 | 222.7667 | 0 | 229.3528 | 0.0013432 | 227.1708 | 0.00034841 | 222.9736 | 2.9769e-05 | 291.0039 | 0 | 222.9736 | -9.9168e-08 | 229.3528 | 0 | 291.0039 | 2.2422e-05 | 291.0039 | 2.8161e-05 | 9.1011e-05 | 9.4096e-05 | 0.00014951 | 7.3074e-08 | 0 | 0 | 0 | 1.0512e-06 | 0 | -1.0578e-06 | -2.0505e-07 | 0 | 0.0001269 | 7.2812e-05 | 2.1963e-06 | 8.3041e-07 | -3.4405e-08 | 0 | 5.1593e-06 | 6.5532e-06
|  | 291.2133 | 0.00030406 | 291.2133 | 0.0002696 | 227.3789 | 0.0002066 | 230.0184 | -5.2589e-06 | 225.8543 | 0 | 223.1804 | 0 | 223.1804 | 0 | 291.2133 | 1.004e-05 | 229.5565 | 0 | 230.0184 | -1.5976e-05 | 223.1804 | -1.7748e-05 | 222.9736 | 0 | 229.5565 | -9.7479e-05 | 227.3789 | 0.00035142 | 223.1804 | -8.5328e-06 | 291.2133 | 7.9317e-06 | 223.1804 | -2.335e-07 | 229.5565 | 0 | 291.2133 | 2.6857e-05 | 291.2133 | 3.4432e-05 | 2.3998e-05 | 3.7668e-05 | 0.00015959 | 2.2688e-07 | 0 | 0 | 0 | 1.0513e-06 | 0 | 2.8729e-07 | -1.1056e-08 | 0 | 7.5256e-06 | 7.3439e-05 | 1.3355e-06 | 8.3049e-07 | -1.1118e-08 | 0 | 4.218e-06 | 6.5538e-06
|  | 291.4227 | -7.4858e-05 | 291.4227 | 9.0151e-05 | 227.587 | 0.0013272 | 230.2236 | 7.4702e-06 | 226.063 | 0 | 223.3872 | 0 | 223.3872 | 0 | 291.4227 | 0 | 229.7603 | 0 | 230.2236 | 1.8776e-05 | 223.3872 | 1.7641e-05 | 223.1804 | 0 | 229.7603 | 0.00017135 | 227.587 | 0.00035439 | 223.3872 | 2.1446e-05 | 291.4227 | 0 | 223.3872 | 1.2601e-07 | 229.7603 | 0 | 291.4227 | 1.3428e-05 | 291.4227 | 2.8161e-05 | 3.1813e-05 | 4.3947e-05 | 0.00016472 | 1.0218e-06 | 0 | 0 | 0 | 4.8091e-07 | 0 | 2.2523e-07 | -1.5747e-07 | 0 | -2.7426e-05 | 7.4067e-05 | 1.5923e-06 | 3.2731e-07 | -4.9407e-07 | 0 | 4.2184e-06 | 6.8808e-06
|  | 291.6321 | 0.00037867 | 291.6321 | 0.00032953 | 227.7951 | 0.00025571 | 230.4288 | 2.4875e-06 | 226.2718 | 0 | 223.5941 | 0 | 223.5941 | 0 | 291.6321 | 4.5925e-06 | 229.964 | 0 | 230.4288 | -1.6581e-05 | 223.5941 | -1.9164e-05 | 223.3872 | 0 | 229.964 | -0.00044054 | 227.7951 | 0.0003574 | 223.5941 | -6.0516e-06 | 291.6321 | 3.1257e-06 | 223.5941 | -4.9027e-06 | 229.964 | 0 | 291.6321 | 2.6857e-05 | 291.6321 | 3.7548e-05 | 7.9248e-05 | 7.5327e-05 | 0.00016916 | 9.504e-07 | 0 | 0 | 0 | 4.8095e-07 | 0 | -9.3232e-07 | -1.3862e-06 | 0 | -3.9743e-05 | 7.4707e-05 | 1.6036e-06 | 3.2734e-07 | -4.8544e-07 | 0 | 5.6251e-06 | 6.8815e-06
|  | 291.8416 | 0.00037806 | 291.8416 | 0.00038976 | 228.0033 | 0.0013698 | 230.634 | 6.7743e-06 | 226.4806 | 0 | 223.801 | 0 | 223.801 | 0 | 291.8416 | 0 | 230.1678 | 0 | 230.634 | 7.4954e-06 | 223.801 | 5.7622e-06 | 223.5941 | 0 | 230.1678 | 5.0481e-05 | 228.0033 | 0.00036049 | 223.801 | 2.1555e-05 | 291.8416 | 0 | 223.801 | 2.0948e-07 | 230.1678 | 0 | 291.8416 | 2.6857e-05 | 291.8416 | 2.8161e-05 | 3.926e-05 | 4.7118e-05 | 0.00015323 | 2.0664e-07 | 0 | 0 | 0 | 1.0085e-06 | 0 | -1.5082e-06 | 1.2526e-07 | 0 | -1.0976e-05 | 7.537e-05 | 2.1422e-06 | 8.3068e-07 | -1.6767e-08 | 0 | 5.6254e-06 | 6.8818e-06
|  | 292.051 | -3.1955e-06 | 292.051 | 6.0145e-05 | 228.2114 | 0.00010253 | 230.8393 | -4.7606e-06 | 226.6894 | 0 | 224.0079 | 0 | 224.0079 | 0 | 292.051 | 9.6297e-06 | 230.3716 | 0 | 230.8393 | -2.2192e-05 | 224.0079 | -4.5513e-06 | 223.801 | 0 | 230.3716 | -0.0001582 | 228.2114 | 0.00036371 | 224.0079 | -8.4542e-07 | 292.051 | 7.9317e-06 | 224.0079 | -3.7157e-07 | 230.3716 | 0 | 292.051 | 2.6857e-05 | 292.051 | 3.7548e-05 | 3.1468e-05 | 2.5141e-05 | 0.00013813 | -1.4676e-07 | 0 | 0 | 0 | 1.0086e-06 | 0 | -1.5144e-06 | 8.0483e-07 | 0 | 8.3295e-05 | 7.606e-05 | 1.179e-06 | 8.3076e-07 | 3.4279e-08 | 0 | 5.1615e-06 | 7.2094e-06
|  | 292.2605 | 0.00030363 | 292.2605 | 0.00017989 | 228.4196 | 0.0012247 | 231.0445 | 3.3307e-06 | 226.8982 | 0 | 224.2148 | 0 | 224.2148 | 0 | 292.2605 | 0 | 230.5754 | 0 | 231.0445 | 7.4373e-06 | 224.2148 | 1.2331e-05 | 224.0079 | 0 | 230.5754 | 0.00097557 | 228.4196 | 0.00036712 | 224.2148 | 1.2241e-05 | 292.2605 | 0 | 224.2148 | 7.0292e-07 | 230.5754 | 0 | 292.2605 | 2.2422e-05 | 292.2605 | 3.1283e-05 | 3.1805e-05 | 1.8782e-05 | 0.0001594 | -2.0781e-07 | 0 | 0 | 0 | 1.29e-06 | 0 | -6.8952e-07 | -7.2952e-07 | 0 | -3.5411e-06 | 7.6804e-05 | -5.3416e-07 | 6.5203e-07 | -4.3049e-08 | 0 | 5.162e-06 | 7.2101e-06
|  | 292.47 | 0 | 292.47 | -5.9254e-07 | 228.6277 | 0.0003067 | 231.2498 | -5.3555e-06 | 227.1071 | 0 | 224.4217 | 0 | 224.4217 | 0 | 292.47 | 1.2315e-05 | 230.7792 | 0 | 231.2498 | -1.4156e-05 | 224.4217 | -1.9382e-05 | 224.2148 | 0 | 230.7792 | -0.0010103 | 228.6277 | 0.00037076 | 224.4217 | -1.7404e-05 | 292.47 | 6.2246e-06 | 224.4217 | -1.119e-06 | 230.7792 | 0 | 292.47 | 2.6857e-05 | 292.47 | 3.7548e-05 | 4.349e-05 | 3.1332e-05 | 0.00017239 | -4.1705e-08 | 0 | 0 | 0 | 1.29e-06 | 0 | -2.3575e-06 | -1.4476e-06 | 0 | 7.7515e-05 | 7.7592e-05 | -3.6023e-07 | 6.5206e-07 | -3.7769e-07 | 0 | 5.6267e-06 | 6.8834e-06
|  | 292.6795 | 0.00041516 | 292.6795 | 0.00029969 | 228.8359 | 0.0013495 | 231.4551 | 4.9492e-06 | 227.316 | 0 | 224.6286 | 0 | 224.6286 | 0 | 292.6795 | 0 | 230.983 | 0 | 231.4551 | -8.8117e-06 | 224.6286 | 5.3894e-06 | 224.4217 | 0 | 230.983 | 0.0017709 | 228.8359 | 0.00037468 | 224.6286 | 1.3922e-05 | 292.6795 | 0 | 224.6286 | -2.5316e-06 | 230.983 | 0 | 292.6795 | 2.6857e-05 | 292.6795 | 2.8161e-05 | 7.9525e-05 | 6.5948e-05 | 0.00016969 | -1.6209e-08 | 0 | 0 | 0 | 1.2901e-06 | 0 | -2.6805e-06 | -1.0373e-06 | 0 | 0.00012088 | 7.8439e-05 | 1.186e-06 | 8.3096e-07 | -3.0662e-07 | 0 | 5.6273e-06 | 6.8841e-06
|  | 292.889 | 0.00034392 | 292.889 | 0.00032979 | 229.0441 | 0.00028074 | 231.6604 | -5.1071e-06 | 227.5248 | 0 | 224.8356 | 0 | 224.8356 | 0 | 292.889 | 1.2315e-05 | 231.1869 | 0 | 231.6604 | -1.73e-05 | 224.8356 | -1.5414e-05 | 224.6286 | 0 | 231.1869 | -0.00058488 | 229.0441 | 0.0003789 | 224.8356 | -2.4602e-06 | 292.889 | 7.9317e-06 | 224.8356 | -4.3179e-07 | 231.1869 | 0 | 292.889 | 2.6857e-05 | 292.889 | 3.7548e-05 | 7.9577e-05 | 7.8521e-05 | 0.00018239 | -4.1409e-08 | 0 | 0 | 0 | 1.2903e-06 | 0 | 2.9508e-07 | -4.0398e-07 | 0 | -0.00010958 | 7.9357e-05 | 2.0057e-06 | 8.3104e-07 | -4.0699e-08 | 0 | 5.6278e-06 | 6.8847e-06
|  | 293.0986 | 0.00041558 | 293.0986 | 0.00041963 | 229.2523 | 0.0014713 | 231.8657 | 4.7037e-06 | 227.7337 | 0 | 225.0425 | 0 | 225.0425 | 0 | 293.0986 | 0 | 231.3907 | 0 | 231.8657 | 2.0175e-05 | 225.0425 | 1.1511e-05 | 224.8356 | 0 | 231.3907 | -0.00049015 | 229.2523 | 0.00038339 | 225.0425 | 2.1842e-05 | 293.0986 | 0 | 225.0425 | 3.8507e-08 | 231.3907 | 0 | 293.0986 | 2.6857e-05 | 293.0986 | 2.8161e-05 | 7.8999e-05 | 7.8547e-05 | 0.00019157 | -1.5622e-07 | 0 | 0 | 0 | 1.052e-06 | 0 | 2.5651e-07 | 1.2837e-07 | 0 | -9.5792e-05 | 8.0323e-05 | 1.5822e-06 | 8.3108e-07 | -6.6186e-08 | 0 | 5.6281e-06 | 6.5585e-06
|  | 293.3082 | 0.00033838 | 293.3082 | 0.00033001 | 229.4605 | 0.00036881 | 232.0711 | -6.2254e-06 | 227.9426 | 0 | 225.2495 | 0 | 225.2495 | 0 | 293.3082 | 1.004e-05 | 231.5946 | 0 | 232.0711 | -1.7676e-05 | 225.2495 | -1.027e-05 | 225.0425 | 0 | 231.5946 | -0.00044957 | 229.4605 | 0.00038812 | 225.2495 | -6.5531e-06 | 293.3082 | 7.9317e-06 | 225.2495 | -6.7808e-07 | 231.5946 | 0 | 293.3082 | 2.6857e-05 | 293.3082 | 3.4432e-05 | 2.3417e-05 | 3.1437e-05 | 0.00018548 | -3.6109e-07 | 0 | 0 | 0 | 1.0521e-06 | 0 | -7.2013e-07 | 5.3721e-07 | 0 | 1.7605e-05 | 8.1321e-05 | 1.0154e-06 | 8.3116e-07 | 2.206e-07 | 0 | 5.6286e-06 | 6.5591e-06
|  | 293.5177 | -0.00011491 | 293.5177 | -3.0007e-05 | 229.6687 | 0.0014127 | 232.2764 | 2.7087e-06 | 228.1515 | 0 | 225.4565 | 0 | 225.4565 | 0 | 293.5177 | 0 | 231.7985 | 0 | 232.2764 | 1.0663e-05 | 225.4565 | 1.5461e-05 | 225.2495 | 0 | 231.7985 | 0.00062225 | 229.6687 | 0.00039299 | 225.4565 | 1.6364e-05 | 293.5177 | 0 | 225.4565 | 2.8096e-06 | 231.7985 | 0 | 293.5177 | 2.6857e-05 | 293.5177 | 2.8161e-05 | -2.4085e-05 | -9.4013e-06 | 0.0001783 | 6.6889e-07 | 0 | 0 | 0 | 1.2906e-06 | 0 | -5.2835e-07 | 7.2036e-07 | 0 | 4.367e-05 | 8.2346e-05 | 9.6554e-07 | 6.5234e-07 | -2.6717e-08 | 0 | 5.6292e-06 | 6.8864e-06
|  | 293.7273 | -0.00011491 | 293.7273 | -5.97e-05 | 229.877 | 0.00029972 | 232.4818 | 3.8047e-06 | 228.3604 | 0 | 225.6635 | 0 | 225.6635 | 0 | 293.7273 | 1.2315e-05 | 232.0024 | 0 | 232.4818 | -1.5808e-05 | 225.6635 | -8.5009e-06 | 225.4565 | 0 | 232.0024 | -0.00019391 | 229.877 | 0.0003979 | 225.6635 | -7.0354e-06 | 293.7273 | 6.2246e-06 | 225.6635 | -3.0677e-06 | 232.0024 | 0 | 293.7273 | 2.6857e-05 | 293.7273 | 3.7548e-05 | 3.1533e-05 | 3.77e-05 | 0.0001709 | 1.0637e-06 | 0 | 0 | 0 | 1.2907e-06 | 0 | -5.7901e-07 | 3.5438e-07 | 0 | 6.4029e-05 | 8.3366e-05 | -5.3542e-07 | 6.524e-07 | -4.6789e-07 | 0 | 4.6936e-06 | 6.887e-06
|  | 293.937 | 0.00041577 | 293.937 | 0.0004194 | 230.0852 | 0.0013415 | 232.6872 | 6.5525e-06 | 228.5694 | 0 | 225.8705 | 0 | 225.8705 | 0 | 293.937 | 0 | 232.2063 | 0 | 232.6872 | 1.017e-05 | 225.8705 | 1.1925e-05 | 225.6635 | 0 | 232.2063 | 0.00082189 | 230.0852 | 0.00040273 | 225.8705 | 1.8625e-06 | 293.937 | 0 | 225.8705 | -1.4527e-06 | 232.2063 | 0 | 293.937 | 1.7925e-05 | 293.937 | 2.8161e-05 | 3.5442e-05 | 4.7077e-05 | 0.00018011 | 3.3131e-07 | 0 | 0 | 0 | 1.0012e-06 | 0 | 9.0622e-07 | -4.8405e-07 | 0 | 0.00010279 | 8.4353e-05 | -5.136e-07 | 8.3136e-07 | -3.4424e-08 | 0 | 4.6938e-06 | 6.8874e-06
|  | 294.1466 | -7.7631e-05 | 294.1466 | 2.9743e-05 | 230.2935 | 0.00038803 | 232.8926 | -3.3263e-06 | 228.7783 | 0 | 226.0776 | 0 | 226.0776 | 0 | 294.1466 | 9.5517e-06 | 232.4103 | 0 | 232.8926 | -1.3453e-06 | 226.0776 | -1.6601e-05 | 225.8705 | 0 | 232.4103 | 0.00018624 | 230.2935 | 0.00040732 | 226.0776 | -6.8239e-06 | 294.1466 | 7.9317e-06 | 226.0776 | 1.1202e-06 | 232.4103 | 0 | 294.1466 | 2.6857e-05 | 294.1466 | 3.7548e-05 | 7.4786e-05 | 8.7896e-05 | 0.00019777 | 3.9154e-07 | 0 | 0 | 0 | 1.0013e-06 | 0 | 1.3922e-06 | 1.458e-06 | 0 | 0.00012446 | 8.5275e-05 | 8.5173e-07 | 8.3144e-07 | 2.7475e-07 | 0 | 4.2229e-06 | 6.888e-06
|  | 294.3562 | 0.00079106 | 294.3562 | 0.00080876 | 230.5018 | 0.001511 | 233.0981 | 7.1383e-06 | 228.9873 | 0 | 226.2846 | 0 | 226.2846 | 0 | 294.3562 | 0 | 232.6142 | 0 | 233.0981 | 1.4899e-05 | 226.2846 | 3.0685e-05 | 226.0776 | 0 | 232.6142 | 0.0010343 | 230.5018 | 0.00041152 | 226.2846 | 1.5052e-05 | 294.3562 | 0 | 226.2846 | 1.5339e-06 | 232.6142 | 0 | 294.3562 | 1.3428e-05 | 294.3562 | 2.8161e-05 | 0.00015029 | 0.0001476 | 0.0001953 | 3.866e-07 | 0 | 0 | 0 | 1.2909e-06 | 0 | -9.867e-07 | -5.2576e-07 | 0 | 0.00026258 | 8.6092e-05 | 2.487e-07 | 8.3148e-07 | -3.4035e-08 | 0 | 4.2231e-06 | 6.2315e-06
|  | 294.5659 | 0.00064262 | 294.5659 | 0.00059921 | 230.7101 | 0.00036432 | 233.3035 | -3.3749e-06 | 229.1963 | 0 | 226.4916 | 0 | 226.4916 | 0 | 294.5659 | 1.2315e-05 | 232.8182 | 0 | 233.3035 | -2.4504e-05 | 226.4916 | -3.5763e-05 | 226.2846 | 0 | 232.8182 | 0.0015405 | 230.7101 | 0.00041516 | 226.4916 | -1.2649e-05 | 294.5659 | 7.9317e-06 | 226.4916 | -1.8627e-06 | 232.8182 | 0 | 294.5659 | 2.6857e-05 | 294.5659 | 3.1283e-05 | 2.403e-05 | 2.8294e-05 | 0.00020579 | 7.5178e-08 | 0 | 0 | 0 | 1.2911e-06 | 0 | 1.7224e-07 | -3.4867e-06 | 0 | 0.00027257 | 8.6781e-05 | 5.9771e-07 | 8.316e-07 | -1.1962e-07 | 0 | 4.2237e-06 | 6.2324e-06
|  | 294.7756 | -0.00041343 | 294.7756 | -0.00032935 | 230.9184 | 0.0016116 | 233.509 | 4.1066e-06 | 229.4053 | 0 | 226.6987 | 0 | 226.6987 | 0 | 294.7756 | 0 | 233.0222 | 0 | 233.509 | 2.6181e-05 | 226.6987 | 2.0879e-06 | 226.4916 | 0 | 233.0222 | 0.001132 | 230.9184 | 0.00041808 | 226.6987 | 1.8422e-05 | 294.7756 | 0 | 226.6987 | 7.0735e-07 | 233.0222 | 0 | 294.7756 | 1.3428e-05 | 294.7756 | 2.8161e-05 | -1.5381e-05 | -3.1238e-06 | 0.00019409 | 2.1064e-07 | 0 | 0 | 0 | 1.2912e-06 | 0 | 1.2206e-06 | -2.5293e-07 | 0 | 6.7912e-05 | 8.7304e-05 | 8.0321e-07 | 8.3164e-07 | -1.4698e-07 | 0 | 4.2239e-06 | 6.8897e-06
|  | 294.9853 | 0.00026673 | 294.9853 | 0.00029956 | 231.1267 | 0.00025193 | 233.7144 | -2.0565e-06 | 229.6143 | 0 | 226.9058 | 0 | 226.9058 | 0 | 294.9853 | 1.2315e-05 | 233.2261 | 0 | 233.7144 | -1.43e-05 | 226.9058 | -4.5308e-06 | 226.6987 | 0 | 233.2261 | -0.00046611 | 231.1267 | 0.00042012 | 226.9058 | -1.0664e-05 | 294.9853 | 7.9317e-06 | 226.9058 | -2.127e-06 | 233.2261 | 0 | 294.9853 | 2.6857e-05 | 294.9853 | 3.7548e-05 | -1.0805e-07 | 2.8303e-05 | 0.00017484 | 1.3854e-07 | 0 | 0 | 0 | 1.2913e-06 | 0 | 7.9446e-07 | -3.7464e-07 | 0 | 0.00010315 | 8.7633e-05 | 1.2155e-06 | 8.3172e-07 | -1.7676e-07 | 0 | 4.2243e-06 | 6.8903e-06
|  | 295.195 | -0.00026776 | 295.195 | -2.9645e-05 | 231.335 | 0.0014265 | 233.9199 | 3.4048e-06 | 229.8233 | 0 | 227.1129 | 0 | 227.1129 | 0 | 295.195 | 0 | 233.4301 | 0 | 233.9199 | 2.2032e-05 | 227.1129 | 9.13e-07 | 226.9058 | 0 | 233.4301 | 0.0014773 | 231.335 | 0.00042117 | 227.1129 | 2.2401e-05 | 295.195 | 0 | 227.1129 | 4.201e-07 | 233.4301 | 0 | 295.195 | 1.3428e-05 | 295.195 | 2.8161e-05 | 1.5502e-05 | 3.4617e-05 | 0.00018784 | 1.3807e-07 | 0 | 0 | 0 | 7.2008e-07 | 0 | 1.453e-07 | -1.7922e-06 | 0 | 0.00022649 | 8.7748e-05 | 1.807e-06 | 8.3176e-07 | -2.1653e-07 | 0 | 4.2245e-06 | 6.5638e-06
|  | 295.4047 | 0.00041559 | 295.4047 | 0.00035975 | 231.5433 | 0.00037669 | 234.1255 | -2.0612e-06 | 230.0324 | 0 | 227.32 | 0 | 227.32 | 0 | 295.4047 | 6.8667e-06 | 233.6342 | 0 | 234.1255 | -2.0618e-05 | 227.32 | -1.822e-05 | 227.1129 | 0 | 233.6342 | 0.00074309 | 231.5433 | 0.00042116 | 227.32 | -4.9513e-06 | 295.4047 | 7.9317e-06 | 227.32 | -2.511e-06 | 233.6342 | 0 | 295.4047 | 2.6857e-05 | 295.4047 | 3.4432e-05 | 7.9073e-05 | 6.6018e-05 | 0.00017443 | 5.6341e-07 | 0 | 0 | 0 | 7.2014e-07 | 0 | -4.9315e-07 | -3.0046e-07 | 0 | 0.00023179 | 8.7634e-05 | -4.3182e-08 | 8.3184e-07 | -1.4463e-07 | 0 | 4.2249e-06 | 6.5645e-06
|  | 295.6145 | 0.00033838 | 295.6145 | 0.00026975 | 231.7517 | 0.0012977 | 234.331 | 7.544e-06 | 230.2414 | 0 | 227.5271 | 0 | 227.5271 | 0 | 295.6145 | 0 | 233.8382 | 0 | 234.331 | 1.5819e-05 | 227.5271 | 1.5318e-05 | 227.32 | 0 | 233.8382 | 0.0015291 | 231.7517 | 0.00042008 | 227.5271 | 4.5343e-06 | 295.6145 | 0 | 227.5271 | 1.1145e-06 | 233.8382 | 0 | 295.6145 | 1.3428e-05 | 295.6145 | 2.8161e-05 | -8.5411e-06 | 1.2579e-05 | 0.00015811 | 5.8112e-07 | 0 | 0 | 0 | 1.2916e-06 | 0 | 6.9178e-07 | 1.1499e-07 | 0 | 6.0281e-05 | 8.7313e-05 | -6.9041e-07 | 8.3191e-07 | 2.9191e-08 | 0 | 4.2253e-06 | 6.892e-06
|  | 295.8243 | -0.00041982 | 295.8243 | -0.00014982 | 231.9601 | 0.00021986 | 234.5365 | -1.8897e-06 | 230.4504 | 0 | 227.7343 | 0 | 227.7343 | 0 | 295.8243 | 1.2315e-05 | 234.0422 | 0 | 234.5365 | -9.0884e-06 | 227.7343 | -1.4208e-05 | 227.5271 | 0 | 234.0422 | -0.00093829 | 231.9601 | 0.00041796 | 227.7343 | -1.12e-05 | 295.8243 | 7.9317e-06 | 227.7343 | -8.3263e-07 | 234.0422 | 0 | 295.8243 | 2.6857e-05 | 295.8243 | 3.7548e-05 | 7.0517e-05 | 0.00010375 | 0.00016522 | 2.5208e-07 | 0 | 0 | 0 | 1.2917e-06 | 0 | -1.1121e-06 | -2.6609e-06 | 0 | 6.8018e-05 | 8.6775e-05 | -6.6758e-07 | 8.3195e-07 | -5.6584e-08 | 0 | 4.2255e-06 | 6.8923e-06
|  | 296.034 | 0.0010921 | 296.034 | 0.001139 | 232.1684 | 0.001366 | 234.7421 | 4.3424e-06 | 230.6595 | 0 | 227.9414 | 0 | 227.9414 | 0 | 296.034 | 0 | 234.2463 | 0 | 234.7421 | -1.732e-06 | 227.9414 | -1.1483e-05 | 227.7343 | 0 | 234.2463 | 0.001605 | 232.1684 | 0.00041491 | 227.9414 | 4.755e-06 | 296.034 | 0 | 227.9414 | 2.8631e-07 | 234.2463 | 0 | 296.034 | 1.3428e-05 | 296.034 | 2.8161e-05 | 0.00015009 | 0.00016665 | 0.00016702 | 3.5689e-07 | 0 | 0 | 0 | 1.2919e-06 | 0 | -2.9362e-07 | -2.6709e-06 | 0 | 0.00017574 | 8.6062e-05 | 1.1713e-06 | 8.3207e-07 | 2.3713e-08 | 0 | 4.2261e-06 | 6.8933e-06
|  | 296.2438 | 0.00033857 | 296.2438 | 0.00044964 | 232.3768 | 0.00023695 | 234.9477 | -8.7037e-07 | 230.8686 | 0 | 228.1486 | 0 | 228.1486 | 0 | 296.2438 | 1.2315e-05 | 234.4504 | 0 | 234.9477 | -1.1245e-06 | 228.1486 | -1.4302e-05 | 227.9414 | 0 | 234.4504 | 0.0001174 | 232.3768 | 0.00041106 | 228.1486 | 6.5527e-06 | 296.2438 | 7.9317e-06 | 228.1486 | -5.7394e-08 | 234.4504 | 0 | 296.2438 | 2.6857e-05 | 296.2438 | 3.7548e-05 | -2.3697e-05 | 9.4889e-06 | 0.00016903 | 7.2147e-07 | 0 | 0 | 0 | 1.2919e-06 | 0 | 1.6173e-06 | -8.4417e-07 | 0 | 9.5812e-05 | 8.5195e-05 | 2.9024e-06 | 8.3211e-07 | -3.0614e-07 | 0 | 4.2263e-06 | 6.8936e-06
|  | 296.4537 | -0.00056445 | 296.4537 | -0.00035919 | 232.5852 | 0.0013853 | 235.1533 | 7.8885e-06 | 231.0777 | 0 | 228.3558 | 0 | 228.3558 | 0 | 296.4537 | 0 | 234.6544 | 0 | 235.1533 | 1.6857e-05 | 228.3558 | 6.153e-06 | 228.1486 | 0 | 234.6544 | 0.00082154 | 232.5852 | 0.00040659 | 228.3558 | 2.1466e-05 | 296.4537 | 0 | 228.3558 | -2.8979e-06 | 234.6544 | 0 | 296.4537 | 1.3428e-05 | 296.4537 | 2.8161e-05 | -5.0765e-05 | -4.0852e-05 | 0.00017183 | 4.1136e-07 | 0 | 0 | 0 | 1.292e-06 | 0 | -6.3031e-07 | -1.944e-06 | 0 | -1.449e-05 | 8.4234e-05 | 1.2231e-06 | 8.3215e-07 | -6.195e-07 | 0 | 4.2265e-06 | 6.8939e-06
|  | 296.6635 | 8.058e-05 | 296.6635 | -3.0188e-05 | 232.7936 | 0.00026355 | 235.3589 | -3.8872e-06 | 231.2868 | 0 | 228.563 | 0 | 228.563 | 0 | 296.6635 | 1.2315e-05 | 234.8586 | 0 | 235.3589 | -2.2988e-05 | 228.563 | -2.4918e-05 | 228.3558 | 0 | 234.8586 | -0.00096353 | 232.7936 | 0.00040172 | 228.563 | -9.6593e-06 | 296.6635 | 7.9317e-06 | 228.563 | -3.082e-06 | 234.8586 | 0 | 296.6635 | 2.6857e-05 | 296.6635 | 3.7548e-05 | -4.298e-05 | -3.4562e-05 | 0.00016815 | -1.5731e-07 | 0 | 0 | 0 | 1.2921e-06 | 0 | -1.9383e-07 | 1.071e-06 | 0 | -3.9869e-05 | 8.3201e-05 | 2.4139e-07 | 8.3223e-07 | 1.2851e-07 | 0 | 4.2269e-06 | 6.8946e-06
|  | 296.8733 | -0.0004902 | 296.8733 | -0.00029921 | 233.002 | 0.0013501 | 235.5645 | 2.3572e-06 | 231.496 | 0 | 228.7702 | 0 | 228.7702 | 0 | 296.8733 | 0 | 235.0627 | 0 | 235.5645 | 2.1103e-05 | 228.7702 | 3.5256e-05 | 228.563 | 0 | 235.0627 | 0.00057288 | 233.002 | 0.00039668 | 228.7702 | 1.1989e-05 | 296.8733 | 0 | 228.7702 | 4.3224e-06 | 235.0627 | 0 | 296.8733 | 1.3428e-05 | 296.8733 | 2.8161e-05 | -1.566e-05 | 6.9053e-08 | 0.00016856 | -8.7329e-08 | 0 | 0 | 0 | 1.2922e-06 | 0 | 1.8919e-06 | 2.7799e-06 | 0 | 0.00013233 | 8.2171e-05 | 5.6536e-07 | 8.3231e-07 | 3.8797e-07 | 0 | 4.2273e-06 | 6.8953e-06
|  | 297.0832 | 0.00034097 | 297.0832 | 0.00029987 | 233.2105 | 0.00026724 | 235.7701 | -3.2065e-06 | 231.7051 | 0 | 228.9774 | 0 | 228.9774 | 0 | 297.0832 | 1.2315e-05 | 235.2668 | 0 | 235.7701 | -2.7033e-06 | 228.9774 | -8.4249e-06 | 228.7702 | 0 | 235.2668 | 0.00072375 | 233.2105 | 0.00039172 | 228.9774 | -6.5325e-06 | 297.0832 | 7.9317e-06 | 228.9774 | -5.7789e-07 | 235.2668 | 0 | 297.0832 | 2.6857e-05 | 297.0832 | 3.7548e-05 | 7.1541e-05 | 7.5494e-05 | 0.00018595 | -1.6968e-07 | 0 | 0 | 0 | 1.2924e-06 | 0 | 8.0851e-07 | 3.0007e-07 | 0 | 0.00028334 | 8.1174e-05 | 7.7237e-07 | 8.3239e-07 | 4.8963e-09 | 0 | 5.165e-06 | 6.8959e-06
|  | 297.2931 | 0.00034073 | 297.2931 | 0.0004195 | 233.4189 | 0.0015169 | 235.9758 | 1.5564e-06 | 231.9143 | 0 | 229.1846 | 0 | 229.1846 | 0 | 297.2931 | 0 | 235.4709 | 0 | 235.9758 | 1.0566e-05 | 229.1846 | 1.1321e-05 | 228.9774 | 0 | 235.4709 | 0.0020521 | 233.4189 | 0.00038712 | 229.1846 | 1.3986e-05 | 297.2931 | 0 | 229.1846 | 6.2514e-07 | 235.4709 | 0 | 297.2931 | 2.236e-05 | 297.2931 | 2.8161e-05 | -3.9189e-06 | 1.8854e-05 | 0.0001884 | 1.3837e-07 | 0 | 0 | 0 | 7.2066e-07 | 0 | -2.6462e-08 | 2.2536e-07 | 0 | 0.00011638 | 8.0277e-05 | 1.1467e-06 | 8.3243e-07 | 1.7475e-07 | 0 | 5.1653e-06 | 6.8962e-06
|  | 297.503 | -0.00037807 | 297.503 | -0.00023986 | 233.6274 | 0.00029073 | 236.1815 | -2.1102e-07 | 232.1235 | 0 | 229.3919 | 0 | 229.3919 | 0 | 297.503 | 6.8667e-06 | 235.6751 | 0 | 236.1815 | -1.0823e-05 | 229.3919 | -9.146e-06 | 229.1846 | 0 | 235.6751 | -0.00091205 | 233.6274 | 0.00038311 | 229.3919 | -2.9204e-06 | 297.503 | 7.9317e-06 | 229.3919 | 1.0613e-06 | 235.6751 | 0 | 297.503 | 2.6857e-05 | 297.503 | 3.7548e-05 | 4.3703e-05 | 5.9713e-05 | 0.00018023 | 8.5077e-07 | 0 | 0 | 0 | 7.2073e-07 | 0 | -1.6652e-06 | -5.0118e-08 | 0 | -3.1435e-06 | 7.954e-05 | 2.2807e-07 | 8.3251e-07 | 1.4861e-07 | 0 | 4.7003e-06 | 6.8969e-06
|  | 297.7129 | 0.00079444 | 297.7129 | 0.00080876 | 233.8359 | 0.0014382 | 236.3872 | 8.4834e-06 | 232.3327 | 0 | 229.5991 | 0 | 229.5991 | 0 | 297.7129 | 0 | 235.8793 | 0 | 236.3872 | -5.3678e-06 | 229.5991 | 8.6624e-06 | 229.3919 | 0 | 235.8793 | 0.00088126 | 233.8359 | 0.00037993 | 229.5991 | 5.1212e-06 | 297.7129 | 0 | 229.5991 | 3.7276e-07 | 235.8793 | 0 | 297.7129 | 1.7925e-05 | 297.7129 | 2.8161e-05 | 0.00010714 | 0.00011322 | 0.00017689 | 5.8072e-07 | 0 | 0 | 0 | 1.0108e-06 | 0 | -2.2203e-06 | -1.4861e-06 | 0 | 9.8056e-05 | 7.8985e-05 | -5.1308e-07 | 6.534e-07 | 1.5346e-07 | 0 | 4.7008e-06 | 6.8976e-06
|  | 297.9229 | 0.00022625 | 297.9229 | 0.00026986 | 234.0444 | 0.00025863 | 236.5929 | -2.8372e-06 | 232.5419 | 0 | 229.8064 | 0 | 229.8064 | 0 | 297.9229 | 9.6297e-06 | 236.0834 | 0 | 236.5929 | -1.622e-05 | 229.8064 | -2.3002e-05 | 229.5991 | 0 | 236.0835 | 7.9164e-05 | 234.0444 | 0.00037773 | 229.8064 | -1.0072e-05 | 297.9229 | 6.2246e-06 | 229.8064 | 1.108e-06 | 236.0835 | 0 | 297.9229 | 2.6857e-05 | 297.9229 | 3.7548e-05 | -1.6002e-05 | -3.1225e-06 | 0.00016276 | 4.3083e-07 | 0 | 0 | 0 | 1.0109e-06 | 0 | 5.1349e-07 | -7.4157e-07 | 0 | 0.00011676 | 7.8636e-05 | 6.3856e-08 | 6.5346e-07 | 1.0035e-07 | 0 | 5.1733e-06 | 6.8982e-06
|  | 298.1328 | -0.00037867 | 298.1328 | -0.00029961 | 234.2529 | 0.0013026 | 236.7986 | 7.0254e-06 | 232.7511 | 0 | 230.0137 | 0 | 230.0137 | 0 | 298.1328 | 0 | 236.2876 | 0 | 236.7986 | 2.1212e-05 | 230.0137 | 1.5847e-05 | 229.8064 | 0 | 236.2876 | 0.0010645 | 234.2529 | 0.00037659 | 230.0137 | 1.0688e-05 | 298.1328 | 0 | 230.0137 | -1.3977e-07 | 236.2876 | 0 | 298.1328 | 2.2422e-05 | 298.1328 | 2.8161e-05 | 3.8936e-06 | 9.4594e-06 | 0.00016118 | 3.4762e-07 | 0 | 0 | 0 | 1.2929e-06 | 0 | 1.2597e-06 | -5.6699e-08 | 0 | 0.00013597 | 7.8514e-05 | 1.1082e-06 | 6.6843e-07 | -3.807e-07 | 0 | 5.1736e-06 | 6.8985e-06
|  | 298.3428 | 0.00041576 | 298.3428 | 0.00038971 | 234.4614 | 0.00024337 | 237.0044 | -3.6463e-06 | 232.9603 | 0 | 230.221 | 0 | 230.221 | 0 | 298.3428 | 1.2315e-05 | 236.4918 | 0 | 237.0044 | -8.9675e-06 | 230.221 | -1.6394e-05 | 230.0137 | 0 | 236.4919 | 0.00026716 | 234.4614 | 0.0003765 | 230.221 | 3.1074e-09 | 298.3428 | 6.3669e-06 | 230.221 | -3.533e-06 | 236.4919 | 0 | 298.3428 | 2.6857e-05 | 298.3428 | 3.7548e-05 | -3.9655e-06 | 1.8914e-05 | 0.0001829 | -3.2139e-07 | 0 | 0 | 0 | 1.2929e-06 | 0 | 3.6657e-07 | 6.808e-07 | 0 | 0.00023743 | 7.8605e-05 | 9.4337e-07 | 6.6846e-07 | -4.7473e-08 | 0 | 5.1672e-06 | 6.8989e-06
|  | 298.5528 | -0.00045353 | 298.5528 | -0.00020955 | 234.6699 | 0.0015108 | 237.2101 | 5.2229e-07 | 233.1695 | 0 | 230.4283 | 0 | 230.4283 | 0 | 298.5528 | 0 | 236.6961 | 0 | 237.2101 | 1.2531e-05 | 230.4283 | 2.2962e-05 | 230.221 | 0 | 236.6961 | 0.0020579 | 234.6699 | 0.00037741 | 230.4283 | 9.0976e-06 | 298.5528 | 0 | 230.4283 | 3.075e-06 | 236.6961 | 0 | 298.5528 | 2.236e-05 | 298.5528 | 2.8161e-05 | 1.5625e-05 | 4.0911e-05 | 0.00019951 | 1.4998e-07 | 0 | 0 | 0 | 7.7165e-07 | 0 | 6.0875e-07 | 2.782e-06 | 0 | 0.00012823 | 7.8889e-05 | -5.6436e-07 | 8.3287e-07 | 2.2623e-07 | 0 | 5.168e-06 | 6.8999e-06
|  | 298.7628 | 0.00060233 | 298.7628 | 0.00059916 | 234.8784 | 0.00040257 | 237.4159 | 9.3534e-07 | 233.3788 | 0 | 230.6357 | 0 | 230.6357 | 0 | 298.7628 | 7.3487e-06 | 236.9003 | 0 | 237.4159 | -6.6142e-06 | 230.6357 | 3.8731e-06 | 230.4283 | 0 | 236.9003 | -0.00080219 | 234.8784 | 0.00037917 | 230.6357 | -1.4541e-05 | 298.7628 | 7.9317e-06 | 230.6357 | -8.9275e-07 | 236.9003 | 0 | 298.7628 | 2.6857e-05 | 298.7628 | 3.7548e-05 | 9.9076e-05 | 8.8086e-05 | 0.00017847 | 6.3814e-07 | 0 | 0 | 0 | 7.7168e-07 | 0 | 4.6985e-07 | 1.1059e-07 | 0 | 0.00010247 | 7.9329e-05 | -1.0927e-06 | 8.3291e-07 | 8.6358e-08 | 0 | 5.1748e-06 | 6.9002e-06
|  | 298.9728 | 0.00034116 | 298.9728 | 0.00023967 | 235.087 | 0.0013091 | 237.6217 | 5.2663e-06 | 233.5881 | 0 | 230.843 | 0 | 230.843 | 0 | 298.9728 | 0 | 237.1046 | 0 | 237.6217 | 1.118e-05 | 230.843 | -2.8062e-06 | 230.6357 | 0 | 237.1046 | 0.0018056 | 235.087 | 0.00038163 | 230.843 | 4.001e-06 | 298.9728 | 0 | 230.843 | 1.7258e-06 | 237.1046 | 0 | 298.9728 | 2.2422e-05 | 298.9728 | 2.8161e-05 | 0.00013525 | 0.00014157 | 0.00016835 | 3.0571e-07 | 0 | 0 | 0 | 5.29e-07 | 0 | 5.8392e-07 | -2.0818e-06 | 0 | 0.00010445 | 7.9903e-05 | -7.102e-07 | 4.8937e-07 | 8.7249e-08 | 0 | 5.1753e-06 | 5.915e-06
|  | 299.1828 | 0.00094668 | 299.1828 | 0.0011084 | 235.2955 | 0.00030538 | 237.8275 | -2.2955e-06 | 233.7974 | 0 | 231.0504 | 0 | 231.0504 | 0 | 299.1828 | 5.0372e-06 | 237.3089 | 0 | 237.8275 | -5.506e-06 | 231.0504 | -1.7272e-05 | 230.843 | 0 | 237.3089 | -0.00078292 | 235.2955 | 0.00038462 | 231.0504 | -1.0851e-05 | 299.1828 | 4.6598e-06 | 231.0504 | -8.8432e-07 | 237.3089 | 0 | 299.1828 | 2.6857e-05 | 299.1828 | 2.8161e-05 | 0.00029012 | 0.00029575 | 0.00019285 | 6.3896e-07 | 0 | 0 | 0 | 5.2905e-07 | 0 | -8.9775e-07 | -9.3721e-08 | 0 | 0.00018025 | 8.0576e-05 | -2.251e-07 | 4.8942e-07 | -1.0603e-07 | 0 | 5.6415e-06 | 5.9156e-06
|  | 299.3929 | 0.0018156 | 299.3929 | 0.0017075 | 235.5041 | 0.0015437 | 238.0333 | 8.5041e-06 | 234.0067 | 0 | 231.2577 | 0 | 231.2577 | 0 | 299.3929 | 0 | 237.5131 | 0 | 238.0333 | -3.2172e-06 | 231.2577 | 1.6368e-05 | 231.0504 | 0 | 237.5131 | 0.0025476 | 235.5041 | 0.00038797 | 231.2577 | 8.6796e-06 | 299.3929 | 0 | 231.2577 | -1.3832e-07 | 237.5131 | 0 | 299.3929 | 2.6857e-05 | 299.3929 | 2.8161e-05 | 0.00026178 | 0.0002486 | 0.00019296 | 8.3604e-07 | 0 | 0 | 0 | 7.6867e-07 | 0 | -1.3472e-06 | 2.2393e-07 | 0 | 0.00029077 | 8.1293e-05 | 3.0459e-07 | 6.538e-07 | 1.0214e-07 | 0 | 5.6418e-06 | 6.9018e-06
|  | 299.603 | 0.00067677 | 299.603 | 0.00065931 | 235.7127 | 0.0003064 | 238.2392 | -3.809e-07 | 234.216 | 0 | 231.4651 | 0 | 231.4651 | 0 | 299.603 | 7.3182e-06 | 237.7174 | 0 | 238.2392 | -9.8726e-06 | 231.4651 | -1.4208e-05 | 231.2577 | 0 | 237.7174 | 0.00029908 | 235.7127 | 0.00039149 | 231.4651 | -5.7423e-06 | 299.603 | 6.2246e-06 | 231.4651 | 1.1234e-06 | 237.7174 | 0 | 299.603 | 2.6857e-05 | 299.603 | 3.7548e-05 | 9.4586e-05 | 0.00011019 | 0.00018316 | 8.0249e-08 | 0 | 0 | 0 | 7.6874e-07 | 0 | -4.1892e-07 | 1.6488e-06 | 0 | 0.00014423 | 8.2022e-05 | 5.873e-07 | 6.5386e-07 | 3.3074e-07 | 0 | 5.6423e-06 | 6.9025e-06
|  | 299.8131 | 0.00022366 | 299.8131 | 0.00038971 | 235.9213 | 0.0014498 | 238.445 | 1.1606e-06 | 234.4253 | 0 | 231.6725 | 0 | 231.6725 | 0 | 299.8131 | 0 | 237.9217 | 0 | 238.445 | 5.8025e-06 | 231.6725 | 3.0108e-05 | 231.4651 | 0 | 237.9217 | 0.0011128 | 235.9213 | 0.00039497 | 231.6725 | 1.1406e-05 | 299.8131 | 0 | 231.6725 | 2.0661e-06 | 237.9217 | 0 | 299.8131 | 2.6857e-05 | 299.8131 | 2.8161e-05 | 5.9333e-05 | 7.8725e-05 | 0.00018233 | -1.6636e-07 | 0 | 0 | 0 | 8.1193e-07 | 0 | -6.5193e-07 | 9.9474e-07 | 0 | 0.00011532 | 8.2729e-05 | 1.8071e-06 | 3.2801e-07 | -4.6719e-09 | 0 | 5.6426e-06 | 6.2441e-06
|  | 300.0232 | 0.00034115 | 300.0232 | 0.0003597 | 236.1299 | 0.00029816 | 238.6509 | -2.7766e-06 | 234.6346 | 0 | 231.8799 | 0 | 231.8799 | 0 | 300.0232 | 7.729e-06 | 238.1261 | 0 | 238.6509 | -1.2135e-05 | 231.8799 | -2.0516e-05 | 231.6725 | 0 | 238.1261 | 1.5977e-05 | 236.1299 | 0.00039815 | 231.8799 | 6.0197e-06 | 300.0232 | 3.1224e-06 | 231.8799 | -2.1111e-06 | 238.1261 | 0 | 300.0232 | 2.6857e-05 | 300.0232 | 3.1278e-05 | 2.8003e-05 | 4.7264e-05 | 0.0001894 | 2.0146e-07 | 0 | 0 | 0 | 8.1205e-07 | 0 | 2.1309e-07 | -1.2234e-06 | 0 | 0.00026881 | 8.3334e-05 | 1.3669e-06 | 3.2806e-07 | -2.6047e-07 | 0 | 5.1775e-06 | 6.245e-06
|  | 300.2333 | -7.4619e-05 | 300.2333 | 9.0151e-05 | 236.3385 | 0.0015176 | 238.8568 | 4.7335e-06 | 234.844 | 0 | 232.0874 | 0 | 232.0874 | 0 | 300.2333 | 0 | 238.3304 | 0 | 238.8568 | 1.4205e-05 | 232.0874 | 8.7202e-06 | 231.8799 | 0 | 238.3304 | 0.0026151 | 236.3385 | 0.00040076 | 232.0874 | 7.1597e-06 | 300.2333 | 0 | 232.0874 | -4.0029e-07 | 238.3304 | 0 | 300.2333 | 2.2422e-05 | 300.2333 | 2.8161e-05 | 3.9496e-05 | 5.3549e-05 | 0.00018188 | 5.3842e-07 | 0 | 0 | 0 | 5.2998e-07 | 0 | -2.2519e-07 | 8.2657e-07 | 0 | 0.000272 | 8.3803e-05 | 1.0048e-06 | 4.8995e-07 | 4.787e-07 | 0 | 5.1778e-06 | 6.2487e-06
|  | 300.4434 | 0.00045052 | 300.4434 | 0.0004195 | 236.5472 | 0.00022581 | 239.0627 | 4.9619e-07 | 235.0534 | 0 | 232.2948 | 0 | 232.2948 | 0 | 300.4434 | 5.044e-06 | 238.5348 | 0 | 239.0627 | -1.6392e-05 | 232.2948 | -7.5133e-07 | 232.0874 | 0 | 238.5348 | 4.6819e-05 | 236.5472 | 0.00040253 | 232.2948 | 2.5277e-06 | 300.4434 | 4.6631e-06 | 232.2948 | 5.0154e-06 | 238.5348 | 0 | 300.4434 | 2.6857e-05 | 300.4434 | 3.131e-05 | 3.9453e-05 | 3.151e-05 | 0.00016067 | 3.8375e-07 | 0 | 0 | 0 | 5.3e-07 | 0 | 6.0226e-07 | 1.3548e-06 | 0 | 0.00020642 | 8.406e-05 | 1.0003e-06 | 6.54e-07 | 7.591e-07 | 0 | 5.6439e-06 | 6.5799e-06
|  | 300.6536 | -7.5042e-05 | 300.6536 | -0.00011961 | 236.7558 | 0.0013143 | 239.2686 | 3.231e-06 | 235.2627 | 0 | 232.5023 | 0 | 232.5023 | 0 | 300.6536 | 0 | 238.7391 | 0 | 239.2686 | 2.2242e-05 | 232.5023 | 1.3813e-05 | 232.2948 | 0 | 238.7391 | 0.0019734 | 236.7558 | 0.00040322 | 232.5023 | 7.1163e-06 | 300.6536 | 1.561e-06 | 232.5023 | 2.303e-06 | 238.7391 | 0 | 300.6536 | 2.6857e-05 | 300.6536 | 3.131e-05 | -4.7681e-05 | -3.7754e-05 | 0.000168 | 2.5483e-07 | 0 | 0 | 0 | 1.0038e-06 | 0 | 1.509e-06 | -6.2052e-07 | 0 | -6.8816e-05 | 8.4078e-05 | -3.9398e-07 | 9.9758e-07 | 9.9513e-08 | 0 | 5.6447e-06 | 6.9088e-06
|  | 300.8638 | -0.00037867 | 300.8638 | -0.00023964 | 236.9645 | 0.00029605 | 239.4746 | -7.5631e-07 | 235.4721 | 0 | 232.7097 | 0 | 232.7097 | 0 | 300.8638 | 9.5517e-06 | 238.9435 | 0 | 239.4746 | -7.5875e-06 | 232.7097 | -1.9795e-05 | 232.5023 | 0 | 238.9435 | -0.0026468 | 236.9645 | 0.00040271 | 232.7097 | -1.0914e-05 | 300.8638 | 7.9317e-06 | 232.7097 | -1.3436e-06 | 238.9435 | 0 | 300.8638 | 2.6857e-05 | 300.8638 | 3.4432e-05 | 5.9695e-05 | 6.9271e-05 | 0.00017674 | 6.4042e-07 | 0 | 0 | 0 | 1.0038e-06 | 0 | -4.8465e-07 | -1.3487e-06 | 0 | -8.7804e-05 | 8.3857e-05 | -7.1359e-07 | 8.3358e-07 | -1.6597e-07 | 0 | 5.645e-06 | 6.9063e-06
|  | 301.074 | 0.00094669 | 301.074 | 0.00089877 | 237.1732 | 0.0013978 | 239.6805 | 6.9752e-06 | 235.6815 | 0 | 232.9172 | 0 | 232.9172 | 0 | 301.074 | 0 | 239.1479 | 0 | 239.6805 | 2.8813e-06 | 232.9172 | 6.7947e-06 | 232.7097 | 0 | 239.1479 | 0.0017877 | 237.1732 | 0.00040099 | 232.9172 | 4.0361e-06 | 301.074 | 0 | 232.9172 | -2.5619e-07 | 239.1479 | 0 | 301.074 | 2.6857e-05 | 301.074 | 3.1283e-05 | 9.1323e-05 | 8.8119e-05 | 0.00016873 | 4.9687e-07 | 0 | 0 | 0 | 1.0553e-06 | 0 | -1.1937e-06 | -6.7412e-08 | 0 | 0.00016144 | 8.3397e-05 | -2.532e-07 | 5.0795e-07 | 1.4594e-07 | 0 | 5.6455e-06 | 7.2345e-06
|  | 301.2842 | -7.7815e-05 | 301.2842 | -6.0375e-05 | 237.3819 | 0.00021913 | 239.8865 | -2.1505e-06 | 235.891 | 0 | 233.1247 | 0 | 233.1247 | 0 | 301.2842 | 1.004e-05 | 239.3523 | 0 | 239.8865 | -1.4473e-05 | 233.1247 | -7.4444e-06 | 232.9172 | 0 | 239.3523 | -0.00020814 | 237.3819 | 0.00039824 | 233.1247 | -6.4764e-06 | 301.2842 | 4.8328e-06 | 233.1247 | 1.6628e-06 | 239.3523 | 0 | 301.2842 | 2.6857e-05 | 301.2842 | 3.7548e-05 | -3.5598e-07 | 6.2561e-06 | 0.00017134 | 4.3967e-07 | 0 | 0 | 0 | 1.0554e-06 | 0 | 1.5931e-07 | 7.5309e-07 | 0 | 9.5072e-05 | 8.2749e-05 | 1.8624e-06 | 5.0798e-07 | 2.4572e-07 | 0 | 5.6458e-06 | 7.2377e-06
|  | 301.4944 | 7.4428e-05 | 301.4944 | 0.00011989 | 237.5906 | 0.0014228 | 240.0925 | 6.4194e-06 | 236.1004 | 0 | 233.3322 | 0 | 233.3322 | 0 | 301.4944 | 0 | 239.5567 | 0 | 240.0925 | 1.6019e-05 | 233.3322 | 1.4703e-05 | 233.1247 | 0 | 239.5567 | 0.0011383 | 237.5906 | 0.00039477 | 233.3322 | 2.4427e-05 | 301.4944 | 0 | 233.3322 | 7.0563e-07 | 239.5567 | 0 | 301.4944 | 2.6857e-05 | 301.4944 | 3.131e-05 | -5.5894e-05 | -3.4626e-05 | 0.00016964 | 4.9828e-07 | 0 | 0 | 0 | 5.2523e-07 | 0 | 4.2428e-08 | -4.4068e-07 | 0 | 9.6566e-05 | 8.2003e-05 | 1.2552e-06 | 6.5433e-07 | -2.2476e-07 | 0 | 5.6463e-06 | 7.2384e-06
|  | 301.7046 | -0.00060614 | 301.7046 | -0.00044929 | 237.7993 | 0.00020272 | 240.2985 | -1.5819e-06 | 236.3099 | 0 | 233.5397 | 0 | 233.5397 | 0 | 301.7046 | 4.9965e-06 | 239.7612 | 0 | 240.2985 | -1.5607e-05 | 233.5397 | -1.895e-05 | 233.3322 | 0 | 239.7612 | -0.0001936 | 237.7993 | 0.00039104 | 233.5397 | -1.233e-05 | 301.7046 | 6.2246e-06 | 233.5397 | -2.8718e-06 | 239.7612 | 0 | 301.7046 | 2.6857e-05 | 301.7046 | 3.7548e-05 | -0.00016289 | -0.00013857 | 0.00016922 | -9.7602e-08 | 0 | 0 | 0 | 5.2528e-07 | 0 | -2.6092e-07 | -7.5297e-07 | 0 | 0.00012025 | 8.1251e-05 | -4.3253e-07 | 6.5439e-07 | -1.0489e-07 | 0 | 5.6469e-06 | 6.9081e-06
|  | 301.9149 | -0.00094331 | 301.9149 | -0.00086876 | 238.008 | 0.0014187 | 240.5045 | 6.3443e-07 | 236.5193 | 0 | 233.7473 | 0 | 233.7473 | 0 | 301.9149 | 0 | 239.9656 | 0 | 240.5045 | 1.3074e-05 | 233.7473 | 1.1694e-05 | 233.5397 | 0 | 239.9656 | 0.0013699 | 238.008 | 0.00038751 | 233.7473 | 8.1622e-06 | 301.9149 | 0 | 233.7473 | 1.861e-06 | 239.9656 | 0 | 301.9149 | 2.6857e-05 | 301.9149 | 2.8161e-05 | -7.5988e-06 | -6.2905e-06 | 0.00015885 | -7.1013e-08 | 0 | 0 | 0 | 2.9049e-07 | 0 | 4.5481e-07 | -1.104e-06 | 0 | 0.00025837 | 8.0594e-05 | 1.2014e-06 | 1.6417e-07 | 3.1957e-07 | 0 | 5.6472e-06 | 5.9215e-06
|  | 302.1252 | 0.00087103 | 302.1252 | 0.00080893 | 238.2167 | 0.00010327 | 240.7106 | -1.3237e-06 | 236.7288 | 0 | 233.9548 | 0 | 233.9548 | 0 | 302.1252 | 2.763e-06 | 240.1701 | 0 | 240.7106 | -8.6596e-06 | 233.9548 | -2.2333e-05 | 233.7473 | 0 | 240.1701 | 0.0011574 | 238.2167 | 0.00038469 | 233.9548 | 3.4146e-06 | 302.1252 | 1.5615e-06 | 233.9548 | 1.2184e-06 | 240.1701 | 0 | 302.1252 | 2.6857e-05 | 302.1252 | 2.8161e-05 | 9.9475e-05 | 9.7661e-05 | 0.00016137 | 7.0703e-07 | 0 | 0 | 0 | 8.2015e-07 | 0 | 1.6194e-07 | -3.5081e-06 | 0 | 0.0002043 | 8.0121e-05 | 2.9294e-06 | 3.2871e-07 | 2.4335e-07 | 0 | 5.6477e-06 | 5.9221e-06
|  | 302.3354 | 7.5042e-05 | 302.3354 | 0.00011989 | 238.4255 | 0.0014429 | 240.9166 | 8.1858e-06 | 236.9383 | 0 | 234.1624 | 0 | 234.1624 | 0 | 302.3354 | 5.0372e-06 | 240.3746 | 0 | 240.9166 | 1.0231e-05 | 234.1624 | -1.147e-05 | 233.9548 | 0 | 240.3746 | 0.00084099 | 238.4255 | 0.00038298 | 234.1624 | 2.4812e-05 | 302.3354 | 1.5648e-06 | 234.1624 | 1.1264e-06 | 240.3746 | 0 | 302.3354 | 2.6857e-05 | 302.3354 | 2.8161e-05 | 1.9683e-05 | 2.5232e-05 | 0.0001754 | 7.9311e-07 | 0 | 0 | 0 | 1.3024e-06 | 0 | -4.5951e-07 | -3.6214e-06 | 0 | 2.6192e-05 | 7.992e-05 | 1.3934e-06 | 4.9323e-07 | -2.0453e-07 | 0 | 5.6482e-06 | 6.582e-06
|  | 302.5457 | 0.00011214 | 302.5457 | 0.00012006 | 238.6342 | 0.00023755 | 241.1227 | -4.8828e-07 | 237.1478 | 0 | 234.37 | 0 | 234.37 | 0 | 302.5457 | 7.3487e-06 | 240.5791 | 0 | 241.1227 | -1.4691e-05 | 234.37 | -2.3419e-05 | 234.1624 | 0 | 240.5791 | -0.00058483 | 238.6342 | 0.0003827 | 234.37 | -1.1388e-05 | 302.5457 | 3.1257e-06 | 234.37 | -3.0969e-06 | 240.5791 | 0 | 302.5457 | 2.6857e-05 | 302.5457 | 3.4432e-05 | 0.0001312 | 0.00011342 | 0.00018086 | 8.5024e-07 | 0 | 0 | 0 | 7.7282e-07 | 0 | -6.386e-07 | -1.9274e-07 | 0 | 4.6594e-05 | 8.004e-05 | -7.593e-07 | 9.987e-07 | -1.3224e-07 | 0 | 5.6488e-06 | 7.5698e-06
|  | 302.7561 | 0.0011354 | 302.7561 | 0.00095842 | 238.843 | 0.001495 | 241.3288 | 8.7394e-06 | 237.3573 | 0 | 234.5776 | 0 | 234.5776 | 0 | 302.7561 | 0 | 240.7835 | 0 | 241.3288 | 8.4937e-06 | 234.5776 | 2.1562e-05 | 234.37 | 0 | 240.7836 | 0.0010405 | 238.843 | 0.00038402 | 234.5776 | 4.0721e-06 | 302.7561 | 6.3707e-06 | 234.5776 | 1.8228e-06 | 240.7836 | 0 | 302.7561 | 2.6857e-05 | 302.7561 | 3.7548e-05 | 8.3823e-05 | 7.8768e-05 | 0.0001968 | 4.3005e-07 | 0 | 0 | 0 | 5.3368e-07 | 0 | -1.5318e-06 | 1.2164e-07 | 0 | 0.00022095 | 8.0483e-05 | 5.6244e-07 | 6.7001e-07 | 6.4496e-08 | 0 | 5.649e-06 | 7.239e-06
|  | 302.9664 | -0.00033838 | 302.9664 | -0.00020945 | 239.0518 | 0.0003902 | 241.5349 | -4.5664e-06 | 237.5669 | 0 | 234.7852 | 0 | 234.7852 | 0 | 302.9664 | 5.0745e-06 | 240.9881 | 0 | 241.5349 | -2.3358e-05 | 234.7852 | -2.0391e-05 | 234.5776 | 0 | 240.9881 | 0.0011201 | 239.0518 | 0.00038695 | 234.7852 | 1.3461e-06 | 302.9664 | 0 | 234.7852 | -1.2015e-06 | 240.9881 | 0 | 302.9664 | 2.6857e-05 | 302.9664 | 3.1283e-05 | -5.1268e-05 | -3.1485e-05 | 0.00018742 | 5.5033e-07 | 0 | 0 | 0 | 5.3373e-07 | 0 | -1.4455e-06 | -2.0197e-07 | 0 | 4.1449e-05 | 8.1249e-05 | 1.7339e-06 | 1.6418e-07 | 1.673e-07 | 0 | 5.6496e-06 | 6.5807e-06
|  | 303.1768 | -0.00014905 | 303.1768 | -8.9888e-05 | 239.2606 | 0.0014051 | 241.741 | 9.9063e-06 | 237.7764 | 0 | 234.9928 | 0 | 234.9928 | 0 | 303.1768 | 0 | 241.1926 | 0 | 241.741 | 9.3324e-06 | 234.9928 | 1.8445e-05 | 234.7852 | 0 | 241.1926 | -0.00071477 | 239.2606 | 0.00039136 | 234.9928 | 1.5356e-05 | 303.1768 | 1.561e-06 | 234.9928 | 2.813e-06 | 241.1926 | 0 | 303.1768 | 2.6857e-05 | 303.1768 | 3.1283e-05 | 0 | 2.2508e-08 | 0.00017423 | 6.298e-07 | 0 | 0 | 0 | 0 | 0 | -9.0575e-08 | 1.1265e-06 | 0 | -9.7338e-05 | 8.2309e-05 | 9.3714e-07 | 3.2838e-07 | 8.7537e-08 | 0 | 5.6498e-06 | 6.581e-06
|  | 303.3872 | 0.00014905 | 303.3872 | 9.0102e-05 | 239.4694 | 0.00026368 | 241.9472 | -3.7959e-06 | 237.986 | 0 | 235.2004 | 0 | 235.2004 | 0 | 303.3872 | 0 | 241.3972 | 0 | 241.9472 | -1.0211e-05 | 235.2004 | -7.5935e-06 | 234.9928 | 0 | 241.3972 | -0.00023691 | 239.4694 | 0.00039698 | 235.2004 | -6.3292e-06 | 303.3872 | 1.561e-06 | 235.2004 | -1.9698e-06 | 241.3972 | 0 | 303.3872 | 2.6857e-05 | 303.3872 | 3.1283e-05 | 1.5971e-05 | 1.263e-05 | 0.0001964 | 1.4389e-07 | 0 | 0 | 0 | 2.9067e-07 | 0 | 8.4808e-08 | -2.7203e-09 | 0 | -8.1018e-06 | 8.3573e-05 | 1.5332e-06 | 4.9269e-07 | -9.396e-08 | 0 | 5.6506e-06 | 6.5819e-06
|  | 303.5976 | 2.7654e-06 | 303.5976 | 2.9957e-05 | 239.6782 | 0.0016174 | 242.1533 | 5.1918e-06 | 238.1955 | 0 | 235.4081 | 0 | 235.4081 | 0 | 303.5976 | 2.763e-06 | 241.6017 | 0 | 242.1533 | 1.1034e-05 | 235.4081 | 7.5673e-06 | 235.2004 | 0 | 241.6017 | 0.0001577 | 239.6782 | 0.00040346 | 235.4081 | 2.1095e-05 | 303.5976 | 3.1224e-06 | 235.4081 | 1.0649e-06 | 241.6017 | 0 | 303.5976 | 2.6857e-05 | 303.5976 | 3.1283e-05 | 2.4093e-05 | 2.8386e-05 | 0.00020207 | -1.4071e-08 | 0 | 0 | 0 | 5.8136e-07 | 0 | -2.5681e-07 | -6.2323e-07 | 0 | 0.00010126 | 8.4983e-05 | 7.6293e-07 | 6.5699e-07 | -1.0784e-07 | 0 | 5.6509e-06 | 6.9135e-06
|  | 303.808 | 0.00022625 | 303.808 | 0.00023986 | 239.8871 | 0.0003177 | 242.3595 | -5.3283e-06 | 238.4051 | 0 | 235.6157 | 0 | 235.6157 | 0 | 303.808 | 2.763e-06 | 241.8063 | 0 | 242.3595 | -1.3525e-05 | 235.6157 | -1.357e-05 | 235.4081 | 0 | 241.8063 | 0.00083223 | 239.8871 | 0.00041037 | 235.6157 | -1.3747e-05 | 303.808 | 3.1224e-06 | 235.6157 | -2.1036e-06 | 241.8063 | 0 | 303.808 | 2.6857e-05 | 303.808 | 3.4432e-05 | 2.7687e-05 | 2.8382e-05 | 0.00017992 | 2.693e-07 | 0 | 0 | 0 | 5.3389e-07 | 0 | -1.2825e-06 | 4.1822e-07 | 0 | 0.00012683 | 8.6424e-05 | 1.2083e-06 | 8.3703e-07 | -2.5963e-08 | 0 | 5.6512e-06 | 7.2452e-06
|  | 304.0184 | 3.691e-05 | 304.0184 | 2.9908e-05 | 240.0959 | 0.0014053 | 242.5657 | 7.9405e-06 | 238.6147 | 0 | 235.8234 | 0 | 235.8234 | 0 | 304.0184 | 2.3115e-06 | 242.0109 | 0 | 242.5657 | 1.0853e-06 | 235.8234 | 1.7597e-05 | 235.6157 | 0 | 242.0109 | 0.00040764 | 240.0959 | 0.00041726 | 235.8234 | 2.5383e-05 | 304.0184 | 4.8333e-06 | 235.8234 | 1.8535e-06 | 242.0109 | 0 | 304.0184 | 2.6857e-05 | 304.0184 | 3.4432e-05 | -1.6083e-05 | -1.8939e-05 | 0.00018851 | 5.5909e-07 | 0 | 0 | 0 | 2.4321e-07 | 0 | -3.1719e-06 | -3.0529e-07 | 0 | -1.752e-05 | 8.7821e-05 | 2.1127e-06 | 5.0856e-07 | 1.0851e-07 | 0 | 5.6517e-06 | 6.5861e-06
|  | 304.2288 | -0.00018976 | 304.2288 | -0.0002099 | 240.3048 | 0.00039997 | 242.7719 | -2.518e-06 | 238.8244 | 0 | 236.0311 | 0 | 236.0311 | 0 | 304.2288 | 0 | 242.2155 | 0 | 242.7719 | -3.1849e-05 | 236.0311 | -2.0538e-05 | 235.8234 | 0 | 242.2155 | -0.0005789 | 240.3048 | 0.00042374 | 236.0311 | -5.037e-06 | 304.2288 | 0 | 236.0311 | -8.0855e-07 | 242.2155 | 0 | 304.2288 | 2.6857e-05 | 304.2288 | 2.8161e-05 | 3.1907e-05 | 3.1538e-05 | 0.000194 | 3.9509e-07 | 0 | 0 | 0 | 4.8327e-07 | 0 | -4.293e-07 | 5.6835e-07 | 0 | -6.7729e-05 | 8.9111e-05 | 2.1629e-06 | 5.0573e-07 | 2.7306e-07 | 0 | 5.6523e-06 | 6.5862e-06
|  | 304.4393 | 0.00049297 | 304.4393 | 0.0005096 | 240.5136 | 0.0014576 | 242.9781 | 6.3497e-06 | 239.034 | 0 | 236.2388 | 0 | 236.2388 | 0 | 304.4393 | 4.5925e-06 | 242.4201 | 0 | 242.9781 | 2.7686e-05 | 236.2388 | 2.601e-05 | 236.0311 | 0 | 242.4201 | -8.3092e-05 | 240.5136 | 0.00042949 | 236.2388 | 2.5864e-05 | 304.4393 | 4.8059e-06 | 236.2388 | 3.4378e-06 | 242.4201 | 0 | 304.4393 | 2.6857e-05 | 304.4393 | 3.4427e-05 | 9.1733e-05 | 8.5161e-05 | 0.00020087 | 1.4174e-07 | 0 | 0 | 0 | 4.8332e-07 | 0 | 8.6654e-07 | -9.7707e-08 | 0 | 2.6195e-05 | 9.0219e-05 | 1.6865e-06 | 6.7011e-07 | 1.6913e-07 | 0 | 5.6528e-06 | 6.5868e-06
|  | 304.6498 | 0.00037868 | 304.6498 | 0.00029961 | 240.7225 | 0.0004656 | 243.1844 | -4.9752e-06 | 239.2436 | 0 | 236.4465 | 0 | 236.4465 | 0 | 304.6498 | 0 | 242.6248 | 0 | 243.1844 | -1.9282e-05 | 236.4465 | -2.6951e-05 | 236.2388 | 0 | 242.6248 | 0.00033911 | 240.7225 | 0.00043429 | 236.4465 | -9.6249e-06 | 304.6498 | 1.5615e-06 | 236.4465 | -1.8093e-06 | 242.6248 | 0 | 304.6498 | 2.6857e-05 | 304.6498 | 2.8161e-05 | -3.8839e-06 | 0 | 0.00021304 | 2.7142e-07 | 0 | 0 | 0 | 0 | 0 | -1.104e-06 | -5.4263e-07 | 0 | 9.8363e-05 | 9.1111e-05 | 1.5255e-07 | 4.9296e-07 | -1.9352e-08 | 0 | 5.6531e-06 | 6.2557e-06
|  | 304.8603 | -0.00041559 | 304.8603 | -0.00029961 | 240.9314 | 0.0015741 | 243.3906 | 7.607e-06 | 239.4533 | 0 | 236.6543 | 0 | 236.6543 | 0 | 304.8603 | 0 | 242.8294 | 0 | 243.3906 | 8.5776e-06 | 236.6543 | 2.1727e-05 | 236.4465 | 0 | 242.8294 | 0.00062224 | 240.9314 | 0.00043803 | 236.6543 | 1.1094e-05 | 304.8603 | 3.1224e-06 | 236.6543 | 1.623e-06 | 242.8294 | 0 | 304.8603 | 2.6857e-05 | 304.8603 | 3.1278e-05 | -2.8054e-05 | -1.2637e-05 | 0.00020178 | 4.9092e-07 | 0 | 0 | 0 | 0 | 0 | -2.3724e-06 | -4.9181e-07 | 0 | 0.00024555 | 9.1789e-05 | 8.3849e-07 | 3.2865e-07 | -1.8869e-07 | 0 | 5.1869e-06 | 6.2563e-06
|  | 305.0708 | 0.00014905 | 305.0708 | 0.00017955 | 241.1403 | 0.00035761 | 243.5969 | -2.8468e-06 | 239.663 | 0 | 236.862 | 0 | 236.862 | 0 | 305.0708 | 0 | 243.0341 | 0 | 243.5969 | -3.1581e-05 | 236.862 | -2.6462e-05 | 236.6543 | 0 | 243.0341 | 0.0017773 | 241.1403 | 0.00044071 | 236.862 | -3.0211e-06 | 305.0708 | 0 | 236.862 | -3.4396e-06 | 243.0341 | 0 | 305.0708 | 2.2422e-05 | 305.0708 | 2.8161e-05 | -5.5596e-05 | -4.0995e-05 | 0.00020336 | -7.5387e-08 | 0 | 0 | 0 | 5.3024e-07 | 0 | -2.0351e-06 | -1.8754e-06 | 0 | 0.00025737 | 9.2252e-05 | 1.8287e-06 | 3.2868e-07 | -6.2727e-07 | 0 | 5.1874e-06 | 6.2603e-06
|  | 305.2813 | -0.0006772 | 305.2813 | -0.00056899 | 241.3493 | 0.0015892 | 243.8032 | 2.1159e-06 | 239.8726 | 0 | 237.0698 | 0 | 237.0698 | 0 | 305.2813 | 5.0372e-06 | 243.2387 | 0 | 243.8032 | 1.1851e-05 | 237.0698 | 8.407e-06 | 236.862 | 0 | 243.2387 | 0.00073772 | 241.3493 | 0.00044241 | 237.0698 | 2.0626e-05 | 305.2813 | 3.1224e-06 | 237.0698 | -2.5991e-06 | 243.2387 | 0 | 305.2813 | 2.6857e-05 | 305.2813 | 3.131e-05 | -3.7044e-06 | 9.4902e-06 | 0.00020744 | 6.7115e-08 | 0 | 0 | 0 | 8.2112e-07 | 0 | 1.426e-07 | -1.0291e-06 | 0 | 0.00015463 | 9.2524e-05 | 1.628e-06 | 3.287e-07 | -3.5247e-07 | 0 | 5.1876e-06 | 6.2606e-06
|  | 305.4918 | 0.00064201 | 305.4918 | 0.00065914 | 241.5582 | 0.00039646 | 244.0095 | -1.4653e-06 | 240.0823 | 0 | 237.2775 | 0 | 237.2775 | 0 | 305.4918 | 2.763e-06 | 243.4434 | 0 | 244.0095 | -1.0468e-05 | 237.2775 | -1.8312e-05 | 237.0698 | 0 | 243.4434 | 0.00077314 | 241.5582 | 0.00044325 | 237.2775 | -4.9556e-06 | 305.4918 | 0 | 237.2775 | -7.9364e-07 | 243.4434 | 0 | 305.4918 | 2.2422e-05 | 305.4918 | 2.8161e-05 | 6.364e-05 | 6.9427e-05 | 0.00020384 | 5.881e-07 | 0 | 0 | 0 | 1.348e-06 | 0 | 9.5686e-07 | -7.6078e-07 | 0 | 0.00012002 | 9.2625e-05 | 1.0309e-06 | 6.7031e-07 | -3.3799e-08 | 0 | 5.1881e-06 | 6.5898e-06
|  | 305.7024 | -3.7525e-05 | 305.7024 | 3.1253e-07 | 241.7671 | 0.0015547 | 244.2158 | 7.1661e-06 | 240.292 | 0 | 237.4853 | 0 | 237.4853 | 0 | 305.7024 | 1.004e-05 | 243.6481 | 0 | 244.2158 | 1.9744e-05 | 237.4853 | 1.099e-05 | 237.2775 | 0 | 243.6481 | 0.00039956 | 241.7671 | 0.00044338 | 237.4853 | 1.4879e-05 | 305.7024 | 6.3669e-06 | 237.4853 | 4.683e-07 | 243.6481 | 0 | 305.7024 | 2.6857e-05 | 305.7024 | 3.4432e-05 | 8.1284e-06 | 1.5852e-05 | 0.00017946 | 7.6841e-07 | 0 | 0 | 0 | 1.0572e-06 | 0 | 8.0978e-07 | -2.0695e-06 | 0 | 0.00010614 | 9.26e-05 | 5.6731e-07 | 6.7037e-07 | -2.5677e-07 | 0 | 5.1886e-06 | 6.9191e-06
|  | 305.913 | 0.00011473 | 305.913 | 0.00015025 | 241.9761 | 0.00016296 | 244.4221 | 2.8191e-07 | 240.5018 | 0 | 237.6931 | 0 | 237.6931 | 0 | 305.913 | 0 | 243.8528 | 0 | 244.4221 | -1.1895e-05 | 237.6931 | -3.0908e-05 | 237.4853 | 0 | 243.8528 | 0.00063742 | 241.9761 | 0.00044294 | 237.6931 | -9.4187e-06 | 305.913 | 0 | 237.6931 | -2.9397e-06 | 243.8528 | 0 | 305.913 | 2.2422e-05 | 305.913 | 3.1283e-05 | 8.7874e-05 | 8.8355e-05 | 0.00017002 | 4.9967e-07 | 0 | 0 | 0 | 1.0057e-06 | 0 | -7.9754e-07 | -2.3475e-06 | 0 | 0.00016118 | 9.2477e-05 | -1.1908e-06 | 8.3517e-07 | -5.1822e-07 | 0 | 5.1888e-06 | 7.2476e-06
|  | 306.1236 | 0.00071982 | 306.1236 | 0.00068887 | 242.1851 | 0.0014642 | 244.6285 | 4.5613e-06 | 240.7115 | 0 | 237.9009 | 0 | 237.9009 | 0 | 306.1236 | 9.5517e-06 | 244.0576 | 0 | 244.6285 | 4.1647e-06 | 237.9009 | 8.3167e-06 | 237.6931 | 0 | 244.0576 | 0.00093708 | 242.1851 | 0.00044207 | 237.9009 | -2.0416e-06 | 306.1236 | 7.9317e-06 | 237.9009 | -2.0476e-06 | 244.0576 | 0 | 306.1236 | 2.6857e-05 | 306.1236 | 3.7548e-05 | 7.185e-05 | 6.6249e-05 | 0.00018282 | 3.7965e-07 | 0 | 0 | 0 | 1.0058e-06 | 0 | -1.9401e-06 | 3.9601e-07 | 0 | 0.00027078 | 9.226e-05 | -1.0871e-06 | 8.3525e-07 | 1.0296e-07 | 0 | 5.6563e-06 | 7.2512e-06
|  | 306.3342 | -3.7518e-05 | 306.3342 | -5.975e-05 | 242.3941 | 0.00028545 | 244.8349 | -8.8219e-07 | 240.9213 | 0 | 238.1088 | 0 | 238.1088 | 0 | 306.3342 | 0 | 244.2623 | 0 | 244.8349 | -2.2966e-05 | 238.1088 | -4.5056e-06 | 237.9009 | 0 | 244.2623 | 0.001708 | 242.3941 | 0.00044086 | 238.1088 | -8.4205e-06 | 306.3342 | 0 | 238.1088 | 3.0384e-06 | 244.2623 | 0 | 306.3342 | 2.6857e-05 | 306.3342 | 3.131e-05 | -1.5697e-05 | -1.2575e-05 | 0.00018559 | 4.6249e-07 | 0 | 0 | 0 | 1.0535e-06 | 0 | -1.5677e-06 | 1.5001e-06 | 0 | 0.00033471 | 9.1982e-05 | 9.264e-07 | 6.5554e-07 | 4.6411e-07 | 0 | 5.6568e-06 | 7.2519e-06
|  | 306.5448 | -0.00011153 | 306.5448 | -5.9651e-05 | 242.603 | 0.0014907 | 245.0413 | 5.3639e-06 | 241.1311 | 0 | 238.3166 | 0 | 238.3166 | 0 | 306.5448 | 1.0003e-05 | 244.4671 | 0 | 245.0413 | 7.7742e-06 | 238.3166 | 1.8941e-05 | 238.1088 | 0 | 244.4671 | 0.0015613 | 242.603 | 0.00043941 | 238.3166 | 1.7335e-05 | 306.5448 | 6.2246e-06 | 238.3166 | 1.4276e-06 | 244.4671 | 0 | 306.5448 | 2.6857e-05 | 306.5448 | 3.7548e-05 | 3.2044e-05 | 2.8428e-05 | 0.00016861 | 5.9565e-07 | 0 | 0 | 0 | 1.0536e-06 | 0 | -7.0767e-07 | 2.2695e-06 | 0 | 0.00022868 | 9.1673e-05 | 1.2662e-06 | 6.5561e-07 | 3.5109e-07 | 0 | 5.6574e-06 | 7.2525e-06
|  | 306.7554 | 0.00041577 | 306.7554 | 0.00032956 | 242.8121 | 0.00012267 | 245.2477 | 4.076e-07 | 241.3408 | 0 | 238.5244 | 0 | 238.5244 | 0 | 306.7554 | 0 | 244.6718 | 0 | 245.2477 | -1.4631e-05 | 238.5244 | 2.8983e-06 | 238.3166 | 0 | 244.6718 | 0.00067215 | 242.8121 | 0.00043779 | 238.5244 | -5.1503e-06 | 306.7554 | 0 | 238.5244 | 1.9508e-06 | 244.6718 | 0 | 306.7554 | 2.6857e-05 | 306.7554 | 3.131e-05 | 1.9898e-05 | 2.525e-05 | 0.00016305 | 7.0095e-07 | 0 | 0 | 0 | 1.2971e-06 | 0 | -9.9453e-08 | 2.7658e-06 | 0 | 0.00025193 | 9.1324e-05 | 8.0155e-07 | 8.3544e-07 | 5.3278e-07 | 0 | 5.6576e-06 | 7.2529e-06
|  | 306.9661 | -0.00022686 | 306.9661 | -8.9839e-05 | 243.0211 | 0.0014375 | 245.4541 | 6.3839e-06 | 241.5506 | 0 | 238.7323 | 0 | 238.7323 | 0 | 306.9661 | 1.2315e-05 | 244.8766 | 0 | 245.4541 | 1.3668e-05 | 238.7323 | 2.3712e-05 | 238.5244 | 0 | 244.8766 | 0.0017883 | 243.0211 | 0.00043606 | 238.7323 | 1.2862e-05 | 306.9661 | 7.9317e-06 | 238.7323 | 3.1751e-06 | 244.8766 | 0 | 306.9661 | 2.6857e-05 | 306.9661 | 3.7548e-05 | 5.9496e-05 | 7.5752e-05 | 0.0001962 | 3.3565e-07 | 0 | 0 | 0 | 1.2972e-06 | 0 | -6.7503e-07 | -4.7449e-07 | 0 | 0.00017397 | 9.0967e-05 | 1.2755e-06 | 8.3548e-07 | -7.128e-08 | 0 | 5.1908e-06 | 7.2504e-06
|  | 307.1768 | 0.00079168 | 307.1768 | 0.00080899 | 243.2301 | 0.00043982 | 245.6605 | -3.1319e-06 | 241.7604 | 0 | 238.9402 | 0 | 238.9402 | 0 | 307.1768 | 0 | 245.0814 | 0 | 245.6605 | -2.0208e-05 | 238.9402 | -2.8277e-05 | 238.7323 | 0 | 245.0814 | -8.928e-05 | 243.2301 | 0.00043431 | 238.9402 | -5.9041e-07 | 307.1768 | 0 | 238.9402 | -3.8608e-06 | 245.0814 | 0 | 307.1768 | 2.2422e-05 | 307.1768 | 3.1283e-05 | 7.945e-05 | 8.5233e-05 | 0.00020027 | 3.5462e-07 | 0 | 0 | 0 | 1.0578e-06 | 0 | -1.5929e-06 | -3.0349e-06 | 0 | 0.0001381 | 9.0609e-05 | 1.06e-06 | 8.356e-07 | -4.4151e-07 | 0 | 5.1916e-06 | 7.2514e-06
|  | 307.3875 | -3.7525e-05 | 307.3875 | 4.9434e-08 | 243.4391 | 0.0014762 | 245.867 | 6.5673e-06 | 241.9703 | 0 | 239.1481 | 0 | 239.1481 | 0 | 307.3875 | 1.004e-05 | 245.2862 | 0 | 245.867 | 4.7763e-06 | 239.1481 | -9.2038e-07 | 238.9402 | 0 | 245.2862 | 0.0014377 | 243.4391 | 0.00043258 | 239.1481 | 1.0788e-05 | 307.3875 | 7.9317e-06 | 239.1481 | -3.8674e-07 | 245.2862 | 0 | 307.3875 | 2.6857e-05 | 307.3875 | 3.7548e-05 | 2.7789e-05 | 2.5239e-05 | 0.00018988 | 8.5732e-07 | 0 | 0 | 0 | 1.0578e-06 | 0 | -2.144e-06 | -3.9728e-07 | 0 | 0.00017613 | 9.0259e-05 | 6.8127e-07 | 8.3564e-07 | 1.2541e-07 | 0 | 5.1852e-06 | 6.9229e-06
|  | 307.5982 | 0.00030129 | 307.5982 | 0.00023951 | 243.6482 | 0.00034035 | 246.0734 | 1.7372e-06 | 242.1801 | 0 | 239.356 | 0 | 239.356 | 0 | 307.5982 | 0 | 245.4911 | 0 | 246.0734 | -2.5545e-05 | 239.356 | -2.9012e-06 | 239.1481 | 0 | 245.4911 | 0.0002821 | 243.6482 | 0.00043089 | 239.356 | -4.2348e-06 | 307.5982 | 0 | 239.356 | 1.5931e-06 | 245.4911 | 0 | 307.5982 | 2.236e-05 | 307.5982 | 2.8161e-05 | 9.1549e-05 | 8.5233e-05 | 0.00018634 | 6.4191e-07 | 0 | 0 | 0 | 1.2975e-06 | 0 | -1.2687e-06 | 6.4972e-07 | 0 | 0.00012175 | 8.9915e-05 | 1.0989e-06 | 8.3572e-07 | 2.0717e-07 | 0 | 5.1857e-06 | 6.5951e-06
|  | 307.8089 | 0.00056759 | 307.8089 | 0.00056942 | 243.8573 | 0.0014422 | 246.2799 | 4.4804e-06 | 242.3899 | 0 | 239.5639 | 0 | 239.5639 | 0 | 307.8089 | 1.2315e-05 | 245.6959 | 0 | 246.2799 | 1.3256e-05 | 239.5639 | 9.1509e-06 | 239.356 | 0 | 245.6959 | 0.00090656 | 243.8573 | 0.00042923 | 239.5639 | 1.4805e-05 | 307.8089 | 7.9317e-06 | 239.5639 | 3.9972e-07 | 245.6959 | 0 | 307.8089 | 2.6857e-05 | 307.8089 | 3.4432e-05 | 9.9708e-05 | 9.7872e-05 | 0.00017625 | 1.5882e-07 | 0 | 0 | 0 | 1.2976e-06 | 0 | -8.6293e-07 | -1.1182e-06 | 0 | 6.5462e-05 | 8.9566e-05 | 5.5103e-07 | 8.3576e-07 | 1.4891e-07 | 0 | 5.6598e-06 | 7.2562e-06
|  | 308.0197 | 0.00037867 | 308.0197 | 0.00035942 | 244.0664 | 0.00024385 | 246.4864 | -2.9423e-06 | 242.5998 | 0 | 239.7719 | 0 | 239.7719 | 0 | 308.0197 | 0 | 245.9008 | 0 | 246.4864 | -2.1613e-05 | 239.7719 | -1.9907e-05 | 239.5639 | 0 | 245.9008 | -0.00026743 | 244.0664 | 0.00042755 | 239.7719 | -9.5052e-06 | 308.0197 | 0 | 239.7719 | 1.0326e-06 | 245.9008 | 0 | 308.0197 | 2.6857e-05 | 308.0197 | 3.4432e-05 | 1.9952e-05 | 1.2612e-05 | 0.00018801 | 5.7995e-07 | 0 | 0 | 0 | 1.2977e-06 | 0 | -3.1128e-07 | 2.3544e-07 | 0 | 5.6257e-06 | 8.9215e-05 | -2.697e-07 | 6.5595e-07 | 7.6014e-08 | 0 | 5.6603e-06 | 7.5853e-06
|  | 308.2304 | -0.00018934 | 308.2304 | -0.00023974 | 244.2755 | 0.0015544 | 246.6929 | 8.5587e-06 | 242.8097 | 0 | 239.9798 | 0 | 239.9798 | 0 | 308.2304 | 1.2315e-05 | 246.1056 | 0 | 246.6929 | 1.8598e-05 | 239.9798 | 2.2171e-05 | 239.7719 | 0 | 246.1056 | 0.00032235 | 244.2755 | 0.00042575 | 239.9798 | 6.9114e-06 | 308.2304 | 6.2246e-06 | 239.9798 | -3.0151e-07 | 246.1056 | 0 | 308.2304 | 2.6857e-05 | 308.2304 | 3.7548e-05 | 0.00012334 | 0.00010733 | 0.00018522 | 4.5359e-07 | 0 | 0 | 0 | 1.2978e-06 | 0 | -1.0688e-06 | -1.329e-06 | 0 | 2.0377e-05 | 8.8815e-05 | -1.2498e-07 | 6.5601e-07 | -1.4664e-07 | 0 | 4.7196e-06 | 6.9252e-06
|  | 308.4412 | 0.0013597 | 308.4412 | 0.0012582 | 244.4846 | 0.0002172 | 246.8995 | -4.1664e-06 | 243.0196 | 0 | 240.1878 | 0 | 240.1878 | 0 | 308.4412 | 0 | 246.3105 | 0 | 246.8995 | -2.8948e-05 | 240.1878 | -3.4952e-05 | 239.9798 | 0 | 246.3105 | -0.00012343 | 244.4846 | 0.00042373 | 240.1878 | -8.1134e-06 | 308.4412 | 0 | 240.1878 | -1.1088e-06 | 246.3105 | 0 | 308.4412 | 1.7925e-05 | 308.4412 | 2.8161e-05 | 0.0001433 | 0.0001358 | 0.00016264 | -1.0677e-07 | 0 | 0 | 0 | 1.0582e-06 | 0 | -8.6321e-07 | -9.5128e-07 | 0 | 5.2973e-05 | 8.8362e-05 | 1.7746e-06 | 6.7393e-07 | 4.2684e-08 | 0 | 4.7198e-06 | 6.9255e-06
|  | 308.652 | 7.0166e-09 | 308.652 | 3.0286e-05 | 244.6937 | 0.0013384 | 247.106 | 3.1326e-06 | 243.2295 | 0 | 240.3957 | 0 | 240.3957 | 0 | 308.652 | 1.004e-05 | 246.5154 | 0 | 247.106 | 2.0589e-05 | 240.3957 | 2.5805e-05 | 240.1878 | 0 | 246.5154 | 0.00064051 | 244.6937 | 0.00042141 | 240.3957 | 2.5178e-05 | 308.652 | 6.3943e-06 | 240.3957 | 1.5193e-06 | 246.5154 | 0 | 308.652 | 2.6857e-05 | 308.652 | 3.7548e-05 | 5.9872e-05 | 4.7375e-05 | 0.00017865 | 5.4822e-08 | 0 | 0 | 0 | 1.0583e-06 | 0 | 1.7797e-07 | 3.2463e-06 | 0 | -4.888e-05 | 8.7858e-05 | 2.456e-06 | 6.7399e-07 | -2.9249e-08 | 0 | 5.1876e-06 | 6.9261e-06
|  | 308.8628 | 0.00056801 | 308.8628 | 0.00041917 | 244.9028 | 0.00037003 | 247.3126 | -2.6018e-06 | 243.4394 | 0 | 240.6037 | 0 | 240.6037 | 0 | 308.8628 | 0 | 246.7203 | 0 | 247.3126 | -1.8866e-05 | 240.6037 | 5.4127e-06 | 240.3957 | 0 | 246.7203 | -0.0011176 | 244.9028 | 0.00041878 | 240.6037 | -1.5607e-06 | 308.8628 | 0 | 240.6037 | -1.8005e-06 | 246.7203 | 0 | 308.8628 | 2.236e-05 | 308.8628 | 2.8161e-05 | 9.1638e-05 | 7.5751e-05 | 0.00020035 | 4.7177e-07 | 0 | 0 | 0 | 1.0151e-06 | 0 | -7.5157e-07 | 1.2359e-06 | 0 | 7.1873e-05 | 8.7286e-05 | 8.6601e-07 | 6.5617e-07 | -2.7616e-08 | 0 | 5.1881e-06 | 6.9268e-06
|  | 309.0736 | 0.00030129 | 309.0736 | 0.00029942 | 245.112 | 0.0015458 | 247.5192 | 7.169e-06 | 243.6493 | 0 | 240.8117 | 0 | 240.8117 | 0 | 309.0736 | 9.6297e-06 | 246.9253 | 0 | 247.5192 | 1.159e-05 | 240.8117 | 6.4708e-06 | 240.6037 | 0 | 246.9252 | 0.001819 | 245.112 | 0.00041588 | 240.8117 | 9.8873e-06 | 309.0736 | 6.2246e-06 | 240.8117 | 1.535e-06 | 246.9252 | 0 | 309.0736 | 2.6857e-05 | 309.0736 | 3.7548e-05 | -1.2114e-05 | 6.2974e-06 | 0.00019228 | -2.7599e-09 | 0 | 0 | 0 | 1.0152e-06 | 0 | -2.4034e-07 | -1.4426e-07 | 0 | 0.00015306 | 8.6666e-05 | -3.4901e-07 | 6.5623e-07 | 2.6764e-07 | 0 | 4.7212e-06 | 6.9275e-06
|  | 309.2845 | -0.0004162 | 309.2845 | -0.00023969 | 245.3211 | 0.00029283 | 247.7258 | -7.1957e-06 | 243.8593 | 0 | 241.0198 | 0 | 241.0198 | 0 | 309.2845 | 0 | 247.1302 | 0 | 247.7258 | -1.3916e-05 | 241.0198 | -7.8578e-06 | 240.8117 | 0 | 247.1302 | -0.00032539 | 245.3211 | 0.00041285 | 241.0198 | -1.3243e-05 | 309.2845 | 0 | 241.0198 | 1.0382e-06 | 247.1302 | 0 | 309.2845 | 1.7925e-05 | 309.2845 | 2.8161e-05 | -1.5759e-05 | -1.2611e-05 | 0.00017606 | -2.5646e-07 | 0 | 0 | 0 | 1.2983e-06 | 0 | 7.0096e-07 | 9.386e-07 | 0 | 4.3682e-05 | 8.6048e-05 | 7.434e-07 | 8.3624e-07 | 3.3636e-07 | 0 | 4.7214e-06 | 6.9278e-06
|  | 309.4953 | 0.00026672 | 309.4953 | 0.00012008 | 245.5303 | 0.0013906 | 247.9324 | 4.7133e-06 | 244.0693 | 0 | 241.2278 | 0 | 241.2278 | 0 | 309.4953 | 1.2315e-05 | 247.3351 | 0 | 247.9324 | 2.0702e-05 | 241.2278 | 1.6882e-05 | 241.0198 | 0 | 247.3351 | 0.00075165 | 245.5303 | 0.00040991 | 241.2278 | 2.039e-05 | 309.4953 | 7.9317e-06 | 241.2278 | 2.1957e-06 | 247.3351 | 0 | 309.4953 | 2.6857e-05 | 309.4953 | 3.7548e-05 | 2.3875e-05 | 9.5021e-06 | 0.00018301 | 3.8586e-07 | 0 | 0 | 0 | 1.2985e-06 | 0 | -6.7808e-07 | 1.2549e-07 | 0 | 0.00010268 | 8.5474e-05 | 1.7078e-06 | 8.3632e-07 | 3.3939e-07 | 0 | 5.6635e-06 | 6.9284e-06
|  | 309.7062 | -4.029e-05 | 309.7062 | -2.9957e-05 | 245.7395 | 0.00035909 | 248.139 | -9.7871e-07 | 244.2792 | 0 | 241.4358 | 0 | 241.4358 | 0 | 309.7062 | 0 | 247.5401 | 0 | 248.139 | -2.7264e-05 | 241.4358 | -1.5676e-05 | 241.2278 | 0 | 247.5401 | 0.00025034 | 245.7395 | 0.00040731 | 241.4358 | -3.9743e-06 | 309.7062 | 0 | 241.4358 | 1.0667e-06 | 247.5401 | 0 | 309.7062 | 2.6857e-05 | 309.7062 | 2.8161e-05 | 2.7787e-05 | 1.5801e-05 | 0.00019139 | 3.1886e-07 | 0 | 0 | 0 | 1.2985e-06 | 0 | -1.0545e-06 | 4.0764e-07 | 0 | 0.0001169 | 8.5001e-05 | 4.0123e-07 | 8.3636e-07 | 4.433e-08 | 0 | 5.6638e-06 | 6.9288e-06
|  | 309.9171 | 0.00030381 | 309.9171 | 0.00017981 | 245.9487 | 0.0014706 | 248.3457 | 4.0648e-06 | 244.4892 | 0 | 241.6439 | 0 | 241.6439 | 0 | 309.9171 | 1.2315e-05 | 247.7451 | 0 | 248.3457 | 1.7058e-05 | 241.6439 | 1.9594e-05 | 241.4358 | 0 | 247.7451 | 0.00089026 | 245.9487 | 0.00040532 | 241.6439 | 7.8313e-06 | 309.9171 | 7.9317e-06 | 241.6439 | -6.4056e-07 | 247.7451 | 0 | 309.9171 | 2.6857e-05 | 309.9171 | 3.7548e-05 | 4.378e-05 | 2.8458e-05 | 0.00018726 | 1.5652e-08 | 0 | 0 | 0 | 1.2986e-06 | 0 | 1.0849e-06 | 1.4015e-06 | 0 | 0.00011914 | 8.4676e-05 | 1.1117e-06 | 8.3644e-07 | -1.7067e-07 | 0 | 5.1967e-06 | 6.9294e-06
|  | 310.128 | 0.00011135 | 310.128 | 9.0053e-05 | 246.1579 | 0.00031968 | 248.5523 | -3.9133e-06 | 244.6992 | 0 | 241.852 | 0 | 241.852 | 0 | 310.128 | 0 | 247.9501 | 0 | 248.5523 | -6.5592e-06 | 241.852 | -6.1228e-06 | 241.6439 | 0 | 247.9501 | 0.00027217 | 246.1579 | 0.00040421 | 241.852 | 2.8542e-06 | 310.128 | 0 | 241.852 | -9.9995e-07 | 247.9501 | 0 | 310.128 | 2.2422e-05 | 310.128 | 2.8161e-05 | 0.00012406 | 0.00011063 | 0.00019329 | 9.6945e-08 | 0 | 0 | 0 | 1.2988e-06 | 0 | 2.9989e-07 | -7.2927e-07 | 0 | 0.00012746 | 8.4565e-05 | 2.5571e-06 | 8.3651e-07 | -7.786e-08 | 0 | 5.1972e-06 | 6.9301e-06
|  | 310.339 | 0.001065 | 310.339 | 0.00095889 | 246.3671 | 0.001528 | 248.7591 | 4.8513e-06 | 244.9093 | 0 | 242.06 | 0 | 242.06 | 0 | 310.339 | 1.2315e-05 | 248.1551 | 0 | 248.7591 | 9.4609e-06 | 242.06 | -8.8671e-07 | 241.852 | 0 | 248.1551 | 0.00097125 | 246.3671 | 0.00040415 | 242.06 | 2.1724e-05 | 310.339 | 7.9317e-06 | 242.06 | 2.5159e-07 | 248.1551 | 0 | 310.339 | 2.6857e-05 | 310.339 | 3.7548e-05 | 0.00014405 | 0.00012643 | 0.00019797 | 7.9326e-08 | 0 | 0 | 0 | 1.2988e-06 | 0 | -3.4757e-07 | -2.1711e-06 | 0 | 0.00014005 | 8.4675e-05 | 2.3376e-06 | 8.3655e-07 | 8.2587e-08 | 0 | 4.7232e-06 | 6.9304e-06
|  | 310.5499 | 0.00030086 | 310.5499 | 0.00023986 | 246.5763 | 0.00036438 | 248.9657 | -4.0837e-06 | 245.1193 | 0 | 242.2681 | 0 | 242.2681 | 0 | 310.5499 | 0 | 248.3601 | 0 | 248.9657 | -1.2824e-05 | 242.2681 | -1.9979e-05 | 242.06 | 0 | 248.3601 | 0.00039495 | 246.5763 | 0.00040526 | 242.2681 | 7.4171e-07 | 310.5499 | 0 | 242.2681 | 5.4214e-07 | 248.3601 | 0 | 310.5499 | 1.7925e-05 | 310.5499 | 2.8161e-05 | 7.1633e-05 | 4.7421e-05 | 0.00020646 | 3.3674e-07 | 0 | 0 | 0 | 1.299e-06 | 0 | -6.1983e-07 | 1.1281e-07 | 0 | 0.00020134 | 8.5039e-05 | 1.6163e-06 | 8.3663e-07 | 2.9107e-07 | 0 | 4.7236e-06 | 6.9311e-06
|  | 310.7609 | 0.00037825 | 310.7609 | 0.00020972 | 246.7856 | 0.001609 | 249.1724 | 7.3418e-06 | 245.3293 | 0 | 242.4763 | 0 | 242.4763 | 0 | 310.7609 | 1.2315e-05 | 248.5651 | 0 | 249.1724 | 6.827e-06 | 242.4763 | 2.1063e-05 | 242.2681 | 0 | 248.5651 | 0.0015691 | 246.7856 | 0.00040756 | 242.4763 | 1.479e-05 | 310.7609 | 7.9317e-06 | 242.4763 | 2.2549e-06 | 248.5651 | 0 | 310.7609 | 2.6857e-05 | 310.7609 | 3.7548e-05 | 0.00013122 | 9.1678e-05 | 0.00019866 | 8.7032e-07 | 0 | 0 | 0 | 1.2991e-06 | 0 | 1.1504e-06 | 4.8405e-07 | 0 | 0.00013961 | 8.5637e-05 | 6.2839e-07 | 8.3671e-07 | 1.0841e-07 | 0 | 4.7241e-06 | 6.9317e-06
|  | 310.9718 | 0.00086568 | 310.9718 | 0.00065936 | 246.9948 | 0.00028981 | 249.3792 | 1.0772e-06 | 245.5394 | 0 | 242.6844 | 0 | 242.6844 | 0 | 310.9718 | 0 | 248.7702 | 0 | 249.3792 | 4.3016e-06 | 242.6844 | -1.6412e-05 | 242.4763 | 0 | 248.7702 | -0.00020736 | 246.9948 | 0.00041098 | 242.6844 | -8.7519e-06 | 310.9718 | 0 | 242.6844 | -1.2132e-06 | 248.7702 | 0 | 310.9718 | 1.7925e-05 | 310.9718 | 2.8161e-05 | 8.3431e-05 | 6.9592e-05 | 0.00016837 | 1.0825e-06 | 0 | 0 | 0 | 1.2992e-06 | 0 | 1.4269e-06 | -1.89e-06 | 0 | 0.00016026 | 8.6462e-05 | -1.6395e-07 | 6.567e-07 | 2.6641e-08 | 0 | 4.7245e-06 | 6.9324e-06
|  | 311.1828 | -7.4858e-05 | 311.1828 | 2.7985e-07 | 247.2041 | 0.0013192 | 249.5859 | 9.3952e-06 | 245.7494 | 0 | 242.8925 | 0 | 242.8925 | 0 | 311.1828 | 1.2315e-05 | 248.9753 | 0 | 249.5859 | 9.5023e-06 | 242.8925 | -1.7488e-06 | 242.6844 | 0 | 248.9753 | 0.0017703 | 247.2041 | 0.00041532 | 242.8925 | 7.1766e-06 | 311.1828 | 6.2246e-06 | 242.8925 | 1.4691e-06 | 248.9753 | 0 | 311.1828 | 2.6857e-05 | 311.1828 | 3.7548e-05 | 5.205e-05 | 5.6942e-05 | 0.00017608 | 5.8283e-07 | 0 | 0 | 0 | 1.2993e-06 | 0 | 2.1657e-07 | -2.9899e-06 | 0 | 0.00015361 | 8.7443e-05 | -1.8229e-07 | 6.5673e-07 | -1.3604e-07 | 0 | 5.1926e-06 | 7.5938e-06
|  | 311.3938 | 0.0005682 | 311.3938 | 0.00053943 | 247.4134 | 0.0003635 | 249.7927 | -3.7577e-06 | 245.9595 | 0 | 243.1007 | 0 | 243.1007 | 0 | 311.3938 | 0 | 249.1803 | 0 | 249.7927 | -7.4075e-06 | 243.1007 | -2.6979e-05 | 242.8925 | 0 | 249.1803 | -0.00027207 | 247.4134 | 0.00042036 | 243.1007 | -8.9281e-06 | 311.3938 | 0 | 243.1007 | -2.7763e-06 | 249.1803 | 0 | 311.3938 | 2.236e-05 | 311.3938 | 3.4427e-05 | 0.00011984 | 0.0001012 | 0.00020742 | 2.7527e-07 | 0 | 0 | 0 | 1.2994e-06 | 0 | -3.2215e-07 | -3.2724e-06 | 0 | 8.8583e-05 | 8.8548e-05 | 3.0508e-07 | 8.3691e-07 | -4.3607e-07 | 0 | 5.1931e-06 | 7.5945e-06
|  | 311.6049 | 0.00056759 | 311.6049 | 0.00041971 | 247.6227 | 0.0016185 | 249.9995 | 6.4203e-06 | 246.1696 | 0 | 243.3089 | 0 | 243.3089 | 0 | 311.6049 | 1.2315e-05 | 249.3854 | 0 | 249.9995 | 4.2915e-06 | 243.3089 | -4.46e-06 | 243.1007 | 0 | 249.3854 | 0.0011359 | 247.6227 | 0.00042576 | 243.3089 | 1.1859e-05 | 311.6049 | 7.9317e-06 | 243.3089 | -1.4133e-06 | 249.3854 | 0 | 311.6049 | 2.6857e-05 | 311.6049 | 3.7548e-05 | 8.3364e-05 | 6.639e-05 | 0.00020505 | 1.9338e-07 | 0 | 0 | 0 | 1.2994e-06 | 0 | -2.5572e-06 | -4.3362e-06 | 0 | 0.00016187 | 8.9679e-05 | -5.8696e-07 | 8.3695e-07 | -2.7339e-07 | 0 | 5.6678e-06 | 6.9337e-06
|  | 311.8159 | 0.00022244 | 311.8159 | 0.00020945 | 247.832 | 0.00034088 | 250.2063 | -4.5501e-06 | 246.3798 | 0 | 243.517 | 0 | 243.517 | 0 | 311.8159 | 0 | 249.5905 | 0 | 250.2063 | -2.9023e-05 | 243.517 | -3.7198e-05 | 243.3089 | 0 | 249.5905 | 0.00044253 | 247.832 | 0.00043117 | 243.517 | -1.7498e-05 | 311.8159 | 0 | 243.517 | -1.2132e-06 | 249.5905 | 0 | 311.8159 | 2.6857e-05 | 311.8159 | 2.8161e-05 | 0.00010731 | 9.4805e-05 | 0.00018753 | -3.4723e-08 | 0 | 0 | 0 | 1.2996e-06 | 0 | -1.5027e-06 | -3.7743e-06 | 0 | -2.733e-05 | 9.0775e-05 | 5.1254e-07 | 8.3703e-07 | -1.4549e-08 | 0 | 5.6684e-06 | 6.9344e-06
|  | 312.027 | 0.00079444 | 312.027 | 0.00068892 | 248.0413 | 0.001451 | 250.4131 | 4.2143e-06 | 246.5899 | 0 | 243.7252 | 0 | 243.7252 | 0 | 312.027 | 1.2315e-05 | 249.7956 | 0 | 250.4131 | 1.4492e-05 | 243.7252 | 9.3925e-07 | 243.517 | 0 | 249.7957 | -0.000709 | 248.0413 | 0.00043623 | 243.7252 | 2.2422e-05 | 312.027 | 7.9317e-06 | 243.7252 | 1.0734e-06 | 249.7957 | 0 | 312.027 | 2.6857e-05 | 312.027 | 3.7548e-05 | 0.00013959 | 0.00010435 | 0.00021029 | 1.1621e-07 | 0 | 0 | 0 | 1.2997e-06 | 0 | 1.7387e-07 | -1.2996e-06 | 0 | -0.00011556 | 9.1773e-05 | 1.0885e-06 | 8.3711e-07 | 1.4693e-07 | 0 | 5.6689e-06 | 6.935e-06
|  | 312.238 | 0.00052815 | 312.238 | 0.00029982 | 248.2506 | 0.0005581 | 250.6199 | -3.0905e-06 | 246.8 | 0 | 243.9334 | 0 | 243.9334 | 0 | 312.238 | 0 | 250.0008 | 0 | 250.6199 | -1.281e-05 | 243.9334 | -1.3423e-05 | 243.7252 | 0 | 250.0008 | -0.00041771 | 248.2506 | 0.00044057 | 243.9334 | -1.1966e-05 | 312.238 | 0 | 243.9334 | 3.3793e-07 | 250.0008 | 0 | 312.238 | 2.6857e-05 | 312.238 | 2.8161e-05 | 7.5618e-05 | 5.0622e-05 | 0.00021667 | 6.0625e-08 | 0 | 0 | 0 | 1.2998e-06 | 0 | 3.8082e-07 | -2.0325e-06 | 0 | -1.3007e-05 | 9.2573e-05 | 7.8903e-07 | 8.3715e-07 | 2.0274e-08 | 0 | 5.6692e-06 | 6.9353e-06
|  | 312.4491 | 0.0001883 | 312.4491 | 0.00017981 | 248.4599 | 0.001512 | 250.8268 | 3.6767e-06 | 247.0102 | 0 | 244.1416 | 0 | 244.1416 | 0 | 312.4491 | 1.2315e-05 | 250.2059 | 0 | 250.8268 | 1.6492e-05 | 244.1416 | -6.0996e-06 | 243.9334 | 0 | 250.2059 | 0.00029091 | 248.4599 | 0.00044388 | 244.1416 | 1.9545e-05 | 312.4491 | 7.9317e-06 | 244.1416 | -1.4319e-07 | 250.2059 | 0 | 312.4491 | 2.6857e-05 | 312.4491 | 3.7548e-05 | 7.1957e-05 | 6.011e-05 | 0.00019964 | -9.9106e-08 | 0 | 0 | 0 | 1.2999e-06 | 0 | 4.0834e-07 | -2.9064e-06 | 0 | 3.3765e-05 | 9.3141e-05 | 1.6465e-06 | 8.3723e-07 | -2.0383e-07 | 0 | 4.2523e-06 | 6.936e-06
|  | 312.6603 | 0.0004934 | 312.6603 | 0.00038966 | 248.6693 | 0.00039506 | 251.0336 | -4.6349e-06 | 247.2203 | 0 | 244.3499 | 0 | 244.3499 | 0 | 312.6603 | 0 | 250.4111 | 0 | 251.0336 | -1.2544e-05 | 244.3499 | -2.1816e-05 | 244.1416 | 0 | 250.4111 | 3.8255e-05 | 248.6693 | 0.00044587 | 244.3499 | -3.7302e-06 | 312.6603 | 0 | 244.3499 | -1.8145e-06 | 250.4111 | 0 | 312.6603 | 1.3428e-05 | 312.6603 | 2.8161e-05 | 6.3859e-05 | 6.0138e-05 | 0.00020122 | 1.966e-07 | 0 | 0 | 0 | 1.0166e-06 | 0 | -2.3906e-07 | -2.0132e-07 | 0 | 0.00020165 | 9.3402e-05 | 9.665e-07 | 8.3731e-07 | -5.7571e-08 | 0 | 4.2527e-06 | 6.9367e-06
|  | 312.8714 | 0.00011152 | 312.8714 | 0.00018002 | 248.8787 | 0.0015271 | 251.2405 | 6.5356e-06 | 247.4305 | 0 | 244.5581 | 0 | 244.5581 | 0 | 312.8714 | 9.6297e-06 | 250.6163 | 0 | 251.2405 | 1.0233e-05 | 244.5581 | 1.9883e-05 | 244.3499 | 0 | 250.6163 | 0.0019273 | 248.8787 | 0.00044637 | 244.5581 | 1.3012e-05 | 312.8714 | 7.9317e-06 | 244.5581 | 1.2616e-06 | 250.6163 | 0 | 312.8714 | 2.6857e-05 | 312.8714 | 3.7548e-05 | 4.383e-05 | 3.1676e-05 | 0.00019802 | 6.8637e-07 | 0 | 0 | 0 | 1.0167e-06 | 0 | 1.1245e-07 | 2.8718e-06 | 0 | 0.00010135 | 9.3354e-05 | 1.2762e-06 | 8.3739e-07 | 2.9935e-07 | 0 | 5.2026e-06 | 6.9373e-06
|  | 313.0825 | 0.00030363 | 313.0825 | 0.00012001 | 249.0881 | 0.00036439 | 251.4474 | 9.8873e-08 | 247.6407 | 0 | 244.7664 | 0 | 244.7664 | 0 | 313.0825 | 0 | 250.8215 | 0 | 251.4474 | -9.1463e-06 | 244.7664 | 7.6965e-06 | 244.5581 | 0 | 250.8215 | -0.00093937 | 249.0881 | 0.00044534 | 244.7664 | -7.5619e-07 | 313.0825 | 0 | 244.7664 | 1.6132e-06 | 250.8215 | 0 | 313.0825 | 2.2422e-05 | 313.0825 | 2.8161e-05 | 4.4124e-05 | 1.5858e-05 | 0.00019224 | 5.5327e-07 | 0 | 0 | 0 | 1.3002e-06 | 0 | 4.4734e-07 | 1.4124e-06 | 0 | -8.2787e-05 | 9.2991e-05 | 4.896e-07 | 8.3743e-07 | 8.7996e-08 | 0 | 5.2029e-06 | 6.6086e-06
|  | 313.2937 | 0.00011429 | 313.2937 | 3.0188e-05 | 249.2974 | 0.0014719 | 251.6543 | 5.2491e-06 | 247.8509 | 0 | 244.9747 | 0 | 244.9747 | 0 | 313.2937 | 1.2315e-05 | 251.0267 | 0 | 251.6543 | 1.347e-05 | 244.9747 | 5.8663e-06 | 244.7664 | 0 | 251.0267 | 0.00013248 | 249.2974 | 0.0004429 | 244.9747 | 5.4578e-06 | 313.2937 | 7.9317e-06 | 244.9747 | -7.6814e-07 | 251.0267 | 0 | 313.2937 | 2.6857e-05 | 313.2937 | 3.4432e-05 | 2.8096e-05 | 1.9126e-08 | 0.00020131 | 4.4239e-07 | 0 | 0 | 0 | 1.3002e-06 | 0 | -5.3609e-07 | -4.3037e-07 | 0 | 0.00014943 | 9.2378e-05 | 4.8117e-07 | 8.3747e-07 | -1.3688e-07 | 0 | 4.2535e-06 | 6.6089e-06
|  | 313.5049 | 0.00015181 | 313.5049 | -3.0007e-05 | 249.5069 | 0.00045075 | 251.8613 | -9.7313e-07 | 248.0612 | 0 | 245.183 | 0 | 245.183 | 0 | 313.5049 | 0 | 251.2319 | 0 | 251.8613 | -1.8652e-05 | 245.183 | -9.9984e-06 | 244.9747 | 0 | 251.2319 | 0.0013238 | 249.5069 | 0.00043936 | 245.183 | -8.3781e-07 | 313.5049 | 0 | 245.183 | -5.4616e-07 | 251.2319 | 0 | 313.5049 | 1.3428e-05 | 313.5049 | 2.8161e-05 | 0.00013205 | 7.5927e-05 | 0.00021119 | 5.6569e-07 | 0 | 0 | 0 | 1.0169e-06 | 0 | -2.1761e-07 | -4.1108e-08 | 0 | 0.00028123 | 9.1576e-05 | 2.1043e-06 | 6.7275e-07 | 2.8765e-07 | 0 | 4.2541e-06 | 6.939e-06
|  | 313.7161 | 0.0010987 | 313.7161 | 0.00074901 | 249.7163 | 0.0015662 | 252.0682 | 6.4403e-06 | 248.2714 | 0 | 245.3913 | 0 | 245.3913 | 0 | 313.7161 | 9.6297e-06 | 251.4371 | 0 | 252.0682 | 1.6549e-05 | 245.3913 | 9.6037e-06 | 245.183 | 0 | 251.4371 | 0.0014168 | 249.7163 | 0.00043524 | 245.3913 | 2.1042e-05 | 313.7161 | 6.3707e-06 | 245.3913 | 3.308e-06 | 251.4371 | 0 | 313.7161 | 2.6857e-05 | 313.7161 | 3.7548e-05 | 0.00011213 | 6.9607e-05 | 0.00021307 | 4.8471e-07 | 0 | 0 | 0 | 1.0169e-06 | 0 | 5.8508e-07 | -1.2084e-06 | 0 | 0.00021835 | 9.0728e-05 | 1.8428e-06 | 6.7278e-07 | 3.3969e-07 | 0 | 5.1975e-06 | 6.9393e-06
|  | 313.9273 | -3.6903e-05 | 313.9273 | -8.9888e-05 | 249.9257 | 0.00046857 | 252.2752 | -1.7564e-06 | 248.4816 | 0 | 245.5996 | 0 | 245.5996 | 0 | 313.9273 | 0 | 251.6423 | 0 | 252.2752 | -1.0895e-05 | 245.5996 | -2.1205e-05 | 245.3913 | 0 | 251.6423 | 0.00071089 | 249.9257 | 0.0004312 | 245.5996 | -3.3501e-06 | 313.9273 | 0 | 245.5996 | -4.6804e-08 | 251.6423 | 0 | 313.9273 | 2.236e-05 | 313.9273 | 2.8161e-05 | 7.2082e-05 | 4.4311e-05 | 0.00021174 | 4.5738e-07 | 0 | 0 | 0 | 1.3006e-06 | 0 | -4.2729e-08 | -1.598e-06 | 0 | 0.00024919 | 8.9978e-05 | 1.2095e-06 | 8.377e-07 | 1.3518e-07 | 0 | 5.198e-06 | 6.9399e-06
|  | 314.1385 | 0.0007194 | 314.1385 | 0.00050944 | 250.1351 | 0.0015534 | 252.4821 | 6.1762e-06 | 248.6919 | 0 | 245.8079 | 0 | 245.8079 | 0 | 314.1385 | 1.2315e-05 | 251.8476 | 0 | 252.4821 | 1.0482e-05 | 245.8079 | 5.8642e-06 | 245.5996 | 0 | 251.8476 | 0.0017172 | 250.1351 | 0.00042801 | 245.8079 | 1.4961e-05 | 314.1385 | 7.9317e-06 | 245.8079 | 1.3446e-06 | 251.8476 | 0 | 314.1385 | 2.6857e-05 | 314.1385 | 3.7548e-05 | 0.00012384 | 7.5981e-05 | 0.0002051 | 6.5705e-07 | 0 | 0 | 0 | 1.3007e-06 | 0 | 7.5424e-08 | -1.0751e-06 | 0 | 0.00016884 | 8.9477e-05 | 1.1027e-06 | 8.3774e-07 | 2.2558e-07 | 0 | 4.7299e-06 | 7.27e-06
|  | 314.3497 | 0.0004531 | 314.3497 | 0.00020995 | 250.3446 | 0.00040499 | 252.6891 | 1.721e-07 | 248.9022 | 0 | 246.0163 | 0 | 246.0163 | 0 | 314.3497 | 0 | 252.0529 | 0 | 252.6891 | -9.7534e-06 | 246.0163 | -1.6184e-05 | 245.8079 | 0 | 252.0529 | -7.2082e-05 | 250.3446 | 0.00042636 | 246.0163 | -4.376e-06 | 314.3497 | 0 | 246.0163 | 8.2078e-07 | 252.0529 | 0 | 314.3497 | 1.7925e-05 | 314.3497 | 3.1283e-05 | 2.3625e-05 | -3.0792e-06 | 0.00019898 | 4.3147e-07 | 0 | 0 | 0 | 1.3008e-06 | 0 | 2.3781e-06 | 5.8341e-07 | 0 | 0.00013363 | 8.9351e-05 | 2.0554e-06 | 8.3782e-07 | 4.1741e-07 | 0 | 4.7303e-06 | 7.2707e-06
|  | 314.561 | -0.00022944 | 314.561 | -0.0002391 | 250.554 | 0.001495 | 252.8961 | 3.9967e-06 | 249.1125 | 0 | 246.2246 | 0 | 246.2246 | 0 | 314.561 | 1.2315e-05 | 252.2582 | 0 | 252.8961 | 3.2731e-05 | 246.2246 | 2.1785e-05 | 246.0163 | 0 | 252.2582 | 0.0013739 | 250.554 | 0.00042681 | 246.2246 | 2.4106e-05 | 314.561 | 7.9317e-06 | 246.2246 | 3.186e-06 | 252.2582 | 0 | 314.561 | 2.6857e-05 | 314.561 | 3.7548e-05 | 0.00010728 | 9.5031e-05 | 0.00018606 | 7.2136e-08 | 0 | 0 | 0 | 1.3009e-06 | 0 | 2.3289e-06 | -2.9819e-07 | 0 | 3.2642e-05 | 8.9703e-05 | 1.7977e-06 | 8.379e-07 | 1.9286e-07 | 0 | 5.1992e-06 | 6.9416e-06
|  | 314.7723 | 0.001245 | 314.7723 | 0.0011387 | 250.7635 | 0.00028129 | 253.1032 | -3.2998e-06 | 249.3228 | 0 | 246.433 | 0 | 246.433 | 0 | 314.7723 | 0 | 252.4635 | 0 | 253.1032 | -1.0232e-05 | 246.433 | -2.4647e-05 | 246.2246 | 0 | 252.4635 | -0.0010559 | 250.7635 | 0.0004296 | 246.433 | -6.8527e-06 | 314.7723 | 0 | 246.433 | -1.335e-06 | 252.4635 | 0 | 314.7723 | 2.236e-05 | 314.7723 | 2.8161e-05 | 0.00015935 | 0.00012979 | 0.00019701 | 4.4266e-07 | 0 | 0 | 0 | 1.301e-06 | 0 | -9.7718e-07 | 5.1411e-07 | 0 | 7.4973e-05 | 9.0524e-05 | 3.3088e-07 | 5.1056e-07 | 8.561e-08 | 0 | 5.1995e-06 | 6.9419e-06
|  | 314.9836 | 0.00026334 | 314.9836 | 8.9888e-05 | 250.973 | 0.0015996 | 253.3102 | 7.5756e-06 | 249.5331 | 0 | 246.6414 | 0 | 246.6414 | 0 | 314.9836 | 1.2315e-05 | 252.6688 | 0 | 253.3102 | 7.929e-07 | 246.6414 | 2.9581e-05 | 246.433 | 0 | 252.6688 | 0.0017862 | 250.973 | 0.00043465 | 246.6414 | 1.0029e-05 | 314.9836 | 4.8328e-06 | 246.6414 | 2.1567e-06 | 252.6688 | 0 | 314.9836 | 2.6857e-05 | 314.9836 | 3.7548e-05 | 0.00014749 | 0.0001076 | 0.00020575 | 2.2033e-07 | 0 | 0 | 0 | 1.3011e-06 | 0 | -1.3532e-07 | 1.9884e-06 | 0 | 0.00018517 | 9.1779e-05 | 4.5494e-07 | 5.1061e-07 | 3.1308e-07 | 0 | 5.6751e-06 | 7.2724e-06
|  | 315.1949 | 0.0011326 | 315.1949 | 0.00092856 | 251.1825 | 0.00036457 | 253.5173 | -5.4474e-06 | 249.7434 | 0 | 246.8498 | 0 | 246.8498 | 0 | 315.1949 | 0 | 252.8741 | 0 | 253.5173 | -2.1e-06 | 246.8498 | -1.0499e-05 | 246.6414 | 0 | 252.8741 | 1.7483e-05 | 251.1825 | 0.00044151 | 246.8498 | -5.6628e-06 | 315.1949 | 0 | 246.8498 | 8.477e-07 | 252.8741 | 0 | 315.1949 | 2.6857e-05 | 315.1949 | 3.1283e-05 | 0.00018357 | 0.00012662 | 0.00020044 | 3.2408e-07 | 0 | 0 | 0 | 7.7722e-07 | 0 | 1.2366e-06 | 1.6735e-06 | 0 | 6.0201e-05 | 9.3334e-05 | 1.3544e-06 | 6.7565e-07 | 3.4421e-08 | 0 | 5.6756e-06 | 7.2731e-06
|  | 315.4062 | 0.00060468 | 315.4062 | 0.00026975 | 251.392 | 0.001549 | 253.7243 | 8.5777e-06 | 249.9538 | 0 | 247.0582 | 0 | 247.0582 | 0 | 315.4062 | 7.3555e-06 | 253.0794 | 0 | 253.7243 | 1.4045e-05 | 247.0582 | 2.656e-05 | 246.8498 | 0 | 253.0794 | 0.00056888 | 251.392 | 0.00044949 | 247.0582 | 1.8661e-05 | 315.4062 | 6.3943e-06 | 247.0582 | -5.1736e-07 | 253.0794 | 0 | 315.4062 | 2.6857e-05 | 315.4062 | 3.7548e-05 | 5.1709e-05 | 1.2685e-05 | 0.00021354 | 6.0545e-07 | 0 | 0 | 0 | 7.7726e-07 | 0 | 1.5674e-07 | 1.3844e-06 | 0 | 0.00013379 | 9.5047e-05 | 1.2348e-06 | 6.7569e-07 | -1.8826e-07 | 0 | 5.6759e-06 | 7.2734e-06
|  | 315.6175 | -0.00011533 | 315.6175 | -0.0001497 | 251.6016 | 0.00048927 | 253.9314 | -2.7308e-06 | 250.1641 | 0 | 247.2666 | 0 | 247.2666 | 0 | 315.6175 | 0 | 253.2848 | 0 | 253.9314 | -1.2531e-05 | 247.2666 | -1.3277e-05 | 247.0582 | 0 | 253.2848 | 0.0007341 | 251.6016 | 0.00045774 | 247.2666 | -6.8127e-06 | 315.6175 | 0 | 247.2666 | -1.289e-06 | 253.2848 | 0 | 315.6175 | 2.6857e-05 | 315.6175 | 3.1283e-05 | 6.3526e-05 | 4.7485e-05 | 0.00020574 | 3.2057e-07 | 0 | 0 | 0 | 1.3014e-06 | 0 | -1.7138e-06 | 5.4001e-07 | 0 | 0.00010906 | 9.672e-05 | 3.8906e-07 | 6.7285e-07 | 2.2418e-07 | 0 | 5.6764e-06 | 6.9413e-06
|  | 315.8289 | 0.00071645 | 315.8289 | 0.00059903 | 251.8111 | 0.0014745 | 254.1385 | 5.8266e-06 | 250.3745 | 0 | 247.4751 | 0 | 247.4751 | 0 | 315.8289 | 1.2315e-05 | 253.4902 | 0 | 254.1385 | -4.0194e-06 | 247.4751 | 1.8458e-05 | 247.2666 | 0 | 253.4902 | 0.00032801 | 251.8111 | 0.00046545 | 247.4751 | 1.0546e-05 | 315.8289 | 6.3669e-06 | 247.4751 | 3.4401e-06 | 253.4902 | 0 | 315.8289 | 2.6857e-05 | 315.8289 | 3.44e-05 | 0.00013154 | 0.00010131 | 0.00020696 | 4.0383e-07 | 0 | 0 | 0 | 1.3015e-06 | 0 | -2.4818e-06 | -8.7948e-07 | 0 | -1.5818e-06 | 9.8219e-05 | 4.4447e-07 | 6.7292e-07 | 1.6536e-07 | 0 | 5.677e-06 | 7.2743e-06
|  | 316.0403 | 0.00052815 | 316.0403 | 0.00035957 | 252.0206 | 0.00050076 | 254.3457 | -1.9275e-06 | 250.5849 | 0 | 247.6835 | 0 | 247.6835 | 0 | 316.0403 | 0 | 253.6955 | 0 | 254.3457 | -1.9943e-05 | 247.6835 | -2.6897e-05 | 247.4751 | 0 | 253.6955 | -0.00034342 | 252.0206 | 0.00047198 | 247.6835 | -6.2813e-06 | 316.0403 | 0 | 247.6835 | -1.8535e-06 | 253.6955 | 0 | 316.0403 | 2.6857e-05 | 316.0403 | 3.4427e-05 | 7.1467e-05 | 4.1166e-05 | 0.00022246 | 5.8142e-07 | 0 | 0 | 0 | 2.4431e-07 | 0 | -5.2476e-07 | -1.2738e-06 | 0 | 2.4169e-05 | 9.9432e-05 | -1.344e-07 | 4.9542e-07 | 1.396e-07 | 0 | 5.6772e-06 | 7.6074e-06
|  | 316.2517 | 0.00014801 | 316.2517 | 2.9908e-05 | 252.2302 | 0.0016223 | 254.5528 | 7.5413e-06 | 250.7953 | 0 | 247.892 | 0 | 247.892 | 0 | 316.2517 | 2.3115e-06 | 253.9009 | 0 | 254.5528 | 1.4876e-05 | 247.892 | 1.4676e-05 | 247.6835 | 0 | 253.9009 | 0.00057875 | 252.2302 | 0.00047696 | 247.892 | 4.9919e-06 | 316.2517 | 4.6872e-06 | 247.892 | 3.1928e-06 | 253.9009 | 0 | 316.2517 | 2.6857e-05 | 316.2517 | 3.7548e-05 | 5.5673e-05 | 2.8526e-05 | 0.00019876 | 7.4885e-07 | 0 | 0 | 0 | 2.4434e-07 | 0 | -9.2274e-07 | 1.8086e-06 | 0 | 9.0773e-05 | 0.00010031 | -2.2762e-07 | 6.6052e-07 | 4.3756e-07 | 0 | 5.6778e-06 | 6.9459e-06
|  | 316.4631 | 0.00037867 | 316.4631 | 0.00023995 | 252.4398 | 0.00027442 | 254.76 | -3.1127e-07 | 251.0057 | 0 | 248.1004 | 0 | 248.1004 | 0 | 316.4631 | 0 | 254.1063 | 0 | 254.76 | -2.3785e-05 | 248.1004 | 2.6743e-06 | 247.892 | 0 | 254.1064 | 0.00030506 | 252.4398 | 0.0004803 | 248.1004 | -7.1755e-06 | 316.4631 | 1.5615e-06 | 248.1004 | 1.0048e-06 | 254.1064 | 0 | 316.4631 | 2.6857e-05 | 316.4631 | 2.8161e-05 | 8.7887e-05 | 6.6587e-05 | 0.00018751 | 9.1547e-07 | 0 | 0 | 0 | 7.7759e-07 | 0 | -1.6415e-06 | 2.6405e-06 | 0 | 0.00011389 | 0.00010087 | 1.4542e-06 | 6.5768e-07 | -3.0705e-07 | 0 | 5.6783e-06 | 6.6165e-06
|  | 316.6745 | 0.00045268 | 316.6745 | 0.00038992 | 252.6494 | 0.0015148 | 254.9671 | 9.1491e-06 | 251.2161 | 0 | 248.3089 | 0 | 248.3089 | 0 | 316.6745 | 7.3555e-06 | 254.3118 | 0 | 254.9671 | 7.9378e-06 | 248.3089 | 2.2655e-05 | 248.1004 | 0 | 254.3118 | 0.00080387 | 252.6494 | 0.0004822 | 248.3089 | 2.1125e-05 | 316.6745 | 4.6598e-06 | 248.3089 | -3.9503e-06 | 254.3118 | 0 | 316.6745 | 2.6857e-05 | 316.6745 | 3.4427e-05 | 0.00012366 | 9.1953e-05 | 0.00018237 | 4.678e-07 | 0 | 0 | 0 | 7.7762e-07 | 0 | -7.2072e-07 | -7.1059e-07 | 0 | 6.5851e-05 | 0.00010115 | 1.1049e-06 | 4.9263e-07 | -6.0658e-07 | 0 | 5.2098e-06 | 6.6168e-06
|  | 316.886 | 0.00071706 | 316.886 | 0.00047986 | 252.859 | 0.00022533 | 255.1743 | -4.6337e-06 | 251.4266 | 0 | 248.5175 | 0 | 248.5175 | 0 | 316.886 | 0 | 254.5172 | 0 | 255.1743 | -1.4894e-05 | 248.5175 | -2.9471e-05 | 248.3089 | 0 | 254.5172 | -0.0001628 | 252.859 | 0.00048299 | 248.5175 | -1.0527e-05 | 316.886 | 0 | 248.5175 | -1.8677e-06 | 254.5172 | 0 | 316.886 | 2.2422e-05 | 316.886 | 2.8161e-05 | 0.00013583 | 8.2437e-05 | 0.00020905 | 1.2405e-07 | 0 | 0 | 0 | 4.8557e-07 | 0 | -2.3301e-06 | -4.5508e-07 | 0 | 0.00018731 | 0.00010125 | -7.6951e-08 | 1.6509e-07 | 3.9499e-08 | 0 | 5.2103e-06 | 6.2845e-06
|  | 317.0974 | 0.00056758 | 317.0974 | 0.00029984 | 253.0686 | 0.0017694 | 255.3815 | 5.8311e-06 | 251.637 | 0 | 248.726 | 0 | 248.726 | 0 | 317.0974 | 4.5925e-06 | 254.7227 | 0 | 255.3815 | -7.5968e-06 | 248.726 | 2.5106e-05 | 248.5175 | 0 | 254.7227 | 0.0019863 | 253.0686 | 0.00048309 | 248.726 | 9.7892e-06 | 317.0974 | 1.5615e-06 | 248.726 | 2.2465e-06 | 254.7227 | 0 | 317.0974 | 2.6857e-05 | 317.0974 | 3.1278e-05 | -7.9805e-06 | -2.5362e-05 | 0.00024204 | 4.0928e-07 | 0 | 0 | 0 | 4.8561e-07 | 0 | -1.2968e-06 | 1.3109e-06 | 0 | 0.00028677 | 0.00010125 | 2.4681e-07 | 1.6511e-07 | 2.7567e-07 | 0 | 5.6796e-06 | 6.2851e-06
|  | 317.3089 | -0.00064305 | 317.3089 | -0.00053969 | 253.2782 | 0.0005399 | 255.5888 | -1.8811e-06 | 251.8475 | 0 | 248.9345 | 0 | 248.9345 | 0 | 317.3089 | 0 | 254.9281 | 0 | 255.5888 | -4.9192e-06 | 248.9345 | -1.2533e-05 | 248.726 | 0 | 254.9281 | 0.00080505 | 253.2782 | 0.00048287 | 248.9345 | -7.4221e-06 | 317.3089 | 0 | 248.9345 | 3.9746e-07 | 254.9281 | 0 | 317.3089 | 2.6857e-05 | 317.3089 | 2.8161e-05 | -6.8e-05 | -7.2891e-05 | 0.00022651 | 7.4754e-07 | 0 | 0 | 0 | 7.2612e-07 | 0 | 1.2405e-06 | 1.2304e-06 | 0 | 0.00021683 | 0.0001012 | 1.3859e-06 | 4.9316e-07 | 1.7842e-07 | 0 | 5.6799e-06 | 6.2859e-06
|  | 317.5204 | 0 | 317.5204 | -0.00014962 | 253.4879 | 0.001621 | 255.796 | 9.0956e-06 | 252.058 | 0 | 249.143 | 0 | 249.143 | 0 | 317.5204 | 6.8667e-06 | 255.1336 | 0 | 255.796 | 1.6891e-05 | 249.143 | 2.4333e-05 | 248.9345 | 0 | 255.1336 | 0.0013055 | 253.4879 | 0.00048255 | 249.143 | 2.0714e-05 | 317.5204 | 4.6636e-06 | 249.143 | 1.3137e-06 | 255.1336 | 0 | 317.5204 | 2.6857e-05 | 317.5204 | 3.1283e-05 | 4.0002e-05 | 2.2198e-05 | 0.0002077 | 8.8077e-07 | 0 | 0 | 0 | 7.2619e-07 | 0 | -5.0166e-07 | 2.2122e-06 | 0 | 3.9239e-05 | 0.00010113 | 2.5523e-06 | 4.932e-07 | 1.5692e-07 | 0 | 5.6805e-06 | 6.6167e-06
|  | 317.7319 | 0.00037825 | 317.7319 | 0.00035952 | 253.6975 | 0.00036034 | 256.0032 | -5.956e-07 | 252.2685 | 0 | 249.3516 | 0 | 249.3516 | 0 | 317.7319 | 0 | 255.3391 | 0 | 256.0032 | -2.1732e-05 | 249.3516 | -3.1202e-06 | 249.143 | 0 | 255.3391 | -0.00092356 | 253.6975 | 0.00048218 | 249.3516 | 3.7607e-06 | 317.7319 | 0 | 249.3516 | 1.9099e-07 | 255.3391 | 0 | 317.7319 | 2.6857e-05 | 317.7319 | 3.1283e-05 | 8.7879e-05 | 7.2849e-05 | 0.00019636 | 5.0598e-07 | 0 | 0 | 0 | 2.4052e-07 | 0 | -4.0203e-07 | 6.7769e-07 | 0 | 8.9323e-05 | 0.00010103 | 3.073e-06 | 5.1077e-07 | 4.3911e-07 | 0 | 5.6807e-06 | 6.2868e-06
|  | 317.9434 | 0.00045268 | 317.9434 | 0.0003293 | 253.9072 | 0.0015129 | 256.2105 | 5.4776e-06 | 252.479 | 0 | 249.5602 | 0 | 249.5602 | 0 | 317.9434 | 2.2742e-06 | 255.5446 | 0 | 256.2105 | 1.7853e-05 | 249.5602 | 9.6184e-06 | 249.3516 | 0 | 255.5446 | 0.0017929 | 253.9072 | 0.00048163 | 249.5602 | 2.5705e-05 | 317.9434 | 4.8295e-06 | 249.5602 | 4.0195e-06 | 255.5446 | 0 | 317.9434 | 2.6857e-05 | 317.9434 | 2.8161e-05 | 0.00010802 | 8.2386e-05 | 0.00017546 | 4.4984e-07 | 0 | 0 | 0 | 2.4054e-07 | 0 | 3.6007e-07 | -1.3094e-06 | 0 | 0.0002287 | 0.00010088 | 1.6676e-06 | 6.7597e-07 | 2.5745e-07 | 0 | 5.6813e-06 | 5.9573e-06
|  | 318.155 | 0.00056863 | 318.155 | 0.00044962 | 254.1168 | 0.00016078 | 256.4178 | -1.1379e-06 | 252.6895 | 0 | 249.7688 | 0 | 249.7688 | 0 | 318.155 | 0 | 255.7501 | 0 | 256.4178 | -1.438e-05 | 249.7688 | -2.2174e-05 | 249.5602 | 0 | 255.7501 | 0.00043272 | 254.1168 | 0.00048066 | 249.7688 | -9.7154e-06 | 318.155 | 1.5615e-06 | 249.7688 | -1.5509e-06 | 255.7501 | 0 | 318.155 | 2.6857e-05 | 318.155 | 2.8161e-05 | 0.00014809 | 0.00011414 | 0.00017939 | 8.9194e-07 | 0 | 0 | 0 | 0 | 0 | -4.2459e-07 | -4.8316e-07 | 0 | 0.00018536 | 0.00010061 | -4.4611e-09 | 4.9587e-07 | -3.7716e-07 | 0 | 5.6818e-06 | 5.9578e-06
|  | 318.3665 | 0.00083135 | 318.3665 | 0.0006294 | 254.3265 | 0.0015503 | 256.6251 | 9.7432e-06 | 252.9001 | 0 | 249.9774 | 0 | 249.9774 | 0 | 318.3665 | 0 | 255.9557 | 0 | 256.6251 | 1.0283e-05 | 249.9774 | 1.7541e-05 | 249.7688 | 0 | 255.9557 | 0.001371 | 254.3265 | 0.00047899 | 249.9774 | 9.6726e-06 | 318.3665 | 3.1263e-06 | 249.9774 | -2.065e-06 | 255.9557 | 0 | 318.3665 | 2.6857e-05 | 318.3665 | 2.8161e-05 | 8.7949e-05 | 5.3906e-05 | 0.00019162 | 7.6054e-07 | 0 | 0 | 0 | 0 | 0 | -6.8112e-08 | -4.5936e-08 | 0 | 7.233e-05 | 0.00010018 | -1.6594e-08 | 3.3073e-07 | -1.5128e-07 | 0 | 5.6823e-06 | 6.6212e-06
|  | 318.5781 | 0 | 318.5781 | -0.00011985 | 254.5362 | 0.00027728 | 256.8324 | -2.406e-06 | 253.1106 | 0 | 250.186 | 0 | 250.186 | 0 | 318.5781 | 0 | 256.1612 | 0 | 256.8324 | -1.094e-05 | 250.186 | -1.7982e-05 | 249.9774 | 0 | 256.1612 | -0.00066715 | 254.5362 | 0.00047642 | 250.186 | -9.8317e-06 | 318.5781 | 0 | 250.186 | 6.1462e-07 | 256.1612 | 0 | 318.5781 | 2.6857e-05 | 318.5781 | 3.4427e-05 | 9.6524e-05 | 5.7048e-05 | 0.00018461 | 3.2444e-07 | 0 | 0 | 0 | 4.8192e-07 | 0 | 3.0405e-08 | 2.0488e-07 | 0 | 9.3803e-05 | 9.9543e-05 | -7.4668e-07 | 0 | 3.1483e-07 | 0 | 5.6826e-06 | 6.9547e-06
|  | 318.7897 | 0.00091236 | 318.7897 | 0.00065908 | 254.7459 | 0.0014833 | 257.0398 | 5.5357e-06 | 253.3212 | 0 | 250.3946 | 0 | 250.3946 | 0 | 318.7897 | 4.5552e-06 | 256.3668 | 0 | 257.0398 | 1.1234e-05 | 250.3946 | 1.9946e-05 | 250.186 | 0 | 256.3668 | 0.0015798 | 254.7459 | 0.0004729 | 250.3946 | 2.6741e-06 | 318.7897 | 0 | 250.3946 | 2.4033e-06 | 256.3668 | 0 | 318.7897 | 2.6857e-05 | 318.7897 | 3.131e-05 | 0.00013269 | 8.2408e-05 | 0.00022489 | 9.1372e-07 | 0 | 0 | 0 | 4.8196e-07 | 0 | -4.7345e-07 | -1.6439e-07 | 0 | 0.00025859 | 9.8725e-05 | -8.0962e-07 | 0 | 1.781e-07 | 0 | 5.6831e-06 | 6.2924e-06
|  | 319.0013 | 0.00034176 | 319.0013 | 0.0001198 | 254.9557 | 0.00066146 | 257.2471 | 3.2781e-06 | 253.5318 | 0 | 250.6033 | 0 | 250.6033 | 0 | 319.0013 | 0 | 256.5723 | 0 | 257.2471 | -1.5801e-05 | 250.6033 | -2.1522e-05 | 250.3946 | 0 | 256.5723 | 0.00093612 | 254.9557 | 0.00046861 | 250.6033 | -1.0435e-05 | 319.0013 | 0 | 250.6033 | -6.9598e-07 | 256.5723 | 0 | 319.0013 | 2.6857e-05 | 319.0013 | 2.8161e-05 | 7.6165e-05 | 4.1235e-05 | 0.00024729 | 1.2619e-06 | 0 | 0 | 0 | 2.4136e-07 | 0 | 7.0331e-07 | -9.935e-07 | 0 | 0.00019476 | 9.7803e-05 | -2.1625e-07 | 4.9305e-07 | 4.8707e-08 | 0 | 5.6834e-06 | 6.6225e-06
|  | 319.2129 | 0.00037807 | 319.2129 | 0.00026991 | 255.1654 | 0.0016965 | 257.4545 | 8.8927e-06 | 253.7424 | 0 | 250.8119 | 0 | 250.8119 | 0 | 319.2129 | 2.281e-06 | 256.7779 | 0 | 257.4545 | 2.2584e-05 | 250.8119 | 1.1999e-05 | 250.6033 | 0 | 256.7779 | 0.00095847 | 255.1654 | 0.00046397 | 250.8119 | 8.3628e-06 | 319.2129 | 4.6598e-06 | 250.8119 | 1.1628e-06 | 256.7779 | 0 | 319.2129 | 2.6857e-05 | 319.2129 | 3.4427e-05 | 2.816e-05 | 9.5346e-06 | 0.00022172 | 5.5691e-07 | 0 | 0 | 0 | 4.8276e-07 | 0 | 1.9189e-06 | -6.5448e-07 | 0 | 0.00018619 | 9.6852e-05 | 3.5729e-08 | 6.5834e-07 | -1.9278e-07 | 0 | 5.6839e-06 | 6.9563e-06
|  | 319.4246 | -0.00011195 | 319.4246 | -0.00017981 | 255.3752 | 0.00041767 | 257.6619 | -3.5223e-06 | 253.953 | 0 | 251.0206 | 0 | 251.0206 | 0 | 319.4246 | 2.281e-06 | 256.9835 | 0 | 257.6619 | -4.0796e-06 | 251.0206 | -1.8273e-05 | 250.8119 | 0 | 256.9835 | 0.00085272 | 255.3752 | 0.00045954 | 251.0206 | -8.0203e-06 | 319.4246 | 1.5615e-06 | 251.0206 | -3.0106e-06 | 256.9835 | 0 | 319.4246 | 2.6857e-05 | 319.4246 | 3.131e-05 | -5.1923e-05 | -5.7096e-05 | 0.00020635 | 2.8071e-07 | 0 | 0 | 0 | 2.414e-07 | 0 | -2.1167e-07 | 1.6071e-07 | 0 | 0.00010942 | 9.6014e-05 | 5.343e-07 | 1.6525e-07 | -2.4854e-07 | 0 | 5.6845e-06 | 6.6271e-06
|  | 319.6362 | -0.00037867 | 319.6362 | -0.0003597 | 255.5849 | 0.00155 | 257.8693 | 6.2293e-06 | 254.1636 | 0 | 251.2293 | 0 | 251.2293 | 0 | 319.6362 | 0 | 257.1891 | 0 | 257.8693 | 2.0383e-06 | 251.2293 | 1.9813e-05 | 251.0206 | 0 | 257.1891 | 0.00021156 | 255.5849 | 0.00045598 | 251.2293 | 1.3141e-05 | 319.6362 | 0 | 251.2293 | 6.2867e-07 | 257.1891 | 0 | 319.6362 | 2.6857e-05 | 319.6362 | 3.131e-05 | 3.6106e-05 | 9.5238e-06 | 0.00021335 | 5.2879e-07 | 0 | 0 | 0 | 4.821e-07 | 0 | -2.3427e-06 | 3.4564e-07 | 0 | 5.3669e-05 | 9.5433e-05 | 2.4522e-06 | 5.1113e-07 | 2.9941e-08 | 0 | 5.6848e-06 | 6.9573e-06
|  | 319.8479 | 0.00071982 | 319.8479 | 0.00044969 | 255.7947 | 0.00048413 | 258.0767 | -1.1308e-06 | 254.3742 | 0 | 251.438 | 0 | 251.438 | 0 | 319.8479 | 4.5552e-06 | 257.3948 | 0 | 258.0767 | -2.4626e-05 | 251.438 | -1.6501e-05 | 251.2293 | 0 | 257.3948 | 0.00031043 | 255.7947 | 0.00045386 | 251.438 | 1.0359e-05 | 319.8479 | 4.8295e-06 | 251.438 | -3.4175e-07 | 257.3948 | 0 | 319.8479 | 2.6857e-05 | 319.8479 | 3.4427e-05 | 0.00012807 | 8.5628e-05 | 0.00020992 | 4.5472e-07 | 0 | 0 | 0 | 7.2285e-07 | 0 | -8.1463e-07 | -7.827e-07 | 0 | 0.00017353 | 9.5182e-05 | 3.2724e-06 | 6.7645e-07 | -4.4489e-07 | 0 | 5.6853e-06 | 7.2849e-06
|  | 320.0596 | 0.0004902 | 320.0596 | 0.00035931 | 256.0045 | 0.0015173 | 258.2841 | 5.5151e-06 | 254.5849 | 0 | 251.6467 | 0 | 251.6467 | 0 | 320.0596 | 2.2742e-06 | 257.6004 | 0 | 258.2841 | 1.6772e-05 | 251.6467 | 9.0003e-06 | 251.438 | 0 | 257.6004 | 0.0013772 | 256.0045 | 0.00045359 | 251.6467 | 2.0999e-05 | 320.0596 | 1.5615e-06 | 251.6467 | -3.9215e-06 | 257.6004 | 0 | 320.0596 | 2.6857e-05 | 320.0596 | 3.44e-05 | 8.0124e-05 | 4.7548e-05 | 0.00020825 | 4.2129e-07 | 0 | 0 | 0 | 1.0186e-06 | 0 | -6.163e-07 | 4.7923e-07 | 0 | 0.00011379 | 9.5351e-05 | 2.5261e-06 | 3.3058e-07 | -2.84e-07 | 0 | 5.6858e-06 | 7.6161e-06
|  | 320.2713 | 0.00026672 | 320.2713 | 8.9872e-05 | 256.2143 | 0.00046786 | 258.4916 | -1.4537e-06 | 254.7955 | 0 | 251.8554 | 0 | 251.8554 | 0 | 320.2713 | 7.3487e-06 | 257.8061 | 0 | 258.4916 | -2.2713e-05 | 251.8554 | -4.4082e-06 | 251.6467 | 0 | 257.8061 | -0.00027057 | 256.2143 | 0.00045534 | 251.8554 | 3.2066e-06 | 320.2713 | 1.5615e-06 | 251.8554 | 1.2001e-06 | 257.8061 | 0 | 320.2713 | 2.6857e-05 | 320.2713 | 3.7548e-05 | 0.00010053 | 4.7604e-05 | 0.00019481 | 8.6817e-07 | 0 | 0 | 0 | 1.5567e-06 | 0 | -3.1968e-07 | -1.7354e-07 | 0 | 2.4811e-05 | 9.5918e-05 | 1.6291e-06 | 3.3056e-07 | 1.5207e-07 | 0 | 5.6864e-06 | 7.9501e-06
|  | 320.483 | 0.00068292 | 320.483 | 0.0003598 | 256.4241 | 0.0013892 | 258.699 | 9.8232e-06 | 255.0062 | 0 | 252.0642 | 0 | 252.0642 | 0 | 320.483 | 7.3555e-06 | 258.0118 | 0 | 258.699 | 1.9631e-05 | 252.0642 | 2.7454e-06 | 251.8554 | 0 | 258.0117 | 0.00051185 | 256.4241 | 0.000459 | 252.0642 | 1.2403e-05 | 320.483 | 1.561e-06 | 252.0642 | 2.5687e-07 | 258.0117 | 0 | 320.483 | 2.6857e-05 | 320.483 | 3.7548e-05 | 9.5915e-05 | 4.7614e-05 | 0.00019759 | 6.4728e-07 | 0 | 0 | 0 | 1.7982e-06 | 0 | 8.3468e-07 | -4.2062e-07 | 0 | -6.6579e-06 | 9.6854e-05 | 9.1925e-07 | 8.2426e-07 | 2.0389e-07 | 0 | 5.6866e-06 | 7.6206e-06
|  | 320.6948 | 0.00022305 | 320.6948 | 8.9938e-05 | 256.6339 | 0.00049435 | 258.9065 | -3.5838e-06 | 255.2169 | 0 | 252.2729 | 0 | 252.2729 | 0 | 320.6948 | 9.6297e-06 | 258.2174 | 0 | 258.9065 | -1.1586e-05 | 252.2729 | -6.7755e-06 | 252.0642 | 0 | 258.2174 | -0.00057659 | 256.6339 | 0.00046427 | 252.2729 | -3.595e-06 | 320.6948 | 6.2246e-06 | 252.2729 | 1.6966e-06 | 258.2174 | 0 | 320.6948 | 2.6857e-05 | 320.6948 | 3.4432e-05 | 9.5561e-05 | 5.3973e-05 | 0.00022183 | 1.2623e-07 | 0 | 0 | 0 | 1.261e-06 | 0 | 1.8813e-07 | 9.022e-07 | 0 | 9.8308e-05 | 9.8095e-05 | 2.8518e-06 | 8.218e-07 | 2.2727e-07 | 0 | 5.6869e-06 | 6.6271e-06
|  | 320.9065 | 0.00067953 | 320.9065 | 0.00041985 | 256.8437 | 0.0016199 | 259.114 | 4.8005e-06 | 255.4276 | 0 | 252.4817 | 0 | 252.4817 | 0 | 320.9065 | 2.281e-06 | 258.4231 | 0 | 259.114 | 1.3399e-05 | 252.4817 | 1.5419e-05 | 252.2729 | 0 | 258.4231 | 0.0015325 | 256.8437 | 0.00047069 | 252.4817 | 3.0915e-05 | 320.9065 | 1.5374e-06 | 252.4817 | 4.8064e-07 | 258.4231 | 0 | 320.9065 | 2.6857e-05 | 320.9065 | 2.8161e-05 | 0.00011241 | 6.034e-05 | 0.00021115 | -6.9699e-08 | 0 | 0 | 0 | 7.2385e-07 | 0 | -3.9948e-08 | -2.6189e-07 | 0 | 0.00026854 | 9.9525e-05 | 1.5691e-06 | 3.2807e-07 | -1.1573e-07 | 0 | 5.6874e-06 | 5.9637e-06
|  | 321.1183 | 0.00038205 | 321.1183 | 0.00015002 | 257.0536 | 0.00039235 | 259.3215 | -5.4722e-06 | 255.6383 | 0 | 252.6904 | 0 | 252.6904 | 0 | 321.1183 | 4.5552e-06 | 258.6288 | 0 | 259.3215 | -1.3784e-05 | 252.6904 | -1.7927e-05 | 252.4817 | 0 | 258.6288 | 0.0010782 | 257.0536 | 0.00047776 | 252.6904 | -1.5883e-05 | 321.1183 | 1.561e-06 | 252.6904 | -1.5893e-06 | 258.6288 | 0 | 321.1183 | 2.6857e-05 | 321.1183 | 2.8161e-05 | 0.00010874 | 5.3952e-05 | 0.00020436 | -2.7808e-10 | 0 | 0 | 0 | 4.8237e-07 | 0 | -4.3894e-07 | -2.3109e-06 | 0 | 0.0001921 | 0.00010101 | 5.3934e-07 | 1.653e-07 | -4.4999e-09 | 0 | 5.688e-06 | 6.2977e-06
|  | 321.3301 | 0.00064479 | 321.3301 | 0.00035947 | 257.2634 | 0.0015555 | 259.529 | 5.4696e-06 | 255.849 | 0 | 252.8992 | 0 | 252.8992 | 0 | 321.3301 | 0 | 258.8346 | 0 | 259.529 | 9.5537e-06 | 252.8992 | -4.2061e-06 | 252.6904 | 0 | 258.8346 | 0.00078937 | 257.2634 | 0.00048498 | 252.8992 | 2.1049e-05 | 321.3301 | 0 | 252.8992 | 1.5462e-06 | 258.8346 | 0 | 321.3301 | 2.6857e-05 | 321.3301 | 3.131e-05 | 8.4071e-05 | 4.4415e-05 | 0.00021061 | 4.1141e-07 | 0 | 0 | 0 | 7.7503e-07 | 0 | 4.1203e-07 | -8.804e-07 | 0 | 0.00013252 | 0.00010251 | 1.8509e-06 | 5.0892e-07 | 1.8089e-07 | 0 | 5.6885e-06 | 7.2925e-06
|  | 321.5419 | 0.00014905 | 321.5419 | 5.9914e-05 | 257.4733 | 0.00045157 | 259.7366 | -1.5051e-06 | 256.0598 | 0 | 253.108 | 0 | 253.108 | 0 | 321.5419 | 7.3182e-06 | 259.0403 | 0 | 259.7366 | -5.5832e-06 | 253.108 | -4.2268e-06 | 252.8992 | 0 | 259.0403 | 0.00049884 | 257.4733 | 0.00049193 | 253.108 | -3.3201e-06 | 321.5419 | 4.8054e-06 | 253.108 | 1.8647e-07 | 259.0403 | 0 | 321.5419 | 2.6857e-05 | 321.5419 | 3.7548e-05 | 5.5891e-05 | 2.2215e-05 | 0.00021966 | 5.012e-07 | 0 | 0 | 0 | 7.7507e-07 | 0 | 2.4396e-06 | 9.3461e-07 | 0 | -7.1289e-06 | 0.00010391 | 8.4328e-07 | 5.0894e-07 | 1.641e-07 | 0 | 5.6888e-06 | 7.9535e-06
|  | 321.7537 | 0.00037867 | 321.7537 | 0.00014984 | 257.6832 | 0.0016414 | 259.9442 | 6.3341e-06 | 256.2705 | 0 | 253.3169 | 0 | 253.3169 | 0 | 321.7537 | 0 | 259.2461 | 0 | 259.9442 | 2.9089e-05 | 253.3169 | 1.3179e-05 | 253.108 | 0 | 259.2461 | -0.00056814 | 257.6832 | 0.0004982 | 253.3169 | 1.1397e-05 | 321.7537 | 0 | 253.3169 | 1.3853e-06 | 259.2461 | 0 | 321.7537 | 2.6857e-05 | 321.7537 | 3.7548e-05 | 1.6145e-05 | -1.9014e-05 | 0.00021889 | 3.6319e-07 | 0 | 0 | 0 | 5.3354e-07 | 0 | 1.2068e-06 | 3.6786e-07 | 0 | -8.6066e-05 | 0.00010513 | -7.4347e-08 | 5.1154e-07 | -2.0236e-08 | 0 | 5.6893e-06 | 7.9543e-06
|  | 321.9655 | -0.00022625 | 321.9655 | -0.00032935 | 257.8931 | 0.00044427 | 260.1518 | -2.8348e-06 | 256.4813 | 0 | 253.5257 | 0 | 253.5257 | 0 | 321.9655 | 5.0372e-06 | 259.4518 | 0 | 260.1518 | -1.7461e-05 | 253.5257 | -9.6557e-06 | 253.3169 | 0 | 259.4518 | -0.00026834 | 257.8931 | 0.00050349 | 253.5257 | -1.2109e-05 | 321.9655 | 4.8295e-06 | 253.5257 | -1.5791e-06 | 259.4518 | 0 | 321.9655 | 2.6857e-05 | 321.9655 | 3.7548e-05 | 5.1946e-05 | 1.2718e-05 | 0.0001984 | 1.2119e-07 | 0 | 0 | 0 | 5.3359e-07 | 0 | -4.4009e-07 | 2.045e-06 | 0 | 5.318e-05 | 0.0001061 | 8.4139e-07 | 5.1159e-07 | -1.3352e-07 | 0 | 5.6899e-06 | 7.2913e-06
|  | 322.1774 | 0.00071663 | 322.1774 | 0.00044941 | 258.103 | 0.0014462 | 260.3593 | 4.0025e-06 | 256.6921 | 0 | 253.7345 | 0 | 253.7345 | 0 | 322.1774 | 0 | 259.6576 | 0 | 260.3593 | 1.3221e-05 | 253.7345 | 2.924e-05 | 253.5257 | 0 | 259.6576 | 0.00078521 | 258.103 | 0.00050751 | 253.7345 | 2.0167e-05 | 322.1774 | 0 | 253.7345 | 3.0043e-07 | 259.6576 | 0 | 322.1774 | 2.6857e-05 | 322.1774 | 3.1283e-05 | 0.00013182 | 8.5688e-05 | 0.00021002 | 6.3513e-07 | 0 | 0 | 0 | 1.3046e-06 | 0 | 8.4753e-07 | 1.3834e-06 | 0 | 6.2398e-05 | 0.0001068 | 8.5134e-07 | 4.9364e-07 | 4.2336e-08 | 0 | 5.6901e-06 | 7.2917e-06
|  | 322.3893 | 0.00052772 | 322.3893 | 0.00035947 | 258.3129 | 0.00055498 | 260.567 | 2.1157e-06 | 256.9029 | 0 | 253.9434 | 0 | 253.9434 | 0 | 322.3893 | 1.2315e-05 | 259.8634 | 0 | 260.567 | -5.0565e-06 | 253.9434 | -1.5993e-05 | 253.7345 | 0 | 259.8634 | -0.00017875 | 258.3129 | 0.00051009 | 253.9434 | -1.2015e-05 | 322.3893 | 4.6598e-06 | 253.9434 | 1.0495e-07 | 259.8634 | 0 | 322.3893 | 2.6857e-05 | 322.3893 | 3.7548e-05 | 9.9958e-05 | 5.396e-05 | 0.00022081 | 8.6242e-07 | 0 | 0 | 0 | 1.3047e-06 | 0 | 4.3088e-07 | 1.0728e-06 | 0 | 0.00014094 | 0.00010721 | 6.7517e-07 | 4.9368e-07 | 2.1967e-07 | 0 | 5.2209e-06 | 7.2923e-06
|  | 322.6012 | 0.00041577 | 322.6012 | 0.00014985 | 258.5229 | 0.0015483 | 260.7746 | 6.1912e-06 | 257.1137 | 0 | 254.1523 | 0 | 254.1523 | 0 | 322.6012 | 0 | 260.0692 | 0 | 260.7746 | 9.2068e-06 | 254.1523 | 2.6266e-05 | 253.9434 | 0 | 260.0692 | 0.0015483 | 258.5229 | 0.00051113 | 254.1523 | 1.848e-05 | 322.6012 | 0 | 254.1523 | 1.9985e-06 | 260.0692 | 0 | 322.6012 | 2.2422e-05 | 322.6012 | 3.1283e-05 | 0.00014406 | 8.5741e-05 | 0.00021788 | 4.8335e-07 | 0 | 0 | 0 | 8.2212e-07 | 0 | -8.6686e-07 | 1.3843e-06 | 0 | 0.00017779 | 0.00010725 | 2.0451e-06 | 4.9661e-07 | -2.4278e-08 | 0 | 5.2211e-06 | 6.6289e-06
|  | 322.8131 | 0.00094391 | 322.8131 | 0.0006594 | 258.7328 | 0.00052737 | 260.9822 | -1.5356e-06 | 257.3245 | 0 | 254.3612 | 0 | 254.3612 | 0 | 322.8131 | 7.7595e-06 | 260.2751 | 0 | 260.9822 | -1.7556e-05 | 254.3612 | -1.3012e-05 | 254.1523 | 0 | 260.2751 | 0.00017911 | 258.7328 | 0.00051068 | 254.3612 | 1.0999e-06 | 322.8131 | 4.6872e-06 | 254.3612 | -2.2309e-06 | 260.2751 | 0 | 322.8131 | 2.6857e-05 | 322.8131 | 3.1283e-05 | 0.00012435 | 8.251e-05 | 0.00023536 | 1.4451e-07 | 0 | 0 | 0 | 8.2219e-07 | 0 | 1.7581e-07 | 8.0169e-07 | 0 | -8.1072e-06 | 0.00010704 | 1.386e-06 | 4.9666e-07 | 4.3179e-08 | 0 | 5.2216e-06 | 6.2987e-06
|  | 323.025 | 0.00022962 | 323.025 | 0.00011929 | 258.9427 | 0.0017146 | 261.1899 | 2.9275e-06 | 257.5354 | 0 | 254.5701 | 0 | 254.5701 | 0 | 323.025 | 0 | 260.4809 | 0 | 261.1899 | 1.925e-05 | 254.5701 | 2.0688e-05 | 254.3612 | 0 | 260.4809 | -0.00025788 | 258.9427 | 0.00050894 | 254.5701 | 1.2171e-05 | 323.025 | 0 | 254.5701 | 2.6443e-06 | 260.4809 | 0 | 323.025 | 2.2422e-05 | 323.025 | 2.8161e-05 | 6.055e-05 | 3.4889e-05 | 0.00023608 | -3.514e-07 | 0 | 0 | 0 | 1.0205e-06 | 0 | 7.3959e-07 | 2.0878e-07 | 0 | 2.5374e-05 | 0.00010658 | 5.9456e-07 | 4.9421e-07 | 6.3932e-08 | 0 | 5.2221e-06 | 6.9633e-06
|  | 323.2369 | 0.00034176 | 323.2369 | 0.00020995 | 259.1527 | 0.00053425 | 261.3976 | -6.3117e-06 | 257.7462 | 0 | 254.779 | 0 | 254.779 | 0 | 323.2369 | 9.6297e-06 | 260.6867 | 0 | 261.3976 | -1.2127e-05 | 254.779 | -1.8689e-05 | 254.5701 | 0 | 260.6867 | 0.00050442 | 259.1527 | 0.00050625 | 254.779 | -6.4787e-06 | 323.2369 | 4.6636e-06 | 254.779 | -2.0323e-06 | 260.6867 | 0 | 323.2369 | 2.6857e-05 | 323.2369 | 3.7548e-05 | 0.00010426 | 6.0374e-05 | 0.00023142 | 3.3559e-07 | 0 | 0 | 0 | 1.0205e-06 | 0 | 5.597e-07 | -3.3705e-07 | 0 | 0.00011637 | 0.00010597 | 1.9843e-06 | 4.9423e-07 | 3.4545e-07 | 0 | 5.6923e-06 | 6.9636e-06
|  | 323.4489 | 0.00064202 | 323.4489 | 0.00035975 | 259.3627 | 0.0016699 | 261.6053 | 9.543e-06 | 257.9571 | 0 | 254.9879 | 0 | 254.9879 | 0 | 323.4489 | 0 | 260.8926 | 0 | 261.6053 | 1.7516e-05 | 254.9879 | 1.5463e-05 | 254.779 | 0 | 260.8926 | 0.00062613 | 259.3627 | 0.00050302 | 254.9879 | 2.5474e-05 | 323.4489 | 0 | 254.9879 | 5.3391e-06 | 260.8926 | 0 | 323.4489 | 2.6857e-05 | 323.4489 | 2.8161e-05 | 8.3842e-05 | 3.1773e-05 | 0.00021101 | 9.4689e-07 | 0 | 0 | 0 | 1.0206e-06 | 0 | 1.6237e-07 | 1.1592e-06 | 0 | 0.00012028 | 0.00010528 | 6.7815e-07 | 4.9677e-07 | 4.5649e-07 | 0 | 5.6928e-06 | 6.6305e-06
|  | 323.6608 | 0.00014905 | 323.6608 | -5.9964e-05 | 259.5727 | 0.00033983 | 261.813 | -4.2515e-07 | 258.168 | 0 | 255.1969 | 0 | 255.1969 | 0 | 323.6608 | 9.6297e-06 | 261.0985 | 0 | 261.813 | -1.5953e-05 | 255.1969 | -4.3666e-06 | 254.9879 | 0 | 261.0985 | 0.00054237 | 259.5727 | 0.00049967 | 255.1969 | -1.8983e-05 | 323.6608 | 4.6872e-06 | 255.1969 | -9.6951e-07 | 261.0985 | 0 | 323.6608 | 2.6857e-05 | 323.6608 | 3.44e-05 | 6.7464e-05 | 6.3472e-06 | 0.00020633 | 4.9293e-07 | 0 | 0 | 0 | 1.0207e-06 | 0 | 1.0962e-06 | 1.1186e-06 | 0 | 5.0371e-06 | 0.0001046 | -1.0584e-06 | 4.9682e-07 | 3.3875e-08 | 0 | 5.2167e-06 | 6.6311e-06
|  | 323.8728 | 0.00048744 | 323.8728 | 0.00011985 | 259.7827 | 0.0016253 | 262.0207 | 5.1711e-06 | 258.3789 | 0 | 255.4058 | 0 | 255.4058 | 0 | 323.8728 | 0 | 261.3043 | 0 | 262.0207 | 2.6507e-05 | 255.4058 | 1.5073e-05 | 255.1969 | 0 | 261.3044 | -0.00049343 | 259.7827 | 0.00049655 | 255.4058 | 8.8525e-06 | 323.8728 | 0 | 255.4058 | 1.2937e-06 | 261.3044 | 0 | 323.8728 | 2.236e-05 | 323.8728 | 2.8161e-05 | 8.7811e-05 | 2.8602e-05 | 0.00021784 | 2.11e-07 | 0 | 0 | 0 | 1.0125e-06 | 0 | 2.2043e-06 | 5.8614e-07 | 0 | 2.6267e-05 | 0.000104 | 9.549e-07 | 4.9685e-07 | 1.7382e-07 | 0 | 5.2169e-06 | 6.9652e-06
|  | 324.0848 | 0.00034097 | 324.0848 | 0.00014998 | 259.9927 | 0.00044912 | 262.2284 | -3.1396e-06 | 258.5898 | 0 | 255.6148 | 0 | 255.6148 | 0 | 324.0848 | 9.5517e-06 | 261.5103 | 0 | 262.2284 | -5.2842e-06 | 255.6148 | -9.4628e-06 | 255.4058 | 0 | 261.5103 | 0.00074854 | 259.9927 | 0.00049384 | 255.6148 | 2.8668e-07 | 324.0848 | 4.6872e-06 | 255.6148 | 3.6984e-07 | 261.5103 | 0 | 324.0848 | 2.6857e-05 | 324.0848 | 3.7548e-05 | 9.2383e-05 | 3.8184e-05 | 0.00019927 | -1.6594e-08 | 0 | 0 | 0 | 1.0126e-06 | 0 | 1.3913e-06 | 1.6271e-06 | 0 | 0.00027274 | 0.00010349 | 1.1629e-06 | 4.9689e-07 | 1.1903e-07 | 0 | 4.7473e-06 | 7.6306e-06
|  | 324.2969 | 0.00053049 | 324.2969 | 0.00021021 | 260.2028 | 0.0014482 | 262.4362 | 2.9799e-06 | 258.8007 | 0 | 255.8238 | 0 | 255.8238 | 0 | 324.2969 | 0 | 261.7162 | 0 | 262.4362 | 1.8676e-05 | 255.8238 | 2.5034e-05 | 255.6148 | 0 | 261.7162 | 0.0019007 | 260.2028 | 0.00049153 | 255.8238 | 1.0843e-05 | 324.2969 | 0 | 255.8238 | 7.6934e-07 | 261.7162 | 0 | 324.2969 | 1.7925e-05 | 324.2969 | 3.4432e-05 | 0.00011219 | 5.4009e-05 | 0.0001928 | 6.2055e-07 | 0 | 0 | 0 | 1.3056e-06 | 0 | 4.3116e-09 | 1.4501e-06 | 0 | 0.00012589 | 0.00010301 | 7.7725e-07 | 8.4092e-07 | 3.7212e-08 | 0 | 4.7478e-06 | 7.6314e-06
|  | 324.5089 | 0.00052772 | 324.5089 | 0.00029921 | 260.4128 | 0.00038781 | 262.644 | 2.9929e-06 | 259.0116 | 0 | 256.0328 | 0 | 256.0328 | 0 | 324.5089 | 1.2315e-05 | 261.9221 | 0 | 262.644 | -1.8635e-05 | 256.0328 | -1.1157e-05 | 255.8238 | 0 | 261.9221 | -0.00067801 | 260.4128 | 0.00048946 | 256.0328 | -3.4046e-06 | 324.5089 | 7.9317e-06 | 256.0328 | -4.1322e-07 | 261.9221 | 0 | 324.5089 | 2.6857e-05 | 324.5089 | 3.7548e-05 | 6.424e-05 | 1.5846e-05 | 0.00020655 | 8.4829e-07 | 0 | 0 | 0 | 1.3057e-06 | 0 | -1.6448e-06 | 9.7569e-07 | 0 | 7.2013e-05 | 0.00010259 | 1.3024e-06 | 8.4096e-07 | 3.7592e-08 | 0 | 5.2248e-06 | 6.9669e-06
|  | 324.7209 | 7.8176e-05 | 324.7209 | -0.00014975 | 260.6228 | 0.0015788 | 262.8517 | 5.1728e-06 | 259.2226 | 0 | 256.2418 | 0 | 256.2418 | 0 | 324.7209 | 0 | 262.1281 | 0 | 262.8517 | 2.8023e-06 | 256.2418 | 2.0493e-05 | 256.0328 | 0 | 262.1281 | 0.0013773 | 260.6228 | 0.00048738 | 256.2418 | 1.5867e-05 | 324.7209 | 0 | 256.2418 | 7.7294e-07 | 262.1281 | 0 | 324.7209 | 2.2422e-05 | 324.7209 | 2.8161e-05 | 6.8519e-05 | 9.5365e-06 | 0.000212 | 2.7226e-07 | 0 | 0 | 0 | 1.0211e-06 | 0 | -1.0957e-06 | 9.1417e-07 | 0 | 7.7308e-05 | 0.00010214 | 6.4044e-07 | 8.4104e-07 | -2.3686e-07 | 0 | 5.2253e-06 | 6.9675e-06
|  | 324.933 | 0.00056801 | 324.933 | 0.00023969 | 260.8329 | 0.00043941 | 263.0596 | -2.5526e-06 | 259.4335 | 0 | 256.4508 | 0 | 256.4508 | 0 | 324.933 | 9.6297e-06 | 262.334 | 0 | 263.0596 | -1.3347e-05 | 256.4508 | -1.1746e-05 | 256.2418 | 0 | 262.334 | -0.00062648 | 260.8329 | 0.00048502 | 256.4508 | -9.7392e-06 | 324.933 | 7.9317e-06 | 256.4508 | -3.0393e-06 | 262.334 | 0 | 324.933 | 2.6857e-05 | 324.933 | 3.7548e-05 | 9.2494e-05 | 3.177e-05 | 0.00021581 | 3.4705e-07 | 0 | 0 | 0 | 1.0211e-06 | 0 | -1.1276e-06 | -1.3313e-07 | 0 | -8.3024e-05 | 0.0001016 | 3.9011e-07 | 8.4108e-07 | -5.3292e-08 | 0 | 4.7487e-06 | 6.9679e-06
|  | 325.1451 | 0.00030425 | 325.1451 | 5.9914e-05 | 261.043 | 0.0016151 | 263.2674 | 5.8924e-06 | 259.6445 | 0 | 256.6598 | 0 | 256.6598 | 0 | 325.1451 | 0 | 262.54 | 0 | 263.2674 | 2.496e-06 | 256.6598 | 1.0473e-05 | 256.4508 | 0 | 262.54 | -0.00017961 | 261.043 | 0.00048225 | 256.6598 | 1.3472e-05 | 325.1451 | 0 | 256.6598 | 2.5294e-06 | 262.54 | 0 | 325.1451 | 1.7925e-05 | 325.1451 | 2.8161e-05 | 8.825e-05 | 1.2683e-05 | 0.0002099 | -9.1802e-08 | 0 | 0 | 0 | 1.306e-06 | 0 | -2.2442e-06 | -1.9483e-07 | 0 | 4.3711e-05 | 0.00010098 | 9.2105e-07 | 8.4115e-07 | 4.3044e-07 | 0 | 4.7491e-06 | 6.9685e-06
|  | 325.3572 | 0.00052791 | 325.3572 | 5.9684e-05 | 261.2531 | 0.00038323 | 263.4752 | -6.7758e-06 | 259.8555 | 0 | 256.8689 | 0 | 256.8689 | 0 | 325.3572 | 1.2315e-05 | 262.746 | 0 | 263.4752 | -2.4093e-05 | 256.8689 | -1.2336e-05 | 256.6598 | 0 | 262.746 | 0.00060399 | 261.2531 | 0.00047912 | 256.8689 | -4.6598e-06 | 325.3572 | 7.9317e-06 | 256.8689 | 1.5886e-06 | 262.746 | 0 | 325.3572 | 2.6857e-05 | 325.3572 | 3.7548e-05 | 0.00015212 | 7.3077e-05 | 0.00022233 | -3.6055e-07 | 0 | 0 | 0 | 1.3061e-06 | 0 | -1.5765e-06 | -1.8022e-08 | 0 | 0.00018616 | 0.00010033 | 1.3731e-06 | 8.4123e-07 | 3.0626e-07 | 0 | 5.6968e-06 | 7.2997e-06
|  | 325.5693 | 0.0009064 | 325.5693 | 0.00062933 | 261.4632 | 0.0017331 | 263.6831 | 3.3065e-06 | 260.0665 | 0 | 257.0779 | 0 | 257.0779 | 0 | 325.5693 | 0 | 262.952 | 0 | 263.6831 | 8.9236e-06 | 257.0779 | 1.2164e-05 | 256.8689 | 0 | 262.952 | 0.0012035 | 261.4632 | 0.00047591 | 257.0779 | 1.7795e-05 | 325.5693 | 0 | 257.0779 | 1.3412e-06 | 262.952 | 0 | 325.5693 | 2.6857e-05 | 325.5693 | 3.1278e-05 | 0.00010012 | 4.7681e-05 | 0.00024303 | -1.1343e-07 | 0 | 0 | 0 | 1.3062e-06 | 0 | -1.6869e-06 | -1.1004e-06 | 0 | 0.00024846 | 9.9699e-05 | 1.4927e-06 | 8.4131e-07 | 2.4349e-07 | 0 | 5.6974e-06 | 7.3004e-06
|  | 325.7815 | 3.7525e-05 | 325.7815 | -0.00017981 | 261.6733 | 0.00058019 | 263.891 | -4.3977e-06 | 260.2775 | 0 | 257.287 | 0 | 257.287 | 0 | 325.7815 | 1.2315e-05 | 263.158 | 0 | 263.891 | -2.5153e-05 | 257.287 | -2.269e-05 | 257.0779 | 0 | 263.158 | 0.0012085 | 261.6733 | 0.00047309 | 257.287 | -3.5169e-06 | 325.7815 | 7.9317e-06 | 257.287 | 9.8798e-07 | 263.158 | 0 | 325.7815 | 2.6857e-05 | 325.7815 | 3.7548e-05 | 5.2063e-05 | 1.273e-05 | 0.00022878 | 3.435e-07 | 0 | 0 | 0 | 1.3063e-06 | 0 | -2.7661e-07 | 1.211e-06 | 0 | 0.00015272 | 9.9208e-05 | 1.7897e-06 | 8.4135e-07 | 5.358e-07 | 0 | 5.2206e-06 | 6.9702e-06
|  | 325.9936 | 0.00045329 | 325.9936 | 0.00029982 | 261.8834 | 0.0015975 | 264.0989 | 7.7024e-06 | 260.4886 | 0 | 257.4961 | 0 | 257.4961 | 0 | 325.9936 | 0 | 263.364 | 0 | 264.0989 | 2.2492e-05 | 257.4961 | 3.4275e-05 | 257.287 | 0 | 263.364 | 0.00027405 | 261.8834 | 0.00047124 | 257.4961 | 2.0637e-05 | 325.9936 | 0 | 257.4961 | 4.1375e-06 | 263.364 | 0 | 325.9936 | 2.236e-05 | 325.9936 | 2.8161e-05 | 0.0001762 | 0.00011449 | 0.00020515 | 7.7707e-07 | 0 | 0 | 0 | 1.3063e-06 | 0 | 1.5959e-06 | 2.8127e-06 | 0 | -5.9576e-05 | 9.8993e-05 | 1.6008e-06 | 8.4139e-07 | 6.0177e-07 | 0 | 5.2209e-06 | 6.9705e-06
|  | 326.2058 | 0.0012077 | 326.2058 | 0.00077941 | 262.0936 | 0.000355 | 264.3067 | -2.2627e-07 | 260.6996 | 0 | 257.7052 | 0 | 257.7052 | 0 | 326.2058 | 1.2315e-05 | 263.5701 | 0 | 264.3067 | -7.1378e-06 | 257.7052 | -7.3733e-06 | 257.4961 | 0 | 263.5701 | -0.00085239 | 262.0936 | 0.00047091 | 257.7052 | -5.3263e-06 | 326.2058 | 7.9317e-06 | 257.7052 | 1.618e-06 | 263.5701 | 0 | 326.2058 | 2.6857e-05 | 326.2058 | 3.7548e-05 | 0.00014028 | 7e-05 | 0.0002172 | 6.4294e-07 | 0 | 0 | 0 | 1.3065e-06 | 0 | -9.3736e-07 | 1.3725e-06 | 0 | 8.3337e-05 | 9.9126e-05 | 1.6751e-06 | 8.4151e-07 | 5.3248e-07 | 0 | 5.2283e-06 | 7.3056e-06
|  | 326.418 | 0.00011448 | 326.418 | -0.00011963 | 262.3037 | 0.0017121 | 264.5147 | 6.4108e-06 | 260.9107 | 0 | 257.9143 | 0 | 257.9143 | 0 | 326.418 | 0 | 263.7761 | 0 | 264.5147 | -1.8787e-06 | 257.9143 | 2.05e-05 | 257.7052 | 0 | 263.7761 | 0.0016613 | 262.3037 | 0.0004725 | 257.9143 | 2.1347e-05 | 326.418 | 0 | 257.9143 | 3.4748e-06 | 263.7761 | 0 | 326.418 | 2.2422e-05 | 326.418 | 3.131e-05 | 4.8297e-05 | 3.1959e-06 | 0.00021577 | 6.5305e-07 | 0 | 0 | 0 | 1.0613e-06 | 0 | -2.9952e-06 | 7.6077e-07 | 0 | 0.00021773 | 9.9696e-05 | 2.1783e-06 | 8.4155e-07 | 2.4713e-08 | 0 | 5.2285e-06 | 7.3059e-06
|  | 326.6302 | 0.00034073 | 326.6302 | 0.00014975 | 262.5139 | 0.00034106 | 264.7226 | -1.2994e-07 | 261.1217 | 0 | 258.1234 | 0 | 258.1234 | 0 | 326.6302 | 1.0003e-05 | 263.9822 | 0 | 264.7226 | -2.6928e-05 | 258.1234 | -1.3224e-05 | 257.9143 | 0 | 263.9822 | 0.0004517 | 262.5139 | 0.00047619 | 258.1234 | -5.1506e-07 | 326.6302 | 7.9317e-06 | 258.1234 | -3.2384e-06 | 263.9822 | 0 | 326.6302 | 2.6857e-05 | 326.6302 | 3.7548e-05 | 0.00012432 | 7.6313e-05 | 0.00021661 | 3.3268e-07 | 0 | 0 | 0 | 1.0614e-06 | 0 | 7.5773e-08 | 4.5881e-07 | 0 | 0.00021596 | 0.00010067 | 1.9738e-06 | 8.4159e-07 | -7.6003e-08 | 0 | 5.2288e-06 | 6.9721e-06
|  | 326.8424 | 0.00083093 | 326.8424 | 0.00056947 | 262.7241 | 0.0017202 | 264.9305 | 3.3297e-06 | 261.3328 | 0 | 258.3326 | 0 | 258.3326 | 0 | 326.8424 | 0 | 264.1883 | 0 | 264.9305 | 2.7657e-05 | 258.3326 | 1.7612e-05 | 258.1234 | 0 | 264.1883 | 0.0016442 | 262.7241 | 0.0004818 | 258.3326 | 1.9391e-05 | 326.8424 | 0 | 258.3326 | 2.5116e-06 | 264.1883 | 0 | 326.8424 | 2.2422e-05 | 326.8424 | 2.8161e-05 | 1.9982e-05 | -2.5417e-05 | 0.00022215 | 1.0049e-07 | 0 | 0 | 0 | 1.0136e-06 | 0 | 5.7276e-07 | -9.4346e-08 | 0 | 0.00012159 | 0.00010202 | 7.4492e-07 | 6.7565e-07 | -9.0423e-08 | 0 | 5.2295e-06 | 6.9731e-06
|  | 327.0546 | -0.00064263 | 327.0546 | -0.00080898 | 262.9343 | 0.00039342 | 265.1385 | -2.3634e-06 | 261.5439 | 0 | 258.5417 | 0 | 258.5417 | 0 | 327.0546 | 9.5517e-06 | 264.3944 | 0 | 265.1385 | -2.2149e-05 | 258.5417 | -1.8514e-05 | 258.3326 | 0 | 264.3944 | -0.00046417 | 262.9343 | 0.00048891 | 258.5417 | -1.2268e-05 | 327.0546 | 6.3669e-06 | 258.5417 | -3.3762e-06 | 264.3944 | 0 | 327.0546 | 2.6857e-05 | 327.0546 | 3.7548e-05 | 4.4395e-05 | -9.5284e-06 | 0.00021507 | 6.2836e-07 | 0 | 0 | 0 | 1.0136e-06 | 0 | -7.8187e-07 | -5.0202e-07 | 0 | 0.00022808 | 0.00010361 | 6.1165e-07 | 6.7565e-07 | -4.2909e-07 | 0 | 5.7001e-06 | 7.3039e-06
|  | 327.2668 | 0.001061 | 327.2668 | 0.00071919 | 263.1445 | 0.0016529 | 265.3465 | 8.4059e-06 | 261.755 | 0 | 258.7509 | 0 | 258.7509 | 0 | 327.2668 | 0 | 264.6005 | 0 | 265.3465 | 1.4631e-05 | 258.7509 | 1.3714e-05 | 258.5417 | 0 | 264.6005 | 0.0026773 | 263.1445 | 0.00049685 | 258.7509 | 1.8117e-05 | 327.2668 | 0 | 258.7509 | -7.2661e-07 | 264.6005 | 0 | 327.2668 | 2.6857e-05 | 327.2668 | 3.1278e-05 | 0.00016076 | 9.8589e-05 | 0.00024189 | 4.4799e-07 | 0 | 0 | 0 | 1.307e-06 | 0 | 3.3019e-07 | 2.1163e-07 | 0 | 0.00037823 | 0.00010529 | 1.1861e-06 | 8.4183e-07 | -4.1352e-07 | 0 | 5.7009e-06 | 7.3049e-06
|  | 327.4791 | 0.00045372 | 327.4791 | 0.00020972 | 263.3547 | 0.0006486 | 265.5545 | -4.0983e-06 | 261.9662 | 0 | 258.9601 | 0 | 258.9601 | 0 | 327.4791 | 1.2315e-05 | 264.8066 | 0 | 265.5545 | -1.1456e-05 | 258.9601 | -1.169e-05 | 258.7509 | 0 | 264.8066 | 0.00099277 | 263.3547 | 0.00050492 | 258.9601 | -6.7748e-06 | 327.4791 | 7.9317e-06 | 258.9601 | -3.2275e-06 | 264.8066 | 0 | 327.4791 | 2.6857e-05 | 327.4791 | 3.7548e-05 | 0.00010815 | 5.4065e-05 | 0.00024888 | 3.8357e-07 | 0 | 0 | 0 | 1.3071e-06 | 0 | 3.2772e-08 | 8.9977e-08 | 0 | 0.0001922 | 0.00010694 | 4.2105e-07 | 8.4187e-07 | -3.0416e-07 | 0 | 4.2759e-06 | 6.9744e-06
|  | 327.6914 | 0.00056524 | 327.6914 | 0.00029965 | 263.5649 | 0.001719 | 265.7625 | 7.7863e-06 | 262.1773 | 0 | 259.1693 | 0 | 259.1693 | 0 | 327.6914 | 0 | 265.0128 | 0 | 265.7625 | 1.1771e-05 | 259.1693 | 1.2551e-05 | 258.9601 | 0 | 265.0128 | 0.00087189 | 263.5649 | 0.00051242 | 259.1693 | 1.08e-05 | 327.6914 | 0 | 259.1693 | 3.1967e-07 | 265.0128 | 0 | 327.6914 | 1.3428e-05 | 327.6914 | 2.8161e-05 | 0.00017267 | 9.86e-05 | 0.00021461 | 4.6935e-07 | 0 | 0 | 0 | 1.3072e-06 | 0 | 3.7568e-07 | -7.2875e-07 | 0 | 0.0001304 | 0.00010841 | 9.7199e-07 | 8.4195e-07 | -1.1756e-07 | 0 | 4.7536e-06 | 6.9751e-06
|  | 327.9037 | 0.0010614 | 327.9037 | 0.00062922 | 263.7751 | 0.00032257 | 265.9706 | -3.2742e-06 | 262.3885 | 0 | 259.3785 | 0 | 259.3785 | 0 | 327.9037 | 1.2315e-05 | 265.2189 | 0 | 265.9706 | -8.1592e-06 | 259.3785 | -1.9517e-05 | 259.1693 | 0 | 265.2189 | 0.00039324 | 263.7751 | 0.00051886 | 259.3785 | -1.509e-06 | 327.9037 | 7.9317e-06 | 259.3785 | -1.4434e-06 | 265.2189 | 0 | 327.9037 | 3.1354e-05 | 327.9037 | 3.7548e-05 | 0.0001492 | 7.6335e-05 | 0.00019754 | 5.9818e-07 | 0 | 0 | 0 | 1.3073e-06 | 0 | 8.5813e-07 | -7.6501e-07 | 0 | 0.00021371 | 0.00010962 | 7.4688e-07 | 8.4199e-07 | -3.2546e-08 | 0 | 6.1793e-06 | 7.6405e-06
|  | 328.116 | 0.00034411 | 328.116 | 8.9872e-05 | 263.9854 | 0.0015567 | 266.1786 | 9.0248e-06 | 262.5996 | 0 | 259.5877 | 0 | 259.5877 | 0 | 328.116 | 0 | 265.4251 | 0 | 266.1786 | 1.6409e-05 | 259.5877 | 1.2204e-05 | 259.3785 | 0 | 265.4251 | 0.0016798 | 263.9854 | 0.00052393 | 259.5877 | 8.6484e-06 | 328.116 | 0 | 259.5877 | 1.1323e-06 | 265.4251 | 0 | 328.116 | 2.6857e-05 | 328.116 | 3.4427e-05 | 2.4627e-05 | -1.2753e-05 | 0.00021969 | 4.88e-07 | 0 | 0 | 0 | 1.3074e-06 | 0 | 8.4789e-08 | -4.0922e-07 | 0 | 0.00019913 | 0.00011055 | -6.0684e-07 | 8.4207e-07 | -3.7123e-08 | 0 | 5.7025e-06 | 7.6413e-06
|  | 328.3283 | -0.00011214 | 328.3283 | -0.00021 | 264.1956 | 0.0005329 | 266.3867 | -4.334e-06 | 262.8108 | 0 | 259.797 | 0 | 259.797 | 0 | 328.3283 | 1.2315e-05 | 265.6313 | 0 | 266.3867 | -1.5594e-05 | 259.797 | -1.6116e-05 | 259.5877 | 0 | 265.6313 | 0.00025179 | 264.1956 | 0.00052759 | 259.797 | -1.4449e-05 | 328.3283 | 7.9317e-06 | 259.797 | -1.4872e-06 | 265.6313 | 0 | 328.3283 | 2.6857e-05 | 328.3283 | 3.7548e-05 | 6.4182e-05 | 1.9086e-05 | 0.00023376 | -3.378e-07 | 0 | 0 | 0 | 1.3075e-06 | 0 | -2.8938e-07 | 1.5912e-06 | 0 | -4.6742e-05 | 0.00011118 | 1.1541e-06 | 8.4215e-07 | -1.1135e-07 | 0 | 5.2322e-06 | 7.6391e-06
|  | 328.5407 | 0.00071663 | 328.5407 | 0.00038976 | 264.4059 | 0.0016905 | 266.5947 | 1.0871e-06 | 263.022 | 0 | 260.0062 | 0 | 260.0062 | 0 | 328.5407 | 0 | 265.8374 | 0 | 266.5947 | 1.2812e-05 | 260.0062 | 3.1324e-05 | 259.797 | 0 | 265.8374 | -0.00070521 | 264.4059 | 0.00052992 | 260.0062 | 2.548e-05 | 328.5407 | 0 | 260.0062 | 4.2299e-07 | 265.8374 | 0 | 328.5407 | 2.2422e-05 | 328.5407 | 3.44e-05 | 0.0001156 | 3.1852e-05 | 0.00023178 | 1.2521e-08 | 0 | 0 | 0 | 1.3076e-06 | 0 | -5.0482e-07 | 1.2393e-06 | 0 | 0.00013199 | 0.00011156 | 2.9005e-06 | 8.4219e-07 | 2.9144e-07 | 0 | 5.2325e-06 | 7.6394e-06
|  | 328.753 | 0.0003721 | 328.753 | -8.9773e-05 | 264.6162 | 0.00051377 | 266.8028 | -9.6675e-07 | 263.2332 | 0 | 260.2155 | 0 | 260.2155 | 0 | 328.753 | 1.2315e-05 | 266.0436 | 0 | 266.8028 | -1.7664e-05 | 260.2155 | -1.9478e-05 | 260.0062 | 0 | 266.0436 | 0.0019854 | 264.6162 | 0.00053109 | 260.2155 | 2.2435e-06 | 328.753 | 7.9317e-06 | 260.2155 | 2.3626e-06 | 266.0436 | 0 | 328.753 | 2.6857e-05 | 328.753 | 3.7548e-05 | 0.00011597 | 3.8218e-05 | 0.0002286 | 2.6625e-07 | 0 | 0 | 0 | 1.3077e-06 | 0 | -2.4046e-07 | 9.125e-09 | 0 | 0.00030759 | 0.0001117 | 1.1942e-06 | 8.4227e-07 | 3.6217e-07 | 0 | 4.7554e-06 | 7.3092e-06
|  | 328.9654 | 0.00072001 | 328.9654 | 0.00044967 | 264.8265 | 0.0016603 | 267.011 | 3.5253e-06 | 263.4444 | 0 | 260.4248 | 0 | 260.4248 | 0 | 328.9654 | 0 | 266.2499 | 0 | 267.011 | 1.5353e-05 | 260.4248 | 1.9566e-05 | 260.2155 | 0 | 266.2499 | 0.00099751 | 264.8265 | 0.00053126 | 260.4248 | 9.1681e-06 | 328.9654 | 0 | 260.4248 | 1.0984e-06 | 266.2499 | 0 | 328.9654 | 1.7925e-05 | 328.9654 | 3.1283e-05 | 0.00010871 | 4.4616e-05 | 0.00021137 | 1.5619e-07 | 0 | 0 | 0 | 1.3078e-06 | 0 | 1.0378e-07 | 4.8388e-08 | 0 | 2.0292e-05 | 0.00011166 | -1.2634e-06 | 8.4234e-07 | 2.9541e-09 | 0 | 4.7559e-06 | 7.3099e-06
|  | 329.1778 | 0.00030363 | 329.1778 | -2.9562e-05 | 265.0368 | 0.00034962 | 267.2191 | -2.0243e-06 | 263.6557 | 0 | 260.6341 | 0 | 260.6341 | 0 | 329.1778 | 1.2315e-05 | 266.4561 | 0 | 267.2191 | -1.4356e-05 | 260.6341 | -1.9103e-05 | 260.4248 | 0 | 266.4561 | -0.00080072 | 265.0368 | 0.00053048 | 260.6341 | -2.1242e-05 | 329.1778 | 7.9317e-06 | 260.6341 | -1.0702e-06 | 266.4561 | 0 | 329.1778 | 2.6857e-05 | 329.1778 | 3.7548e-05 | 6.0553e-05 | 3.2288e-06 | 0.00021152 | 7.8299e-08 | 0 | 0 | 0 | 1.3079e-06 | 0 | -1.3705e-07 | -1.3728e-06 | 0 | 3.913e-05 | 0.00011139 | -1.8572e-06 | 8.4238e-07 | -1.7378e-07 | 0 | 4.2785e-06 | 6.9787e-06
|  | 329.3902 | 0.00026653 | 329.3902 | 5.9964e-05 | 265.2472 | 0.0016618 | 267.4272 | 2.7767e-06 | 263.8669 | 0 | 260.8433 | 0 | 260.8433 | 0 | 329.3902 | 0 | 266.6624 | 0 | 267.4272 | 1.3039e-05 | 260.8433 | 5.9843e-06 | 260.6341 | 0 | 266.6624 | 0.0011802 | 265.2472 | 0.00052873 | 260.8433 | 3.494e-06 | 329.3902 | 0 | 260.8433 | -5.9049e-07 | 266.6624 | 0 | 329.3902 | 1.3428e-05 | 329.3902 | 2.8161e-05 | 8.8595e-05 | 5.412e-05 | 0.00022503 | 2.8224e-08 | 0 | 0 | 0 | 1.308e-06 | 0 | 3.5317e-07 | -1.7319e-06 | 0 | 9.4238e-05 | 0.00011091 | 3.1352e-07 | 8.4246e-07 | -1.7227e-09 | 0 | 4.2789e-06 | 6.9794e-06
|  | 329.6027 | 0.00056758 | 329.6027 | 0.00044957 | 265.4575 | 0.00047801 | 267.6354 | -2.5056e-06 | 264.0782 | 0 | 261.0527 | 0 | 261.0527 | 0 | 329.6027 | 1.2315e-05 | 266.8686 | 0 | 267.6354 | -9.6458e-06 | 261.0527 | -2.2532e-05 | 260.8433 | 0 | 266.8686 | -0.00026645 | 265.4575 | 0.00052591 | 261.0527 | -4.9841e-07 | 329.6027 | 7.9317e-06 | 261.0527 | 5.7403e-07 | 266.8686 | 0 | 329.6027 | 2.6857e-05 | 329.6027 | 3.7548e-05 | 0.00016443 | 0.00011459 | 0.00023277 | 2.7835e-07 | 0 | 0 | 0 | 1.3081e-06 | 0 | 1.0635e-07 | -7.2011e-07 | 0 | 3.1969e-05 | 0.00011021 | 1.3122e-06 | 8.425e-07 | 2.5045e-07 | 0 | 4.7567e-06 | 7.3142e-06
|  | 329.8151 | 0.0009804 | 329.8151 | 0.00062923 | 265.6678 | 0.0017351 | 267.8436 | 5.1796e-06 | 264.2895 | 0 | 261.262 | 0 | 261.262 | 0 | 329.8151 | 0 | 267.0749 | 0 | 267.8436 | 1.0667e-05 | 261.262 | 1.5651e-05 | 261.0527 | 0 | 267.0749 | 0.00057642 | 265.6678 | 0.00052194 | 261.262 | 1.3036e-05 | 329.8151 | 0 | 261.262 | 1.819e-06 | 267.0749 | 0 | 329.8151 | 1.7925e-05 | 329.8151 | 3.131e-05 | 0.0001487 | 9.5492e-05 | 0.00022667 | 2.63e-07 | 0 | 0 | 0 | 1.3082e-06 | 0 | -1.0681e-06 | -1.0913e-06 | 0 | -4.4507e-05 | 0.00010926 | 3.029e-07 | 5.1339e-07 | -3.8522e-08 | 0 | 4.7572e-06 | 7.3149e-06
|  | 330.0276 | 0.0004194 | 330.0276 | 0.00026968 | 265.8782 | 0.00042002 | 268.0518 | -2.653e-06 | 264.5007 | 0 | 261.4713 | 0 | 261.4713 | 0 | 330.0276 | 1.2315e-05 | 267.2812 | 0 | 268.0518 | -2.0928e-05 | 261.4713 | -2.6077e-05 | 261.262 | 0 | 267.2812 | -0.0010079 | 265.8782 | 0.00051684 | 261.4713 | -1.0142e-05 | 330.0276 | 4.8328e-06 | 261.4713 | -2.187e-06 | 267.2812 | 0 | 330.0276 | 2.6857e-05 | 330.0276 | 3.7548e-05 | 5.2778e-05 | 1.2706e-05 | 0.0002199 | 1.3475e-07 | 0 | 0 | 0 | 1.3083e-06 | 0 | -1.6878e-06 | 9.3354e-07 | 0 | -0.00019681 | 0.00010809 | -1.8481e-07 | 5.1344e-07 | -1.5961e-07 | 0 | 5.7065e-06 | 6.981e-06
|  | 330.24 | 7.7385e-05 | 330.24 | -0.00015008 | 266.0886 | 0.0016707 | 268.26 | 3.9476e-06 | 264.712 | 0 | 261.6807 | 0 | 261.6807 | 0 | 330.24 | 0 | 267.4875 | 0 | 268.26 | 4.714e-06 | 261.6807 | 3.4994e-05 | 261.4713 | 0 | 267.4875 | -0.00090012 | 266.0886 | 0.00051079 | 261.6807 | 8.3768e-06 | 330.24 | 0 | 261.6807 | 6.6246e-07 | 267.4875 | 0 | 330.24 | 2.6857e-05 | 330.24 | 2.8161e-05 | 9.2607e-05 | 2.5366e-05 | 0.00023741 | 7.7931e-08 | 0 | 0 | 0 | 1.0231e-06 | 0 | -7.5378e-07 | 1.756e-06 | 0 | -0.00031383 | 0.00010676 | 7.1249e-07 | 8.427e-07 | -2.387e-07 | 0 | 5.7068e-06 | 6.9813e-06
|  | 330.4525 | 0.00079425 | 330.4525 | 0.00038884 | 266.299 | 0.00058613 | 268.4682 | -3.1991e-06 | 264.9233 | 0 | 261.8901 | 0 | 261.8901 | 0 | 330.4525 | 9.6297e-06 | 267.6938 | 0 | 268.4682 | -1.1953e-05 | 261.8901 | -1.8219e-05 | 261.6807 | 0 | 267.6938 | -0.0021424 | 266.299 | 0.00050412 | 261.8901 | -1.5702e-06 | 330.4525 | 7.9317e-06 | 261.8901 | -2.9428e-06 | 267.6938 | 0 | 330.4525 | 2.6857e-05 | 330.4525 | 3.7548e-05 | 0.00012429 | 7.9527e-05 | 0.00022464 | 3.1756e-07 | 0 | 0 | 0 | 1.0232e-06 | 0 | 9.4574e-08 | -1.7806e-06 | 0 | -0.00022305 | 0.00010536 | 1.588e-06 | 8.4278e-07 | -2.6589e-08 | 0 | 5.2362e-06 | 6.982e-06
|  | 330.665 | 0.00037548 | 330.665 | 0.00035962 | 266.5094 | 0.001549 | 268.6764 | 6.2493e-06 | 265.1347 | 0 | 262.0995 | 0 | 262.0995 | 0 | 330.665 | 0 | 267.9001 | 0 | 268.6764 | 1.2862e-05 | 262.0995 | 1.2104e-06 | 261.8901 | 0 | 267.9001 | -1.9694e-05 | 266.5094 | 0.00049729 | 262.0995 | 1.6739e-05 | 330.665 | 0 | 262.0995 | 2.6889e-06 | 267.9001 | 0 | 330.665 | 2.2422e-05 | 330.665 | 2.8161e-05 | 0.00014408 | 0.00011465 | 0.00021418 | 2.7975e-07 | 0 | 0 | 0 | 1.3086e-06 | 0 | 8.4875e-07 | -2.1442e-06 | 0 | 2.2173e-06 | 0.00010394 | 1.4821e-06 | 8.4286e-07 | 2.4394e-07 | 0 | 5.2366e-06 | 6.9827e-06
|  | 330.8776 | 0.0009804 | 330.8776 | 0.00071927 | 266.7198 | 0.00048698 | 268.8847 | -3.5627e-06 | 265.346 | 0 | 262.3089 | 0 | 262.3089 | 0 | 330.8776 | 1.2315e-05 | 268.1065 | 0 | 268.8847 | -4.7103e-06 | 262.3089 | -2.1689e-05 | 262.0995 | 0 | 268.1065 | 4.1183e-05 | 266.7198 | 0.00049083 | 262.3089 | -2.584e-06 | 330.8776 | 7.9317e-06 | 262.3089 | -3.5909e-07 | 268.1065 | 0 | 330.8776 | 2.6857e-05 | 330.8776 | 3.7548e-05 | 0.00018861 | 0.00012106 | 0.00022171 | 2.1126e-07 | 0 | 0 | 0 | 1.3087e-06 | 0 | 7.4308e-07 | -1.1939e-06 | 0 | 0.00016701 | 0.00010269 | 1.5575e-06 | 8.429e-07 | 7.4403e-08 | 0 | 5.2302e-06 | 7.3147e-06
|  | 331.0901 | 0.00079444 | 331.0901 | 0.00041986 | 266.9302 | 0.0016203 | 269.093 | 5.5912e-06 | 265.5574 | 0 | 262.5183 | 0 | 262.5183 | 0 | 331.0901 | 0 | 268.3128 | 0 | 269.093 | 1.1845e-05 | 262.5183 | 1.0286e-05 | 262.3089 | 0 | 268.3128 | 0.0015775 | 266.9302 | 0.00048519 | 262.5183 | 1.7459e-05 | 331.0901 | 0 | 262.5183 | 1.0697e-06 | 268.3128 | 0 | 331.0901 | 2.236e-05 | 331.0901 | 3.1283e-05 | -4.4278e-05 | -7.6353e-05 | 0.00021363 | -2.7646e-07 | 0 | 0 | 0 | 1.0234e-06 | 0 | -1.7711e-06 | 3.1527e-07 | 0 | 0.00019061 | 0.00010164 | 1.6653e-07 | 8.4298e-07 | -8.082e-08 | 0 | 5.2307e-06 | 7.3154e-06
|  | 331.3027 | -0.0012111 | 331.3027 | -0.0011383 | 267.1406 | 0.00040992 | 269.3012 | -8.2459e-06 | 265.7688 | 0 | 262.7277 | 0 | 262.7277 | 0 | 331.3027 | 9.6297e-06 | 268.5192 | 0 | 269.3012 | -2.8853e-05 | 262.7277 | -7.2747e-06 | 262.5183 | 0 | 268.5192 | 0.0002699 | 267.1406 | 0.00048071 | 262.7277 | -1.5869e-05 | 331.3027 | 7.9317e-06 | 262.7277 | -1.8416e-06 | 268.5192 | 0 | 331.3027 | 2.6857e-05 | 331.3027 | 3.7548e-05 | -4.8335e-05 | -7.0008e-05 | 0.00022756 | -6.1572e-07 | 0 | 0 | 0 | 1.0235e-06 | 0 | -7.3803e-07 | 1.9474e-07 | 0 | 0.00018291 | 0.00010083 | -1.4656e-06 | 8.4306e-07 | -8.8251e-08 | 0 | 4.7599e-06 | 6.9843e-06
|  | 331.5152 | 0.00075631 | 331.5152 | 0.00047963 | 267.3511 | 0.0017527 | 269.5095 | 2.3343e-06 | 265.9801 | 0 | 262.9371 | 0 | 262.9371 | 0 | 331.5152 | 0 | 268.7256 | 0 | 269.5095 | 2.1767e-05 | 262.9371 | 9.1343e-06 | 262.7277 | 0 | 268.7256 | 0.0015026 | 267.3511 | 0.00047753 | 262.9371 | 1.8732e-06 | 331.5152 | 0 | 262.9371 | 9.9883e-07 | 268.7256 | 0 | 331.5152 | 1.7925e-05 | 331.5152 | 2.8161e-05 | 0.00015657 | 9.2382e-05 | 0.00022393 | 1.0958e-07 | 0 | 0 | 0 | 1.309e-06 | 0 | 6.1716e-07 | -1.2377e-06 | 0 | 8.6795e-05 | 0.0001003 | -6.3647e-07 | 6.7677e-07 | 9.2244e-08 | 0 | 4.7601e-06 | 6.9846e-06
|  | 331.7278 | 0.00071663 | 331.7278 | 0.00038948 | 267.5615 | 0.00037544 | 269.7179 | -1.2823e-06 | 266.1915 | 0 | 263.1466 | 0 | 263.1466 | 0 | 331.7278 | 1.2315e-05 | 268.932 | 0 | 269.7179 | -1.5842e-05 | 263.1466 | -2.0952e-05 | 262.9371 | 0 | 268.932 | -0.0006615 | 267.5615 | 0.00047564 | 263.1466 | -7.9498e-06 | 331.7278 | 6.3669e-06 | 263.1466 | -1.1813e-07 | 268.932 | 0 | 331.7278 | 2.6857e-05 | 331.7278 | 3.7548e-05 | 9.6308e-05 | 4.7767e-05 | 0.00020588 | 3.9943e-07 | 0 | 0 | 0 | 1.3091e-06 | 0 | -2.8053e-07 | -6.6953e-07 | 0 | 1.1678e-05 | 0.00010003 | -3.717e-07 | 6.7683e-07 | 5.3702e-07 | 0 | 4.7606e-06 | 6.9853e-06
|  | 331.9404 | 0.00018933 | 331.9404 | 5.9865e-05 | 267.772 | 0.0015808 | 269.9262 | 5.1167e-06 | 266.4029 | 0 | 263.3561 | 0 | 263.3561 | 0 | 331.9404 | 0 | 269.1384 | 0 | 269.9262 | 1.3149e-05 | 263.3561 | 1.4559e-05 | 263.1466 | 0 | 269.1384 | 0.00077465 | 267.772 | 0.0004749 | 263.3561 | 4.4008e-06 | 331.9404 | 0 | 263.3561 | 5.2456e-06 | 269.1384 | 0 | 331.9404 | 1.7925e-05 | 331.9404 | 2.8161e-05 | 0.00014877 | 0.00010513 | 0.00021165 | 8.7829e-07 | 0 | 0 | 0 | 1.3092e-06 | 0 | 6.1523e-07 | -6.5681e-07 | 0 | 1.7219e-06 | 9.9978e-05 | -6.4511e-07 | 6.7686e-07 | 4.4591e-07 | 0 | 4.7608e-06 | 6.9856e-06
|  | 332.1531 | 0.00121 | 332.1531 | 0.00092904 | 267.9825 | 0.00043033 | 270.1346 | 3.3134e-06 | 266.6144 | 0 | 263.5655 | 0 | 263.5655 | 0 | 332.1531 | 1.2315e-05 | 269.3448 | 0 | 270.1346 | -7.2436e-06 | 263.5655 | -2.083e-05 | 263.3561 | 0 | 269.3448 | -0.00075796 | 267.9825 | 0.0004751 | 263.5655 | -1.056e-05 | 332.1531 | 6.3669e-06 | 263.5655 | -9.8809e-07 | 269.3448 | 0 | 332.1531 | 2.6857e-05 | 332.1531 | 3.7548e-05 | 0.00015699 | 0.0001147 | 0.00022035 | 4.8929e-07 | 0 | 0 | 0 | 1.3093e-06 | 0 | 9.9507e-07 | -6.8921e-07 | 0 | -8.2847e-06 | 0.00010011 | 7.8945e-07 | 6.7693e-07 | -1.3299e-07 | 0 | 5.2327e-06 | 7.6495e-06
|  | 332.3657 | 0.00026653 | 332.3657 | 0.0001498 | 268.193 | 0.0016631 | 270.3429 | 1.3834e-06 | 266.8258 | 0 | 263.775 | 0 | 263.775 | 0 | 332.3657 | 0 | 269.5512 | 0 | 270.3429 | 1.6795e-05 | 263.775 | 1.425e-05 | 263.5655 | 0 | 269.5512 | 0.00067769 | 268.193 | 0.00047606 | 263.775 | 1.8098e-05 | 332.3657 | 0 | 263.775 | -2.8167e-07 | 269.5512 | 0 | 332.3657 | 2.236e-05 | 332.3657 | 3.44e-05 | 0.0001006 | 4.7833e-05 | 0.00021906 | 3.7076e-07 | 0 | 0 | 0 | 1.3094e-06 | 0 | 5.2598e-07 | 2.1574e-06 | 0 | 0.00011753 | 0.00010038 | 2.1483e-06 | 4.9548e-07 | 4.7167e-08 | 0 | 5.2332e-06 | 7.6502e-06
|  | 332.5784 | 0.00067953 | 332.5784 | 0.00030005 | 268.4035 | 0.0004181 | 270.5513 | 2.1748e-06 | 267.0373 | 0 | 263.9846 | 0 | 263.9846 | 0 | 332.5784 | 1.2315e-05 | 269.7577 | 0 | 270.5513 | -1.1748e-05 | 263.9846 | 6.3422e-06 | 263.775 | 0 | 269.7577 | 0.00046089 | 268.4035 | 0.00047765 | 263.9846 | 2.4067e-06 | 332.5784 | 4.6598e-06 | 263.9846 | 7.3187e-07 | 269.7577 | 0 | 332.5784 | 2.6857e-05 | 332.5784 | 3.7548e-05 | 0.00015273 | 8.286e-05 | 0.00023255 | 8.7018e-07 | 0 | 0 | 0 | 1.3095e-06 | 0 | -1.7257e-07 | 1.2407e-06 | 0 | 8.6912e-05 | 0.00010078 | 2.4743e-06 | 4.955e-07 | 3.7008e-07 | 0 | 5.2401e-06 | 7.3192e-06
|  | 332.791 | 0.00075673 | 332.791 | 0.00047918 | 268.614 | 0.0017913 | 270.7597 | 6.1759e-06 | 267.2487 | 0 | 264.1941 | 0 | 264.1941 | 0 | 332.791 | 0 | 269.9642 | 0 | 270.7597 | 1.0092e-05 | 264.1941 | 5.5027e-06 | 263.9846 | 0 | 269.9642 | 0.00038095 | 268.614 | 0.00047983 | 264.1941 | 2.1214e-05 | 332.791 | 0 | 264.1941 | 2.8012e-06 | 269.9642 | 0 | 332.791 | 2.2422e-05 | 332.791 | 3.1283e-05 | 9.6345e-05 | 4.4587e-05 | 0.00022928 | 7.3879e-07 | 0 | 0 | 0 | 1.3096e-06 | 0 | -1.3556e-06 | -2.612e-07 | 0 | -3.0301e-05 | 0.00010131 | 9.2128e-07 | 6.8e-07 | 2.4932e-07 | 0 | 5.2406e-06 | 7.3199e-06
|  | 333.0037 | 0.00014924 | 333.0037 | -5.9914e-05 | 268.8246 | 0.00038665 | 270.9681 | 9.143e-07 | 267.4602 | 0 | 264.4036 | 0 | 264.4036 | 0 | 333.0037 | 1.2315e-05 | 270.1707 | 0 | 270.9681 | -2.3101e-05 | 264.4036 | -7.9958e-06 | 264.1941 | 0 | 270.1707 | -0.00067445 | 268.8246 | 0.00048259 | 264.4036 | -1.2421e-05 | 333.0037 | 6.3943e-06 | 264.4036 | -4.2151e-07 | 270.1707 | 0 | 333.0037 | 2.6857e-05 | 333.0037 | 3.7548e-05 | 8.0225e-05 | 2.5472e-05 | 0.00022449 | 6.6301e-07 | 0 | 0 | 0 | 1.3097e-06 | 0 | -1.9373e-06 | 1.7706e-06 | 0 | 0.00011723 | 0.00010196 | -5.539e-07 | 6.8003e-07 | 5.2467e-08 | 0 | 5.2408e-06 | 6.9882e-06
|  | 333.2164 | 0.00060511 | 333.2164 | 0.00029942 | 269.0351 | 0.0017458 | 271.1766 | 5.4476e-06 | 267.6717 | 0 | 264.6132 | 0 | 264.6132 | 0 | 333.2164 | 0 | 270.3771 | 0 | 271.1766 | 4.5118e-06 | 264.6132 | 2.4894e-05 | 264.4036 | 0 | 270.3771 | 0.0018099 | 269.0351 | 0.00048597 | 264.6132 | 7.1346e-06 | 333.2164 | 0 | 264.6132 | 9.2225e-07 | 270.3771 | 0 | 333.2164 | 2.2422e-05 | 333.2164 | 2.8161e-05 | 0.00012883 | 6.6924e-05 | 0.0002393 | 1.3402e-07 | 0 | 0 | 0 | 1.3098e-06 | 0 | -1.3252e-06 | 2.2531e-06 | 0 | 8.9928e-05 | 0.00010274 | -2.3991e-07 | 6.6205e-07 | -1.7304e-07 | 0 | 5.2413e-06 | 6.6574e-06
|  | 333.4291 | 0.00060614 | 333.4291 | 0.00032979 | 269.2456 | 0.00052738 | 271.385 | -4.1619e-06 | 267.8832 | 0 | 264.8227 | 0 | 264.8227 | 0 | 333.4291 | 1.2315e-05 | 270.5836 | 0 | 271.385 | -1.7225e-05 | 264.8227 | -3.3877e-06 | 264.6132 | 0 | 270.5836 | -0.00093903 | 269.2456 | 0.00048996 | 264.8227 | -9.4245e-06 | 333.4291 | 6.2246e-06 | 264.8227 | -2.5739e-06 | 270.5836 | 0 | 333.4291 | 2.6857e-05 | 333.4291 | 3.4432e-05 | 9.2552e-05 | 5.1037e-05 | 0.0002332 | 8.8136e-08 | 0 | 0 | 0 | 1.3099e-06 | 0 | 1.1339e-07 | 7.7643e-07 | 0 | -4.9508e-05 | 0.00010365 | 3.1203e-07 | 6.6211e-07 | -2.156e-07 | 0 | 5.7135e-06 | 7.325e-06
|  | 333.6419 | 0.00026395 | 333.6419 | 0.00015002 | 269.4562 | 0.0016875 | 271.5935 | 5.0075e-06 | 268.0947 | 0 | 265.0323 | 0 | 265.0323 | 0 | 333.6419 | 0 | 270.7902 | 0 | 271.5935 | 1.8313e-05 | 265.0323 | 1.0796e-05 | 264.8227 | 0 | 270.7902 | 0.00045956 | 269.4562 | 0.00049453 | 265.0323 | 1.2402e-05 | 333.6419 | 0 | 265.0323 | 5.167e-07 | 270.7902 | 0 | 333.6419 | 2.6857e-05 | 333.6419 | 3.4432e-05 | 8.8499e-05 | 3.8319e-05 | 0.00024309 | 7.2931e-07 | 0 | 0 | 0 | 1.31e-06 | 0 | -2.1199e-07 | -6.1271e-07 | 0 | 0.00014052 | 0.00010466 | 1.3885e-06 | 8.4373e-07 | -1.6177e-07 | 0 | 5.7138e-06 | 7.6569e-06
|  | 333.8546 | 0.00056801 | 333.8546 | 0.00021021 | 269.6668 | 0.0006213 | 271.802 | 1.9896e-06 | 268.3063 | 0 | 265.2418 | 0 | 265.2418 | 0 | 333.8546 | 1.2315e-05 | 270.9967 | 0 | 271.802 | -2.0347e-05 | 265.2418 | -1.6644e-05 | 265.0323 | 0 | 270.9967 | 0.00090116 | 269.6668 | 0.00049957 | 265.2418 | 8.5004e-07 | 333.8546 | 7.9317e-06 | 265.2418 | -2.0606e-06 | 270.9967 | 0 | 333.8546 | 2.6857e-05 | 333.8546 | 3.7548e-05 | 0.00013272 | 7.9754e-05 | 0.00023069 | 5.0953e-07 | 0 | 0 | 0 | 1.3101e-06 | 0 | -1.0603e-06 | 1.7799e-06 | 0 | 0.00011404 | 0.00010577 | 3.0116e-06 | 8.4381e-07 | -1.6883e-07 | 0 | 5.7143e-06 | 7.6576e-06
|  | 334.0674 | 0.00067953 | 334.0674 | 0.00053946 | 269.8774 | 0.0015695 | 272.0105 | 2.8979e-06 | 268.5178 | 0 | 265.4515 | 0 | 265.4515 | 0 | 334.0674 | 0 | 271.2033 | 0 | 272.0105 | 1.0176e-05 | 265.4515 | 3.3626e-05 | 265.2418 | 0 | 271.2032 | 0.0002031 | 269.8774 | 0.00050493 | 265.4515 | 2.7882e-05 | 334.0674 | 0 | 265.4515 | 4.4983e-07 | 271.2032 | 0 | 334.0674 | 2.6857e-05 | 334.0674 | 3.4432e-05 | 8.4479e-05 | 4.4627e-05 | 0.00020416 | -5.0094e-08 | 0 | 0 | 0 | 1.0245e-06 | 0 | 2.6473e-07 | 2.4562e-06 | 0 | -2.0747e-05 | 0.00010691 | 1.5381e-06 | 3.3262e-07 | -5.2059e-07 | 0 | 5.7148e-06 | 7.3268e-06
|  | 334.2802 | 0.00011448 | 334.2802 | -0.00012001 | 270.088 | 0.00036934 | 272.219 | -3.3784e-06 | 268.7294 | 0 | 265.6611 | 0 | 265.6611 | 0 | 334.2802 | 9.6297e-06 | 271.4098 | 0 | 272.219 | -7.6367e-06 | 265.6611 | -1.0188e-05 | 265.4515 | 0 | 271.4098 | -0.000404 | 270.088 | 0.00051039 | 265.6611 | -1.3206e-05 | 334.2802 | 3.1263e-06 | 265.6611 | -5.4175e-06 | 271.4098 | 0 | 334.2802 | 2.6857e-05 | 334.2802 | 3.4432e-05 | 0.00015685 | 0.00010201 | 0.00020526 | 2.6633e-07 | 0 | 0 | 0 | 1.0246e-06 | 0 | 6.8536e-07 | 1.1056e-06 | 0 | 0.0001277 | 0.00010807 | -4.5615e-08 | 3.3263e-07 | -6.3582e-07 | 0 | 5.7151e-06 | 6.9921e-06
|  | 334.493 | 0.0013597 | 334.493 | 0.0010787 | 270.2986 | 0.0015796 | 272.4275 | 5.9327e-06 | 268.9409 | 0 | 265.8707 | 0 | 265.8707 | 0 | 334.493 | 0 | 271.6164 | 0 | 272.4275 | 1.421e-05 | 265.8707 | 2.0736e-05 | 265.6611 | 0 | 271.6164 | 0.0016404 | 270.2986 | 0.00051572 | 265.8707 | 1.2771e-05 | 334.493 | 0 | 265.8707 | -6.4858e-07 | 271.6164 | 0 | 334.493 | 2.6857e-05 | 334.493 | 3.1283e-05 | 0.00021665 | 0.00015625 | 0.00021582 | 6.372e-08 | 0 | 0 | 0 | 1.0247e-06 | 0 | -5.3464e-08 | -7.5403e-07 | 0 | 0.0001792 | 0.00010914 | 8.5303e-07 | 6.775e-07 | -2.746e-07 | 0 | 5.7156e-06 | 7.3244e-06
|  | 334.7058 | 0.00067635 | 334.7058 | 0.00038966 | 270.5092 | 0.00046962 | 272.6361 | -5.3217e-06 | 269.1526 | 0 | 266.0804 | 0 | 266.0804 | 0 | 334.7058 | 9.6297e-06 | 271.823 | 0 | 272.6361 | -1.4723e-05 | 266.0804 | -2.7929e-05 | 265.8707 | 0 | 271.823 | 9.4295e-05 | 270.5092 | 0.00052063 | 266.0804 | -4.6329e-06 | 334.7058 | 6.3669e-06 | 266.0804 | -1.971e-06 | 271.823 | 0 | 334.7058 | 2.6857e-05 | 334.7058 | 3.7548e-05 | 0.00010833 | 5.7409e-05 | 0.00021651 | 2.1675e-07 | 0 | 0 | 0 | 1.0248e-06 | 0 | -7.4238e-07 | -1.3805e-06 | 0 | 6.206e-05 | 0.00011011 | 7.5944e-07 | 6.7756e-07 | -3.6078e-08 | 0 | 5.7162e-06 | 7.3279e-06
|  | 334.9187 | 0.00034157 | 334.9187 | 0.0001498 | 270.7199 | 0.0015862 | 272.8446 | 7.4004e-06 | 269.3641 | 0 | 266.29 | 0 | 266.29 | 0 | 334.9187 | 0 | 272.0296 | 0 | 272.8446 | 7.6032e-06 | 266.29 | 1.4761e-05 | 266.0804 | 0 | 272.0296 | 0.00050647 | 270.7199 | 0.00052484 | 266.29 | 1.1877e-05 | 334.9187 | 0 | 266.29 | 1.6268e-06 | 272.0296 | 0 | 334.9187 | 2.6857e-05 | 334.9187 | 3.131e-05 | 0.00013311 | 8.9261e-05 | 0.00021851 | 3.9208e-07 | 0 | 0 | 0 | 1.3106e-06 | 0 | -1.1924e-06 | -3.3977e-07 | 0 | 6.9596e-05 | 0.0001109 | -3.2543e-07 | 6.776e-07 | 2.7981e-07 | 0 | 5.7164e-06 | 7.3283e-06
|  | 335.1315 | 0.00090916 | 335.1315 | 0.00068892 | 270.9305 | 0.00048832 | 273.0532 | -3.641e-06 | 269.5758 | 0 | 266.4997 | 0 | 266.4997 | 0 | 335.1315 | 1.2315e-05 | 272.2362 | 0 | 273.0532 | -1.9036e-05 | 266.4997 | -1.8002e-05 | 266.29 | 0 | 272.2362 | 0.00016724 | 270.9305 | 0.00052805 | 266.4997 | -1.4982e-05 | 335.1315 | 6.3669e-06 | 266.4997 | 1.0424e-06 | 272.2362 | 0 | 335.1315 | 2.6857e-05 | 335.1315 | 3.7548e-05 | 0.00013271 | 8.9307e-05 | 0.00022723 | 2.1939e-07 | 0 | 0 | 0 | 1.3107e-06 | 0 | -1.7591e-06 | 3.5287e-07 | 0 | 0.0002178 | 0.00011145 | 2.4873e-07 | 6.7763e-07 | 1.782e-07 | 0 | 4.7662e-06 | 6.9935e-06
|  | 335.3444 | 0.00033778 | 335.3444 | 0.0001502 | 271.1412 | 0.001669 | 273.2618 | 5.7446e-06 | 269.7874 | 0 | 266.7093 | 0 | 266.7093 | 0 | 335.3444 | 0 | 272.4428 | 0 | 273.2618 | 2.1695e-06 | 266.7093 | 2.1367e-05 | 266.4997 | 0 | 272.4428 | 0.0019408 | 271.1412 | 0.00052999 | 266.7093 | 1.7354e-05 | 335.3444 | 0 | 266.7093 | 6.5719e-07 | 272.4428 | 0 | 335.3444 | 1.7925e-05 | 335.3444 | 2.8161e-05 | 0.00012052 | 7.3391e-05 | 0.00023074 | 5.5496e-07 | 0 | 0 | 0 | 1.025e-06 | 0 | -1.1072e-06 | -6.9827e-07 | 0 | 0.0001257 | 0.0001117 | -1.4443e-07 | 5.1157e-07 | -3.3294e-07 | 0 | 4.7668e-06 | 6.9945e-06
|  | 335.5573 | 0.00079444 | 335.5573 | 0.00053928 | 271.3519 | 0.00052167 | 273.4704 | -4.2428e-07 | 269.999 | 0 | 266.919 | 0 | 266.919 | 0 | 335.5573 | 9.6297e-06 | 272.6494 | 0 | 273.4704 | -1.2784e-05 | 266.919 | -2.8027e-05 | 266.7093 | 0 | 272.6494 | -0.00072413 | 271.3519 | 0.00053046 | 266.919 | -1.8732e-05 | 335.5573 | 4.8059e-06 | 266.919 | -3.8327e-06 | 272.6494 | 0 | 335.5573 | 2.6857e-05 | 335.5573 | 3.7548e-05 | 6.4073e-05 | 3.1916e-05 | 0.00022581 | 3.7608e-07 | 0 | 0 | 0 | 1.0251e-06 | 0 | -7.7394e-07 | -2.0037e-06 | 0 | -6.447e-05 | 0.00011165 | -1.4812e-07 | 5.1159e-07 | -1.8767e-07 | 0 | 5.7178e-06 | 7.9941e-06
|  | 335.7702 | -0.00019253 | 335.7702 | -0.00023946 | 271.5626 | 0.0016218 | 273.6791 | 4.0297e-06 | 270.2107 | 0 | 267.1288 | 0 | 267.1288 | 0 | 335.7702 | 0 | 272.8561 | 0 | 273.6791 | 5.3646e-06 | 267.1288 | 8.9186e-06 | 266.919 | 0 | 272.8561 | 0.00010022 | 271.5626 | 0.00052935 | 267.1288 | 1.7319e-05 | 335.7702 | 0 | 267.1288 | 2.043e-06 | 272.8561 | 0 | 335.7702 | 2.6857e-05 | 335.7702 | 3.7548e-05 | -2.0202e-05 | -4.1467e-05 | 0.00023659 | 6.1163e-08 | 0 | 0 | 0 | 7.7075e-07 | 0 | 3.4793e-07 | -4.7755e-08 | 0 | -3.8238e-05 | 0.00011127 | 1.8501e-06 | 4.9647e-07 | 2.3327e-07 | 0 | 5.7181e-06 | 7.9944e-06
|  | 335.9831 | 2.7654e-06 | 335.9831 | -0.00015007 | 271.7733 | 0.00062375 | 273.8877 | -3.4435e-06 | 270.4224 | 0 | 267.3385 | 0 | 267.3385 | 0 | 335.9831 | 7.2402e-06 | 273.0628 | 0 | 273.8877 | -2.0296e-06 | 267.3385 | -9.374e-06 | 267.1288 | 0 | 273.0628 | -0.00047026 | 271.7733 | 0.00052672 | 267.3385 | 3.2461e-07 | 335.9831 | 4.6636e-06 | 267.3385 | 1.8161e-07 | 273.0628 | 0 | 335.9831 | 2.6857e-05 | 335.9831 | 3.7548e-05 | 6.8693e-05 | 3.1847e-05 | 0.00023657 | 1.9621e-07 | 0 | 0 | 0 | 1.0129e-06 | 0 | 1.366e-06 | 2.4486e-06 | 0 | -4.0215e-05 | 0.00011056 | 5.3643e-07 | 4.9652e-07 | 2.5166e-07 | 0 | 5.7186e-06 | 7.9952e-06
|  | 336.196 | 0.00064245 | 336.196 | 0.00044919 | 271.984 | 0.0016219 | 274.0963 | 5.3243e-06 | 270.634 | 0 | 267.5482 | 0 | 267.5482 | 0 | 336.196 | 2.2742e-06 | 273.2695 | 0 | 274.0963 | 1.5124e-05 | 267.5482 | 3.2722e-05 | 267.3385 | 0 | 273.2695 | 8.1144e-05 | 271.984 | 0.0005228 | 267.5482 | 4.7903e-06 | 336.196 | 0 | 267.5482 | 2.218e-06 | 273.2695 | 0 | 336.196 | 2.6857e-05 | 336.196 | 3.7548e-05 | 0.00017313 | 0.00012442 | 0.00022292 | 1.0887e-07 | 0 | 0 | 0 | 1.2592e-06 | 0 | -4.7366e-07 | 9.1071e-07 | 0 | 0.00010836 | 0.00010966 | -9.4765e-08 | 3.3246e-07 | -7.3294e-08 | 0 | 5.7191e-06 | 7.9959e-06
|  | 336.409 | 0.0009836 | 336.409 | 0.00071932 | 272.1947 | 0.00049382 | 274.305 | -4.2808e-06 | 270.8457 | 0 | 267.758 | 0 | 267.758 | 0 | 336.409 | 9.5517e-06 | 273.4762 | 0 | 274.305 | -1.9663e-05 | 267.758 | -2.4038e-05 | 267.5482 | 0 | 273.4762 | 0.00096734 | 272.1947 | 0.000518 | 267.758 | -5.6939e-06 | 336.409 | 3.1224e-06 | 267.758 | -2.9169e-06 | 273.4762 | 0 | 336.409 | 2.6857e-05 | 336.409 | 3.7548e-05 | 0.00013278 | 7.6597e-05 | 0.00022478 | -1.5832e-07 | 0 | 0 | 0 | 1.0171e-06 | 0 | 9.352e-08 | -9.2103e-07 | 0 | 0.00027284 | 0.00010863 | 2.3469e-07 | 4.9876e-07 | -1.8502e-07 | 0 | 5.7197e-06 | 7.6614e-06
|  | 336.6219 | 0.00026334 | 336.6219 | 0 | 272.4055 | 0.0016393 | 274.5137 | 2.7635e-06 | 271.0575 | 0 | 267.9677 | 0 | 267.9677 | 0 | 336.6219 | 0 | 273.6829 | 0 | 274.5137 | 2.056e-05 | 267.9677 | 1.5256e-05 | 267.758 | 0 | 273.6829 | 0.0016726 | 272.4055 | 0.00051284 | 267.9677 | 7.9319e-06 | 336.6219 | 1.5615e-06 | 267.9677 | 1.1526e-06 | 273.6829 | 0 | 336.6219 | 2.6857e-05 | 336.6219 | 3.44e-05 | 0.00011264 | 6.3829e-05 | 0.0002254 | 2.6694e-07 | 0 | 0 | 0 | 7.3123e-07 | 0 | 1.0893e-06 | 5.3851e-08 | 0 | 0.00025725 | 0.00010756 | 3.0321e-07 | 8.2914e-07 | -1.1073e-07 | 0 | 5.7199e-06 | 7.6617e-06
|  | 336.8349 | 0.00079444 | 336.8349 | 0.00059939 | 272.6162 | 0.00049971 | 274.7224 | -2.0553e-07 | 271.2692 | 0 | 268.1775 | 0 | 268.1775 | 0 | 336.8349 | 6.8667e-06 | 273.8896 | 0 | 274.7224 | -1.0121e-05 | 268.1775 | -1.4742e-05 | 267.9677 | 0 | 273.8896 | 0.00081619 | 272.6162 | 0.00050791 | 268.1775 | -5.0411e-06 | 336.8349 | 6.2246e-06 | 268.1775 | -2.2083e-06 | 273.8896 | 0 | 336.8349 | 2.6857e-05 | 336.8349 | 3.7548e-05 | 8.858e-05 | 6.0672e-05 | 0.00022305 | 3.8478e-07 | 0 | 0 | 0 | 7.3127e-07 | 0 | 1.9721e-06 | 3.0673e-06 | 0 | 9.8011e-05 | 0.00010661 | 1.5766e-06 | 6.6289e-07 | 2.242e-07 | 0 | 5.7202e-06 | 7.9974e-06
|  | 337.0479 | 3.7333e-05 | 337.0479 | -2.9677e-05 | 272.827 | 0.001617 | 274.9312 | 3.8922e-06 | 271.4809 | 0 | 268.3873 | 0 | 268.3873 | 0 | 337.0479 | 0 | 274.0963 | 0 | 274.9312 | 2.9017e-05 | 268.3873 | 4.3986e-05 | 268.1775 | 0 | 274.0963 | 0.00013189 | 272.827 | 0.00050382 | 268.3873 | 2.0072e-05 | 337.0479 | 0 | 268.3873 | 4.3457e-06 | 274.0963 | 0 | 337.0479 | 2.6857e-05 | 337.0479 | 3.7548e-05 | 9.6475e-05 | 5.1082e-05 | 0.00022452 | 3.0394e-07 | 0 | 0 | 0 | 7.7946e-07 | 0 | 2.7401e-06 | 2.8795e-06 | 0 | 8.4623e-05 | 0.0001059 | 9.6633e-07 | 1.6626e-07 | 4.6373e-07 | 0 | 5.721e-06 | 7.9986e-06
|  | 337.2609 | 0.00086845 | 337.2609 | 0.00050927 | 273.0378 | 0.0005133 | 275.1399 | -9.8008e-07 | 271.6927 | 0 | 268.5971 | 0 | 268.5971 | 0 | 337.2609 | 7.3182e-06 | 274.3031 | 0 | 275.1399 | -2.7625e-06 | 268.5971 | -1.6537e-05 | 268.3873 | 0 | 274.3031 | 0.0006868 | 273.0378 | 0.00050101 | 268.5971 | -1.0861e-05 | 337.2609 | 1.561e-06 | 268.5971 | 7.469e-08 | 274.3031 | 0 | 337.2609 | 2.6857e-05 | 337.2609 | 3.7548e-05 | 0.00013679 | 7.0224e-05 | 0.00022737 | 4.7581e-07 | 0 | 0 | 0 | 1.0217e-06 | 0 | 5.3034e-07 | 9.1641e-07 | 0 | 0.00016238 | 0.00010548 | 5.9471e-07 | 1.6626e-07 | 1.9631e-07 | 0 | 5.7213e-06 | 7.3345e-06
|  | 337.4739 | 0.00041578 | 337.4739 | 0.00015002 | 273.2485 | 0.0016441 | 275.3486 | 5.5389e-06 | 271.9044 | 0 | 268.8069 | 0 | 268.8069 | 0 | 337.4739 | 2.2742e-06 | 274.5099 | 0 | 275.3486 | 7.8439e-06 | 268.8069 | 2.5273e-05 | 268.5971 | 0 | 274.5099 | 0.0008837 | 273.2485 | 0.00049982 | 268.8069 | 1.653e-05 | 337.4739 | 0 | 268.8069 | 1.7967e-06 | 274.5099 | 0 | 337.4739 | 2.6857e-05 | 337.4739 | 3.131e-05 | 5.2466e-05 | 1.598e-05 | 0.00022737 | -1.1525e-08 | 0 | 0 | 0 | 1.268e-06 | 0 | -1.5633e-07 | 2.8744e-06 | 0 | 6.0572e-05 | 0.00010542 | 2.0179e-06 | 0 | 4.2653e-07 | 0 | 5.7215e-06 | 7.3348e-06
|  | 337.687 | 7.677e-05 | 337.687 | 0 | 273.4594 | 0.00051297 | 275.5574 | -5.6494e-06 | 272.1162 | 0 | 269.0167 | 0 | 269.0167 | 0 | 337.687 | 9.6297e-06 | 274.7166 | 0 | 275.5574 | -9.3415e-06 | 269.0167 | 2.1229e-06 | 268.8069 | 0 | 274.7166 | -0.00029777 | 273.4594 | 0.00050034 | 269.0167 | 2.7022e-06 | 337.687 | 0 | 269.0167 | 2.2686e-06 | 274.7166 | 0 | 337.687 | 2.6857e-05 | 337.687 | 3.7548e-05 | 6.4691e-05 | 3.1945e-05 | 0.00023661 | -3.44e-07 | 0 | 0 | 0 | 1.2688e-06 | 0 | 1.0206e-07 | 8.6495e-07 | 0 | -1.9358e-05 | 0.00010569 | 2.6921e-06 | 0 | 4.3553e-07 | 0 | 5.7221e-06 | 8.0001e-06
|  | 337.9 | 0.00053049 | 337.9 | 0.00029987 | 273.6701 | 0.001732 | 275.7662 | 2.3543e-06 | 272.328 | 0 | 269.2266 | 0 | 269.2266 | 0 | 337.9 | 2.281e-06 | 274.9234 | 0 | 275.7662 | 1.0319e-05 | 269.2266 | 6.121e-06 | 269.0167 | 0 | 274.9234 | 0.00011055 | 273.6701 | 0.00050246 | 269.2266 | 2.2956e-05 | 337.9 | 0 | 269.2266 | 1.8824e-06 | 274.9234 | 0 | 337.9 | 2.6857e-05 | 337.9 | 3.7548e-05 | 0.00012099 | 6.3868e-05 | 0.00024536 | 8.7667e-08 | 0 | 0 | 0 | 1.269e-06 | 0 | -1.9797e-06 | -5.9279e-07 | 0 | -2.5051e-05 | 0.0001063 | 2.7508e-06 | 1.6636e-07 | -4.2177e-07 | 0 | 5.7226e-06 | 8.0008e-06
|  | 338.1131 | 0.00060511 | 338.1131 | 0.00029961 | 273.881 | 0.00059534 | 275.975 | -1.5146e-06 | 272.5398 | 0 | 269.4364 | 0 | 269.4364 | 0 | 338.1131 | 9.6297e-06 | 275.1302 | 0 | 275.975 | -2.9281e-05 | 269.4364 | -1.177e-05 | 269.2266 | 0 | 275.1302 | -0.0003528 | 273.881 | 0.0005059 | 269.4364 | 3.2579e-06 | 338.1131 | 1.5615e-06 | 269.4364 | -5.9018e-06 | 275.1302 | 0 | 338.1131 | 2.6857e-05 | 338.1131 | 3.7548e-05 | 0.00010082 | 6.0674e-05 | 0.00021384 | 5.8025e-07 | 0 | 0 | 0 | 1.5634e-06 | 0 | -1.6627e-06 | 1.0025e-06 | 0 | 0.0002072 | 0.00010711 | 2.2176e-06 | 3.3017e-07 | -4.3564e-07 | 0 | 5.7229e-06 | 8.0012e-06
|  | 338.3262 | 0.00034116 | 338.3262 | 0.00026986 | 274.0918 | 0.0014333 | 276.1838 | 7.0726e-06 | 272.7516 | 0 | 269.6463 | 0 | 269.6463 | 0 | 338.3262 | 5.044e-06 | 275.337 | 0 | 276.1838 | 1.3354e-05 | 269.6463 | 2.1324e-05 | 269.4364 | 0 | 275.337 | 0.0023565 | 274.0918 | 0.00051022 | 269.6463 | 1.7875e-05 | 338.3262 | 1.5374e-06 | 269.6463 | 1.7503e-06 | 275.337 | 0 | 338.3262 | 2.6857e-05 | 338.3262 | 3.7548e-05 | 0.00017324 | 0.00012772 | 0.00020802 | 7.2624e-07 | 0 | 0 | 0 | 1.5636e-06 | 0 | 3.1835e-07 | 1.4499e-06 | 0 | 0.00014049 | 0.00010809 | 2.2048e-06 | 4.9396e-07 | -6.9292e-08 | 0 | 5.7234e-06 | 8.002e-06
|  | 338.5393 | 0.0012846 | 338.5393 | 0.00092877 | 274.3027 | 0.00053957 | 276.3926 | -1.1727e-07 | 272.9635 | 0 | 269.8562 | 0 | 269.8562 | 0 | 338.5393 | 9.6297e-06 | 275.5439 | 0 | 276.3926 | -1.0305e-05 | 269.8562 | -7.506e-06 | 269.6463 | 0 | 275.5439 | -0.00099815 | 274.3027 | 0.00051493 | 269.8562 | 3.1355e-06 | 338.5393 | 3.0983e-06 | 269.8562 | -2.4106e-06 | 275.5439 | 0 | 338.5393 | 2.6857e-05 | 338.5393 | 3.7548e-05 | 0.00015308 | 9.5782e-05 | 0.00022884 | 5.3689e-07 | 0 | 0 | 0 | 2.0524e-06 | 0 | -1.6566e-06 | -1.9931e-07 | 0 | -1.5698e-05 | 0.00010905 | 1.6306e-06 | 3.3017e-07 | -9.4995e-08 | 0 | 5.724e-06 | 8.0027e-06
|  | 338.7525 | 0.00015181 | 338.7525 | -2.9957e-05 | 274.5135 | 0.0016311 | 276.6015 | 5.2584e-06 | 273.1753 | 0 | 270.0661 | 0 | 270.0661 | 0 | 338.7525 | 9.6297e-06 | 275.7507 | 0 | 276.6015 | -5.5577e-06 | 270.0661 | 5.6069e-06 | 269.8562 | 0 | 275.7507 | 0.00084637 | 274.5135 | 0.0005195 | 270.0661 | 1.2401e-05 | 338.7525 | 0 | 270.0661 | 1.5055e-06 | 275.7507 | 0 | 338.7525 | 2.6857e-05 | 338.7525 | 3.7548e-05 | 8.1006e-05 | 2.5519e-05 | 0.00021284 | 1.2717e-07 | 0 | 0 | 0 | 2.0525e-06 | 0 | -1.2711e-06 | -2.6933e-06 | 0 | 0.00016703 | 0.00010997 | -4.3985e-08 | 1.6384e-07 | 7.417e-08 | 0 | 5.7242e-06 | 8.0031e-06
|  | 338.9656 | 0.00060831 | 338.9656 | 0.00026942 | 274.7244 | 0.00038747 | 276.8104 | -4.0406e-06 | 273.3872 | 0 | 270.276 | 0 | 270.276 | 0 | 338.9656 | 9.6297e-06 | 275.9576 | 0 | 276.8104 | -6.6137e-06 | 270.276 | -3.127e-05 | 270.0661 | 0 | 275.9576 | 0.00076863 | 274.7244 | 0.00052345 | 270.276 | -1.2821e-05 | 338.9656 | 1.5374e-06 | 270.276 | -7.9875e-07 | 275.9576 | 0 | 338.9656 | 2.6857e-05 | 338.9656 | 3.7548e-05 | 0.00013726 | 8.6173e-05 | 0.00021427 | 2.4454e-07 | 0 | 0 | 0 | 1.5158e-06 | 0 | -3.3074e-07 | 8.5001e-07 | 0 | 0.00015146 | 0.00011069 | 1.3032e-07 | 3.2771e-07 | 1.6274e-07 | 0 | 5.7248e-06 | 8.0038e-06
|  | 339.1787 | 0.00067953 | 339.1787 | 0.00053911 | 274.9353 | 0.0016447 | 277.0193 | 6.3818e-06 | 273.599 | 0 | 270.4859 | 0 | 270.4859 | 0 | 339.1787 | 4.5925e-06 | 276.1645 | 0 | 277.0193 | 3.4472e-06 | 270.4859 | 3.9368e-05 | 270.276 | 0 | 276.1645 | 0.00069561 | 274.9353 | 0.0005264 | 270.4859 | 1.4062e-05 | 339.1787 | 1.5374e-06 | 270.4859 | 2.3491e-06 | 276.1645 | 0 | 339.1787 | 2.6857e-05 | 339.1787 | 3.7548e-05 | -3.2427e-05 | -3.1976e-05 | 0.00021705 | 5.7835e-08 | 0 | 0 | 0 | 1.2727e-06 | 0 | -1.2338e-06 | 3.4398e-06 | 0 | 0.00011022 | 0.0001112 | 5.684e-07 | 4.9667e-07 | 9.7161e-08 | 0 | 5.725e-06 | 8.0042e-06
|  | 339.3919 | -0.00098377 | 339.3919 | -0.00083912 | 275.1462 | 0.00041352 | 277.2282 | -5.8281e-06 | 273.8109 | 0 | 270.6958 | 0 | 270.6958 | 0 | 339.3919 | 7.3487e-06 | 276.3713 | 0 | 277.2282 | -1.526e-05 | 270.6958 | -6.5972e-06 | 270.4859 | 0 | 276.3713 | 0.00036992 | 275.1462 | 0.00052806 | 270.6958 | -8.6471e-06 | 339.3919 | 3.1224e-06 | 270.6958 | -1.4235e-06 | 276.3713 | 0 | 339.3919 | 2.6857e-05 | 339.3919 | 3.7548e-05 | -3.243e-05 | -4.4717e-05 | 0.00023566 | 1.4899e-07 | 0 | 0 | 0 | 2.096e-06 | 0 | -8.8682e-07 | 1.2809e-06 | 0 | -1.7001e-05 | 0.0001114 | 1.1432e-06 | 8.3247e-07 | 1.0678e-07 | 0 | 5.7256e-06 | 8.005e-06
|  | 339.6051 | 0.00067953 | 339.6051 | 0.00041962 | 275.3571 | 0.0018212 | 277.4371 | 7.2544e-06 | 274.0228 | 0 | 270.9058 | 0 | 270.9058 | 0 | 339.6051 | 1.2315e-05 | 276.5783 | 0 | 277.4371 | 6.7703e-06 | 270.9058 | 1.8798e-05 | 270.6958 | 0 | 276.5782 | -0.00053425 | 275.3571 | 0.00052829 | 270.9058 | 1.9536e-05 | 339.6051 | 4.6872e-06 | 270.9058 | 2.4406e-06 | 276.5782 | 0 | 339.6051 | 2.6857e-05 | 339.6051 | 3.7548e-05 | 0.00012876 | 7.3502e-05 | 0.00025337 | 7.8518e-07 | 0 | 0 | 0 | 1.7984e-06 | 0 | -1.8729e-06 | -1.0362e-08 | 0 | -0.00014337 | 0.00011131 | 1.3074e-06 | 4.9968e-07 | 1.0543e-07 | 0 | 5.7261e-06 | 8.0057e-06
|  | 339.8183 | 0.00052833 | 339.8183 | 0.00026986 | 275.568 | 0.00058108 | 277.646 | 2.618e-07 | 274.2347 | 0 | 271.1157 | 0 | 271.1157 | 0 | 339.8183 | 4.5552e-06 | 276.7852 | 0 | 277.646 | -2.4699e-05 | 271.1157 | -1.8897e-05 | 270.9058 | 0 | 276.7852 | -0.00085153 | 275.568 | 0.00052707 | 271.1157 | -7.083e-06 | 339.8183 | 0 | 271.1157 | -1.4363e-06 | 276.7852 | 0 | 339.8183 | 2.6857e-05 | 339.8183 | 3.7548e-05 | 6.8576e-05 | 1.9182e-05 | 0.00022984 | 5.9411e-07 | 0 | 0 | 0 | 1.2177e-06 | 0 | 1.3516e-07 | -1.176e-06 | 0 | -6.959e-05 | 0.0001109 | -5.2022e-07 | 1.6641e-07 | 6.5371e-09 | 0 | 5.7264e-06 | 8.0061e-06
|  | 340.0315 | 0.00011491 | 340.0315 | -8.9938e-05 | 275.7789 | 0.0015985 | 277.8549 | 5.4248e-06 | 274.4467 | 0 | 271.3257 | 0 | 271.3257 | 0 | 340.0315 | 6.8667e-06 | 276.9921 | 0 | 277.8549 | 2.5992e-05 | 271.3257 | 7.6951e-06 | 271.1157 | 0 | 276.9921 | 0.00017888 | 275.7789 | 0.00052454 | 271.3257 | 2.1275e-06 | 340.0315 | 1.561e-06 | 271.3257 | 1.4986e-06 | 276.9921 | 0 | 340.0315 | 2.6857e-05 | 340.0315 | 3.7548e-05 | 9.7341e-05 | 4.7953e-05 | 0.00022426 | 8.589e-08 | 0 | 0 | 0 | 1.4643e-06 | 0 | 9.4327e-07 | -5.7146e-07 | 0 | 0.00014744 | 0.00011028 | -6.1878e-07 | 4.9975e-07 | -1.4029e-08 | 0 | 5.7269e-06 | 8.0068e-06
|  | 340.2448 | 0.00079806 | 340.2448 | 0.00053969 | 275.9899 | 0.00052753 | 278.0639 | -4.6027e-06 | 274.6586 | 0 | 271.5357 | 0 | 271.5357 | 0 | 340.2448 | 6.8667e-06 | 277.199 | 0 | 278.0639 | -1.6964e-05 | 271.5357 | -1.3138e-05 | 271.3257 | 0 | 277.199 | 0.0012461 | 275.9899 | 0.00052091 | 271.5357 | -8.0206e-06 | 340.2448 | 3.1263e-06 | 271.5357 | -1.6322e-06 | 277.199 | 0 | 340.2448 | 2.6857e-05 | 340.2448 | 3.7548e-05 | 8.9099e-05 | 5.437e-05 | 0.00022083 | 2.2929e-07 | 0 | 0 | 0 | 1.2179e-06 | 0 | -4.2574e-07 | 1.9547e-06 | 0 | 0.00030198 | 0.00010941 | 2.0401e-06 | 5.0021e-07 | 1.8324e-07 | 0 | 5.7275e-06 | 8.0076e-06
|  | 340.458 | 3.7525e-05 | 340.458 | -2.9793e-05 | 276.2008 | 0.0015663 | 278.2729 | 6.797e-06 | 274.8705 | 0 | 271.7457 | 0 | 271.7457 | 0 | 340.458 | 4.5552e-06 | 277.406 | 0 | 278.2729 | 1.2889e-05 | 271.7457 | 3.1755e-05 | 271.5357 | 0 | 277.406 | 0.001672 | 276.2008 | 0.00051647 | 271.7457 | 2.7451e-05 | 340.458 | 1.5648e-06 | 271.7457 | 3.3774e-06 | 277.406 | 0 | 340.458 | 2.6857e-05 | 340.458 | 3.7548e-05 | 6.4571e-05 | 3.1961e-05 | 0.0002167 | 7.106e-07 | 0 | 0 | 0 | 9.7149e-07 | 0 | 1.0388e-07 | 3.3521e-06 | 0 | 0.00013949 | 0.00010845 | 2.5442e-06 | 1.6686e-07 | 2.6398e-07 | 0 | 5.7277e-06 | 8.008e-06
|  | 340.6713 | 0.00056801 | 340.6713 | 0.00032951 | 276.4118 | 0.00048776 | 278.4819 | 3.6704e-09 | 275.0825 | 0 | 271.9557 | 0 | 271.9557 | 0 | 340.6713 | 4.5552e-06 | 277.613 | 0 | 278.4819 | -1.1895e-05 | 271.9557 | 1.6717e-07 | 271.7457 | 0 | 277.6129 | -0.00032413 | 276.4118 | 0.00051154 | 271.9557 | -3.2231e-06 | 340.6713 | 0 | 271.9557 | -8.6354e-07 | 277.6129 | 0 | 340.6713 | 2.6857e-05 | 340.6713 | 3.7548e-05 | 0.00013302 | 7.0261e-05 | 0.00024475 | 5.7914e-07 | 0 | 0 | 0 | 1.2662e-06 | 0 | 2.1455e-07 | 2.6813e-06 | 0 | 0.00011805 | 0.00010738 | 1.8921e-06 | 0 | 7.5186e-08 | 0 | 5.728e-06 | 8.0083e-06
|  | 340.8846 | 0.00067936 | 340.8846 | 0.00032935 | 276.6228 | 0.0018325 | 278.6909 | 5.5378e-06 | 275.2945 | 0 | 272.1657 | 0 | 272.1657 | 0 | 340.8846 | 7.3182e-06 | 277.8199 | 0 | 278.6909 | 1.3948e-05 | 272.1657 | 2.5366e-05 | 271.9557 | 0 | 277.8199 | 0.0014649 | 276.6228 | 0.00050643 | 272.1657 | 2.1242e-05 | 340.8846 | 0 | 272.1657 | 1.5795e-06 | 277.8199 | 0 | 340.8846 | 2.6857e-05 | 340.8846 | 3.7548e-05 | 0.00017308 | 0.00010226 | 0.00023912 | 9.2999e-07 | 0 | 0 | 0 | 1.0271e-06 | 0 | 6.1735e-07 | 1.7816e-06 | 0 | 8.3527e-05 | 0.00010633 | 2.6352e-06 | 0 | 2.3853e-07 | 0 | 5.7288e-06 | 7.6771e-06
|  | 341.0979 | 0.00094349 | 341.0979 | 0.00062943 | 276.8338 | 0.0004341 | 278.8999 | 3.3612e-06 | 275.5065 | 0 | 272.3758 | 0 | 272.3758 | 0 | 341.0979 | 2.3115e-06 | 278.0269 | 0 | 278.8999 | -8.0407e-06 | 272.3758 | -8.4029e-06 | 272.1657 | 0 | 278.0269 | -0.00065786 | 276.8338 | 0.00050141 | 272.3758 | 3.849e-06 | 341.0979 | 0 | 272.3758 | 6.9163e-07 | 278.0269 | 0 | 341.0979 | 2.6857e-05 | 341.0979 | 3.4432e-05 | 0.00018548 | 0.00012147 | 0.00021329 | 8.9752e-07 | 0 | 0 | 0 | 1.2736e-06 | 0 | 1.7648e-06 | 2.7846e-07 | 0 | 6.1049e-06 | 0.0001053 | 1.6781e-06 | 3.3052e-07 | 7.7123e-08 | 0 | 5.7291e-06 | 7.6774e-06
|  | 341.3112 | 0.00079548 | 341.3112 | 0.00050939 | 277.0448 | 0.0015877 | 279.1089 | 5.2255e-06 | 275.7185 | 0 | 272.5858 | 0 | 272.5858 | 0 | 341.3112 | 9.6297e-06 | 278.2339 | 0 | 279.1089 | 2.4925e-05 | 272.5858 | 1.1054e-05 | 272.3758 | 0 | 278.2339 | 0.00071684 | 277.0448 | 0.00049667 | 272.5858 | 1.2128e-05 | 341.3112 | 3.0989e-06 | 272.5858 | 4.2665e-08 | 278.2339 | 0 | 341.3112 | 2.6857e-05 | 341.3112 | 3.7548e-05 | 0.00021792 | 0.00015335 | 0.00021717 | 7.7398e-07 | 0 | 0 | 0 | 1.2705e-06 | 0 | 2.4898e-06 | 1.0049e-07 | 0 | 3.3853e-05 | 0.00010436 | 8.0154e-07 | 3.3054e-07 | -3.3151e-07 | 0 | 5.7293e-06 | 8.0102e-06
|  | 341.5245 | 0.0012476 | 341.5245 | 0.00092833 | 277.2558 | 0.00047055 | 279.318 | 2.1785e-06 | 275.9305 | 0 | 272.7959 | 0 | 272.7959 | 0 | 341.5245 | 2.281e-06 | 278.4409 | 0 | 279.318 | -1.1073e-06 | 272.7959 | -1.0097e-05 | 272.5858 | 0 | 278.4409 | -0.00038981 | 277.2558 | 0.00049238 | 272.7959 | -4.4976e-06 | 341.5245 | 0 | 272.7959 | -3.1987e-06 | 278.4409 | 0 | 341.5245 | 2.6857e-05 | 341.5245 | 3.7548e-05 | 0.00013732 | 7.0284e-05 | 0.00023769 | 9.068e-07 | 0 | 0 | 0 | 1.0157e-06 | 0 | 1.7701e-06 | 1.6414e-06 | 0 | -6.7485e-05 | 0.00010351 | 1.356e-06 | 0 | -9.261e-08 | 0 | 5.7299e-06 | 8.011e-06
|  | 341.7379 | 3.9683e-05 | 341.7379 | -0.00026947 | 277.4669 | 0.0017822 | 279.5271 | 6.4969e-06 | 276.1426 | 0 | 273.006 | 0 | 273.006 | 0 | 341.7379 | 7.2402e-06 | 278.648 | 0 | 279.5271 | 1.8042e-05 | 273.006 | 2.5724e-05 | 272.7959 | 0 | 278.648 | -0.00026212 | 277.4669 | 0.00048864 | 273.006 | 1.7407e-05 | 341.7379 | 0 | 273.006 | 2.3171e-06 | 278.648 | 0 | 341.7379 | 2.6857e-05 | 341.7379 | 3.7548e-05 | 0.00012113 | 5.4334e-05 | 0.00022582 | 6.9843e-07 | 0 | 0 | 0 | 7.7242e-07 | 0 | 1.3127e-06 | 1.741e-06 | 0 | 2.9551e-05 | 0.00010281 | 9.6597e-07 | 1.6653e-07 | 2.2049e-07 | 0 | 5.7304e-06 | 7.6758e-06
|  | 341.9513 | 0.0010957 | 341.9513 | 0.00077876 | 277.6779 | 0.00035768 | 279.7362 | 1.8313e-07 | 276.3546 | 0 | 273.2161 | 0 | 273.2161 | 0 | 341.9513 | 0 | 278.855 | 0 | 279.7362 | -5.4866e-06 | 273.2161 | -9.1504e-06 | 273.006 | 0 | 278.855 | 0.00054755 | 277.6779 | 0.00048555 | 273.2161 | -8.2112e-06 | 341.9513 | 1.561e-06 | 273.2161 | -2.1809e-07 | 278.855 | 0 | 341.9513 | 2.6857e-05 | 341.9513 | 3.44e-05 | 0.00015726 | 9.5895e-05 | 0.00022194 | 3.4717e-07 | 0 | 0 | 0 | 1.3139e-06 | 0 | 1.9745e-06 | 2.8865e-07 | 0 | 4.9208e-05 | 0.00010222 | 1.3177e-06 | 8.4582e-07 | -1.482e-07 | 0 | 5.7307e-06 | 7.6761e-06
|  | 342.1646 | 0.00037825 | 342.1646 | 0.00012006 | 277.8889 | 0.0017457 | 279.9453 | 3.1375e-06 | 276.5667 | 0 | 273.4262 | 0 | 273.4262 | 0 | 342.1646 | 1.2315e-05 | 279.0621 | 0 | 279.9453 | 2.4372e-05 | 273.4262 | 1.1898e-05 | 273.2161 | 0 | 279.0621 | -7.2257e-05 | 277.8889 | 0.00048321 | 273.4262 | 2.0754e-05 | 342.1646 | 6.3669e-06 | 273.4262 | -1.1926e-06 | 279.0621 | 0 | 342.1646 | 2.6857e-05 | 342.1646 | 3.7548e-05 | 0.00010893 | 5.7589e-05 | 0.00023203 | -3.7215e-07 | 0 | 0 | 0 | 1.314e-06 | 0 | 2.0679e-06 | -1.7501e-07 | 0 | 6.549e-06 | 0.00010184 | 2.1828e-06 | 8.4596e-07 | -2.5507e-07 | 0 | 5.7312e-06 | 8.0128e-06
|  | 342.378 | 0.00064262 | 342.378 | 0.00041966 | 278.1 | 0.00045268 | 280.1544 | -6.6969e-06 | 276.7788 | 0 | 273.6363 | 0 | 273.6363 | 0 | 342.378 | 0 | 279.2692 | 0 | 280.1544 | -4.5939e-06 | 273.6363 | -1.3564e-05 | 273.4262 | 0 | 279.2692 | 0.00013551 | 278.1 | 0.00048168 | 273.6363 | 2.2939e-08 | 342.378 | 1.5615e-06 | 273.6363 | -1.2354e-06 | 279.2692 | 0 | 342.378 | 2.6857e-05 | 342.378 | 3.7548e-05 | 0.00027489 | 0.00020467 | 0.00022954 | -7.3876e-08 | 0 | 0 | 0 | 1.0276e-06 | 0 | 3.1785e-07 | -6.973e-07 | 0 | 0.00013384 | 0.00010159 | 1.655e-06 | 6.7947e-07 | -1.6344e-07 | 0 | 5.7318e-06 | 8.0136e-06
|  | 342.5915 | 0.0019334 | 342.5915 | 0.0014983 | 278.3111 | 0.0017225 | 280.3635 | 5.9904e-06 | 276.9908 | 0 | 273.8465 | 0 | 273.8465 | 0 | 342.5915 | 9.6297e-06 | 279.4763 | 0 | 280.3635 | 7.6335e-06 | 273.8465 | 6.9276e-06 | 273.6363 | 0 | 279.4763 | 0.001157 | 278.3111 | 0.00048102 | 273.8465 | 1.5728e-05 | 342.5915 | 4.8059e-06 | 273.8465 | -3.2005e-07 | 279.4763 | 0 | 342.5915 | 2.6857e-05 | 342.5915 | 3.7548e-05 | 0.00025893 | 0.00018544 | 0.00023446 | 4.7753e-07 | 0 | 0 | 0 | 1.2703e-06 | 0 | -4.2451e-07 | -5.9625e-07 | 0 | 0.0002708 | 0.00010156 | 1.4341e-06 | 5.1287e-07 | -3.9221e-07 | 0 | 5.732e-06 | 8.014e-06
|  | 342.8049 | 0.00049297 | 342.8049 | 0.00023941 | 278.5222 | 0.00049891 | 280.5727 | -1.4242e-06 | 277.2029 | 0 | 274.0566 | 0 | 274.0566 | 0 | 342.8049 | 2.2742e-06 | 279.6834 | 0 | 280.5727 | -1.1693e-05 | 274.0566 | -1.2602e-05 | 273.8465 | 0 | 279.6833 | 0.0014583 | 278.5222 | 0.00048121 | 274.0566 | -2.0781e-06 | 342.8049 | 0 | 274.0566 | -3.4128e-06 | 279.6833 | 0 | 342.8049 | 2.6857e-05 | 342.8049 | 3.7548e-05 | 0.00016985 | 0.00011186 | 0.00022785 | 5.8549e-07 | 0 | 0 | 0 | 9.7556e-07 | 0 | 6.9456e-07 | 5.8423e-07 | 0 | 0.00026457 | 0.00010169 | 1.7965e-06 | 3.3324e-07 | -2.103e-07 | 0 | 5.7326e-06 | 7.6787e-06
|  | 343.0183 | 0.0010985 | 343.0183 | 0.00080871 | 278.7333 | 0.0016595 | 280.7819 | 7.0224e-06 | 277.4151 | 0 | 274.2668 | 0 | 274.2668 | 0 | 343.0183 | 6.8667e-06 | 279.8905 | 0 | 280.7819 | 1.8334e-05 | 274.2668 | 1.8163e-05 | 274.0566 | 0 | 279.8905 | 0.0010964 | 278.7333 | 0.00048215 | 274.2668 | 1.9177e-05 | 343.0183 | 3.1224e-06 | 274.2668 | 1.4113e-06 | 279.8905 | 0 | 343.0183 | 2.6857e-05 | 343.0183 | 3.44e-05 | 0.00020638 | 0.00013753 | 0.00022698 | 7.405e-07 | 0 | 0 | 0 | 7.3288e-07 | 0 | 7.5803e-07 | -1.7832e-07 | 0 | 0.00030412 | 0.00010195 | 1.1356e-06 | 3.3326e-07 | -1.8836e-07 | 0 | 5.2596e-06 | 6.6771e-06
|  | 343.2318 | 0.00083516 | 343.2318 | 0.00047989 | 278.9444 | 0.00049073 | 280.9911 | 5.688e-08 | 277.6272 | 0 | 274.4769 | 0 | 274.4769 | 0 | 343.2318 | 0 | 280.0976 | 0 | 280.9911 | -1.1087e-05 | 274.4769 | -1.986e-05 | 274.2668 | 0 | 280.0976 | 0.0018403 | 278.9444 | 0.00048369 | 274.4769 | -8.3704e-06 | 343.2318 | 0 | 274.4769 | -3.2037e-06 | 280.0976 | 0 | 343.2318 | 2.2422e-05 | 343.2318 | 2.8161e-05 | 0.0001578 | 8.9618e-05 | 0.00023251 | 9.2025e-07 | 0 | 0 | 0 | 1.3145e-06 | 0 | 9.1023e-07 | -4.3482e-07 | 0 | 0.00023017 | 0.00010232 | 3.2373e-07 | 6.7996e-07 | -5.3885e-08 | 0 | 5.2601e-06 | 7.0139e-06
|  | 343.4453 | 0.00064324 | 343.4453 | 0.0003597 | 279.1555 | 0.0017119 | 281.2003 | 8.7409e-06 | 277.8393 | 0 | 274.6871 | 0 | 274.6871 | 0 | 343.4453 | 1.2315e-05 | 280.3048 | 0 | 281.2003 | 1.9789e-05 | 274.6871 | 1.5722e-05 | 274.4769 | 0 | 280.3047 | 0.00038193 | 279.1555 | 0.0004856 | 274.6871 | 1.1451e-05 | 343.4453 | 6.3702e-06 | 274.6871 | 2.691e-06 | 280.3047 | 0 | 343.4453 | 2.6857e-05 | 343.4453 | 3.7548e-05 | 0.00014517 | 8.635e-05 | 0.00022618 | 9.0967e-07 | 0 | 0 | 0 | 1.3146e-06 | 0 | 7.5065e-07 | -1.4341e-06 | 0 | 9.6417e-06 | 0.00010275 | 5.5276e-07 | 6.8002e-07 | 2.3206e-07 | 0 | 5.7339e-06 | 8.0166e-06
|  | 343.6588 | 0.00071664 | 343.6588 | 0.00044919 | 279.3667 | 0.00043049 | 281.4094 | -4.3906e-08 | 278.0515 | 0 | 274.8973 | 0 | 274.8973 | 0 | 343.6588 | 0 | 280.5119 | 0 | 281.4094 | -1.2612e-05 | 274.8973 | -2.9367e-05 | 274.6871 | 0 | 280.5119 | -0.00028884 | 279.3667 | 0.00048767 | 274.8973 | -6.1914e-06 | 343.6588 | 0 | 274.8973 | -4.831e-07 | 280.5119 | 0 | 343.6588 | 2.6857e-05 | 343.6588 | 3.7548e-05 | 0.00023787 | 0.00016311 | 0.0002248 | 1.0869e-06 | 0 | 0 | 0 | 1.3147e-06 | 0 | 1.6938e-06 | 7.0938e-07 | 0 | 3.6517e-05 | 0.00010319 | 1.8801e-06 | 4.9787e-07 | 2.9994e-07 | 0 | 5.7342e-06 | 8.017e-06
|  | 343.8723 | 0.0015115 | 343.8723 | 0.0010787 | 279.5779 | 0.0016988 | 281.6187 | 1.0434e-05 | 278.2637 | 0 | 275.1075 | 0 | 275.1075 | 0 | 343.8723 | 1.2315e-05 | 280.7191 | 0 | 281.6187 | 2.8803e-05 | 275.1075 | 3.6116e-05 | 274.8973 | 0 | 280.7191 | 0.00064135 | 279.5779 | 0.00048972 | 275.1075 | 2.408e-05 | 343.8723 | 4.6636e-06 | 275.1075 | 3.337e-06 | 280.7191 | 0 | 343.8723 | 2.6857e-05 | 343.8723 | 3.7548e-05 | 0.00027035 | 0.00018234 | 0.00023184 | 6.7392e-07 | 0 | 0 | 0 | 1.3148e-06 | 0 | 1.7485e-06 | 3.3868e-06 | 0 | 1.7868e-05 | 0.00010361 | 1.5756e-06 | 4.9791e-07 | 5.2147e-07 | 0 | 5.7347e-06 | 7.6844e-06
|  | 344.0858 | 0.0010207 | 344.0858 | 0.00062912 | 279.789 | 0.00049709 | 281.8279 | -3.9926e-06 | 278.4759 | 0 | 275.3178 | 0 | 275.3178 | 0 | 344.0858 | 0 | 280.9263 | 0 | 281.8279 | -1.2091e-05 | 275.3178 | -3.898e-06 | 275.1075 | 0 | 280.9263 | -0.00046887 | 279.789 | 0.00049165 | 275.3178 | -9.0919e-06 | 344.0858 | 0 | 275.3178 | 1.6237e-06 | 280.9263 | 0 | 344.0858 | 2.6857e-05 | 344.0858 | 3.4427e-05 | 0.00036307 | 0.00025912 | 0.00023191 | -5.5715e-09 | 0 | 0 | 0 | 1.0198e-06 | 0 | -2.4887e-07 | 2.3663e-06 | 0 | 0.00015689 | 0.00010402 | 9.7307e-07 | 3.3081e-07 | 4.8889e-07 | 0 | 5.735e-06 | 7.6848e-06
|  | 344.2994 | 0.0023798 | 344.2994 | 0.0017978 | 280.0002 | 0.0016992 | 282.0372 | 3.9394e-06 | 278.688 | 0 | 275.528 | 0 | 275.528 | 0 | 344.2994 | 9.5517e-06 | 281.1334 | 0 | 282.0372 | 9.7124e-06 | 275.528 | 2.6408e-05 | 275.3178 | 0 | 281.1335 | 0.0019834 | 280.0002 | 0.00049349 | 275.528 | 1.8349e-05 | 344.2994 | 3.0983e-06 | 275.528 | 3.027e-06 | 281.1335 | 0 | 344.2994 | 2.6857e-05 | 344.2994 | 3.7548e-05 | 0.0003588 | 0.00023675 | 0.00024088 | 3.8302e-07 | 0 | 0 | 0 | 1.0199e-06 | 0 | -5.5614e-07 | 2.3999e-06 | 0 | 0.00015118 | 0.00010441 | 2.7718e-06 | 3.3084e-07 | 3.5783e-07 | 0 | 5.7355e-06 | 8.0189e-06
|  | 344.5129 | 0.0009804 | 344.5129 | 0.00041938 | 280.2114 | 0.00058203 | 282.2465 | -2.7919e-07 | 278.9003 | 0 | 275.7383 | 0 | 275.7383 | 0 | 344.5129 | 0 | 281.3407 | 0 | 282.2465 | -1.5027e-05 | 275.7383 | -3.5805e-06 | 275.528 | 0 | 281.3407 | -0.0005242 | 280.2114 | 0.00049531 | 275.7383 | 8.0168e-06 | 344.5129 | 0 | 275.7383 | 3.7673e-07 | 281.3407 | 0 | 344.5129 | 2.6857e-05 | 344.5129 | 3.7548e-05 | 0.00019354 | 9.6007e-05 | 0.00022848 | 5.7304e-07 | 0 | 0 | 0 | 1.3151e-06 | 0 | -2.0005e-07 | 1.7555e-06 | 0 | -2.0158e-05 | 0.00010482 | 2.4446e-06 | 4.9762e-07 | 1.1636e-07 | 0 | 5.736e-06 | 8.0196e-06
|  | 344.7265 | 0.00083196 | 344.7265 | 0.00047964 | 280.4226 | 0.0015814 | 282.4558 | 5.7552e-06 | 279.1125 | 0 | 275.9486 | 0 | 275.9486 | 0 | 344.7265 | 1.2315e-05 | 281.5479 | 0 | 282.4558 | 1.3115e-05 | 275.9486 | 2.0278e-05 | 275.7383 | 0 | 281.5479 | 0.00032964 | 280.4226 | 0.00049726 | 275.9486 | 1.5235e-05 | 344.7265 | 4.6598e-06 | 275.9486 | 7.2999e-07 | 281.5479 | 0 | 344.7265 | 2.6857e-05 | 344.7265 | 3.7548e-05 | 0.00010513 | 4.8033e-05 | 0.00023307 | 2.6699e-07 | 0 | 0 | 0 | 1.3151e-06 | 0 | -8.7088e-07 | 2.2998e-06 | 0 | 7.7774e-05 | 0.00010526 | -4.243e-08 | 4.9764e-07 | -2.6768e-07 | 0 | 5.2628e-06 | 8.02e-06
|  | 344.9401 | 0.00015243 | 344.9401 | -2.9875e-05 | 280.6338 | 0.00062553 | 282.6651 | -3.2042e-06 | 279.3247 | 0 | 276.1588 | 0 | 276.1588 | 0 | 344.9401 | 0 | 281.7551 | 0 | 282.6651 | -2.1436e-05 | 276.1588 | 1.5975e-06 | 275.9486 | 0 | 281.7551 | 0.00042091 | 280.6338 | 0.00049944 | 276.1588 | -1.5638e-05 | 344.9401 | 0 | 276.1588 | -3.2762e-06 | 281.7551 | 0 | 344.9401 | 2.2422e-05 | 344.9401 | 3.7548e-05 | -1.1827e-05 | -4.7981e-05 | 0.00024783 | 3.244e-07 | 0 | 0 | 0 | 1.3153e-06 | 0 | 5.2544e-07 | 1.3199e-06 | 0 | 8.4039e-05 | 0.00010576 | 1.3262e-07 | 8.4714e-07 | -3.0796e-07 | 0 | 5.2633e-06 | 8.0207e-06
|  | 345.1537 | -0.00026316 | 345.1537 | -0.00041937 | 280.845 | 0.0017209 | 282.8744 | 6.3038e-06 | 279.537 | 0 | 276.3691 | 0 | 276.3691 | 0 | 345.1537 | 1.2315e-05 | 281.9624 | 0 | 282.8744 | 2.6457e-05 | 276.3691 | 1.0956e-05 | 276.1588 | 0 | 281.9624 | 0.00039009 | 280.845 | 0.0005019 | 276.3691 | 1.69e-05 | 345.1537 | 7.9317e-06 | 276.3691 | 3.4738e-07 | 281.9624 | 0 | 345.1537 | 2.6857e-05 | 345.1537 | 3.7548e-05 | 6.8704e-05 | 9.6326e-06 | 0.00021089 | 7.0743e-07 | 0 | 0 | 0 | 1.5582e-06 | 0 | 2.1949e-06 | 1.1642e-08 | 0 | 0.00015088 | 0.00010629 | -4.3843e-08 | 8.4718e-07 | -3.0169e-07 | 0 | 5.7371e-06 | 8.0211e-06
|  | 345.3673 | 0.0009064 | 345.3673 | 0.00050955 | 281.0562 | 0.00027605 | 283.0838 | 4.5461e-07 | 279.7492 | 0 | 276.5794 | 0 | 276.5794 | 0 | 345.3673 | 2.2742e-06 | 282.1696 | 0 | 283.0838 | -5.4882e-06 | 276.5794 | -1.0845e-05 | 276.3691 | 0 | 282.1696 | 0.0010657 | 281.0562 | 0.00050461 | 276.5794 | -1.7317e-05 | 345.3673 | 0 | 276.5794 | -3.2161e-06 | 282.1696 | 0 | 345.3673 | 2.6857e-05 | 345.3673 | 3.7548e-05 | 0.00016184 | 8.6457e-05 | 0.00020062 | 1.048e-06 | 0 | 0 | 0 | 1.5584e-06 | 0 | 2.7642e-07 | -7.7438e-07 | 0 | 0.00028158 | 0.00010691 | -4.8576e-07 | 5.1589e-07 | -1.3034e-07 | 0 | 5.7377e-06 | 8.0219e-06
|  | 345.581 | 0.00060867 | 345.581 | 0.00029982 | 281.2675 | 0.0016231 | 283.2931 | 9.5572e-06 | 279.9615 | 0 | 276.7897 | 0 | 276.7897 | 0 | 345.581 | 1.2315e-05 | 282.3769 | 0 | 283.2931 | 8.1289e-06 | 276.7897 | 3.4799e-06 | 276.5794 | 0 | 282.3769 | 0.0016513 | 281.2675 | 0.00050742 | 276.7897 | 1.2697e-05 | 345.581 | 4.8295e-06 | 276.7897 | 1.9765e-06 | 282.3769 | 0 | 345.581 | 2.6857e-05 | 345.581 | 3.7548e-05 | 0.0001253 | 7.6903e-05 | 0.00023287 | 9.7787e-07 | 0 | 0 | 0 | 1.3156e-06 | 0 | 2.3117e-07 | 6.0414e-07 | 0 | 0.00022044 | 0.00010748 | 2.6511e-06 | 5.1594e-07 | 3.0144e-07 | 0 | 5.7382e-06 | 7.6897e-06
|  | 345.7946 | 0.0005642 | 345.7946 | 0.00042004 | 281.4788 | 0.00058165 | 283.5025 | -2.1653e-07 | 280.1738 | 0 | 277.0001 | 0 | 277.0001 | 0 | 345.7946 | 0 | 282.5842 | 0 | 283.5025 | -5.9208e-06 | 277.0001 | 2.264e-06 | 276.7897 | 0 | 282.5842 | 0.00047541 | 281.4788 | 0.00051014 | 277.0001 | 1.2508e-05 | 345.7946 | 0 | 277.0001 | 8.8952e-07 | 282.5842 | 0 | 345.7946 | 2.6857e-05 | 345.7946 | 3.4432e-05 | 0.00022971 | 0.00015694 | 0.00023752 | 4.6468e-07 | 0 | 0 | 0 | 1.0288e-06 | 0 | 1.3729e-06 | 2.5882e-06 | 0 | 9.0628e-05 | 0.00010803 | 3.2802e-06 | 4.9783e-07 | 3.6431e-07 | 0 | 5.7385e-06 | 7.69e-06
|  | 346.0083 | 0.0015859 | 346.0083 | 0.0010489 | 281.69 | 0.0016668 | 283.7119 | 4.6552e-06 | 280.3861 | 0 | 277.2104 | 0 | 277.2104 | 0 | 346.0083 | 9.6297e-06 | 282.7915 | 0 | 283.7119 | 1.9035e-05 | 277.2104 | 2.2347e-05 | 277.0001 | 0 | 282.7915 | 0.00039906 | 281.69 | 0.00051256 | 277.2104 | 1.8682e-05 | 346.0083 | 4.6598e-06 | 277.2104 | 2.5747e-06 | 282.7915 | 0 | 346.0083 | 2.6857e-05 | 346.0083 | 3.7548e-05 | 0.00024174 | 0.00014726 | 0.00022979 | -1.1737e-07 | 0 | 0 | 0 | 1.0289e-06 | 0 | 2.5539e-07 | 4.3452e-07 | 0 | 4.7312e-06 | 0.00010851 | 1.2769e-06 | 4.9788e-07 | 1.4022e-07 | 0 | 5.739e-06 | 8.0237e-06
|  | 346.222 | 0.00067659 | 346.222 | 0.00032935 | 281.9013 | 0.00050822 | 283.9213 | -5.776e-06 | 280.5985 | 0 | 277.4208 | 0 | 277.4208 | 0 | 346.222 | 0 | 282.9988 | 0 | 283.9213 | -1.6596e-05 | 277.4208 | -1.8216e-05 | 277.2104 | 0 | 282.9988 | -0.00035343 | 281.9013 | 0.0005145 | 277.4208 | -6.5444e-06 | 346.222 | 0 | 277.4208 | -1.2418e-06 | 282.9988 | 0 | 346.222 | 2.6857e-05 | 346.222 | 3.7548e-05 | 0.0001084 | 3.2048e-05 | 0.00023642 | -1.6729e-07 | 0 | 0 | 0 | 1.3158e-06 | 0 | -5.3329e-07 | 1.0276e-06 | 0 | 4.2777e-05 | 0.00010886 | 1.1692e-06 | 3.3399e-07 | 7.2329e-08 | 0 | 5.7393e-06 | 8.0241e-06
|  | 346.4357 | 0.00033796 | 346.4357 | -2.9414e-05 | 282.1126 | 0.0017295 | 284.1307 | 4.1786e-06 | 280.8108 | 0 | 277.6312 | 0 | 277.6312 | 0 | 346.4357 | 1.2315e-05 | 283.2062 | 0 | 284.1307 | 1.1503e-05 | 277.6312 | 2.7987e-05 | 277.4208 | 0 | 283.2062 | 0.00076606 | 282.1126 | 0.00051586 | 277.6312 | 1.7661e-05 | 346.4357 | 3.1257e-06 | 277.6312 | 1.9295e-06 | 283.2062 | 0 | 346.4357 | 2.6857e-05 | 346.4357 | 3.7548e-05 | 0.00017373 | 0.00010246 | 0.00022999 | 3.4782e-07 | 0 | 0 | 0 | 1.3159e-06 | 0 | 1.8761e-06 | 1.2508e-06 | 0 | -4.0741e-05 | 0.00010909 | 5.2683e-07 | 3.3402e-07 | 6.71e-08 | 0 | 5.7398e-06 | 7.3553e-06
|  | 346.6494 | 0.0012878 | 346.6494 | 0.00098824 | 282.3239 | 0.00044738 | 284.3402 | -8.5712e-07 | 281.0231 | 0 | 277.8415 | 0 | 277.8415 | 0 | 346.6494 | 0 | 283.4135 | 0 | 284.3402 | 6.412e-06 | 277.8415 | -1.6096e-05 | 277.6312 | 0 | 283.4135 | -0.0011591 | 282.3239 | 0.00051665 | 277.8415 | -1.2653e-05 | 346.6494 | 0 | 277.8415 | -1.2916e-06 | 283.4135 | 0 | 346.6494 | 2.6857e-05 | 346.6494 | 3.1283e-05 | 0.00021818 | 0.00014082 | 0.00023063 | 3.7336e-07 | 0 | 0 | 0 | 1.3161e-06 | 0 | 3.6097e-06 | -8.7902e-07 | 0 | 9.4903e-05 | 0.00010921 | -6.8357e-07 | 8.4766e-07 | -1.3574e-07 | 0 | 5.7403e-06 | 7.356e-06
|  | 346.8632 | 0.00075373 | 346.8632 | 0.00032946 | 282.5353 | 0.0017352 | 284.5496 | 4.4224e-06 | 281.2355 | 0 | 278.052 | 0 | 278.052 | 0 | 346.8632 | 1.2315e-05 | 283.6209 | 0 | 284.5496 | 2.8058e-05 | 278.052 | 7.741e-06 | 277.8415 | 0 | 283.6209 | 0.0020744 | 282.5353 | 0.00051692 | 278.052 | 6.1556e-06 | 346.8632 | 7.9317e-06 | 278.052 | 1.4491e-09 | 283.6209 | 0 | 346.8632 | 2.6857e-05 | 346.8632 | 3.7548e-05 | 0.00017772 | 8.0082e-05 | 0.00023147 | 2.259e-07 | 0 | 0 | 0 | 1.3161e-06 | 0 | 1.7527e-06 | -1.6281e-06 | 0 | 0.0001548 | 0.00010923 | 6.6386e-08 | 8.477e-07 | 1.5869e-07 | 0 | 5.2667e-06 | 7.6894e-06
|  | 347.0769 | 0.00090917 | 347.0769 | 0.00041985 | 282.7466 | 0.00045536 | 284.7591 | -2.2655e-06 | 281.4479 | 0 | 278.2624 | 0 | 278.2624 | 0 | 347.0769 | 0 | 283.8283 | 0 | 284.7591 | -1.1324e-05 | 278.2624 | -2.3218e-05 | 278.052 | 0 | 283.8282 | -0.00058139 | 282.7466 | 0.00051683 | 278.2624 | -5.5245e-06 | 347.0769 | 0 | 278.2624 | 1.5071e-06 | 283.8282 | 0 | 347.0769 | 2.2422e-05 | 347.0769 | 3.44e-05 | 0.00019798 | 0.0001121 | 0.00020547 | 4.9557e-07 | 0 | 0 | 0 | 1.3163e-06 | 0 | 1.0843e-06 | 9.0513e-07 | 0 | 8.5284e-05 | 0.00010919 | 2.2908e-06 | 5.0099e-07 | -4.0983e-07 | 0 | 5.2672e-06 | 7.6902e-06
|  | 347.2907 | 0.00094306 | 347.2907 | 0.00062895 | 282.9579 | 0.0014892 | 284.9686 | 6.997e-06 | 281.6603 | 0 | 278.4728 | 0 | 278.4728 | 0 | 347.2907 | 1.2315e-05 | 284.0356 | 0 | 284.9686 | 2.1676e-05 | 278.4728 | 3.182e-05 | 278.2624 | 0 | 284.0356 | 0.0014038 | 282.9579 | 0.00051652 | 278.4728 | 2.7295e-05 | 347.2907 | 4.6872e-06 | 278.4728 | -5.4019e-06 | 284.0356 | 0 | 347.2907 | 2.6857e-05 | 347.2907 | 3.7548e-05 | 0.00015683 | 9.9228e-05 | 0.00021557 | 5.0889e-07 | 0 | 0 | 0 | 1.3164e-06 | 0 | 9.3855e-07 | 9.1894e-07 | 0 | 3.2895e-05 | 0.00010913 | 3.1355e-06 | 5.0104e-07 | -5.7741e-07 | 0 | 5.2677e-06 | 7.6938e-06
|  | 347.5045 | 0.0005241 | 347.5045 | 0.00029933 | 283.1693 | 0.00055063 | 285.1781 | -2.1388e-06 | 281.8727 | 0 | 278.6832 | 0 | 278.6832 | 0 | 347.5045 | 0 | 284.243 | 0 | 285.1781 | -1.2716e-05 | 278.6832 | -2.3086e-05 | 278.4728 | 0 | 284.243 | -0.0010866 | 283.1693 | 0.00051614 | 278.6832 | 2.507e-06 | 347.5045 | 0 | 278.6832 | -8.627e-08 | 284.243 | 0 | 347.5045 | 2.2422e-05 | 347.5045 | 3.4427e-05 | 0.00023382 | 0.00014086 | 0.00025784 | 4.3875e-07 | 0 | 0 | 0 | 1.3164e-06 | 0 | -8.4871e-07 | -1.9885e-06 | 0 | 1.6848e-05 | 0.00010905 | 2.1787e-06 | 8.479e-07 | 6.9315e-08 | 0 | 5.2679e-06 | 7.6942e-06
|  | 347.7183 | 0.0016631 | 347.7183 | 0.0010184 | 283.3807 | 0.0018891 | 285.3876 | 6.3267e-06 | 282.0851 | 0 | 278.8937 | 0 | 278.8937 | 0 | 347.7183 | 1.2315e-05 | 284.4504 | 0 | 285.3876 | 4.6153e-06 | 278.8937 | 4.1904e-06 | 278.6832 | 0 | 284.4504 | 0.0012491 | 283.3807 | 0.00051576 | 278.8937 | 1.8195e-05 | 347.7183 | 7.9317e-06 | 278.8937 | 7.449e-07 | 284.4504 | 0 | 347.7183 | 2.6857e-05 | 347.7183 | 3.7548e-05 | 0.00023451 | 0.00011528 | 0.0002373 | 6.5902e-07 | 0 | 0 | 0 | 1.3165e-06 | 0 | -1.0938e-06 | -2.3124e-06 | 0 | -1.3073e-06 | 0.000109 | 7.5729e-07 | 8.4794e-07 | -3.8245e-07 | 0 | 5.2615e-06 | 7.3613e-06
|  | 347.9321 | 0.00053049 | 347.9321 | 5.9914e-05 | 283.5921 | 0.00035599 | 285.5971 | -3.6572e-08 | 282.2975 | 0 | 279.1042 | 0 | 279.1042 | 0 | 347.9321 | 0 | 284.6579 | 0 | 285.5971 | -1.5055e-05 | 279.1042 | -2.6166e-05 | 278.8937 | 0 | 284.6579 | -0.0012617 | 283.5921 | 0.00051544 | 279.1042 | -1.0998e-05 | 347.9321 | 0 | 279.1042 | -4.3795e-06 | 284.6579 | 0 | 347.9321 | 2.236e-05 | 347.9321 | 3.131e-05 | 0.0001293 | 1.9247e-05 | 0.00022051 | 5.2665e-07 | 0 | 0 | 0 | 1.3166e-06 | 0 | -1.3311e-06 | -1.0287e-06 | 0 | 5.2055e-05 | 0.00010893 | -7.4809e-07 | 5.1635e-07 | -2.8755e-08 | 0 | 5.262e-06 | 7.362e-06
|  | 348.1459 | 0.00067892 | 348.1459 | 0.00012011 | 283.8035 | 0.0017303 | 285.8067 | 5.0628e-06 | 282.5099 | 0 | 279.3146 | 0 | 279.3146 | 0 | 348.1459 | 1.2315e-05 | 284.8653 | 0 | 285.8067 | 2.3513e-06 | 279.3146 | 1.6391e-05 | 279.1042 | 0 | 284.8653 | 0.0017636 | 283.8035 | 0.00051515 | 279.3146 | 3.8896e-06 | 348.1459 | 4.8295e-06 | 279.3146 | 4.1063e-06 | 284.8653 | 0 | 348.1459 | 2.6857e-05 | 348.1459 | 3.7548e-05 | 0.00023487 | 0.00011212 | 0.00024018 | 5.2408e-07 | 0 | 0 | 0 | 1.5639e-06 | 0 | -1.8213e-06 | -3.5626e-07 | 0 | 0.0002197 | 0.00010887 | 1.7279e-07 | 5.1639e-07 | 3.3115e-07 | 0 | 5.2692e-06 | 7.693e-06
|  | 348.3598 | 0.0015177 | 348.3598 | 0.00092851 | 284.0149 | 0.00054203 | 286.0163 | -6.1262e-08 | 282.7224 | 0 | 279.5251 | 0 | 279.5251 | 0 | 348.3598 | 2.3115e-06 | 285.0727 | 0 | 286.0163 | -1.9732e-05 | 279.5251 | -1.9776e-05 | 279.3146 | 0 | 285.0728 | 0.00035439 | 284.0149 | 0.00051488 | 279.5251 | -2.2479e-06 | 348.3598 | 0 | 279.5251 | -9.6013e-07 | 285.0728 | 0 | 348.3598 | 2.2422e-05 | 348.3598 | 3.44e-05 | 0.0002153 | 8.9692e-05 | 0.00023885 | 6.3265e-07 | 0 | 0 | 0 | 1.564e-06 | 0 | 9.2363e-07 | -4.2568e-07 | 0 | 0.00023648 | 0.00010883 | 1.4902e-06 | 8.4817e-07 | -9.8844e-08 | 0 | 5.2697e-06 | 7.6938e-06
|  | 348.5736 | 0.00049574 | 348.5736 | -8.9756e-05 | 284.2263 | 0.0017174 | 286.2258 | 6.0991e-06 | 282.9348 | 0 | 279.7357 | 0 | 279.7357 | 0 | 348.5736 | 1.2315e-05 | 285.2802 | 0 | 286.2258 | 2.8547e-05 | 279.7357 | 1.5732e-05 | 279.5251 | 0 | 285.2802 | 0.0019251 | 284.2263 | 0.0005146 | 279.7357 | 1.6406e-05 | 348.5736 | 7.9317e-06 | 279.7357 | 2.1037e-08 | 285.2802 | 0 | 348.5736 | 2.6857e-05 | 348.5736 | 3.7548e-05 | 6.1287e-05 | -3.5185e-05 | 0.00025595 | 4.7406e-07 | 0 | 0 | 0 | 1.3169e-06 | 0 | 1.3151e-06 | 6.177e-07 | 0 | 0.00029853 | 0.00010876 | 1.2094e-06 | 8.4817e-07 | -6.793e-08 | 0 | 5.2697e-06 | 7.36e-06
|  | 348.7875 | 7.7385e-05 | 348.7875 | -0.00023928 | 284.4377 | 0.00070374 | 286.4354 | -1.5755e-06 | 283.1473 | 0 | 279.9462 | 0 | 279.9462 | 0 | 348.7875 | 0 | 285.4877 | 0 | 286.4354 | -1.5998e-05 | 279.9462 | -9.8632e-06 | 279.7357 | 0 | 285.4877 | 0.00095286 | 284.4377 | 0.00051426 | 279.9462 | -4.916e-06 | 348.7875 | 0 | 279.9462 | -6.6642e-07 | 285.4877 | 0 | 348.7875 | 2.2422e-05 | 348.7875 | 3.1278e-05 | 0.00013368 | 3.5285e-05 | 0.00026527 | 7.4491e-07 | 0 | 0 | 0 | 1.3171e-06 | 0 | -1.0392e-06 | -7.3103e-07 | 0 | 0.00045029 | 0.0001087 | 1.2141e-06 | 6.8094e-07 | 1.5731e-08 | 0 | 5.2704e-06 | 7.361e-06
|  | 349.0014 | 0.0011725 | 349.0014 | 0.0005692 | 284.6492 | 0.0018052 | 286.6451 | 8.6824e-06 | 283.3598 | 0 | 280.1567 | 0 | 280.1567 | 0 | 349.0014 | 1.2315e-05 | 285.6952 | 0 | 286.6451 | 6.0827e-06 | 280.1567 | 2.9189e-06 | 279.9462 | 0 | 285.6952 | 0.0033875 | 284.6492 | 0.00051388 | 280.1567 | 1.6449e-05 | 349.0014 | 6.3669e-06 | 280.1567 | 8.1586e-07 | 285.6952 | 0 | 349.0014 | 2.6857e-05 | 349.0014 | 3.7548e-05 | 0.00022666 | 8.3315e-05 | 0.00024659 | 2.737e-07 | 0 | 0 | 0 | 1.3171e-06 | 0 | -4.0523e-07 | -2.8119e-07 | 0 | 0.00043736 | 0.00010861 | 7.5015e-08 | 6.8097e-07 | -5.7524e-08 | 0 | 5.2639e-06 | 7.6981e-06
|  | 349.2153 | 0.00094669 | 349.2153 | 0.00020977 | 284.8606 | 0.00052702 | 286.8547 | -6.0711e-06 | 283.5723 | 0 | 280.3673 | 0 | 280.3673 | 0 | 349.2153 | 0 | 285.9027 | 0 | 286.8547 | -9.9488e-06 | 280.3673 | -5.59e-06 | 280.1567 | 0 | 285.9027 | 0.00082764 | 284.8606 | 0.00051342 | 280.3673 | -1.5736e-05 | 349.2153 | 0 | 280.3673 | -1.3623e-06 | 285.9027 | 0 | 349.2153 | 2.236e-05 | 349.2153 | 3.4427e-05 | 0.0002585 | 9.9309e-05 | 0.00024706 | -1.9368e-07 | 0 | 0 | 0 | 1.3172e-06 | 0 | -3.7669e-07 | 2.0045e-06 | 0 | 0.00029564 | 0.00010851 | -5.0919e-07 | 8.4841e-07 | -8.9781e-08 | 0 | 5.2644e-06 | 8.0322e-06
|  | 349.4292 | 0.00147 | 349.4292 | 0.00071866 | 285.0721 | 0.0018098 | 287.0643 | 4.2235e-06 | 283.7849 | 0 | 280.5778 | 0 | 280.5778 | 0 | 349.4292 | 1.2315e-05 | 286.1102 | 0 | 287.0643 | 6.3553e-06 | 280.5778 | 2.4629e-05 | 280.3673 | 0 | 286.1102 | 0.0020216 | 285.0721 | 0.00051287 | 280.5778 | 1.09e-05 | 349.4292 | 7.9317e-06 | 280.5778 | 5.0956e-07 | 286.1102 | 0 | 349.4292 | 2.6857e-05 | 349.4292 | 4.0665e-05 | 0.00031471 | 0.000157 | 0.0002419 | 2.7331e-07 | 0 | 0 | 0 | 1.3173e-06 | 0 | -2.2905e-06 | 2.677e-06 | 0 | 0.00041555 | 0.00010839 | 1.2182e-06 | 8.4845e-07 | 7.3075e-08 | 0 | 5.2714e-06 | 8.0297e-06
|  | 349.6432 | 0.0014721 | 349.6432 | 0.00074901 | 285.2836 | 0.00047782 | 287.274 | -1.6163e-06 | 283.9974 | 0 | 280.7884 | 0 | 280.7884 | 0 | 349.6432 | 0 | 286.3177 | 0 | 287.274 | -2.8205e-05 | 280.7884 | 7.9725e-07 | 280.5778 | 0 | 286.3177 | 0.0019833 | 285.2836 | 0.0005122 | 280.7884 | 6.7024e-07 | 349.6432 | 0 | 280.7884 | 1.8451e-07 | 286.3177 | 0 | 349.6432 | 2.2422e-05 | 349.6432 | 3.44e-05 | 0.0003354 | 0.00014746 | 0.00022731 | 5.0193e-07 | 0 | 0 | 0 | 1.3174e-06 | 0 | -2.2461e-06 | -1.4908e-07 | 0 | 0.00021091 | 0.00010823 | 2.449e-06 | 8.4853e-07 | -2.089e-07 | 0 | 5.753e-06 | 7.697e-06
|  | 349.8571 | 0.0016631 | 349.8571 | 0.00062933 | 285.4951 | 0.0016718 | 287.4836 | 6.4046e-06 | 284.2099 | 0 | 280.999 | 0 | 280.999 | 0 | 349.8571 | 1.2315e-05 | 286.5253 | 0 | 287.4836 | 6.7779e-06 | 280.999 | -2.2132e-06 | 280.7884 | 0 | 286.5253 | 4.9e-05 | 285.4951 | 0.00051134 | 280.999 | 2.259e-05 | 349.8571 | 7.9317e-06 | 280.999 | -2.1686e-06 | 286.5253 | 0 | 349.8571 | 3.1354e-05 | 349.8571 | 3.7548e-05 | 0.00034356 | 0.000109 | 0.00023224 | 3.2266e-07 | 0 | 0 | 0 | 1.3175e-06 | 0 | 1.1333e-07 | 1.778e-07 | 0 | 0.00010937 | 0.00010804 | 1.8885e-06 | 8.4861e-07 | -5.3841e-08 | 0 | 5.2657e-06 | 7.0303e-06
|  | 350.0711 | 0.001548 | 350.0711 | 0.00038944 | 285.7066 | 0.00052419 | 287.6934 | -3.3276e-06 | 284.4225 | 0 | 281.2096 | 0 | 281.2096 | 0 | 350.0711 | 0 | 286.7329 | 0 | 287.6934 | -5.6972e-06 | 281.2096 | 3.9017e-06 | 280.999 | 0 | 286.7329 | 0.0010048 | 285.7066 | 0.00051027 | 281.2096 | -4.6558e-06 | 350.0711 | 0 | 281.2096 | 1.6573e-06 | 286.7329 | 0 | 350.0711 | 1.7863e-05 | 350.0711 | 2.8161e-05 | 0.0002911 | 5.1291e-05 | 0.00022047 | 5.1239e-07 | 0 | 0 | 0 | 1.3176e-06 | 0 | 1.6937e-06 | 1.1535e-06 | 0 | 0.00021829 | 0.00010779 | 2.1224e-06 | 8.4865e-07 | 3.7799e-07 | 0 | 4.7847e-06 | 7.0306e-06
|  | 350.2851 | 0.0011727 | 350.2851 | 8.9938e-05 | 285.9181 | 0.0015605 | 287.9031 | 8.2147e-06 | 284.6351 | 0 | 281.4202 | 0 | 281.4202 | 0 | 350.2851 | 1.2315e-05 | 286.9404 | 0 | 287.9031 | 2.1851e-05 | 281.4202 | 7.0509e-06 | 281.2096 | 0 | 286.9404 | 0.0010987 | 285.9181 | 0.00050898 | 281.4202 | 2.4808e-05 | 350.2851 | 7.9317e-06 | 281.4202 | 1.9316e-06 | 286.9404 | 0 | 350.2851 | 2.6857e-05 | 350.2851 | 3.7548e-05 | 0.00031574 | 5.776e-05 | 0.00023228 | 6.6439e-07 | 0 | 0 | 0 | 1.3177e-06 | 0 | 1.0301e-06 | 2.0487e-06 | 0 | 0.00031075 | 0.00010751 | 2.5452e-06 | 8.4873e-07 | 4.8575e-07 | 0 | 4.3107e-06 | 7.3648e-06
|  | 350.4991 | 0.001778 | 350.4991 | 0.00044985 | 286.1296 | 0.00063586 | 288.1128 | -1.8793e-06 | 284.8477 | 0 | 281.6308 | 0 | 281.6308 | 0 | 350.4991 | 0 | 287.148 | 0 | 288.1128 | -1.2029e-05 | 281.6308 | 1.2405e-05 | 281.4202 | 0 | 287.148 | 0.0018949 | 286.1296 | 0.00050753 | 281.6308 | -6.3704e-07 | 350.4991 | 0 | 281.6308 | 2.6814e-06 | 287.148 | 0 | 350.4991 | 1.3428e-05 | 350.4991 | 3.1278e-05 | 0.00035585 | 6.4097e-05 | 0.0002426 | 2.2574e-07 | 0 | 0 | 0 | 1.3178e-06 | 0 | 2.6381e-07 | 3.3136e-06 | 0 | 0.00034065 | 0.00010721 | 2.6148e-06 | 8.4877e-07 | 4.0051e-07 | 0 | 4.3109e-06 | 7.6986e-06
|  | 350.7131 | 0.0015474 | 350.7131 | 0.00014913 | 286.3412 | 0.0016577 | 288.3225 | 4.0321e-06 | 285.0602 | 0 | 281.8415 | 0 | 281.8415 | 0 | 350.7131 | 1.2315e-05 | 287.3556 | 0 | 288.3225 | 1.4545e-05 | 281.8415 | 1.9054e-05 | 281.6308 | 0 | 287.3556 | 0.0013871 | 286.3412 | 0.00050603 | 281.8415 | 2.5462e-05 | 350.7131 | 7.9317e-06 | 281.8415 | 1.1211e-06 | 287.3556 | 0 | 350.7131 | 2.6857e-05 | 350.7131 | 4.0665e-05 | 0.00037973 | 5.4407e-05 | 0.0002266 | -8.011e-08 | 0 | 0 | 0 | 1.3179e-06 | 0 | 1.0268e-06 | -8.0214e-07 | 0 | 0.00018548 | 0.0001069 | 7.1946e-07 | 8.4885e-07 | -5.1064e-08 | 0 | 5.2739e-06 | 7.6993e-06
|  | 350.9272 | 0.0020009 | 350.9272 | 0.00035926 | 286.5527 | 0.00048462 | 288.5323 | -4.7959e-06 | 285.2729 | 0 | 282.0521 | 0 | 282.0521 | 0 | 350.9272 | 0 | 287.5632 | 0 | 288.5323 | -4.7556e-06 | 282.0521 | -2.6671e-05 | 281.8415 | 0 | 287.5632 | 0.00039965 | 286.5527 | 0.00050464 | 282.0521 | -1.863e-05 | 350.9272 | 0 | 282.0521 | -1.6059e-06 | 287.5632 | 0 | 350.9272 | 2.2422e-05 | 350.9272 | 3.1278e-05 | 0.00043664 | 8.0158e-05 | 0.00023426 | -1.6017e-07 | 0 | 0 | 0 | 1.0306e-06 | 0 | -3.769e-07 | -1.0954e-06 | 0 | 0.00024922 | 0.00010666 | 3.6503e-07 | 8.4889e-07 | 1.782e-07 | 0 | 5.2741e-06 | 7.3661e-06
|  | 351.1412 | 0.0020789 | 351.1412 | 0.00038971 | 286.7643 | 0.0017298 | 288.742 | 3.2685e-06 | 285.4855 | 0 | 282.2628 | 0 | 282.2628 | 0 | 351.1412 | 9.6297e-06 | 287.7709 | 0 | 288.742 | 1.1617e-06 | 282.2628 | 1.6272e-05 | 282.0521 | 0 | 287.7709 | 0.0020008 | 286.7643 | 0.00050356 | 282.2628 | 2.2096e-05 | 351.1412 | 7.9317e-06 | 282.2628 | 3.2977e-06 | 287.7709 | 0 | 351.1412 | 2.6857e-05 | 351.1412 | 3.7548e-05 | 0.00046888 | 8.3434e-05 | 0.0002448 | 1.4964e-07 | 0 | 0 | 0 | 1.0308e-06 | 0 | -1.3388e-06 | -1.8403e-06 | 0 | 0.00014143 | 0.00010648 | 1.6992e-06 | 8.4901e-07 | 3.0509e-07 | 0 | 5.2681e-06 | 7.3672e-06
|  | 351.3553 | 0.0023015 | 351.3553 | 0.00038976 | 286.9759 | 0.00058424 | 288.9518 | -1.8421e-06 | 285.6981 | 0 | 282.4735 | 0 | 282.4735 | 0 | 351.3553 | 0 | 287.9785 | 0 | 288.9518 | -1.3923e-05 | 282.4735 | -3.3741e-05 | 282.2628 | 0 | 287.9785 | -0.00063859 | 286.9759 | 0.00050294 | 282.4735 | -5.9662e-06 | 351.3553 | 0 | 282.4735 | -4.0158e-07 | 287.9785 | 0 | 351.3553 | 2.236e-05 | 351.3553 | 3.1278e-05 | 0.00059822 | 0.00015076 | 0.00024805 | 5.1616e-07 | 0 | 0 | 0 | 1.3182e-06 | 0 | 1.6484e-06 | -4.6453e-07 | 0 | 6.2014e-05 | 0.0001064 | 8.8318e-07 | 8.4901e-07 | 1.5569e-07 | 0 | 5.2681e-06 | 7.3672e-06
|  | 351.5694 | 0.0032872 | 351.5694 | 0.0010186 | 287.1874 | 0.0017605 | 289.1617 | 6.7623e-06 | 285.9108 | 0 | 282.6841 | 0 | 282.6841 | 0 | 351.5694 | 1.2315e-05 | 288.1862 | 0 | 289.1617 | 2.9636e-05 | 282.6841 | 2.9332e-05 | 282.4735 | 0 | 288.1862 | 0.0012359 | 287.1874 | 0.00050284 | 282.6841 | 1.435e-05 | 351.5694 | 7.9317e-06 | 282.6841 | 1.8795e-06 | 288.1862 | 0 | 351.5694 | 2.6857e-05 | 351.5694 | 3.7548e-05 | 0.00066692 | 0.00013792 | 0.00024729 | 1.494e-07 | 0 | 0 | 0 | 1.3183e-06 | 0 | 1.3898e-06 | 2.3041e-06 | 0 | 0.00016323 | 0.00010645 | 8.7755e-07 | 8.4913e-07 | -5.4736e-07 | 0 | 4.7874e-06 | 7.3682e-06
|  | 351.7835 | 0.0029425 | 351.7835 | 0.0002697 | 287.399 | 0.00057673 | 289.3715 | -5.3382e-06 | 286.1235 | 0 | 282.8948 | 0 | 282.8948 | 0 | 351.7835 | 0 | 288.3938 | 0 | 289.3715 | -1.6388e-05 | 282.8948 | -7.4606e-06 | 282.6841 | 0 | 288.3938 | 0.00033607 | 287.399 | 0.00050324 | 282.8948 | -6.02e-06 | 351.7835 | 0 | 282.8948 | -7.0752e-06 | 288.3938 | 0 | 351.7835 | 1.7863e-05 | 351.7835 | 3.1278e-05 | 0.00066225 | 4.8159e-05 | 0.00023129 | 3.606e-07 | 0 | 0 | 0 | 1.3183e-06 | 0 | -7.6592e-09 | 1.6322e-06 | 0 | 0.00018212 | 0.00010657 | 7.3044e-07 | 6.6637e-07 | -6.8436e-07 | 0 | 4.7874e-06 | 7.3682e-06
|  | 351.9976 | 0.0032436 | 351.9976 | 0.00018015 | 287.6107 | 0.0016092 | 289.5813 | 8.7751e-06 | 286.3361 | 0 | 283.1056 | 0 | 283.1056 | 0 | 351.9976 | 1.2315e-05 | 288.6015 | 0 | 289.5813 | 1.6315e-05 | 283.1056 | 2.2952e-05 | 282.8948 | 0 | 288.6015 | 0.0014179 | 287.6107 | 0.000504 | 283.1056 | 1.2953e-05 | 351.9976 | 6.2246e-06 | 283.1056 | 5.7978e-07 | 288.6015 | 0 | 351.9976 | 2.6857e-05 | 351.9976 | 3.7548e-05 | 0.00078756 | 6.7425e-05 | 0.00023237 | 1.5993e-06 | 0 | 0 | 0 | 1.3185e-06 | 0 | 3.4962e-07 | 2.2141e-06 | 0 | 0.000124 | 0.00010674 | 1.5793e-06 | 6.6647e-07 | 4.6525e-07 | 0 | 4.3133e-06 | 7.3698e-06
|  | 352.2117 | 0.004112 | 352.2117 | 0.00044957 | 287.8223 | 0.00058701 | 289.7911 | 6.4683e-06 | 286.5489 | 0 | 283.3163 | 0 | 283.3163 | 0 | 352.2117 | 0 | 288.8092 | 0 | 289.7911 | -1.2983e-05 | 283.3163 | -1.9406e-06 | 283.1056 | 0 | 288.8092 | -0.00022383 | 287.8223 | 0.00050487 | 283.3163 | 2.0345e-06 | 352.2117 | 0 | 283.3163 | 3.8354e-06 | 288.8092 | 0 | 352.2117 | 1.3428e-05 | 352.2117 | 3.1283e-05 | 0.0010058 | 0.00012831 | 0.00022841 | 1.5149e-06 | 0 | 0 | 0 | 1.3186e-06 | 0 | -3.1085e-07 | -9.2498e-07 | 0 | 1.346e-07 | 0.00010692 | 2.2395e-06 | 8.4928e-07 | 3.6266e-07 | 0 | 4.795e-06 | 7.3701e-06
|  | 352.4259 | 0.0052815 | 352.4259 | 0.00074878 | 288.0339 | 0.0015715 | 290.001 | 7.968e-06 | 286.7616 | 0 | 283.527 | 0 | 283.527 | 0 | 352.4259 | 1.2315e-05 | 289.0169 | 0 | 290.001 | 1.0021e-05 | 283.527 | -6.8383e-06 | 283.3163 | 0 | 289.0169 | 0.00022513 | 288.0339 | 0.00050557 | 283.527 | 1.9221e-05 | 352.4259 | 7.9317e-06 | 283.527 | -3.9348e-07 | 289.0169 | 0 | 352.4259 | 3.1354e-05 | 352.4259 | 3.7548e-05 | 0.0012244 | 0.00015399 | 0.00021401 | 8.1792e-07 | 0 | 0 | 0 | 1.3187e-06 | 0 | -7.9241e-07 | -2.7007e-06 | 0 | 0.00011232 | 0.00010704 | 1.4217e-06 | 8.4932e-07 | -3.4426e-07 | 0 | 5.2768e-06 | 7.7042e-06
|  | 352.64 | 0.006153 | 352.64 | 0.00068931 | 288.2456 | 0.00045062 | 290.2109 | -1.734e-07 | 286.9743 | 0 | 283.7378 | 0 | 283.7378 | 0 | 352.64 | 0 | 289.2246 | 0 | 290.2109 | -1.7572e-05 | 283.7378 | -1.8791e-05 | 283.527 | 0 | 289.2246 | 0.00085622 | 288.2456 | 0.00050582 | 283.7378 | -5.729e-06 | 352.64 | 0 | 283.7378 | -2.8735e-06 | 289.2246 | 0 | 352.64 | 1.7925e-05 | 352.64 | 3.44e-05 | 0.0014269 | 0.00013801 | 0.00023467 | 5.7955e-07 | 0 | 0 | 0 | 1.3188e-06 | 0 | -8.753e-07 | -1.1591e-06 | 0 | 0.00014681 | 0.00010702 | 8.1328e-07 | 8.4944e-07 | -2.125e-07 | 0 | 4.7959e-06 | 7.7053e-06
|  | 352.8542 | 0.0071705 | 352.8542 | 0.00059939 | 288.4572 | 0.0017667 | 290.4208 | 5.6955e-06 | 287.187 | 0 | 283.9486 | 0 | 283.9486 | 0 | 352.8542 | 1.2315e-05 | 289.4324 | 0 | 290.4208 | 9.2321e-06 | 283.9486 | 7.7934e-06 | 283.7378 | 0 | 289.4324 | 0.0005572 | 288.4572 | 0.00050542 | 283.9486 | 1.3446e-05 | 352.8542 | 7.9317e-06 | 283.9486 | 8.5734e-07 | 289.4324 | 0 | 352.8542 | 2.6857e-05 | 352.8542 | 3.7548e-05 | 0.0016287 | 0.00010595 | 0.00025386 | 3.8945e-07 | 0 | 0 | 0 | 1.3189e-06 | 0 | -2.8234e-07 | 9.0878e-07 | 0 | 0.0001564 | 0.00010686 | 1.1158e-06 | 8.4948e-07 | -9.7624e-08 | 0 | 5.7527e-06 | 8.0429e-06
|  | 353.0684 | 0.0080363 | 353.0684 | 0.00038989 | 288.6689 | 0.00063194 | 290.6307 | -1.9853e-06 | 287.3997 | 0 | 284.1594 | 0 | 284.1594 | 0 | 353.0684 | 0 | 289.6401 | 0 | 290.6307 | -1.1922e-05 | 284.1594 | 8.296e-07 | 283.9486 | 0 | 289.6401 | 0.0009486 | 288.6689 | 0.00050428 | 284.1594 | -2.8583e-06 | 353.0684 | 0 | 284.1594 | -1.7837e-06 | 289.6401 | 0 | 353.0684 | 2.6857e-05 | 353.0684 | 3.7548e-05 | 0.0018753 | 8.9898e-05 | 0.00027112 | 4.0433e-07 | 0 | 0 | 0 | 1.319e-06 | 0 | -6.951e-07 | 3.0136e-06 | 0 | 0.00018925 | 0.00010654 | 1.5326e-06 | 8.4952e-07 | -4.4105e-08 | 0 | 5.753e-06 | 8.0433e-06
|  | 353.2826 | 0.0094724 | 353.2826 | 0.00044946 | 288.8806 | 0.0019298 | 290.8406 | 5.8374e-06 | 287.6125 | 0 | 284.3702 | 0 | 284.3702 | 0 | 353.2826 | 1.2315e-05 | 289.8479 | 0 | 290.8406 | 5.2997e-06 | 284.3702 | 2.7763e-05 | 284.1594 | 0 | 289.8479 | 0.00087321 | 288.8806 | 0.00050243 | 284.3702 | 1.74e-05 | 353.2826 | 7.9317e-06 | 284.3702 | 1.3652e-06 | 289.8479 | 0 | 353.2826 | 2.6857e-05 | 353.2826 | 3.7548e-05 | 0.0021632 | 7.3846e-05 | 0.00025779 | 5.8703e-07 | 0 | 0 | 0 | 1.3191e-06 | 0 | 5.6723e-07 | 1.7634e-06 | 0 | 2.4907e-05 | 0.00010611 | 1.4818e-06 | 8.496e-07 | 3.6699e-07 | 0 | 4.7968e-06 | 7.3758e-06
|  | 353.4969 | 0.010723 | 353.4969 | 0.00023995 | 289.0923 | 0.00050566 | 291.0506 | -2.4473e-07 | 287.8253 | 0 | 284.581 | 0 | 284.581 | 0 | 353.4969 | 0 | 290.0557 | 0 | 291.0506 | 1.0426e-07 | 284.581 | -1.1034e-05 | 284.3702 | 0 | 290.0557 | -0.00063349 | 289.0923 | 0.00050003 | 284.581 | -3.3425e-06 | 353.4969 | 0 | 284.581 | 2.1166e-06 | 290.0557 | 0 | 353.4969 | 1.7925e-05 | 353.4969 | 3.131e-05 | 0.002402 | 4.1745e-05 | 0.00023784 | 1.2256e-07 | 0 | 0 | 0 | 1.3191e-06 | 0 | 1.6454e-06 | 1.8513e-08 | 0 | 0.00011763 | 0.00010557 | 1.3087e-06 | 8.4964e-07 | 2.6172e-07 | 0 | 5.2788e-06 | 7.3761e-06
|  | 353.7111 | 0.011701 | 353.7111 | 0.00014975 | 289.304 | 0.0017413 | 291.2605 | 1.4121e-06 | 288.0381 | 0 | 284.7918 | 0 | 284.7918 | 0 | 353.7111 | 1.2315e-05 | 290.2635 | 0 | 291.2605 | 1.5569e-05 | 284.7918 | 1.121e-05 | 284.581 | 0 | 290.2635 | 0.0017657 | 289.304 | 0.00049734 | 284.7918 | 1.5756e-05 | 353.7111 | 7.9317e-06 | 284.7918 | 3.6599e-07 | 290.2635 | 0 | 353.7111 | 3.1354e-05 | 353.7111 | 3.7548e-05 | 0.0026447 | 2.2463e-05 | 0.0002497 | -7.7599e-08 | 0 | 0 | 0 | 1.3193e-06 | 0 | 2.5882e-07 | -2.3521e-07 | 0 | 0.00018762 | 0.00010501 | 3.203e-07 | 8.4976e-07 | -1.6561e-07 | 0 | 5.7613e-06 | 7.3743e-06
|  | 353.9254 | 0.012985 | 353.9254 | 5.9914e-05 | 289.5157 | 0.0006174 | 291.4705 | -2.1512e-06 | 288.2509 | 0 | 285.0026 | 0 | 285.0026 | 0 | 353.9254 | 0 | 290.4712 | 0 | 291.4705 | -1.3104e-05 | 285.0026 | -1.3441e-05 | 284.7918 | 0 | 290.4713 | 4.0134e-05 | 289.5157 | 0.00049463 | 285.0026 | -1.2717e-05 | 353.9254 | 0 | 285.0026 | -1.9371e-06 | 290.4713 | 0 | 353.9254 | 2.2422e-05 | 353.9254 | 3.1283e-05 | 0.003021 | 6.4118e-06 | 0.00023632 | 4.6826e-07 | 0 | 0 | 0 | 1.3193e-06 | 0 | 8.8743e-07 | 2.0986e-06 | 0 | 8.9224e-05 | 0.00010447 | 4.6376e-07 | 8.4976e-07 | 5.5109e-08 | 0 | 5.2795e-06 | 7.3743e-06
|  | 354.1397 | 0.015213 | 354.1397 | -6.603e-08 | 289.7274 | 0.0016149 | 291.6805 | 6.6111e-06 | 288.4637 | 0 | 285.2135 | 0 | 285.2135 | 0 | 354.1397 | 1.2315e-05 | 290.6791 | 0 | 291.6805 | 2.1556e-05 | 285.2135 | 3.3344e-05 | 285.0026 | 0 | 290.679 | 0.00081864 | 289.7274 | 0.00049219 | 285.2135 | 1.7115e-05 | 354.1397 | 7.9317e-06 | 285.2135 | 2.4598e-06 | 290.679 | 0 | 354.1397 | 2.6857e-05 | 354.1397 | 3.7548e-05 | 0.0034949 | 3.5283e-05 | 0.00022411 | 6.9717e-07 | 0 | 0 | 0 | 1.3195e-06 | 0 | 1.8781e-06 | 3.5178e-06 | 0 | 0.00012259 | 0.00010402 | 3.5268e-07 | 8.4988e-07 | 3.2664e-07 | 0 | 5.2803e-06 | 7.3753e-06
|  | 354.354 | 0.017404 | 354.354 | 0.00032935 | 289.9392 | 0.00050174 | 291.8905 | 2.8958e-08 | 288.6765 | 0 | 285.4244 | 0 | 285.4244 | 0 | 354.354 | 0 | 290.8869 | 0 | 291.8905 | -3.6681e-06 | 285.4244 | 2.3969e-08 | 285.2135 | 0 | 290.8869 | 0.00036093 | 289.9392 | 0.00049027 | 285.4244 | -1.377e-05 | 354.354 | 0 | 285.4244 | 6.3849e-07 | 290.8869 | 0 | 354.354 | 2.2422e-05 | 354.354 | 3.1283e-05 | 0.0040541 | 0.00011876 | 0.00021442 | 7.4835e-07 | 0 | 0 | 0 | 1.3196e-06 | 0 | 1.2133e-06 | 1.5037e-06 | 0 | 0.00016581 | 0.00010369 | -3.8377e-07 | 6.67e-07 | -6.8168e-09 | 0 | 5.2805e-06 | 7.3756e-06
|  | 354.5683 | 0.02043 | 354.5683 | 0.00077897 | 290.151 | 0.0015234 | 292.1005 | 7.0975e-06 | 288.8894 | 0 | 285.6352 | 0 | 285.6352 | 0 | 354.5683 | 1.2315e-05 | 291.0947 | 0 | 292.1005 | 1.5222e-05 | 285.6352 | 1.4238e-05 | 285.4244 | 0 | 291.0947 | 0.0012347 | 290.151 | 0.00048906 | 285.6352 | 1.013e-05 | 354.5683 | 6.2246e-06 | 285.6352 | -7.0314e-07 | 291.0947 | 0 | 354.5683 | 2.6857e-05 | 354.5683 | 3.7548e-05 | 0.0045691 | 9.3105e-05 | 0.00022094 | 2.1024e-07 | 0 | 0 | 0 | 1.3196e-06 | 0 | -5.6032e-07 | -5.0876e-07 | 0 | 0.0001053 | 0.00010352 | 1.4514e-06 | 6.6703e-07 | -5.3759e-07 | 0 | 5.7559e-06 | 7.3789e-06
|  | 354.7826 | 0.022208 | 354.7826 | 8.9872e-05 | 290.3627 | 0.00056327 | 292.3106 | -5.0958e-06 | 289.1022 | 0 | 285.8461 | 0 | 285.8461 | 0 | 354.7826 | 0 | 291.3026 | 0 | 292.3106 | -2.0557e-05 | 285.8461 | -1.9063e-05 | 285.6352 | 0 | 291.3026 | -0.00022149 | 290.3627 | 0.00048868 | 285.8461 | 3.6332e-06 | 354.7826 | 0 | 285.8461 | -4.3947e-06 | 291.3026 | 0 | 354.7826 | 2.6857e-05 | 354.7826 | 3.131e-05 | 0.005088 | 7.7107e-05 | 0.00024552 | 4.3885e-07 | 0 | 0 | 0 | 1.3198e-06 | 0 | -7.7932e-07 | -3.8243e-07 | 0 | 0.00010955 | 0.00010355 | 2.6432e-06 | 8.5004e-07 | -3.7323e-07 | 0 | 5.7565e-06 | 7.7136e-06
|  | 354.9969 | 0.025268 | 354.9969 | 0.00062961 | 290.5745 | 0.0017553 | 292.5206 | 9.2744e-06 | 289.3151 | 0 | 286.057 | 0 | 286.057 | 0 | 354.9969 | 1.2315e-05 | 291.5104 | 0 | 292.5206 | 1.3137e-05 | 286.057 | 1.5436e-05 | 285.8461 | 0 | 291.5104 | 0.0012756 | 290.5745 | 0.00048918 | 286.057 | 2.1432e-05 | 354.9969 | 7.9317e-06 | 286.057 | 8.5545e-07 | 291.5104 | 0 | 354.9969 | 2.6857e-05 | 354.9969 | 4.0665e-05 | 0.0056919 | 0.00011565 | 0.00024519 | 7.932e-07 | 0 | 0 | 0 | 1.3199e-06 | 0 | 3.5765e-07 | 6.118e-07 | 0 | 0.00021109 | 0.00010375 | 2.2045e-06 | 8.5012e-07 | -1.3856e-07 | 0 | 4.7997e-06 | 7.7109e-06
|  | 355.2113 | 0.027838 | 355.2113 | 0.00044941 | 290.7863 | 0.00056015 | 292.7307 | -1.723e-06 | 289.528 | 0 | 286.2679 | 0 | 286.2679 | 0 | 355.2113 | 0 | 291.7183 | 0 | 292.7307 | -9.7321e-06 | 286.2679 | -9.6343e-06 | 286.057 | 0 | 291.7183 | 0.00075523 | 290.7863 | 0.00049056 | 286.2679 | -5.2548e-07 | 355.2113 | 0 | 286.2679 | -2.1694e-06 | 291.7183 | 0 | 355.2113 | 1.7925e-05 | 355.2113 | 3.1278e-05 | 0.006235 | 6.7443e-05 | 0.00024761 | 1.9586e-07 | 0 | 0 | 0 | 1.3199e-06 | 0 | 1.7004e-06 | 3.7689e-07 | 0 | 0.00019244 | 0.00010413 | 1.5963e-06 | 6.8243e-07 | 1.6278e-07 | 0 | 4.8e-06 | 7.3772e-06
|  | 355.4257 | 0.030332 | 355.4257 | 0.00017981 | 290.9981 | 0.0017781 | 292.9408 | 3.5875e-06 | 289.7409 | 0 | 286.4789 | 0 | 286.4789 | 0 | 355.4257 | 1.2315e-05 | 291.9262 | 0 | 292.9408 | 2.592e-05 | 286.4789 | 1.3208e-05 | 286.2679 | 0 | 291.9262 | 0.0010959 | 290.9981 | 0.00049276 | 286.4789 | 1.5661e-05 | 355.4257 | 6.3669e-06 | 286.4789 | 3.7128e-06 | 291.9262 | 0 | 355.4257 | 2.6857e-05 | 355.4257 | 3.7548e-05 | 0.0068108 | 8.0338e-05 | 0.00025123 | 1.0713e-08 | 0 | 0 | 0 | 1.8084e-06 | 0 | 1.3878e-06 | -7.5033e-07 | 0 | 0.00013297 | 0.00010469 | 1.5123e-06 | 6.825e-07 | 3.2005e-07 | 0 | 5.7578e-06 | 7.7125e-06
|  | 355.64 | 0.033204 | 355.64 | 0.00056965 | 291.2099 | 0.00059392 | 293.1509 | -3.4855e-06 | 289.9538 | 0 | 286.6898 | 0 | 286.6898 | 0 | 355.64 | 4.5552e-06 | 292.1341 | 0 | 293.1509 | -1.2707e-05 | 286.6898 | -2.0322e-05 | 286.4789 | 0 | 292.1341 | 0.00018336 | 291.2099 | 0.00049569 | 286.6898 | -1.3221e-06 | 355.64 | 0 | 286.6898 | -6.7831e-07 | 292.1341 | 0 | 355.64 | 2.6857e-05 | 355.64 | 3.44e-05 | 0.0075237 | 0.00012529 | 0.00023748 | 6.5945e-07 | 0 | 0 | 0 | 1.8084e-06 | 0 | 3.5157e-07 | 5.8122e-09 | 0 | 0.00024677 | 0.00010539 | 1.0174e-06 | 8.5028e-07 | -1.2196e-08 | 0 | 5.7581e-06 | 7.7128e-06
|  | 355.8544 | 0.03698 | 355.8544 | 0.00059911 | 291.4218 | 0.001648 | 293.361 | 9.7618e-06 | 290.1667 | 0 | 286.9008 | 0 | 286.9008 | 0 | 355.8544 | 1.2315e-05 | 292.3421 | 0 | 293.361 | 1.6053e-05 | 286.9008 | 2.0377e-05 | 286.6898 | 0 | 292.3421 | 0.00219 | 291.4218 | 0.00049925 | 286.9008 | 1.0967e-05 | 355.8544 | 7.9317e-06 | 286.9008 | 5.627e-07 | 292.3421 | 0 | 355.8544 | 2.6857e-05 | 355.8544 | 3.7548e-05 | 0.0083022 | 0.00011239 | 0.00022182 | 7.1328e-07 | 0 | 0 | 0 | 1.5648e-06 | 0 | 8.1515e-07 | 2.5258e-06 | 0 | 0.00029405 | 0.00010618 | 1.381e-06 | 8.5036e-07 | 5.3764e-07 | 0 | 5.7586e-06 | 7.7165e-06
|  | 356.0689 | 0.040459 | 356.0689 | 0.00044918 | 291.6336 | 0.00044634 | 293.5711 | -2.9726e-06 | 290.3797 | 0 | 287.1118 | 0 | 287.1118 | 0 | 356.0689 | 2.281e-06 | 292.55 | 0 | 293.5711 | -8.2945e-06 | 287.1118 | 3.5672e-06 | 286.9008 | 0 | 292.55 | 0.00063852 | 291.6336 | 0.00050329 | 287.1118 | 2.1245e-06 | 356.0689 | 0 | 287.1118 | 4.5341e-06 | 292.55 | 0 | 356.0689 | 2.6857e-05 | 356.0689 | 3.4427e-05 | 0.0089144 | 7.7078e-05 | 0.00023115 | 1.7828e-07 | 0 | 0 | 0 | 1.565e-06 | 0 | 3.8532e-07 | 3.4441e-06 | 0 | 0.00013486 | 0.00010708 | 2.9485e-06 | 6.674e-07 | 8.7105e-07 | 0 | 5.7591e-06 | 7.7172e-06
|  | 356.2833 | 0.042682 | 356.2833 | 0.0002697 | 291.8455 | 0.0017359 | 293.7813 | 4.6693e-06 | 290.5926 | 0 | 287.3227 | 0 | 287.3227 | 0 | 356.2833 | 1.2315e-05 | 292.7579 | 0 | 293.7813 | 1.1962e-05 | 287.3227 | 2.9085e-05 | 287.1118 | 0 | 292.7579 | 0.00065858 | 291.8455 | 0.00050764 | 287.3227 | 2.5828e-05 | 356.2833 | 6.2246e-06 | 287.3227 | 3.7238e-06 | 292.7579 | 0 | 356.2833 | 2.6857e-05 | 356.2833 | 3.7548e-05 | 0.0097287 | 5.1388e-05 | 0.00023572 | 4.155e-07 | 0 | 0 | 0 | 1.3204e-06 | 0 | 1.3696e-06 | 1.2301e-06 | 0 | -5.077e-06 | 0.00010803 | 1.3466e-06 | 6.6743e-07 | 7.3602e-07 | 0 | 5.7594e-06 | 7.7181e-06
|  | 356.4978 | 0.04805 | 356.4978 | 0.00020955 | 292.0573 | 0.0004891 | 293.9915 | -7.1562e-07 | 290.8056 | 0 | 287.5337 | 0 | 287.5337 | 0 | 356.4978 | 0 | 292.9659 | 0 | 293.9915 | 1.0709e-06 | 287.5337 | -1.7425e-05 | 287.3227 | 0 | 292.9659 | -0.0007074 | 292.0573 | 0.00051211 | 287.5337 | -1.3064e-05 | 356.4978 | 0 | 287.5337 | 3.2527e-06 | 292.9659 | 0 | 356.4978 | 2.6857e-05 | 356.4978 | 3.4432e-05 | 0.010921 | 0.00014137 | 0.00023277 | 3.5724e-07 | 0 | 0 | 0 | 1.3206e-06 | 0 | 6.4155e-07 | 2.9342e-07 | 0 | 1.0241e-05 | 0.00010897 | 4.8742e-07 | 6.8275e-07 | 2.1227e-07 | 0 | 5.76e-06 | 7.7188e-06
|  | 356.7122 | 0.053789 | 356.7122 | 0.0011088 | 292.2692 | 0.001708 | 294.2016 | 4.1152e-06 | 291.0186 | 0 | 287.7448 | 0 | 287.7448 | 0 | 356.7122 | 1.2315e-05 | 293.1739 | 0 | 294.2016 | 5.0342e-06 | 287.7448 | 2.0206e-05 | 287.5337 | 0 | 293.1739 | 0.00080588 | 292.2692 | 0.00051651 | 287.7448 | 1.7684e-05 | 356.7122 | 6.3669e-06 | 287.7448 | -1.2409e-06 | 293.1739 | 0 | 356.7122 | 2.6857e-05 | 356.7122 | 3.7548e-05 | 0.011942 | 0.00019602 | 0.00024393 | 4.0574e-07 | 0 | 0 | 0 | 1.3206e-06 | 0 | -2.5328e-06 | 1.2215e-06 | 0 | 0.00012535 | 0.00010988 | 1.4331e-06 | 6.8279e-07 | -1.9652e-07 | 0 | 5.2779e-06 | 7.3815e-06
|  | 356.9267 | 0.05757 | 356.9267 | 0.00071901 | 292.4811 | 0.00059447 | 294.4118 | -2.5471e-07 | 291.2316 | 0 | 287.9558 | 0 | 287.9558 | 0 | 356.9267 | 0 | 293.3819 | 0 | 294.4118 | -2.9133e-05 | 287.9558 | -8.6277e-06 | 287.7448 | 0 | 293.3819 | 0.00039955 | 292.4811 | 0.00052063 | 287.9558 | -4.0999e-06 | 356.9267 | 0 | 287.9558 | -6.2182e-07 | 293.3819 | 0 | 356.9267 | 2.236e-05 | 356.9267 | 3.1283e-05 | 0.01277 | 5.7829e-05 | 0.00025655 | 7.3454e-07 | 0 | 0 | 0 | 1.3207e-06 | 0 | -1.2462e-06 | 1.7991e-06 | 0 | 5.8026e-05 | 0.00011072 | 1.4526e-06 | 6.8579e-07 | 4.7684e-08 | 0 | 5.2784e-06 | 7.3822e-06
|  | 357.1412 | 0.061495 | 357.1412 | -0.00017981 | 292.693 | 0.0018268 | 294.622 | 7.2434e-06 | 291.4445 | 0 | 288.1668 | 0 | 288.1668 | 0 | 357.1412 | 1.2315e-05 | 293.5899 | 0 | 294.622 | 1.7276e-05 | 288.1668 | 2.5676e-05 | 287.9558 | 0 | 293.5899 | 0.00015837 | 292.693 | 0.00052429 | 288.1668 | 1.7865e-05 | 357.1412 | 6.3943e-06 | 288.1668 | 1.0737e-06 | 293.5899 | 0 | 357.1412 | 2.6857e-05 | 357.1412 | 3.7548e-05 | 0.013852 | 7.0686e-05 | 0.0002391 | 7.9309e-07 | 0 | 0 | 0 | 1.3208e-06 | 0 | 1.3702e-06 | 8.6438e-07 | 0 | 6.2527e-05 | 0.00011142 | 1.7755e-06 | 6.8582e-07 | 2.109e-07 | 0 | 5.761e-06 | 8.0545e-06
|  | 357.3557 | 0.067655 | 357.3557 | 0.00083885 | 292.9049 | 0.00042979 | 294.8323 | 3.0121e-07 | 291.6576 | 0 | 288.3778 | 0 | 288.3778 | 0 | 357.3557 | 0 | 293.7979 | 0 | 294.8323 | -4.2411e-06 | 288.3778 | -1.7484e-05 | 288.1668 | 0 | 293.7979 | 0.00044283 | 292.9049 | 0.00052731 | 288.3778 | -1.0377e-06 | 357.3557 | 0 | 288.3778 | 9.2513e-07 | 293.7979 | 0 | 357.3557 | 2.6857e-05 | 357.3557 | 3.7548e-05 | 0.015102 | 0.00014786 | 0.00023751 | 7.5685e-07 | 0 | 0 | 0 | 1.3209e-06 | 0 | 1.3218e-06 | 7.7009e-07 | 0 | 0.00030168 | 0.00011199 | 2.1106e-06 | 5.0277e-07 | 4.0334e-07 | 0 | 6.2439e-06 | 8.0553e-06
|  | 357.5702 | 0.073136 | 357.5702 | 0.00053956 | 293.1169 | 0.0018117 | 295.0425 | 6.899e-06 | 291.8706 | 0 | 288.5889 | 0 | 288.5889 | 0 | 357.5702 | 1.2315e-05 | 294.0059 | 0 | 295.0425 | 1.6816e-05 | 288.5889 | 2.4782e-05 | 288.3778 | 0 | 294.0059 | 0.0024574 | 293.1169 | 0.00052959 | 288.5889 | 2.1038e-05 | 357.5702 | 4.6872e-06 | 288.5889 | 2.8969e-06 | 294.0059 | 0 | 357.5702 | 3.1354e-05 | 357.5702 | 3.7548e-05 | 0.016432 | 0.00012217 | 0.00025251 | 6.7112e-07 | 0 | 0 | 0 | 1.3211e-06 | 0 | 1.5071e-07 | -8.0351e-07 | 0 | 0.00027515 | 0.0001124 | 2.0949e-06 | 5.0282e-07 | 2.0765e-07 | 0 | 6.2445e-06 | 7.049e-06
|  | 357.7848 | 0.080042 | 357.7848 | 0.00059926 | 293.3288 | 0.00057107 | 295.2528 | -5.1563e-07 | 292.0836 | 0 | 288.8 | 0 | 288.8 | 0 | 357.7848 | 0 | 294.214 | 0 | 295.2528 | -1.5382e-05 | 288.8 | -3.2395e-05 | 288.5889 | 0 | 294.214 | 0.00018779 | 293.3288 | 0.00053108 | 288.8 | -1.1896e-06 | 357.7848 | 0 | 288.8 | -9.2958e-07 | 294.214 | 0 | 357.7848 | 2.6857e-05 | 357.7848 | 2.8161e-05 | 0.017851 | 0.00016392 | 0.00024911 | -6.8608e-08 | 0 | 0 | 0 | 1.3211e-06 | 0 | 1.6632e-08 | -1.0928e-06 | 0 | 0.0001623 | 0.00011263 | 8.8712e-07 | 6.8304e-07 | -2.7369e-08 | 0 | 5.7624e-06 | 7.0494e-06
|  | 357.9994 | 0.086351 | 357.9994 | 0.00092872 | 293.5407 | 0.0017796 | 295.463 | -1.3696e-07 | 292.2967 | 0 | 289.0111 | 0 | 289.0111 | 0 | 357.9994 | 1.2315e-05 | 294.422 | 0 | 295.463 | 1.5541e-05 | 289.0111 | 2.2041e-05 | 288.8 | 0 | 294.422 | 0.0013725 | 293.5407 | 0.00053177 | 289.0111 | 9.5947e-06 | 357.9994 | 6.3669e-06 | 289.0111 | 6.7027e-07 | 294.422 | 0 | 357.9994 | 2.6857e-05 | 357.9994 | 3.7548e-05 | 0.019384 | 0.0002057 | 0.00022856 | -1.3106e-07 | 0 | 0 | 0 | 1.3212e-06 | 0 | 7.4304e-07 | 6.7219e-07 | 0 | 3.3583e-05 | 0.00011272 | -3.4574e-08 | 6.831e-07 | 1.9077e-07 | 0 | 5.7629e-06 | 7.7228e-06
|  | 358.2139 | 0.09432 | 358.2139 | 0.00098852 | 293.7527 | 0.00037681 | 295.6733 | -1.1094e-06 | 292.5098 | 0 | 289.2222 | 0 | 289.2222 | 0 | 358.2139 | 0 | 294.6301 | 0 | 295.6733 | -8.474e-06 | 289.2222 | -1.5672e-05 | 289.0111 | 0 | 294.6301 | -0.0010497 | 293.7527 | 0.00053174 | 289.2222 | -9.9223e-06 | 358.2139 | 0 | 289.2222 | 1.1372e-06 | 294.6301 | 0 | 358.2139 | 2.6857e-05 | 358.2139 | 3.4432e-05 | 0.021188 | 0.00028927 | 0.00023309 | 9.6374e-07 | 0 | 0 | 0 | 1.3213e-06 | 0 | 7.0581e-07 | 2.6538e-08 | 0 | 9.8685e-05 | 0.00011265 | 1.1973e-06 | 5.0291e-07 | 2.7483e-07 | 0 | 5.7632e-06 | 7.7231e-06
|  | 358.4285 | 0.10316 | 358.4285 | 0.0017075 | 293.9647 | 0.0018224 | 295.8836 | 1.0275e-05 | 292.7229 | 0 | 289.4333 | 0 | 289.4333 | 0 | 358.4285 | 1.2315e-05 | 294.8382 | 0 | 295.8836 | 1.5186e-05 | 289.4333 | 1.5924e-05 | 289.2222 | 0 | 294.8382 | 0.0019981 | 293.9647 | 0.00053108 | 289.4333 | 2.1265e-05 | 358.4285 | 4.6872e-06 | 289.4333 | 1.4663e-06 | 294.8382 | 0 | 358.4285 | 2.6857e-05 | 358.4285 | 3.7548e-05 | 0.023006 | 0.00036007 | 0.00027279 | 7.7739e-07 | 0 | 0 | 0 | 1.3214e-06 | 0 | 1.703e-06 | -7.5356e-07 | 0 | 0.00025757 | 0.00011245 | 1.546e-06 | 5.0296e-07 | -4.8389e-08 | 0 | 5.7637e-06 | 7.7233e-06
|  | 358.6431 | 0.11124 | 358.6431 | 0.0016481 | 294.1767 | 0.00075139 | 296.094 | -2.8824e-06 | 292.936 | 0 | 289.6444 | 0 | 289.6444 | 0 | 358.6431 | 0 | 295.0463 | 0 | 296.094 | 1.0079e-06 | 289.6444 | -2.3062e-05 | 289.4333 | 0 | 295.0463 | 0.0004773 | 294.1767 | 0.00052993 | 289.6444 | -6.6196e-06 | 358.6431 | 0 | 289.6444 | -1.9247e-06 | 295.0463 | 0 | 358.6431 | 2.6857e-05 | 358.6431 | 3.4427e-05 | 0.024707 | 0.0002573 | 0.00025074 | 8.3606e-07 | 0 | 0 | 0 | 1.3215e-06 | 0 | 2.5848e-06 | 2.8511e-07 | 0 | 0.00016225 | 0.00011219 | 7.2597e-07 | 5.0301e-07 | -5.8407e-08 | 0 | 5.7642e-06 | 7.389e-06
|  | 358.8578 | 0.11899 | 358.8578 | 0.00074956 | 294.3887 | 0.0016141 | 296.3043 | 1.0831e-05 | 293.1491 | 0 | 289.8556 | 0 | 289.8556 | 0 | 358.8578 | 1.2315e-05 | 295.2544 | 0 | 296.3043 | 2.3567e-05 | 289.8556 | 2.5763e-05 | 289.6444 | 0 | 295.2544 | 0.0010821 | 294.3887 | 0.00052847 | 289.8556 | 1.3496e-05 | 358.8578 | 4.6872e-06 | 289.8556 | 1.3715e-06 | 295.2544 | 0 | 358.8578 | 2.6857e-05 | 358.8578 | 3.4427e-05 | 0.026922 | 0.00026691 | 0.00023623 | 1.2466e-06 | 0 | 0 | 0 | 1.3216e-06 | 0 | 3.7634e-07 | 1.1455e-06 | 0 | 6.5151e-06 | 0.00011187 | 5.6176e-07 | 5.0303e-07 | -5.5748e-08 | 0 | 5.7645e-06 | 6.717e-06
|  | 359.0724 | 0.13187 | 359.0724 | 0.0017375 | 294.6007 | 0.00061447 | 296.5147 | 1.0221e-06 | 293.3622 | 0 | 290.0667 | 0 | 290.0667 | 0 | 359.0724 | 0 | 295.4625 | 0 | 296.5147 | -1.9988e-05 | 290.0667 | -1.4913e-05 | 289.8556 | 0 | 295.4625 | -0.0010194 | 294.6007 | 0.00052685 | 290.0667 | -8.1749e-06 | 359.0724 | 0 | 290.0667 | -1.8995e-06 | 295.4625 | 0 | 359.0724 | 2.6857e-05 | 359.0724 | 2.8161e-05 | 0.029209 | 0.00031507 | 0.00025347 | 7.5637e-07 | 0 | 0 | 0 | 1.0251e-06 | 0 | -2.2772e-06 | 2.0716e-07 | 0 | -7.2466e-05 | 0.00011154 | -8.3687e-07 | 6.8374e-07 | -2.8219e-07 | 0 | 5.7648e-06 | 7.0523e-06
|  | 359.2871 | 0.14028 | 359.2871 | 0.0011982 | 294.8127 | 0.0017763 | 296.725 | 6.1681e-06 | 293.5754 | 0 | 290.2779 | 0 | 290.2779 | 0 | 359.2871 | 9.5517e-06 | 295.6706 | 0 | 296.725 | -1.6594e-06 | 290.2779 | 1.6875e-05 | 290.0667 | 0 | 295.6706 | 0.00032309 | 294.8127 | 0.00052524 | 290.2779 | 2.4924e-07 | 359.2871 | 6.3707e-06 | 290.2779 | -7.7303e-07 | 295.6706 | 0 | 359.2871 | 2.6857e-05 | 359.2871 | 3.7548e-05 | 0.03086 | 0.00021868 | 0.00023024 | 2.852e-07 | 0 | 0 | 0 | 1.0252e-06 | 0 | -2.4563e-06 | -6.0772e-07 | 0 | -3.001e-05 | 0.00011122 | 1.6157e-07 | 6.838e-07 | -2.4441e-07 | 0 | 5.7653e-06 | 7.391e-06
|  | 359.5017 | 0.14723 | 359.5017 | 0.00083916 | 295.0247 | 0.00039536 | 296.9354 | -3.4568e-06 | 293.7885 | 0 | 290.4891 | 0 | 290.4891 | 0 | 359.5017 | 0 | 295.8788 | 0 | 296.9354 | -2.1692e-05 | 290.4891 | -2.263e-05 | 290.2779 | 0 | 295.8788 | -0.00061148 | 295.0247 | 0.0005238 | 290.4891 | 1.281e-06 | 359.5017 | 0 | 290.4891 | -1.5417e-06 | 295.8788 | 0 | 359.5017 | 2.6857e-05 | 359.5017 | 3.131e-05 | 0.033242 | 0.00027012 | 0.00021102 | 4.8639e-07 | 0 | 0 | 0 | 1.3219e-06 | 0 | -1.7824e-06 | -5.1645e-07 | 0 | 6.4601e-05 | 0.00011094 | 3.0847e-06 | 3.3518e-07 | -2.8484e-07 | 0 | 5.7659e-06 | 7.3916e-06
|  | 359.7164 | 0.16244 | 359.7164 | 0.0016772 | 295.2368 | 0.0015951 | 297.1458 | 8.0806e-06 | 294.0017 | 0 | 290.7003 | 0 | 290.7003 | 0 | 359.7164 | 1.2315e-05 | 296.0869 | 0 | 297.1458 | 4.7485e-06 | 290.7003 | 1.7739e-05 | 290.4891 | 0 | 296.0869 | 0.0012322 | 295.2368 | 0.00052264 | 290.7003 | 2.7931e-05 | 359.7164 | 3.1224e-06 | 290.7003 | -1.1558e-06 | 296.0869 | 0 | 359.7164 | 2.6857e-05 | 359.7164 | 3.7548e-05 | 0.036225 | 0.00041805 | 0.0002125 | 5.7953e-07 | 0 | 0 | 0 | 1.322e-06 | 0 | 3.4519e-07 | 5.2077e-07 | 0 | -5.7395e-05 | 0.00011075 | 2.08e-06 | 3.3521e-07 | -4.3444e-08 | 0 | 5.7664e-06 | 8.062e-06
|  | 359.9311 | 0.17499 | 359.9311 | 0.0022169 | 295.4489 | 0.00040902 | 297.3562 | -2.5722e-06 | 294.2148 | 0 | 290.9115 | 0 | 290.9115 | 0 | 359.9311 | 0 | 296.2951 | 0 | 297.3562 | -1.4676e-06 | 290.9115 | -1.2808e-05 | 290.7003 | 0 | 296.2951 | -0.0017835 | 295.4489 | 0.00052186 | 290.9115 | -8.2355e-06 | 359.9311 | 0 | 290.9115 | 7.4445e-07 | 296.2951 | 0 | 359.9311 | 2.6857e-05 | 359.9311 | 3.7548e-05 | 0.038685 | 0.00042132 | 0.00022388 | 2.5963e-07 | 0 | 0 | 0 | 1.3221e-06 | 0 | 1.0641e-06 | -8.2357e-07 | 0 | -7.11e-05 | 0.00011063 | 1.0272e-06 | 8.5155e-07 | 1.0464e-07 | 0 | 5.7667e-06 | 8.0624e-06
|  | 360.1458 | 0.18533 | 360.1458 | 0.0017075 | 295.6609 | 0.0017024 | 297.5666 | 5.0399e-06 | 294.428 | 0 | 291.1227 | 0 | 291.1227 | 0 | 360.1458 | 1.2315e-05 | 296.5033 | 0 | 297.5666 | 1.1582e-05 | 291.1227 | 5.0096e-06 | 290.9115 | 0 | 296.5033 | 0.0011005 | 295.6609 | 0.0005215 | 291.1227 | 1.7963e-05 | 360.1458 | 7.9317e-06 | 291.1227 | 2.4637e-07 | 296.5033 | 0 | 360.1458 | 2.6857e-05 | 360.1458 | 3.7548e-05 | 0.041624 | 0.00042458 | 0.00023204 | 6.0423e-07 | 0 | 0 | 0 | 1.3222e-06 | 0 | 3.257e-07 | 5.8296e-07 | 0 | 4.7468e-05 | 0.00011062 | 2.9466e-06 | 8.5158e-07 | 1.0027e-07 | 0 | 5.7669e-06 | 7.393e-06
|  | 360.3606 | 0.20235 | 360.3606 | 0.002247 | 295.873 | 0.00048563 | 297.7771 | 7.0233e-07 | 294.6412 | 0 | 291.3339 | 0 | 291.3339 | 0 | 360.3606 | 0 | 296.7115 | 0 | 297.7771 | -8.4866e-06 | 291.3339 | 5.0975e-07 | 291.1227 | 0 | 296.7115 | -0.00064449 | 295.873 | 0.00052159 | 291.3339 | 9.9354e-06 | 360.3606 | 0 | 291.3339 | 7.0295e-07 | 296.7115 | 0 | 360.3606 | 2.6857e-05 | 360.3606 | 3.131e-05 | 0.045057 | 0.00034422 | 0.00022429 | 7.5042e-07 | 0 | 0 | 0 | 1.3223e-06 | 0 | -7.4177e-08 | 3.2046e-06 | 0 | 0.00010081 | 0.00011069 | 3.5243e-06 | 8.5166e-07 | 5.1517e-07 | 0 | 5.7675e-06 | 7.3937e-06
|  | 360.5753 | 0.21727 | 360.5753 | 0.00095878 | 296.0851 | 0.0016294 | 297.9876 | 6.4282e-06 | 294.8545 | 0 | 291.5452 | 0 | 291.5452 | 0 | 360.5753 | 1.2315e-05 | 296.9197 | 0 | 297.9876 | 7.7818e-06 | 291.5452 | 2.983e-05 | 291.3339 | 0 | 296.9197 | 0.0016128 | 296.0851 | 0.00052214 | 291.5452 | 2.3431e-05 | 360.5753 | 7.9317e-06 | 291.5452 | 4.1744e-06 | 296.9197 | 0 | 360.5753 | 2.6857e-05 | 360.5753 | 3.7548e-05 | 0.048334 | 0.0003314 | 0.00023086 | 6.5458e-07 | 0 | 0 | 0 | 1.3224e-06 | 0 | -2.3243e-07 | 2.5759e-06 | 0 | 0.00015184 | 0.00011085 | 2.8245e-06 | 8.5174e-07 | 5.5652e-07 | 0 | 5.2851e-06 | 7.0563e-06
|  | 360.7901 | 0.23283 | 360.7901 | 0.0021273 | 296.2972 | 0.00054756 | 298.1981 | -2.0832e-07 | 295.0677 | 0 | 291.7564 | 0 | 291.7564 | 0 | 360.7901 | 0 | 297.1279 | 0 | 298.1981 | -9.9903e-06 | 291.7564 | -5.4448e-06 | 291.5452 | 0 | 297.1279 | -0.00015433 | 296.2972 | 0.00052316 | 291.7564 | 3.3081e-06 | 360.7901 | 0 | 291.7564 | 1.0939e-06 | 297.1279 | 0 | 360.7901 | 2.236e-05 | 360.7901 | 2.8161e-05 | 0.051719 | 0.00043436 | 0.00024082 | 6.1424e-07 | 0 | 0 | 0 | 1.0742e-06 | 0 | 2.2016e-07 | 1.0178e-06 | 0 | 3.5743e-05 | 0.00011114 | 1.4199e-06 | 3.3532e-07 | 2.3624e-07 | 0 | 5.2853e-06 | 7.0566e-06
|  | 361.0049 | 0.24876 | 361.0049 | 0.0019174 | 296.5093 | 0.001723 | 298.4085 | 6.0449e-06 | 295.2809 | 0 | 291.9677 | 0 | 291.9677 | 0 | 361.0049 | 1.0003e-05 | 297.3362 | 0 | 298.4085 | 1.2082e-05 | 291.9677 | 1.508e-05 | 291.7564 | 0 | 297.3362 | 0.0004976 | 296.5093 | 0.00052467 | 291.9677 | 1.0133e-05 | 361.0049 | 3.1224e-06 | 291.9677 | 1.1425e-06 | 297.3362 | 0 | 361.0049 | 2.6857e-05 | 361.0049 | 3.7548e-05 | 0.055295 | 0.0004247 | 0.00024165 | 3.2467e-07 | 0 | 0 | 0 | 1.0743e-06 | 0 | -7.5183e-07 | -4.8499e-07 | 0 | 4.2262e-05 | 0.00011152 | -1.0628e-07 | 5.0299e-07 | 1.0478e-07 | 0 | 5.7688e-06 | 7.7307e-06
|  | 361.2197 | 0.26609 | 361.2197 | 0.002037 | 296.7215 | 0.00055533 | 298.6191 | -2.9603e-06 | 295.4942 | 0 | 292.179 | 0 | 292.179 | 0 | 361.2197 | 0 | 297.5444 | 0 | 298.6191 | -1.9225e-05 | 292.179 | -1.9671e-05 | 291.9677 | 0 | 297.5444 | -9.1722e-05 | 296.7215 | 0.00052673 | 292.179 | -1.1139e-05 | 361.2197 | 1.561e-06 | 292.179 | -1.5058e-07 | 297.5444 | 0 | 361.2197 | 2.6857e-05 | 361.2197 | 3.4432e-05 | 0.05918 | 0.00044078 | 0.00022892 | -7.7395e-08 | 0 | 0 | 0 | 1.3227e-06 | 0 | -7.0457e-07 | -5.3129e-07 | 0 | 0.00012122 | 0.00011203 | 1.5638e-07 | 8.3621e-07 | 5.896e-08 | 0 | 5.7691e-06 | 7.731e-06
|  | 361.4345 | 0.28491 | 361.4345 | 0.0020669 | 296.9336 | 0.0016027 | 298.8296 | 2.2251e-06 | 295.7075 | 0 | 292.3903 | 0 | 292.3903 | 0 | 361.4345 | 1.2315e-05 | 297.7527 | 0 | 298.8296 | 1.2532e-05 | 292.3903 | 1.4642e-05 | 292.179 | 0 | 297.7527 | 0.0012559 | 296.9336 | 0.00052936 | 292.3903 | 1.2619e-05 | 361.4345 | 6.2246e-06 | 292.3903 | 7.0865e-07 | 297.7527 | 0 | 361.4345 | 2.6857e-05 | 361.4345 | 3.7548e-05 | 0.063972 | 0.00046013 | 0.0002504 | 1.363e-07 | 0 | 0 | 0 | 1.5678e-06 | 0 | -2.1116e-06 | 6.6814e-07 | 0 | 8.4672e-05 | 0.00011265 | -1.732e-07 | 6.6862e-07 | -9.7127e-08 | 0 | 5.7696e-06 | 8.0665e-06
|  | 361.6493 | 0.31065 | 361.6493 | 0.0022168 | 297.1458 | 0.0007579 | 299.0401 | -9.3031e-07 | 295.9207 | 0 | 292.6016 | 0 | 292.6016 | 0 | 361.6493 | 2.281e-06 | 297.961 | 0 | 299.0401 | -3.2591e-05 | 292.6016 | -8.3182e-06 | 292.3903 | 0 | 297.961 | -0.00044282 | 297.1458 | 0.00053259 | 292.6016 | -1.4259e-05 | 361.6493 | 0 | 292.6016 | -1.628e-06 | 297.961 | 0 | 361.6493 | 2.6857e-05 | 361.6493 | 3.7548e-05 | 0.069035 | 0.00050201 | 0.00025858 | 7.9748e-07 | 0 | 0 | 0 | 9.8269e-07 | 0 | -3.427e-06 | 4.1781e-07 | 0 | 0.00015075 | 0.00011339 | -3.9308e-07 | 5.0058e-07 | 7.3493e-09 | 0 | 5.7702e-06 | 8.0673e-06
|  | 361.8642 | 0.33198 | 361.8642 | 0.0024563 | 297.3579 | 0.0016797 | 299.2507 | 8.5058e-06 | 296.1341 | 0 | 292.8129 | 0 | 292.8129 | 0 | 361.8642 | 6.8667e-06 | 298.1693 | 0 | 299.2507 | 3.6809e-08 | 292.8129 | 1.2272e-05 | 292.6016 | 0 | 298.1693 | 0.0018902 | 297.3579 | 0.00053637 | 292.8129 | 1.0539e-05 | 361.8642 | 4.6598e-06 | 292.8129 | 1.6975e-06 | 298.1693 | 0 | 361.8642 | 2.6857e-05 | 361.8642 | 3.7548e-05 | 0.07286 | 0.00068547 | 0.00024267 | 6.1644e-07 | 0 | 0 | 0 | 7.3769e-07 | 0 | -3.2654e-07 | -6.0776e-07 | 0 | 0.00010912 | 0.00011426 | -4.1532e-07 | 5.006e-07 | 3.106e-07 | 0 | 5.7704e-06 | 8.0677e-06
|  | 362.079 | 0.34622 | 362.079 | 0.0039242 | 297.5701 | 0.00060754 | 299.4612 | -2.6509e-06 | 296.3474 | 0 | 293.0243 | 0 | 293.0243 | 0 | 362.079 | 0 | 298.3776 | 0 | 299.4612 | -3.1383e-06 | 293.0243 | -1.8024e-05 | 292.8129 | 0 | 298.3776 | -0.00084252 | 297.5701 | 0.00054058 | 293.0243 | -1.4469e-05 | 362.079 | 0 | 293.0243 | 1.242e-06 | 298.3776 | 0 | 362.079 | 2.6857e-05 | 362.079 | 3.7548e-05 | 0.076955 | 0.00067912 | 0.0002367 | 5.0313e-07 | 0 | 0 | 0 | 1.3231e-06 | 0 | -8.5954e-08 | -1.6948e-06 | 0 | -0.00014465 | 0.00011518 | 6.544e-07 | 5.0065e-07 | 3.2587e-07 | 0 | 5.771e-06 | 8.0684e-06
|  | 362.2939 | 0.37004 | 362.2939 | 0.0023967 | 297.7823 | 0.0016235 | 299.6718 | 7.429e-06 | 296.5607 | 0 | 293.2356 | 0 | 293.2356 | 0 | 362.2939 | 1.2315e-05 | 298.5859 | 0 | 299.6718 | 2.3221e-06 | 293.2356 | 1.9873e-06 | 293.0243 | 0 | 298.5859 | -0.00054627 | 297.7823 | 0.00054504 | 293.2356 | 2.0661e-05 | 362.2939 | 4.6598e-06 | 293.2356 | 1.8414e-06 | 298.5859 | 0 | 362.2939 | 2.6857e-05 | 362.2939 | 3.7548e-05 | 0.082675 | 0.00060518 | 0.00023235 | 6.6076e-07 | 0 | 0 | 0 | 1.5715e-06 | 0 | -2.151e-06 | -9.788e-07 | 0 | -3.6706e-05 | 0.00011614 | 1.9526e-06 | 5.0067e-07 | -7.4682e-08 | 0 | 5.7712e-06 | 7.7339e-06
|  | 362.5088 | 0.39942 | 362.5088 | 0.0032357 | 297.9945 | 0.00056624 | 299.8825 | -1.1543e-06 | 296.774 | 0 | 293.447 | 0 | 293.447 | 0 | 362.5088 | 2.3115e-06 | 298.7942 | 0 | 299.8825 | -2.2749e-05 | 293.447 | -1.1249e-05 | 293.2356 | 0 | 298.7942 | 0.00019386 | 297.9945 | 0.00054951 | 293.447 | -2.1848e-06 | 362.5088 | 0 | 293.447 | -2.5481e-06 | 298.7942 | 0 | 362.5088 | 2.6857e-05 | 362.5088 | 3.4432e-05 | 0.087693 | 0.00067926 | 0.00022923 | 1.0556e-06 | 0 | 0 | 0 | 1.5717e-06 | 0 | -2.8308e-07 | 5.385e-07 | 0 | 0.00021251 | 0.00011704 | 2.1132e-06 | 5.0108e-07 | -2.3546e-08 | 0 | 5.7718e-06 | 7.7346e-06
|  | 362.7237 | 0.41667 | 362.7237 | 0.0030856 | 298.2067 | 0.0015944 | 300.0931 | 1.1177e-05 | 296.9874 | 0 | 293.6584 | 0 | 293.6584 | 0 | 362.7237 | 1.2315e-05 | 299.0026 | 0 | 300.0931 | 2.0061e-05 | 293.6584 | 1.6345e-05 | 293.447 | 0 | 299.0026 | 0.0018458 | 298.2067 | 0.0005537 | 293.6584 | 2.218e-05 | 362.7237 | 4.6631e-06 | 293.6584 | 2.3253e-06 | 299.0026 | 0 | 362.7237 | 2.6857e-05 | 362.7237 | 3.7548e-05 | 0.092286 | 0.00069215 | 0.00023054 | 9.9083e-07 | 0 | 0 | 0 | 1.8168e-06 | 0 | 9.9782e-07 | -2.5488e-06 | 0 | 0.00022749 | 0.00011791 | 1.8695e-06 | 5.011e-07 | -2.2584e-07 | 0 | 5.772e-06 | 8.0699e-06
|  | 362.9386 | 0.44213 | 362.9386 | 0.0033554 | 298.419 | 0.00057801 | 300.3037 | -1.769e-06 | 297.2007 | 0 | 293.8698 | 0 | 293.8698 | 0 | 362.9386 | 4.5925e-06 | 299.2109 | 0 | 300.3037 | -1.0586e-05 | 293.8698 | -4.0459e-05 | 293.6584 | 0 | 299.2109 | 0.00033797 | 298.419 | 0.00055732 | 293.8698 | -4.493e-06 | 362.9386 | 0 | 293.8698 | -4.462e-06 | 299.2109 | 0 | 362.9386 | 2.6857e-05 | 362.9386 | 3.7548e-05 | 0.097671 | 0.00063425 | 0.00024704 | 1.9295e-07 | 0 | 0 | 0 | 1.817e-06 | 0 | 1.3463e-06 | -2.9472e-06 | 0 | 0.0002092 | 0.00011857 | 1.1956e-06 | 1.6776e-07 | -6.4169e-10 | 0 | 5.7726e-06 | 7.7357e-06
|  | 363.1536 | 0.46669 | 363.1536 | 0.0025463 | 298.6312 | 0.0017502 | 300.5143 | 3.6011e-06 | 297.4141 | 0 | 294.0812 | 0 | 294.0812 | 0 | 363.1536 | 1.2315e-05 | 299.4193 | 0 | 300.5143 | 2.337e-05 | 294.0812 | 1.258e-05 | 293.8698 | 0 | 299.4193 | 0.0016699 | 298.6312 | 0.0005601 | 294.0812 | 1.5803e-05 | 363.1536 | 1.561e-06 | 294.0812 | 4.456e-06 | 299.4193 | 0 | 363.1536 | 2.6857e-05 | 363.1536 | 3.4432e-05 | 0.10344 | 0.00066967 | 0.00023874 | 4.3103e-08 | 0 | 0 | 0 | 2.11e-06 | 0 | 3.3106e-07 | 1.0294e-07 | 0 | 0.00018789 | 0.00011908 | 1.6434e-06 | 1.6776e-07 | 4.0135e-07 | 0 | 5.7728e-06 | 6.7272e-06
|  | 363.3685 | 0.49576 | 363.3685 | 0.0036847 | 298.8435 | 0.00049908 | 300.725 | -3.1919e-06 | 297.6275 | 0 | 294.2926 | 0 | 294.2926 | 0 | 363.3685 | 7.3182e-06 | 299.6277 | 0 | 300.725 | -2.0227e-05 | 294.2926 | -1.1606e-05 | 294.0812 | 0 | 299.6277 | 0.00013318 | 298.8435 | 0.00056179 | 294.2926 | -2.5386e-07 | 363.3685 | 0 | 294.2926 | -6.5874e-07 | 299.6277 | 0 | 363.3685 | 2.6857e-05 | 363.3685 | 2.8161e-05 | 0.11006 | 0.00086617 | 0.00023464 | 2.4772e-07 | 0 | 0 | 0 | 2.1102e-06 | 0 | 4.816e-07 | 2.5096e-06 | 0 | 6.6946e-05 | 0.00011928 | 6.2151e-07 | 6.8434e-07 | 1.5097e-07 | 0 | 5.7734e-06 | 7.0628e-06
|  | 363.5835 | 0.52816 | 363.5835 | 0.0043739 | 299.0557 | 0.0017119 | 300.9357 | 5.5434e-06 | 297.8409 | 0 | 294.504 | 0 | 294.504 | 0 | 363.5835 | 1.2315e-05 | 299.8361 | 0 | 300.9357 | 2.4798e-05 | 294.504 | 3.5342e-05 | 294.2926 | 0 | 299.8361 | 0.00050938 | 299.0557 | 0.00056215 | 294.504 | 6.1321e-06 | 363.5835 | 6.3669e-06 | 294.504 | 2.0867e-06 | 299.8361 | 0 | 363.5835 | 2.6857e-05 | 363.5835 | 3.7548e-05 | 0.11713 | 0.00094027 | 0.00024283 | 3.6971e-07 | 0 | 0 | 0 | 2.102e-06 | 0 | 6.5146e-07 | 1.39e-06 | 0 | 7.3039e-06 | 0.00011921 | 4.7845e-07 | 8.522e-07 | 3.0512e-07 | 0 | 5.7739e-06 | 8.0725e-06
|  | 363.7985 | 0.56146 | 363.7985 | 0.0043733 | 299.268 | 0.00057588 | 301.1464 | -2.034e-06 | 298.0543 | 0 | 294.7154 | 0 | 294.7154 | 0 | 363.7985 | 7.2402e-06 | 300.0445 | 0 | 301.1464 | -1.8614e-05 | 294.7154 | -2.2192e-05 | 294.504 | 0 | 300.0445 | -0.00043929 | 299.268 | 0.00056101 | 294.7154 | -1.606e-06 | 363.7985 | 1.561e-06 | 294.7154 | 7.9973e-07 | 300.0445 | 0 | 363.7985 | 2.6857e-05 | 363.7985 | 3.7548e-05 | 0.12416 | 0.00097257 | 0.000235 | 3.871e-07 | 0 | 0 | 0 | 1.8051e-06 | 0 | -2.5373e-07 | -3.7962e-07 | 0 | 4.7448e-05 | 0.00011879 | 3.3462e-07 | 8.3695e-07 | 6.2514e-09 | 0 | 5.7742e-06 | 8.0729e-06
|  | 364.0135 | 0.59356 | 364.0135 | 0.0046739 | 299.4803 | 0.0016381 | 301.3571 | 5.7078e-06 | 298.2678 | 0 | 294.9269 | 0 | 294.9269 | 0 | 364.0135 | 9.5517e-06 | 300.253 | 0 | 301.3571 | 1.6206e-05 | 294.9269 | 1.8602e-05 | 294.7154 | 0 | 300.253 | 0.00089457 | 299.4803 | 0.00055821 | 294.9269 | 4.7709e-06 | 364.0135 | 6.2246e-06 | 294.9269 | -7.406e-07 | 300.253 | 0 | 364.0135 | 2.6857e-05 | 364.0135 | 3.7548e-05 | 0.13064 | 0.001034 | 0.00023502 | 3.4321e-07 | 0 | 0 | 0 | 1.2721e-06 | 0 | 2.0215e-07 | 1.6261e-06 | 0 | 0.00020979 | 0.00011804 | -1.8938e-07 | 6.6921e-07 | 1.8899e-07 | 0 | 5.7747e-06 | 8.0737e-06
|  | 364.2285 | 0.6216 | 364.2285 | 0.0049436 | 299.6926 | 0.00057578 | 301.5678 | -2.4503e-06 | 298.4812 | 0 | 295.1384 | 0 | 295.1384 | 0 | 364.2285 | 2.281e-06 | 300.4614 | 0 | 301.5678 | -1.4287e-05 | 295.1384 | -3.2243e-06 | 294.9269 | 0 | 300.4614 | 0.0011185 | 299.6926 | 0.0005537 | 295.1384 | -6.5618e-06 | 364.2285 | 0 | 295.1384 | 2.5278e-06 | 300.4614 | 0 | 364.2285 | 2.6857e-05 | 364.2285 | 3.7548e-05 | 0.13632 | 0.0010984 | 0.00026151 | 1.2411e-07 | 0 | 0 | 0 | 1.5693e-06 | 0 | -2.117e-06 | 3.2432e-06 | 0 | 0.0002033 | 0.0001169 | 1.1131e-06 | 3.3571e-07 | 2.4568e-07 | 0 | 5.775e-06 | 8.074e-06
|  | 364.4435 | 0.6463 | 364.4435 | 0.0052728 | 299.9049 | 0.0018877 | 301.7786 | 3.6281e-06 | 298.6947 | 0 | 295.3499 | 0 | 295.3499 | 0 | 364.4435 | 1.2315e-05 | 300.6698 | 0 | 301.7786 | -5.8016e-06 | 295.3499 | 3.3896e-05 | 295.1384 | 0 | 300.6698 | 0.00083227 | 299.9049 | 0.00054754 | 295.3499 | 1.7089e-05 | 364.4435 | 3.1224e-06 | 295.3499 | -2.044e-07 | 300.6698 | 0 | 364.4435 | 2.6857e-05 | 364.4435 | 3.7548e-05 | 0.1424 | 0.001166 | 0.00027425 | -1.8119e-07 | 0 | 0 | 0 | 2.1066e-06 | 0 | -2.3479e-06 | 9.8496e-07 | 0 | 6.951e-05 | 0.00011544 | 1.3271e-06 | 3.3574e-07 | -2.522e-07 | 0 | 5.7755e-06 | 8.0748e-06
|  | 364.6586 | 0.67802 | 364.6586 | 0.0055716 | 300.1172 | 0.00069585 | 301.9894 | -5.3475e-06 | 298.9082 | 0 | 295.5614 | 0 | 295.5614 | 0 | 364.6586 | 7.2775e-06 | 300.8783 | 0 | 301.9894 | -1.648e-05 | 295.5614 | -2.4582e-05 | 295.3499 | 0 | 300.8783 | -0.00016539 | 300.1172 | 0.00053996 | 295.5614 | -4.539e-06 | 364.6586 | 0 | 295.5614 | -2.1806e-06 | 300.8783 | 0 | 364.6586 | 2.6857e-05 | 364.6586 | 3.7548e-05 | 0.14951 | 0.0012402 | 0.00025687 | -1.4396e-07 | -3.2614e-08 | 0 | 0 | 1.8181e-06 | 0 | -7.0248e-07 | -3.6061e-07 | 0 | 6.2709e-05 | 0.00011374 | 7.5038e-07 | 3.3618e-07 | -2.2037e-08 | 0 | 5.7761e-06 | 8.0756e-06
|  | 364.8736 | 0.71232 | 364.8736 | 0.0059615 | 300.3296 | 0.0017236 | 302.2001 | 3.9814e-06 | 299.1216 | -3.0556e-07 | 295.7729 | 0 | 295.7729 | 0 | 364.8736 | 9.6297e-06 | 301.0868 | 0 | 302.2001 | 9.8135e-06 | 295.7729 | 2.1172e-05 | 295.5614 | 0 | 301.0868 | 0.00076693 | 300.3296 | 0.00053138 | 295.7729 | 1.1634e-05 | 364.8736 | 3.1263e-06 | 295.7729 | 1.9722e-06 | 301.0868 | 0 | 364.8736 | 2.6857e-05 | 364.8736 | 3.7548e-05 | 0.15607 | 0.0012758 | 0.00024269 | 3.3238e-08 | 1.6636e-08 | 0 | 0 | 1.774e-06 | 0 | -1.2703e-06 | 2.8649e-06 | 0 | 8.43e-05 | 0.00011189 | 5.7361e-07 | 3.362e-07 | 3.1277e-07 | 0 | 5.7763e-06 | 8.0759e-06
|  | 365.0887 | 0.73892 | 365.0887 | 0.0059019 | 300.5419 | 0.00056192 | 302.4109 | -3.666e-06 | 299.3351 | 4.614e-07 | 295.9844 | 0 | 295.9844 | 0 | 365.0887 | 6.8667e-06 | 301.2953 | 0 | 302.4109 | -2.1865e-05 | 295.9844 | 5.9168e-06 | 295.7729 | 0 | 301.2953 | 4.1717e-05 | 300.5419 | 0.00052235 | 295.9844 | -6.2104e-06 | 365.0887 | 0 | 295.9844 | 9.8513e-07 | 301.2953 | 0 | 365.0887 | 2.6857e-05 | 365.0887 | 3.7548e-05 | 0.162 | 0.0011728 | 0.00024774 | 5.792e-07 | 5.5684e-08 | 0 | 0 | 1.7741e-06 | 0 | -2.4017e-06 | 2.6165e-06 | 0 | 8.575e-05 | 0.00010997 | -6.4369e-07 | 0 | 1.3919e-07 | 0 | 5.7766e-06 | 8.0763e-06
|  | 365.3038 | 0.7674 | 365.3038 | 0.0050031 | 300.7543 | 0.0017715 | 302.6217 | 9.1618e-06 | 299.5487 | 6.013e-08 | 296.1959 | 0 | 296.1959 | 0 | 365.3038 | 9.6297e-06 | 301.5038 | 0 | 302.6217 | -9.2364e-07 | 296.1959 | 1.8825e-05 | 295.9844 | 0 | 301.5038 | 0.00078084 | 300.7543 | 0.00051348 | 296.1959 | 1.2374e-07 | 365.3038 | 0 | 296.1959 | 3.3098e-07 | 301.5038 | 0 | 365.3038 | 2.6857e-05 | 365.3038 | 3.7548e-05 | 0.16952 | 0.0013728 | 0.00025548 | 4.8626e-07 | 7.279e-08 | 0 | 0 | 1.5297e-06 | 0 | -2.4494e-06 | -2.5944e-07 | 0 | 8.0835e-05 | 0.00010819 | 4.7115e-07 | 0 | 3.8145e-08 | 0 | 5.7774e-06 | 8.0774e-06
|  | 365.5189 | 0.80866 | 365.5189 | 0.0077599 | 300.9666 | 0.00063444 | 302.8326 | -4.5494e-06 | 299.7622 | 6.2165e-07 | 296.4075 | 0 | 296.4075 | 0 | 365.5189 | 4.5925e-06 | 301.7123 | 0 | 302.8326 | -2.231e-05 | 296.4075 | -2.1277e-05 | 296.1959 | 0 | 301.7123 | -5.5404e-06 | 300.9666 | 0.00050537 | 296.4075 | 4.3306e-06 | 365.5189 | 0 | 296.4075 | 2.9639e-08 | 301.7123 | 0 | 365.5189 | 2.6857e-05 | 365.5189 | 3.7548e-05 | 0.17713 | 0.0016306 | 0.00025407 | 4.6981e-07 | 1.0119e-07 | 0 | 0 | 1.5213e-06 | 0 | -2.6373e-06 | 1.2536e-06 | 0 | 8.2561e-05 | 0.00010661 | 1.2076e-06 | 1.6536e-07 | 2.6535e-07 | 0 | 5.7774e-06 | 8.0774e-06
|  | 365.7341 | 0.83812 | 365.7341 | 0.0073996 | 301.179 | 0.0017579 | 303.0434 | 9.0064e-06 | 299.9757 | 3.261e-07 | 296.6191 | 0 | 296.6191 | 0 | 365.7341 | 9.5517e-06 | 301.9208 | 0 | 303.0434 | -2.7098e-06 | 296.6191 | 3.3128e-05 | 296.4075 | 0 | 301.9208 | 0.00079739 | 301.179 | 0.00049845 | 296.6191 | 7.0842e-06 | 365.7341 | 1.5374e-06 | 296.6191 | 2.4786e-06 | 301.9208 | 0 | 365.7341 | 2.6857e-05 | 365.7341 | 3.7548e-05 | 0.18329 | 0.0015694 | 0.00023694 | 1.1316e-06 | 1.4884e-07 | 0 | 0 | 1.5216e-06 | 0 | -3.0586e-06 | 1.6156e-06 | 0 | 7.7519e-06 | 0.00010529 | -2.3933e-07 | 1.6538e-07 | 1.342e-07 | 0 | 5.7782e-06 | 7.7427e-06
|  | 365.9492 | 0.86575 | 365.9492 | 0.0071897 | 301.3914 | 0.00047308 | 303.2542 | 1.726e-06 | 300.1893 | 1.0678e-06 | 296.8306 | 0 | 296.8306 | 0 | 365.9492 | 4.5925e-06 | 302.1294 | 0 | 303.2542 | -2.63e-05 | 296.8306 | -1.7856e-05 | 296.6191 | 0 | 302.1294 | -0.00072306 | 301.3914 | 0.00049293 | 296.8306 | -9.3465e-06 | 365.9492 | 0 | 296.8306 | -1.21e-06 | 302.1294 | 0 | 365.9492 | 2.6857e-05 | 365.9492 | 3.4427e-05 | 0.1894 | 0.001634 | 0.00023776 | 6.1338e-07 | 2.057e-07 | 0 | 0 | 1.53e-06 | 0 | -1.8042e-06 | 7.6153e-07 | 0 | 0.00010054 | 0.00010426 | -6.2038e-07 | 1.6792e-07 | -2.5506e-07 | 0 | 5.7782e-06 | 7.4075e-06
|  | 366.1644 | 0.89491 | 366.1644 | 0.0079995 | 301.6039 | 0.0017657 | 303.4651 | 4.0922e-06 | 300.4029 | 8.5853e-07 | 297.0422 | 0 | 297.0422 | 0 | 366.1644 | 9.6297e-06 | 302.3379 | 0 | 303.4651 | 9.1867e-06 | 297.0422 | 2.5055e-05 | 296.8306 | 0 | 302.338 | 0.0016872 | 301.6039 | 0.00048878 | 297.0422 | 3.4823e-06 | 366.1644 | 1.561e-06 | 297.0422 | -1.201e-06 | 302.338 | 0 | 366.1644 | 2.6857e-05 | 366.1644 | 3.4432e-05 | 0.19537 | 0.001789 | 0.00025753 | 2.3829e-07 | 2.5188e-07 | 0 | 0 | 1.2815e-06 | 0 | -1.1408e-06 | 6.31e-07 | 0 | 0.00027264 | 0.0001035 | -3.1481e-07 | 3.3594e-07 | -4.0716e-07 | 0 | 5.779e-06 | 7.4091e-06
|  | 366.3795 | 0.92092 | 366.3795 | 0.0086283 | 301.8163 | 0.0006592 | 303.676 | -1.8324e-06 | 300.6164 | 1.5003e-06 | 297.2538 | 0 | 297.2538 | 0 | 366.3795 | 2.281e-06 | 302.5465 | 0 | 303.676 | -2.0005e-05 | 297.2538 | -1.9091e-05 | 297.0422 | 0 | 302.5465 | 0.00092731 | 301.8163 | 0.00048575 | 297.2538 | -6.4578e-06 | 366.3795 | 1.5615e-06 | 297.2538 | -2.6474e-06 | 302.5465 | 0 | 366.3795 | 2.6857e-05 | 366.3795 | 3.4432e-05 | 0.20024 | 0.0019469 | 0.0002693 | 5.8528e-07 | 2.8927e-07 | 0 | 0 | 1.0368e-06 | 0 | -1.2818e-06 | 1.1696e-06 | 0 | 0.00012361 | 0.00010295 | 1.9966e-07 | 3.3601e-07 | -2.5992e-08 | 0 | 5.7793e-06 | 7.7447e-06
|  | 366.5947 | 0.94013 | 366.5947 | 0.0094665 | 302.0287 | 0.0018762 | 303.8869 | 7.3832e-06 | 300.83 | 1.2082e-06 | 297.4654 | 0 | 297.4654 | 0 | 366.5947 | 7.3555e-06 | 302.7551 | 0 | 303.8869 | 7.8478e-06 | 297.4654 | 3.0145e-05 | 297.2538 | 0 | 302.7551 | 0.00025787 | 302.0287 | 0.00048348 | 297.4654 | 8.3448e-06 | 366.5947 | 1.5615e-06 | 297.4654 | 2.4017e-06 | 302.7551 | 0 | 366.5947 | 2.6857e-05 | 366.5947 | 3.7548e-05 | 0.20427 | 0.0020566 | 0.00025957 | 8.4262e-07 | 3.258e-07 | 0 | 0 | 1.2856e-06 | 0 | -7.2381e-08 | 6.0435e-07 | 0 | 3.1089e-05 | 0.00010252 | 2.3167e-07 | 1.6801e-07 | 8.1488e-08 | 0 | 5.7796e-06 | 8.0804e-06
|  | 366.8099 | 0.95833 | 366.8099 | 0.0096465 | 302.2411 | 0.00056723 | 304.0978 | 6.0594e-07 | 301.0436 | 1.8421e-06 | 297.6771 | 0 | 297.6771 | 0 | 366.8099 | 4.5925e-06 | 302.9637 | 0 | 304.0978 | -8.5341e-06 | 297.6771 | -2.4434e-05 | 297.4654 | 0 | 302.9637 | 4.0171e-05 | 302.2411 | 0.00048162 | 297.6771 | -6.1556e-06 | 366.8099 | 0 | 297.6771 | -1.6317e-06 | 302.9637 | 0 | 366.8099 | 2.6857e-05 | 366.8099 | 3.7548e-05 | 0.20821 | 0.0021502 | 0.00025528 | 5.0145e-07 | 3.6683e-07 | 0 | 0 | 1.5221e-06 | 0 | 1.5896e-06 | 2.8182e-07 | 0 | 0.00018411 | 0.00010215 | 1.5705e-06 | 6.8514e-07 | -1.5588e-07 | 0 | 5.7801e-06 | 8.0812e-06
|  | 367.0251 | 0.97657 | 367.0251 | 0.010335 | 302.4536 | 0.0018358 | 304.3087 | 4.1492e-06 | 301.2573 | 1.5923e-06 | 297.8887 | 0 | 297.8887 | 0 | 367.0251 | 9.5517e-06 | 303.1723 | 0 | 304.3087 | 2.3608e-05 | 297.8887 | 2.7097e-05 | 297.6771 | 0 | 303.1723 | 0.0017252 | 302.4536 | 0.00047993 | 297.8887 | 2.0997e-05 | 367.0251 | 6.3669e-06 | 297.8887 | 1.586e-07 | 303.1723 | 0 | 367.0251 | 2.6857e-05 | 367.0251 | 3.7548e-05 | 0.21078 | 0.0023825 | 0.00026225 | 6.2671e-07 | 4.4265e-07 | 0 | 0 | 1.5222e-06 | 0 | 9.6413e-07 | 9.7462e-07 | 0 | 0.00012884 | 0.0001018 | 2.0958e-06 | 6.852e-07 | 3.5425e-08 | 0 | 5.7806e-06 | 8.0819e-06
|  | 367.2404 | 0.98199 | 367.2404 | 0.011804 | 302.6661 | 0.00063277 | 304.5197 | 1.7923e-06 | 301.4709 | 2.5518e-06 | 298.1003 | 0 | 298.1003 | 0 | 367.2404 | 4.5925e-06 | 303.3809 | 0 | 304.5197 | -1.4467e-05 | 298.1003 | -1.7887e-05 | 297.8887 | 0 | 303.381 | -0.00049014 | 302.6661 | 0.00047833 | 298.1003 | -1.1915e-06 | 367.2404 | 0 | 298.1003 | 1.7616e-07 | 303.381 | 0 | 367.2404 | 2.6857e-05 | 367.2404 | 3.7548e-05 | 0.21125 | 0.0025214 | 0.00023107 | 9.667e-07 | 4.3232e-07 | 0 | 0 | 1.5749e-06 | 0 | 1.0703e-06 | 2.6701e-06 | 0 | 2.3668e-05 | 0.00010148 | 3.4167e-06 | 1.68e-07 | 9.0582e-07 | 0 | 5.7809e-06 | 8.0823e-06
|  | 367.4556 | 0.9808 | 367.4556 | 0.011624 | 302.8785 | 0.0015424 | 304.7307 | 7.372e-06 | 301.6845 | 1.4952e-06 | 298.312 | 0 | 298.312 | 0 | 367.4556 | 1.004e-05 | 303.5896 | 0 | 304.7307 | 2.4613e-05 | 298.312 | 4.3116e-05 | 298.1003 | 0 | 303.5896 | 0.00071704 | 302.8785 | 0.00047695 | 298.312 | 3.3475e-05 | 367.4556 | 1.561e-06 | 298.312 | 8.3826e-06 | 303.5896 | 0 | 367.4556 | 2.6857e-05 | 367.4556 | 3.7548e-05 | 0.21211 | 0.0026279 | 0.00021857 | 3.849e-07 | 4.4603e-07 | 0 | 0 | 1.8717e-06 | 0 | 2.3783e-06 | 1.5585e-06 | 0 | 6.7461e-05 | 0.00010125 | 3.3058e-06 | 3.3603e-07 | 5.9057e-07 | 0 | 5.7814e-06 | 8.0831e-06
|  | 367.6709 | 0.98983 | 367.6709 | 0.012792 | 303.091 | 0.0005148 | 304.9416 | -3.7232e-06 | 301.8982 | 2.6802e-06 | 298.5237 | 0 | 298.5237 | 0 | 367.6709 | 7.3487e-06 | 303.7982 | 0 | 304.9416 | -2.0666e-06 | 298.5237 | -2.839e-05 | 298.312 | 0 | 303.7982 | -7.0397e-05 | 303.091 | 0.00047602 | 298.5237 | -2.2397e-06 | 367.6709 | 1.561e-06 | 298.5237 | -2.8025e-06 | 303.7982 | 0 | 367.6709 | 2.6857e-05 | 367.6709 | 3.7548e-05 | 0.21341 | 0.0029505 | 0.00021787 | -3.2545e-07 | 4.8263e-07 | 0 | 0 | 1.8275e-06 | 0 | 1.9205e-08 | -1.6312e-06 | 0 | 0.00016991 | 0.00010115 | 2.7597e-06 | 3.3604e-07 | -3.898e-07 | 0 | 5.7817e-06 | 8.0834e-06
|  | 367.8862 | 0.9928 | 367.8862 | 0.01462 | 303.3036 | 0.0015355 | 305.1526 | 6.3839e-07 | 302.1119 | 1.8369e-06 | 298.7354 | 0 | 298.7354 | 0 | 367.8862 | 9.6297e-06 | 304.0069 | 0 | 305.1526 | 2.2486e-06 | 298.7354 | 1.2979e-05 | 298.5237 | 0 | 304.0069 | 0.0016988 | 303.3036 | 0.00047585 | 298.7354 | 2.8311e-05 | 367.8862 | 1.561e-06 | 298.7354 | -8.8012e-07 | 304.0069 | 0 | 367.8862 | 2.6857e-05 | 367.8862 | 3.7548e-05 | 0.21337 | 0.0032152 | 0.00021904 | -3.9762e-07 | 4.9532e-07 | 0 | 0 | 1.8687e-06 | 0 | -2.0767e-06 | -1.2421e-06 | 0 | 0.0002381 | 0.00010122 | 2.5603e-06 | 3.3607e-07 | -9.8552e-08 | 0 | 5.7822e-06 | 8.0842e-06
|  | 368.1015 | 0.98925 | 368.1015 | 0.015248 | 303.5161 | 0.0005258 | 305.3636 | -4.4073e-06 | 302.3256 | 2.7992e-06 | 298.9471 | 0 | 298.9471 | 0 | 368.1015 | 7.729e-06 | 304.2156 | 0 | 305.3636 | -2.1933e-05 | 298.9471 | -2.4714e-05 | 298.7354 | 0 | 304.2156 | 0.00058309 | 303.5161 | 0.00047668 | 298.9471 | -4.1227e-06 | 368.1015 | 1.561e-06 | 298.9471 | -5.0932e-08 | 304.2156 | 0 | 368.1015 | 2.6857e-05 | 368.1015 | 3.7548e-05 | 0.2137 | 0.003309 | 0.00021266 | 2.561e-07 | 4.7854e-07 | 0 | 0 | 2.1579e-06 | 0 | -1.6233e-06 | -5.8751e-07 | 0 | 0.00020634 | 0.00010151 | 8.2494e-07 | 5.0421e-07 | 2.8979e-07 | 0 | 5.7828e-06 | 8.0849e-06
|  | 368.3168 | 0.99571 | 368.3168 | 0.015488 | 303.7286 | 0.0014755 | 305.5747 | 6.8344e-06 | 302.5392 | 1.6796e-06 | 299.1588 | 0 | 299.1588 | 0 | 368.3168 | 1.2315e-05 | 304.4243 | 0 | 305.5747 | 6.5485e-06 | 299.1588 | 1.9164e-05 | 298.9471 | 0 | 304.4243 | 0.0013944 | 303.7286 | 0.00047862 | 299.1588 | 1.1915e-05 | 368.3168 | 3.1224e-06 | 299.1588 | 2.7883e-06 | 304.4243 | 0 | 368.3168 | 2.6857e-05 | 368.3168 | 3.7548e-05 | 0.21487 | 0.0035672 | 0.00021668 | 5.3701e-07 | 4.5854e-07 | 0 | 0 | 2.6517e-06 | 0 | -1.3799e-06 | -1.7464e-06 | 0 | 0.00023681 | 0.00010204 | 1.2709e-07 | 5.0429e-07 | -8.9242e-08 | 0 | 5.783e-06 | 8.0853e-06
|  | 368.5321 | 1 | 368.5321 | 0.017644 | 303.9411 | 0.00056364 | 305.7857 | -1.745e-06 | 302.753 | 2.6116e-06 | 299.3705 | 0 | 299.3705 | 0 | 368.5321 | 1.2315e-05 | 304.633 | 0 | 305.7857 | -1.9626e-05 | 299.3705 | -3.566e-05 | 299.1588 | 0 | 304.633 | 0.00087483 | 303.9411 | 0.00048161 | 299.3705 | -1.0715e-05 | 368.5321 | 1.5615e-06 | 299.3705 | -3.6313e-06 | 304.633 | 0 | 368.5321 | 2.6857e-05 | 368.5321 | 3.7548e-05 | 0.21496 | 0.0038641 | 0.00023329 | 1.6007e-07 | 4.5465e-07 | 0 | 0 | 2.6518e-06 | 0 | -1.494e-06 | -1.6715e-06 | 0 | 0.00022691 | 0.00010278 | 2.0414e-07 | 3.3625e-07 | -3.048e-07 | 0 | 5.7833e-06 | 8.0857e-06
|  | 368.7475 | 0.99647 | 368.7475 | 0.018244 | 304.1537 | 0.0016315 | 305.9967 | 3.2618e-06 | 302.9667 | 1.6425e-06 | 299.5823 | 0 | 299.5823 | 0 | 368.7475 | 1.2315e-05 | 304.8417 | 0 | 305.9967 | 5.4684e-06 | 299.5823 | 1.9872e-05 | 299.3705 | 0 | 304.8417 | 0.0012996 | 304.1537 | 0.00048545 | 299.5823 | 1.2643e-05 | 368.7475 | 1.5615e-06 | 299.5823 | 7.5227e-07 | 304.8417 | 0 | 368.7475 | 2.6857e-05 | 368.7475 | 3.7548e-05 | 0.21359 | 0.0039937 | 0.000235 | 4.8471e-07 | 4.5179e-07 | 0 | 0 | 2.0655e-06 | 0 | -8.7986e-07 | -7.3057e-10 | 0 | 0.00010143 | 0.00010366 | 4.8382e-07 | 3.3629e-07 | 1.6059e-07 | 0 | 5.7841e-06 | 8.0868e-06
|  | 368.9629 | 0.98699 | 368.9629 | 0.018843 | 304.3663 | 0.00057947 | 306.2078 | 1.3313e-06 | 303.1804 | 2.5856e-06 | 299.794 | 0 | 299.794 | 0 | 368.9629 | 6.8667e-06 | 305.0504 | 0 | 306.2078 | -1.3806e-05 | 299.794 | -1.9879e-05 | 299.5823 | 0 | 305.0504 | -0.00032775 | 304.3663 | 0.00048979 | 299.794 | -8.0732e-06 | 368.9629 | 1.5615e-06 | 299.794 | 7.6446e-07 | 305.0504 | 0 | 368.9629 | 2.6857e-05 | 368.9629 | 3.7548e-05 | 0.21055 | 0.0042614 | 0.00023495 | 7.8768e-07 | 4.5961e-07 | 0 | 0 | 1.7764e-06 | 0 | -1.0252e-07 | 9.1684e-08 | 0 | 9.1916e-05 | 0.00010458 | 1.0215e-06 | 5.2012e-07 | 8.0364e-08 | 0 | 5.7841e-06 | 7.7507e-06
|  | 369.1782 | 0.96828 | 369.1782 | 0.02073 | 304.5788 | 0.0016312 | 306.4189 | 6.1318e-06 | 303.3942 | 1.7142e-06 | 300.0058 | 0 | 300.0058 | 0 | 369.1782 | 9.6297e-06 | 305.2592 | 0 | 306.4189 | 1.2835e-05 | 300.0058 | 2.0745e-05 | 299.794 | 0 | 305.2592 | 0.0012084 | 304.5788 | 0.00049426 | 300.0058 | 1.772e-05 | 369.1782 | 3.2686e-06 | 300.0058 | -5.5523e-09 | 305.2592 | 0 | 369.1782 | 2.6857e-05 | 369.1782 | 3.4427e-05 | 0.20702 | 0.0045457 | 0.00022303 | 3.6496e-07 | 4.7411e-07 | 0 | 0 | 1.7766e-06 | 0 | 1.1033e-07 | -6.5714e-07 | 0 | 0.00011129 | 0.00010552 | 2.0471e-06 | 5.2011e-07 | -9.9159e-08 | 0 | 5.7847e-06 | 7.7514e-06
|  | 369.3936 | 0.954 | 369.3936 | 0.021479 | 304.7914 | 0.00046704 | 306.63 | -2.6744e-06 | 303.6079 | 2.7221e-06 | 300.2176 | 0 | 300.2176 | 0 | 369.3936 | 6.8667e-06 | 305.4679 | 0 | 306.63 | -1.1789e-05 | 300.2176 | -2.6951e-05 | 300.0058 | 0 | 305.4679 | -0.00014233 | 304.7914 | 0.00049849 | 300.2176 | 1.6146e-06 | 369.3936 | 1.561e-06 | 300.2176 | -9.3097e-07 | 305.4679 | 0 | 369.3936 | 2.6857e-05 | 369.3936 | 3.7548e-05 | 0.20474 | 0.0048301 | 0.00023611 | 4.5005e-07 | 4.8873e-07 | 0 | 0 | 1.7767e-06 | 0 | -5.8872e-07 | -4.2801e-07 | 0 | 0.00012308 | 0.00010638 | 2.1036e-06 | 3.363e-07 | 8.5123e-08 | 0 | 5.7852e-06 | 8.0883e-06
|  | 369.609 | 0.94693 | 369.609 | 0.023367 | 305.004 | 0.0017539 | 306.8411 | 6.9376e-06 | 303.8218 | 1.8495e-06 | 300.4294 | 0 | 300.4294 | 0 | 369.609 | 9.6297e-06 | 305.6767 | 0 | 306.8411 | 6.2127e-06 | 300.4294 | 2.291e-05 | 300.2176 | 0 | 305.6767 | 0.0013214 | 305.004 | 0.00050219 | 300.4294 | 1.8247e-05 | 369.609 | 1.5615e-06 | 300.4294 | 1.7347e-06 | 305.6767 | 0 | 369.609 | 2.6857e-05 | 369.609 | 3.7548e-05 | 0.20013 | 0.0052276 | 0.00024677 | 3.8142e-07 | 4.9724e-07 | 0 | 0 | 2.0745e-06 | 0 | -2.2503e-06 | 2.2981e-06 | 0 | 0.00011644 | 0.00010709 | 1.5508e-06 | 5.2027e-07 | 9.5e-08 | 0 | 5.7857e-06 | 8.0891e-06
|  | 369.8245 | 0.91107 | 369.8245 | 0.025164 | 305.2166 | 0.00056733 | 307.0523 | -3.3244e-06 | 304.0355 | 2.8026e-06 | 300.6412 | 0 | 300.6412 | 0 | 369.8245 | 9.6297e-06 | 305.8855 | 0 | 307.0523 | -2.7531e-05 | 300.6412 | -1.2088e-06 | 300.4294 | 0 | 305.8855 | -0.00020598 | 305.2166 | 0.00050513 | 300.6412 | -3.6026e-06 | 369.8245 | 3.2686e-06 | 300.6412 | -8.3759e-07 | 305.8855 | 0 | 369.8245 | 2.6857e-05 | 369.8245 | 3.7548e-05 | 0.19315 | 0.0056118 | 0.00024498 | 3.6841e-07 | 4.7468e-07 | 0 | 0 | 1.5807e-06 | 0 | -1.1655e-06 | 1.5796e-06 | 0 | 0.00012432 | 0.00010762 | 1.072e-06 | 3.5209e-07 | 1.4143e-07 | 0 | 5.786e-06 | 8.0894e-06
|  | 370.0399 | 0.882 | 370.0399 | 0.026932 | 305.4293 | 0.0017371 | 307.2634 | 6.8139e-06 | 304.2493 | 1.6376e-06 | 300.853 | 0 | 300.853 | 0 | 370.0399 | 5.044e-06 | 306.0943 | 0 | 307.2634 | 1.6491e-05 | 300.853 | 1.6123e-05 | 300.6412 | 0 | 306.0943 | 0.0013968 | 305.4293 | 0.00050721 | 300.853 | 1.3724e-05 | 370.0399 | 0 | 300.853 | 2.1729e-06 | 306.0943 | 0 | 370.0399 | 2.6857e-05 | 370.0399 | 3.7548e-05 | 0.18733 | 0.0058895 | 0.00022632 | 5.0732e-07 | 4.4293e-07 | 0 | 0 | 1.3357e-06 | 0 | 7.5501e-07 | 6.638e-07 | 0 | 9.9394e-05 | 0.00010798 | 2.8253e-07 | 3.3636e-07 | 3.4611e-07 | 0 | 5.7863e-06 | 8.0898e-06
|  | 370.2553 | 0.85699 | 370.2553 | 0.02774 | 305.6419 | 0.00039147 | 307.4746 | -2.0086e-06 | 304.4632 | 2.5051e-06 | 301.0649 | 0 | 301.0649 | 0 | 370.2553 | 7.3555e-06 | 306.3031 | 0 | 307.4746 | -9.34e-06 | 301.0649 | -9.8559e-06 | 300.853 | 0 | 306.3031 | -0.0004447 | 305.6419 | 0.00050841 | 301.0649 | -1.1057e-05 | 370.2553 | 3.1224e-06 | 301.0649 | 1.0946e-06 | 306.3031 | 0 | 370.2553 | 2.6857e-05 | 370.2553 | 3.7548e-05 | 0.18486 | 0.0063257 | 0.00024067 | 7.2518e-08 | 4.2455e-07 | 0 | 0 | 1.5849e-06 | 0 | -2.3261e-07 | -7.9202e-07 | 0 | 9.3995e-05 | 0.00010815 | 7.018e-07 | 5.0456e-07 | 5.7006e-08 | 0 | 5.7868e-06 | 8.0906e-06
|  | 370.4708 | 0.85886 | 370.4708 | 0.030975 | 305.8546 | 0.0018721 | 307.6857 | 2.6954e-06 | 304.677 | 1.4664e-06 | 301.2767 | 0 | 301.2767 | 0 | 370.4708 | 7.3555e-06 | 306.5119 | 0 | 307.6857 | 7.137e-06 | 301.2767 | 2.3787e-06 | 301.0649 | 0 | 306.5119 | 0.0013449 | 305.8546 | 0.00050876 | 301.2767 | 1.7682e-05 | 370.4708 | 1.561e-06 | 301.2767 | -5.5647e-07 | 306.5119 | 0 | 370.4708 | 2.6857e-05 | 370.4708 | 3.7548e-05 | 0.1837 | 0.0069881 | 0.00026718 | 4.2711e-08 | 4.2549e-07 | 0 | 0 | 1.8217e-06 | 0 | -1.7473e-06 | -2.0459e-06 | 0 | 0.000188 | 0.00010814 | 9.2727e-07 | 5.0497e-07 | -2.0351e-07 | 0 | 5.7873e-06 | 8.0913e-06
|  | 370.6863 | 0.84605 | 370.6863 | 0.033882 | 306.0672 | 0.00064087 | 307.8969 | -2.291e-06 | 304.8908 | 2.5126e-06 | 301.4886 | 0 | 301.4886 | 0 | 370.6863 | 9.5517e-06 | 306.7207 | 0 | 307.8969 | -2.3683e-05 | 301.4886 | -2.1692e-05 | 301.2767 | 0 | 306.7207 | 0.00045562 | 306.0672 | 0.00050836 | 301.4886 | -8.9285e-06 | 370.6863 | 3.1257e-06 | 301.4886 | -1.3647e-06 | 306.7207 | 0 | 370.6863 | 2.6857e-05 | 370.6863 | 3.7548e-05 | 0.17738 | 0.0073338 | 0.00023796 | 4.8906e-07 | 4.3892e-07 | 0 | 0 | 1.8093e-06 | 0 | -1.7052e-06 | -2.8964e-08 | 0 | 0.00014467 | 0.00010801 | 1.3334e-06 | 5.0505e-07 | -8.2779e-08 | 0 | 5.7876e-06 | 8.0917e-06
|  | 370.9018 | 0.80021 | 370.9018 | 0.034181 | 306.2799 | 0.0015969 | 308.1082 | 6.922e-06 | 305.1047 | 1.592e-06 | 301.7005 | 0 | 301.7005 | 0 | 370.9018 | 7.2402e-06 | 306.9296 | 0 | 308.1082 | 7.5358e-06 | 301.7005 | 2.1419e-05 | 301.4886 | 0 | 306.9296 | 0.00092967 | 306.2799 | 0.00050735 | 301.7005 | 2.1515e-05 | 370.9018 | 1.5615e-06 | 301.7005 | 5.8336e-07 | 306.9296 | 0 | 370.9018 | 2.6857e-05 | 370.9018 | 3.7548e-05 | 0.1708 | 0.0077311 | 0.00023444 | 6.6216e-07 | 4.4314e-07 | 0 | 0 | 2.1071e-06 | 0 | -4.8993e-07 | 1.474e-06 | 0 | 0.00020493 | 0.00010776 | 1.7459e-06 | 6.8612e-07 | 1.6274e-07 | 0 | 5.7879e-06 | 8.0921e-06
|  | 371.1173 | 0.78489 | 371.1173 | 0.037566 | 306.4926 | 0.00060751 | 308.3194 | -6.5215e-07 | 305.3186 | 2.5522e-06 | 301.9124 | 0 | 301.9124 | 0 | 371.1173 | 1.2315e-05 | 307.1385 | 0 | 308.3194 | -1.2175e-05 | 301.9124 | -7.5053e-06 | 301.7005 | 0 | 307.1385 | 0.0010327 | 306.4926 | 0.0005059 | 301.9124 | -5.035e-06 | 371.1173 | 4.8059e-06 | 301.9124 | 9.5281e-07 | 307.1385 | 0 | 371.1173 | 2.6857e-05 | 371.1173 | 3.7548e-05 | 0.16769 | 0.0083554 | 0.00024087 | 6.3785e-07 | 4.4345e-07 | 0 | 0 | 1.6249e-06 | 0 | -1.0326e-06 | 2.517e-06 | 0 | 0.00013574 | 0.00010741 | 1.166e-06 | 5.1794e-07 | 2.1431e-07 | 0 | 5.7887e-06 | 8.0932e-06
|  | 371.3329 | 0.77109 | 371.3329 | 0.039963 | 306.7053 | 0.0016576 | 308.5306 | 6.6913e-06 | 305.5324 | 1.5947e-06 | 302.1242 | 0 | 302.1242 | 0 | 371.3329 | 2.763e-06 | 307.3473 | 0 | 308.5306 | 2.3982e-06 | 302.1242 | 3.1263e-05 | 301.9124 | 0 | 307.3473 | 0.00026712 | 306.7053 | 0.0005042 | 302.1242 | 1.604e-05 | 371.3329 | 0 | 302.1242 | 1.0701e-06 | 307.3473 | 0 | 371.3329 | 2.6857e-05 | 371.3329 | 3.7548e-05 | 0.16382 | 0.0088719 | 0.00024745 | 6.3861e-07 | 4.399e-07 | 0 | 0 | 1.3758e-06 | 0 | -5.4821e-07 | -7.9797e-07 | 0 | 4.5013e-05 | 0.00010706 | 4.0201e-07 | 0 | 1.234e-07 | 0 | 5.7887e-06 | 8.0932e-06
|  | 371.5484 | 0.74901 | 371.5484 | 0.042359 | 306.918 | 0.00066909 | 308.7419 | -6.458e-07 | 305.7463 | 2.5185e-06 | 302.3361 | 0 | 302.3361 | 0 | 371.5484 | 1.0003e-05 | 307.5562 | 0 | 308.7419 | -7.5879e-06 | 302.3361 | -3.8794e-05 | 302.1242 | 0 | 307.5562 | 0.00016385 | 306.918 | 0.00050247 | 302.3361 | -1.2246e-05 | 371.5484 | 0 | 302.3361 | 9.4561e-08 | 307.5562 | 0 | 371.5484 | 2.6857e-05 | 371.5484 | 3.7548e-05 | 0.15911 | 0.0094995 | 0.00025871 | 6.9557e-07 | 4.4472e-07 | 0 | 0 | 1.5692e-06 | 0 | 1.5989e-06 | -2.7409e-06 | 0 | 0.00016211 | 0.00010673 | 8.3647e-07 | 0 | 9.5312e-08 | 0 | 5.7895e-06 | 8.0943e-06
|  | 371.764 | 0.72716 | 371.764 | 0.045775 | 307.1307 | 0.0017631 | 308.9532 | 7.2301e-06 | 305.9603 | 1.6391e-06 | 302.5481 | 0 | 302.5481 | 0 | 371.764 | 4.5552e-06 | 307.7651 | 0 | 308.9532 | 2.2723e-05 | 302.5481 | 1.2931e-05 | 302.3361 | 0 | 307.7651 | 0.001388 | 307.1307 | 0.00050091 | 302.5481 | 2.0139e-05 | 371.764 | 0 | 302.5481 | 8.0482e-07 | 307.7651 | 0 | 371.764 | 2.6857e-05 | 371.764 | 3.7548e-05 | 0.15428 | 0.010159 | 0.00025669 | 8.5113e-07 | 4.5429e-07 | 0 | 0 | 1.8184e-06 | 0 | 2.0131e-07 | -9.131e-07 | 0 | 0.00019831 | 0.00010643 | 2.5987e-06 | 3.3698e-07 | 8.8074e-08 | 0 | 5.7898e-06 | 8.0947e-06
|  | 371.9795 | 0.70412 | 371.9795 | 0.048471 | 307.3434 | 0.00065016 | 309.1644 | 8.2711e-07 | 306.1742 | 2.6082e-06 | 302.76 | 0 | 302.76 | 0 | 371.9795 | 1.2315e-05 | 307.974 | 0 | 309.1644 | -2.0818e-05 | 302.76 | -2.1547e-05 | 302.5481 | 0 | 307.974 | 0.00051071 | 307.3434 | 0.00049967 | 302.76 | 4.3839e-06 | 371.9795 | 3.1263e-06 | 302.76 | 2.6304e-08 | 307.974 | 0 | 371.9795 | 2.6857e-05 | 371.9795 | 3.7548e-05 | 0.14906 | 0.010834 | 0.00024817 | 5.5056e-07 | 4.5693e-07 | 0 | 0 | 2.1163e-06 | 0 | -1.3965e-06 | -8.5854e-07 | 0 | 0.00012126 | 0.00010621 | 1.8482e-06 | 3.37e-07 | 1.5271e-07 | 0 | 5.79e-06 | 8.0951e-06
|  | 372.1951 | 0.67871 | 372.1951 | 0.052036 | 307.5562 | 0.0016829 | 309.3757 | 4.384e-06 | 306.3881 | 1.6636e-06 | 302.972 | 0 | 302.972 | 0 | 372.1951 | 7.3182e-06 | 308.183 | 0 | 309.3757 | 7.599e-06 | 302.972 | 1.3446e-05 | 302.76 | 0 | 308.183 | 0.00065006 | 307.5562 | 0.00049881 | 302.972 | 1.3057e-05 | 372.1951 | 0 | 302.972 | 1.4148e-06 | 308.183 | 0 | 372.1951 | 2.6857e-05 | 372.1951 | 3.7548e-05 | 0.1445 | 0.011626 | 0.00024581 | 7.1259e-07 | 4.6684e-07 | 0 | 0 | 2.1165e-06 | 0 | -9.7379e-07 | 7.3748e-07 | 0 | 6.8886e-05 | 0.00010606 | 1.1429e-06 | 1.6833e-07 | 5.1538e-07 | 0 | 5.7906e-06 | 8.0958e-06
|  | 372.4107 | 0.66166 | 372.4107 | 0.05581 | 307.7689 | 0.00062803 | 309.5871 | 2.3595e-06 | 306.6021 | 2.7002e-06 | 303.184 | 0 | 303.184 | 0 | 372.4107 | 1.2315e-05 | 308.3919 | 0 | 309.5871 | -1.6814e-05 | 303.184 | -6.4875e-06 | 302.972 | 0 | 308.3919 | 9.2807e-06 | 307.7689 | 0.00049828 | 303.184 | -2.2735e-06 | 372.4107 | 1.5615e-06 | 303.184 | 3.4478e-06 | 308.3919 | 0 | 372.4107 | 2.6857e-05 | 372.4107 | 3.7548e-05 | 0.14037 | 0.012348 | 0.00024438 | 1.0133e-06 | 4.7439e-07 | 0 | 0 | 1.8715e-06 | 0 | -1.1081e-06 | 1.3982e-06 | 0 | 0.00018133 | 0.00010598 | 1.8565e-06 | 1.6835e-07 | 4.6911e-07 | 0 | 5.7911e-06 | 8.0966e-06
|  | 372.6264 | 0.64032 | 372.6264 | 0.058716 | 307.9817 | 0.0016691 | 309.7984 | 7.2298e-06 | 306.816 | 1.7343e-06 | 303.3959 | 0 | 303.3959 | 0 | 372.6264 | 5.044e-06 | 308.6009 | 0 | 309.7984 | 6.3277e-06 | 303.3959 | 1.968e-05 | 303.184 | 0 | 308.6009 | 0.0017263 | 307.9817 | 0.00049793 | 303.3959 | 1.9789e-05 | 372.6264 | 0 | 303.3959 | 9.7824e-07 | 308.6009 | 0 | 372.6264 | 2.6857e-05 | 372.6264 | 3.7548e-05 | 0.135 | 0.013101 | 0.0002494 | 5.6253e-07 | 4.7797e-07 | 0 | 0 | 1.8716e-06 | 0 | -1.5473e-06 | 1.0178e-06 | 0 | 0.00024537 | 0.00010591 | 3.1979e-06 | 5.0538e-07 | 4.3906e-08 | 0 | 5.7914e-06 | 8.097e-06
|  | 372.842 | 0.61177 | 372.842 | 0.06279 | 308.1945 | 0.00067493 | 310.0097 | -1.9064e-06 | 307.03 | 2.7329e-06 | 303.6079 | 0 | 303.6079 | 0 | 372.842 | 1.2315e-05 | 308.8098 | 0 | 310.0097 | -2.097e-05 | 303.6079 | -1.0077e-05 | 303.3959 | 0 | 308.8098 | 0.00062191 | 308.1945 | 0.00049748 | 303.6079 | 1.038e-05 | 372.842 | 4.6872e-06 | 303.6079 | -5.6403e-07 | 308.8098 | 0 | 372.842 | 2.6857e-05 | 372.842 | 3.7548e-05 | 0.12925 | 0.013873 | 0.00024893 | 7.0781e-07 | 4.8179e-07 | 0 | 0 | 1.5738e-06 | 0 | -1.8645e-06 | -1.9623e-07 | 0 | 0.00024639 | 0.00010578 | 2.4697e-06 | 5.054e-07 | 3.5122e-08 | 0 | 5.7916e-06 | 8.0973e-06
|  | 373.0577 | 0.58695 | 373.0577 | 0.065876 | 308.4073 | 0.0016647 | 310.2211 | 8.604e-06 | 307.244 | 1.77e-06 | 303.82 | 0 | 303.82 | 0 | 373.0577 | 2.281e-06 | 309.0188 | 0 | 310.2211 | 3.3273e-06 | 303.82 | 8.2263e-06 | 303.6079 | 0 | 309.0188 | 0.0017364 | 308.4073 | 0.00049665 | 303.82 | 1.2917e-05 | 373.0577 | 0 | 303.82 | 8.9536e-07 | 309.0188 | 0 | 373.0577 | 2.6857e-05 | 373.0577 | 3.7548e-05 | 0.12486 | 0.014625 | 0.00025817 | 8.1715e-07 | 4.676e-07 | 0 | 0 | 1.574e-06 | 0 | -1.2905e-06 | 1.9543e-07 | 0 | 0.00012394 | 0.00010553 | 1.0527e-06 | 1.6839e-07 | 1.6581e-07 | 0 | 5.7924e-06 | 8.0985e-06
|  | 373.2733 | 0.57091 | 373.2733 | 0.06974 | 308.6201 | 0.00076175 | 310.4325 | -8.732e-07 | 307.458 | 2.5996e-06 | 304.0319 | 0 | 304.0319 | 0 | 373.2733 | 1.2315e-05 | 309.2278 | 0 | 310.4325 | -1.5537e-05 | 304.0319 | -6.3826e-06 | 303.82 | 0 | 309.2278 | -0.00055048 | 308.6201 | 0.00049516 | 304.0319 | -2.9863e-06 | 373.2733 | 1.5615e-06 | 304.0319 | 6.6889e-07 | 309.2278 | 0 | 373.2733 | 2.6857e-05 | 373.2733 | 3.7548e-05 | 0.12155 | 0.015743 | 0.0002728 | 5.5297e-07 | 4.531e-07 | 0 | 0 | 2.656e-06 | 0 | -1.2586e-07 | -3.9594e-08 | 0 | 0.00015565 | 0.00010512 | 1.7153e-06 | 1.6839e-07 | 4.6591e-07 | 0 | 5.7924e-06 | 8.0985e-06
|  | 373.489 | 0.55618 | 373.489 | 0.076241 | 308.8329 | 0.0018022 | 310.6439 | 6.105e-06 | 307.6721 | 1.6346e-06 | 304.244 | 0 | 304.244 | 0 | 373.489 | 1.2315e-05 | 309.4368 | 0 | 310.6439 | 1.4346e-05 | 304.244 | 6.0091e-06 | 304.0319 | 0 | 309.4368 | 0.0020399 | 308.8329 | 0.00049281 | 304.244 | 1.9166e-05 | 373.489 | 0 | 304.244 | 3.7256e-06 | 309.4368 | 0 | 373.489 | 2.6857e-05 | 373.489 | 3.7548e-05 | 0.11736 | 0.016872 | 0.00025041 | 1.3201e-07 | 4.678e-07 | 0 | 0 | 2.6564e-06 | 0 | -9.4432e-08 | -1.707e-07 | 0 | 0.0001432 | 0.00010454 | 1.1564e-06 | 3.3718e-07 | 2.2093e-07 | 0 | 5.7933e-06 | 8.0996e-06
|  | 373.7047 | 0.53193 | 373.7047 | 0.080195 | 309.0457 | 0.00055096 | 310.8553 | -4.8561e-06 | 307.8861 | 2.737e-06 | 304.456 | 0 | 304.456 | 0 | 373.7047 | 1.2315e-05 | 309.6458 | 0 | 310.8553 | -1.5239e-05 | 304.456 | -7.6192e-06 | 304.244 | 0 | 309.6458 | -0.00066961 | 309.0457 | 0.00048954 | 304.456 | -8.258e-06 | 373.7047 | 3.1263e-06 | 304.456 | -1.6416e-06 | 309.6458 | 0 | 373.7047 | 2.6857e-05 | 373.7047 | 3.7548e-05 | 0.11264 | 0.01788 | 0.00024538 | 7.9177e-09 | 4.7559e-07 | 0 | 0 | 1.8195e-06 | 0 | -6.0143e-07 | 3.4534e-07 | 0 | 4.281e-06 | 0.00010377 | 5.5917e-07 | 3.3718e-07 | -1.6851e-07 | 0 | 5.7933e-06 | 8.0996e-06
|  | 373.9204 | 0.51246 | 373.9204 | 0.085587 | 309.2586 | 0.0017546 | 311.0667 | 4.931e-06 | 308.1001 | 1.7068e-06 | 304.6681 | 0 | 304.6681 | 0 | 373.9204 | 4.5552e-06 | 309.8549 | 0 | 311.0667 | 9.5498e-06 | 304.6681 | 1.0876e-05 | 304.456 | 0 | 309.8549 | 0.00071057 | 309.2586 | 0.00048545 | 304.6681 | 1.3532e-05 | 373.9204 | 0 | 304.6681 | 5.2414e-08 | 309.8549 | 0 | 373.9204 | 2.6857e-05 | 373.9204 | 3.7548e-05 | 0.1088 | 0.019124 | 0.000254 | 3.4485e-07 | 4.4638e-07 | 0 | 0 | 1.8198e-06 | 0 | -7.0188e-07 | -1.2737e-06 | 0 | 8.8674e-05 | 0.00010284 | 6.2141e-07 | 3.3682e-07 | -2.2962e-07 | 0 | 5.7941e-06 | 8.1007e-06
|  | 374.1362 | 0.49617 | 374.1362 | 0.091699 | 309.4714 | 0.00063203 | 311.2782 | -1.6694e-06 | 308.3142 | 2.4641e-06 | 304.8802 | 0 | 304.8802 | 0 | 374.1362 | 1.2315e-05 | 310.0639 | 0 | 311.2782 | -1.6188e-05 | 304.8802 | -2.2888e-05 | 304.6681 | 0 | 310.0639 | 0.0001378 | 309.4714 | 0.00048078 | 304.8802 | -7.6711e-06 | 374.1362 | 3.1224e-06 | 304.8802 | -2.2179e-06 | 310.0639 | 0 | 374.1362 | 2.6857e-05 | 374.1362 | 3.7548e-05 | 0.10467 | 0.020256 | 0.00026165 | 6.4195e-07 | 4.1364e-07 | 0 | 0 | 2.3588e-06 | 0 | 1.8161e-07 | -1.2738e-06 | 0 | 8.9826e-05 | 0.00010181 | 1.7221e-08 | 3.3683e-07 | -4.2926e-07 | 0 | 5.7943e-06 | 8.1011e-06
|  | 374.3519 | 0.47407 | 374.3519 | 0.096073 | 309.6843 | 0.0018264 | 311.4896 | 7.7413e-06 | 308.5283 | 1.4003e-06 | 305.0922 | 0 | 305.0922 | 0 | 374.3519 | 9.5517e-06 | 310.273 | 0 | 311.4896 | 1.7906e-05 | 305.0922 | 1.0876e-05 | 304.8802 | 0 | 310.273 | 0.00072146 | 309.6843 | 0.00047584 | 305.0922 | 7.8334e-06 | 374.3519 | 0 | 305.0922 | -1.83e-06 | 310.273 | 0 | 374.3519 | 2.6857e-05 | 374.3519 | 3.7548e-05 | 0.10022 | 0.021482 | 0.00025637 | 5.3666e-07 | 3.9614e-07 | 0 | 0 | 2.3589e-06 | 0 | 5.0552e-07 | -2.2702e-06 | 0 | 0.00015169 | 0.00010077 | -8.66e-07 | 8.5567e-07 | -4.751e-07 | 0 | 5.7946e-06 | 8.1015e-06
|  | 374.5677 | 0.4549 | 374.5677 | 0.10305 | 309.8972 | 0.00058243 | 311.7011 | -2.6655e-06 | 308.7423 | 2.3006e-06 | 305.3043 | 0 | 305.3043 | 0 | 374.5677 | 1.2315e-05 | 310.4821 | 0 | 311.7011 | -1.3125e-05 | 305.3043 | -3.2283e-05 | 305.0922 | 0 | 310.4821 | 0.00072958 | 309.8972 | 0.000471 | 305.3043 | -1.5999e-05 | 374.5677 | 7.9317e-06 | 305.3043 | -2.6499e-06 | 310.4821 | 0 | 374.5677 | 2.6857e-05 | 374.5677 | 3.7548e-05 | 0.095899 | 0.022812 | 0.00023742 | 5.3495e-07 | 3.965e-07 | 0 | 0 | 1.574e-06 | 0 | -6.0534e-07 | -5.1679e-07 | 0 | 0.00023168 | 9.9804e-05 | 1.1684e-06 | 8.5575e-07 | 1.6196e-07 | 0 | 5.7951e-06 | 8.1022e-06
|  | 374.7835 | 0.43396 | 374.7835 | 0.10839 | 310.11 | 0.0016481 | 311.9126 | 7.7237e-06 | 308.9565 | 1.4032e-06 | 305.5165 | 0 | 305.5165 | 0 | 374.7835 | 2.2742e-06 | 310.6911 | 0 | 311.9126 | 7.4011e-06 | 305.5165 | 2.741e-05 | 305.3043 | 0 | 310.6911 | 0.0014866 | 310.11 | 0.00046661 | 305.5165 | 2.7017e-05 | 374.7835 | 0 | 305.5165 | 4.1772e-06 | 310.6911 | 0 | 374.7835 | 2.6857e-05 | 374.7835 | 3.7548e-05 | 0.091797 | 0.024178 | 0.00023952 | 5.919e-07 | 4.2908e-07 | 0 | 0 | 1.5741e-06 | 0 | -8.9647e-07 | 2.0219e-06 | 0 | 0.00016584 | 9.8963e-05 | 2.7782e-06 | 3.3691e-07 | 3.1855e-07 | 0 | 5.7957e-06 | 8.103e-06
|  | 374.9993 | 0.4168 | 374.9993 | 0.11569 | 310.323 | 0.0006018 | 312.1241 | -2.126e-06 | 309.1706 | 2.6049e-06 | 305.7286 | 0 | 305.7286 | 0 | 374.9993 | 1.2315e-05 | 310.9002 | 0 | 312.1241 | -1.5879e-05 | 305.7286 | -8.3467e-06 | 305.5165 | 0 | 310.9002 | 9.9567e-05 | 310.323 | 0.00046297 | 305.7286 | -8.2426e-07 | 374.9993 | 3.1224e-06 | 305.7286 | -1.1738e-06 | 310.9002 | 0 | 374.9993 | 2.6857e-05 | 374.9993 | 3.7548e-05 | 0.087814 | 0.025598 | 0.00024887 | 4.0692e-07 | 4.5593e-07 | 0 | 0 | 1.8203e-06 | 0 | 1.6034e-07 | 2.9392e-07 | 0 | 0.00012101 | 9.8278e-05 | 9.3056e-07 | 3.3693e-07 | 2.9626e-08 | 0 | 5.7959e-06 | 8.1033e-06
|  | 375.2151 | 0.39701 | 375.2151 | 0.12154 | 310.5359 | 0.0017362 | 312.3356 | 5.9736e-06 | 309.3847 | 1.654e-06 | 305.9407 | 0 | 305.9407 | 0 | 375.2151 | 4.5552e-06 | 311.1093 | 0 | 312.3356 | 1.7395e-05 | 305.9407 | 1.1118e-05 | 305.7286 | 0 | 311.1093 | 0.0010578 | 310.5359 | 0.00046031 | 305.9407 | 9.5982e-06 | 375.2151 | 0 | 305.9407 | 1.4531e-06 | 311.1093 | 0 | 375.2151 | 2.6857e-05 | 375.2151 | 3.7548e-05 | 0.083539 | 0.026978 | 0.00025214 | 6.7617e-07 | 4.5799e-07 | 0 | 0 | 1.5223e-06 | 0 | 5.5192e-07 | -9.2714e-09 | 0 | 0.00016044 | 9.7849e-05 | 1.1298e-06 | 3.3737e-07 | 2.0305e-07 | 0 | 5.7965e-06 | 8.1041e-06
|  | 375.4309 | 0.37711 | 375.4309 | 0.12846 | 310.7488 | 0.00063223 | 312.5471 | 4.1892e-07 | 309.5988 | 2.6233e-06 | 306.1529 | 0 | 306.1529 | 0 | 375.4309 | 9.5517e-06 | 311.3185 | 0 | 312.5471 | -1.2177e-05 | 306.1529 | -1.1205e-05 | 305.9407 | 0 | 311.3185 | 0.00047651 | 310.7488 | 0.00045881 | 306.1529 | 1.0521e-06 | 375.4309 | 3.1263e-06 | 306.1529 | 4.61e-07 | 311.3185 | 0 | 375.4309 | 2.6857e-05 | 375.4309 | 3.7548e-05 | 0.079849 | 0.028599 | 0.00026075 | 8.2889e-07 | 4.6434e-07 | 0 | 0 | 1.5264e-06 | 0 | 7.3794e-07 | 1.3519e-06 | 0 | 0.00024692 | 9.7682e-05 | 1.1522e-06 | 3.3739e-07 | 8.4709e-08 | 0 | 5.7967e-06 | 8.1045e-06
|  | 375.6467 | 0.36278 | 375.6467 | 0.13654 | 310.9617 | 0.0018167 | 312.7587 | 7.4174e-06 | 309.813 | 1.7135e-06 | 306.365 | 0 | 306.365 | 0 | 375.6467 | 4.5925e-06 | 311.5276 | 0 | 312.7587 | 1.9154e-05 | 306.365 | 2.3949e-05 | 306.1529 | 0 | 311.5276 | 0.0018848 | 310.9617 | 0.0004586 | 306.365 | 9.8098e-06 | 375.6467 | 0 | 306.365 | 3.3754e-07 | 311.5276 | 0 | 375.6467 | 2.6857e-05 | 375.6467 | 3.7548e-05 | 0.077177 | 0.030545 | 0.00025336 | 3.8048e-07 | 4.7753e-07 | 0 | 0 | 1.8248e-06 | 0 | -4.0812e-07 | 6.5717e-07 | 0 | 0.00030776 | 9.7787e-05 | 1.125e-06 | 3.37e-07 | 9.3815e-08 | 0 | 5.7973e-06 | 8.1052e-06
|  | 375.8626 | 0.35228 | 375.8626 | 0.14646 | 311.1747 | 0.00056284 | 312.9703 | -3.8209e-06 | 310.0271 | 2.7458e-06 | 306.5772 | 0 | 306.5772 | 0 | 375.8626 | 1.2315e-05 | 311.7368 | 0 | 312.9703 | -2.3012e-05 | 306.5772 | -1.7755e-05 | 306.365 | 0 | 311.7368 | 0.0010584 | 311.1747 | 0.00045979 | 306.5772 | 7.9406e-07 | 375.8626 | 3.1224e-06 | 306.5772 | 5.4672e-07 | 311.7368 | 0 | 375.8626 | 2.6857e-05 | 375.8626 | 3.7548e-05 | 0.074171 | 0.032483 | 0.00025851 | 2.8918e-07 | 4.838e-07 | 0 | 0 | 1.5754e-06 | 0 | 2.821e-07 | -1.8696e-07 | 0 | 0.00028863 | 9.8194e-05 | 2.0539e-06 | 3.3702e-07 | 2.6712e-07 | 0 | 5.7976e-06 | 8.1056e-06
|  | 376.0785 | 0.3349 | 376.0785 | 0.15449 | 311.3876 | 0.001865 | 313.1818 | 6.5545e-06 | 310.2413 | 1.7721e-06 | 306.7894 | 0 | 306.7894 | 0 | 376.0785 | 2.281e-06 | 311.9459 | 0 | 313.1818 | 2.5678e-05 | 306.7894 | 1.5993e-05 | 306.5772 | 0 | 311.9459 | 0.0017014 | 311.3876 | 0.00046242 | 306.7894 | 1.8565e-05 | 376.0785 | 0 | 306.7894 | 1.971e-06 | 311.9459 | 0 | 376.0785 | 2.6857e-05 | 376.0785 | 3.7548e-05 | 0.070359 | 0.034122 | 0.00026175 | 2.4954e-07 | 4.9469e-07 | 0 | 0 | 1.5755e-06 | 0 | 5.0198e-07 | 5.8936e-08 | 0 | 0.00020726 | 9.8917e-05 | 2.3858e-06 | 6.7191e-07 | -5.1138e-10 | 0 | 5.7981e-06 | 8.1063e-06
|  | 376.2944 | 0.3169 | 376.2944 | 0.16162 | 311.6006 | 0.00059298 | 313.3934 | -4.1957e-06 | 310.4555 | 2.8467e-06 | 307.0016 | 0 | 307.0016 | 0 | 376.2944 | 1.2315e-05 | 312.1551 | 0 | 313.3934 | -2.0933e-05 | 307.0016 | -1.5437e-05 | 306.7894 | 0 | 312.1551 | 0.00028004 | 311.6006 | 0.00046646 | 307.0016 | 3.923e-06 | 376.2944 | 6.2246e-06 | 307.0016 | -1.9758e-06 | 312.1551 | 0 | 376.2944 | 2.6857e-05 | 376.2944 | 3.7548e-05 | 0.067396 | 0.036145 | 0.00024171 | 6.6887e-08 | 5.1814e-07 | 0 | 0 | 1.3294e-06 | 0 | 5.3453e-08 | 1.4382e-06 | 0 | 0.0001796 | 9.9909e-05 | 1.7868e-06 | 6.7195e-07 | -1.7887e-07 | 0 | 5.7984e-06 | 7.0934e-06
|  | 376.5103 | 0.30743 | 376.5103 | 0.17321 | 311.8136 | 0.0016768 | 313.605 | 4.8279e-06 | 310.6697 | 1.9912e-06 | 307.2138 | 0 | 307.2138 | 0 | 376.5103 | 0 | 312.3643 | 0 | 313.605 | 2.1439e-05 | 307.2138 | 2.8992e-05 | 307.0016 | 0 | 312.3643 | 0.0014373 | 311.8136 | 0.00047174 | 307.2138 | 1.2917e-05 | 376.5103 | 0 | 307.2138 | 2.9011e-07 | 312.3643 | 0 | 376.5103 | 2.6857e-05 | 376.5103 | 2.8161e-05 | 0.065316 | 0.038668 | 0.00023337 | 4.1375e-07 | 5.3072e-07 | 0 | 0 | 1.3295e-06 | 0 | 1.4809e-06 | 1.9763e-06 | 0 | 0.00019416 | 0.00010114 | 1.9e-06 | 8.563e-07 | 7.9267e-08 | 0 | 5.7989e-06 | 7.094e-06
|  | 376.7262 | 0.29757 | 376.7262 | 0.18496 | 312.0266 | 0.0005146 | 313.8167 | -9.1799e-07 | 310.8839 | 2.9642e-06 | 307.426 | 0 | 307.426 | 0 | 376.7262 | 1.2315e-05 | 312.5735 | 0 | 313.8167 | -7.444e-06 | 307.426 | -1.0366e-05 | 307.2138 | 0 | 312.5735 | 0.00041864 | 312.0266 | 0.00047797 | 307.426 | 4.9899e-06 | 376.7262 | 7.9317e-06 | 307.426 | 4.5692e-07 | 312.5735 | 0 | 376.7262 | 2.6857e-05 | 376.7262 | 3.7548e-05 | 0.062884 | 0.04111 | 0.00025522 | 8.0435e-07 | 5.504e-07 | 0 | 0 | 1.5759e-06 | 0 | 5.7011e-07 | 9.4228e-07 | 0 | 0.00022465 | 0.00010253 | 3.2069e-06 | 8.5638e-07 | 3.125e-07 | 0 | 5.7994e-06 | 8.1082e-06
|  | 376.9421 | 0.28485 | 376.9421 | 0.1958 | 312.2396 | 0.0018817 | 314.0283 | 8.5191e-06 | 311.0981 | 2.1742e-06 | 307.6383 | 0 | 307.6383 | 0 | 376.9421 | 2.281e-06 | 312.7827 | 0 | 314.0283 | 1.2832e-05 | 307.6383 | 1.9245e-05 | 307.426 | 0 | 312.7827 | 0.0017291 | 312.2396 | 0.00048471 | 307.6383 | 2.5228e-05 | 376.9421 | 0 | 307.6383 | 2.4877e-06 | 312.7827 | 0 | 376.9421 | 2.6857e-05 | 376.9421 | 3.7548e-05 | 0.060293 | 0.04358 | 0.00027526 | 6.5315e-07 | 5.7701e-07 | 0 | 0 | 1.2776e-06 | 0 | 1.3491e-07 | 1.3426e-07 | 0 | 0.00034145 | 0.00010396 | 2.2513e-06 | 3.3714e-07 | 8.9681e-08 | 0 | 5.7997e-06 | 8.1086e-06
|  | 377.1581 | 0.27355 | 377.1581 | 0.20781 | 312.4526 | 0.00070278 | 314.24 | -2.3477e-06 | 311.3124 | 3.2116e-06 | 307.8505 | 0 | 307.8505 | 0 | 377.1581 | 9.5517e-06 | 312.9919 | 0 | 314.24 | -1.1557e-05 | 307.8505 | -1.798e-05 | 307.6383 | 0 | 312.9919 | 0.0015348 | 312.4526 | 0.00049139 | 307.8505 | -4.0135e-06 | 377.1581 | 3.1224e-06 | 307.8505 | -1.6426e-06 | 312.9919 | 0 | 377.1581 | 2.6857e-05 | 377.1581 | 3.7548e-05 | 0.057884 | 0.046167 | 0.00025514 | 3.5716e-07 | 5.7449e-07 | 0 | 0 | 1.277e-06 | 0 | -1.4413e-07 | -1.1085e-06 | 0 | 0.00017473 | 0.00010533 | 5.2501e-07 | 3.3716e-07 | -5.939e-08 | 0 | 5.8e-06 | 7.7724e-06
|  | 377.374 | 0.26251 | 377.374 | 0.21974 | 312.6656 | 0.0016924 | 314.4517 | 5.7223e-06 | 311.5267 | 2.1509e-06 | 308.0628 | 0 | 308.0628 | 0 | 377.374 | 2.2742e-06 | 313.2012 | 0 | 314.4517 | 1.0195e-05 | 308.0628 | 7.5366e-06 | 307.8505 | 0 | 313.2012 | 0.00013523 | 312.6656 | 0.00049742 | 308.0628 | 8.9597e-06 | 377.374 | 0 | 308.0628 | 1.0831e-06 | 313.2012 | 0 | 377.374 | 2.6857e-05 | 377.374 | 3.4432e-05 | 0.055588 | 0.048886 | 0.000244 | 4.5328e-07 | 5.6354e-07 | 0 | 0 | 1.5754e-06 | 0 | -1.0841e-06 | -1.3055e-06 | 0 | -1.7523e-06 | 0.00010649 | 4.6497e-07 | 5.0617e-07 | 3.1872e-08 | 0 | 5.8005e-06 | 7.7732e-06
|  | 377.59 | 0.25224 | 377.59 | 0.23295 | 312.8787 | 0.00059818 | 314.6634 | -1.4401e-06 | 311.7409 | 3.1092e-06 | 308.2751 | 0 | 308.2751 | 0 | 377.59 | 1.2315e-05 | 313.4105 | 0 | 314.6634 | -2.0437e-05 | 308.2751 | -1.9837e-05 | 308.0628 | 0 | 313.4105 | -0.00015197 | 312.8787 | 0.00050225 | 308.2751 | -4.5789e-06 | 377.59 | 4.6872e-06 | 308.2751 | -7.828e-07 | 313.4105 | 0 | 377.59 | 2.6857e-05 | 377.59 | 3.7548e-05 | 0.053272 | 0.051579 | 0.00025237 | 2.1292e-08 | 5.6668e-07 | 0 | 0 | 1.5763e-06 | 0 | 2.1217e-07 | -4.869e-07 | 0 | 0.00018761 | 0.00010734 | 1.2718e-06 | 5.0622e-07 | -2.4844e-07 | 0 | 5.801e-06 | 8.1105e-06
|  | 377.806 | 0.24102 | 377.806 | 0.24463 | 313.0917 | 0.001771 | 314.8751 | 1.6412e-06 | 311.9552 | 2.1805e-06 | 308.4874 | 0 | 308.4874 | 0 | 377.806 | 2.281e-06 | 313.6197 | 0 | 314.8751 | 2.2442e-05 | 308.4874 | 1.5249e-05 | 308.2751 | 0 | 313.6197 | 0.0019451 | 313.0917 | 0.00050548 | 308.4874 | 1.6561e-05 | 377.806 | 0 | 308.4874 | -1.5579e-06 | 313.6197 | 0 | 377.806 | 2.6857e-05 | 377.806 | 3.7548e-05 | 0.050748 | 0.054018 | 0.00024899 | 2.165e-07 | 5.752e-07 | 0 | 0 | 1.5764e-06 | 0 | 7.4479e-07 | -1.5904e-07 | 0 | 0.00011204 | 0.00010786 | 6.6554e-07 | 6.7229e-07 | -3.2591e-07 | 0 | 6.287e-06 | 8.448e-06
|  | 378.022 | 0.22885 | 378.022 | 0.25551 | 313.3048 | 0.00056607 | 315.0868 | 4.0418e-07 | 312.1695 | 3.1869e-06 | 308.6997 | 0 | 308.6997 | 0 | 378.022 | 1.2315e-05 | 313.829 | 0 | 315.0868 | -1.5405e-05 | 308.6997 | -1.6747e-05 | 308.4874 | 0 | 313.829 | -0.00087442 | 313.3048 | 0.00050696 | 308.6997 | -1.0292e-05 | 378.022 | 6.2246e-06 | 308.6997 | -1.5122e-06 | 313.829 | 0 | 378.022 | 3.1354e-05 | 378.022 | 4.067e-05 | 0.048638 | 0.057042 | 0.0002567 | 1.1476e-06 | 5.8498e-07 | 0 | 0 | 1.5758e-06 | 0 | 4.4198e-07 | -7.2259e-07 | 0 | -8.2663e-06 | 0.000108 | 8.3771e-07 | 6.7235e-07 | 3.7496e-08 | 0 | 6.2876e-06 | 8.4488e-06
|  | 378.2381 | 0.22145 | 378.2381 | 0.27258 | 313.5179 | 0.0018434 | 315.2985 | 1.0436e-05 | 312.3838 | 2.2729e-06 | 308.912 | 0 | 308.912 | 0 | 378.2381 | 2.2742e-06 | 314.0383 | 0 | 315.2985 | 1.958e-05 | 308.912 | 9.9406e-06 | 308.6997 | 0 | 314.0383 | 0.00079542 | 313.5179 | 0.0005068 | 308.912 | 1.8183e-05 | 378.2381 | 0 | 308.912 | 1.8654e-06 | 314.0383 | 0 | 378.2381 | 2.6857e-05 | 378.2381 | 3.7548e-05 | 0.04692 | 0.060471 | 0.00024982 | 5.8348e-07 | 5.9576e-07 | 0 | 0 | 1.5759e-06 | 0 | 7.329e-07 | -1.7565e-06 | 0 | 7.9703e-05 | 0.00010785 | 5.2982e-07 | 8.5678e-07 | 2.964e-07 | 0 | 5.8021e-06 | 8.112e-06
|  | 378.4541 | 0.21292 | 378.4541 | 0.28723 | 313.731 | 0.00050115 | 315.5102 | -4.9253e-06 | 312.5981 | 3.2867e-06 | 309.1243 | 0 | 309.1243 | 0 | 378.4541 | 1.2315e-05 | 314.2476 | 0 | 315.5102 | -1.2658e-05 | 309.1243 | -2.6485e-05 | 308.912 | 0 | 314.2476 | -3.3881e-05 | 313.731 | 0.00050534 | 309.1243 | -1.3193e-05 | 378.4541 | 7.9317e-06 | 309.1243 | 9.2639e-07 | 314.2476 | 0 | 378.4541 | 2.6857e-05 | 378.4541 | 3.7548e-05 | 0.044974 | 0.063577 | 0.00023014 | -2.796e-07 | 5.9578e-07 | 0 | 0 | 1.3304e-06 | 0 | 3.3023e-07 | -1.2806e-06 | 0 | 0.00023779 | 0.00010745 | 7.1227e-07 | 8.5686e-07 | 1.6046e-07 | 0 | 5.8027e-06 | 7.4388e-06
|  | 378.6702 | 0.20339 | 378.6702 | 0.30128 | 313.9441 | 0.0016588 | 315.722 | 2.2847e-06 | 312.8125 | 2.2721e-06 | 309.3367 | 0 | 309.3367 | 0 | 378.6702 | 0 | 314.4569 | 0 | 315.722 | 1.5777e-05 | 309.3367 | 1.4423e-05 | 309.1243 | 0 | 314.4569 | 0.0023059 | 313.9441 | 0.00050312 | 309.3367 | 1.9902e-05 | 378.6702 | 0 | 309.3367 | 5.8496e-07 | 314.4569 | 0 | 378.6702 | 2.6857e-05 | 378.6702 | 3.131e-05 | 0.043038 | 0.066788 | 0.00025598 | 3.5001e-07 | 5.8406e-07 | 0 | 0 | 1.0403e-06 | 0 | 7.0296e-07 | -2.3805e-06 | 0 | 0.0001824 | 0.00010696 | 2.1038e-06 | 3.3733e-07 | -1.6576e-07 | 0 | 5.8029e-06 | 7.4392e-06
|  | 378.8862 | 0.19498 | 378.8862 | 0.31692 | 314.1572 | 0.0007436 | 315.9338 | 1.0206e-06 | 313.0268 | 3.178e-06 | 309.549 | 0 | 309.549 | 0 | 378.8862 | 9.6297e-06 | 314.6663 | 0 | 315.9338 | -9.1387e-06 | 309.549 | -3.6844e-05 | 309.3367 | 0 | 314.6663 | -0.00056313 | 314.1572 | 0.00050069 | 309.549 | -8.6119e-08 | 378.8862 | 3.1224e-06 | 309.549 | -2.1462e-06 | 314.6663 | 0 | 378.8862 | 2.6857e-05 | 378.8862 | 3.7548e-05 | 0.041212 | 0.070027 | 0.00025399 | 9.6162e-07 | 5.6857e-07 | 0 | 0 | 1.5847e-06 | 0 | -1.9316e-07 | -1.713e-06 | 0 | 0.00013089 | 0.00010649 | 3.1749e-06 | 3.3736e-07 | 5.8736e-08 | 0 | 5.8035e-06 | 8.1139e-06
|  | 379.1023 | 0.18645 | 379.1023 | 0.33121 | 314.3703 | 0.0016398 | 316.1456 | 8.0602e-06 | 313.2412 | 2.1263e-06 | 309.7614 | 0 | 309.7614 | 0 | 379.1023 | 5.0372e-06 | 314.8756 | 0 | 316.1456 | 7.3146e-06 | 309.7614 | 2.0712e-05 | 309.549 | 0 | 314.8756 | 0.0018136 | 314.3703 | 0.00049858 | 309.7614 | 2.9986e-05 | 379.1023 | 0 | 309.7614 | 2.6994e-06 | 314.8756 | 0 | 379.1023 | 2.6857e-05 | 379.1023 | 3.7548e-05 | 0.039436 | 0.073223 | 0.00023083 | 8.1696e-07 | 5.6796e-07 | 0 | 0 | 1.8749e-06 | 0 | 1.2413e-07 | 1.0991e-06 | 0 | 0.00017294 | 0.00010611 | 4.0736e-06 | 5.0645e-07 | 3.5317e-07 | 0 | 5.8037e-06 | 8.1142e-06
|  | 379.3184 | 0.17852 | 379.3184 | 0.34646 | 314.5835 | 0.00052627 | 316.3574 | -3.4649e-07 | 313.4556 | 3.1728e-06 | 309.9738 | 0 | 309.9738 | 0 | 379.3184 | 1.2315e-05 | 315.085 | 0 | 316.3574 | -6.1426e-06 | 309.9738 | -1.0363e-05 | 309.7614 | 0 | 315.085 | -0.00016173 | 314.5835 | 0.00049709 | 309.9738 | 8.3698e-06 | 379.3184 | 4.6872e-06 | 309.9738 | 6.2598e-07 | 315.085 | 0 | 379.3184 | 2.6857e-05 | 379.3184 | 3.7548e-05 | 0.037734 | 0.076557 | 0.00025107 | 3.1102e-07 | 5.6485e-07 | 0 | 0 | 1.827e-06 | 0 | -3.9354e-07 | 1.8388e-06 | 0 | 0.0001063 | 0.00010588 | 2.5745e-06 | 5.065e-07 | -1.3516e-07 | 0 | 5.8043e-06 | 8.115e-06
|  | 379.5345 | 0.17067 | 379.5345 | 0.36201 | 314.7966 | 0.0018294 | 316.5692 | 3.2831e-06 | 313.6699 | 2.0968e-06 | 310.1862 | 0 | 310.1862 | 0 | 379.5345 | 4.5925e-06 | 315.2944 | 0 | 316.5692 | 2.4268e-06 | 310.1862 | 2.768e-05 | 309.9738 | 0 | 315.2944 | 0.0011771 | 314.7966 | 0.00049633 | 310.1862 | 1.5876e-05 | 379.5345 | 0 | 310.1862 | -1.8989e-06 | 315.2944 | 0 | 379.5345 | 2.6857e-05 | 379.5345 | 3.7548e-05 | 0.036127 | 0.07998 | 0.00024998 | 7.1273e-08 | 5.6031e-07 | 0 | 0 | 1.8272e-06 | 0 | -2.1128e-06 | 1.8436e-06 | 0 | 0.00020209 | 0.00010578 | 4.292e-07 | 3.5323e-07 | -7.3156e-07 | 0 | 5.8048e-06 | 8.1157e-06
|  | 379.7507 | 0.16362 | 379.7507 | 0.37807 | 315.0098 | 0.00051604 | 316.7811 | -2.6103e-06 | 313.8844 | 3.1295e-06 | 310.3986 | 0 | 310.3986 | 0 | 379.7507 | 1.2315e-05 | 315.5038 | 0 | 316.7811 | -2.2372e-05 | 310.3986 | -1.0323e-05 | 310.1862 | 0 | 315.5038 | 0.00075327 | 315.0098 | 0.00049617 | 310.3986 | -1.1835e-05 | 379.7507 | 3.2686e-06 | 310.3986 | -4.9887e-06 | 315.5038 | 0 | 379.7507 | 2.6857e-05 | 379.7507 | 3.7548e-05 | 0.034834 | 0.084008 | 0.0002536 | 2.294e-08 | 5.6402e-07 | 0 | 0 | 1.5774e-06 | 0 | 6.6845e-07 | -4.3226e-08 | 0 | 0.0002606 | 0.00010578 | 8.5502e-08 | 3.5325e-07 | -6.6296e-07 | 0 | 5.8051e-06 | 8.1161e-06
|  | 379.9668 | 0.15869 | 379.9668 | 0.39925 | 315.223 | 0.0018634 | 316.993 | 2.8269e-06 | 314.0988 | 2.1315e-06 | 310.611 | 0 | 310.611 | 0 | 379.9668 | 2.281e-06 | 315.7131 | 0 | 316.993 | 2.8683e-05 | 310.611 | 9.9156e-06 | 310.3986 | 0 | 315.7131 | 0.0017359 | 315.223 | 0.00049632 | 310.611 | 1.264e-05 | 379.9668 | 0 | 310.611 | -1.2539e-06 | 315.7131 | 0 | 379.9668 | 2.6857e-05 | 379.9668 | 3.7548e-05 | 0.033899 | 0.08888 | 0.00025459 | 2.3284e-07 | 5.7309e-07 | 0 | 0 | 1.5776e-06 | 0 | 3.6752e-07 | 4.5651e-07 | 0 | 0.00027276 | 0.00010583 | 6.16e-07 | 8.573e-07 | -2.1161e-07 | 0 | 5.8056e-06 | 8.1169e-06
|  | 380.183 | 0.15494 | 380.183 | 0.42307 | 315.4362 | 0.00052492 | 317.2048 | -6.2903e-07 | 314.3132 | 3.2136e-06 | 310.8234 | 0 | 310.8234 | 0 | 380.183 | 1.2315e-05 | 315.9226 | 0 | 317.2048 | -2.5214e-05 | 310.8234 | -5.6178e-06 | 310.611 | 0 | 315.9225 | 0.00086911 | 315.4362 | 0.00049644 | 310.8234 | -6.8406e-06 | 380.183 | 7.9317e-06 | 310.8234 | -7.3826e-07 | 315.9225 | 0 | 380.183 | 2.6857e-05 | 380.183 | 3.7548e-05 | 0.032814 | 0.093489 | 0.00027136 | 5.8162e-07 | 5.8277e-07 | 0 | 0 | 1.8235e-06 | 0 | -1.5832e-07 | -8.0955e-07 | 0 | 0.00027914 | 0.00010582 | 2.7703e-07 | 8.5734e-07 | 3.5737e-08 | 0 | 5.3266e-06 | 7.1026e-06
|  | 380.3992 | 0.14864 | 380.3992 | 0.44185 | 315.6494 | 0.0020207 | 317.4167 | 6.1188e-06 | 314.5276 | 2.2222e-06 | 311.0359 | 0 | 311.0359 | 0 | 380.3992 | 4.5552e-06 | 316.132 | 0 | 317.4167 | 2.3719e-05 | 311.0359 | -2.0029e-06 | 310.8234 | 0 | 316.132 | 0.0017965 | 315.6494 | 0.00049626 | 311.0359 | 9.4485e-06 | 380.3992 | 0 | 311.0359 | 1.0747e-06 | 316.132 | 0 | 380.3992 | 2.2422e-05 | 380.3992 | 2.8161e-05 | 0.031629 | 0.097687 | 0.00028637 | 8.3827e-07 | 5.756e-07 | 0 | 0 | 1.8235e-06 | 0 | 1.7466e-06 | -2.1569e-06 | 0 | 0.00021127 | 0.00010575 | 1.6996e-07 | 8.5738e-07 | -3.086e-08 | 0 | 5.3268e-06 | 7.1029e-06
|  | 380.6154 | 0.14397 | 380.6154 | 0.46186 | 315.8626 | 0.00066536 | 317.6286 | 1.7938e-06 | 314.7421 | 3.1452e-06 | 311.2484 | 0 | 311.2484 | 0 | 380.6154 | 1.2315e-05 | 316.3414 | 0 | 317.6286 | -7.2326e-06 | 311.2484 | -1.8301e-05 | 311.0359 | 0 | 316.3414 | 0.00022101 | 315.8626 | 0.00049564 | 311.2484 | -7.8485e-06 | 380.6154 | 7.9317e-06 | 311.2484 | -1.3652e-06 | 316.3414 | 0 | 380.6154 | 2.6857e-05 | 380.6154 | 3.7548e-05 | 0.030526 | 0.10238 | 0.0002608 | 6.4086e-07 | 5.4491e-07 | 0 | 0 | 1.3313e-06 | 0 | -2.2068e-07 | -1.0317e-06 | 0 | 0.00021243 | 0.00010556 | 1.3562e-06 | 8.5745e-07 | -1.8057e-07 | 0 | 5.8067e-06 | 8.1184e-06
|  | 380.8316 | 0.1384 | 380.8316 | 0.4852 | 316.0758 | 0.0017812 | 317.8406 | 4.2534e-06 | 314.9566 | 1.937e-06 | 311.4608 | 0 | 311.4608 | 0 | 380.8316 | 0 | 316.5509 | 0 | 317.8406 | 5.1503e-06 | 311.4608 | 8.5895e-06 | 311.2484 | 0 | 316.5509 | 0.0018075 | 316.0758 | 0.00049465 | 311.4608 | 2.0615e-05 | 380.8316 | 0 | 311.4608 | -3.3453e-07 | 316.5509 | 0 | 380.8316 | 2.6857e-05 | 380.8316 | 3.7548e-05 | 0.029512 | 0.10743 | 0.00024424 | 3.5754e-07 | 5.3275e-07 | 0 | 0 | 1.3314e-06 | 0 | -4.5564e-07 | -1.2689e-06 | 0 | 0.00024365 | 0.00010536 | 1.3524e-06 | 6.7297e-07 | -5.3598e-07 | 0 | 6.2934e-06 | 8.1191e-06
|  | 381.0478 | 0.13457 | 381.0478 | 0.50851 | 316.289 | 0.00050934 | 318.0525 | -8.7902e-07 | 315.1711 | 3.0301e-06 | 311.6733 | 0 | 311.6733 | 0 | 381.0478 | 1.2315e-05 | 316.7604 | 0 | 318.0525 | -9.4506e-06 | 311.6733 | -2.0533e-05 | 311.4608 | 0 | 316.7603 | 0.00051885 | 316.289 | 0.0004935 | 311.6733 | -7.8853e-06 | 381.0478 | 6.2246e-06 | 311.6733 | -4.7102e-06 | 316.7603 | 0 | 381.0478 | 3.1354e-05 | 381.0478 | 3.7548e-05 | 0.028645 | 0.1126 | 0.00021633 | 6.7995e-07 | 5.4898e-07 | 0 | 0 | 1.5773e-06 | 0 | 7.0885e-07 | -2.514e-07 | 0 | 0.00021775 | 0.00010512 | 1.8129e-06 | 6.73e-07 | -1.9814e-07 | 0 | 6.2937e-06 | 8.1195e-06
|  | 381.264 | 0.13036 | 381.264 | 0.53295 | 316.5023 | 0.0015198 | 318.2644 | 7.2946e-06 | 315.3856 | 2.089e-06 | 311.8858 | 0 | 311.8858 | 0 | 381.264 | 2.2742e-06 | 316.9698 | 0 | 318.2644 | 1.6139e-05 | 311.8858 | 1.8166e-05 | 311.6733 | 0 | 316.9698 | 0.0015602 | 316.5023 | 0.00049253 | 311.8858 | 2.4948e-05 | 381.264 | 0 | 311.8858 | 2.8452e-06 | 316.9698 | 0 | 381.264 | 2.6857e-05 | 381.264 | 3.7548e-05 | 0.027696 | 0.11759 | 0.00021036 | 1.0397e-06 | 5.697e-07 | 0 | 0 | 1.5775e-06 | 0 | 1.4463e-06 | 1.6218e-06 | 0 | 0.00019087 | 0.00010499 | 2.6611e-06 | 8.5765e-07 | 2.8229e-07 | 0 | 5.808e-06 | 8.1202e-06
|  | 381.4803 | 0.12577 | 381.4803 | 0.55449 | 316.7155 | 0.00045307 | 318.4764 | 2.5159e-06 | 315.6001 | 3.2226e-06 | 312.0983 | 0 | 312.0983 | 0 | 381.4803 | 1.2315e-05 | 317.1793 | 0 | 318.4764 | -2.4913e-06 | 312.0983 | -2.9047e-06 | 311.8858 | 0 | 317.1793 | 0.00026188 | 316.7155 | 0.00049209 | 312.0983 | 9.3877e-08 | 381.4803 | 7.9317e-06 | 312.0983 | -1.8876e-07 | 317.1793 | 0 | 381.4803 | 2.6857e-05 | 381.4803 | 3.7548e-05 | 0.027038 | 0.12359 | 0.00024502 | 1.0444e-06 | 5.6315e-07 | 0 | 0 | 1.3317e-06 | 0 | 1.9239e-06 | -3.5106e-07 | 0 | 0.00017306 | 0.000105 | 1.5916e-06 | 8.5773e-07 | -2.1532e-07 | 0 | 5.8086e-06 | 8.121e-06
|  | 381.6966 | 0.12425 | 381.6966 | 0.58838 | 316.9288 | 0.0018445 | 318.6884 | 7.337e-06 | 315.8146 | 2.0272e-06 | 312.3109 | 0 | 312.3109 | 0 | 381.6966 | 0 | 317.3888 | 0 | 318.6884 | 2.0641e-05 | 312.3109 | -3.9901e-07 | 312.0983 | 0 | 317.3888 | 0.0013902 | 316.9288 | 0.00049248 | 312.3109 | 1.4885e-05 | 381.6966 | 0 | 312.3109 | -1.8376e-06 | 317.3888 | 0 | 381.6966 | 2.6857e-05 | 381.6966 | 3.7548e-05 | 0.026353 | 0.12978 | 0.00025348 | 9.0981e-07 | 5.4474e-07 | 0 | 0 | 1.3317e-06 | 0 | 1.0596e-06 | -2.5636e-08 | 0 | 2.4308e-05 | 0.00010518 | 1.4932e-06 | 6.9148e-07 | -1.1858e-07 | 0 | 5.8086e-06 | 8.121e-06
|  | 381.9129 | 0.11944 | 381.9129 | 0.61172 | 317.1421 | 0.00053245 | 318.9004 | 1.2469e-06 | 316.0291 | 3.0512e-06 | 312.5234 | 0 | 312.5234 | 0 | 381.9129 | 1.2315e-05 | 317.5983 | 0 | 318.9004 | -1.0644e-05 | 312.5234 | 1.5777e-07 | 312.3109 | 0 | 317.5983 | -0.0011581 | 317.1421 | 0.00049383 | 312.5234 | -8.3259e-07 | 381.9129 | 6.3943e-06 | 312.5234 | 7.2166e-07 | 317.5983 | 0 | 381.9129 | 2.6857e-05 | 381.9129 | 3.7548e-05 | 0.025216 | 0.13358 | 0.00023427 | 4.9349e-07 | 5.5158e-07 | 0 | 0 | 1.3319e-06 | 0 | 5.0316e-07 | 1.4883e-06 | 0 | 9.8847e-06 | 0.00010558 | 1.9902e-06 | 6.9158e-07 | 1.3546e-07 | 0 | 5.8094e-06 | 7.785e-06
|  | 382.1292 | 0.11371 | 382.1292 | 0.6234 | 317.3554 | 0.0016643 | 319.1124 | 3.4085e-06 | 316.2437 | 2.0908e-06 | 312.7359 | 0 | 312.7359 | 0 | 382.1292 | 0 | 317.8079 | 0 | 319.1124 | 1.5391e-05 | 312.7359 | 1.3846e-05 | 312.5234 | 0 | 317.8079 | 0.0012525 | 317.3554 | 0.00049615 | 312.7359 | 1.956e-05 | 382.1292 | 0 | 312.7359 | 5.5292e-07 | 317.8079 | 0 | 382.1292 | 2.6857e-05 | 382.1292 | 3.4432e-05 | 0.024236 | 0.13738 | 0.00022213 | 1.0575e-07 | 5.6144e-07 | 0 | 0 | 1.332e-06 | 0 | -2.3004e-07 | 6.3748e-07 | 0 | 0.00020728 | 0.00010617 | 1.1625e-06 | 6.7325e-07 | -1.0652e-07 | 0 | 5.8096e-06 | 7.7854e-06
|  | 382.3455 | 0.11037 | 382.3455 | 0.6468 | 317.5687 | 0.00041834 | 319.3244 | -2.411e-06 | 316.4583 | 3.1424e-06 | 312.9485 | 0 | 312.9485 | 0 | 382.3455 | 1.2315e-05 | 318.0174 | 0 | 319.3244 | -1.7561e-05 | 312.9485 | -7.8483e-06 | 312.7359 | 0 | 318.0174 | 0.00072571 | 317.5687 | 0.00049926 | 312.9485 | -8.6211e-06 | 382.3455 | 6.2246e-06 | 312.9485 | -1.5552e-06 | 318.0174 | 0 | 382.3455 | 2.6857e-05 | 382.3455 | 3.7548e-05 | 0.023385 | 0.14242 | 0.00023703 | -2.5209e-08 | 5.5209e-07 | 0 | 0 | 1.332e-06 | 0 | -3.5822e-07 | 3.2415e-07 | 0 | 0.00011723 | 0.00010688 | 1.7544e-06 | 6.7328e-07 | -3.4566e-07 | 0 | 5.8099e-06 | 7.4481e-06
|  | 382.5618 | 0.10583 | 382.5618 | 0.6699 | 317.782 | 0.0018039 | 319.5364 | 2.1732e-06 | 316.6728 | 2.0036e-06 | 313.1611 | 0 | 313.1611 | 0 | 382.5618 | 0 | 318.227 | 0 | 319.5364 | 1.4182e-05 | 313.1611 | 1.0898e-05 | 312.9485 | 0 | 318.227 | 0.00039323 | 317.782 | 0.00050285 | 313.1611 | 2.5127e-05 | 382.5618 | 0 | 313.1611 | -1.6968e-06 | 318.227 | 0 | 382.5618 | 2.6857e-05 | 382.5618 | 3.131e-05 | 0.022462 | 0.14704 | 0.00023887 | 1.3261e-07 | 5.3611e-07 | 0 | 0 | 1.3321e-06 | 0 | -4.9399e-07 | -5.1612e-07 | 0 | 5.3233e-05 | 0.00010766 | 2.1631e-06 | 8.5801e-07 | -1.7553e-07 | 0 | 5.8104e-06 | 7.4488e-06
|  | 382.7782 | 0.10181 | 382.7782 | 0.6894 | 317.9953 | 0.0004356 | 319.7485 | -9.225e-07 | 316.8874 | 2.9928e-06 | 313.3737 | 0 | 313.3737 | 0 | 382.7782 | 1.2315e-05 | 318.4366 | 0 | 319.7485 | -1.8841e-05 | 313.3737 | -1.5754e-05 | 313.1611 | 0 | 318.4366 | 0.00011473 | 317.9953 | 0.00050657 | 313.3737 | -4.7771e-06 | 382.7782 | 7.9317e-06 | 313.3737 | 4.5417e-08 | 318.4366 | 0 | 382.7782 | 2.6857e-05 | 382.7782 | 3.7548e-05 | 0.021774 | 0.1515 | 0.00024301 | 4.6022e-07 | 5.3553e-07 | 0 | 0 | 1.3323e-06 | 0 | -7.04e-07 | 8.3221e-07 | 0 | 8.4652e-06 | 0.00010844 | 1.7745e-06 | 8.5809e-07 | 3.5608e-07 | 0 | 5.811e-06 | 8.1244e-06
|  | 382.9946 | 0.099449 | 382.9946 | 0.71101 | 318.2087 | 0.0018424 | 319.9606 | 5.2628e-06 | 317.102 | 1.9982e-06 | 313.5863 | 0 | 313.5863 | 0 | 382.9946 | 0 | 318.6461 | 0 | 319.9606 | 1.2201e-05 | 313.5863 | 2.3582e-05 | 313.3737 | 0 | 318.6461 | -3.3938e-05 | 318.2087 | 0.00051001 | 313.5863 | 2.1469e-05 | 382.9946 | 0 | 313.5863 | 3.3041e-06 | 318.6461 | 0 | 382.9946 | 2.6857e-05 | 382.9946 | 3.7548e-05 | 0.021105 | 0.1568 | 0.00027113 | 6.4277e-07 | 5.484e-07 | 0 | 0 | 1.3323e-06 | 0 | 1.4948e-06 | 9.0577e-07 | 0 | -1.896e-05 | 0.00010911 | 1.5972e-06 | 6.8919e-07 | 4.6995e-08 | 0 | 5.8112e-06 | 8.1247e-06
|  | 383.2109 | 0.095629 | 383.2109 | 0.73827 | 318.422 | 0.0006992 | 320.1727 | 7.9825e-07 | 317.3166 | 3.1128e-06 | 313.7989 | 0 | 313.7989 | 0 | 383.2109 | 1.2315e-05 | 318.8557 | 0 | 320.1727 | 1.8938e-06 | 313.7989 | -1.5062e-05 | 313.5863 | 0 | 318.8557 | -0.00014698 | 318.422 | 0.00051281 | 313.7989 | -6.4458e-06 | 383.2109 | 6.3702e-06 | 313.7989 | -2.8621e-06 | 318.8557 | 0 | 383.2109 | 2.6857e-05 | 383.2109 | 3.7548e-05 | 0.020528 | 0.16288 | 0.00027084 | 2.8766e-07 | 5.7281e-07 | 0 | 0 | 1.3324e-06 | 0 | 1.5631e-06 | -1.5763e-07 | 0 | 9.0485e-05 | 0.00010962 | 1.2059e-06 | 6.8922e-07 | -2.9357e-07 | 0 | 5.8115e-06 | 7.4472e-06
|  | 383.4273 | 0.094108 | 383.4273 | 0.76718 | 318.6354 | 0.0018394 | 320.3848 | 1.9142e-06 | 317.5312 | 2.2248e-06 | 314.0115 | 0 | 314.0115 | 0 | 383.4273 | 0 | 319.0653 | 0 | 320.3848 | 1.2845e-05 | 314.0115 | 1.3579e-05 | 313.7989 | 0 | 319.0653 | 0.0010103 | 318.6354 | 0.00051467 | 314.0115 | 1.7789e-05 | 383.4273 | 0 | 314.0115 | 1.006e-07 | 319.0653 | 0 | 383.4273 | 2.6857e-05 | 383.4273 | 3.1283e-05 | 0.019989 | 0.16873 | 0.00025816 | 5.9259e-08 | 5.805e-07 | 0 | 0 | 1.3325e-06 | 0 | 5.5144e-07 | -9.3602e-07 | 0 | 9.1076e-05 | 0.00010989 | 1.2523e-06 | 6.8893e-07 | 1.073e-08 | 0 | 5.8121e-06 | 7.4479e-06
|  | 383.6437 | 0.090625 | 383.6437 | 0.79217 | 318.8488 | 0.00058041 | 320.5969 | -1.3555e-06 | 317.7459 | 3.1837e-06 | 314.2242 | 0 | 314.2242 | 0 | 383.6437 | 1.2315e-05 | 319.275 | 0 | 320.5969 | -7.6458e-06 | 314.2242 | -2.2383e-05 | 314.0115 | 0 | 319.275 | -0.00014134 | 318.8488 | 0.00051537 | 314.2242 | -6.0102e-06 | 383.6437 | 6.3669e-06 | 314.2242 | 3.1623e-10 | 319.275 | 0 | 383.6437 | 2.6857e-05 | 383.6437 | 3.7548e-05 | 0.019298 | 0.17395 | 0.00025153 | 5.136e-07 | 5.7494e-07 | 0 | 0 | 1.6232e-06 | 0 | 2.616e-07 | -2.0593e-06 | 0 | 0.00027279 | 0.00010991 | 1.1156e-06 | 6.8899e-07 | -5.2628e-08 | 0 | 5.8126e-06 | 8.1266e-06
|  | 383.8602 | 0.087703 | 383.8602 | 0.81524 | 319.0622 | 0.0017772 | 320.809 | 6.1979e-06 | 317.9605 | 2.1738e-06 | 314.4368 | 0 | 314.4368 | 0 | 383.8602 | 2.685e-06 | 319.4846 | 0 | 320.809 | 1.0112e-05 | 314.4368 | 3.0149e-06 | 314.2242 | 0 | 319.4846 | 0.002744 | 319.0622 | 0.00051478 | 314.4368 | 1.6503e-05 | 383.8602 | 0 | 314.4368 | -4.9528e-07 | 319.4846 | 0 | 383.8602 | 2.6857e-05 | 383.8602 | 3.7548e-05 | 0.018775 | 0.17913 | 0.00025441 | 4.5254e-07 | 5.8863e-07 | 0 | 0 | 2.0916e-05 | 0 | 1.1843e-06 | -1.6896e-06 | 0 | 0.00032063 | 0.00010965 | 1.6653e-06 | -2.8779e-06 | -1.3606e-07 | 0 | 0.000237 | 0.00038939
|  | 384.0766 | 0.085786 | 384.0766 | 0.84005 | 319.2756 | 0.00060705 | 321.0212 | -1.9319e-06 | 318.1752 | 3.3097e-06 | 314.6495 | 0 | 314.6495 | 0 | 384.0766 | 0.00019058 | 319.6942 | 0 | 321.0212 | 1.0523e-06 | 314.6495 | -1.8903e-05 | 314.4368 | 0 | 319.6942 | 0.0003146 | 319.2756 | 0.00051285 | 314.6495 | -8.4237e-07 | 384.0766 | -2.6593e-05 | 314.6495 | -7.8415e-07 | 319.6942 | 0 | 384.0766 | 0.0021632 | 384.0766 | 0.0035606 | 0.018158 | 0.1843 | 0.00025523 | 4.5159e-07 | 6.0794e-07 | 0 | 0 | 0.0002447 | 0 | 1.7318e-07 | 1.6729e-06 | 0 | 0.00013021 | 0.0001091 | 1.6025e-06 | 3.6146e-05 | 2.1167e-07 | 0 | 0.0017832 | 0.0028076
|  | 384.2931 | 0.081985 | 384.2931 | 0.86279 | 319.489 | 0.0017849 | 321.2333 | 6.1889e-06 | 318.3899 | 2.3546e-06 | 314.8621 | 0 | 314.8621 | 0 | 384.2931 | 0.0020703 | 319.9039 | 0 | 321.2333 | 5.8016e-07 | 314.8621 | 3.4635e-05 | 314.6495 | 0 | 319.9039 | 0.00092758 | 319.489 | 0.00050961 | 314.8621 | 1.5913e-05 | 384.2931 | 0.00036057 | 314.8621 | 2.7748e-06 | 319.9039 | 0 | 384.2931 | 0.014313 | 384.2931 | 0.02238 | 0.017575 | 0.18915 | 0.0002283 | 6.7218e-07 | 6.072e-07 | 0 | 0 | 0.00090471 | 0 | -4.5664e-07 | 3.1034e-06 | 0 | 0.00011561 | 0.00010828 | 1.3302e-06 | 0.00034311 | 4.9267e-07 | 0 | 0.0035762 | 0.0049592
|  | 384.5095 | 0.080389 | 384.5095 | 0.88481 | 319.7024 | 0.00035468 | 321.4455 | 1.467e-07 | 318.6046 | 3.302e-06 | 315.0749 | 0 | 315.0749 | 0 | 384.5095 | 0.0062884 | 320.1136 | 0 | 321.4455 | -4.8842e-06 | 315.0749 | -5.4558e-06 | 314.8621 | 0 | 320.1136 | 0.00017508 | 319.7024 | 0.00050515 | 315.0749 | -3.4051e-06 | 384.5095 | 0.0028095 | 315.0749 | 1.8575e-06 | 320.1136 | 0 | 384.5095 | 0.018728 | 384.5095 | 0.023439 | 0.017235 | 0.19384 | 0.00021562 | 5.2993e-07 | 6.0538e-07 | 0 | 0 | 0.00090095 | 0 | 9.4766e-07 | 1.0751e-06 | 0 | 4.4505e-05 | 0.00010723 | 1.7502e-06 | 0.00032914 | 3.079e-07 | 0 | 0.0037005 | 0.0048881
|  | 384.726 | 0.078834 | 384.726 | 0.90597 | 319.9158 | 0.0016657 | 321.6577 | 4.8484e-06 | 318.8193 | 2.3365e-06 | 315.2876 | 0 | 315.2876 | 0 | 384.726 | 0.0020348 | 320.3233 | 0 | 321.6577 | 1.3817e-05 | 315.2876 | 1.5565e-05 | 315.0749 | 0 | 320.3233 | 0.00024941 | 319.9158 | 0.0004996 | 315.2876 | 1.9861e-05 | 384.726 | 0.00023114 | 315.2876 | 1.0375e-06 | 320.3233 | 0 | 384.726 | 0.015459 | 384.726 | 0.021719 | 0.016653 | 0.19817 | 0.00024304 | 2.3235e-07 | 6.126e-07 | 0 | 0 | 0.0010489 | 0 | 9.1991e-07 | -2.8167e-07 | 0 | 0.00014653 | 0.00010596 | 1.6331e-06 | 0.00042851 | -7.906e-08 | 0 | 0.0038552 | 0.0051052
|  | 384.9425 | 0.075009 | 384.9425 | 0.92469 | 320.1293 | 0.00061138 | 321.8699 | -2.6586e-06 | 319.034 | 3.3695e-06 | 315.5003 | 0 | 315.5003 | 0 | 384.9425 | 0.0076552 | 320.533 | 0 | 321.8699 | -5.1474e-06 | 315.5003 | -1.8213e-05 | 315.2876 | 0 | 320.533 | 0.0011482 | 320.1293 | 0.00049317 | 315.5003 | -4.505e-06 | 384.9425 | 0.0037274 | 315.5003 | -1.7809e-06 | 320.533 | 0 | 384.9425 | 0.020155 | 384.9425 | 0.025442 | 0.016081 | 0.2026 | 0.00023856 | 4.2711e-07 | 6.0642e-07 | 0 | 0 | 0.0010932 | 0 | 4.713e-07 | 1.0869e-06 | 0 | 0.00031439 | 0.00010451 | 1.0399e-06 | 0.0004617 | 6.6056e-10 | 0 | 0.0038261 | 0.0049737
|  | 385.159 | 0.073529 | 385.159 | 0.94675 | 320.3427 | 0.001624 | 322.0822 | 6.6838e-06 | 319.2487 | 2.279e-06 | 315.713 | 0 | 315.713 | 0 | 385.159 | 0.0024423 | 320.7427 | 0 | 322.0822 | 9.5891e-06 | 315.713 | 2.8431e-05 | 315.5003 | 0 | 320.7427 | 0.00185 | 320.3427 | 0.00048609 | 315.713 | 1.4281e-05 | 385.159 | 0.00053729 | 315.713 | 1.7871e-06 | 320.7427 | 0 | 385.159 | 0.015187 | 385.159 | 0.020501 | 0.015741 | 0.2067 | 0.00023567 | 6.1416e-07 | 5.9292e-07 | 0 | 0 | 0.00093321 | 0 | 9.7069e-07 | 3.4755e-06 | 0 | 0.00015903 | 0.00010298 | 4.6841e-07 | 0.00035342 | 3.8703e-07 | 0 | 0.0036461 | 0.0047627
|  | 385.3756 | 0.071861 | 385.3756 | 0.96245 | 320.5562 | 0.00058393 | 322.2944 | -8.9666e-07 | 319.4635 | 3.243e-06 | 315.9257 | 0 | 315.9257 | 0 | 385.3756 | 0.0061773 | 320.9524 | 0 | 322.2944 | -4.4247e-07 | 315.9257 | 4.2429e-06 | 315.713 | 0 | 320.9524 | -0.00033337 | 320.5562 | 0.00047868 | 315.9257 | -9.8778e-06 | 385.3756 | 0.0027271 | 315.9257 | 1.8514e-06 | 320.9524 | 0 | 385.3756 | 0.018491 | 385.3756 | 0.02349 | 0.015078 | 0.20901 | 0.00024139 | 7.8852e-07 | 5.8526e-07 | 0 | 0 | 0.00095467 | 0 | 2.0049e-06 | 9.9625e-07 | 0 | 8.4076e-05 | 0.00010141 | -1.6682e-07 | 0.00033618 | 2.8681e-08 | 0 | 0.0035568 | 0.0047073
|  | 385.5921 | 0.067399 | 385.5921 | 0.96796 | 320.7697 | 0.0016774 | 322.5066 | 8.3268e-06 | 319.6782 | 2.2076e-06 | 316.1385 | 0 | 316.1385 | 0 | 385.5921 | 0.0026397 | 321.1621 | 0 | 322.5066 | 1.9334e-05 | 316.1385 | 5.1217e-06 | 315.9257 | 0 | 321.1621 | 0.0011351 | 320.7697 | 0.00047128 | 316.1385 | 8.3097e-06 | 385.5921 | 0.00037775 | 316.1385 | -1.5818e-06 | 321.1621 | 0 | 385.5921 | 0.014359 | 385.5921 | 0.019985 | 0.014402 | 0.21089 | 0.00023577 | 8.9639e-07 | 5.623e-07 | 0 | 0 | 0.00097619 | 0 | 5.5193e-09 | -2.9438e-06 | 0 | 0.00012279 | 9.9873e-05 | 7.9497e-08 | 0.00039512 | -3.2508e-07 | 0 | 0.0035955 | 0.0047169
|  | 385.8087 | 0.065605 | 385.8087 | 0.97971 | 320.9832 | 0.00053125 | 322.7189 | 1.1856e-07 | 319.893 | 3.0282e-06 | 316.3513 | 0 | 316.3513 | 0 | 385.8087 | 0.0063757 | 321.3719 | 0 | 322.7189 | -1.9282e-05 | 316.3513 | -3.2793e-05 | 316.1385 | 0 | 321.3719 | 3.5815e-05 | 320.9832 | 0.00046429 | 316.3513 | -7.5624e-06 | 385.8087 | 0.0032713 | 316.3513 | -1.4739e-06 | 321.3719 | 0 | 385.8087 | 0.018847 | 385.8087 | 0.023577 | 0.013902 | 0.2128 | 0.00024901 | 9.8326e-07 | 5.5625e-07 | 0 | 0 | 0.00094882 | 0 | -1.3113e-06 | -2.949e-07 | 0 | 9.6431e-05 | 9.8466e-05 | 1.3967e-06 | 0.00042916 | 6.1112e-08 | 0 | 0.0034508 | 0.0047976
|  | 386.0253 | 0.062773 | 386.0253 | 0.9854 | 321.1967 | 0.0018014 | 322.9312 | 9.1453e-06 | 320.1078 | 2.1516e-06 | 316.5641 | 0 | 316.5641 | 0 | 386.0253 | 0.0023862 | 321.5817 | 0 | 322.9312 | 6.9284e-06 | 316.5641 | 3.0022e-05 | 316.3513 | 0 | 321.5817 | 0.00088355 | 321.1967 | 0.0004581 | 316.5641 | 2.0689e-05 | 386.0253 | 0.00069179 | 316.5641 | 2.0482e-06 | 321.5817 | 0 | 386.0253 | 0.013019 | 386.0253 | 0.020727 | 0.013486 | 0.21423 | 0.00022916 | 9.3981e-07 | 5.8399e-07 | 0 | 0 | 0.00094068 | 0 | -7.9551e-07 | -3.4803e-08 | 0 | 0.00018145 | 9.7284e-05 | 3.3475e-06 | 0.0004126 | -2.4202e-07 | 0 | 0.0032198 | 0.0045851
|  | 386.2419 | 0.061749 | 386.2419 | 0.99271 | 321.4102 | 0.00034502 | 323.1435 | -2.9212e-07 | 320.3226 | 3.2857e-06 | 316.7769 | 0 | 316.7769 | 0 | 386.2419 | 0.0062996 | 321.7914 | 0 | 323.1435 | -1.4422e-05 | 316.7769 | -3.0349e-05 | 316.5641 | 0 | 321.7914 | 0.0008464 | 321.4102 | 0.00045309 | 316.7769 | 1.0773e-05 | 386.2419 | 0.003118 | 316.7769 | -4.3229e-06 | 321.7914 | 0 | 386.2419 | 0.016711 | 386.2419 | 0.02161 | 0.013236 | 0.21572 | 0.00021914 | 8.4192e-07 | 5.7962e-07 | 0 | 0 | 0.00086221 | 0 | 1.1444e-06 | -1.3446e-06 | 0 | 0.00025541 | 9.6373e-05 | 2.5831e-06 | 0.00037555 | -2.9945e-07 | 0 | 0.0030992 | 0.0043351
|  | 386.4585 | 0.060463 | 386.4585 | 0.99904 | 321.6238 | 0.0017075 | 323.3558 | 8.2228e-06 | 320.5374 | 2.1106e-06 | 316.9897 | 0 | 316.9897 | 0 | 386.4585 | 0.0016613 | 322.0012 | 0 | 323.3558 | 2.5202e-05 | 316.9897 | 1.7712e-05 | 316.7769 | 0 | 322.0012 | 0.0015886 | 321.6238 | 0.00044957 | 316.9897 | 1.3505e-05 | 386.4585 | 0.00034952 | 316.9897 | 1.5085e-06 | 322.0012 | 0 | 386.4585 | 0.011904 | 386.4585 | 0.018417 | 0.012883 | 0.21652 | 0.00025073 | 5.4248e-07 | 5.6289e-07 | 0 | 0 | 0.00084249 | 0 | 1.1196e-06 | 1.1457e-06 | 0 | 0.00021201 | 9.5798e-05 | 5.6324e-07 | 0.00035586 | 9.4789e-08 | 0 | 0.0032411 | 0.0044025
|  | 386.6751 | 0.058482 | 386.6751 | 1 | 321.8373 | 0.00064087 | 323.5682 | -3.1132e-06 | 320.7523 | 3.1302e-06 | 317.2025 | 0 | 317.2025 | 0 | 386.6751 | 0.0061172 | 322.211 | 0 | 323.5682 | -1.4656e-05 | 317.2025 | -6.945e-06 | 316.9897 | 0 | 322.211 | 0.00043233 | 321.8373 | 0.00044771 | 317.2025 | -8.2116e-06 | 386.6751 | 0.002936 | 317.2025 | -6.1769e-07 | 322.211 | 0 | 386.6751 | 0.01802 | 386.6751 | 0.02223 | 0.012469 | 0.21625 | 0.00025186 | 4.4512e-07 | 5.7149e-07 | 0 | 0 | 0.00086801 | 0 | -6.3006e-07 | 3.1161e-07 | 0 | 0.00015624 | 9.5597e-05 | 8.5597e-07 | 0.00034383 | 6.4164e-08 | 0 | 0.0033879 | 0.0043753
|  | 386.8917 | 0.056632 | 386.8917 | 0.99641 | 322.0509 | 0.0017178 | 323.7805 | 7.3057e-06 | 320.9671 | 2.19e-06 | 317.4153 | 0 | 317.4153 | 0 | 386.8917 | 0.0018962 | 322.4209 | 0 | 323.7805 | 8.7219e-06 | 317.4153 | 9.8733e-06 | 317.2025 | 0 | 322.4209 | 0.0010568 | 322.0509 | 0.00044755 | 317.4153 | 1.6255e-05 | 386.8917 | 0.00023818 | 317.4153 | 1.2206e-06 | 322.4209 | 0 | 386.8917 | 0.013257 | 386.8917 | 0.018162 | 0.01183 | 0.2149 | 0.0002513 | 3.2294e-07 | 5.8419e-07 | 0 | 0 | 0.00080197 | 0 | -2.9466e-07 | 6.5639e-07 | 0 | 9.7686e-05 | 9.5726e-05 | 3.319e-07 | 0.00036244 | 2.6579e-07 | 0 | 0.003213 | 0.0040485
|  | 387.1084 | 0.052574 | 387.1084 | 0.9873 | 322.2644 | 0.00063559 | 323.9929 | -4.2644e-06 | 321.1819 | 3.2482e-06 | 317.6282 | 0 | 317.6282 | 0 | 387.1084 | 0.0055068 | 322.6307 | 0 | 323.9929 | -1.1497e-05 | 317.6282 | -3.705e-06 | 317.4153 | 0 | 322.6307 | -0.00012563 | 322.2644 | 0.00044892 | 317.6282 | -1.3136e-05 | 387.1084 | 0.0031075 | 317.6282 | 1.277e-06 | 322.6307 | 0 | 387.1084 | 0.016403 | 387.1084 | 0.01921 | 0.011166 | 0.21272 | 0.00025956 | 2.8585e-07 | 6.032e-07 | 0 | 0 | 0.0008214 | 0 | 9.6409e-07 | 2.536e-06 | 0 | 0.00015434 | 9.6164e-05 | 1.5897e-06 | 0.00038853 | 1.0051e-07 | 0 | 0.0030677 | 0.003902
|  | 387.3251 | 0.050494 | 387.3251 | 0.97622 | 322.478 | 0.0017949 | 324.2053 | 6.9564e-06 | 321.3968 | 2.3664e-06 | 317.8411 | 0 | 317.8411 | 0 | 387.3251 | 0.0020752 | 322.8406 | 0 | 324.2053 | 2.0576e-05 | 317.8411 | 2.7529e-05 | 317.6282 | 0 | 322.8405 | 0.0015964 | 322.478 | 0.00045152 | 317.8411 | 2.8071e-05 | 387.3251 | 0.0004789 | 317.8411 | -3.3279e-07 | 322.8405 | 0 | 387.3251 | 0.011914 | 387.3251 | 0.016808 | 0.010863 | 0.2109 | 0.00025081 | 3.511e-07 | 6.1915e-07 | 0 | 0 | 0.00079837 | 0 | -5.8829e-07 | -4.3373e-07 | 0 | 0.00021806 | 9.6799e-05 | 1.7629e-06 | 0.00036283 | -2.5264e-07 | 0 | 0.0029985 | 0.0039706
|  | 387.5417 | 0.04977 | 387.5417 | 0.97041 | 322.6916 | 0.0005536 | 324.4177 | -3.6504e-06 | 321.6117 | 3.3966e-06 | 318.0539 | 0 | 318.0539 | 0 | 387.5417 | 0.0052939 | 323.0504 | 0 | 324.4177 | -2.6116e-05 | 318.0539 | -3.1604e-05 | 317.8411 | 0 | 323.0504 | 0.00048195 | 322.6916 | 0.00045487 | 318.0539 | -1.1507e-05 | 387.5417 | 0.0028701 | 318.0539 | -2.0409e-06 | 323.0504 | 0 | 387.5417 | 0.015762 | 387.5417 | 0.019841 | 0.01067 | 0.20969 | 0.00024174 | 2.8194e-07 | 6.3224e-07 | 0 | 0 | 0.00074399 | 0 | -1.9692e-06 | -9.464e-07 | 0 | 0.0002902 | 9.7539e-05 | -2.8546e-07 | 0.00029616 | -4.4983e-07 | 0 | 0.0028611 | 0.0039796
|  | 387.7584 | 0.048703 | 387.7584 | 0.96493 | 322.9052 | 0.0017099 | 324.6301 | 6.305e-06 | 321.8266 | 2.4871e-06 | 318.2668 | 0 | 318.2668 | 0 | 387.7584 | 0.0015727 | 323.2602 | 0 | 324.6301 | 7.5741e-06 | 318.2668 | 2.2714e-05 | 318.0539 | 0 | 323.2603 | 0.0022836 | 322.9052 | 0.00045845 | 318.2668 | 8.8252e-06 | 387.7584 | -0.00013673 | 318.2668 | -2.1848e-06 | 323.2603 | 0 | 387.7584 | 0.010644 | 387.7584 | 0.016888 | 0.010087 | 0.20656 | 0.00023188 | 2.9258e-07 | 6.4632e-07 | 0 | 0 | 0.00075621 | 0 | -7.2418e-07 | -1.823e-07 | 0 | 0.00014259 | 9.829e-05 | 4.2326e-07 | 0.00026203 | -3.2867e-07 | 0 | 0.0027886 | 0.0037973
|  | 387.9752 | 0.044382 | 387.9752 | 0.9413 | 323.1188 | 0.00046102 | 324.8425 | -3.5504e-06 | 322.0415 | 3.5279e-06 | 318.4797 | 0 | 318.4797 | 0 | 387.9752 | 0.005406 | 323.4701 | 0 | 324.8425 | -1.4392e-05 | 318.4797 | -2.4427e-05 | 318.2668 | 0 | 323.4702 | -0.00092494 | 323.1188 | 0.00046177 | 318.4797 | -4.8489e-06 | 387.9752 | 0.0025549 | 318.4797 | -9.0297e-07 | 323.4702 | 0 | 387.9752 | 0.015091 | 387.9752 | 0.018156 | 0.0096119 | 0.20272 | 0.00024018 | -1.0331e-07 | 6.7013e-07 | 0 | 0 | 0.00073796 | 0 | -1.7249e-06 | -8.3177e-07 | 0 | 0.00012747 | 9.8927e-05 | 6.6106e-07 | 0.00031221 | 1.9524e-08 | 0 | 0.0029782 | 0.0037592
|  | 388.1919 | 0.044317 | 388.1919 | 0.92941 | 323.3325 | 0.0017876 | 325.0549 | 2.5777e-06 | 322.2564 | 2.7084e-06 | 318.6926 | 0 | 318.6926 | 0 | 388.1919 | 0.0014039 | 323.68 | 0 | 325.0549 | -1.8478e-06 | 318.6926 | 1.6613e-05 | 318.4797 | 0 | 323.68 | 0.0021397 | 323.3325 | 0.00046441 | 318.6926 | 1.1058e-05 | 388.1919 | 0.00032616 | 318.6926 | 1.0864e-06 | 323.68 | 0 | 388.1919 | 0.012392 | 388.1919 | 0.016534 | 0.0093056 | 0.19901 | 0.00023495 | 1.2184e-07 | 6.8111e-07 | 0 | 0 | 0.00069176 | 0 | -5.5868e-07 | -6.373e-07 | 0 | 0.00032066 | 9.9412e-05 | 1.1586e-06 | 0.00028546 | 6.7471e-08 | 0 | 0.0030163 | 0.0037538
|  | 388.4086 | 0.041548 | 388.4086 | 0.90694 | 323.5461 | 0.00041174 | 325.2674 | -1.4309e-06 | 322.4713 | 3.6296e-06 | 318.9056 | 0 | 318.9056 | 0 | 388.4086 | 0.0049791 | 323.8899 | 0 | 325.2674 | -3.4111e-06 | 318.9056 | -2.26e-05 | 318.6926 | 0 | 323.89 | 0.00091523 | 323.5461 | 0.00046618 | 318.9056 | -1.7582e-07 | 388.4086 | 0.0023079 | 318.9056 | -4.5259e-07 | 323.89 | 0 | 388.4086 | 0.01544 | 388.4086 | 0.018103 | 0.0088984 | 0.19471 | 0.00023362 | 3.2308e-07 | 6.6339e-07 | 0 | 0 | 0.00071555 | 0 | 1.2192e-06 | -1.0211e-06 | 0 | 0.00017318 | 9.9697e-05 | 1.9638e-06 | 0.00032213 | -7.7085e-08 | 0 | 0.0029029 | 0.0037983
|  | 388.6254 | 0.040556 | 388.6254 | 0.88959 | 323.7598 | 0.0017751 | 325.4799 | 4.4722e-06 | 322.6863 | 2.5423e-06 | 319.1185 | 0 | 319.1185 | 0 | 388.6254 | 0.0016231 | 324.0999 | 0 | 325.4799 | 1.4888e-05 | 319.1185 | 1.301e-05 | 318.9056 | 0 | 324.0999 | 0.00073485 | 323.7598 | 0.00046708 | 319.1185 | 1.862e-05 | 388.6254 | 0.00066436 | 319.1185 | -2.7138e-07 | 324.0999 | 0 | 388.6254 | 0.011344 | 388.6254 | 0.016944 | 0.0086361 | 0.19073 | 0.0002544 | 4.2613e-07 | 6.6885e-07 | 0 | 0 | 0.00077303 | 0 | 1.7887e-06 | 1.1482e-06 | 0 | 0.00011665 | 9.9823e-05 | 1.7684e-06 | 0.00037992 | -1.0426e-07 | 0 | 0.002973 | 0.0038831
|  | 388.8422 | 0.03912 | 388.8422 | 0.87012 | 323.9734 | 0.00060627 | 325.6923 | -4.6135e-07 | 322.9013 | 3.6813e-06 | 319.3315 | 0 | 319.3315 | 0 | 388.8422 | 0.0055088 | 324.3098 | 0 | 325.6923 | 1.9475e-06 | 319.3315 | -2.2265e-06 | 319.1185 | 0 | 324.3098 | 0.00037627 | 323.9734 | 0.00046736 | 319.3315 | -2.0109e-06 | 388.8422 | 0.0028407 | 319.3315 | -7.0779e-07 | 324.3098 | 0 | 388.8422 | 0.016085 | 388.8422 | 0.018882 | 0.0084349 | 0.18727 | 0.00025716 | 8.1391e-07 | 6.9766e-07 | 0 | 0 | 0.00073526 | 0 | 1.406e-06 | 5.8448e-06 | 0 | 0.00014629 | 9.9876e-05 | 8.7185e-07 | 0.00031623 | 4.9054e-07 | 0 | 0.002819 | 0.00367
|  | 389.059 | 0.038696 | 389.059 | 0.85754 | 324.1871 | 0.0018007 | 325.9049 | 8.1217e-06 | 323.1162 | 2.8089e-06 | 319.5444 | 0 | 319.5444 | 0 | 389.059 | 0.0012743 | 324.5197 | 0 | 325.9049 | 1.1285e-05 | 319.5444 | 5.712e-05 | 319.3315 | 0 | 324.5197 | 0.0010174 | 324.1871 | 0.00046744 | 319.5444 | 1.0199e-05 | 389.059 | 7.6666e-05 | 319.5444 | 5.3148e-06 | 324.5197 | 0 | 389.059 | 0.0099221 | 389.059 | 0.014976 | 0.0082957 | 0.18502 | 0.00025425 | 4.0526e-07 | 7.1302e-07 | 0 | 0 | 0.0007125 | 0 | -6.2636e-07 | 5.0413e-06 | 0 | 9.5001e-06 | 9.9929e-05 | 5.8539e-07 | 0.00034301 | 1.1873e-07 | 0 | 0.0028387 | 0.0036554
|  | 389.2758 | 0.037829 | 389.2758 | 0.84924 | 324.4008 | 0.00057901 | 326.1174 | -4.3078e-06 | 323.3312 | 3.8248e-06 | 319.7574 | 0 | 319.7574 | 0 | 389.2758 | 0.0052983 | 324.7297 | 0 | 326.1174 | -1.718e-05 | 319.7574 | -9.7815e-06 | 319.5444 | 0 | 324.7297 | -0.00092695 | 324.4008 | 0.00046785 | 319.7574 | -4.7023e-06 | 389.2758 | 0.0030875 | 319.7574 | -4.2e-06 | 324.7297 | 0 | 389.2758 | 0.016264 | 389.2758 | 0.018744 | 0.0081818 | 0.18327 | 0.00024044 | -8.4396e-08 | 7.1263e-07 | 0 | 0 | 0.00077317 | 0 | -1.346e-06 | 1.447e-06 | 0 | -0.00022335 | 0.00010011 | 1.3049e-06 | 0.00037085 | -3.9098e-07 | 0 | 0.0029247 | 0.0036298
|  | 389.4926 | 0.037642 | 389.4926 | 0.84133 | 324.6145 | 0.0016714 | 326.3299 | 3.5136e-06 | 323.5462 | 2.8047e-06 | 319.9704 | 0 | 319.9704 | 0 | 389.4926 | 0.0018337 | 324.9397 | 0 | 326.3299 | 4.5131e-06 | 319.9704 | 2.337e-05 | 319.7574 | 0 | 324.9397 | -0.0012003 | 324.6145 | 0.0004691 | 319.9704 | 1.6956e-05 | 389.4926 | 0.00033335 | 319.9704 | 5.2844e-07 | 324.9397 | 0 | 389.4926 | 0.010714 | 389.4926 | 0.014738 | 0.0078504 | 0.18117 | 0.00024099 | 1.5808e-07 | 7.0986e-07 | 0 | 0 | 0.00079865 | 0 | -1.7066e-06 | 8.4481e-07 | 0 | -5.9329e-05 | 0.00010052 | 1.0196e-06 | 0.00032451 | -1.4253e-07 | 0 | 0.0027369 | 0.0034843
|  | 389.7094 | 0.034765 | 389.7094 | 0.82971 | 324.8282 | 0.00058386 | 326.5424 | -2.0262e-06 | 323.7612 | 3.7977e-06 | 320.1834 | 0 | 320.1834 | 0 | 389.7094 | 0.0055326 | 325.1497 | 0 | 326.5424 | -2.0572e-05 | 320.1834 | -1.5438e-05 | 319.9704 | 0 | 325.1497 | 0.00063512 | 324.8282 | 0.00047156 | 320.1834 | -7.3832e-06 | 389.7094 | 0.0026597 | 320.1834 | -1.8667e-06 | 325.1497 | 0 | 389.7094 | 0.014529 | 389.7094 | 0.017398 | 0.0068069 | 0.1779 | 0.00023905 | 4.1899e-07 | 7.2352e-07 | 0 | 0 | 0.00070626 | 0 | -6.447e-07 | -1.0717e-06 | 0 | 0.00027028 | 0.00010118 | 3.9579e-07 | 0.00031201 | -1.5861e-07 | 0 | 0.0026703 | 0.0035458
|  | 389.9263 | 0.028015 | 389.9263 | 0.81108 | 325.0419 | 0.0016533 | 326.755 | 5.9687e-06 | 323.9763 | 2.9317e-06 | 320.3964 | 0 | 320.3964 | 0 | 389.9263 | 0.00098127 | 325.3597 | 0 | 326.755 | 1.4505e-05 | 320.3964 | 5.3758e-06 | 320.1834 | 0 | 325.3597 | 0.0019387 | 325.0419 | 0.00047535 | 320.3964 | 1.1099e-05 | 389.9263 | 0.00021799 | 320.3964 | 3.7743e-07 | 325.3597 | 0 | 389.9263 | 0.010099 | 389.9263 | 0.015304 | 0.0066959 | 0.17378 | 0.00022653 | 2.0021e-07 | 7.3469e-07 | 0 | 0 | 0.00067982 | 0 | -4.8235e-07 | -7.0333e-07 | 0 | 0.00021867 | 0.00010214 | 1.1462e-06 | 0.00033398 | 1.6845e-07 | 0 | 0.0027029 | 0.0036166
|  | 390.1432 | 0.033736 | 390.1432 | 0.79151 | 325.2556 | 0.00046632 | 326.9676 | -4.0852e-06 | 324.1913 | 3.902e-06 | 320.6094 | 0 | 320.6094 | 0 | 390.1432 | 0.0052881 | 325.5697 | 0 | 326.9676 | -1.9043e-05 | 320.6094 | -1.1978e-05 | 320.3964 | 0 | 325.5697 | 0.00014392 | 325.2556 | 0.00048033 | 320.6094 | -3.3916e-07 | 390.1432 | 0.002862 | 320.6094 | 1.2038e-06 | 325.5697 | 0 | 390.1432 | 0.014827 | 390.1432 | 0.018049 | 0.0073532 | 0.16981 | 0.00021941 | 4.1882e-07 | 7.3159e-07 | 0 | 0 | 0.00068484 | 0 | -4.0481e-07 | 1.3694e-06 | 0 | 0.00016893 | 0.00010328 | 2.147e-06 | 0.00036537 | 3.5186e-07 | 0 | 0.0027821 | 0.0035463
|  | 390.36 | 0.034073 | 390.36 | 0.77447 | 325.4694 | 0.0015867 | 327.1802 | 8.0253e-06 | 324.4063 | 2.9016e-06 | 320.8225 | 0 | 320.8225 | 0 | 390.36 | 0.0010272 | 325.7797 | 0 | 327.1802 | 1.5235e-05 | 320.8225 | 2.4835e-05 | 320.6094 | 0 | 325.7797 | 0.0014647 | 325.4694 | 0.00048606 | 320.8225 | 2.0497e-05 | 390.36 | 0.00050734 | 320.8225 | 2.0998e-06 | 325.7797 | 0 | 390.36 | 0.010828 | 390.36 | 0.014654 | 0.0071119 | 0.16552 | 0.00022283 | 7.5607e-07 | 7.1613e-07 | 0 | 0 | 0.00065963 | 0 | 5.2885e-07 | -7.0793e-08 | 0 | 0.00014784 | 0.00010452 | 1.2742e-06 | 0.00034982 | 4.8782e-08 | 0 | 0.0027106 | 0.0034406
|  | 390.5769 | 0.031505 | 390.5769 | 0.75175 | 325.6831 | 0.00049839 | 327.3928 | -9.1299e-07 | 324.6214 | 3.7582e-06 | 321.0355 | 0 | 321.0355 | 0 | 390.5769 | 0.0050551 | 325.9898 | 0 | 327.3928 | -1.026e-05 | 321.0355 | -2.55e-05 | 320.8225 | 0 | 325.9897 | -5.7095e-05 | 325.6831 | 0.0004919 | 321.0355 | -8.5373e-06 | 390.5769 | 0.0027183 | 321.0355 | -1.6419e-06 | 325.9897 | 0 | 390.5769 | 0.014166 | 390.5769 | 0.017071 | 0.0067587 | 0.16023 | 0.00024211 | 2.9229e-07 | 7.1189e-07 | 0 | 0 | 0.00068908 | 0 | -8.4379e-08 | -6.6184e-07 | 0 | 0.00018801 | 0.00010572 | 1.0165e-07 | 0.00029241 | -6.2539e-08 | 0 | 0.0024853 | 0.0032758
|  | 390.7939 | 0.030813 | 390.7939 | 0.7256 | 325.8969 | 0.0017667 | 327.6054 | 3.6624e-06 | 324.8365 | 2.8613e-06 | 321.2486 | 0 | 321.2486 | 0 | 390.7939 | 0.0012985 | 326.1998 | 0 | 327.6054 | 9.4663e-06 | 321.2486 | 1.9288e-05 | 321.0355 | 0 | 326.1998 | 0.0018472 | 325.8969 | 0.00049714 | 321.2486 | 9.4914e-06 | 390.7939 | -2.2155e-05 | 321.2486 | 1.0549e-06 | 326.1998 | 0 | 390.7939 | 0.0087499 | 390.7939 | 0.013133 | 0.0067217 | 0.15562 | 0.00025679 | 4.2716e-07 | 7.112e-07 | 0 | 0 | 0.00071703 | 0 | -6.8927e-07 | 3.4965e-07 | 0 | 0.00014778 | 0.0001067 | 1.328e-06 | 0.00024659 | 2.7196e-07 | 0 | 0.0024087 | 0.0031351
|  | 391.0108 | 0.031158 | 391.0108 | 0.70918 | 326.1107 | 0.00063572 | 327.8181 | 3.553e-07 | 325.0516 | 3.7521e-06 | 321.4617 | 0 | 321.4617 | 0 | 391.0108 | 0.0053122 | 326.4099 | 0 | 327.8181 | -1.5949e-05 | 321.4617 | -1.6006e-05 | 321.2486 | 0 | 326.4099 | -0.00044017 | 326.1107 | 0.0005011 | 321.4617 | 2.9745e-06 | 391.0108 | 0.0022956 | 321.4617 | 1.4978e-06 | 326.4099 | 0 | 391.0108 | 0.013457 | 391.0108 | 0.015772 | 0.0058598 | 0.15111 | 0.00024238 | 6.3792e-07 | 7.0004e-07 | 0 | 0 | 0.00075691 | 0 | 5.5161e-08 | 5.1365e-07 | 0 | -0.0001401 | 0.00010737 | 1.7827e-06 | 0.00028311 | -8.8799e-08 | 0 | 0.002651 | 0.0033329
|  | 391.2277 | 0.022862 | 391.2277 | 0.68384 | 326.3245 | 0.0016316 | 328.0307 | 5.6445e-06 | 325.2667 | 2.7571e-06 | 321.6747 | 0 | 321.6747 | 0 | 391.2277 | 0.0016655 | 326.6199 | 0 | 328.0307 | 1.6468e-05 | 321.6747 | 2.0827e-05 | 321.4617 | 0 | 326.6199 | -0.00089358 | 326.3245 | 0.00050329 | 321.6747 | 1.3759e-05 | 391.2277 | 0.00031425 | 321.6747 | -2.3314e-06 | 326.6199 | 0 | 391.2277 | 0.010982 | 391.2277 | 0.014954 | 0.0056756 | 0.14693 | 0.00025245 | 4.8544e-07 | 6.7485e-07 | 0 | 0 | 0.00066128 | 0 | -4.3376e-07 | -3.4241e-07 | 0 | 8.2195e-05 | 0.00010763 | 8.652e-07 | 0.0002718 | -5.1721e-07 | 0 | 0.0026054 | 0.0034222
|  | 391.4447 | 0.029457 | 391.4447 | 0.67059 | 326.5383 | 0.0007299 | 328.2434 | -1.0794e-06 | 325.4818 | 3.517e-06 | 321.8879 | 0 | 321.8879 | 0 | 391.4447 | 0.0044303 | 326.83 | 0 | 328.2434 | -2.0547e-05 | 321.8879 | -2.404e-05 | 321.6747 | 0 | 326.83 | 0.0016761 | 326.5383 | 0.00050351 | 321.8879 | -5.6406e-06 | 391.4447 | 0.0021912 | 321.8879 | -2.5219e-06 | 326.83 | 0 | 391.4447 | 0.013036 | 391.4447 | 0.016594 | 0.0062298 | 0.14308 | 0.00025371 | 3.5721e-07 | 6.2991e-07 | 0 | 0 | 0.0005997 | 0 | -1.1227e-06 | -1.0909e-06 | 0 | 0.00023941 | 0.00010747 | 2.0646e-06 | 0.00019423 | -1.8003e-07 | 0 | 0.0023136 | 0.0032029
|  | 391.6617 | 0.027968 | 391.6617 | 0.64827 | 326.7521 | 0.0016433 | 328.4561 | 4.4387e-06 | 325.6969 | 2.3393e-06 | 322.101 | 0 | 322.101 | 0 | 391.6617 | 0.0010976 | 327.0401 | 0 | 328.4561 | 9.9892e-06 | 322.101 | 1.3801e-05 | 321.8879 | 0 | 327.0401 | 0.00060275 | 326.7521 | 0.00050182 | 322.101 | 2.5018e-05 | 391.6617 | -0.00040089 | 322.101 | 8.3222e-07 | 327.0401 | 0 | 391.6617 | 0.0082901 | 391.6617 | 0.012931 | 0.0059573 | 0.13833 | 0.0002398 | 1.2244e-07 | 6.2164e-07 | 0 | 0 | 0.0005956 | 0 | -4.3133e-07 | 5.5629e-07 | 0 | 7.3424e-05 | 0.00010695 | 2.0053e-06 | 0.00024439 | -6.7073e-08 | 0 | 0.0023431 | 0.0031121
|  | 391.8786 | 0.02694 | 391.8786 | 0.62673 | 326.9659 | 0.00059947 | 328.6688 | -3.2875e-06 | 325.9121 | 3.4393e-06 | 322.3141 | 0 | 322.3141 | 0 | 391.8786 | 0.004392 | 327.2502 | 0 | 328.6688 | -1.4045e-05 | 322.3141 | -8.5816e-06 | 322.101 | 0 | 327.2502 | 9.6146e-05 | 326.9659 | 0.00049852 | 322.3141 | -6.2011e-06 | 391.8786 | 0.0026535 | 322.3141 | -1.4616e-06 | 327.2502 | 0 | 391.8786 | 0.013306 | 391.8786 | 0.015754 | 0.0059286 | 0.13313 | 0.00024896 | 3.9425e-07 | 6.2485e-07 | 0 | 0 | 0.00054152 | 0 | -5.1323e-07 | 2.2181e-07 | 0 | 8.3237e-05 | 0.00010612 | 9.4833e-07 | 0.00026422 | -1.7948e-07 | 0 | 0.0024338 | 0.0030602
|  | 392.0957 | 0.027699 | 392.0957 | 0.60022 | 327.1798 | 0.001729 | 328.8815 | 6.9944e-06 | 326.1272 | 2.3692e-06 | 322.5272 | 0 | 322.5272 | 0 | 392.0957 | 0.00059874 | 327.4604 | 0 | 328.8815 | 9.2192e-06 | 322.5272 | 1.0663e-05 | 322.3141 | 0 | 327.4604 | 0.00069604 | 327.1798 | 0.00049406 | 322.5272 | 1.51e-05 | 392.0957 | -0.00021834 | 322.5272 | -2.2265e-07 | 327.4604 | 0 | 392.0957 | 0.0091237 | 392.0957 | 0.012449 | 0.0055718 | 0.1271 | 0.00025256 | 7.8356e-07 | 6.1376e-07 | 0 | 0 | 0.00057485 | 0 | 6.3633e-07 | -2.4019e-07 | 0 | 0.00014036 | 0.00010512 | 2.5036e-06 | 0.00019492 | -1.3693e-07 | 0 | 0.0024217 | 0.00304
|  | 392.3127 | 0.02365 | 392.3127 | 0.57113 | 327.3936 | 0.00063282 | 329.0942 | 3.7195e-07 | 326.3424 | 3.3354e-06 | 322.7404 | 0 | 322.7404 | 0 | 392.3127 | 0.0046989 | 327.6705 | 0 | 329.0942 | -3.237e-06 | 322.7404 | -1.2917e-05 | 322.5272 | 0 | 327.6705 | 0.00064003 | 327.3936 | 0.00048894 | 322.7404 | 8.3895e-06 | 392.3127 | 0.0020147 | 322.7404 | -1.0621e-06 | 327.6705 | 0 | 392.3127 | 0.013194 | 392.3127 | 0.015566 | 0.0052187 | 0.12136 | 0.00025138 | 9.1286e-07 | 6.003e-07 | 0 | 0 | 0.00058642 | 0 | 1.2524e-06 | -5.798e-09 | 0 | 0.00011802 | 0.00010399 | 1.6406e-06 | 0.00023852 | -1.3614e-07 | 0 | 0.0024563 | 0.003127
|  | 392.5297 | 0.024442 | 392.5297 | 0.54725 | 327.6075 | 0.001718 | 329.3069 | 8.21e-06 | 326.5576 | 2.2441e-06 | 322.9536 | 0 | 322.9536 | 0 | 392.5297 | 0.00070518 | 327.8807 | 0 | 329.3069 | 1.5011e-05 | 322.9536 | 1.2862e-05 | 322.7404 | 0 | 327.8807 | 0.00048306 | 327.6075 | 0.00048358 | 322.9536 | 7.0033e-06 | 392.5297 | 0.00018336 | 322.9536 | -2.1533e-07 | 327.8807 | 0 | 392.5297 | 0.0094413 | 392.5297 | 0.01325 | 0.005251 | 0.11617 | 0.00024376 | 6.5467e-07 | 5.989e-07 | 0 | 0 | 0.00053913 | 0 | 1.7607e-07 | 8.5312e-07 | 0 | 0.0001805 | 0.00010286 | 3.2205e-07 | 0.00025545 | -3.2884e-07 | 0 | 0.0023601 | 0.0031348
|  | 392.7468 | 0.023943 | 392.7468 | 0.52316 | 327.8214 | 0.00056158 | 329.5197 | -2.0559e-06 | 326.7728 | 3.3216e-06 | 323.1668 | 0 | 323.1668 | 0 | 392.7468 | 0.0042626 | 328.0908 | 0 | 329.5197 | -1.3356e-05 | 323.1668 | -4.8591e-06 | 322.9536 | 0 | 328.0909 | 0.0012346 | 327.8214 | 0.00047829 | 323.1668 | -3.9822e-06 | 392.7468 | 0.0021705 | 323.1668 | -2.8694e-06 | 328.0909 | 0 | 392.7468 | 0.012306 | 392.7468 | 0.015636 | 0.0048236 | 0.11029 | 0.00025183 | 3.1881e-07 | 6.1465e-07 | 0 | 0 | 0.00056309 | 0 | 1.1528e-06 | 1.6295e-06 | 0 | 0.00011993 | 0.00010177 | 1.0007e-06 | 0.00025173 | -2.9651e-07 | 0 | 0.0023511 | 0.0030446
|  | 392.9638 | 0.0205 | 392.9638 | 0.49304 | 328.0353 | 0.0017931 | 329.7325 | 5.0526e-06 | 326.988 | 2.3904e-06 | 323.38 | 0 | 323.38 | 0 | 392.9638 | 0.00092553 | 328.301 | 0 | 329.7325 | 2.4192e-05 | 323.38 | 2.0146e-05 | 323.1668 | 0 | 328.301 | -9.3355e-05 | 328.0353 | 0.00047324 | 323.38 | 1.337e-05 | 392.9638 | 0.00014888 | 323.38 | 8.7807e-08 | 328.301 | 0 | 392.9638 | 0.009356 | 392.9638 | 0.012416 | 0.0044878 | 0.10467 | 0.00027237 | 7.4815e-07 | 6.0016e-07 | 0 | 0 | 0.00061464 | 0 | 1.9402e-06 | 1.7087e-06 | 0 | 0.00012308 | 0.00010072 | 1.7085e-06 | 0.00026562 | 1.5505e-07 | 0 | 0.0023654 | 0.0028789
|  | 393.1809 | 0.020846 | 393.1809 | 0.47126 | 328.2492 | 0.00075365 | 329.9453 | 1.9788e-06 | 327.2032 | 3.187e-06 | 323.5932 | 0 | 323.5932 | 0 | 393.1809 | 0.0047373 | 328.5112 | 0 | 329.9453 | -5.9571e-06 | 323.5932 | -4.1176e-06 | 323.38 | 0 | 328.5112 | 0.0012646 | 328.2492 | 0.00046852 | 323.5932 | 2.6569e-06 | 393.1809 | 0.0022983 | 323.5932 | 1.3667e-06 | 328.5112 | 0 | 393.1809 | 0.012437 | 393.1809 | 0.014108 | 0.0046085 | 0.10055 | 0.00027994 | 1.0334e-06 | 6.0031e-07 | 0 | 0 | 0.00065166 | 0 | -6.2148e-09 | -2.9682e-07 | 0 | 0.00020206 | 9.9749e-05 | 2.3826e-06 | 0.00029217 | 2.8108e-07 | 0 | 0.0023191 | 0.0028663
|  | 393.398 | 0.021611 | 393.398 | 0.45512 | 328.4631 | 0.0018639 | 330.1581 | 7.7336e-06 | 327.4184 | 2.3911e-06 | 323.8064 | 0 | 323.8064 | 0 | 393.398 | 0.0012664 | 328.7214 | 0 | 330.1581 | 5.8987e-06 | 323.8064 | 1.3336e-06 | 323.5932 | 0 | 328.7214 | 0.00065788 | 328.4631 | 0.00046416 | 323.8064 | 1.9691e-05 | 393.398 | 0.0003934 | 323.8064 | 1.2697e-06 | 328.7214 | 0 | 393.398 | 0.0089289 | 393.398 | 0.012299 | 0.0046705 | 0.097333 | 0.00026959 | 4.9041e-07 | 6.2529e-07 | 0 | 0 | 0.00055596 | 0 | -1.8135e-06 | -1.6739e-06 | 0 | -9.292e-06 | 9.8871e-05 | 2.3843e-06 | 0.00026167 | -2.1222e-07 | 0 | 0.0021803 | 0.0027455
|  | 393.6151 | 0.021413 | 393.6151 | 0.44151 | 328.677 | 0.00065651 | 330.3709 | -3.1251e-06 | 327.6337 | 3.419e-06 | 324.0196 | 0 | 324.0196 | 0 | 393.6151 | 0.0038551 | 328.9316 | 0 | 330.3709 | -2.2941e-05 | 324.0196 | -1.7035e-05 | 323.8064 | 0 | 328.9316 | -0.00074628 | 328.677 | 0.00046018 | 324.0196 | 2.6744e-06 | 393.6151 | 0.0020171 | 324.0196 | -3.2604e-06 | 328.9316 | 0 | 393.6151 | 0.011155 | 393.6151 | 0.012992 | 0.0045961 | 0.094089 | 0.00024242 | 2.1251e-07 | 6.5804e-07 | 0 | 0 | 0.00048119 | 0 | -5.5249e-07 | 1.3902e-06 | 0 | 5.0768e-06 | 9.8083e-05 | 1.3399e-06 | 0.00023181 | -5.3501e-07 | 0 | 0.0021806 | 0.0026991
|  | 393.8322 | 0.020922 | 393.8322 | 0.42515 | 328.891 | 0.0016095 | 330.5837 | 5.1221e-06 | 327.8489 | 2.6946e-06 | 324.2329 | 0 | 324.2329 | 0 | 393.8322 | 0.00057719 | 329.1419 | 0 | 330.5837 | 1.7749e-05 | 324.2329 | 3.0072e-05 | 324.0196 | 0 | 329.1419 | 0.00079457 | 328.891 | 0.00045667 | 324.2329 | 9.8916e-06 | 393.8322 | 0.00011819 | 324.2329 | -1.757e-06 | 329.1419 | 0 | 393.8322 | 0.0089304 | 393.8322 | 0.011869 | 0.004262 | 0.09035 | 0.00023553 | 4.6355e-07 | 6.8616e-07 | 0 | 0 | 0.00053227 | 0 | 1.5484e-06 | 2.0156e-06 | 0 | 7.1742e-05 | 9.7382e-05 | 7.8951e-07 | 0.00022584 | -4.1313e-07 | 0 | 0.0022377 | 0.0028593
|  | 394.0494 | 0.018334 | 394.0494 | 0.40703 | 329.1049 | 0.00059247 | 330.7966 | -7.6663e-07 | 328.0642 | 3.6803e-06 | 324.4461 | 0 | 324.4461 | 0 | 394.0494 | 0.0043253 | 329.3521 | 0 | 330.7966 | -3.1998e-06 | 324.4461 | -1.1169e-05 | 324.2329 | 0 | 329.3521 | -0.00011208 | 329.1049 | 0.00045375 | 324.4461 | -2.4874e-06 | 394.0494 | 0.0019619 | 324.4461 | -2.1174e-06 | 329.3521 | 0 | 394.0494 | 0.01168 | 394.0494 | 0.014467 | 0.0039418 | 0.087228 | 0.00024232 | 5.4014e-07 | 6.9176e-07 | 0 | 0 | 0.00055663 | 0 | 1.1479e-07 | -1.3963e-06 | 0 | 0.00014128 | 9.6852e-05 | 2.0195e-06 | 0.00023457 | -1.2937e-07 | 0 | 0.0021663 | 0.0028095
|  | 394.2665 | 0.017971 | 394.2665 | 0.39636 | 329.3188 | 0.0016727 | 331.0095 | 5.8417e-06 | 328.2795 | 2.7466e-06 | 324.6594 | 0 | 324.6594 | 0 | 394.2665 | 0.00080132 | 329.5624 | 0 | 331.0095 | 4.2784e-06 | 324.6594 | -1.924e-06 | 324.4461 | 0 | 329.5624 | 0.0014559 | 329.3188 | 0.00045159 | 324.6594 | 2.1425e-05 | 394.2665 | 0.00019858 | 324.6594 | 9.0424e-07 | 329.5624 | 0 | 394.2665 | 0.0082718 | 394.2665 | 0.01141 | 0.0041361 | 0.084806 | 0.00024253 | 3.5585e-07 | 7.0055e-07 | 0 | 0 | 0.00048836 | 0 | 1.5829e-07 | -4.4636e-07 | 0 | 0.0001531 | 9.6497e-05 | 2.1616e-06 | 0.00024545 | 2.3632e-08 | 0 | 0.00217 | 0.0027718
|  | 394.4837 | 0.020119 | 394.4837 | 0.38462 | 329.5328 | 0.00059405 | 331.2224 | -2.4986e-06 | 328.4948 | 3.7611e-06 | 324.8727 | 0 | 324.8727 | 0 | 394.4837 | 0.003696 | 329.7726 | 0 | 331.2224 | -2.7913e-06 | 324.8727 | -2.2615e-06 | 324.6594 | 0 | 329.7726 | 4.0336e-07 | 329.5328 | 0.0004503 | 324.8727 | -1.1565e-06 | 394.4837 | 0.0020618 | 324.8727 | -6.8264e-07 | 329.7726 | 0 | 394.4837 | 0.011712 | 394.4837 | 0.014115 | 0.0041058 | 0.081927 | 0.00024755 | 6.3761e-07 | 7.0607e-07 | 0 | 0 | 0.00046691 | 0 | 1.546e-06 | 2.3184e-06 | 0 | 0.0002326 | 9.6311e-05 | 1.3878e-06 | 0.00019927 | -2.1219e-07 | 0 | 0.0021177 | 0.0027516
|  | 394.7009 | 0.017691 | 394.7009 | 0.36985 | 329.7468 | 0.00172 | 331.4352 | 8.4887e-06 | 328.7101 | 2.7969e-06 | 325.086 | 0 | 325.086 | 0 | 394.7009 | 0.00060377 | 329.9829 | 0 | 331.4352 | 1.7315e-05 | 325.086 | 2.4001e-05 | 324.8727 | 0 | 329.9829 | 0.0022121 | 329.7468 | 0.00044997 | 325.086 | 1.417e-05 | 394.7009 | -0.00022673 | 325.086 | -1.307e-06 | 329.9829 | 0 | 394.7009 | 0.0077897 | 394.7009 | 0.011224 | 0.003848 | 0.079182 | 0.0002527 | 9.8466e-07 | 7.326e-07 | 0 | 0 | 0.00047315 | 0 | 3.113e-07 | 2.7492e-06 | 0 | 0.000141 | 9.6367e-05 | 8.0182e-07 | 0.00021568 | -2.3238e-07 | 0 | 0.0021046 | 0.0027328
|  | 394.9181 | 0.017741 | 394.9181 | 0.35927 | 329.9608 | 0.00064149 | 331.6482 | 7.6039e-07 | 328.9254 | 4.0081e-06 | 325.2993 | 0 | 325.2993 | 0 | 394.9181 | 0.003753 | 330.1932 | 0 | 331.6482 | -1.4391e-05 | 325.2993 | 1.7742e-06 | 325.086 | 0 | 330.1932 | -0.00087113 | 329.9608 | 0.00045057 | 325.2993 | -6.6522e-06 | 394.9181 | 0.0022128 | 325.2993 | -8.7167e-07 | 330.1932 | 0 | 394.9181 | 0.011589 | 394.9181 | 0.013939 | 0.0037997 | 0.076931 | 0.00025526 | 6.8346e-07 | 7.532e-07 | 0 | 0 | 0.00050762 | 0 | 1.2733e-08 | 1.546e-06 | 0 | -4.2635e-05 | 9.6566e-05 | 3.988e-07 | 0.00024638 | 1.6148e-07 | 0 | 0.0022278 | 0.0028185
|  | 395.1353 | 0.017244 | 395.1353 | 0.34905 | 330.1748 | 0.0017442 | 331.8611 | 5.6595e-06 | 329.1408 | 2.9867e-06 | 325.5126 | 0 | 325.5126 | 0 | 395.1353 | 0.00092074 | 330.4035 | 0 | 331.8611 | 1.4511e-05 | 325.5126 | 1.2721e-05 | 325.2993 | 0 | 330.4035 | 0.00046571 | 330.1748 | 0.00045196 | 325.5126 | 1.0391e-05 | 395.1353 | 5.5735e-05 | 325.5126 | 2.3857e-06 | 330.4035 | 0 | 395.1353 | 0.0089221 | 395.1353 | 0.012012 | 0.0035318 | 0.074819 | 0.00026342 | 2.1461e-07 | 7.4736e-07 | 0 | 0 | 0.0005139 | 0 | 9.2869e-08 | -7.8063e-07 | 0 | -1.2254e-06 | 9.6941e-05 | -5.6839e-07 | 0.00024654 | 5.9019e-08 | 0 | 0.0021612 | 0.0027881
|  | 395.3525 | 0.015273 | 395.3525 | 0.33979 | 330.3888 | 0.00071741 | 332.074 | -3.6437e-06 | 329.3561 | 3.9548e-06 | 325.726 | 0 | 325.726 | 0 | 395.3525 | 0.0038106 | 330.6139 | 0 | 332.074 | -1.3638e-05 | 325.726 | -2.0039e-05 | 325.5126 | 0 | 330.6139 | -0.00047736 | 330.3888 | 0.00045394 | 325.726 | -1.572e-05 | 395.3525 | 0.0022142 | 325.726 | -1.8325e-06 | 330.6139 | 0 | 395.3525 | 0.010976 | 395.3525 | 0.013657 | 0.0035115 | 0.07299 | 0.00026427 | 7.5249e-08 | 7.6228e-07 | 0 | 0 | 0.00054776 | 0 | -2.2878e-07 | 1.176e-06 | 0 | 0.00012333 | 9.7415e-05 | 4.1875e-07 | 0.00025367 | 3.6662e-08 | 0 | 0.0021413 | 0.0027462
|  | 395.5698 | 0.017054 | 395.5698 | 0.33215 | 330.6029 | 0.0017519 | 332.287 | 4.3503e-06 | 329.5715 | 3.1243e-06 | 325.9393 | 0 | 325.9393 | 0 | 395.5698 | 0.001232 | 330.8242 | 0 | 332.287 | 1.149e-05 | 325.9393 | 3.1063e-05 | 325.726 | 0 | 330.8242 | 0.0016501 | 330.6029 | 0.00045626 | 325.9393 | 1.9645e-05 | 395.5698 | 0.00012113 | 325.9393 | 2.1762e-06 | 330.8242 | 0 | 395.5698 | 0.0087366 | 395.5698 | 0.011624 | 0.003799 | 0.071334 | 0.00025933 | 2.3865e-07 | 7.7568e-07 | 0 | 0 | 0.00056563 | 0 | 2.598e-09 | 3.4349e-06 | 0 | 0.00015116 | 9.7906e-05 | 1.7766e-06 | 0.00024811 | 3.4826e-07 | 0 | 0.0022959 | 0.0027723
|  | 395.7871 | 0.017918 | 395.7871 | 0.32451 | 330.8169 | 0.00067155 | 332.4999 | -2.109e-06 | 329.7869 | 4.0779e-06 | 326.1527 | 0 | 326.1527 | 0 | 395.7871 | 0.003975 | 331.0346 | 0 | 332.4999 | -1.1466e-05 | 326.1527 | 1.1372e-06 | 325.9393 | 0 | 331.0345 | -0.00021292 | 330.8169 | 0.00045866 | 326.1527 | -2.991e-06 | 395.7871 | 0.0021629 | 326.1527 | 1.0885e-06 | 331.0345 | 0 | 395.7871 | 0.012398 | 395.7871 | 0.013897 | 0.0037409 | 0.06927 | 0.00024011 | 5.1323e-07 | 7.7439e-07 | 0 | 0 | 0.00055242 | 0 | 5.4971e-07 | 3.6121e-06 | 0 | -9.0322e-05 | 9.8436e-05 | 1.4368e-06 | 0.00023796 | 3.4037e-07 | 0 | 0.002295 | 0.0028669
|  | 396.0043 | 0.016516 | 396.0043 | 0.3131 | 331.031 | 0.0015716 | 332.7129 | 6.9285e-06 | 330.0023 | 3.1126e-06 | 326.3661 | 0 | 326.3661 | 0 | 396.0043 | 0.0011099 | 331.2449 | 0 | 332.7129 | 1.6628e-05 | 326.3661 | 3.2719e-05 | 326.1527 | 0 | 331.2449 | -0.00064583 | 331.031 | 0.00046095 | 326.3661 | 1.6458e-05 | 396.0043 | 2.7484e-05 | 326.3661 | 2.1018e-06 | 331.2449 | 0 | 396.0043 | 0.0087271 | 396.0043 | 0.012492 | 0.0037781 | 0.067294 | 0.00023408 | 6.1913e-07 | 7.5415e-07 | 0 | 0 | 0.00057126 | 0 | -1.2577e-07 | 3.018e-06 | 0 | 2.3147e-05 | 9.8886e-05 | 1.1668e-06 | 0.00021472 | 2.3304e-07 | 0 | 0.0021645 | 0.0027985
|  | 396.2216 | 0.018259 | 396.2216 | 0.3063 | 331.245 | 0.00061556 | 332.9259 | -1.1153e-06 | 330.2176 | 3.8901e-06 | 326.5794 | 0 | 326.5794 | 0 | 396.2216 | 0.0041482 | 331.4553 | 0 | 332.9259 | -1.7809e-05 | 326.5794 | -4.4305e-06 | 326.3661 | 0 | 331.4553 | 0.00086591 | 331.245 | 0.00046299 | 326.5794 | -5.522e-06 | 396.2216 | 0.0019488 | 326.5794 | 8.2508e-08 | 331.4553 | 0 | 396.2216 | 0.011196 | 396.2216 | 0.013266 | 0.0039144 | 0.065263 | 0.00025054 | 5.9804e-07 | 7.4937e-07 | 0 | 0 | 0.00056521 | 0 | -1.0578e-06 | 2.1596e-06 | 0 | 0.00027588 | 9.9303e-05 | 2.5975e-06 | 0.00021179 | 2.5016e-07 | 0 | 0.0021739 | 0.0026909
|  | 396.4389 | 0.017769 | 396.4389 | 0.29437 | 331.4591 | 0.001725 | 333.139 | 6.7302e-06 | 330.4331 | 3.0669e-06 | 326.7928 | 0 | 326.7928 | 0 | 396.4389 | 0.001054 | 331.6657 | 0 | 333.139 | 7.8769e-06 | 326.7928 | 2.4669e-05 | 326.5794 | 0 | 331.6656 | 0.0017567 | 331.4591 | 0.00046472 | 326.7928 | 2.9864e-05 | 396.4389 | 4.5742e-07 | 326.7928 | 2.2619e-06 | 331.6656 | 0 | 396.4389 | 0.008813 | 396.4389 | 0.011501 | 0.0036192 | 0.062267 | 0.00026017 | 8.6787e-07 | 7.6308e-07 | 0 | 0 | 0.00056558 | 0 | -2.6129e-07 | 9.9272e-07 | 0 | 0.00015233 | 9.9635e-05 | 1.5459e-06 | 0.00018605 | 2.6585e-07 | 0 | 0.0021511 | 0.0027464
|  | 396.6562 | 0.015537 | 396.6562 | 0.27864 | 331.6732 | 0.0007056 | 333.352 | 1.4173e-06 | 330.6485 | 4.0176e-06 | 327.0063 | 0 | 327.0063 | 0 | 396.6562 | 0.0041509 | 331.8761 | 0 | 333.352 | -1.033e-05 | 327.0063 | -1.5366e-05 | 326.7928 | 0 | 331.8761 | -0.00030884 | 331.6732 | 0.0004661 | 327.0063 | -1.5377e-05 | 396.6562 | 0.0017117 | 327.0063 | 2.2951e-07 | 331.8761 | 0 | 396.6562 | 0.010983 | 396.6562 | 0.013774 | 0.0034056 | 0.05961 | 0.00026371 | 1.0111e-06 | 7.5813e-07 | 0 | 0 | 0.00055633 | 0 | 3.993e-07 | -6.1082e-07 | 0 | 0.00013446 | 9.9906e-05 | 7.0174e-07 | 0.00024833 | -2.3122e-09 | 0 | 0.0022234 | 0.002923
|  | 396.8736 | 0.015803 | 396.8736 | 0.26992 | 331.8873 | 0.0017577 | 333.565 | 8.0747e-06 | 330.8639 | 3.02e-06 | 327.2197 | 0 | 327.2197 | 0 | 396.8736 | 0.00096881 | 332.0865 | 0 | 333.565 | 1.4078e-05 | 327.2197 | 9.6424e-06 | 327.0063 | 0 | 332.0865 | 0.001587 | 331.8873 | 0.00046712 | 327.2197 | 2.1952e-05 | 396.8736 | 0.00057363 | 327.2197 | -2.5118e-07 | 332.0865 | 0 | 396.8736 | 0.0094779 | 396.8736 | 0.013126 | 0.0033775 | 0.057553 | 0.00024082 | 3.8828e-07 | 7.4641e-07 | 0 | 0 | 0.00053547 | 0 | 9.114e-07 | -2.0061e-06 | 0 | 0.00035482 | 0.00010008 | 1.6147e-06 | 0.00028765 | -1.9308e-07 | 0 | 0.0022273 | 0.002903
|  | 397.0909 | 0.015274 | 397.0909 | 0.25965 | 332.1014 | 0.00049183 | 333.7781 | -4.4302e-06 | 331.0794 | 3.9086e-06 | 327.4331 | 0 | 327.4331 | 0 | 397.0909 | 0.0039582 | 332.2969 | 0 | 333.7781 | -5.5239e-06 | 327.4331 | -2.844e-05 | 327.2197 | 0 | 332.2969 | 0.001785 | 332.1014 | 0.00046773 | 327.4331 | -6.8219e-06 | 397.0909 | 0.0020731 | 327.4331 | -1.558e-06 | 332.2969 | 0 | 397.0909 | 0.011016 | 397.0909 | 0.013585 | 0.003282 | 0.055219 | 0.00024637 | 3.687e-07 | 7.3612e-07 | 0 | 0 | 0.0005005 | 0 | 1.3602e-06 | -2.5299e-06 | 0 | 0.00026209 | 0.00010017 | 5.0953e-07 | 0.00020844 | -2.1356e-07 | 0 | 0.002095 | 0.0027856
|  | 397.3083 | 0.014925 | 397.3083 | 0.24844 | 332.3156 | 0.0018091 | 333.9912 | 7.8911e-06 | 331.2949 | 2.9238e-06 | 327.6466 | 0 | 327.6466 | 0 | 397.3083 | 0.00064705 | 332.5073 | 0 | 333.9912 | 1.8291e-05 | 327.6466 | 4.7335e-06 | 327.4331 | 0 | 332.5073 | 0.00070606 | 332.3156 | 0.00046785 | 327.6466 | 1.1596e-05 | 397.3083 | -0.00015515 | 327.6466 | -4.4315e-07 | 332.5073 | 0 | 397.3083 | 0.0082607 | 397.3083 | 0.012046 | 0.0032286 | 0.052961 | 0.0002495 | 6.1897e-07 | 7.4732e-07 | 0 | 0 | 0.0004551 | 0 | 7.9699e-09 | -2.063e-06 | 0 | 1.8631e-05 | 0.00010011 | 9.6369e-07 | 0.00018229 | -1.8471e-07 | 0 | 0.0021142 | 0.0028285
|  | 397.5257 | 0.01478 | 397.5257 | 0.23882 | 332.5297 | 0.00052139 | 334.2043 | -2.0819e-06 | 331.5104 | 4.0122e-06 | 327.8601 | 0 | 327.8601 | 0 | 397.5257 | 0.0035401 | 332.7178 | 0 | 334.2043 | -1.8217e-05 | 327.8601 | -2.4062e-05 | 327.6466 | 0 | 332.7178 | -0.000529 | 332.5297 | 0.00046732 | 327.8601 | -2.5675e-06 | 397.5257 | 0.0018323 | 327.8601 | -1.2874e-06 | 332.7178 | 0 | 397.5257 | 0.011191 | 397.5257 | 0.013977 | 0.0029625 | 0.050617 | 0.00023851 | 6.9048e-07 | 7.5561e-07 | 0 | 0 | 0.00049117 | 0 | -3.9651e-07 | -1.5066e-06 | 0 | -2.6242e-05 | 9.9943e-05 | 1.5933e-06 | 0.00022329 | 9.8522e-08 | 0 | 0.0021093 | 0.0029078
|  | 397.7431 | 0.012474 | 397.7431 | 0.22684 | 332.7438 | 0.0017059 | 334.4174 | 8.5619e-06 | 331.7259 | 3.0011e-06 | 328.0735 | 0 | 328.0735 | 0 | 397.7431 | 0.00097852 | 332.9282 | 0 | 334.4174 | 1.4495e-05 | 328.0735 | 9.9469e-06 | 327.8601 | 0 | 332.9283 | 0.00027965 | 332.7438 | 0.00046597 | 328.0735 | 1.7495e-05 | 397.7431 | 0.0002218 | 328.0735 | 2.2105e-06 | 332.9283 | 0 | 397.7431 | 0.0082138 | 397.7431 | 0.012774 | 0.0028923 | 0.048288 | 0.00024241 | 9.906e-07 | 7.6248e-07 | 0 | 0 | 0.00051958 | 0 | -1.9701e-06 | -1.8142e-06 | 0 | 0.00017754 | 9.9535e-05 | 8.756e-07 | 0.00023911 | -1.7816e-07 | 0 | 0.0022014 | 0.0029157
|  | 397.9605 | 0.014134 | 397.9605 | 0.21737 | 332.958 | 0.00055816 | 334.6305 | 7.3513e-07 | 331.9414 | 4.0746e-06 | 328.287 | 0 | 328.287 | 0 | 397.9605 | 0.0038012 | 333.1387 | 0 | 334.6305 | -3.2985e-05 | 328.287 | -2.6942e-05 | 328.0735 | 0 | 333.1387 | 0.0014074 | 332.958 | 0.00046364 | 328.287 | -9.2929e-06 | 397.9605 | 0.0019779 | 328.287 | -3.8794e-06 | 333.1387 | 0 | 397.9605 | 0.012038 | 397.9605 | 0.014048 | 0.0029699 | 0.04596 | 0.00026145 | 8.657e-07 | 7.8461e-07 | 0 | 0 | 0.00051031 | 0 | -3.6964e-06 | 1.7371e-07 | 0 | 0.00032465 | 9.8931e-05 | 8.9638e-07 | 0.00022974 | -7.1184e-07 | 0 | 0.0022866 | 0.0028403
|  | 398.1779 | 0.013184 | 398.1779 | 0.20539 | 333.1721 | 0.0018833 | 334.8436 | 7.3882e-06 | 332.1569 | 3.2068e-06 | 328.5005 | 0 | 328.5005 | 0 | 398.1779 | 0.00089279 | 333.3492 | 0 | 334.8436 | -1.7e-06 | 328.5005 | 2.8569e-05 | 328.287 | 0 | 333.3492 | 0.0016775 | 333.1721 | 0.0004602 | 328.5005 | 1.769e-05 | 398.1779 | 0.00013536 | 328.5005 | -2.7889e-06 | 333.3492 | 0 | 398.1779 | 0.0089956 | 398.1779 | 0.012078 | 0.0027183 | 0.043525 | 0.00026253 | 7.7853e-07 | 7.9728e-07 | 0 | 0 | 0.0004907 | 0 | -7.2131e-07 | 1.1945e-06 | 0 | 0.00016133 | 9.8085e-05 | 1.0322e-06 | 0.0001953 | -7.5876e-08 | 0 | 0.0022521 | 0.0028728
|  | 398.3954 | 0.011818 | 398.3954 | 0.19496 | 333.3864 | 0.00056788 | 335.0568 | -8.3527e-08 | 332.3724 | 4.1908e-06 | 328.714 | 0 | 328.714 | 0 | 398.3954 | 0.0036206 | 333.5597 | 0 | 335.0568 | -5.0678e-06 | 328.714 | -1.7379e-05 | 328.5005 | 0 | 333.5597 | -0.00014468 | 333.3864 | 0.00045561 | 328.714 | -8.0205e-06 | 398.3954 | 0.001661 | 328.714 | 2.0781e-06 | 333.5597 | 0 | 398.3954 | 0.011719 | 398.3954 | 0.014346 | 0.0026607 | 0.041457 | 0.00025254 | 1.4122e-06 | 8.0767e-07 | 0 | 0 | 0.00047516 | 0 | 4.148e-08 | 8.4577e-07 | 0 | -1.116e-05 | 9.6973e-05 | 8.011e-07 | 0.00018704 | 2.9377e-07 | 0 | 0.002215 | 0.00301
|  | 398.6128 | 0.012653 | 398.6128 | 0.18633 | 333.6005 | 0.0017904 | 335.27 | 1.3333e-05 | 332.588 | 3.3036e-06 | 328.9275 | 0 | 328.9275 | 0 | 398.6128 | 0.00074947 | 333.7702 | 0 | 335.27 | 5.457e-06 | 328.9275 | 2.5301e-05 | 328.714 | 0 | 333.7702 | 3.8653e-05 | 333.6005 | 0.00044994 | 328.9275 | 1.5524e-05 | 398.6128 | 5.9216e-05 | 328.9275 | 6.7344e-07 | 333.7702 | 0 | 398.6128 | 0.008652 | 398.6128 | 0.013337 | 0.0025418 | 0.039524 | 0.00024975 | 9.5197e-07 | 8.2799e-07 | 0 | 0 | 0.00047958 | 0 | -7.9397e-07 | 4.1922e-08 | 0 | -6.1529e-05 | 9.5692e-05 | 1.1371e-06 | 0.00022774 | 9.6537e-09 | 0 | 0.0022843 | 0.0030808
|  | 398.8303 | 0.010723 | 398.8303 | 0.17716 | 333.8148 | 0.00054116 | 335.4832 | -4.4024e-06 | 332.8036 | 4.378e-06 | 329.1411 | 0 | 329.1411 | 0 | 398.8303 | 0.003661 | 333.9808 | 0 | 335.4832 | -1.2905e-05 | 329.1411 | -2.4908e-05 | 328.9275 | 0 | 333.9808 | -0.00062313 | 333.8148 | 0.0004434 | 329.1411 | -4.8745e-06 | 398.8303 | 0.0020353 | 329.1411 | -5.8303e-07 | 333.9808 | 0 | 398.8303 | 0.012356 | 398.8303 | 0.014996 | 0.0024148 | 0.037873 | 0.00024252 | 4.5316e-07 | 8.3449e-07 | 0 | 0 | 0.00049969 | 0 | 2.2127e-06 | 2.2737e-06 | 0 | -3.1419e-05 | 9.422e-05 | 2.4896e-06 | 0.00023419 | 1.3328e-07 | 0 | 0.0023718 | 0.0030032
|  | 399.0478 | 0.011483 | 399.0478 | 0.17111 | 334.029 | 0.0017232 | 335.6963 | 8.6535e-06 | 333.0191 | 3.3642e-06 | 329.3546 | 0 | 329.3546 | 0 | 399.0478 | 0.00093402 | 334.1913 | 0 | 335.6963 | 3.3662e-05 | 329.3546 | 4.6204e-05 | 329.1411 | 0 | 334.1913 | 0.00032468 | 334.029 | 0.00043632 | 329.3546 | 2.8193e-05 | 399.0478 | 0.00011829 | 329.3546 | 1.8314e-06 | 334.1913 | 0 | 399.0478 | 0.0094545 | 399.0478 | 0.012621 | 0.002613 | 0.036734 | 0.00025605 | 8.5358e-07 | 8.3305e-07 | 0 | 0 | 0.00054165 | 0 | 2.903e-06 | 2.9029e-06 | 0 | 0.00012139 | 9.2706e-05 | 3.0752e-06 | 0.00021724 | 2.9854e-07 | 0 | 0.0023637 | 0.0030804
|  | 399.2653 | 0.012544 | 399.2653 | 0.16668 | 334.2432 | 0.00066716 | 335.9096 | -6.4731e-07 | 333.2347 | 4.3643e-06 | 329.5682 | 0 | 329.5682 | 0 | 399.2653 | 0.0040466 | 334.4019 | 0 | 335.9096 | -6.4337e-06 | 329.5682 | -1.902e-05 | 329.3546 | 0 | 334.4019 | 0.00082847 | 334.2432 | 0.00042915 | 329.5682 | 6.0516e-07 | 399.2653 | 0.0018793 | 329.5682 | 9.6433e-07 | 334.4019 | 0 | 399.2653 | 0.012281 | 399.2653 | 0.015704 | 0.0025185 | 0.035571 | 0.00025983 | 7.5944e-07 | 8.5095e-07 | 0 | 0 | 0.00051971 | 0 | -9.5577e-07 | -2.0361e-06 | 0 | 0.00028125 | 9.1218e-05 | 1.4908e-06 | 0.00019253 | 1.4047e-07 | 0 | 0.0023143 | 0.0029733
|  | 399.4828 | 0.010612 | 399.4828 | 0.16038 | 334.4574 | 0.0017585 | 336.1228 | 7.7709e-06 | 333.4503 | 3.5291e-06 | 329.7818 | 0 | 329.7818 | 0 | 399.4828 | 0.00073187 | 334.6124 | 0 | 336.1228 | -2.5314e-06 | 329.7818 | -4.5541e-08 | 329.5682 | 0 | 334.6124 | 0.0018428 | 334.4574 | 0.00042243 | 329.7818 | 1.3354e-05 | 399.4828 | -0.00010911 | 329.7818 | 3.51e-07 | 334.6124 | 0 | 399.4828 | 0.0089986 | 399.4828 | 0.011634 | 0.002283 | 0.034054 | 0.00024995 | 8.3064e-07 | 8.6887e-07 | 0 | 0 | 0.000501 | 0 | -1.5956e-06 | -2.096e-06 | 0 | 0.00019521 | 8.99e-05 | 2.2084e-06 | 0.00020392 | -4.8693e-09 | 0 | 0.0024346 | 0.0028687
|  | 399.7003 | 0.010378 | 399.7003 | 0.15271 | 334.6717 | 0.00057462 | 336.336 | 2.0134e-08 | 333.6659 | 4.5309e-06 | 329.9954 | 0 | 329.9954 | 0 | 399.7003 | 0.0038744 | 334.823 | 0 | 336.336 | -1.2434e-05 | 329.9954 | -1.9581e-05 | 329.7818 | 0 | 334.823 | 1.1214e-05 | 334.6717 | 0.00041672 | 329.9954 | 7.3243e-06 | 399.7003 | 0.001984 | 329.9954 | -3.966e-07 | 334.823 | 0 | 399.7003 | 0.013386 | 399.7003 | 0.014741 | 0.0024267 | 0.032845 | 0.000246 | 3.3619e-07 | 8.6126e-07 | 0 | 0 | 0.00053206 | 0 | 6.4756e-08 | -8.8893e-07 | 0 | 0.00025131 | 8.8846e-05 | 3.2593e-06 | 0.00021422 | 6.4876e-08 | 0 | 0.0024668 | 0.0030216
|  | 399.9179 | 0.011931 | 399.9179 | 0.14924 | 334.886 | 0.0017216 | 336.5493 | 3.1328e-06 | 333.8816 | 3.457e-06 | 330.209 | 0 | 330.209 | 0 | 399.9179 | 0.0010171 | 335.0336 | 0 | 336.5493 | 1.3042e-05 | 330.209 | 1.1259e-05 | 329.9954 | 0 | 335.0336 | 0.0023754 | 334.886 | 0.00041259 | 330.209 | 2.3191e-05 | 399.9179 | -1.465e-05 | 330.209 | 1.004e-06 | 335.0336 | 0 | 399.9179 | 0.0092927 | 399.9179 | 0.013038 | 0.0024434 | 0.031953 | 0.00025314 | -1.4022e-07 | 8.6328e-07 | 0 | 0 | 0.00061208 | 0 | -1.9275e-07 | 1.6214e-07 | 0 | 0.00037874 | 8.8192e-05 | 2.7319e-06 | 0.00022232 | 9.1228e-08 | 0 | 0.002471 | 0.0031304
|  | 400.1354 | 0.01053 | 400.1354 | 0.1445 | 335.1003 | 0.00064098 | 336.7626 | -4.4477e-06 | 334.0972 | 4.5496e-06 | 330.4226 | 0 | 330.4226 | 0 | 400.1354 | 0.0046097 | 335.2442 | 0 | 336.7626 | -1.4849e-05 | 330.4226 | -9.7405e-06 | 330.209 | 0 | 335.2442 | 0.0012213 | 335.1003 | 0.0004105 | 330.4226 | 2.3886e-06 | 400.1354 | 0.0020585 | 330.4226 | -1.498e-07 | 335.2442 | 0 | 400.1354 | 0.013422 | 400.1354 | 0.015739 | 0.0023862 | 0.031024 | 0.00024278 | -1.5907e-07 | 8.6682e-07 | 0 | 0 | 0.00059352 | 0 | -7.2389e-07 | 1.9507e-06 | 0 | 0.00021563 | 8.7991e-05 | 1.1073e-06 | 0.00022243 | 2.7147e-07 | 0 | 0.0025027 | 0.0031819
|  | 400.353 | 0.011404 | 400.353 | 0.14067 | 335.3145 | 0.0016249 | 336.9759 | 2.9561e-06 | 334.3128 | 3.4899e-06 | 330.6363 | 0 | 330.6363 | 0 | 400.353 | 0.00084595 | 335.4548 | 0 | 336.9759 | 8.0612e-06 | 330.6363 | 2.8001e-05 | 330.4226 | 0 | 335.4548 | 0.00082609 | 335.3145 | 0.00041072 | 330.6363 | 7.9769e-06 | 400.353 | -1.3858e-05 | 330.6363 | 2.6911e-06 | 335.4548 | 0 | 400.353 | 0.0095827 | 400.353 | 0.013509 | 0.0024357 | 0.030152 | 0.0002434 | 2.2686e-07 | 8.5074e-07 | 0 | 0 | 0.00060808 | 0 | 1.1843e-06 | 2.3769e-06 | 0 | 0.00018595 | 8.8295e-05 | -6.6265e-07 | 0.00023484 | 4.1026e-07 | 0 | 0.0025028 | 0.0032325
|  | 400.5706 | 0.010984 | 400.5706 | 0.13647 | 335.5288 | 0.00064676 | 337.1892 | -8.2923e-07 | 334.5285 | 4.3997e-06 | 330.8499 | 0 | 330.8499 | 0 | 400.5706 | 0.0047432 | 335.6654 | 0 | 337.1892 | 3.0421e-06 | 330.8499 | -5.7477e-06 | 330.6363 | 0 | 335.6654 | 0.00093978 | 335.5288 | 0.00041333 | 330.8499 | -1.4181e-05 | 400.5706 | 0.0021724 | 330.8499 | 1.1499e-06 | 335.6654 | 0 | 400.5706 | 0.013422 | 400.5706 | 0.016203 | 0.0021183 | 0.028824 | 0.00024878 | 4.9546e-07 | 8.4272e-07 | 0 | 0 | 0.00064166 | 0 | 3.3428e-06 | 1.1163e-06 | 0 | 2.1428e-05 | 8.9102e-05 | 1.6758e-07 | 0.00027346 | 2.0835e-07 | 0 | 0.0025263 | 0.0032525
|  | 400.7882 | 0.0084848 | 400.7882 | 0.12844 | 335.7432 | 0.0016747 | 337.4025 | 5.4745e-06 | 334.7442 | 3.4141e-06 | 331.0635 | 0 | 331.0635 | 0 | 400.7882 | 0.0011541 | 335.8761 | 0 | 337.4025 | 2.8298e-05 | 331.0635 | 1.6197e-05 | 330.8499 | 0 | 335.8761 | -0.00073635 | 335.7432 | 0.00041814 | 331.0635 | 1.575e-05 | 400.7882 | 0.00034093 | 331.0635 | 8.0039e-07 | 335.8761 | 0 | 400.7882 | 0.0097967 | 400.7882 | 0.01369 | 0.001986 | 0.027515 | 0.00025461 | 4.5293e-07 | 8.467e-07 | 0 | 0 | 0.00058663 | 0 | 1.2227e-06 | 5.1662e-07 | 0 | 5.5052e-05 | 9.0319e-05 | 7.6376e-07 | 0.00027867 | -2.9497e-08 | 0 | 0.0025565 | 0.0033091
|  | 401.0058 | 0.0097669 | 401.0058 | 0.12443 | 335.9575 | 0.00070124 | 337.6158 | -1.2278e-06 | 334.9599 | 4.4366e-06 | 331.2772 | 0 | 331.2772 | 0 | 401.0058 | 0.0042372 | 336.0868 | 0 | 337.6158 | -1.6834e-05 | 331.2772 | -1.1361e-05 | 331.0635 | 0 | 336.0868 | 0.001259 | 335.9575 | 0.00042469 | 331.2772 | -8.601e-06 | 401.0058 | 0.0022201 | 331.2772 | -1.0765e-06 | 336.0868 | 0 | 401.0058 | 0.013698 | 401.0058 | 0.016721 | 0.002093 | 0.026745 | 0.00028166 | 7.2128e-07 | 8.3901e-07 | 0 | 0 | 0.00050784 | 0 | -1.0389e-06 | 7.8738e-07 | 0 | 0.00023074 | 9.184e-05 | 2.2011e-06 | 0.00022664 | 1.8199e-07 | 0 | 0.0024705 | 0.0032771
|  | 401.2235 | 0.0094668 | 401.2235 | 0.12134 | 336.1718 | 0.0019271 | 337.8292 | 7.9893e-06 | 335.1756 | 3.3428e-06 | 331.4909 | 0 | 331.4909 | 0 | 401.2235 | 0.00042963 | 336.2974 | 0 | 337.8292 | 7.0952e-06 | 331.4909 | 1.8731e-05 | 331.2772 | 0 | 336.2974 | 0.00093163 | 336.1718 | 0.00043233 | 331.4909 | 2.9202e-05 | 401.2235 | -0.0001374 | 331.4909 | 2.7798e-06 | 336.2974 | 0 | 401.2235 | 0.0090046 | 401.2235 | 0.013394 | 0.0020527 | 0.025954 | 0.00026193 | 4.8416e-07 | 8.2178e-07 | 0 | 0 | 0.00047451 | 0 | -1.1025e-06 | 7.4456e-07 | 0 | 0.00017099 | 9.353e-05 | 2.9316e-06 | 0.00019726 | 1.7605e-07 | 0 | 0.0023678 | 0.0032334
|  | 401.4411 | 0.0093956 | 401.4411 | 0.11715 | 336.3862 | 0.00051674 | 338.0425 | -3.4513e-06 | 335.3913 | 4.2758e-06 | 331.7046 | 0 | 331.7046 | 0 | 401.4411 | 0.0039307 | 336.5081 | 0 | 338.0425 | -1.7428e-05 | 331.7046 | -1.1762e-05 | 331.4909 | 0 | 336.5081 | 0.00069151 | 336.3862 | 0.00044033 | 331.7046 | -1.7627e-06 | 401.4411 | 0.00195 | 331.7046 | -1.132e-06 | 336.5081 | 0 | 401.4411 | 0.012754 | 401.4411 | 0.016318 | 0.0021116 | 0.025226 | 0.00025138 | 3.8211e-07 | 8.3376e-07 | 0 | 0 | 0.00056417 | 0 | -6.9737e-07 | 6.0827e-07 | 0 | 0.00025147 | 9.5204e-05 | 1.6213e-06 | 0.00020144 | 2.9633e-08 | 0 | 0.0024103 | 0.0032754
|  | 401.6588 | 0.010006 | 401.6588 | 0.11463 | 336.6005 | 0.0018287 | 338.2559 | 7.0328e-06 | 335.6071 | 3.4538e-06 | 331.9183 | 0 | 331.9183 | 0 | 401.6588 | 0.001253 | 336.7188 | 0 | 338.2559 | 1.0892e-05 | 331.9183 | 1.7455e-05 | 331.7046 | 0 | 336.7188 | 0.0016955 | 336.6005 | 0.00044795 | 331.9183 | 1.6936e-05 | 401.6588 | -9.9148e-05 | 331.9183 | 1.4093e-06 | 336.7188 | 0 | 401.6588 | 0.0093928 | 401.6588 | 0.013778 | 0.0019462 | 0.024291 | 0.00026066 | 4.5378e-07 | 8.5114e-07 | 0 | 0 | 0.00056421 | 0 | -6.4818e-07 | -1.8913e-07 | 0 | 0.00020806 | 9.6743e-05 | 8.9559e-07 | 0.00020583 | -3.1201e-08 | 0 | 0.0024759 | 0.003218
|  | 401.8765 | 0.0078747 | 401.8765 | 0.10855 | 336.8149 | 0.00060297 | 338.4693 | -2.7795e-06 | 335.8228 | 4.4373e-06 | 332.132 | 0 | 332.132 | 0 | 401.8765 | 0.0039308 | 336.9295 | 0 | 338.4693 | -1.6967e-05 | 332.132 | -1.9224e-05 | 331.9183 | 0 | 336.9295 | 0.00027948 | 336.8149 | 0.00045457 | 332.132 | -8.5551e-06 | 401.8765 | 0.0019903 | 332.132 | -1.7013e-06 | 336.9295 | 0 | 401.8765 | 0.013355 | 401.8765 | 0.015789 | 0.001818 | 0.023367 | 0.00025893 | 2.366e-07 | 8.4374e-07 | 0 | 0 | 0.00056682 | 0 | 6.928e-07 | -5.9093e-07 | 0 | 0.00014415 | 9.8011e-05 | 5.3285e-07 | 0.00022913 | -5.015e-08 | 0 | 0.0025633 | 0.0031801
|  | 402.0942 | 0.0088272 | 402.0942 | 0.10612 | 337.0293 | 0.0018126 | 338.6827 | 4.9968e-06 | 336.0385 | 3.3838e-06 | 332.3458 | 0 | 332.3458 | 0 | 402.0942 | 0.0012765 | 337.1402 | 0 | 338.6827 | 2.346e-05 | 332.3458 | 1.3695e-05 | 332.132 | 0 | 337.1402 | 0.0010887 | 337.0293 | 0.00045977 | 332.3458 | 1.3541e-05 | 402.0942 | 0.00011471 | 332.3458 | 1.232e-06 | 337.1402 | 0 | 402.0942 | 0.010193 | 402.0942 | 0.013427 | 0.0020494 | 0.022983 | 0.00027204 | 7.2994e-07 | 8.5182e-07 | 0 | 0 | 0.00064152 | 0 | 3.039e-06 | 1.2528e-06 | 0 | 0.00016367 | 9.8955e-05 | 5.7089e-07 | 0.00025343 | 3.7399e-07 | 0 | 0.002703 | 0.0033051
|  | 402.3119 | 0.01 | 402.3119 | 0.10501 | 337.2437 | 0.00072529 | 338.8961 | 1.843e-06 | 336.2543 | 4.5111e-06 | 332.5595 | 0 | 332.5595 | 0 | 402.3119 | 0.0046168 | 337.351 | 0 | 338.8961 | 5.0166e-06 | 332.5595 | -1.9724e-06 | 332.3458 | 0 | 337.351 | 0.00046472 | 337.2437 | 0.00046337 | 332.5595 | -8.1994e-06 | 402.3119 | 0.0022135 | 332.5595 | 2.2673e-06 | 337.351 | 0 | 402.3119 | 0.014638 | 402.3119 | 0.016935 | 0.0018708 | 0.022134 | 0.00026885 | 9.6262e-07 | 8.6657e-07 | 0 | 0 | 0.00066469 | 0 | 3.001e-06 | 2.224e-06 | 0 | 9.1037e-05 | 9.9568e-05 | 1.3922e-06 | 0.00025455 | 6.3339e-07 | 0 | 0.002725 | 0.0033403
|  | 402.5296 | 0.0071848 | 402.5296 | 0.098303 | 337.4581 | 0.0017825 | 339.1096 | 7.1771e-06 | 336.4701 | 3.5216e-06 | 332.7733 | 0 | 332.7733 | 0 | 402.5296 | 0.0014889 | 337.5617 | 0 | 339.1096 | 2.3104e-05 | 332.7733 | 2.2783e-05 | 332.5595 | 0 | 337.5617 | 0.0003992 | 337.4581 | 0.00046537 | 332.7733 | 2.1227e-05 | 402.5296 | 0.0001248 | 332.7733 | 3.6594e-06 | 337.5617 | 0 | 402.5296 | 0.010393 | 402.5296 | 0.013747 | 0.0018675 | 0.021379 | 0.00025688 | 5.68e-07 | 8.7379e-07 | 0 | 0 | 0.00062049 | 0 | 5.1978e-07 | 2.0357e-06 | 0 | 0.00014249 | 9.9839e-05 | 2.3232e-06 | 0.00024134 | 5.5356e-07 | 0 | 0.0025655 | 0.0032809
|  | 402.7474 | 0.0099691 | 402.7474 | 0.098064 | 337.6725 | 0.00061361 | 339.323 | -1.8548e-06 | 336.6859 | 4.5758e-06 | 332.987 | 0 | 332.987 | 0 | 402.7474 | 0.0042105 | 337.7725 | 0 | 339.323 | -1.8233e-05 | 332.987 | -3.738e-06 | 332.7733 | 0 | 337.7725 | 0.00095301 | 337.6725 | 0.00046589 | 332.987 | 5.0753e-07 | 402.7474 | 0.002092 | 332.987 | 1.5194e-06 | 337.7725 | 0 | 402.7474 | 0.013172 | 402.7474 | 0.016388 | 0.001918 | 0.02077 | 0.00026003 | 5.5652e-07 | 8.7697e-07 | 0 | 0 | 0.0006062 | 0 | -5.7407e-07 | 6.7448e-07 | 0 | 0.00029691 | 9.9827e-05 | 1.5173e-06 | 0.0002398 | 2.2206e-07 | 0 | 0.0026443 | 0.0034166
|  | 402.9651 | 0.0076466 | 402.9651 | 0.0927 | 337.887 | 0.0018115 | 339.5365 | 7.0688e-06 | 336.9017 | 3.5521e-06 | 333.2008 | 0 | 333.2008 | 0 | 402.9651 | 0.0013571 | 337.9832 | 0 | 339.5365 | 1.2855e-05 | 333.2008 | 1.0048e-05 | 332.987 | 0 | 337.9832 | 0.0018642 | 337.887 | 0.00046513 | 333.2008 | 1.3688e-05 | 402.9651 | 0.00011047 | 333.2008 | 5.5804e-07 | 337.9832 | 0 | 402.9651 | 0.011114 | 402.9651 | 0.014992 | 0.0016451 | 0.019946 | 0.0002631 | 6.9709e-07 | 8.7205e-07 | 0 | 0 | 0.0006038 | 0 | -1.237e-06 | -2.6551e-06 | 0 | 0.00020468 | 9.9527e-05 | 2.9625e-07 | 0.00023628 | -3.6655e-07 | 0 | 0.0027288 | 0.0034003
|  | 403.1829 | 0.0074617 | 403.1829 | 0.090482 | 338.1014 | 0.00064263 | 339.75 | -5.3865e-07 | 337.1175 | 4.5291e-06 | 333.4146 | 0 | 333.4146 | 0 | 403.1829 | 0.0041882 | 338.194 | 0 | 339.75 | -2.4443e-05 | 333.4146 | -3.4886e-05 | 333.2008 | 0 | 338.194 | 7.7911e-05 | 338.1014 | 0.00046323 | 333.4146 | -1.0916e-05 | 403.1829 | 0.0020595 | 333.4146 | -3.9869e-06 | 338.194 | 0 | 403.1829 | 0.013947 | 403.1829 | 0.016237 | 0.0018442 | 0.019519 | 0.00024755 | 8.8314e-07 | 8.6542e-07 | 0 | 0 | 0.00058756 | 0 | -2.1745e-07 | -2.6429e-06 | 0 | 0.00018222 | 9.9037e-05 | -9.9419e-07 | 0.0002278 | -5.6687e-07 | 0 | 0.0026328 | 0.0032897
|  | 403.4007 | 0.0094742 | 403.4007 | 0.088773 | 338.3159 | 0.0016658 | 339.9635 | 8.8116e-06 | 337.3334 | 3.4896e-06 | 333.6284 | 0 | 333.6284 | 0 | 403.4007 | 0.0012077 | 338.4048 | 0 | 339.9635 | 2.2406e-05 | 333.6284 | 1.0163e-05 | 333.4146 | 0 | 338.4048 | 0.001651 | 338.3159 | 0.00046029 | 333.6284 | 1.6166e-06 | 403.4007 | 3.2459e-05 | 333.6284 | -1.3156e-06 | 338.4048 | 0 | 403.4007 | 0.010231 | 403.4007 | 0.013974 | 0.001951 | 0.019032 | 0.00024939 | 8.3068e-07 | 8.6876e-07 | 0 | 0 | 0.00058825 | 0 | 5.1821e-07 | 1.6185e-06 | 0 | 5.5789e-05 | 9.829e-05 | 1.0138e-07 | 0.00022292 | 2.3697e-07 | 0 | 0.0026207 | 0.0034468
|  | 403.6185 | 0.0084406 | 403.6185 | 0.085988 | 338.5303 | 0.00066006 | 340.177 | -1.0301e-06 | 337.5492 | 4.56e-06 | 333.8422 | 0 | 333.8422 | 0 | 403.6185 | 0.0041937 | 338.6156 | 0 | 340.177 | -1.7551e-05 | 333.8422 | 4.9754e-06 | 333.6284 | 0 | 338.6156 | -0.0011217 | 338.5303 | 0.00045639 | 333.8422 | -6.6842e-07 | 403.6185 | 0.0020145 | 333.8422 | 3.532e-06 | 338.6156 | 0 | 403.6185 | 0.013833 | 403.6185 | 0.017675 | 0.0018469 | 0.018507 | 0.00026804 | 5.9731e-07 | 8.8053e-07 | 0 | 0 | 0.00056051 | 0 | -1.9046e-07 | 2.2974e-06 | 0 | -1.0277e-05 | 9.7388e-05 | 1.1274e-06 | 0.00023396 | 4.4769e-07 | 0 | 0.0026595 | 0.0034792
|  | 403.8363 | 0.0085183 | 403.8363 | 0.08395 | 338.7448 | 0.001839 | 340.3905 | 6.6247e-06 | 337.7651 | 3.5983e-06 | 334.0561 | 0 | 334.0561 | 0 | 403.8363 | 0.00095308 | 338.8265 | 0 | 340.3905 | 1.5768e-05 | 334.0561 | 1.6511e-05 | 333.8422 | 0 | 338.8264 | 0.0010242 | 338.7448 | 0.00045162 | 334.0561 | 1.1212e-05 | 403.8363 | 0.00013379 | 334.0561 | 6.5512e-07 | 338.8264 | 0 | 403.8363 | 0.010588 | 403.8363 | 0.014272 | 0.0019254 | 0.018137 | 0.00028518 | 4.3978e-07 | 8.8056e-07 | 0 | 0 | 0.00055196 | 0 | 1.4505e-06 | -1.1071e-06 | 0 | 0.00024101 | 9.6276e-05 | 4.8137e-07 | 0.00022445 | 2.9734e-07 | 0 | 0.0026273 | 0.0033739
|  | 404.0541 | 0.0091596 | 404.0541 | 0.082574 | 338.9593 | 0.00082024 | 340.6041 | -2.5064e-06 | 337.981 | 4.5595e-06 | 334.2699 | 0 | 334.2699 | 0 | 404.0541 | 0.0041148 | 339.0373 | 0 | 340.6041 | -2.1844e-06 | 334.2699 | -2.6866e-05 | 334.0561 | 0 | 339.0373 | 0.0012619 | 338.9593 | 0.00044616 | 334.2699 | -6.7102e-06 | 404.0541 | 0.001927 | 334.2699 | 2.1259e-06 | 339.0373 | 0 | 404.0541 | 0.013534 | 404.0541 | 0.016706 | 0.0016507 | 0.017529 | 0.00029048 | 4.2655e-07 | 8.8244e-07 | 0 | 0 | 0.00056709 | 0 | 3.0063e-06 | -2.9068e-06 | 0 | 0.00022698 | 9.508e-05 | -9.1408e-07 | 0.00020167 | 3.1911e-07 | 0 | 0.0025838 | 0.0033956
|  | 404.272 | 0.0059946 | 404.272 | 0.078349 | 339.1738 | 0.0018881 | 340.8177 | 6.5011e-06 | 338.1968 | 3.6157e-06 | 334.4838 | 0 | 334.4838 | 0 | 404.272 | 0.0010914 | 339.2481 | 0 | 340.8177 | 3.0339e-05 | 334.4838 | -3.1752e-07 | 334.2699 | 0 | 339.2481 | 0.0008912 | 339.1738 | 0.00044034 | 334.4838 | -1.8378e-06 | 404.272 | -7.5515e-05 | 334.4838 | 8.5823e-07 | 339.2481 | 0 | 404.272 | 0.010187 | 404.272 | 0.014468 | 0.0015885 | 0.01702 | 0.00026727 | 4.0978e-07 | 8.854e-07 | 0 | 0 | 0.00056259 | 0 | 3.3222e-06 | -5.8211e-07 | 0 | 0.00013915 | 9.3849e-05 | -9.5749e-07 | 0.00023496 | 2.0943e-07 | 0 | 0.002647 | 0.0034231
|  | 404.4898 | 0.008588 | 404.4898 | 0.077901 | 339.3883 | 0.00060377 | 341.0312 | -2.6634e-06 | 338.4128 | 4.5858e-06 | 334.6977 | 0 | 334.6977 | 0 | 404.4898 | 0.0040733 | 339.459 | 0 | 341.0312 | 7.7383e-07 | 334.6977 | -5.1263e-06 | 334.4838 | 0 | 339.459 | 0.0004285 | 339.3883 | 0.00043468 | 334.6977 | -7.1165e-06 | 404.4898 | 0.0022325 | 334.6977 | 1.1003e-06 | 339.459 | 0 | 404.4898 | 0.014113 | 404.4898 | 0.016957 | 0.0021648 | 0.017084 | 0.00025421 | 4.6088e-07 | 8.8252e-07 | 0 | 0 | 0.00055555 | 0 | 2.4859e-06 | 6.2041e-07 | 0 | 7.7495e-05 | 9.2733e-05 | 5.3585e-07 | 0.00030165 | 2.703e-07 | 0 | 0.00271 | 0.0034517
|  | 404.7077 | 0.011283 | 404.7077 | 0.078917 | 339.6028 | 0.001766 | 341.2448 | 6.979e-06 | 338.6287 | 3.589e-06 | 334.9116 | 0 | 334.9116 | 0 | 404.7077 | 0.0010264 | 339.6699 | 0 | 341.2448 | 2.2503e-05 | 334.9116 | 1.0927e-05 | 334.6977 | 0 | 339.6699 | 0.00030659 | 339.6028 | 0.00042981 | 334.9116 | 1.2127e-05 | 404.7077 | 0.0005364 | 334.9116 | 1.427e-06 | 339.6699 | 0 | 404.7077 | 0.010763 | 404.7077 | 0.014727 | 0.0018266 | 0.016285 | 0.00026106 | 4.2974e-07 | 8.787e-07 | 0 | 0 | 0.00056382 | 0 | 1.0427e-06 | 2.0189e-07 | 0 | -7.5906e-05 | 9.1841e-05 | 1.3448e-06 | 0.00032833 | -7.5252e-08 | 0 | 0.0027044 | 0.0035594
|  | 404.9256 | 0.0054827 | 404.9256 | 0.07056 | 339.8174 | 0.00066761 | 341.4584 | -2.9558e-06 | 338.8446 | 4.5493e-06 | 335.1255 | 0 | 335.1255 | 0 | 404.9256 | 0.0041489 | 339.8808 | 0 | 341.4584 | -1.2741e-05 | 335.1255 | -9.0395e-06 | 334.9116 | 0 | 339.8808 | -0.0010264 | 339.8174 | 0.00042637 | 335.1255 | 4.4702e-07 | 404.9256 | 0.0024773 | 335.1255 | -2.1307e-06 | 339.8808 | 0 | 404.9256 | 0.01406 | 404.9256 | 0.017944 | 0.0015748 | 0.015307 | 0.0002532 | 7.409e-07 | 8.7041e-07 | 0 | 0 | 0.0006056 | 0 | 1.0978e-06 | 1.1974e-06 | 0 | -1.0927e-05 | 9.1316e-05 | 2.3848e-06 | 0.0003194 | 2.5191e-08 | 0 | 0.0027722 | 0.0037128
|  | 405.1435 | 0.0089707 | 405.1435 | 0.069929 | 340.0319 | 0.0016928 | 341.672 | 9.8934e-06 | 339.0605 | 3.5119e-06 | 335.3394 | 0 | 335.3394 | 0 | 405.1435 | 0.0014093 | 340.0917 | 0 | 341.672 | 2.3021e-05 | 335.3394 | 2.0236e-05 | 335.1255 | 0 | 340.0917 | 0.00092277 | 340.0319 | 0.00042491 | 335.3394 | 2.1852e-05 | 405.1435 | 0.00045423 | 335.3394 | 2.3662e-06 | 340.0917 | 0 | 405.1435 | 0.011383 | 405.1435 | 0.016132 | 0.0018276 | 0.014984 | 0.00023451 | 1.0986e-06 | 8.7656e-07 | 0 | 0 | 0.00060707 | 0 | 3.9806e-07 | 6.7474e-07 | 0 | 0.00014771 | 9.1261e-05 | 9.1878e-07 | 0.00028884 | -5.1694e-08 | 0 | 0.0028057 | 0.003729
|  | 405.3614 | 0.0078023 | 405.3614 | 0.067592 | 340.2465 | 0.0004931 | 341.8857 | 3.9088e-07 | 339.2765 | 4.6066e-06 | 335.5533 | 0 | 335.5533 | 0 | 405.3614 | 0.0041621 | 340.3026 | 0 | 341.8857 | -1.9295e-05 | 335.5533 | -1.3928e-05 | 335.3394 | 0 | 340.3026 | 0.00047796 | 340.2465 | 0.00042574 | 335.5533 | -1.3262e-05 | 405.3614 | 0.0021967 | 335.5533 | -2.8495e-06 | 340.3026 | 0 | 405.3614 | 0.014366 | 405.3614 | 0.018091 | 0.0018065 | 0.014531 | 0.00024742 | 6.6601e-07 | 8.8387e-07 | 0 | 0 | 0.00056008 | 0 | -7.395e-07 | -1.6997e-06 | 0 | 0.00015242 | 9.1683e-05 | 8.0072e-07 | 0.0002535 | -2.9045e-07 | 0 | 0.0027542 | 0.0036722
|  | 405.5794 | 0.008776 | 405.5794 | 0.065764 | 340.4611 | 0.0018131 | 342.0993 | 5.8437e-06 | 339.4925 | 3.5785e-06 | 335.7672 | 0 | 335.7672 | 0 | 405.5794 | 0.0009779 | 340.5135 | 0 | 342.0993 | 1.2372e-05 | 335.7672 | -1.9627e-06 | 335.5533 | 0 | 340.5135 | 0.0009674 | 340.4611 | 0.00042884 | 335.7672 | 2.0748e-05 | 405.5794 | 0.00012978 | 335.7672 | 1.3413e-07 | 340.5135 | 0 | 405.5794 | 0.01091 | 405.5794 | 0.015609 | 0.0017665 | 0.013837 | 0.00025405 | 4.2825e-07 | 8.8741e-07 | 0 | 0 | 0.00054128 | 0 | -2.2286e-07 | -2.4437e-06 | 0 | 0.00010456 | 9.2569e-05 | 2.4798e-06 | 0.00021288 | -1.3301e-07 | 0 | 0.0027532 | 0.0035276
|  | 405.7973 | 0.007434 | 405.7973 | 0.06121 | 340.6757 | 0.00055449 | 342.313 | -1.835e-06 | 339.7084 | 4.6391e-06 | 335.9812 | 0 | 335.9812 | 0 | 405.7973 | 0.0039891 | 340.7244 | 0 | 342.313 | -1.4459e-05 | 335.9812 | -2.088e-05 | 335.7672 | 0 | 340.7244 | 2.3959e-05 | 340.6757 | 0.00043387 | 335.9812 | 2.4325e-06 | 405.7973 | 0.0018237 | 335.9812 | -1.3774e-06 | 340.7244 | 0 | 405.7973 | 0.014355 | 405.7973 | 0.016762 | 0.0015082 | 0.013078 | 0.00025372 | 4.3148e-07 | 8.9018e-07 | 0 | 0 | 0.00061479 | 0 | -1.5891e-06 | -1.8235e-06 | 0 | 8.3289e-05 | 9.3789e-05 | 1.7635e-06 | 0.00022591 | -2.7816e-07 | 0 | 0.0027694 | 0.0034192
|  | 406.0153 | 0.0064042 | 406.0153 | 0.058788 | 340.8903 | 0.0018101 | 342.5267 | 5.8735e-06 | 339.9244 | 3.6034e-06 | 336.1951 | 0 | 336.1951 | 0 | 406.0153 | 0.0016519 | 340.9354 | 0 | 342.5267 | -4.1489e-07 | 336.1951 | 3.835e-06 | 335.9812 | 0 | 340.9354 | 0.00076563 | 340.8903 | 0.00044021 | 336.1951 | 1.4052e-05 | 406.0153 | 0.00024918 | 336.1951 | -1.2227e-06 | 340.9354 | 0 | 406.0153 | 0.011055 | 406.0153 | 0.014611 | 0.0016499 | 0.012543 | 0.00026012 | 5.3172e-07 | 9.0142e-07 | 0 | 0 | 0.00061595 | 0 | -1.9766e-06 | 7.2061e-07 | 0 | 0.00013101 | 9.5205e-05 | 1.9627e-06 | 0.0002323 | -2.9359e-09 | 0 | 0.0027119 | 0.0035098
|  | 406.2333 | 0.0087343 | 406.2333 | 0.0563 | 341.1049 | 0.00061406 | 342.7404 | -8.9693e-07 | 340.1404 | 4.7431e-06 | 336.4091 | 0 | 336.4091 | 0 | 406.2333 | 0.0039996 | 341.1464 | 0 | 342.7404 | -1.8085e-05 | 336.4091 | 2.9e-06 | 336.1951 | 0 | 341.1464 | 0.00047639 | 341.1049 | 0.00044707 | 336.4091 | 4.2926e-06 | 406.2333 | 0.0018822 | 336.4091 | 1.1953e-06 | 341.1464 | 0 | 406.2333 | 0.013827 | 406.2333 | 0.017592 | 0.0016129 | 0.011882 | 0.00025953 | 7.3991e-07 | 9.0862e-07 | 0 | 0 | 0.00060773 | 0 | -2.0144e-07 | 2.8204e-06 | 0 | 0.00030105 | 9.6661e-05 | 1.7213e-06 | 0.00021713 | 3.8745e-07 | 0 | 0.0027029 | 0.0036127
|  | 406.4513 | 0.0060628 | 406.4513 | 0.052706 | 341.3195 | 0.0018043 | 342.9541 | 7.8213e-06 | 340.3565 | 3.6684e-06 | 336.6231 | 0 | 336.6231 | 0 | 406.4513 | 0.001576 | 341.3573 | 0 | 342.9541 | 1.62e-05 | 336.6231 | 2.346e-05 | 336.4091 | 0 | 341.3573 | 0.0023776 | 341.3195 | 0.00045365 | 336.6231 | 1.1795e-05 | 406.4513 | 0.0001098 | 336.6231 | 2.4259e-06 | 341.3573 | 0 | 406.4513 | 0.01097 | 406.4513 | 0.015552 | 0.00074343 | 0.011131 | 0.00026276 | 1.0891e-06 | 9.0454e-07 | 0 | 0 | 0.00062398 | 0 | -8.1174e-07 | -6.3897e-08 | 0 | 0.00032796 | 9.7972e-05 | -8.0674e-09 | 0.00024798 | 8.8578e-08 | 0 | 0.0028328 | 0.0036899
|  | 406.6693 | 0.00075735 | 406.6693 | 0.04941 | 341.5341 | 0.00064418 | 343.1678 | 2.3692e-06 | 340.5725 | 4.7057e-06 | 336.8371 | 0 | 336.8371 | 0 | 406.6693 | 0.0041484 | 341.5683 | 0 | 343.1678 | -2.3795e-05 | 336.8371 | -2.4058e-05 | 336.6231 | 0 | 341.5683 | 0.00073098 | 341.5341 | 0.00045928 | 336.8371 | -1.1871e-05 | 406.6693 | 0.0021652 | 336.8371 | -1.598e-06 | 341.5683 | 0 | 406.6693 | 0.015018 | 406.6693 | 0.018298 | 0.00012788 | 0.010423 | 0.00027299 | 1.1447e-06 | 9.1859e-07 | 0 | 0 | 0.00063947 | 0 | -6.34e-07 | -3.0008e-07 | 0 | 0.00017158 | 9.9029e-05 | 7.698e-07 | 0.00029405 | -6.5278e-08 | 0 | 0.0029273 | 0.0038267
|  | 406.8873 | 0.00041577 | 406.8873 | 0.046204 | 341.7487 | 0.0018997 | 343.3816 | 8.342e-06 | 340.7885 | 3.7985e-06 | 337.0511 | 0 | 337.0511 | 0 | 406.8873 | 0.0017178 | 341.7793 | 0 | 343.3816 | 1.7863e-05 | 337.0511 | 2.1253e-05 | 336.8371 | 0 | 341.7793 | 0.00089543 | 341.7487 | 0.00046351 | 337.0511 | 1.9064e-05 | 406.8873 | 0.00053232 | 337.0511 | 9.8797e-07 | 341.7793 | 0 | 406.8873 | 0.011836 | 406.8873 | 0.016806 | 9.4724e-05 | 0.0097313 | 0.0002781 | 1.0782e-06 | 9.2655e-07 | 0 | 0 | 0.00062986 | 0 | 1.9295e-07 | 7.3957e-07 | 0 | 7.9887e-05 | 9.9781e-05 | 2.3225e-07 | 0.00025486 | -9.0424e-08 | 0 | 0.0028873 | 0.0038472
|  | 407.1053 | 0.0004531 | 407.1053 | 0.043058 | 341.9634 | 0.00069143 | 343.5953 | 1.7464e-06 | 341.0046 | 4.7779e-06 | 337.2651 | 0 | 337.2651 | 0 | 407.1053 | 0.0040597 | 341.9903 | 0 | 343.5953 | -1.6057e-05 | 337.2651 | -1.4342e-05 | 337.0511 | 0 | 341.9903 | -0.0001382 | 341.9634 | 0.00046616 | 337.2651 | -1.6894e-05 | 407.1053 | 0.0018054 | 337.2651 | -1.833e-06 | 341.9903 | 0 | 407.1053 | 0.014648 | 407.1053 | 0.018484 | 7.4438e-05 | 0.0090886 | 0.00025205 | 1.1944e-06 | 9.2701e-07 | 0 | 0 | 0.00058669 | 0 | 4.8642e-07 | -2.1736e-07 | 0 | -3.0158e-05 | 0.00010019 | -3.6024e-07 | 0.00023547 | -7.5428e-08 | 0 | 0.0027947 | 0.00369
|  | 407.3234 | 0.00022963 | 407.3234 | 0.040301 | 342.1781 | 0.0016569 | 343.8091 | 9.4282e-06 | 341.2207 | 3.8031e-06 | 337.4792 | 0 | 337.4792 | 0 | 407.3234 | 0.0013212 | 342.2013 | 0 | 343.8091 | 2.0608e-05 | 337.4792 | 1.2311e-05 | 337.2651 | 0 | 342.2014 | -0.00014762 | 342.1781 | 0.00046734 | 337.4792 | 1.3528e-05 | 407.3234 | 0.00035433 | 337.4792 | 1.1281e-06 | 342.2014 | 0 | 407.3234 | 0.010985 | 407.3234 | 0.015361 | 7.4395e-05 | 0.0085074 | 0.00025005 | 8.3112e-07 | 9.2334e-07 | 0 | 0 | 0.00025334 | 0 | 5.7349e-07 | 5.5136e-07 | 0 | 0.00019408 | 0.00010034 | 3.5029e-07 | 3.5992e-05 | 2.0669e-07 | 0 | 0.0023583 | 0.0033755
|  | 407.5415 | 0.00045268 | 407.5415 | 0.037724 | 342.3928 | 0.00067249 | 344.0229 | -1.6527e-06 | 341.4368 | 4.7424e-06 | 337.6932 | 0 | 337.6932 | 0 | 407.5415 | 0.0010023 | 342.4124 | 0 | 344.0229 | -1.5243e-05 | 337.6932 | -7.1593e-06 | 337.4792 | 0 | 342.4124 | 0.0019867 | 342.3928 | 0.00046737 | 337.6932 | -1.0255e-05 | 407.5415 | -2.4238e-05 | 337.6932 | 8.0317e-07 | 342.4124 | 0 | 407.5415 | 0.010644 | 407.5415 | 0.015597 | 7.0006e-05 | 0.0079035 | 0.00028179 | 4.8375e-07 | 9.2477e-07 | 0 | 0 | 0.0004975 | 0 | 9.6885e-07 | 1.5671e-07 | 0 | 0.0002967 | 0.00010026 | 2.1584e-06 | 0.00017198 | 3.1946e-07 | 0 | 0.0026916 | 0.0036629
|  | 407.7595 | 0.00018934 | 407.7595 | 0.034759 | 342.6075 | 0.0019526 | 344.2367 | 6.1779e-06 | 341.6529 | 3.8167e-06 | 337.9073 | 0 | 337.9073 | 0 | 407.7595 | 0.0035602 | 342.6234 | 0 | 344.2367 | 2.4306e-05 | 337.9073 | 8.6233e-06 | 337.6932 | 0 | 342.6234 | 0.00082529 | 342.6075 | 0.00046666 | 337.9073 | 3.0419e-05 | 407.7595 | 0.0016015 | 337.9073 | 2.1814e-06 | 342.6234 | 0 | 407.7595 | 0.014041 | 407.7595 | 0.017995 | 4.1294e-05 | 0.0074563 | 0.00028357 | 6.637e-07 | 9.4752e-07 | 0 | 0 | 0.00050968 | 0 | 1.2097e-06 | 2.3164e-07 | 0 | 0.0001361 | 0.00010008 | 2.8793e-06 | 0.00022411 | 1.0245e-07 | 0 | 0.0028461 | 0.0038449
|  | 407.9776 | 0.00018934 | 407.9776 | 0.033616 | 342.8221 | 0.00068904 | 344.4505 | 3.0349e-08 | 341.869 | 4.9525e-06 | 338.1214 | 0 | 338.1214 | 0 | 407.9776 | 0.0011136 | 342.8345 | 0 | 344.4505 | -1.2991e-05 | 338.1214 | -6.4593e-06 | 337.9073 | 0 | 342.8345 | 0.00046418 | 342.8221 | 0.00046569 | 338.1214 | -3.5195e-06 | 407.9776 | 0.00045359 | 338.1214 | -1.2242e-06 | 342.8345 | 0 | 407.9776 | 0.012058 | 407.9776 | 0.017263 | 8.2597e-05 | 0.0070746 | 0.00025719 | 7.198e-07 | 9.6146e-07 | 0 | 0 | 0.00050514 | 0 | 4.2296e-07 | 1.6734e-06 | 0 | 0.00021684 | 9.9906e-05 | 1.4559e-06 | 0.00026148 | -1.385e-07 | 0 | 0.0028969 | 0.0038873
|  | 408.1958 | 0.00056801 | 408.1958 | 0.031253 | 343.0369 | 0.0017065 | 344.6643 | 6.7018e-06 | 342.0851 | 3.945e-06 | 338.3354 | 0 | 338.3354 | 0 | 408.1958 | 0.0035182 | 343.0456 | 0 | 344.6643 | 1.6947e-05 | 338.3354 | 2.2092e-05 | 338.1214 | 0 | 343.0456 | 0.0015906 | 343.0369 | 0.00046487 | 338.3354 | 1.7121e-05 | 408.1958 | 0.001944 | 338.3354 | -6.9687e-08 | 343.0456 | 0 | 408.1958 | 0.014504 | 408.1958 | 0.018381 | 8.26e-05 | 0.0065591 | 0.00026183 | 1.0433e-06 | 9.6659e-07 | 0 | 0 | 0.00046672 | 0 | 9.4007e-07 | 3.0391e-06 | 0 | 0.00020717 | 9.9781e-05 | 2.3835e-06 | 0.00026465 | -6.3547e-08 | 0 | 0.0028506 | 0.0038349
|  | 408.4139 | 0.00018934 | 408.4139 | 0.028886 | 343.2516 | 0.00073233 | 344.8781 | 3.0564e-06 | 342.3012 | 4.9983e-06 | 338.5496 | 0 | 338.5496 | 0 | 408.4139 | 0.00076109 | 343.2567 | 0 | 344.8781 | -8.1539e-06 | 338.5496 | 6.2958e-06 | 338.3354 | 0 | 343.2567 | 0.00037224 | 343.2516 | 0.00046452 | 338.5496 | 5.1435e-06 | 408.4139 | 0.00048254 | 338.5496 | -5.2391e-07 | 343.2567 | 0 | 408.4139 | 0.011632 | 408.4139 | 0.016781 | 6.1953e-05 | 0.0061147 | 0.00027199 | 1.1727e-06 | 9.6567e-07 | 0 | 0 | 0.00042861 | 0 | 1.9856e-07 | 1.6703e-06 | 0 | 0.00015895 | 9.9791e-05 | 2.7993e-06 | 0.00024849 | -6.8467e-08 | 0 | 0.0028604 | 0.0038821
|  | 408.632 | 0.00037867 | 408.632 | 0.027175 | 343.4663 | 0.0018007 | 345.092 | 7.9104e-06 | 342.5174 | 3.9382e-06 | 338.7637 | 0 | 338.7637 | 0 | 408.632 | 0.0031686 | 343.4678 | 0 | 345.092 | 1.0011e-05 | 338.7637 | 9.3061e-06 | 338.5496 | 0 | 343.4678 | 0.0011336 | 343.4663 | 0.00046483 | 338.7637 | 2.1004e-05 | 408.632 | 0.0017957 | 338.7637 | -1.1564e-07 | 343.4678 | 0 | 408.632 | 0.014593 | 408.632 | 0.018812 | 8.2612e-05 | 0.0057163 | 0.00026939 | 7.1778e-07 | 9.6897e-07 | 0 | 0 | 0.00046704 | 0 | -1.1318e-06 | -2.6929e-07 | 0 | 0.00010634 | 9.9932e-05 | 2.6036e-06 | 0.00025272 | -4.7693e-07 | 0 | 0.002921 | 0.0040063
|  | 408.8502 | 0.00037867 | 408.8502 | 0.02523 | 343.6811 | 0.00070808 | 345.3059 | -1.1981e-06 | 342.7335 | 5.0259e-06 | 338.9778 | 0 | 338.9778 | 0 | 408.8502 | 0.001113 | 343.6789 | 0 | 345.3059 | -2.0595e-05 | 338.9778 | -1.1822e-05 | 338.7637 | 0 | 343.6789 | -0.00012616 | 343.6811 | 0.00046585 | 338.9778 | 3.3155e-06 | 408.8502 | 0.00052111 | 338.9778 | -4.3393e-06 | 343.6789 | 0 | 408.8502 | 0.012185 | 408.8502 | 0.017916 | 4.5334e-05 | 0.0053441 | 0.0002656 | 8.9672e-07 | 9.6406e-07 | 0 | 0 | 0.00050951 | 0 | 4.9518e-09 | 1.685e-06 | 0 | 0.00025529 | 0.00010022 | 2.3661e-06 | 0.00023822 | -2.6279e-07 | 0 | 0.0029235 | 0.0039488
|  | 409.0684 | 3.691e-05 | 409.0684 | 0.023761 | 343.8958 | 0.0017654 | 345.5198 | 9.5826e-06 | 342.9497 | 3.894e-06 | 339.1919 | 0 | 339.1919 | 0 | 409.0684 | 0.0035577 | 343.89 | 0 | 345.5198 | 2.0641e-05 | 339.1919 | 2.7559e-05 | 338.9778 | 0 | 343.89 | 0.0025446 | 343.8958 | 0.00046751 | 339.1919 | 1.8782e-05 | 409.0684 | 0.0016627 | 339.1919 | 1.8851e-06 | 343.89 | 0 | 409.0684 | 0.014615 | 409.0684 | 0.018283 | 4.5338e-05 | 0.0049818 | 0.00026257 | 6.1163e-07 | 9.5202e-07 | 0 | 0 | 0.00053011 | 0 | 8.9448e-07 | 3.0514e-06 | 0 | 0.00039125 | 0.00010064 | 1.9677e-06 | 0.00020055 | 5.8163e-07 | 0 | 0.0028751 | 0.0037737
|  | 409.2865 | 0.00037867 | 409.2865 | 0.021904 | 344.1106 | 0.00067958 | 345.7337 | -3.8635e-06 | 343.1659 | 4.9137e-06 | 339.4061 | 0 | 339.4061 | 0 | 409.2865 | 0.0013015 | 344.1012 | 0 | 345.7337 | -1.2277e-05 | 339.4061 | 9.3656e-07 | 339.1919 | 0 | 344.1012 | 0.0011613 | 344.1106 | 0.00046965 | 339.4061 | -4.0699e-07 | 409.2865 | 0.00017559 | 339.4061 | 3.5464e-06 | 344.1012 | 0 | 409.2865 | 0.011739 | 409.2865 | 0.016308 | 6.1973e-05 | 0.004665 | 0.00026294 | 4.2258e-07 | -2.7478e-06 | 0 | 0 | 0.00051871 | 0 | -1.7277e-06 | 2.7579e-06 | 0 | 0.00032663 | 0.00010113 | 9.3932e-07 | 0.00025557 | 8.7882e-07 | 0 | 0.0029009 | 0.0038724
|  | 409.5048 | 0.00018934 | 409.5048 | 0.020853 | 344.3254 | 0.0017688 | 345.9476 | 7.8141e-06 | 343.3821 | -3.0331e-05 | 339.6202 | 0 | 339.6202 | 0 | 409.5048 | 0.0034527 | 344.3123 | 0 | 345.9476 | -3.8751e-06 | 339.6202 | 2.4822e-05 | 339.4061 | 0 | 344.3123 | 0.0019325 | 344.3254 | 0.00047204 | 339.6202 | 9.1799e-06 | 409.5048 | 0.0021669 | 339.6202 | 4.6615e-06 | 344.3123 | 0 | 409.5048 | 0.014849 | 409.5048 | 0.019185 | 4.1315e-05 | 0.0043676 | 0.00025876 | 7.9e-07 | 8.5795e-05 | 0 | 0 | 0.00050443 | 0 | -1.9958e-06 | 2.4165e-07 | 0 | 0.00025168 | 0.00010164 | 2.0243e-07 | 0.00029481 | 4.8443e-07 | 0 | 0.0029208 | 0.0039748
|  | 409.723 | 0.00018934 | 409.723 | 0.019178 | 344.5402 | 0.00064069 | 346.1615 | -4.2846e-07 | 343.5983 | 0.00082392 | 339.8344 | 0 | 339.8344 | 0 | 409.723 | 0.0011707 | 344.5235 | 0 | 346.1615 | -1.4783e-05 | 339.8344 | -2.2565e-05 | 339.6202 | 0 | 344.5235 | 0.00045134 | 344.5402 | 0.00047437 | 339.8344 | -7.2898e-06 | 409.723 | 0.00053519 | 339.8344 | -1.3841e-07 | 344.5235 | 0 | 409.723 | 0.011922 | 409.723 | 0.017246 | 5.7954e-05 | 0.0040805 | 0.00027772 | 7.9267e-07 | 0.00016344 | 0 | 0 | 0.00049175 | 0 | -5.8381e-07 | 9.9094e-07 | 0 | 0.00024922 | 0.00010211 | 1.4264e-07 | 0.00024813 | 1.1145e-07 | 0 | 0.0028131 | 0.0038998
|  | 409.9412 | 0.00034176 | 409.9412 | 0.018217 | 344.755 | 0.001945 | 346.3755 | 7.8379e-06 | 343.8145 | 0.0006879 | 340.0486 | 0 | 340.0486 | 0 | 409.9412 | 0.0033358 | 344.7347 | 0 | 346.3755 | 9.3261e-06 | 340.0486 | 3.1819e-05 | 339.8344 | 0 | 344.7347 | 0.0019089 | 344.755 | 0.00047635 | 340.0486 | 8.6219e-06 | 409.9412 | 0.0017387 | 340.0486 | 1.1792e-06 | 344.7347 | 0 | 409.9412 | 0.013858 | 409.9412 | 0.018492 | 4.9834e-05 | 0.0038876 | 0.00029327 | 5.7743e-07 | 0.00023657 | 0 | 0 | 0.00051415 | 0 | -1.1289e-06 | 1.4475e-06 | 0 | 0.00011102 | 0.00010248 | -7.172e-07 | 0.00022486 | -2.288e-07 | 0 | 0.0027392 | 0.0038887
|  | 410.1595 | 0.0001149 | 410.1595 | 0.017408 | 344.9698 | 0.00078516 | 346.5894 | -2.4404e-06 | 344.0308 | 0.0015 | 340.2628 | 0 | 340.2628 | 0 | 410.1595 | 0.0013758 | 344.9459 | 0 | 346.5894 | -1.9878e-05 | 340.2628 | -1.8305e-05 | 340.0486 | 0 | 344.9459 | -0.00085763 | 344.9698 | 0.00047767 | 340.2628 | -1.5318e-05 | 410.1595 | 0.00032179 | 340.2628 | -3.3154e-06 | 344.9459 | 0 | 410.1595 | 0.011243 | 410.1595 | 0.017143 | 3.3202e-05 | 0.0036362 | 0.0002937 | 5.702e-07 | 0.00031897 | 0 | 0 | 0.00049618 | 0 | -4.8444e-07 | 2.3565e-09 | 0 | 4.7159e-05 | 0.00010266 | 3.5727e-07 | 0.00021522 | -1.2891e-07 | 0 | 0.0027222 | 0.0039489
|  | 410.3777 | 0.00018934 | 410.3777 | 0.015912 | 345.1847 | 0.0019493 | 346.8034 | 7.7696e-06 | 344.247 | 0.00145 | 340.4771 | 0 | 340.4771 | 0 | 410.3777 | 0.0031709 | 345.1571 | 0 | 346.8034 | 1.5351e-05 | 340.4771 | 1.8327e-05 | 340.2628 | 0 | 345.1571 | 0.0013043 | 345.1847 | 0.00047812 | 340.4771 | 1.8654e-05 | 410.3777 | 0.0016503 | 340.4771 | 2.1119e-06 | 345.1571 | 0 | 410.3777 | 0.013701 | 410.3777 | 0.019042 | 4.5377e-05 | 0.0034076 | 0.0002662 | 5.6929e-07 | 0.00040012 | 0 | 0 | 0.00051764 | 0 | 9.2991e-07 | 2.2826e-06 | 0 | 4.3402e-05 | 0.00010266 | 1.0784e-06 | 0.00022612 | 4.2192e-07 | 0 | 0.0028341 | 0.0040297
|  | 410.596 | 0.00022643 | 410.596 | 0.01531 | 345.3995 | 0.00052872 | 347.0174 | -2.4489e-06 | 344.4633 | 0.00225 | 340.6913 | 0 | 340.6913 | 0 | 410.596 | 0.001572 | 345.3683 | 0 | 347.0174 | -6.6596e-06 | 340.6913 | 2.9829e-06 | 340.4771 | 0 | 345.3683 | -0.00089334 | 345.3995 | 0.00047756 | 340.6913 | -8.5854e-06 | 410.596 | 0.00042156 | 340.6913 | 1.827e-06 | 345.3683 | 0 | 410.596 | 0.012267 | 410.596 | 0.01788 | 6.6044e-05 | 0.0032342 | 0.00024526 | 2.1997e-07 | 0.00049096 | 0 | 0 | 0.00054537 | 0 | 1.4941e-06 | 1.58e-06 | 0 | 3.0276e-05 | 0.00010245 | 1.4914e-06 | 0.00021518 | 5.0083e-07 | 0 | 0.0028891 | 0.0041141
|  | 410.8143 | 0.00037867 | 410.8143 | 0.014322 | 345.6144 | 0.0017541 | 347.2314 | 4.5044e-06 | 344.6796 | 0.00229 | 340.9055 | 0 | 340.9055 | 0 | 410.8143 | 0.0034247 | 345.5795 | 0 | 347.2314 | 2.0622e-05 | 340.9055 | 1.1767e-05 | 340.6913 | 0 | 345.5795 | 0.00118 | 345.6144 | 0.00047601 | 340.9055 | 2.2508e-05 | 410.8143 | 0.00155 | 340.9055 | 2.8484e-06 | 345.5795 | 0 | 410.8143 | 0.014203 | 410.8143 | 0.019814 | 5.381e-05 | 0.0030156 | 0.00027066 | 8.2175e-07 | 0.00058068 | 0 | 0 | 0.00050945 | 0 | 2.4747e-06 | 5.089e-07 | 0 | 7.6065e-05 | 0.00010201 | 2.424e-06 | 0.00020996 | 3.147e-07 | 0 | 0.0029016 | 0.0041956
|  | 411.0326 | 0.0001143 | 411.0326 | 0.013304 | 345.8292 | 0.00076555 | 347.4455 | 3.1748e-06 | 344.8959 | 0.00308 | 341.1198 | 0 | 341.1198 | 0 | 411.0326 | 0.0012424 | 345.7908 | 0 | 347.4455 | 2.5039e-06 | 341.1198 | -7.016e-06 | 340.9055 | 0 | 345.7908 | -0.00045986 | 345.8292 | 0.00047365 | 341.1198 | 1.2236e-07 | 411.0326 | 0.00037352 | 341.1198 | 8.9521e-08 | 345.7908 | 0 | 411.0326 | 0.012379 | 411.0326 | 0.018623 | 2.9049e-05 | 0.0027771 | 0.0002911 | 1.0584e-06 | 0.00066515 | 0 | 0 | 0.00044853 | 0 | 1.3415e-06 | -1.7589e-07 | 0 | -3.4317e-05 | 0.00010148 | 1.5297e-06 | 0.00020606 | 1.4511e-08 | 0 | 0.0029943 | 0.0042782
|  | 411.2509 | 0.00015182 | 411.2509 | 0.012136 | 346.0441 | 0.0019435 | 347.6595 | 6.7167e-06 | 345.1122 | 0.00307 | 341.334 | 0 | 341.334 | 0 | 411.2509 | 0.0028665 | 346.002 | 0 | 347.6595 | 1.0033e-05 | 341.334 | 5.3744e-06 | 341.1198 | 0 | 346.002 | 0.000135 | 346.0441 | 0.00047076 | 341.334 | 1.4154e-05 | 411.2509 | 0.0015142 | 341.334 | 4.5907e-08 | 346.002 | 0 | 411.2509 | 0.015052 | 411.2509 | 0.020569 | 5.7911e-05 | 0.002584 | 0.00029372 | 9.5058e-07 | 0.00074313 | 0 | 0 | 0.00042701 | 0 | -1.4621e-06 | -3.1935e-08 | 0 | -4.0848e-05 | 0.00010083 | 8.8515e-07 | 0.00017692 | -2.5049e-07 | 0 | 0.0029831 | 0.0042779
|  | 411.4692 | 0.00037867 | 411.4692 | 0.011535 | 346.259 | 0.00079036 | 347.8736 | 2.1635e-06 | 345.3285 | 0.0038 | 341.5483 | 0 | 341.5483 | 0 | 411.4692 | 0.0010451 | 346.2133 | 0 | 347.8736 | -2.3691e-05 | 341.5483 | -5.6725e-06 | 341.334 | 0 | 346.2133 | -0.00052168 | 346.259 | 0.00046772 | 341.5483 | -5.8915e-06 | 411.4692 | 0.00010646 | 341.5483 | -2.3841e-06 | 346.2133 | 0 | 411.4692 | 0.012275 | 411.4692 | 0.018619 | 5.7919e-05 | 0.0024208 | 0.00028998 | 9.2125e-07 | 0.00081008 | 0 | 0 | 0.00044163 | 0 | -2.8844e-07 | 3.1099e-06 | 0 | 7.5757e-05 | 0.00010022 | 1.362e-06 | 0.00015511 | 1.742e-08 | 0 | 0.002952 | 0.0042797
|  | 411.6876 | 0.00015181 | 411.6876 | 0.010638 | 346.4739 | 0.0019083 | 348.0876 | 6.4443e-06 | 345.5448 | 0.00369 | 341.7626 | 0 | 341.7626 | 0 | 411.6876 | 0.0029998 | 346.4246 | 0 | 348.0876 | 2.0996e-05 | 341.7626 | 3.4698e-05 | 341.5483 | 0 | 346.4246 | 0.0012388 | 346.4739 | 0.00046493 | 341.7626 | 1.8603e-05 | 411.6876 | 0.0013142 | 341.7626 | 2.5467e-06 | 346.4246 | 0 | 411.6876 | 0.014763 | 411.6876 | 0.02058 | 3.7247e-05 | 0.0022475 | 0.00027024 | 4.5602e-07 | 0.00087954 | 0 | 0 | 0.00047013 | 0 | 2.1232e-06 | 2.4483e-06 | 0 | 0.00011027 | 9.9693e-05 | 2.2593e-06 | 0.00017672 | 2.6464e-07 | 0 | 0.0030818 | 0.0044297
|  | 411.906 | 0.00018934 | 411.906 | 0.009948 | 346.6888 | 0.00060631 | 348.3017 | -2.1841e-06 | 345.7612 | 0.00444 | 341.9769 | 0 | 341.9769 | 0 | 411.906 | 0.0013061 | 346.6359 | 0 | 348.3017 | -1.1603e-06 | 341.9769 | -1.1849e-05 | 341.7626 | 0 | 346.6359 | -0.00019509 | 346.6888 | 0.00046273 | 341.9769 | 2.4827e-06 | 411.906 | 0.00030439 | 341.9769 | -7.6892e-08 | 346.6359 | 0 | 411.906 | 0.013464 | 411.906 | 0.019993 | 4.1348e-05 | 0.0021135 | 0.00026547 | 5.1574e-07 | 0.00086861 | 0 | 0 | 0.00046929 | 0 | 9.1576e-07 | 1.8976e-06 | 0 | 7.7558e-05 | 9.9293e-05 | 2.4456e-06 | 0.00019901 | -5.033e-07 | 0 | 0.0030934 | 0.0045014
|  | 412.1243 | 0.00018934 | 412.1243 | 0.009408 | 346.9037 | 0.0018643 | 348.5158 | 7.0016e-06 | 345.9775 | 0.00359 | 342.1912 | 0 | 342.1912 | 0 | 412.1243 | 0.0029918 | 346.8472 | 0 | 348.5158 | 9.7144e-06 | 342.1912 | 2.9557e-05 | 341.9769 | 0 | 346.8472 | 0.00092918 | 346.9037 | 0.00046134 | 342.1912 | 2.0339e-05 | 412.1243 | 0.0015182 | 342.1912 | -4.6198e-06 | 346.8472 | 0 | 412.1243 | 0.014867 | 412.1243 | 0.021233 | 4.1351e-05 | 0.0019926 | 0.00026846 | 8.2244e-07 | 0.00086223 | 0 | 0 | 0.00045962 | 0 | 4.8917e-07 | 2.725e-07 | 0 | -6.1202e-05 | 9.9108e-05 | 2.025e-06 | 0.00019139 | -7.3903e-07 | 0 | 0.0030008 | 0.0044363
|  | 412.3428 | 0.00018934 | 412.3428 | 0.0088392 | 347.1187 | 0.00063378 | 348.7299 | 6.8081e-07 | 346.1939 | 0.00438 | 342.4056 | 0 | 342.4056 | 0 | 412.3428 | 0.0012173 | 347.0585 | 0 | 348.7299 | -5.1451e-06 | 342.4056 | -2.7014e-05 | 342.1912 | 0 | 347.0585 | -0.0015085 | 347.1187 | 0.00046087 | 342.4056 | -1.4434e-06 | 412.3428 | 0.00023443 | 342.4056 | -2.2763e-06 | 347.0585 | 0 | 412.3428 | 0.012613 | 412.3428 | 0.019393 | 4.1353e-05 | 0.0018717 | 0.00025994 | 8.7014e-07 | 0.00085586 | 0 | 0 | 0.00044041 | 0 | 1.1772e-07 | -1.4781e-06 | 0 | -0.00024343 | 9.9112e-05 | 1.9895e-06 | 0.00020126 | -1.5496e-07 | 0 | 0.0029275 | 0.0043774
|  | 412.5612 | 0.00018934 | 412.5612 | 0.0082999 | 347.3336 | 0.0017846 | 348.9441 | 7.446e-06 | 346.4103 | 0.00353 | 342.6199 | 0 | 342.6199 | 0 | 412.5612 | 0.0028156 | 347.2698 | 0 | 348.9441 | 6.2445e-06 | 342.6199 | 1.3223e-05 | 342.4056 | 0 | 347.2698 | -0.00079525 | 347.3336 | 0.00046125 | 342.6199 | 2.0006e-05 | 412.5612 | 0.0016086 | 342.6199 | 8.3045e-07 | 347.2698 | 0 | 412.5612 | 0.014194 | 412.5612 | 0.020691 | 4.1357e-05 | 0.0017671 | 0.00026293 | 5.0453e-07 | 0.00083855 | 0 | 0 | 0.00042486 | 0 | 5.6018e-08 | 1.4925e-06 | 0 | -5.4612e-05 | 9.9267e-05 | 1.0708e-06 | 0.00019521 | 4.2942e-07 | 0 | 0.0028901 | 0.0042721
|  | 412.7796 | 0.00018934 | 412.7796 | 0.0078801 | 347.5486 | 0.00066164 | 349.1582 | -2.7339e-06 | 346.6267 | 0.00422 | 342.8343 | 0 | 342.8343 | 0 | 412.7796 | 0.0010746 | 347.4812 | 0 | 349.1582 | -5.7213e-06 | 342.8343 | 7.0244e-07 | 342.6199 | 0 | 347.4812 | 0.00027849 | 347.5486 | 0.00046231 | 342.8343 | -1.0016e-05 | 412.7796 | 0.00017887 | 342.8343 | 3.1761e-06 | 347.4812 | 0 | 412.7796 | 0.012268 | 412.7796 | 0.018425 | 0 | 0.0016625 | 0.00025944 | 5.1811e-07 | 0.00082016 | 0 | 0 | 0.00040904 | 0 | 1.2184e-06 | 8.8886e-07 | 0 | 0.00014938 | 9.9546e-05 | -4.0251e-07 | 0.00015413 | 3.7832e-07 | 0 | 0.0029141 | 0.0042942
|  | 412.998 | -0.00018934 | 412.998 | 0.0073412 | 347.7636 | 0.0017521 | 349.3723 | 7.5726e-06 | 346.8431 | 0.00336 | 343.0486 | 0 | 343.0486 | 0 | 412.998 | 0.0026705 | 347.6925 | 0 | 349.3723 | 1.71e-05 | 343.0486 | 7.5911e-06 | 342.8343 | 0 | 347.6925 | 0.0011352 | 347.7636 | 0.00046384 | 343.0486 | 6.2601e-06 | 412.998 | 0.0012323 | 343.0486 | 3.5388e-07 | 347.6925 | 0 | 412.998 | 0.014413 | 412.998 | 0.020891 | 2.068e-05 | 0.0015742 | 0.00025565 | 5.3951e-07 | 0.00078889 | 0 | 0 | 0.00041592 | 0 | 1.4361e-06 | -1.9853e-06 | 0 | 0.00024481 | 9.991e-05 | -1.0719e-12 | 0.00016069 | 6.4488e-08 | 0 | 0.0029645 | 0.0044902
|  | 413.2165 | 0.00037867 | 413.2165 | 0.0070709 | 347.9786 | 0.00062603 | 349.5865 | -2.5345e-06 | 347.0595 | 0.00393 | 343.263 | 0 | 343.263 | 0 | 413.2165 | 0.0011374 | 347.9039 | 0 | 349.5865 | -3.6889e-06 | 343.263 | -2.6112e-05 | 343.0486 | 0 | 347.9039 | 0.001181 | 347.9786 | 0.00046557 | 343.263 | -6.2601e-06 | 413.2165 | 0.00023885 | 343.263 | 2.4772e-07 | 347.9039 | 0 | 413.2165 | 0.012729 | 413.2165 | 0.020218 | 6.2047e-05 | 0.0014696 | 0.0002591 | 3.5269e-07 | 0.00075534 | 0 | 0 | 0.00043056 | 0 | 1.9962e-06 | -5.8937e-07 | 0 | 0.00024058 | 0.00010028 | 9.5942e-07 | 0.0001546 | 8.0049e-08 | 0 | 0.0030499 | 0.0046356
|  | 413.435 | 0.00018934 | 413.435 | 0.0063829 | 348.1936 | 0.0017843 | 349.8007 | 5.8276e-06 | 347.276 | 0.00305 | 343.4774 | 0 | 343.4774 | 0 | 413.435 | 0.0028042 | 348.1153 | 0 | 349.8007 | 2.2328e-05 | 343.4774 | 2.0614e-05 | 343.263 | 0 | 348.1153 | 0.0010954 | 348.1936 | 0.0004673 | 343.4774 | 1.521e-05 | 413.435 | 0.0011764 | 343.4774 | 4.9904e-07 | 348.1153 | 0 | 413.435 | 0.015192 | 413.435 | 0.022218 | 3.6967e-05 | 0.0013618 | 0.00025571 | 7.2127e-07 | 0.0007272 | 0 | 0 | 0.00039621 | 0 | 3.2784e-07 | 1.1285e-06 | 0 | -4.6992e-07 | 0.00010064 | 5.0155e-07 | 0.00013352 | -7.5356e-08 | 0 | 0.0031969 | 0.0049275
|  | 413.6534 | 0.00014905 | 413.6534 | 0.0060822 | 348.4086 | 0.00059444 | 350.0149 | 9.0692e-07 | 347.4924 | 0.00367 | 343.6918 | 0 | 343.6918 | 0 | 413.6534 | 0.00082259 | 348.3267 | 0 | 350.0149 | -1.9267e-05 | 343.6918 | -1.0087e-05 | 343.4774 | 0 | 348.3267 | -0.0010999 | 348.4086 | 0.00046886 | 343.6918 | -1.0532e-05 | 413.6534 | 4.5813e-05 | 343.6918 | -1.2019e-06 | 348.3267 | 0 | 413.6534 | 0.014071 | 413.6534 | 0.022886 | 4.1368e-05 | 0.0012864 | 0.00026658 | 4.7673e-07 | 0.00071107 | 0 | 0 | 0.00036374 | 0 | -1.7394e-07 | 1.0596e-06 | 0 | -6.1011e-05 | 0.00010095 | 9.3291e-07 | 0.00015155 | -2.7331e-07 | 0 | 0.003402 | 0.0052381
|  | 413.8719 | 0.00022963 | 413.8719 | 0.0056929 | 348.6236 | 0.0018851 | 350.2291 | 3.5442e-06 | 347.7089 | 0.0029 | 343.9062 | 0 | 343.9062 | 0 | 413.8719 | 0.002507 | 348.5381 | 0 | 350.2291 | 1.7643e-05 | 343.9062 | 1.9971e-05 | 343.6918 | 0 | 348.5381 | 0.00052272 | 348.6236 | 0.00047012 | 343.9062 | 1.9234e-05 | 413.8719 | 0.0013414 | 343.9062 | -1.3473e-06 | 348.5381 | 0 | 413.8719 | 0.01707 | 413.8719 | 0.025062 | 4.5776e-05 | 0.0012146 | 0.00026861 | 2.8835e-07 | 0.00069818 | 0 | 0 | 0.0004385 | 0 | -4.0893e-07 | -3.9756e-07 | 0 | 2.3461e-05 | 0.00010118 | 4.9106e-07 | 0.00019401 | 2.1933e-08 | 0 | 0.0036328 | 0.0054481
|  | 414.0904 | 0.00018934 | 414.0904 | 0.0054233 | 348.8386 | 0.00061328 | 350.4434 | -8.522e-07 | 347.9253 | 0.00355 | 344.1206 | 0 | 344.1206 | 0 | 414.0904 | 0.0015063 | 348.7495 | 0 | 350.4434 | -2.146e-05 | 344.1206 | -2.3679e-05 | 343.9062 | 0 | 348.7495 | -0.00030079 | 348.8386 | 0.00047101 | 344.1206 | -1.4653e-05 | 414.0904 | 0.00043427 | 344.1206 | 1.5519e-06 | 348.7495 | 0 | 414.0904 | 0.01618 | 414.0904 | 0.024802 | 8.2752e-05 | 0.0011524 | 0.00024795 | 2.8826e-07 | 0.00068197 | 0 | 0 | 0.00047403 | 0 | -1.5598e-06 | -2.3558e-06 | 0 | 1.2911e-05 | 0.00010134 | -1.3244e-06 | 0.00019041 | -1.4784e-07 | 0 | 0.003689 | 0.0055687
|  | 414.309 | 0.00056801 | 414.309 | 0.0051237 | 349.0537 | 0.0016926 | 350.6576 | 3.5429e-06 | 348.1418 | 0.00275 | 344.3351 | 0 | 344.3351 | 0 | 414.309 | 0.002832 | 348.961 | 0 | 350.6576 | 6.9004e-06 | 344.3351 | 1.7077e-06 | 344.1206 | 0 | 348.961 | 0.00042292 | 349.0537 | 0.00047148 | 344.3351 | 2.3012e-06 | 414.309 | 0.0013083 | 344.3351 | -2.9308e-06 | 348.961 | 0 | 414.309 | 0.017582 | 414.309 | 0.026163 | 8.2756e-05 | 0.0010968 | 0.00023831 | 2.6279e-07 | 0.00065921 | 0 | 0 | 0.00040731 | 0 | -1.4542e-06 | -1.8061e-06 | 0 | 1.1692e-05 | 0.0001014 | -9.5403e-07 | 0.00016644 | -5.7132e-07 | 0 | 0.0035614 | 0.0055269
|  | 414.5275 | 0.00018934 | 414.5275 | 0.0049137 | 349.2687 | 0.00052361 | 350.8719 | -1.0901e-06 | 348.3583 | 0.00334 | 344.5496 | 0 | 344.5496 | 0 | 414.5275 | 0.00089554 | 349.1724 | 0 | 350.8719 | -2.0474e-05 | 344.5496 | -1.8549e-05 | 344.3351 | 0 | 349.1724 | -0.00031234 | 349.2687 | 0.00047152 | 344.5496 | -1.1197e-05 | 414.5275 | 0.00021491 | 344.5496 | -2.3967e-06 | 349.1724 | 0 | 414.5275 | 0.015011 | 414.5275 | 0.024417 | 3.6979e-05 | 0.0010543 | 0.00025717 | 6.187e-07 | 0.00065389 | 0 | 0 | 0.00039697 | 0 | -4.5906e-07 | -1.3714e-06 | 0 | 3.0636e-05 | 0.00010137 | 9.7908e-07 | 0.00017032 | -3.4715e-07 | 0 | 0.0036069 | 0.0055351
|  | 414.7461 | 0.00014905 | 414.7461 | 0.004734 | 349.4838 | 0.0018681 | 351.0861 | 6.8653e-06 | 348.5749 | 0.0027 | 344.764 | 0 | 344.764 | 0 | 414.7461 | 0.002737 | 349.3839 | 0 | 351.0861 | 1.6189e-05 | 344.764 | 5.7591e-06 | 344.5496 | 0 | 349.3839 | 0.00060209 | 349.4838 | 0.00047117 | 344.764 | 2.0329e-05 | 414.7461 | 0.0013437 | 344.764 | -8.4089e-07 | 349.3839 | 0 | 414.7461 | 0.017995 | 414.7461 | 0.026233 | 3.698e-05 | 0.0010085 | 0.00028374 | 4.8045e-07 | 0.00065173 | 0 | 0 | 0.0004068 | 0 | 3.0862e-07 | -2.2557e-06 | 0 | 7.4702e-05 | 0.00010127 | 1.6808e-06 | 0.00016355 | -3.1023e-07 | 0 | 0.003752 | 0.005684
|  | 414.9647 | 0.00018934 | 414.9647 | 0.0044945 | 349.6989 | 0.00077027 | 351.3005 | -2.3814e-06 | 348.7914 | 0.00332 | 344.9785 | 0 | 344.9785 | 0 | 414.9647 | 0.00098531 | 349.5953 | 0 | 351.3005 | -1.3309e-05 | 344.9785 | -2.6793e-05 | 344.764 | 0 | 349.5953 | 0.00010445 | 349.6989 | 0.00047053 | 344.9785 | -4.655e-06 | 414.9647 | 0.0001529 | 344.9785 | -2.0519e-06 | 349.5953 | 0 | 414.9647 | 0.016337 | 414.9647 | 0.025777 | 2.4748e-05 | 0.00096279 | 0.00028207 | 1.8662e-07 | 0.00064424 | 0 | 0 | 0.00038687 | 0 | -1.2252e-06 | 6.062e-07 | 0 | -1.5059e-05 | 0.00010112 | 1.2692e-06 | 0.00016751 | 4.4496e-08 | 0 | 0.003834 | 0.0058816
|  | 415.1832 | 3.7095e-05 | 415.1832 | 0.0043145 | 349.914 | 0.0018525 | 351.5148 | 4.1229e-06 | 349.0079 | 0.00263 | 345.193 | 0 | 345.193 | 0 | 415.1832 | 0.0025544 | 349.8068 | 0 | 351.5148 | 1.8756e-06 | 345.193 | 3.2445e-05 | 344.9785 | 0 | 349.8068 | -0.00024686 | 349.914 | 0.00046976 | 345.193 | 1.6489e-05 | 415.1832 | 0.0013797 | 345.193 | 2.4668e-06 | 349.8068 | 0 | 415.1832 | 0.018742 | 415.1832 | 0.028037 | 4.0544e-06 | 0.00091371 | 0.00027136 | 5.2479e-07 | 0.0006486 | 0 | 0 | 0.00042437 | 0 | -1.2041e-06 | 6.6512e-07 | 0 | -3.427e-05 | 0.00010097 | -1.0184e-07 | 0.00020068 | 2.8775e-07 | 0 | 0.0039686 | 0.0061602
|  | 415.4018 | 0 | 415.4018 | 0.0040451 | 350.1291 | 0.00067073 | 351.7291 | 7.7417e-07 | 349.2245 | 0.00336 | 345.4075 | 0 | 345.4075 | 0 | 415.4018 | 0.0013282 | 350.0183 | 0 | 351.7291 | -1.3112e-05 | 345.4075 | -2.6244e-05 | 345.193 | 0 | 350.0183 | -7.7224e-05 | 350.1291 | 0.00046912 | 345.4075 | -1.7438e-05 | 415.4018 | 0.00045629 | 345.4075 | 2.1605e-07 | 350.0183 | 0 | 415.4018 | 0.017567 | 415.4018 | 0.028324 | 2.4751e-05 | 0.00086467 | 0.00026068 | 7.3702e-07 | 0.00065723 | 0 | 0 | 0.00044703 | 0 | -7.8718e-07 | 6.1882e-07 | 0 | 0.00011166 | 0.00010089 | 2.2506e-07 | 0.00018424 | 1.7775e-07 | 0 | 0.0040534 | 0.0063144
|  | 415.6205 | 0.00022643 | 415.6205 | 0.0038651 | 350.3442 | 0.0017528 | 351.9434 | 6.1036e-06 | 349.441 | 0.00271 | 345.622 | 0 | 345.622 | 0 | 415.6205 | 0.0027613 | 350.2298 | 0 | 351.9434 | 5.766e-06 | 345.622 | 3.2014e-05 | 345.4075 | 0 | 350.2298 | 0.0011331 | 350.3442 | 0.00046886 | 345.622 | 1.9537e-05 | 415.6205 | 0.0012292 | 345.622 | 1.4412e-06 | 350.2298 | 0 | 415.6205 | 0.019515 | 415.6205 | 0.029442 | 2.8854e-05 | 0.00080578 | 0.00026174 | 5.0401e-07 | 0.00066382 | 0 | 0 | 0.00041517 | 0 | -1.082e-06 | 2.1746e-06 | 0 | 0.00018645 | 0.0001009 | 9.0561e-07 | 0.0001551 | 1.9813e-09 | 0 | 0.0041408 | 0.0064015
|  | 415.8391 | 3.7518e-05 | 415.8391 | 0.003506 | 350.5593 | 0.00068065 | 352.1578 | -1.4011e-06 | 349.6576 | 0.00342 | 345.8365 | 0 | 345.8365 | 0 | 415.8391 | 0.0010367 | 350.4413 | 0 | 352.1578 | -1.5861e-05 | 345.8365 | -1.1742e-05 | 345.622 | 0 | 350.4413 | 0.00062989 | 350.5593 | 0.00046925 | 345.8365 | -1.1095e-05 | 415.8391 | 0.00018964 | 345.8365 | -1.4228e-06 | 350.4413 | 0 | 415.8391 | 0.018364 | 415.8391 | 0.029118 | 2.4801e-05 | 0.00075342 | 0.00027679 | 8.3444e-07 | 0.00066926 | 0 | 0 | 0.00041227 | 0 | -1.3175e-06 | -1.4522e-07 | 0 | 0.00014677 | 0.00010108 | 6.1476e-08 | 0.00015505 | -7.1885e-08 | 0 | 0.0041552 | 0.006542
|  | 416.0577 | 0.00018934 | 416.0577 | 0.0033855 | 350.7744 | 0.0018923 | 352.3721 | 9.1869e-06 | 349.8742 | 0.00276 | 346.0511 | 0 | 346.0511 | 0 | 416.0577 | 0.0027344 | 350.6529 | 0 | 352.3721 | 3.5682e-06 | 346.0511 | 1.0388e-05 | 345.8365 | 0 | 350.6529 | 0.0007577 | 350.7744 | 0.00047043 | 346.0511 | 1.1668e-05 | 416.0577 | 0.0012286 | 346.0511 | 7.5262e-07 | 350.6529 | 0 | 416.0577 | 0.019644 | 416.0577 | 0.030722 | 4.1401e-05 | 0.00071085 | 0.00027344 | 8.0729e-07 | 0.00066283 | 0 | 0 | 0.00041174 | 0 | -2.0496e-06 | 1.1396e-07 | 0 | 0.00015941 | 0.00010143 | 9.7849e-07 | 0.00017077 | -9.8295e-10 | 0 | 0.004233 | 0.0067571
|  | 416.2764 | 0.00018934 | 416.2764 | 0.0031163 | 350.9896 | 0.00064954 | 352.5865 | -1.6559e-06 | 350.0908 | 0.00336 | 346.2657 | 0 | 346.2657 | 0 | 416.2764 | 0.0010316 | 350.8644 | 0 | 352.5865 | -2.2689e-05 | 346.2657 | -9.3256e-06 | 346.0511 | 0 | 350.8644 | 0.00074937 | 350.9896 | 0.00047242 | 346.2657 | -2.5473e-06 | 416.2764 | 0.00033332 | 346.2657 | -7.6178e-07 | 350.8644 | 0 | 416.2764 | 0.019075 | 416.2764 | 0.031083 | 2.0702e-05 | 0.00063567 | 0.00027103 | 2.0172e-07 | 0.00067257 | 0 | 0 | 0.00038471 | 0 | -1.1895e-06 | 1.0356e-06 | 0 | 0.00020443 | 0.00010193 | 5.1887e-07 | 0.00016648 | 2.4777e-07 | 0 | 0.0043599 | 0.0069636
|  | 416.4951 | 0 | 416.4951 | 0.0026973 | 351.2047 | 0.0018699 | 352.8009 | 3.5378e-06 | 350.3074 | 0.00285 | 346.4802 | 0 | 346.4802 | 0 | 416.4951 | 0.0024868 | 351.076 | 0 | 352.8009 | 1.1591e-05 | 346.4802 | 1.8979e-05 | 346.2657 | 0 | 351.076 | 0.0011833 | 351.2047 | 0.00047508 | 346.4802 | 7.3838e-06 | 416.4951 | 0.0011893 | 346.4802 | 3.0714e-06 | 351.076 | 0 | 416.4951 | 0.0208 | 416.4951 | 0.032605 | 4.036e-06 | 0.00057013 | 0.00027614 | 1.7549e-07 | 0.00068461 | 0 | 0 | 0.00039622 | 0 | 2.2293e-07 | -9.1678e-07 | 0 | 0.00016066 | 0.00010255 | 1.0792e-06 | 0.00015802 | 2.6817e-07 | 0 | 0.004446 | 0.0071056
|  | 416.7138 | 3.691e-05 | 416.7138 | 0.0025167 | 351.4199 | 0.00069664 | 353.0153 | -1.9009e-06 | 350.5241 | 0.00347 | 346.6948 | 0 | 346.6948 | 0 | 416.7138 | 0.0011367 | 351.2876 | 0 | 353.0153 | -9.5119e-06 | 346.6948 | -2.7524e-05 | 346.4802 | 0 | 351.2876 | 0.00033535 | 351.4199 | 0.00047812 | 346.6948 | 2.6758e-06 | 416.7138 | 0.0002559 | 346.6948 | -5.7176e-07 | 351.2876 | 0 | 416.7138 | 0.01986 | 416.7138 | 0.032379 | 1.6232e-05 | 0.00053729 | 0.0002715 | 3.871e-07 | 0.00068025 | 0 | 0 | 0.0004262 | 0 | 2.364e-07 | 8.3286e-08 | 0 | 0.00022913 | 0.00010321 | 1.6076e-06 | 0.0001792 | 4.2199e-07 | 0 | 0.0046783 | 0.007469
|  | 416.9325 | 0.00011153 | 416.9325 | 0.0023968 | 351.6351 | 0.0018269 | 353.2298 | 5.5111e-06 | 350.7407 | 0.00281 | 346.9094 | 0 | 346.9094 | 0 | 416.9325 | 0.0027609 | 351.4992 | 0 | 353.2298 | 1.1717e-05 | 346.9094 | 2.83e-05 | 346.6948 | 0 | 351.4992 | 0.0018303 | 351.6351 | 0.00048115 | 346.9094 | 1.2307e-05 | 416.9325 | 0.0013828 | 346.9094 | 4.5046e-06 | 351.4992 | 0 | 416.9325 | 0.022922 | 416.9325 | 0.035925 | 1.2197e-05 | 0.00052424 | 0.00026785 | 8.5362e-07 | 0.00067053 | 0 | 0 | 0.00044876 | 0 | 8.4644e-07 | 2.4856e-06 | 0 | 0.00024356 | 0.00010383 | -5.1407e-08 | 0.00019444 | 4.5806e-07 | 0 | 0.0048704 | 0.0078791
|  | 417.1512 | 0 | 417.1512 | 0.0023968 | 351.8503 | 0.00066236 | 353.4442 | 2.4514e-06 | 350.9574 | 0.00338 | 347.124 | 0 | 347.124 | 0 | 417.1512 | 0.0013426 | 351.7108 | 0 | 353.4442 | -3.8211e-06 | 347.124 | -5.1355e-06 | 346.9094 | 0 | 351.7108 | 0.00047204 | 351.8503 | 0.00048377 | 347.124 | -1.2786e-05 | 417.1512 | 0.00039519 | 347.124 | -2.3563e-07 | 351.7108 | 0 | 417.1512 | 0.021613 | 417.1512 | 0.036123 | 2.4811e-05 | 0.00051448 | 0.00027075 | 9.7703e-07 | 0.00066843 | 0 | 0 | 0.00044249 | 0 | 4.7842e-08 | 4.5489e-06 | 0 | 0.00017066 | 0.00010432 | 7.205e-07 | 0.00018906 | 2.6757e-07 | 0 | 0.0049728 | 0.0081973
|  | 417.3699 | 0.00022686 | 417.3699 | 0.0023072 | 352.0655 | 0.0018538 | 353.6587 | 6.6593e-06 | 351.174 | 0.00279 | 347.3386 | 0 | 347.3386 | 0 | 417.3699 | 0.0027031 | 351.9224 | 0 | 353.6587 | 4.2672e-06 | 347.3386 | 4.7524e-05 | 347.124 | 0 | 351.9224 | 0.0011409 | 352.0655 | 0.00048569 | 347.3386 | 1.95e-05 | 417.3699 | 0.0013334 | 347.3386 | 2.7289e-06 | 351.9224 | 0 | 417.3699 | 0.023854 | 417.3699 | 0.038828 | 4.5521e-05 | 0.00050139 | 0.00026338 | 3.2605e-07 | 0.00067712 | 0 | 0 | 0.00041193 | 0 | -3.3511e-06 | 2.3666e-06 | 0 | 0.00020312 | 0.00010464 | 1.8331e-06 | 0.00016981 | 1.8216e-07 | 0 | 0.0051086 | 0.0083563
|  | 417.5887 | 0.00018934 | 417.5887 | 0.002277 | 352.2807 | 0.00059382 | 353.8731 | -3.6189e-06 | 351.3907 | 0.00346 | 347.5532 | 0 | 347.5532 | 0 | 417.5887 | 0.0010631 | 352.134 | 0 | 353.8731 | -3.5516e-05 | 347.5532 | -2.5471e-05 | 347.3386 | 0 | 352.134 | 0.00077851 | 352.2807 | 0.00048672 | 347.5532 | -2.4181e-06 | 417.5887 | 0.00021916 | 347.5532 | -1.0315e-06 | 352.134 | 0 | 417.5887 | 0.022853 | 417.5887 | 0.037573 | 2.4767e-05 | 0.00048503 | 0.00026599 | -6.6596e-09 | 0.0006761 | 0 | 0 | 0.00038564 | 0 | -2.4764e-06 | -1.5345e-06 | 0 | 0.00017671 | 0.00010478 | 1.1704e-06 | 0.00015215 | 1.3221e-07 | 0 | 0.005239 | 0.0084679
|  | 417.8074 | 3.7095e-05 | 417.8074 | 0.0021574 | 352.496 | 0.0018777 | 354.0876 | 3.5568e-06 | 351.6074 | 0.00278 | 347.7679 | 0 | 347.7679 | 0 | 417.8074 | 0.0024626 | 352.3456 | 0 | 354.0876 | 1.2424e-05 | 347.7679 | 1.1174e-05 | 347.5532 | 0 | 352.3456 | 0.00089141 | 352.496 | 0.00048687 | 347.7679 | 1.3323e-05 | 417.8074 | 0.0011719 | 347.7679 | 2.2633e-06 | 352.3456 | 0 | 417.8074 | 0.025045 | 417.8074 | 0.039844 | 4.9585e-05 | 0.00046869 | 0.00026603 | 3.9944e-07 | 0.00066747 | 0 | 0 | 0.00037227 | 0 | -6.561e-07 | -2.9827e-06 | 0 | 7.9256e-05 | 0.00010473 | 8.2584e-07 | 0.0001578 | -3.0808e-07 | 0 | 0.0053788 | 0.008754
|  | 418.0262 | 0.00041619 | 418.0262 | 0.0021272 | 352.7112 | 0.00059417 | 354.3021 | 1.6755e-07 | 351.8241 | 0.00338 | 347.9826 | 0 | 347.9826 | 0 | 418.0262 | 0.00094046 | 352.5573 | 0 | 354.3021 | -1.8541e-05 | 347.9826 | -3.8964e-05 | 347.7679 | 0 | 352.5573 | -0.00014244 | 352.7112 | 0.0004863 | 347.9826 | -5.6283e-06 | 418.0262 | 0.00027064 | 347.9826 | -5.1337e-06 | 352.5573 | 0 | 418.0262 | 0.024126 | 418.0262 | 0.040181 | 4.5529e-05 | 0.00046213 | 0.00025869 | 5.8383e-07 | 0.0006631 | 0 | 0 | 0.00033579 | 0 | 5.1888e-07 | -4.5764e-06 | 0 | 6.5581e-05 | 0.00010457 | 1.1598e-06 | 0.00015193 | -8.9142e-07 | 0 | 0.0055211 | 0.0089975
|  | 418.245 | 0 | 418.245 | 0.0020972 | 352.9265 | 0.0018095 | 354.5166 | 5.2758e-06 | 352.0408 | 0.00274 | 348.1972 | 0 | 348.1972 | 0 | 418.245 | 0.0021291 | 352.769 | 0 | 354.5166 | 2.3379e-05 | 348.1972 | -3.6721e-06 | 347.9826 | 0 | 352.769 | 0.00076209 | 352.9265 | 0.00048533 | 348.1972 | 1.6433e-05 | 418.245 | 0.0011182 | 348.1972 | -3.1712e-06 | 352.769 | 0 | 418.245 | 0.026343 | 418.245 | 0.042067 | 0 | 0.00043928 | 0.00025008 | 2.0741e-07 | 0.00066756 | 0 | 0 | 0.00032849 | 0 | 1.5583e-07 | -2.2695e-06 | 0 | 2.2003e-05 | 0.00010437 | 7.0115e-07 | 0.000128 | -4.9916e-07 | 0 | 0.0056166 | 0.0092588
|  | 418.4638 | 0 | 418.4638 | 0.0019179 | 353.1417 | 0.00051383 | 354.7312 | -3.3423e-06 | 352.2576 | 0.00342 | 348.4119 | 0 | 348.4119 | 0 | 418.4638 | 0.00087339 | 352.9806 | 0 | 354.7312 | -2.1926e-05 | 348.4119 | -1.747e-05 | 348.1972 | 0 | 352.9806 | -0.00055419 | 353.1417 | 0.00048429 | 348.4119 | -9.9016e-06 | 418.4638 | 5.1757e-05 | 348.4119 | -1.4788e-06 | 352.9806 | 0 | 418.4638 | 0.024995 | 418.4638 | 0.042562 | 2.0715e-05 | 0.00041307 | 0.00025073 | 7.0722e-07 | 0.00068171 | 0 | 0 | 0.00036358 | 0 | -8.7111e-07 | -5.3157e-07 | 0 | -4.6216e-05 | 0.00010419 | 2.3676e-07 | 0.00016413 | -9.0715e-08 | 0 | 0.0058399 | 0.0096838
|  | 418.6826 | 0.00018934 | 418.6826 | 0.0018575 | 353.357 | 0.0018153 | 354.9457 | 9.9352e-06 | 352.4743 | 0.00287 | 348.6266 | 0 | 348.6266 | 0 | 418.6826 | 0.0024497 | 353.1923 | 0 | 354.9457 | 1.3806e-05 | 348.6266 | 1.2518e-05 | 348.4119 | 0 | 353.1923 | 0.00011757 | 353.357 | 0.00048353 | 348.6266 | 1.2107e-05 | 418.6826 | 0.0014484 | 348.6266 | 6.3373e-07 | 353.1923 | 0 | 418.6826 | 0.028381 | 418.6826 | 0.045948 | 2.8815e-05 | 0.00039995 | 0.00025563 | 1.152e-06 | 0.00068598 | 0 | 0 | 0.00040787 | 0 | -3.1065e-08 | 1.0277e-07 | 0 | 2.9023e-05 | 0.00010407 | 1.4362e-06 | 0.00018142 | -8.9133e-08 | 0 | 0.0060541 | 0.01004
|  | 418.9015 | 7.4005e-05 | 418.9015 | 0.0017976 | 353.5723 | 0.00055965 | 355.1603 | 8.0395e-07 | 352.6911 | 0.00346 | 348.8413 | 0 | 348.8413 | 0 | 418.9015 | 0.0012778 | 353.404 | 0 | 355.1603 | -1.4095e-05 | 348.8413 | -1.156e-05 | 348.6266 | 0 | 353.404 | 0.00015665 | 353.5723 | 0.00048332 | 348.8413 | 1.272e-06 | 418.9015 | 0.00020968 | 348.8413 | -1.4641e-06 | 353.404 | 0 | 418.9015 | 0.026948 | 418.9015 | 0.045807 | 4.9534e-05 | 0.0003836 | 0.0002582 | 8.6293e-07 | 0.00068942 | 0 | 0 | 0.00038563 | 0 | -7.1732e-07 | -5.6071e-07 | 0 | 0.00013988 | 0.00010411 | 1.5674e-06 | 0.00013213 | -2.0852e-07 | 0 | 0.006199 | 0.010297
|  | 419.1203 | 0.00037867 | 419.1203 | 0.001708 | 353.7876 | 0.0018389 | 355.3748 | 7.2383e-06 | 352.9079 | 0.0029 | 349.056 | 0 | 349.056 | 0 | 419.1203 | 0.0022463 | 353.6157 | 0 | 355.3748 | 7.4101e-06 | 349.056 | 6.3376e-06 | 348.8413 | 0 | 353.6157 | 0.0011646 | 353.7876 | 0.00048379 | 349.056 | 1.3327e-05 | 419.1203 | 0.00099778 | 349.056 | -4.7816e-07 | 353.6157 | 0 | 419.1203 | 0.029703 | 419.1203 | 0.048294 | 4.9539e-05 | 0.00037052 | 0.00026868 | 6.7498e-07 | 0.00070447 | 0 | 0 | 0.00035102 | 0 | -7.3579e-07 | -9.071e-07 | 0 | 0.00025 | 0.0001043 | 8.2245e-07 | 0.00014613 | 6.9207e-08 | 0 | 0.0063316 | 0.010608
|  | 419.3392 | 7.4005e-05 | 419.3392 | 0.0016778 | 354.0029 | 0.00065662 | 355.5894 | -9.4681e-07 | 353.1246 | 0.0036 | 349.2708 | 0 | 349.2708 | 0 | 419.3392 | 0.00096127 | 353.8274 | 0 | 355.5894 | -1.4268e-05 | 349.2708 | -1.4786e-05 | 349.056 | 0 | 353.8275 | 0.0011969 | 354.0029 | 0.00048493 | 349.2708 | -5.6676e-06 | 419.3392 | 0.00033752 | 349.2708 | 1.1227e-06 | 353.8275 | 0 | 419.3392 | 0.028154 | 419.3392 | 0.048644 | 1.2508e-05 | 0.00036396 | 0.00027084 | 2.9725e-07 | 0.00071544 | 0 | 0 | 0.00038713 | 0 | -7.6864e-07 | -1.0145e-06 | 0 | 0.00028184 | 0.00010459 | 1.3598e-07 | 0.00016924 | 2.6174e-07 | 0 | 0.0064234 | 0.010984
|  | 419.5581 | 4.029e-05 | 419.5581 | 0.0016478 | 354.2182 | 0.0018593 | 355.804 | 3.7171e-06 | 353.3414 | 0.003 | 349.4855 | 0 | 349.4855 | 0 | 419.5581 | 0.0025761 | 354.0392 | 0 | 355.804 | 7.1048e-06 | 349.4855 | 5.3373e-06 | 349.2708 | 0 | 354.0392 | 0.0014654 | 354.2182 | 0.00048661 | 349.4855 | 6.934e-06 | 419.5581 | 0.0012089 | 349.4855 | 1.315e-06 | 354.0392 | 0 | 419.5581 | 0.03054 | 419.5581 | 0.051718 | 3.3299e-05 | 0.00034108 | 0.00026975 | 2.4509e-08 | 0.00071988 | 0 | 0 | 0.00040689 | 0 | -5.8814e-07 | -1.8653e-06 | 0 | 0.0002735 | 0.00010501 | -4.4069e-07 | 0.00016368 | -5.5966e-08 | 0 | 0.0066731 | 0.011361
|  | 419.777 | 0.00026395 | 419.777 | 0.0014685 | 354.4336 | 0.00064579 | 356.0186 | -3.4887e-06 | 353.5583 | 0.00364 | 349.7003 | 0 | 349.7003 | 0 | 419.777 | 0.0011415 | 354.2509 | 0 | 356.0186 | -1.2585e-05 | 349.7003 | -2.2709e-05 | 349.4855 | 0 | 354.2509 | 0.0011177 | 354.4336 | 0.00048856 | 349.7003 | -1.1038e-05 | 419.777 | 0.00028657 | 349.7003 | -1.8362e-06 | 354.2509 | 0 | 419.777 | 0.030429 | 419.777 | 0.052083 | 4.9615e-05 | 0.00029524 | 0.00026008 | -1.6755e-07 | 0.00071771 | 0 | 0 | 0.00040985 | 0 | 7.0976e-07 | -2.3017e-06 | 0 | 0.00022073 | 0.00010541 | 8.9443e-07 | 0.00015507 | -3.4793e-07 | 0 | 0.0068534 | 0.011594
|  | 419.9959 | 0.00018934 | 419.9959 | 0.0012288 | 354.6489 | 0.0017698 | 356.2333 | 1.9275e-06 | 353.7751 | 0.00298 | 349.915 | 0 | 349.915 | 0 | 419.9959 | 0.002603 | 354.4627 | 0 | 356.2333 | 1.9199e-05 | 349.915 | 1.2727e-06 | 349.7003 | 0 | 354.4627 | 0.00096702 | 354.6489 | 0.00049045 | 349.915 | 1.9368e-05 | 419.9959 | 0.0011302 | 349.915 | -1.4042e-06 | 354.4627 | 0 | 419.9959 | 0.032185 | 419.9959 | 0.053846 | 2.0725e-05 | 0.00025585 | 0.00026357 | 1.0077e-07 | 0.00071659 | 0.0012232 | 0.0012693 | 0.00038184 | 0 | 1.2799e-06 | -1.8494e-06 | 0 | 4.2431e-05 | 0.00010579 | 2.1237e-06 | 0.00014148 | -1.811e-07 | 0 | 0.0069416 | 0.011777
|  | 420.2148 | 0 | 420.2148 | 0.0011085 | 354.8643 | 0.00067785 | 356.4479 | -9.8861e-07 | 353.9919 | 0.00363 | 350.1298 | 0.01139 | 350.1298 | 0.01182 | 420.2148 | 0.00088542 | 354.6745 | 0 | 356.4479 | -7.2739e-06 | 350.1298 | -1.8495e-05 | 349.915 | 0 | 354.6745 | -0.00056627 | 354.8643 | 0.00049194 | 350.1298 | 4.0786e-07 | 420.2148 | 0.00016238 | 350.1298 | -2.822e-07 | 354.6745 | 0 | 420.2148 | 0.031232 | 420.2148 | 0.053744 | 2.0727e-05 | 0.00023614 | 0.00026475 | 8.0956e-07 | 0.0007254 | 0.0019805 | 0.0023973 | 0.00034247 | 0 | 1.1813e-06 | 1.2792e-06 | 0 | 7.5128e-05 | 0.00010603 | 1.8976e-06 | 0.0001345 | 5.2313e-07 | 0 | 0.0071289 | 0.012084
|  | 420.4337 | 0.00018934 | 420.4337 | 0.0010486 | 355.0797 | 0.0017808 | 356.6626 | 8.5313e-06 | 354.2088 | 0.00306 | 350.3446 | 0.00705 | 350.3446 | 0.0105 | 420.4337 | 0.002243 | 354.8863 | 0 | 356.6626 | 1.828e-05 | 350.3446 | 3.0405e-05 | 350.1298 | 0 | 354.8863 | 0.0012757 | 355.0797 | 0.0004927 | 350.3446 | 1.726e-05 | 420.4337 | 0.0010663 | 350.3446 | 5.1529e-06 | 354.8863 | 0 | 420.4337 | 0.03389 | 420.4337 | 0.056645 | 2.0729e-05 | 0.00021979 | 0.00027035 | 8.3284e-07 | 0.00073407 | 0.0028324 | 0.0018711 | 0.00037028 | 0 | 2.3624e-06 | 1.0109e-06 | 0 | 0.00011078 | 0.0001061 | 9.1128e-07 | 0.00015486 | 8.2985e-07 | 0 | 0.007354 | 0.012417
|  | 420.6527 | 0 | 420.6527 | 0.00095896 | 355.295 | 0.00072954 | 356.8773 | -7.717e-07 | 354.4256 | 0.00371 | 350.5595 | 0.01932 | 350.5595 | 0.00692 | 420.6527 | 0.0011391 | 355.0981 | 0 | 356.8773 | 3.7303e-06 | 350.5595 | -2.0993e-05 | 350.3446 | 0 | 355.0981 | -0.00022959 | 355.295 | 0.0004925 | 350.5595 | -8.7757e-06 | 420.6527 | 0.0003482 | 350.5595 | 2.5731e-06 | 355.0981 | 0 | 420.6527 | 0.033282 | 420.6527 | 0.056774 | 2.0729e-05 | 0.00020667 | 0.00026646 | 2.0533e-07 | 0.00072658 | 0.0024843 | 0.0013845 | 0.00040092 | 0 | 1.9296e-06 | -7.7972e-07 | 0 | 5.2561e-05 | 0.00010594 | 1.5815e-06 | 0.00018674 | 3.1011e-07 | 0 | 0.0074556 | 0.012625
|  | 420.8717 | 0.00018934 | 420.8717 | 0.00092877 | 355.5104 | 0.0017447 | 357.092 | 2.6842e-06 | 354.6425 | 0.00299 | 350.7743 | 0.00381 | 350.7743 | 0.00597 | 420.8717 | 0.0025229 | 355.3099 | 0 | 357.092 | 1.4243e-05 | 350.7743 | 1.3734e-05 | 350.5595 | 0 | 355.3099 | 0.00072587 | 355.5104 | 0.00049122 | 350.7743 | 2.35e-05 | 420.8717 | 0.0013575 | 350.7743 | 3.1414e-07 | 355.3099 | 0 | 420.8717 | 0.034818 | 420.8717 | 0.058546 | 3.7051e-05 | 0.00019029 | 0.00024848 | 4.0277e-07 | 0.00071574 | 0.00059728 | 0.0014524 | 0.00040301 | 0 | -6.1762e-07 | 6.5579e-07 | 0 | 2.3181e-05 | 0.00010557 | 2.7328e-06 | 0.00017078 | 2.0011e-07 | 0 | 0.0075583 | 0.012886
|  | 421.0907 | 0.00014905 | 421.0907 | 0.00080916 | 355.7259 | 0.00056223 | 357.3067 | 1.0679e-06 | 354.8594 | 0.00361 | 350.9891 | 0.00175 | 350.9891 | 0.00755 | 421.0907 | 0.0011577 | 355.5217 | 0 | 357.3067 | -1.9997e-05 | 350.9891 | -7.629e-06 | 350.7743 | 0 | 355.5217 | -0.00050699 | 355.7259 | 0.00048887 | 350.9891 | 1.939e-06 | 421.0907 | 0.00020226 | 350.9891 | 1.5486e-06 | 355.5217 | 0 | 421.0907 | 0.034211 | 421.0907 | 0.059136 | -3.4991e-07 | 0.0001739 | 0.00026295 | 6.1781e-07 | 0.00071354 | 0.0028907 | 0.0024653 | 0.00040631 | 0 | -1.1485e-06 | 1.1493e-08 | 0 | 8.4238e-05 | 0.00010494 | 2.2797e-06 | 0.00015686 | 1.135e-07 | 0 | 0.0077462 | 0.013278
|  | 421.3097 | -0.00015224 | 421.3097 | 0.00077897 | 355.9413 | 0.0018793 | 357.5214 | 4.6867e-06 | 355.0763 | 0.00297 | 351.204 | 0.02516 | 351.204 | 0.0154 | 421.3097 | 0.0025529 | 355.7335 | 0 | 357.5214 | 9.2988e-06 | 351.204 | 7.736e-06 | 350.9891 | 0 | 355.7336 | 0.0013022 | 355.9413 | 0.00048557 | 351.204 | 1.9283e-05 | 421.3097 | 0.0012302 | 351.204 | -4.9204e-07 | 355.7336 | 0 | 421.3097 | 0.03653 | 421.3097 | 0.062122 | 2.0383e-05 | 0.00016732 | 0.00027586 | 9.9737e-08 | 0.00072994 | 0.0030432 | 0.0008454 | 0.00040796 | 0 | -4.4762e-08 | -8.7456e-07 | 0 | 0.00017765 | 0.00010418 | 1.871e-06 | 0.00017332 | 1.8624e-08 | 0 | 0.0079368 | 0.013621
|  | 421.5287 | 0.00033838 | 421.5287 | 0.00074901 | 356.1567 | 0.00068138 | 357.7362 | -3.7578e-06 | 355.2932 | 0.00376 | 351.4188 | 0.00317 | 351.4188 | -0.00753 | 421.5287 | 0.0011726 | 355.9454 | 0 | 357.7362 | -9.7157e-06 | 351.4188 | -1.5877e-05 | 351.204 | 0 | 355.9454 | 0.00037486 | 356.1567 | 0.00048154 | 351.4188 | -1.8662e-06 | 421.5287 | 0.00035256 | 351.4188 | 6.6542e-07 | 355.9454 | 0 | 421.5287 | 0.035948 | 421.5287 | 0.062264 | 3.7058e-05 | 0.00015424 | 0.00028505 | 3.8406e-07 | 0.00074187 | 0.0031039 | 0.0028686 | 0.00039456 | 0 | -3.5573e-07 | 7.7765e-08 | 0 | 0.00017348 | 0.00010326 | 1.0157e-06 | 0.00017195 | 2.9276e-07 | 0 | 0.0081866 | 0.014096
|  | 421.7477 | 0 | 421.7477 | 0.00065936 | 356.3721 | 0.001965 | 357.9509 | 7.3346e-06 | 355.5101 | 0.00308 | 351.6337 | 0.02572 | 351.6337 | 0.03423 | 421.7477 | 0.0024302 | 356.1573 | 0 | 357.9509 | 6.4027e-06 | 351.6337 | 1.6601e-05 | 351.4188 | 0 | 356.1573 | 0.0012629 | 356.3721 | 0.00047709 | 351.6337 | 1.132e-05 | 421.7477 | 0.0012175 | 351.6337 | 2.0595e-06 | 356.1573 | 0 | 421.7477 | 0.038805 | 421.7477 | 0.066446 | 0 | 0.0001313 | 0.00029066 | 2.6751e-07 | 0.00074956 | 0.0031461 | 0.0040229 | 0.00037004 | 0 | -9.5851e-07 | -2.0386e-06 | 0 | 0.00023796 | 0.0001023 | 2.5436e-07 | 0.00015583 | -6.3292e-08 | 0 | 0.0084171 | 0.014517
|  | 421.9667 | 0 | 421.9667 | 0.00053951 | 356.5876 | 0.00073312 | 358.1657 | -4.8432e-06 | 355.7271 | 0.00383 | 351.8486 | 0.00356 | 351.8486 | 0.00321 | 421.9667 | 0.00094852 | 356.3691 | 0 | 358.1657 | -1.5329e-05 | 351.8486 | -3.5574e-05 | 351.6337 | 0 | 356.3691 | 0.00098327 | 356.5876 | 0.00047253 | 351.8486 | -8.9524e-06 | 421.9667 | 0.00020535 | 351.8486 | -2.6485e-06 | 356.3691 | 0 | 421.9667 | 0.03805 | 421.9667 | 0.066102 | 4.1476e-05 | 9.1957e-05 | 0.00029126 | 3.6383e-07 | 0.00076041 | 0.0028977 | 0.00026571 | 0.00039882 | 0 | -9.6662e-07 | -1.3446e-06 | 0 | 0.00031992 | 0.00010136 | 4.575e-07 | 0.0001533 | -2.1387e-07 | 0 | 0.0086632 | 0.014812
|  | 422.1858 | 0.00037867 | 422.1858 | 0.00030005 | 356.8031 | 0.0019702 | 358.3804 | 8.2312e-06 | 355.944 | 0.00318 | 352.0634 | 0.02341 | 352.0634 | -0.00073692 | 422.1858 | 0.0026927 | 356.581 | 0 | 358.3804 | 6.3285e-06 | 352.0634 | 2.3059e-05 | 351.8486 | 0 | 356.581 | 0.0020365 | 356.8031 | 0.00046819 | 352.0634 | 1.3211e-05 | 422.1858 | 0.0011943 | 352.0634 | 6.5789e-07 | 356.581 | 0 | 422.1858 | 0.041044 | 422.1858 | 0.069133 | 5.7804e-05 | 3.6196e-05 | 0.00027556 | 9.2061e-07 | 0.00077462 | 0.002044 | 0.00028404 | 0.00045454 | 0 | -1.8884e-06 | -1.1177e-07 | 0 | 0.00029041 | 0.00010046 | 8.5748e-07 | 0.00015271 | -1.7967e-07 | 0 | 0.0089047 | 0.015344
|  | 422.4049 | 0.00014905 | 422.4049 | 3.0401e-05 | 357.0185 | 0.00058776 | 358.5953 | 3.3983e-07 | 356.161 | 0.00396 | 352.2784 | -0.00439 | 352.2784 | 0.00338 | 422.4049 | 0.001457 | 356.7929 | 0 | 358.5953 | -2.3909e-05 | 352.2784 | -2.4099e-05 | 352.0634 | 0 | 356.7929 | 0.0007047 | 357.0185 | 0.00046436 | 352.2784 | -5.2314e-06 | 422.4049 | 0.00019987 | 352.2784 | -2.3298e-06 | 356.7929 | 0 | 422.4049 | 0.040251 | 422.4049 | 0.070951 | 2.45e-05 | 1.3126e-05 | 0.00025288 | 6.733e-07 | 0.0007833 | 0.00077583 | 0.0010745 | 0.00041075 | 0 | -1.7728e-06 | -6.2947e-07 | 0 | 0.00029804 | 9.9741e-05 | 1.5312e-06 | 0.0001796 | -2.9294e-07 | 0 | 0.0091269 | 0.015912
|  | 422.6239 | 7.4612e-05 | 422.6239 | 8.9427e-05 | 357.234 | 0.001759 | 358.81 | 5.9298e-06 | 356.378 | 0.00326 | 352.4933 | 0.01161 | 352.4933 | 0.00662 | 422.6239 | 0.0022927 | 357.0048 | 0 | 358.81 | 7.4013e-06 | 352.4933 | 1.8241e-05 | 352.2784 | 0 | 357.0048 | 0.0021081 | 357.234 | 0.00046125 | 352.4933 | 1.9481e-05 | 422.6239 | 0.0014397 | 352.4933 | -3.9635e-07 | 357.0048 | 0 | 422.6239 | 0.043069 | 422.6239 | 0.074308 | 2.8916e-05 | 3.2773e-05 | 0.00025839 | 3.3897e-07 | 0.00079523 | 0.0031079 | 0.0016818 | 0.00039068 | 0 | -2.2882e-07 | -3.1004e-08 | 0 | 0.00038522 | 9.9151e-05 | 8.7875e-07 | 0.0001913 | -1.6086e-07 | 0 | 0.0093346 | 0.016377
|  | 422.8431 | 0.00018934 | 422.8431 | 0.00020973 | 357.4495 | 0.00063922 | 359.0249 | -2.7743e-06 | 356.595 | 0.00407 | 352.7082 | 0.01731 | 352.7082 | 0.00903 | 422.8431 | 0.0012735 | 357.2168 | 0 | 359.0249 | -9.5315e-06 | 352.7082 | -1.8529e-05 | 352.4933 | 0 | 357.2168 | 0.0015269 | 357.4495 | 0.00045901 | 352.7082 | -1.1304e-05 | 422.8431 | 0.00030651 | 352.7082 | -1.1005e-06 | 357.2168 | 0 | 422.8431 | 0.04214 | 422.8431 | 0.075188 | 1.2589e-05 | 2.2978e-05 | 0.0002783 | 3.332e-07 | 0.00082464 | 0.0031714 | 0.00089537 | 0.0004227 | 0 | 8.7457e-07 | -2.3806e-07 | 0 | 0.00028563 | 9.8782e-05 | -2.5244e-07 | 0.00016623 | 2.9126e-07 | 0 | 0.0095803 | 0.016818
|  | 423.0622 | -7.4435e-05 | 423.0622 | 0 | 357.665 | 0.0019434 | 359.2397 | 5.876e-06 | 356.812 | 0.00353 | 352.9232 | 0.0122 | 352.9232 | -0.00069864 | 423.0622 | 0.0025846 | 357.4287 | 0 | 359.2397 | 1.7673e-05 | 352.9232 | 1.6314e-05 | 352.7082 | 0 | 357.4287 | 0.0011683 | 357.665 | 0.00045769 | 352.9232 | 8.9546e-06 | 423.0622 | 0.0012107 | 352.9232 | 3.8107e-06 | 357.4287 | 0 | 423.0622 | 0.045304 | 423.0622 | 0.078314 | 1.2589e-05 | 2.628e-05 | 0.00028062 | 4.4523e-07 | 0.00084742 | 0.0024183 | -0.00048996 | 0.00038081 | 0 | 1.5463e-06 | -2.3046e-06 | 0 | 5.588e-05 | 9.8595e-05 | 1.3846e-06 | 0.00017383 | 2.4931e-07 | 0 | 0.0099157 | 0.017305
|  | 423.2813 | 0.00018934 | 423.2813 | 0.00023986 | 357.8806 | 0.00066078 | 359.4546 | -1.7312e-06 | 357.029 | 0.00428 | 353.1381 | 0.0103 | 353.1381 | -0.00386 | 423.2813 | 0.00089102 | 357.6407 | 0 | 359.4546 | -3.2775e-06 | 353.1381 | -3.7756e-05 | 352.9232 | 0 | 357.6407 | -0.00064103 | 357.8806 | 0.00045728 | 353.1381 | 3.9276e-06 | 423.2813 | 0.00037581 | 353.1381 | -1.4911e-06 | 357.6407 | 0 | 423.2813 | 0.045197 | 423.2813 | 0.079624 | 2.0746e-05 | 4.2695e-05 | 0.00026327 | 2.3811e-07 | 0.00086056 | 0.001014 | 0.00044284 | 0.00036273 | 0 | 1.509e-06 | -2.5364e-06 | 0 | 0.0001155 | 9.8607e-05 | 1.8774e-06 | 0.00018041 | 6.3045e-08 | 0 | 0.010208 | 0.017811
|  | 423.5004 | 0 | 423.5004 | 0.0001498 | 358.0961 | 0.001782 | 359.6694 | 3.9475e-06 | 357.246 | 0.00365 | 353.3531 | -0.00086591 | 353.3531 | 0.00798 | 423.5004 | 0.0024195 | 357.8526 | 0 | 359.6694 | 1.7323e-05 | 353.3531 | 1.4159e-05 | 353.1381 | 0 | 357.8526 | 0.0017308 | 358.0961 | 0.00045767 | 353.3531 | 1.3539e-05 | 423.5004 | 0.0012707 | 353.3531 | 2.0777e-06 | 357.8526 | 0 | 423.5004 | 0.047968 | 423.5004 | 0.082928 | -1.6333e-05 | 1.6415e-05 | 0.00027279 | 1.6051e-07 | 0.00086382 | 0.00034442 | 0.00060627 | 0.00038896 | 0 | 3.8036e-07 | 8.3006e-07 | 0 | 0.00024808 | 9.8765e-05 | 1.06e-06 | 0.00017529 | -4.0856e-08 | 0 | 0.010486 | 0.018347
|  | 423.7196 | -0.00014905 | 423.7196 | 0 | 358.3116 | 0.00074914 | 359.8843 | -2.4535e-06 | 357.4631 | 0.00431 | 353.5681 | 0.00407 | 353.5681 | -0.00234 | 423.7196 | 0.0011301 | 358.0646 | 0 | 359.8843 | -1.3783e-05 | 353.5681 | -6.437e-06 | 353.3531 | 0 | 358.0646 | 0.00060988 | 358.3116 | 0.00045875 | 353.5681 | -3.6784e-06 | 423.7196 | 0.00032894 | 353.5681 | -2.4577e-06 | 358.0646 | 0 | 423.7196 | 0.047722 | 423.7196 | 0.084499 | 4.4154e-06 | 2.6273e-05 | 0.00028117 | 5.2093e-07 | 0.00085095 | 0.0014383 | 0.0019264 | 0.00039775 | 0 | -5.3667e-07 | 2.2047e-06 | 0 | 0.00015962 | 9.9058e-05 | 1.4735e-06 | 0.00016356 | 1.4252e-07 | 0 | 0.010805 | 0.018986
|  | 423.9388 | 0.00018934 | 423.9388 | 0.00023974 | 358.5272 | 0.0018598 | 360.0992 | 7.3017e-06 | 357.6802 | 0.00353 | 353.7831 | 0.00931 | 353.7831 | 0.02026 | 423.9388 | 0.0024994 | 358.2766 | 0 | 360.0992 | 8.7879e-06 | 353.7831 | 2.6946e-05 | 353.5681 | 0 | 358.2766 | 0.00089616 | 358.5272 | 0.00046039 | 353.7831 | 1.7386e-05 | 423.9388 | 0.0011635 | 353.7831 | 3.7835e-06 | 358.2766 | 0 | 423.9388 | 0.050875 | 423.9388 | 0.088751 | 2.0749e-05 | 4.269e-05 | 0.00028624 | -0.00021523 | 0.00084223 | 0.0018342 | 0.0030835 | 0.0003981 | 0 | -0.0018991 | -0.0014195 | 0 | 5.5798e-05 | 9.9478e-05 | -0.0010088 | 0.00016555 | -0.00022968 | 0 | 0.011115 | 0.019534
|  | 424.158 | 0 | 424.158 | 0.0001498 | 358.7428 | 0.00079579 | 360.3141 | -0.00201 | 357.8972 | 0.00423 | 353.9981 | 0.00775 | 353.9981 | 0.00842 | 424.158 | 0.0011332 | 358.4886 | 0 | 360.3141 | -0.01768 | 353.9981 | -0.01323 | 353.7831 | 0 | 358.4886 | -0.00036977 | 358.7428 | 0.00046251 | 353.9981 | -0.0094 | 424.158 | 0.00034711 | 353.9981 | -0.00214 | 358.4886 | 0 | 424.158 | 0.050546 | 424.158 | 0.089493 | 1.6707e-05 | 3.2838e-05 | 0.00030905 | 0.00052436 | 0.00083355 | 0.0023928 | 0.001578 | 0.00038036 | 0 | 0.00012894 | 0.0012512 | 0 | -5.8761e-06 | 9.9982e-05 | 0.00073527 | 0.00018001 | 0.00010105 | 0 | 0.011427 | 0.019902
|  | 424.3772 | 0.00015243 | 424.3772 | 0.0001498 | 358.9583 | 0.0020714 | 360.529 | 0.00689 | 358.1143 | 0.00345 | 354.2131 | 0.01451 | 354.2131 | 0.00626 | 424.3772 | 0.0023371 | 358.7006 | 0 | 360.529 | 0.01888 | 354.2131 | 0.02487 | 353.9981 | 0 | 358.7006 | 0.00031434 | 358.9583 | 0.00046507 | 354.2131 | 0.01624 | 424.3772 | 0.0012953 | 354.2131 | 0.00308 | 358.7006 | 0 | 424.3772 | 0.053707 | 424.3772 | 0.092089 | 4.1572e-05 | 4.9257e-05 | 0.00031484 | 0.00081444 | 0.0008163 | 0.0017151 | 0.0013635 | 0.0003656 | 0 | 0.0016338 | 0.0025087 | 0 | 0.00011445 | 0.0001006 | 0.0018742 | 0.00015866 | 0.00036352 | 0 | 0.011726 | 0.02053
|  | 424.5964 | 0.00022686 | 424.5964 | 0.00029961 | 359.174 | 0.00084904 | 360.744 | 0.00068721 | 358.3314 | 0.00407 | 354.4282 | 0.00144 | 354.4282 | 0.00642 | 424.5964 | 0.0009985 | 358.9126 | 0 | 360.744 | -0.00368 | 354.4282 | -0.00154 | 354.2131 | 0 | 358.9126 | 0.00076523 | 359.174 | 0.00046808 | 354.4282 | 0.00119 | 424.5964 | 0.00015225 | 354.4282 | 0.00030062 | 358.9126 | 0 | 424.5964 | 0.05328 | 424.5964 | 0.095221 | 2.4867e-05 | 3.9414e-05 | 0.00028838 | 0.0003006 | 0.00080978 | 0.0007225 | 0.001374 | 0.00036259 | 0 | 0.00039225 | -0.00048382 | 0 | 0.00015076 | 0.0001013 | 0.00086765 | 0.00013112 | 0.00016134 | 0 | 0.012061 | 0.021266
|  | 424.8156 | 0 | 424.8156 | 5.9964e-05 | 359.3896 | 0.001826 | 360.959 | 0.00211 | 358.5485 | 0.00339 | 354.6432 | 0.00528 | 354.6432 | 0.00636 | 424.8156 | 0.0023093 | 359.1247 | 0 | 360.959 | 0.00733 | 354.6432 | -0.00296 | 354.4282 | 0 | 359.1247 | 0.00065676 | 359.3896 | 0.0004716 | 354.6432 | 0.00688 | 424.8156 | 0.001044 | 354.6432 | 0.0012 | 359.1247 | 0 | 424.8156 | 0.056754 | 424.8156 | 0.098783 | 8.1801e-06 | 2.6274e-05 | 0.00029434 | -0.0002064 | 0.00081753 | 0.001043 | 0.00066388 | 0.00038854 | 0 | 0.0005246 | -0.0021495 | 0 | 4.7901e-05 | 0.00010212 | 0.00077783 | 0.00016379 | 0.00014947 | 0 | 0.012477 | 0.021861
|  | 425.0349 | 7.4619e-05 | 425.0349 | 0.00017971 | 359.6052 | 0.0009043 | 361.1739 | -0.00403 | 358.7656 | 0.00414 | 354.8582 | 0.00442 | 354.8582 | -0.0001861 | 425.0349 | 0.0012349 | 359.3367 | 0 | 361.1739 | -0.00245 | 354.8582 | -0.01703 | 354.6432 | 0 | 359.3367 | -0.00020501 | 359.6052 | 0.00047564 | 354.8582 | 0.00035359 | 425.0349 | 0.00045016 | 354.8582 | 0.00019008 | 359.3367 | 0 | 425.0349 | 0.057059 | 425.0349 | 0.10063 | 2.8938e-05 | 5.2547e-05 | 0.0003061 | 5.3742e-06 | 0.00081207 | 0.0018024 | -0.00030177 | 0.00043907 | 0 | 0.00032568 | -0.00090549 | 0 | 0.00011271 | 0.00010306 | 0.0015963 | 0.00019545 | -0.00018926 | 0 | 0.012853 | 0.022505
|  | 425.2541 | 0.00018934 | 425.2541 | 0.00029961 | 359.8208 | 0.0019347 | 361.3889 | 0.00408 | 358.9828 | 0.00334 | 355.0733 | 0.01234 | 355.0733 | -0.00262 | 425.2541 | 0.0027701 | 359.5488 | 0 | 361.3889 | 0.00548 | 355.0733 | 0.00861 | 354.8582 | 0 | 359.5488 | 0.001268 | 359.8208 | 0.00048021 | 355.0733 | 0.01449 | 425.2541 | 0.0013327 | 355.0733 | -0.00195 | 359.5488 | 0 | 425.2541 | 0.060177 | 425.2541 | 0.10465 | 4.1142e-06 | 3.2849e-05 | 0.00030019 | 0.00030318 | 0.00077407 | 0.0025994 | -0.00018356 | 0.00041738 | 0 | -0.0012353 | -0.00024413 | 0 | 6.3364e-05 | 0.00010409 | 0.0012314 | 0.00020268 | -0.00029365 | 0 | 0.013334 | 0.02335
|  | 425.4734 | -0.00015181 | 425.4734 | 0 | 360.0364 | 0.00084947 | 361.6039 | -0.00126 | 359.1999 | 0.00379 | 355.2884 | 0.01183 | 355.2884 | 0.00091321 | 425.4734 | 0.0010367 | 359.7609 | 0 | 361.6039 | -0.01697 | 355.2884 | -0.01088 | 355.0733 | 0 | 359.7609 | -0.00067041 | 360.0364 | 0.00048521 | 355.2884 | -0.00304 | 425.4734 | 0.00051589 | 355.2884 | -0.00078046 | 359.7609 | 0 | 425.4734 | 0.061442 | 425.4734 | 0.10832 | -1.6646e-05 | 1.6425e-05 | 0.00029314 | 0.00045795 | 0.00075137 | 0.0015454 | 0.0019007 | 0.00042641 | 0 | -0.00043537 | -6.3452e-05 | 0 | -6.0032e-05 | 0.00010521 | 0.0012529 | 0.00023965 | 7.9534e-05 | 0 | 0.013824 | 0.02432
|  | 425.6927 | 0 | 425.6927 | 0.0001498 | 360.2521 | 0.0018689 | 361.8189 | 0.00552 | 359.4171 | 0.00313 | 355.5035 | 0.00254 | 355.5035 | 0.01676 | 425.6927 | 0.0028523 | 359.973 | 0 | 361.8189 | 0.01292 | 355.5035 | 0.01029 | 355.2884 | 0 | 359.973 | 0.00010433 | 360.2521 | 0.00049048 | 355.5035 | 0.01469 | 425.6927 | 0.0016698 | 355.5035 | 0.00152 | 359.973 | 0 | 425.6927 | 0.064638 | 425.6927 | 0.11349 | 2.0761e-05 | 4.9278e-05 | 0.00030183 | 0.00046016 | 0.00074174 | 0.0010864 | 0.0015983 | 0.00044376 | 0 | 0.00044296 | 0.00069806 | 0 | 2.3955e-05 | 0.00010634 | 0.0014209 | 0.00024459 | 0.00015893 | 0 | 0.014166 | 0.025061
|  | 425.912 | 0.00018934 | 425.912 | 0.00029961 | 360.4677 | 0.00093048 | 362.034 | -0.00124 | 359.6343 | 0.0037 | 355.7186 | 0.00756 | 355.7186 | -0.0019 | 425.912 | 0.0011948 | 360.1851 | 0 | 362.034 | -0.0088 | 355.7186 | -0.0038 | 355.5035 | 0 | 360.1851 | 0.00012156 | 360.4677 | 0.00049579 | 355.7186 | -0.00148 | 425.912 | 0.00056082 | 355.7186 | -4.2445e-05 | 360.1851 | 0 | 425.912 | 0.064554 | 425.912 | 0.11507 | 2.0763e-05 | 4.9282e-05 | 0.00030447 | 0.00045053 | 0.00073302 | 0.0013294 | 0.0007185 | 0.00039573 | 0 | 0.00079999 | 0.0014779 | 0 | 6.4635e-05 | 0.00010749 | 0.0011455 | 0.00018868 | 1.0154e-05 | 0 | 0.014498 | 0.025575
|  | 426.1313 | 0 | 426.1313 | 0.0001498 | 360.6834 | 0.0018926 | 362.249 | 0.00543 | 359.8514 | 0.00305 | 355.9337 | 0.0048 | 355.9337 | 0.00858 | 426.1313 | 0.0024139 | 360.3972 | 0 | 362.249 | 0.01624 | 355.9337 | 0.01754 | 355.7186 | 0 | 360.3972 | 0.00048792 | 360.6834 | 0.00050086 | 355.9337 | 0.01213 | 426.1313 | 0.0011598 | 355.9337 | 0.00013685 | 360.3972 | 0 | 426.1313 | 0.067654 | 426.1313 | 0.11815 | 2.0764e-05 | 4.5974e-05 | 0.00030138 | 0.0005538 | 0.0007189 | -0.00013985 | 0.001633 | 0.0003903 | 0 | 0.0005226 | 0.0013974 | 0 | -9.3471e-06 | 0.00010851 | 0.00089502 | 0.00015002 | -3.7905e-05 | 0 | 0.014897 | 0.026261
|  | 426.3506 | 0.00018934 | 426.3506 | 0.00026942 | 360.8991 | 0.00090232 | 362.4641 | -0.00027984 | 360.0686 | 0.00357 | 356.1489 | -0.0061 | 356.1489 | 0.0066 | 426.3506 | 0.0011452 | 360.6093 | 0 | 362.4641 | -0.01138 | 356.1489 | -0.00455 | 355.9337 | 0 | 360.6093 | -0.00057605 | 360.8991 | 0.00050541 | 356.1489 | -0.00381 | 426.3506 | 0.00020815 | 356.1489 | -0.00048921 | 360.6093 | 0 | 426.3506 | 0.068188 | 426.3506 | 0.12131 | 2.0766e-05 | 4.2687e-05 | 0.00030386 | 0.00029361 | 0.00070916 | 0.00082602 | 0.00089378 | 0.00040652 | 0 | -0.00052482 | 0.00076902 | 0 | -7.1496e-05 | 0.00010943 | 0.00017962 | 0.00016452 | 0.00014528 | 0 | 0.015394 | 0.027124
|  | 426.57 | 0 | 426.57 | 0.0001198 | 361.1148 | 0.0019152 | 362.6792 | 0.00301 | 360.2858 | 0.00296 | 356.364 | 0.01378 | 356.364 | 0.00171 | 426.57 | 0.0025614 | 360.8214 | 0 | 362.6792 | 0.0065 | 356.364 | 0.0117 | 356.1489 | 0 | 360.8214 | -9.7937e-05 | 361.1148 | 0.00050921 | 356.364 | 0.00548 | 426.57 | 0.0012919 | 356.364 | 0.00184 | 360.8214 | 0 | 426.57 | 0.072175 | 426.57 | 0.126 | 0 | 1.9705e-05 | 0.00028303 | 0.00013658 | 0.00070488 | 0.003033 | -0.00023777 | 0.0004586 | 0 | -6.4527e-05 | 0.00028727 | 0 | -0.0001335 | 0.00011016 | -0.0001786 | 0.00016153 | 3.0125e-05 | 0 | 0.015909 | 0.027919
|  | 426.7894 | 0 | 426.7894 | 5.9865e-05 | 361.3305 | 0.00070876 | 362.8943 | -0.00174 | 360.503 | 0.00353 | 356.5792 | 0.01441 | 356.5792 | -0.00392 | 426.7894 | 0.0016199 | 361.0336 | 0 | 362.8943 | -0.0071 | 356.5792 | -0.00903 | 356.364 | 0 | 361.0336 | -0.0011605 | 361.3305 | 0.0005121 | 356.5792 | -0.00714 | 426.7894 | 0.00018082 | 356.5792 | -0.00156 | 361.0336 | 0 | 426.7894 | 0.072871 | 426.7894 | 0.12855 | 2.0768e-05 | 3.615e-05 | 0.00029995 | 0.00049155 | 0.0006974 | 0.0025079 | 0.0009554 | 0.00046249 | 0 | 0.00057867 | 5.8099e-05 | 0 | 2.1704e-05 | 0.00011068 | -8.0693e-05 | 0.00015005 | -8.8128e-05 | 0 | 0.016272 | 0.028705
|  | 427.0087 | 0.00018934 | 427.0087 | 0.0002697 | 361.5463 | 0.002072 | 363.1094 | 0.00631 | 360.7203 | 0.00289 | 356.7944 | 0.0089 | 356.7944 | 0.0128 | 427.0087 | 0.0025964 | 361.2458 | 0 | 363.1094 | 0.01248 | 356.7944 | 0.00957 | 356.5792 | 0 | 361.2458 | 0.0013651 | 361.5463 | 0.00051398 | 356.7944 | 0.00639 | 427.0087 | 0.0011871 | 356.7944 | 0.00074089 | 361.2458 | 0 | 427.0087 | 0.075477 | 427.0087 | 0.13314 | 2.0769e-05 | 3.6162e-05 | 0.0003197 | 0.0007621 | 0.00069194 | 0.0017279 | 0.0011835 | 0.00038202 | 0 | 0.001082 | -0.00021518 | 0 | 0.00036042 | 0.00011097 | 0.00045295 | 0.00016434 | -4.6168e-05 | 0 | 0.016597 | 0.029548
|  | 427.2281 | 0 | 427.2281 | 5.9964e-05 | 361.762 | 0.0008919 | 363.3245 | 0.00077566 | 360.9376 | 0.00348 | 357.0095 | 0.00716 | 357.0095 | -0.0018 | 427.2281 | 0.00088615 | 361.4579 | 0 | 363.3245 | -0.00242 | 357.0095 | -0.01157 | 356.7944 | 0 | 361.4579 | 0.002032 | 361.762 | 0.00051484 | 357.0095 | -0.00218 | 427.2281 | 0.00031105 | 357.0095 | -0.00117 | 361.4579 | 0 | 427.2281 | 0.075827 | 427.2281 | 0.13623 | 2.0771e-05 | 2.9611e-05 | 0.00031632 | 0.00042224 | 0.0006822 | 0.0030201 | 0.0015278 | 0.00038701 | 0 | 0.00096159 | -0.0006563 | 0 | 0.00037352 | 0.00011105 | 0.00079832 | 0.00015217 | 4.3036e-05 | 0 | 0.017251 | 0.03071
|  | 427.4475 | 0.00018934 | 427.4475 | 0.00020995 | 361.9777 | 0.0020407 | 363.5396 | 0.00315 | 361.1548 | 0.0028 | 357.2247 | 0.02091 | 357.2247 | 0.016 | 427.4475 | 0.0026416 | 361.6701 | 0 | 363.5396 | 0.01136 | 357.2247 | 0.00547 | 357.0095 | 0 | 361.6701 | 0.0014886 | 361.9777 | 0.0005147 | 357.2247 | 0.0096 | 427.4475 | 0.0010761 | 357.2247 | 0.00157 | 361.6701 | 0 | 427.4475 | 0.081423 | 427.4475 | 0.1437 | 4.1544e-05 | 5.5903e-05 | 0.00030691 | 0.00047333 | 0.00066705 | 0.0028515 | 0.0011869 | 0.00040882 | 0 | 0.0010585 | 0.00026148 | 0 | 0.00016055 | 0.00011094 | 0.00086407 | 0.00014734 | 0.00020674 | 0 | 0.017913 | 0.031887
|  | 427.6669 | 0.00018934 | 427.6669 | 0.00029961 | 362.1935 | 0.0008043 | 363.7548 | 0.00125 | 361.3721 | 0.00334 | 357.4399 | 0.00559 | 357.4399 | -0.00497 | 427.6669 | 0.0010848 | 361.8823 | 0 | 363.7548 | -0.00152 | 357.4399 | -0.00304 | 357.2247 | 0 | 361.8823 | 2.4639e-05 | 362.1935 | 0.00051364 | 357.4399 | -0.00157 | 427.6669 | 0.00026691 | 357.4399 | 0.00035131 | 361.8823 | 0 | 427.6669 | 0.081855 | 427.6669 | 0.14695 | 2.0773e-05 | 3.9416e-05 | 0.00027398 | 0.00054548 | 0.00067034 | 0.00089002 | 0.0021804 | 0.00041628 | 0 | 0.00059282 | 0.0017025 | 0 | 0.00011134 | 0.00011063 | 0.00041218 | 0.00017514 | 0.00012582 | 0 | 0.018343 | 0.032706
|  | 427.8864 | 0 | 427.8864 | 5.9651e-05 | 362.4093 | 0.001735 | 363.9699 | 0.00382 | 361.5894 | 0.00283 | 357.6552 | 0.00268 | 357.6552 | 0.02523 | 427.8864 | 0.0027094 | 362.0945 | 0 | 363.9699 | 0.00703 | 357.6552 | 0.01886 | 357.4399 | 0 | 362.0945 | 0.0010246 | 362.4093 | 0.00051174 | 357.6552 | 0.0054 | 427.8864 | 0.0013294 | 357.6552 | 0.00081784 | 362.0945 | 0 | 427.8864 | 0.085337 | 427.8864 | 0.15114 | 3.3012e-05 | 3.9419e-05 | 0.00027965 | 0.00045302 | 0.000679 | 0.00057469 | 0.0030575 | 0.00041435 | 0 | -5.0567e-05 | 0.001553 | 0 | -1.7288e-05 | 0.00011013 | 0.00035084 | 0.00015548 | 3.3288e-05 | 0 | 0.018788 | 0.033493
|  | 428.1058 | 0.00030086 | 428.1058 | 0.00029961 | 362.625 | 0.00085724 | 364.1851 | 0.00039061 | 361.8067 | 0.00342 | 357.8704 | 0.00266 | 357.8704 | 0.00318 | 428.1058 | 0.0010669 | 362.3068 | 0 | 364.1851 | -0.0075 | 357.8704 | -0.00443 | 357.6552 | 0 | 362.3068 | -0.0011875 | 362.625 | 0.00050909 | 357.8704 | -0.00214 | 428.1058 | 8.7576e-05 | 357.8704 | -0.00050852 | 362.3068 | 0 | 428.1058 | 0.085893 | 428.1058 | 0.1541 | 5.3792e-05 | 6.5754e-05 | 0.0003189 | 0.00052188 | 0.00067804 | 0.0010418 | 0.0013958 | 0.00040577 | 0 | -0.00029372 | 0.00061666 | 0 | -3.4182e-06 | 0.0001095 | 0.00083405 | 0.00013644 | 1.1137e-05 | 0 | 0.019287 | 0.034448
|  | 428.3253 | 0.00018934 | 428.3253 | 0.00029961 | 362.8408 | 0.0020984 | 364.4003 | 0.00446 | 362.024 | 0.00282 | 358.0857 | 0.00702 | 358.0857 | 0.00979 | 428.3253 | 0.0026308 | 362.519 | 0 | 364.4003 | 0.00477 | 358.0857 | 0.01016 | 357.8704 | 0 | 362.519 | 0.0011553 | 362.8408 | 0.00050578 | 358.0857 | 0.00989 | 428.3253 | 0.0011558 | 358.0857 | 0.00061201 | 362.519 | 0 | 428.3253 | 0.089863 | 428.3253 | 0.15982 | 2.4895e-05 | 4.9316e-05 | 0.00032304 | 0.00046559 | 0.00067267 | 0.0011119 | 0.00030676 | 0.00040612 | 0 | -0.00013235 | 0.0011497 | 0 | 0.00013888 | 0.00010874 | 0.0010534 | 0.00015022 | 0.00013926 | 0 | 0.01974 | 0.035232
|  | 428.5448 | 3.7525e-05 | 428.5448 | 0.0001498 | 363.0566 | 0.00089521 | 364.6155 | -0.00013319 | 362.2413 | 0.00337 | 358.3009 | 0.00331 | 358.3009 | -0.00694 | 428.5448 | 0.0010701 | 362.7313 | 0 | 364.6155 | -0.006 | 358.3009 | 0.00052154 | 358.0857 | 0 | 362.7313 | 0.00015329 | 363.0566 | 0.00050186 | 358.3009 | -0.00010317 | 428.5448 | 0.00021315 | 358.3009 | 0.00068177 | 362.7313 | 0 | 428.5448 | 0.090027 | 428.5448 | 0.16125 | 4.1183e-06 | 3.2882e-05 | 0.00029728 | 0.00040646 | 0.00068031 | 0.0011183 | 0.00064043 | 0.00042207 | 0 | 0.00039389 | 0.0019634 | 0 | 0.00027797 | 0.00010783 | 0.0011427 | 0.00017154 | 0.00025421 | 0 | 0.020149 | 0.035777
|  | 428.7643 | 0 | 428.7643 | 0.0001498 | 363.2725 | 0.0018597 | 364.8308 | 0.00391 | 362.4587 | 0.00289 | 358.5162 | 0.00708 | 358.5162 | 0.01289 | 428.7643 | 0.0027756 | 362.9435 | 0 | 364.8308 | 0.00966 | 358.5162 | 0.01772 | 358.3009 | 0 | 362.9435 | 0.002466 | 363.2725 | 0.0004974 | 358.5162 | 0.01072 | 428.7643 | 0.0013499 | 358.5162 | 0.00168 | 362.9435 | 0 | 428.7643 | 0.093561 | 428.7643 | 0.16474 | 0 | 3.2882e-05 | 0.00028586 | 0.00065209 | 0.00067596 | 0.0014435 | 0.0026393 | 0.00043554 | 0 | 6.0259e-05 | 0.0010118 | 0 | 0.00030711 | 0.00010681 | 0.00091494 | 0.00017647 | 0.00010286 | 0 | 0.020314 | 0.036178
|  | 428.9838 | 0 | 428.9838 | 0.0001498 | 363.4883 | 0.00078933 | 365.046 | 0.00215 | 362.676 | 0.00333 | 358.7315 | 0.00633 | 358.7315 | 0.01163 | 428.9838 | 0.0011929 | 363.1558 | 0 | 365.046 | -0.0091 | 358.7315 | -0.00832 | 358.5162 | 0 | 363.1558 | 0.00042743 | 363.4883 | 0.00049244 | 358.7315 | -0.00222 | 428.9838 | 0.00025809 | 358.7315 | -0.00072437 | 363.1558 | 0 | 428.9838 | 0.091533 | 428.9838 | 0.1649 | 0 | 1.6443e-05 | 0.00030342 | 0.00057692 | 0.00067385 | 0.0017773 | 0.0011742 | 0.00043615 | 0 | 0.00018083 | 0.00045536 | 0 | 8.6891e-05 | 0.0001057 | 0.00079876 | 0.00018763 | -3.1775e-06 | 0 | 0.020372 | 0.036256
|  | 429.2033 | 0 | 429.2033 | 0 | 363.7041 | 0.0020224 | 365.2612 | 0.00321 | 362.8934 | 0.00287 | 358.9468 | 0.01018 | 358.9468 | -0.0007225 | 429.2033 | 0.0027806 | 363.3681 | 0 | 365.2612 | 0.01078 | 358.9468 | 0.01255 | 358.7315 | 0 | 363.3681 | 0.0003911 | 363.7041 | 0.00048704 | 358.9468 | 0.00964 | 429.2033 | 0.0014513 | 358.9468 | 0.00069486 | 363.3681 | 0 | 429.2033 | 0.094064 | 429.2033 | 0.1654 | 2.0783e-05 | 1.6443e-05 | 0.00031662 | 0.00026324 | 0.00067823 | 0.0012767 | 0.0005692 | 0.00046036 | 0 | 0.00050373 | 0.00056409 | 0 | 4.8711e-05 | 0.00010451 | 0.00051672 | 0.00020551 | -6.2991e-05 | 0 | 0.020472 | 0.036295
|  | 429.4228 | 0.00018934 | 429.4228 | 0.0001498 | 363.92 | 0.00091131 | 365.4765 | -0.00076433 | 363.1108 | 0.00337 | 359.1621 | 0.00168 | 359.1621 | 0.00601 | 429.4228 | 0.0014134 | 363.5804 | 0 | 365.4765 | -0.0061 | 359.1621 | -0.00731 | 358.9468 | 0 | 363.5804 | 6.7829e-05 | 363.92 | 0.00048129 | 359.1621 | -0.00484 | 429.4228 | 0.00042093 | 359.1621 | -0.00128 | 363.5804 | 0 | 429.4228 | 0.092439 | 429.4228 | 0.16526 | 2.0785e-05 | 3.2889e-05 | 0.00030857 | 0.00031706 | 0.00066084 | 0.0011143 | 0.0020273 | 0.00043762 | 0 | 0.00011732 | 0.00057601 | 0 | 0.00021299 | 0.00010326 | 0.00064276 | 0.00019602 | 9.6898e-06 | 0 | 0.020607 | 0.036556
|  | 429.6424 | 0 | 429.6424 | 0.0001498 | 364.1358 | 0.0019474 | 365.6918 | 0.00371 | 363.3282 | 0.00271 | 359.3774 | 0.00867 | 359.3774 | 0.01282 | 429.6424 | 0.0025731 | 363.7927 | 0 | 365.6918 | 0.00719 | 359.3774 | 0.01266 | 359.1621 | 0 | 363.7927 | 0.0019383 | 364.1358 | 0.00047536 | 359.3774 | 0.01081 | 429.6424 | 0.0013647 | 359.3774 | 0.00137 | 363.7927 | 0 | 429.6424 | 0.095278 | 429.6424 | 0.16775 | 0 | 2.6338e-05 | 0.00031459 | 0.00026051 | 0.00063481 | 0.0012188 | 0.0010271 | 0.00039296 | 0 | -1.9377e-05 | 0.00063092 | 0 | 0.00021026 | 0.00010198 | 0.00087962 | 0.00018967 | 0.000153 | 0 | 0.02071 | 0.036893
|  | 429.8619 | 0 | 429.8619 | 9.0102e-05 | 364.3517 | 0.00096704 | 365.9071 | -0.00129 | 363.5456 | 0.00313 | 359.5927 | 0.00265 | 359.5927 | -0.00328 | 429.8619 | 0.0010063 | 364.005 | 0 | 365.9071 | -0.00737 | 359.5927 | -0.0068 | 359.3774 | 0 | 364.005 | 4.2326e-05 | 364.3517 | 0.00046945 | 359.5927 | -0.00264 | 429.8619 | 0.0003629 | 359.5927 | 5.1059e-05 | 364.005 | 0 | 429.8619 | 0.093362 | 429.8619 | 0.16829 | 0 | 2.6339e-05 | 0.00031846 | -0.00015132 | 0.00062405 | 0.00060292 | 0.00074935 | 0.00043046 | 0 | 0.00048875 | 4.5219e-05 | 0 | 0.00016049 | 0.00010074 | 0.00048234 | 0.00018148 | 6.8948e-05 | 0 | 0.020936 | 0.037562
|  | 430.0815 | 0 | 430.0815 | 0.0001498 | 364.5676 | 0.0019833 | 366.1224 | -0.0001156 | 363.763 | 0.00261 | 359.8081 | 0.00295 | 359.8081 | 0.01024 | 430.0815 | 0.0029145 | 364.2174 | 0 | 366.1224 | 0.01191 | 359.8081 | 0.00722 | 359.5927 | 0 | 364.2174 | 0.0014693 | 364.5676 | 0.00046382 | 359.8081 | 0.00712 | 430.0815 | 0.00129 | 359.8081 | 0.00058933 | 364.2174 | 0 | 430.0815 | 0.097332 | 430.0815 | 0.17384 | -1.6365e-05 | 1.3164e-05 | 0.00029753 | -1.7458e-05 | 0.00060984 | 0.0004228 | 0.00044366 | 0.0004615 | 0 | 0.00089254 | 0.00023583 | 0 | 0.00011566 | 9.9584e-05 | 0.00072996 | 0.00015345 | 8.6279e-05 | 0 | 0.021574 | 0.038691
|  | 430.3011 | -0.00014905 | 430.3011 | -2.9908e-05 | 364.7835 | 0.00077311 | 366.3377 | -4.655e-05 | 363.9804 | 0.003 | 360.0234 | 0.00097629 | 360.0234 | -0.00612 | 430.3011 | 0.0012889 | 364.4298 | 0 | 366.3377 | -0.00362 | 360.0234 | -0.00503 | 359.8081 | 0 | 364.4297 | -0.00038004 | 364.7835 | 0.00045876 | 360.0234 | -0.00034138 | 430.3011 | 0.0001076 | 360.0234 | 0.00021188 | 364.4297 | 0 | 430.3011 | 0.099162 | 430.3011 | 0.17855 | 8.477e-06 | 1.9764e-05 | 0.00030922 | 0.00011342 | 0.00059043 | 0.0013749 | 0.00013677 | 0.00047311 | 0 | 0.00037467 | 0.00091433 | 0 | 0.00019097 | 9.8595e-05 | 0.0009228 | 0.0001522 | 4.4798e-05 | 0 | 0.022225 | 0.039906
|  | 430.5207 | 0.00022625 | 430.5207 | 0.0002099 | 364.9994 | 0.0020912 | 366.553 | 0.0011 | 364.1979 | 0.00243 | 360.2388 | 0.01179 | 360.2388 | 0.00739 | 430.5207 | 0.0030197 | 364.6421 | 0 | 366.553 | 0.0071 | 360.2388 | 0.01352 | 360.0234 | 0 | 364.6421 | 0.0021788 | 364.9994 | 0.00045453 | 360.2388 | 0.00891 | 430.5207 | 0.0012785 | 360.2388 | 0.00020409 | 364.6421 | 0 | 430.5207 | 0.10324 | 430.5207 | 0.18487 | 2.4844e-05 | 3.6209e-05 | 0.00032992 | 6.233e-05 | 0.00057293 | 0.0014418 | 0.0026974 | 0.00048668 | 0 | 0.00013245 | 0.0013774 | 0 | 0.00022178 | 9.779e-05 | 0.00048348 | 0.00021069 | 3.5338e-05 | 0 | 0.022823 | 0.040894
|  | 430.7403 | 0 | 430.7403 | 0.00011985 | 365.2153 | 0.00096486 | 366.7684 | -0.00052115 | 364.4153 | 0.00284 | 360.4542 | 0.0016 | 360.4542 | 0.01766 | 430.7403 | 0.0014123 | 364.8545 | 0 | 366.7684 | -0.00587 | 360.4542 | -0.00072811 | 360.2388 | 0 | 364.8545 | -9.0427e-05 | 365.2153 | 0.0004513 | 360.4542 | -0.00442 | 430.7403 | 0.00064021 | 360.4542 | 0.0001241 | 364.8545 | 0 | 430.7403 | 0.1046 | 430.7403 | 0.18753 | 1.6368e-05 | 2.9613e-05 | 0.00032854 | 0.00020016 | 0.00056107 | 0.00084018 | 0.0028383 | 0.0004916 | 0 | 0.00022613 | 0.0012314 | 0 | 0.00013613 | 9.7219e-05 | 0.00010664 | 0.00022416 | 0.00012108 | 0 | 0.023387 | 0.041726
|  | 430.96 | 0.00014905 | 430.96 | 0.0001498 | 365.4312 | 0.002078 | 366.9838 | 0.00238 | 364.6328 | 0.00232 | 360.6696 | 0.0062 | 360.6696 | 0.00869 | 430.96 | 0.0030641 | 365.0669 | 0 | 366.9838 | 0.00797 | 360.6696 | 0.01216 | 360.4542 | 0 | 365.0669 | 0.0013724 | 365.4312 | 0.00044912 | 360.6696 | 0.00541 | 430.96 | 0.0014009 | 360.6696 | 0.001 | 365.0669 | 0 | 430.96 | 0.10835 | 430.96 | 0.19242 | 1.6369e-05 | 1.6452e-05 | 0.00031874 | 0.00025481 | 0.00055136 | 0.00058277 | 0.00063648 | 0.00043432 | 0 | 0.00029725 | 0.0013512 | 0 | 8.1677e-05 | 9.6848e-05 | 0.00016908 | 0.00017823 | 0.0002197 | 0 | 0.023863 | 0.0427
|  | 431.1796 | 0 | 431.1796 | 0 | 365.6472 | 0.00087411 | 367.1992 | -1.4062e-05 | 364.8503 | 0.00275 | 360.885 | -0.00078873 | 360.885 | -0.00278 | 431.1796 | 0.00089054 | 365.2793 | 0 | 367.1992 | -0.00521 | 360.885 | 0.00038622 | 360.6696 | 0 | 365.2793 | -0.00060336 | 365.6472 | 0.00044787 | 360.885 | -0.00384 | 431.1796 | 0.00022191 | 360.885 | 0.00104 | 365.2793 | 0 | 431.1796 | 0.10893 | 431.1796 | 0.19638 | 0 | 3.2958e-06 | 0.00032342 | 0.00029034 | 0.0005481 | 0.00033619 | 7.8628e-05 | 0.00039201 | 0 | -0.00019277 | 0.00065878 | 0 | 1.4264e-05 | 9.6653e-05 | 0.00044053 | 0.00018418 | 0.00014083 | 0 | 0.024562 | 0.043924
|  | 431.3993 | 0 | 431.3993 | 3.0007e-05 | 365.8631 | 0.0021213 | 367.4146 | 0.00271 | 365.0678 | 0.00229 | 361.1004 | 0.00391 | 361.1004 | 0.00351 | 431.3993 | 0.0026786 | 365.4917 | 0 | 367.4146 | 0.00342 | 361.1004 | 0.00573 | 360.885 | 0 | 365.4917 | 0.00073765 | 365.8631 | 0.00044731 | 361.1004 | 0.00793 | 431.3993 | 0.001455 | 361.1004 | 0.00026749 | 365.4917 | 0 | 431.3993 | 0.1147 | 431.3993 | 0.20352 | 0 | 1.975e-05 | 0.00033027 | 6.0318e-05 | 0.0005307 | 0.0011235 | 0.0014401 | 0.00041632 | 0 | -0.00018311 | -0.00090911 | 0 | 9.2935e-05 | 9.6583e-05 | 0.00054719 | 0.00018493 | -3.207e-05 | 0 | 0.025301 | 0.045207
|  | 431.619 | 0 | 431.619 | 0.0001498 | 366.0791 | 0.0009371 | 367.63 | -0.00215 | 365.2853 | 0.00259 | 361.3159 | 0.00652 | 361.3159 | 0.00986 | 431.619 | 0.0011116 | 365.7041 | 0 | 367.63 | -0.00512 | 361.3159 | -0.01417 | 361.1004 | 0 | 365.7041 | 0.00013744 | 366.0791 | 0.00044709 | 361.3159 | -0.00285 | 431.619 | 0.00022863 | 361.3159 | -0.00056522 | 365.7041 | 0 | 431.619 | 0.11565 | 431.619 | 0.20805 | 0 | 2.6334e-05 | 0.00032497 | 3.9855e-05 | 0.00051228 | 0.00066919 | 0.002134 | 0.00041107 | 0 | 0.00035115 | -0.0010676 | 0 | 0.00018361 | 9.6535e-05 | 0.00049015 | 0.00014892 | -3.1817e-06 | 0 | 0.02601 | 0.046735
|  | 431.8387 | 0 | 431.8387 | 8.9938e-05 | 366.2951 | 0.0020723 | 367.8454 | 0.00252 | 365.5028 | 0.00212 | 361.5313 | -0.00030799 | 361.5313 | 0.00995 | 431.8387 | 0.0026306 | 365.9166 | 0 | 367.8454 | 0.00838 | 361.5313 | 0.00426 | 361.3159 | 0 | 365.9166 | 0.001591 | 366.2951 | 0.00044686 | 361.5313 | 0.0074 | 431.8387 | 0.0011271 | 361.5313 | 0.00053569 | 365.9166 | 0 | 431.8387 | 0.12114 | 431.8387 | 0.21741 | 4.075e-06 | 2.6337e-05 | 0.00032848 | 0.00042228 | 0.00050467 | 0.0012337 | 0.0012583 | 0.00040473 | 0 | -8.2948e-05 | 0.00031996 | 0 | 0.00026984 | 9.6459e-05 | 0.0011258 | 0.00015882 | 3.5154e-05 | 0 | 0.026716 | 0.048028
|  | 432.0584 | 3.7095e-05 | 432.0584 | 0.0001498 | 366.5111 | 0.00096916 | 368.0609 | 0.0014 | 365.7203 | 0.00252 | 361.7468 | 0.01176 | 361.7468 | 0.00173 | 432.0584 | 0.0010536 | 366.129 | 0 | 368.0609 | -0.00915 | 361.7468 | -0.00129 | 361.5313 | 0 | 366.129 | 0.00094948 | 366.5111 | 0.00044626 | 361.7468 | 0.00305 | 432.0584 | 0.00031864 | 361.7468 | -0.00020937 | 366.129 | 0 | 432.0584 | 0.12206 | 432.0584 | 0.21979 | -1.23e-05 | 1.3172e-05 | 0.00034042 | 0.00040291 | 0.00050141 | 0.0020675 | -0.0003911 | 0.00041132 | 0 | -0.0005171 | 0.00067337 | 0 | 0.0002609 | 9.6267e-05 | 0.0013823 | 0.00018833 | 0.00011212 | 0 | 0.027251 | 0.04882
|  | 432.2781 | -0.00014905 | 432.2781 | -2.9908e-05 | 366.7271 | 0.0021828 | 368.2763 | 0.00234 | 365.9379 | 0.00209 | 361.9622 | 0.00743 | 361.9622 | -0.00536 | 432.2781 | 0.0026902 | 366.3415 | 0 | 368.2763 | 0.00435 | 361.9622 | 0.00754 | 361.7468 | 0 | 366.3415 | 0.0015065 | 366.7271 | 0.00044509 | 361.9622 | 0.00978 | 432.2781 | 0.0013956 | 361.9622 | 0.00125 | 366.3415 | 0 | 432.2781 | 0.12598 | 432.2781 | 0.22458 | -8.1778e-06 | 1.3172e-05 | 0.00034619 | 0.00025859 | 0.00048951 | 0.001141 | 0.00061412 | 0.00041372 | 0 | -0.00066682 | 0.0002715 | 0 | 0.00018529 | 9.5942e-05 | 0.00058934 | 0.00019004 | 0.00014177 | 0 | 0.027707 | 0.049662
|  | 432.4979 | 7.4612e-05 | 432.4979 | 0.0001498 | 366.9431 | 0.0010226 | 368.4918 | 6.0464e-05 | 366.1554 | 0.00241 | 362.1777 | 0.00316 | 362.1777 | 0.01106 | 432.4979 | 0.0010755 | 366.554 | 0 | 368.4918 | -0.01054 | 362.1777 | -0.00502 | 361.9622 | 0 | 366.554 | 0.00023746 | 366.9431 | 0.00044325 | 362.1777 | -0.00431 | 432.4979 | 0.00033421 | 362.1777 | 6.5827e-05 | 366.554 | 0 | 432.4979 | 0.12621 | 432.4979 | 0.22745 | 3.7181e-05 | 4.9381e-05 | 0.00035124 | 0.00023277 | 0.00047979 | 0.0009988 | 0.0035513 | 0.00041414 | 0 | -0.00046005 | 0.00055381 | 0 | 0.0001374 | 9.55e-05 | -0.00015515 | 0.00018489 | 0.00012777 | 0 | 0.028211 | 0.050701
|  | 432.7176 | 0.00026377 | 432.7176 | 0.00029961 | 367.1591 | 0.0022291 | 368.7072 | 0.0021 | 366.373 | 0.002 | 362.3932 | 0.00611 | 362.3932 | 0.0219 | 432.7176 | 0.0026936 | 366.7665 | 0 | 368.7072 | 0.00627 | 362.3932 | 0.01016 | 362.1777 | 0 | 366.7664 | 0.0010558 | 367.1591 | 0.00044086 | 362.3932 | 0.00287 | 432.7176 | 0.0013484 | 362.3932 | 0.00112 | 366.7664 | 0 | 432.7176 | 0.13054 | 432.7176 | 0.23397 | 8.1782e-06 | 1.646e-05 | 0.00036995 | 0.00020092 | 0.00046782 | 0.0008017 | 0.0017607 | 0.00043769 | 0 | -0.00045798 | -0.000528 | 0 | 8.217e-05 | 9.4953e-05 | -0.00015517 | 0.00016718 | -4.5257e-05 | 0 | 0.028765 | 0.051674
|  | 432.9374 | -0.00018934 | 432.9374 | -0.0001498 | 367.3752 | 0.0011958 | 368.9228 | -0.00023549 | 366.5906 | 0.0023 | 362.6087 | 0.00133 | 362.6087 | -0.00556 | 432.9374 | 0.0012898 | 366.9789 | 0 | 368.9228 | -0.01052 | 362.6087 | -0.01506 | 362.3932 | 0 | 366.9789 | -0.00028236 | 367.3752 | 0.00043819 | 362.6087 | -0.00431 | 432.9374 | 0.00017306 | 362.6087 | -0.00154 | 366.9789 | 0 | 432.9374 | 0.13125 | 432.9374 | 0.23631 | -8.1328e-06 | 0 | 0.00036152 | 0.00024402 | 0.00045694 | 0.0012328 | 0.0013696 | 0.00044539 | 0 | -0.00055389 | -0.0009526 | 0 | 2.8578e-05 | 9.439e-05 | 6.0346e-05 | 0.00014774 | -0.00010742 | 0 | 0.029443 | 0.052785
|  | 433.1572 | 0.00011533 | 433.1572 | 0.0001498 | 367.5912 | 0.0021511 | 369.1383 | 0.0025 | 366.8082 | 0.0019 | 362.8243 | 0.01011 | 362.8243 | 0.01827 | 433.1572 | 0.002763 | 367.1915 | 0 | 369.1383 | 0.00538 | 362.8243 | 0.00622 | 362.6087 | 0 | 367.1915 | 0.0005513 | 367.5912 | 0.00043565 | 362.8243 | 0.00487 | 433.1572 | 0.0011713 | 362.8243 | 0.00054312 | 367.1915 | 0 | 433.1572 | 0.13667 | 433.1572 | 0.24402 | 1.2674e-05 | 2.6339e-05 | 0.00034561 | 0.00031091 | 0.00044612 | 0.0011835 | 0.0011187 | 0.00042149 | 0 | -0.00028986 | 8.7294e-05 | 0 | 4.0855e-05 | 9.3923e-05 | 0.00018321 | 0.00016789 | 1.0489e-05 | 0 | 0.03026 | 0.054284
|  | 433.377 | 0 | 433.377 | 8.9872e-05 | 367.8073 | 0.0010481 | 369.3538 | 0.00038531 | 367.0258 | 0.0022 | 363.0398 | 0.00087212 | 363.0398 | -0.00789 | 433.377 | 0.0010724 | 367.404 | 0 | 369.3538 | -0.00807 | 363.0398 | -0.00541 | 362.8243 | 0 | 367.404 | -0.00016682 | 367.8073 | 0.00043374 | 363.0398 | -0.00317 | 433.377 | 0.00035649 | 363.0398 | -0.00044579 | 367.404 | 0 | 433.377 | 0.13868 | 433.377 | 0.24995 | 0 | 9.8773e-06 | 0.0003354 | 0.00037455 | 0.00043198 | 0.00088614 | 0.00025758 | 0.00044522 | 0 | -0.00038583 | 0.00021232 | 0 | 1.9054e-06 | 9.3635e-05 | 0.00015196 | 0.00021935 | 4.4268e-05 | 0 | 0.030932 | 0.055526
|  | 433.5968 | 0 | 433.5968 | 0 | 368.0233 | 0.0020565 | 369.5693 | 0.00309 | 367.2434 | 0.00177 | 363.2553 | 0.00735 | 363.2553 | 0.01028 | 433.5968 | 0.0029785 | 367.6165 | 0 | 369.5693 | 0.00449 | 363.2553 | 0.00738 | 363.0398 | 0 | 367.6165 | 0.00018475 | 368.0233 | 0.00043299 | 363.2553 | 0.00458 | 433.5968 | 0.0016394 | 363.2553 | 0.00085653 | 367.6165 | 0 | 433.5968 | 0.14276 | 433.5968 | 0.25527 | 3.7194e-05 | 3.6224e-05 | 0.00032938 | 0.00023973 | 0.00041565 | 0.0013776 | 0.0016761 | 0.00047408 | 0 | 0.00079114 | 0.00047751 | 0 | 1.775e-05 | 9.3658e-05 | -5.7129e-05 | 0.00022759 | 7.7631e-05 | 0 | 0.031482 | 0.056441
|  | 433.8166 | 0.00033838 | 433.8166 | 0.00032956 | 368.2394 | 0.00099201 | 369.7849 | -0.00086583 | 367.4611 | 0.00205 | 363.4709 | 0.00543 | 363.4709 | 0.00527 | 433.8166 | 0.0013346 | 367.8291 | 0 | 369.7849 | 0.00285 | 363.4709 | -0.00295 | 363.2553 | 0 | 367.8291 | -1.7733e-05 | 368.2394 | 0.00043384 | 363.4709 | -0.00511 | 433.8166 | 0.00043126 | 363.4709 | -0.00013633 | 367.8291 | 0 | 433.8166 | 0.14365 | 433.8166 | 0.25823 | 4.9759e-05 | 5.2692e-05 | 0.00034616 | 0.00032598 | 0.00041027 | 0.0010583 | 0.00023171 | 0.00043028 | 0 | 0.0014767 | 8.6216e-05 | 0 | 8.376e-05 | 9.4052e-05 | 0.00033516 | 0.00020444 | 3.9844e-05 | 0 | 0.032158 | 0.057598
|  | 434.0364 | 0.0001143 | 434.0364 | 0.0001498 | 368.4555 | 0.0022118 | 370.0005 | 0.00389 | 367.6787 | 0.00172 | 363.6865 | 0.00439 | 363.6865 | -0.00312 | 434.0364 | 0.0025798 | 368.0416 | 0 | 370.0005 | 0.01085 | 363.6865 | 0.00375 | 363.4709 | 0 | 368.0416 | 0.00080585 | 368.4555 | 0.00043663 | 363.6865 | 0.00822 | 434.0364 | 0.0014286 | 363.6865 | 0.00050604 | 368.0416 | 0 | 434.0364 | 0.1489 | 434.0364 | 0.26577 | 2.4823e-05 | 3.2934e-05 | 0.00036193 | 0.00044562 | 0.00040815 | 0.00048839 | -0.00029992 | 0.00040817 | 0 | 0.00091402 | -0.00042367 | 0 | -2.1273e-05 | 9.4877e-05 | 0.00047326 | 0.0001969 | 1.2694e-05 | 0 | 0.032824 | 0.058845
|  | 434.2563 | 0.00011152 | 434.2563 | 0.0001498 | 368.6716 | 0.001138 | 370.2161 | 0.00024434 | 367.8964 | 0.00203 | 363.9021 | 0.00014035 | 363.9021 | 0.00033792 | 434.2563 | 0.0011333 | 368.2542 | 0 | 370.2161 | -0.00237 | 363.9021 | -0.00768 | 363.6865 | 0 | 368.2542 | -0.001006 | 368.6716 | 0.00044147 | 363.9021 | -0.00383 | 434.2563 | 0.00036259 | 363.9021 | -0.00038829 | 368.2542 | 0 | 434.2563 | 0.1497 | 434.2563 | 0.26955 | 1.6318e-05 | 3.2937e-05 | 0.00037846 | 0.00034976 | 0.00040048 | 0.0014239 | 0.0011057 | 0.00036896 | 0 | 0.00014661 | -0.00090945 | 0 | -2.0762e-05 | 9.6144e-05 | -0.00013043 | 0.00017621 | 6.1733e-05 | 0 | 0.033447 | 0.060032
|  | 434.4762 | 3.691e-05 | 434.4762 | 0.0001498 | 368.8877 | 0.0023642 | 370.4317 | 0.003 | 368.114 | 0.00165 | 364.1177 | 0.01307 | 364.1177 | 0.00992 | 434.4762 | 0.0022228 | 368.4668 | 0 | 370.4317 | 0.00373 | 364.1177 | -0.0007572 | 363.9021 | 0 | 368.4668 | 0.00081066 | 368.8877 | 0.00044824 | 364.1177 | 0.00262 | 434.4762 | 0.0012403 | 364.1177 | 0.00096101 | 368.4668 | 0 | 434.4762 | 0.15454 | 434.4762 | 0.27652 | 4.0579e-06 | 1.9788e-05 | 0.00038134 | 0.00037141 | 0.00039516 | 0.0014683 | 0.0011216 | 0.00034796 | 0 | -0.00037845 | -0.0017353 | 0 | 0.0001805 | 9.7773e-05 | 0.00028884 | 0.00017259 | 5.0607e-05 | 0 | 0.033952 | 0.060997
|  | 434.696 | 0 | 434.696 | 3.0188e-05 | 369.1039 | 0.0011646 | 370.6473 | 0.00044475 | 368.3318 | 0.00198 | 364.3333 | 0.00055099 | 364.3333 | 0.00048472 | 434.696 | 0.00094221 | 368.6794 | 0 | 370.6473 | -0.00724 | 364.3333 | -0.01534 | 364.1177 | 0 | 368.6794 | 0.00088727 | 369.1039 | 0.00045655 | 364.3333 | 5.9387e-05 | 434.696 | 0.00032957 | 364.3333 | -0.00049156 | 368.6794 | 0 | 434.696 | 0.15428 | 434.696 | 0.27831 | 0 | 1.322e-05 | 0.0003881 | 0.00034978 | 0.00039727 | 0.0016034 | 0.00048031 | 0.0003833 | 0 | -0.00015308 | -0.00047764 | 0 | 0.00033611 | 9.9689e-05 | 0.00076653 | 0.00018406 | 5.4529e-05 | 0 | 0.034263 | 0.061591
|  | 434.9159 | 0 | 434.9159 | 9.0053e-05 | 369.32 | 0.0024263 | 370.8629 | 0.0028 | 368.5494 | 0.00167 | 364.5489 | 0.01432 | 364.5489 | 0.00397 | 434.9159 | 0.002544 | 368.892 | 0 | 370.8629 | 0.00582 | 364.5489 | 0.01091 | 364.3333 | 0 | 368.892 | 0.0022744 | 369.32 | 0.00046583 | 364.5489 | 0.00705 | 434.9159 | 0.0013444 | 364.5489 | 0.0009973 | 368.892 | 0 | 434.9159 | 0.15735 | 434.9159 | 0.28186 | 1.6693e-05 | 2.6373e-05 | 0.00038866 | 0.00038048 | 0.00039732 | 0.0016313 | 0.0010135 | 0.00040826 | 0 | 0.00029439 | 0.0016669 | 0 | 0.00039533 | 0.00010172 | 0.00063937 | 0.00016923 | 0.00030915 | 0 | 0.034289 | 0.06156
|  | 435.1358 | 0.00015182 | 435.1358 | 0.0001498 | 369.5362 | 0.0011698 | 371.0786 | 0.00072838 | 368.7672 | 0.00198 | 364.7645 | 0.00081009 | 364.7645 | 0.00543 | 435.1358 | 0.001169 | 369.1046 | 0 | 371.0786 | -0.00309 | 364.7645 | 0.00455 | 364.5489 | 0 | 369.1046 | 0.0014444 | 369.5362 | 0.00047536 | 364.7645 | -0.00112 | 435.1358 | 0.00019461 | 364.7645 | 0.00187 | 369.1046 | 0 | 435.1358 | 0.1545 | 435.1358 | 0.278 | -4.1254e-06 | 0 | 0.00037618 | 0.00042146 | 0.00040064 | 0.0013121 | 0.0011331 | 0.00043513 | 0 | 0.00016822 | 0.00033962 | 0 | 0.00019794 | 0.00010373 | 0.0005822 | 0.00016872 | 0.00021542 | 0 | 0.034296 | 0.061547
|  | 435.3558 | -0.00018934 | 435.3558 | -0.0001498 | 369.7523 | 0.0023108 | 371.2942 | 0.00318 | 368.9849 | 0.0017 | 364.9802 | 0.01136 | 364.9802 | 0.00508 | 435.3558 | 0.0027881 | 369.3173 | 0 | 371.2942 | 0.00465 | 364.9802 | -0.0014 | 364.7645 | 0 | 369.3173 | 0.00041734 | 369.7523 | 0.00048437 | 364.9802 | 0.00652 | 435.3558 | 0.0013398 | 364.9802 | 0.00012806 | 369.3173 | 0 | 435.3558 | 0.1574 | 435.3558 | 0.28172 | 4.059e-06 | 1.3203e-05 | 0.00038068 | 0.00035052 | 0.00040284 | 0.0012393 | 0.0016445 | 0.00042102 | 0 | -0.00020165 | -0.00039252 | 0 | 8.7521e-05 | 0.00010556 | 0.00058339 | 0.00020684 | 2.0541e-05 | 0 | 0.034746 | 0.062327
|  | 435.5757 | 0.00022625 | 435.5757 | 0.00026986 | 369.9685 | 0.001211 | 371.5099 | 7.0562e-05 | 369.2026 | 0.002 | 365.1958 | 0.00013238 | 365.1958 | 0.01017 | 435.5757 | 0.0010404 | 369.5299 | 0 | 371.5099 | -0.00652 | 365.1958 | -0.00224 | 364.9802 | 0 | 369.5299 | 0.00040582 | 369.9685 | 0.00049219 | 365.1958 | -0.00111 | 435.5757 | 0.00054111 | 365.1958 | 6.2425e-05 | 369.5299 | 0 | 435.5757 | 0.15856 | 435.5757 | 0.28505 | 4.1577e-05 | 4.6153e-05 | 0.00039794 | 0.00022223 | 0.000405 | 0.0010031 | 0.0011778 | 0.00036367 | 0 | -0.0005716 | 0.00017254 | 0 | 0.00021552 | 0.00010706 | 0.00083141 | 0.00017401 | 7.7206e-05 | 0 | 0.035389 | 0.063528
|  | 435.7957 | 0.00015181 | 435.7957 | 0.0001498 | 370.1847 | 0.0024705 | 371.7256 | 0.00199 | 369.4204 | 0.00172 | 365.4115 | 0.00917 | 365.4115 | 0.00075248 | 435.7957 | 0.0022664 | 369.7426 | 0 | 371.7256 | 0.00122 | 365.4115 | 0.00384 | 365.1958 | 0 | 369.7426 | 0.0016209 | 370.1847 | 0.00049825 | 365.4115 | 0.00882 | 435.7957 | 0.0010412 | 365.4115 | 0.00065354 | 369.7426 | 0 | 435.7957 | 0.16324 | 435.7957 | 0.29261 | 2.0824e-05 | 3.2952e-05 | 0.00041254 | 0.00024962 | 0.00040832 | 0.0007226 | 0.00082963 | 0.00034166 | 0 | -0.00052736 | 0.00045241 | 0 | 0.00021044 | 0.00010815 | 0.00093301 | 0.00012628 | 6.5032e-05 | 0 | 0.036136 | 0.065021
|  | 436.0156 | 3.7525e-05 | 436.0156 | 0.0001498 | 370.4009 | 0.001346 | 371.9413 | 0.00032461 | 369.6381 | 0.00203 | 365.6272 | -0.00247 | 365.6272 | 0.00694 | 436.0156 | 0.00084007 | 369.9553 | 0 | 371.9413 | -0.00611 | 365.6272 | 0.00035482 | 365.4115 | 0 | 369.9553 | 0.00035811 | 370.4009 | 0.00050224 | 365.6272 | -0.00016899 | 436.0156 | 0.00010698 | 365.6272 | -5.0553e-05 | 369.9553 | 0 | 436.0156 | 0.16532 | 436.0156 | 0.29857 | 3.7288e-05 | 4.9433e-05 | 0.00040383 | 0.00024643 | 0.0004116 | 0.00070308 | 0.0015356 | 0.00039673 | 0 | -0.00013915 | 0.00072517 | 0 | 0.0001914 | 0.00010879 | 0.00065898 | 0.00014558 | 3.5633e-05 | 0 | 0.036976 | 0.066561
|  | 436.2356 | 0.00030147 | 436.2356 | 0.00029961 | 370.6171 | 0.0023894 | 372.157 | 0.00196 | 369.8559 | 0.00175 | 365.8429 | 0.00899 | 365.8429 | 0.0073 | 436.2356 | 0.0027667 | 370.168 | 0 | 372.157 | 0.00482 | 365.8429 | 0.00637 | 365.6272 | 0 | 370.168 | 0.0014418 | 370.6171 | 0.00050407 | 365.8429 | 0.00628 | 436.2356 | 0.0012165 | 365.8429 | 0.00038099 | 370.168 | 0 | 436.2356 | 0.17084 | 436.2356 | 0.30656 | 3.3161e-05 | 3.6245e-05 | 0.00042038 | 0.00020529 | 0.00041159 | 0.00048968 | 0.00091142 | 0.00044034 | 0 | -0.00050697 | 9.5995e-05 | 0 | 0.00014835 | 0.00010897 | 0.00074888 | 0.00016252 | -8.5102e-05 | 0 | 0.037641 | 0.067805
|  | 436.4556 | 0 | 436.4556 | 2.9908e-05 | 370.8333 | 0.0014991 | 372.3728 | -5.6776e-05 | 370.0737 | 0.00203 | 366.0586 | -0.00445 | 366.0586 | 0.00115 | 436.4556 | 0.0012366 | 370.3807 | 0 | 372.3728 | -0.00952 | 366.0586 | -0.00548 | 365.8429 | 0 | 370.3807 | -4.6924e-05 | 370.8333 | 0.00050388 | 366.0586 | 0.00066309 | 436.4556 | 0.00026103 | 366.0586 | -0.00117 | 370.3807 | 0 | 436.4556 | 0.17137 | 436.4556 | 0.30988 | 2.0828e-05 | 3.6248e-05 | 0.00045253 | 0.00023334 | 0.00041164 | 0.00036135 | 0.0011671 | 0.0004317 | 0 | -0.0003538 | 0.00037213 | 0 | 0.0002295 | 0.00010874 | 0.00077588 | 0.0001717 | -0.0001048 | 0 | 0.038205 | 0.068858
|  | 436.6756 | 0.00018934 | 436.6756 | 0.00029961 | 371.0495 | 0.0026868 | 372.5885 | 0.00222 | 370.2915 | 0.00175 | 366.2743 | 0.0078 | 366.2743 | 0.00967 | 436.6756 | 0.0026878 | 370.5934 | 0 | 372.5885 | 0.00624 | 366.2743 | 0.00893 | 366.0586 | 0 | 370.5934 | 0.0022048 | 371.0495 | 0.00050199 | 366.2743 | 0.00653 | 436.6756 | 0.0012998 | 366.2743 | 0.00019842 | 370.5934 | 0 | 436.6756 | 0.17593 | 436.6756 | 0.31607 | 2.8972e-05 | 4.9442e-05 | 0.00044956 | 0.00034546 | 0.00041172 | 0.0012976 | 0.00062777 | 0.00044598 | 0 | 0.00041216 | -6.0404e-05 | 0 | 0.00023248 | 0.00010822 | 0.00043901 | 0.00016364 | -3.7014e-05 | 0 | 0.038997 | 0.070144
|  | 436.8956 | 7.4005e-05 | 436.8956 | 0.0001498 | 371.2658 | 0.0014711 | 372.8043 | 0.00098182 | 370.5093 | 0.00203 | 366.49 | 0.00423 | 366.49 | -0.00385 | 436.8956 | 0.001366 | 370.8061 | 0 | 372.8043 | -0.00242 | 366.49 | -0.00949 | 366.2743 | 0 | 370.8061 | -1.9213e-05 | 371.2658 | 0.00049885 | 366.49 | -0.00246 | 436.8956 | 0.00018762 | 366.49 | -0.00054157 | 370.8061 | 0 | 436.8956 | 0.17854 | 436.8956 | 0.32151 | -1.2689e-05 | 9.8895e-06 | 0.00046549 | 0.00043279 | 0.00040516 | 0.00082732 | -0.00055982 | 0.00043727 | 0 | 0.00021468 | -0.00051883 | 0 | 6.5692e-05 | 0.00010747 | 0.00029339 | 0.00015318 | 7.1396e-06 | 0 | 0.039691 | 0.071393
|  | 437.1157 | -0.00018934 | 437.1157 | -5.9914e-05 | 371.4821 | 0.0028335 | 373.0201 | 0.00303 | 370.7272 | 0.00169 | 366.7058 | 0.00344 | 366.7058 | -0.00134 | 437.1157 | 0.0026085 | 371.0189 | 0 | 373.0201 | 0.00441 | 366.7058 | 0.00468 | 366.49 | 0 | 371.0189 | 0.0006368 | 371.4821 | 0.00049493 | 366.7058 | 0.00518 | 437.1157 | 0.0012047 | 366.7058 | 0.00060776 | 371.0189 | 0 | 437.1157 | 0.18222 | 437.1157 | 0.3274 | 0 | 9.8899e-06 | 0.00049001 | 0.00028573 | 0.00039756 | 0.00037111 | -0.00047791 | 0.0004377 | 0 | -0.00045208 | 0.00090943 | 0 | 0.00012319 | 0.00010657 | 0.00043584 | 0.00015956 | 0.00011087 | 0 | 0.040237 | 0.072458
|  | 437.3357 | 0.00018934 | 437.3357 | 0.0001498 | 371.6983 | 0.0016985 | 373.2358 | -0.00038175 | 370.945 | 0.00196 | 366.9215 | 0 | 366.9215 | -0.00309 | 437.3357 | 0.0013697 | 371.2316 | 0 | 373.2358 | -0.0086 | 366.9215 | 0.00375 | 366.7058 | 0 | 371.2316 | 0.00052131 | 371.6983 | 0.00049066 | 366.9215 | -0.00114 | 437.3357 | 0.00024558 | 366.9215 | 0.00041998 | 371.2316 | 0 | 437.3357 | 0.18349 | 437.3357 | 0.33116 | 2.0834e-05 | 3.2967e-05 | 0.00048881 | 0.00033649 | 0.00039759 | 0.00064953 | -0.00017263 | 0.00043344 | 0 | -0.00083065 | 0.0011922 | 0 | 0.00012795 | 0.00010566 | 0.000246 | 0.00016086 | 7.8838e-05 | 0 | 0.040728 | 0.073493
|  | 437.5558 | 0 | 437.5558 | 0.0001498 | 371.9146 | 0.0028217 | 373.4517 | 0.0035 | 371.1629 | 0.00169 | 367.1373 | 0.00602 | 367.1373 | 0.00149 | 437.5558 | 0.0025694 | 371.4444 | 0 | 373.4517 | 0.00090236 | 367.1373 | 0.0073 | 366.9215 | 0 | 371.4444 | 0.00068144 | 371.9146 | 0.00048641 | 367.1373 | 0.00342 | 437.5558 | 0.0012163 | 367.1373 | 0.00031071 | 371.4444 | 0 | 437.5558 | 0.18665 | 437.5558 | 0.33674 | 0 | 1.6485e-05 | 0.00047839 | 0.00045354 | 0.00039761 | 0.0018577 | 0.0011338 | 0.00038159 | 0 | -0.00081339 | 0.00013701 | 0 | -2.5851e-05 | 0.00010478 | 0.00038239 | 0.00015426 | -2.9796e-07 | 0 | 0.041089 | 0.074295
|  | 437.7759 | 0 | 437.7759 | 0 | 372.1309 | 0.0016014 | 373.6675 | 0.0007029 | 371.3807 | 0.00196 | 367.3531 | 0.0112 | 367.3531 | 0.00902 | 437.7759 | 0.00089819 | 371.6571 | 0 | 373.6675 | -0.00844 | 367.3531 | -0.00603 | 367.1373 | 0 | 371.6571 | -0.00092444 | 372.1309 | 0.00048241 | 367.3531 | 0.00012462 | 437.7759 | 0.00018542 | 367.3531 | -0.00031347 | 371.6571 | 0 | 437.7759 | 0.18673 | 437.7759 | 0.33839 | 2.0836e-05 | 1.6485e-05 | 0.00049686 | 0.00026038 | 0.00039977 | 0.001896 | 0.0020783 | 0.00034723 | 0 | -0.00075861 | -0.00057832 | 0 | -3.9141e-05 | 0.00010396 | 0.00089184 | 0.00016216 | -4.7219e-05 | 0 | 0.041796 | 0.075606
|  | 437.996 | 0.00018934 | 437.996 | 0.0001498 | 372.3472 | 0.0029926 | 373.8833 | 0.00171 | 371.5986 | 0.00171 | 367.5689 | 0.00637 | 367.5689 | 0.01024 | 437.996 | 0.0022571 | 371.8699 | 0 | 373.8833 | 0.00141 | 367.5689 | 0.00067076 | 367.3531 | 0 | 371.8699 | 0.00055657 | 372.3472 | 0.00047882 | 367.5689 | 0.00814 | 437.996 | 0.0012882 | 367.5689 | -0.00012411 | 371.8699 | 0 | 437.996 | 0.19307 | 437.996 | 0.34865 | 4.1675e-05 | 3.2973e-05 | 0.00055857 | 0.00025573 | 0.00040529 | 0.00076287 | 0.0012613 | 0.000359 | 0 | -0.00061625 | -0.00096342 | 0 | -4.8075e-05 | 0.00010323 | 0.00062255 | 0.00017407 | -0.00015258 | 0 | 0.042755 | 0.077417
|  | 438.2161 | 0.00018934 | 438.2161 | 0.0001498 | 372.5635 | 0.002172 | 374.0992 | 0.00065952 | 371.8165 | 0.00201 | 367.7847 | 0.00070048 | 367.7847 | 0.00145 | 438.2161 | 0.0010049 | 372.0827 | 0 | 374.0992 | -0.00712 | 367.7847 | -0.0096 | 367.5689 | 0 | 372.0827 | -0.0010084 | 372.5635 | 0.00047567 | 367.7847 | -0.00237 | 438.2161 | 0.00029354 | 367.7847 | -0.00129 | 372.0827 | 0 | 438.2161 | 0.19542 | 438.2161 | 0.35478 | 2.0839e-05 | 1.6488e-05 | 0.00057125 | 0.00055692 | 0.00040636 | 0.00077485 | 0.0018086 | 0.00039919 | 0 | -0.00038535 | 0.0001392 | 0 | -1.9609e-05 | 0.0001026 | 0.00035394 | 0.00015669 | -3.1294e-05 | 0 | 0.043799 | 0.079227
|  | 438.4362 | 0 | 438.4362 | 0 | 372.7798 | 0.0031098 | 374.315 | 0.0045 | 372.0344 | 0.00172 | 368.0005 | 0.00648 | 368.0005 | 0.01531 | 438.4362 | 0.0026219 | 372.2956 | 0 | 374.315 | 0.00355 | 368.0005 | 0.01089 | 367.7847 | 0 | 372.2956 | 0.00082413 | 372.7798 | 0.00047296 | 368.0005 | 0.00565 | 438.4362 | 0.00113 | 368.0005 | 0.001 | 372.2956 | 0 | 438.4362 | 0.20252 | 438.4362 | 0.36504 | 2.084e-05 | 1.6489e-05 | 0.00057987 | 0.00057879 | 0.00040317 | 0.00088486 | 0.0023276 | 0.00041827 | 0 | 0.00044003 | 0.0012303 | 0 | 8.6086e-05 | 0.00010207 | 0.00051649 | 0.00014753 | 0.00019416 | 0 | 0.044963 | 0.081261
|  | 438.6564 | 0.00018934 | 438.6564 | 0.0001498 | 372.9962 | 0.002251 | 374.5309 | 0.00086219 | 372.2523 | 0.00198 | 368.2163 | 0.00172 | 368.2163 | 0.00626 | 438.6564 | 0.0011781 | 372.5084 | 0 | 374.5309 | 0.00052664 | 368.2163 | 0.00051142 | 368.0005 | 0 | 372.5084 | -1.5048e-05 | 372.9962 | 0.00047067 | 368.2163 | -0.00086368 | 438.6564 | 0.0002103 | 368.2163 | 0.00079925 | 372.5084 | 0 | 438.6564 | 0.20598 | 438.6564 | 0.37322 | 1.2581e-05 | 1.3197e-05 | 0.00058572 | 0.0003381 | 0.00040317 | 0.0011785 | 0.0010587 | 0.00037848 | 0 | 0.0011428 | 0.00065418 | 0 | 0.0001371 | 0.00010163 | 0.00043022 | 0.00014909 | 0.00016227 | 0 | 0.046178 | 0.083624
|  | 438.8765 | -7.5042e-05 | 438.8765 | -2.9908e-05 | 373.2125 | 0.0031632 | 374.7468 | 0.00227 | 372.4703 | 0.00172 | 368.4322 | 0.0092 | 368.4322 | 0.00355 | 438.8765 | 0.0022603 | 372.7212 | 0 | 374.7468 | 0.01006 | 368.4322 | 0.00555 | 368.2163 | 0 | 372.7212 | 0.0013032 | 373.2125 | 0.00046875 | 368.4322 | 0.00485 | 438.8765 | 0.0011442 | 368.4322 | 0.00070427 | 372.7212 | 0 | 438.8765 | 0.21354 | 438.8765 | 0.38648 | -8.261e-06 | -3.2924e-06 | 0.0005735 | 0.00038648 | 0.0004043 | 0.00062821 | 0.00071025 | 0.0003494 | 0 | 0.00089279 | -8.8511e-05 | 0 | -9.7542e-05 | 0.00010125 | 0.0004037 | 0.00015627 | 2.5591e-05 | 0 | 0.047351 | 0.085939
|  | 439.0967 | 0 | 439.0967 | 0 | 373.4289 | 0.002138 | 374.9627 | 0.00131 | 372.6882 | 0.00199 | 368.6481 | -0.00338 | 368.6481 | 0.00303 | 439.0967 | 0.00091363 | 372.9341 | 0 | 374.9627 | -0.00179 | 368.6481 | -0.00637 | 368.4322 | 0 | 372.9341 | -0.0022199 | 373.4289 | 0.00046717 | 368.6481 | -0.00111 | 439.0967 | 0.00027534 | 368.6481 | -0.00046719 | 372.9341 | 0 | 439.0967 | 0.21659 | 439.0967 | 0.39418 | 2.0845e-05 | 1.6493e-05 | 0.00062126 | 0.00039085 | 0.00040541 | -0.00015973 | 0.000463 | 0.0003467 | 0 | 0.00045671 | 0.00062165 | 0 | -0.00015482 | 0.00010094 | 0.00059683 | 0.00016399 | 7.801e-05 | 0 | 0.048452 | 0.087859
|  | 439.3169 | 0.00018934 | 439.3169 | 0.0001498 | 373.6453 | 0.0036046 | 375.1787 | 0.00231 | 372.9062 | 0.00173 | 368.8639 | 0.0019 | 368.8639 | 0.00126 | 439.3169 | 0.0022355 | 373.1469 | 0 | 375.1787 | 0.00602 | 368.8639 | 0.01213 | 368.6481 | 0 | 373.1469 | 0.00076525 | 373.6453 | 0.0004659 | 368.8639 | 0.00664 | 439.3169 | 0.0012142 | 368.8639 | 0.00119 | 373.1469 | 0 | 439.3169 | 0.2235 | 439.3169 | 0.40385 | 0 | 0 | 0.00065147 | 0.00028846 | 0.00041418 | 0.00033677 | 0.00051056 | 0.0003529 | 0 | 0.00068727 | 0.00030115 | 0 | 1.5626e-05 | 0.0001007 | 0.00060015 | 0.00014296 | 3.0137e-05 | 0 | 0.049339 | 0.089614
|  | 439.5371 | -0.00018934 | 439.5371 | -0.0001498 | 373.8616 | 0.0024172 | 375.3946 | 0.00036165 | 373.1241 | 0.00207 | 369.0798 | 0.00122 | 369.0798 | 0.00347 | 439.5371 | 0.00096986 | 373.3598 | 0 | 375.3946 | 0.00034541 | 369.0798 | -0.00934 | 368.8639 | 0 | 373.3598 | -0.00061845 | 373.8616 | 0.00046488 | 369.0798 | -0.00108 | 439.5371 | 8.4335e-05 | 369.0798 | -0.0009108 | 373.3598 | 0 | 439.5371 | 0.22465 | 439.5371 | 0.41012 | -4.1317e-06 | 0 | 0.00065056 | 0.00037915 | 0.00042391 | 0.00070174 | 0.00027121 | 0.00034885 | 0 | 0.00016038 | -0.00070822 | 0 | 3.243e-05 | 0.00010051 | 0.00055276 | 0.00011208 | -0.00012595 | 0 | 0.05008 | 0.091352
|  | 439.7573 | 0.00015181 | 439.7573 | 0.0001498 | 374.078 | 0.0035954 | 375.6105 | 0.00315 | 373.3421 | 0.00182 | 369.2957 | 0.00528 | 369.2957 | -0.00095786 | 439.7573 | 0.0021984 | 373.5727 | 0 | 375.6105 | 0.00114 | 369.2957 | 0.00278 | 369.0798 | 0 | 373.5727 | 0.00092311 | 374.078 | 0.00046404 | 369.2957 | 0.0062 | 439.7573 | 0.00093364 | 369.2957 | -0.00025583 | 373.5727 | 0 | 439.7573 | 0.23018 | 439.7573 | 0.41956 | 2.5218e-05 | 2.6412e-05 | 0.0006622 | 0.00042893 | 0.00042841 | 0.00091209 | 0.00055396 | 0.00035329 | 0 | -0.00032289 | -0.00016299 | 0 | 0.00013612 | 0.00010034 | 0.00047062 | 0.00013373 | -0.00019816 | 0 | 0.050935 | 0.092943
|  | 439.9775 | 7.72e-05 | 439.9775 | 9.0053e-05 | 374.2944 | 0.0025248 | 375.8265 | 0.00082192 | 373.5601 | 0.00211 | 369.5116 | 0.00317 | 369.5116 | 0.00609 | 439.9775 | 0.00101 | 373.7856 | 0 | 375.8265 | -0.00413 | 369.5116 | -0.00429 | 369.2957 | 0 | 373.7856 | 0.00035568 | 374.2944 | 0.00046331 | 369.5116 | -0.00184 | 439.9775 | 0.0002808 | 369.5116 | -0.00158 | 373.7856 | 0 | 439.9775 | 0.23238 | 439.9775 | 0.4245 | 8.5013e-06 | 1.652e-05 | 0.00070019 | 0.00039543 | 0.00042944 | 0.0015494 | 0.0015191 | 0.00038227 | 0 | 0.00021381 | 8.5296e-05 | 0 | 0.00023056 | 0.0001002 | 0.00017275 | 0.0001586 | -0.00015299 | 0 | 0.051657 | 0.09418
|  | 440.1977 | 0 | 440.1977 | 5.9964e-05 | 374.5109 | 0.0039455 | 376.0425 | 0.00284 | 373.7781 | 0.00183 | 369.7275 | 0.01118 | 369.7275 | 0.00798 | 440.1977 | 0.0024614 | 373.9985 | 0 | 376.0425 | 0.00611 | 369.7275 | 0.00508 | 369.5116 | 0 | 373.9985 | 0.00181 | 374.5109 | 0.0004626 | 369.7275 | 0.00344 | 440.1977 | 0.0011594 | 369.7275 | 0.00016299 | 373.9985 | 0 | 440.1977 | 0.23672 | 440.1977 | 0.43076 | 2.0851e-05 | 2.3101e-05 | 0.00075373 | 0.00041404 | 0.00043281 | 0.0020803 | 0.00088952 | 0.0003825 | 0 | 0.00051084 | 3.8864e-05 | 0 | 0.00021595 | 0.00010004 | 0.00045539 | 0.00014985 | 9.5816e-05 | 0 | 0.052544 | 0.095843
|  | 440.418 | 0.00018934 | 440.418 | 0.0001498 | 374.7273 | 0.0030195 | 376.2585 | 0.00099373 | 373.9962 | 0.00214 | 369.9434 | 0.00809 | 369.9434 | 0.00025977 | 440.418 | 0.0010118 | 374.2114 | 0 | 376.2585 | -0.00138 | 369.9434 | -0.00472 | 369.7275 | 0 | 374.2114 | 0.00021845 | 374.7273 | 0.00046187 | 369.9434 | 0.00077834 | 440.418 | 0.00020131 | 369.9434 | 0.00072456 | 374.2114 | 0 | 440.418 | 0.24041 | 440.418 | 0.43955 | 2.0853e-05 | 1.6499e-05 | 0.00078309 | 0.00049183 | 0.00043386 | 0.0011628 | 0.00085402 | 0.00036378 | 0 | 0.00043526 | -0.00020514 | 0 | 0.00013905 | 9.9886e-05 | 0.00047489 | 0.00013234 | 0.0001457 | 0 | 0.053585 | 0.097847
|  | 440.6383 | 0 | 440.6383 | 0 | 374.9437 | 0.0042169 | 376.4745 | 0.00356 | 374.2142 | 0.00184 | 370.1594 | 0.00268 | 370.1594 | 0.00765 | 440.6383 | 0.0022912 | 374.4244 | 0 | 376.4745 | 0.00541 | 370.1594 | 0.00282 | 369.9434 | 0 | 374.4243 | 0.0010877 | 374.9437 | 0.00046115 | 370.1594 | 0.00362 | 440.6383 | 0.0010003 | 370.1594 | 0.00062491 | 374.4243 | 0 | 440.6383 | 0.24613 | 440.6383 | 0.44887 | 1.2284e-05 | 1.65e-05 | 0.00081723 | 0.00041091 | 0.00043283 | 0.00045032 | 0.0012883 | 0.00033786 | 0 | 0.00028624 | 0.00042332 | 0 | 6.596e-05 | 9.9755e-05 | 0.0002257 | 0.00011701 | 8.869e-05 | 0 | 0.054832 | 0.10022
|  | 440.8585 | 0.00011152 | 440.8585 | 0.0001498 | 375.1602 | 0.0033339 | 376.6905 | 0.00024423 | 374.4322 | 0.00213 | 370.3754 | 0.00149 | 370.3754 | 0.00428 | 440.8585 | 0.00077627 | 374.6373 | 0 | 376.6905 | -0.00276 | 370.3754 | 0.0011 | 370.1594 | 0 | 374.6373 | -0.00046819 | 375.1602 | 0.00046053 | 370.3754 | -0.00153 | 440.8585 | 6.2083e-05 | 370.3754 | 0.00019637 | 374.6373 | 0 | 440.8585 | 0.25169 | 440.8585 | 0.46098 | 1.6369e-05 | 3.3e-05 | 0.00083024 | 0.00031371 | 0.00043392 | 0.00081313 | 0.001163 | 0.00034977 | 0 | 0.00011558 | 0.00041358 | 0 | 3.4512e-05 | 9.9649e-05 | 0.00036175 | 0.00014876 | 1.4936e-06 | 0 | 0.056295 | 0.10283
|  | 441.0788 | 3.7095e-05 | 441.0788 | 0.0001498 | 375.3766 | 0.0043371 | 376.9066 | 0.00266 | 374.6503 | 0.00185 | 370.5913 | 0.00604 | 370.5913 | 0.00649 | 441.0788 | 0.0023993 | 374.8503 | 0 | 376.9066 | 0.00383 | 370.5913 | 0.00273 | 370.3754 | 0 | 374.8503 | 0.00079227 | 375.3766 | 0.00046018 | 370.5913 | 0.00488 | 441.0788 | 0.0012885 | 370.5913 | -0.00018254 | 374.8503 | 0 | 441.0788 | 0.2594 | 441.0788 | 0.47264 | 4.0862e-06 | 2.6378e-05 | 0.00084793 | 0.00041592 | 0.00043507 | 0.00024297 | 0.00062715 | 0.0003556 | 0 | 2.1606e-06 | 1.7278e-05 | 0 | -0.00010131 | 9.9639e-05 | 0.00025592 | 0.00015895 | 1.6621e-05 | 0 | 0.057552 | 0.10508
|  | 441.2991 | 0 | 441.2991 | 8.9658e-05 | 375.5931 | 0.0034963 | 377.1226 | 0.00119 | 374.8684 | 0.00214 | 370.8073 | -0.00379 | 370.8073 | -0.00068228 | 441.2991 | 0.00082895 | 375.0632 | 0 | 377.1226 | -0.00381 | 370.8073 | -0.00257 | 370.5913 | 0 | 375.0632 | -0.0017438 | 375.5931 | 0.00046031 | 370.8073 | -0.00251 | 441.2991 | 0.00015451 | 370.8073 | 0.00033646 | 375.0632 | 0 | 441.2991 | 0.26306 | 441.2991 | 0.48132 | 4.1717e-05 | 4.6209e-05 | 0.00089554 | 0.00036082 | 0.00043725 | 0.00047198 | 0.0013466 | 0.00033078 | 0 | 0.00027008 | 0.00039746 | 0 | -6.8437e-05 | 9.9728e-05 | 0.00061131 | 0.00012371 | 9.1704e-05 | 0 | 0.058609 | 0.10723
|  | 441.5195 | 0.00037867 | 441.5195 | 0.00032979 | 375.8096 | 0.0047781 | 377.3387 | 0.00215 | 375.0864 | 0.00187 | 371.0233 | 0.00816 | 371.0233 | 0.01315 | 441.5195 | 0.0021737 | 375.2763 | 0 | 377.3387 | 0.00631 | 371.0233 | 0.00625 | 370.8073 | 0 | 375.2762 | 0.0011012 | 375.8096 | 0.00046113 | 371.0233 | 0.00817 | 441.5195 | 0.00096845 | 371.0233 | 0.00051261 | 375.2762 | 0 | 441.5195 | 0.26895 | 441.5195 | 0.49203 | 4.1719e-05 | 4.6254e-05 | 0.00091724 | 0.00046671 | 0.00044274 | 0.0011059 | 0.0009234 | 0.00034844 | 0 | -0.00030682 | 0.00015876 | 0 | 6.4357e-05 | 0.00010003 | 0.00059724 | 0.00012829 | 2.6934e-05 | 0 | 0.059533 | 0.10912
|  | 441.7398 | 0 | 441.7398 | 9.0053e-05 | 376.0261 | 0.0036944 | 377.5548 | 0.00217 | 375.3045 | 0.00219 | 371.2393 | 0.00208 | 371.2393 | -0.0046 | 441.7398 | 0.00098906 | 375.4892 | 0 | 377.5548 | -0.00915 | 371.2393 | -0.00478 | 371.0233 | 0 | 375.4892 | -0.00049689 | 376.0261 | 0.00046281 | 371.2393 | -0.00264 | 441.7398 | 0.00019601 | 371.2393 | -0.00026323 | 375.4892 | 0 | 441.7398 | 0.27143 | 441.7398 | 0.49847 | -4.0869e-06 | 9.9216e-06 | 0.00094457 | 0.00065043 | 0.00044713 | 0.0010498 | -0.0002592 | 0.00034129 | 0 | -0.00020312 | 0.00012744 | 0 | 0.00012476 | 0.00010047 | 7.884e-05 | 0.00011923 | 5.0851e-05 | 0 | 0.060527 | 0.11113
|  | 441.9602 | -3.7095e-05 | 441.9602 | 0 | 376.2426 | 0.0050317 | 377.7708 | 0.00385 | 375.5226 | 0.00191 | 371.4553 | 0.00764 | 371.4553 | 0.0022 | 441.9602 | 0.0021087 | 375.7022 | 0 | 377.7708 | 0.00727 | 371.4553 | 0.00596 | 371.2393 | 0 | 375.7022 | 0.0016683 | 376.2426 | 0.00046539 | 371.4553 | 0.00337 | 441.9602 | 0.00088617 | 371.4553 | 0.00073407 | 375.7022 | 0 | 441.9602 | 0.27795 | 441.9602 | 0.51017 | 8.2016e-06 | 1.6506e-05 | 0.0010083 | 0.0004793 | 0.00044391 | 0.0010575 | 0.00058439 | 0.00032888 | 0 | 0.0003069 | 0.0001912 | 0 | 0.00025762 | 0.00010113 | 0.00029089 | 0.00010909 | 2.9098e-05 | 0 | 0.06131 | 0.11283
|  | 442.1805 | 0.00011153 | 442.1805 | 0.0001498 | 376.4591 | 0.0042821 | 377.987 | 0.00058527 | 375.7408 | 0.00216 | 371.6714 | 0.00215 | 371.6714 | 0.00321 | 442.1805 | 0.00087618 | 375.9153 | 0 | 377.987 | -0.00443 | 371.6714 | -0.00419 | 371.4553 | 0 | 375.9153 | 0.00075023 | 376.4591 | 0.00046874 | 371.6714 | -0.00067711 | 442.1805 | 0.00010392 | 371.6714 | -0.00046469 | 375.9153 | 0 | 442.1805 | 0.27848 | 442.1805 | 0.51387 | 1.2289e-05 | 1.6507e-05 | 0.0010424 | 0.00042092 | 0.00044167 | 0.0003975 | 0.00075178 | 0.00032576 | 0 | -0.00039435 | 0.0001415 | 0 | 0.00018285 | 0.00010192 | 0.00041185 | 0.0001173 | -9.6944e-05 | 0 | 0.061886 | 0.11406
|  | 442.4009 | 0 | 442.4009 | 0 | 376.6757 | 0.0053455 | 378.2031 | 0.00331 | 375.9589 | 0.00189 | 371.8874 | 0.00153 | 371.8874 | 0.00375 | 442.4009 | 0.0020802 | 376.1283 | 0 | 378.2031 | 0.00078068 | 371.8874 | 0.0055 | 371.6714 | 0 | 376.1283 | 0.00096659 | 376.6757 | 0.00047259 | 371.8874 | 0.00449 | 442.4009 | 0.00096059 | 371.8874 | -0.00043281 | 376.1283 | 0 | 442.4009 | 0.28315 | 442.4009 | 0.52129 | 0 | 0 | 0.0010796 | 0.00047879 | 0.00044289 | 0.00011079 | 0.0011818 | 0.0003353 | 0 | -0.00057167 | 0.0002193 | 0 | 5.0575e-05 | 0.00010276 | 0.00052426 | 0.00013396 | -9.4483e-05 | 0 | 0.062685 | 0.11559
|  | 442.6213 | 0 | 442.6213 | 0 | 376.8922 | 0.0046254 | 378.4192 | 0.00112 | 376.1771 | 0.00217 | 372.1035 | -0.00050448 | 372.1035 | 0.00719 | 442.6213 | 0.00096243 | 376.3413 | 0 | 378.4192 | -0.00607 | 372.1035 | -0.00347 | 371.8874 | 0 | 376.3413 | -0.0004918 | 376.8922 | 0.00047651 | 372.1035 | 0.00036287 | 442.6213 | 0.00025504 | 372.1035 | -0.00044179 | 376.3413 | 0 | 442.6213 | 0.28569 | 442.6213 | 0.52766 | -8.2226e-06 | 0 | 0.0011522 | 0.00037828 | 0.00044289 | 0.00034523 | 0.001331 | 0.00034192 | 0 | -7.5656e-06 | 6.05e-05 | 0 | 0.00011251 | 0.00010357 | 0.00081597 | 0.00013675 | -0.0001491 | 0 | 0.063721 | 0.11761
|  | 442.8417 | -7.4612e-05 | 442.8417 | 0 | 377.1088 | 0.0060154 | 378.6354 | 0.00238 | 376.3952 | 0.00189 | 372.3195 | 0.0037 | 372.3195 | 0.00513 | 442.8417 | 0.0021401 | 376.5544 | 0 | 378.6354 | 0.006 | 372.3195 | 0.00403 | 372.1035 | 0 | 376.5544 | 0.0015479 | 377.1088 | 0.00047999 | 372.3195 | 0.00719 | 442.8417 | 0.00098581 | 372.3195 | -0.00093829 | 376.5544 | 0 | 442.8417 | 0.29252 | 442.8417 | 0.53955 | -1.6427e-05 | -3.3072e-06 | 0.0012015 | 0.00021773 | 0.00044179 | 0.00044263 | 0.0012468 | 0.00032856 | 0 | 0.00048526 | -0.0001826 | 0 | 0.00029379 | 0.00010422 | 0.00046135 | 0.00011904 | -0.00013097 | 0 | 0.065005 | 0.12003
|  | 443.0622 | -7.4435e-05 | 443.0622 | -3.0007e-05 | 377.3253 | 0.0050814 | 378.8516 | -0.00036535 | 376.6134 | 0.00216 | 372.5356 | 0.00039675 | 372.5356 | 0.00641 | 443.0622 | 0.00084096 | 376.7675 | 0 | 378.8516 | -0.00151 | 372.5356 | -0.00572 | 372.3195 | 0 | 376.7675 | 0.0012097 | 377.3253 | 0.00048251 | 372.5356 | -0.00292 | 443.0622 | 9.4242e-05 | 372.5356 | -0.00027389 | 376.7675 | 0 | 443.0622 | 0.29728 | 443.0622 | 0.54952 | -4.136e-06 | 1.3204e-05 | 0.0012424 | 0.00027614 | 0.00044507 | 0.00064903 | 0.0011551 | 0.00034045 | 0 | 0.00015025 | -8.3198e-05 | 0 | 0.00031476 | 0.00010462 | -0.00010589 | 0.00013016 | 4.2736e-05 | 0 | 0.066337 | 0.12263
|  | 443.2826 | 3.691e-05 | 443.2826 | 0.0001498 | 377.5419 | 0.0063918 | 379.0677 | 0.00292 | 376.8316 | 0.00192 | 372.7517 | 0.00561 | 372.7517 | 0.00428 | 443.2826 | 0.0022479 | 376.9806 | 0 | 379.0677 | 0.0029 | 372.7517 | 0.00495 | 372.5356 | 0 | 376.9806 | 0.0017448 | 377.5419 | 0.00048362 | 372.7517 | 0.00194 | 443.2826 | 0.0010866 | 372.7517 | 0.00066941 | 376.9806 | 0 | 443.2826 | 0.30458 | 443.2826 | 0.56307 | 8.1369e-06 | 2.9697e-05 | 0.0013155 | 0.00051778 | 0.0004484 | 0.0011853 | 0.00051121 | 0.00034121 | 0 | 0.00015674 | -0.00027876 | 0 | 0.0001551 | 0.0001047 | -1.7287e-05 | 0.00013022 | -1.6122e-05 | 0 | 0.067585 | 0.12537
|  | 443.503 | 3.691e-05 | 443.503 | 0.00011961 | 377.7585 | 0.0057547 | 379.2839 | 0.00187 | 377.0498 | 0.00219 | 372.9678 | 0.00536 | 372.9678 | 0.00045144 | 443.503 | 0.00084766 | 377.1937 | 0 | 379.2839 | -0.00145 | 372.9678 | -0.00753 | 372.7517 | 0 | 377.1937 | -0.00028912 | 377.7585 | 0.00048307 | 372.9678 | -0.0021 | 443.503 | 9.4786e-05 | 372.9678 | -0.00081863 | 377.1937 | 0 | 443.503 | 0.30858 | 443.503 | 0.57435 | 1.6363e-05 | 2.9699e-05 | 0.0014009 | 0.00058701 | 0.00044521 | 0.0018738 | 0.00178 | 0.00035833 | 0 | 0.0006162 | -0.00028421 | 0 | 0.00018363 | 0.00010438 | 0.00030258 | 0.00014917 | -3.1844e-05 | 0 | 0.068949 | 0.12814
|  | 443.7235 | 0.00011153 | 443.7235 | 0.0001498 | 377.9751 | 0.0071818 | 379.5002 | 0.00356 | 377.268 | 0.00189 | 373.1839 | 0.01198 | 373.1839 | 0.01602 | 443.7235 | 0.002403 | 377.4068 | 0 | 379.5002 | 0.00715 | 373.1839 | 0.0049 | 372.9678 | 0 | 377.4068 | 0.0020125 | 377.9751 | 0.00048079 | 373.1839 | 0.0049 | 443.7235 | 0.0012584 | 373.1839 | 0.00052395 | 377.4068 | 0 | 443.7235 | 0.31689 | 443.7235 | 0.58809 | 2.8726e-05 | 3.3028e-05 | 0.0014893 | 0.00051684 | 0.00044295 | 0.0015118 | 0.0019861 | 0.00035698 | 0 | 0.00063794 | 0.00045163 | 0 | 0.00015278 | 0.00010373 | 0.00012751 | 0.00017027 | 0.00014509 | 0 | 0.070336 | 0.13071
|  | 443.944 | 0.00014905 | 443.944 | 0.0001498 | 378.1917 | 0.0065692 | 379.7164 | 0.00122 | 377.4862 | 0.00217 | 373.4001 | 0.00201 | 373.4001 | 0.00236 | 443.944 | 0.00083526 | 377.6199 | 0 | 379.7164 | -0.00125 | 373.4001 | -0.00072052 | 373.1839 | 0 | 377.6199 | -0.00057887 | 378.1917 | 0.00047696 | 373.4001 | -0.00372 | 443.944 | 0.00028611 | 373.4001 | 0.00081874 | 377.6199 | 0 | 443.944 | 0.32113 | 443.944 | 0.59761 | 1.6432e-05 | 1.9819e-05 | 0.0015971 | 0.0005092 | 0.0004387 | 0.00019673 | 0.0008937 | 0.00032712 | 0 | -5.4055e-06 | 0.00033278 | 0 | -7.3958e-05 | 0.00010279 | 3.1339e-05 | 0.00012837 | 0.00014841 | 0 | 0.071274 | 0.13261
|  | 444.1645 | 0 | 444.1645 | 2.9957e-05 | 378.4084 | 0.0081752 | 379.9326 | 0.00349 | 377.7045 | 0.00185 | 373.6162 | -0.00018949 | 373.6162 | 0.00591 | 444.1645 | 0.0021318 | 377.833 | 0 | 379.9326 | 0.0012 | 373.6162 | 0.0038 | 373.4001 | 0 | 377.833 | -0.00011514 | 378.4084 | 0.00047194 | 373.6162 | 0.00401 | 444.1645 | 0.00087827 | 373.6162 | 0.00055457 | 377.833 | 0 | 444.1645 | 0.32534 | 444.1645 | 0.60515 | 1.6738e-05 | 1.9819e-05 | 0.0016675 | 0.00047976 | 0.00042991 | -0.00031446 | 0.00085491 | 0.00033301 | 0 | -4.65e-05 | 0.00013078 | 0 | -3.3987e-05 | 0.00010162 | 0.0002475 | 0.00011045 | 0.00013841 | 0 | 0.072387 | 0.13512
|  | 444.385 | 0.00015181 | 444.385 | 0.0001498 | 378.625 | 0.007219 | 380.1489 | 0.00094647 | 377.9227 | 0.00209 | 373.8323 | -0.00272 | 373.8323 | 0.002 | 444.385 | 0.00088849 | 378.0462 | 0 | 380.1489 | -0.00163 | 373.8323 | -0.00259 | 373.6162 | 0 | 378.0462 | -0.00020379 | 378.625 | 0.00046623 | 373.8323 | -0.00172 | 444.385 | 0.00012347 | 373.8323 | 0.00072602 | 378.0462 | 0 | 444.385 | 0.3312 | 444.385 | 0.6204 | 3.7615e-05 | 4.6243e-05 | 0.0017527 | 0.00047109 | 0.00042561 | 0.00077825 | 0.00070799 | 0.00031805 | 0 | 8.1101e-05 | -0.00012971 | -0.00069495 | 0.00014556 | 0.00010037 | 0.00034805 | 0.00010941 | 6.2702e-05 | 0 | 0.073745 | 0.13805
|  | 444.6055 | 0.00018934 | 444.6055 | 0.0002696 | 378.8417 | 0.0089615 | 380.3652 | 0.00341 | 378.141 | 0.00181 | 374.0485 | 0.00992 | 374.0485 | 0.00455 | 444.6055 | 0.0019961 | 378.2593 | 0 | 380.3652 | 0.00238 | 374.0485 | 0.00139 | 373.8323 | -0.00643 | 378.2593 | 0.0015695 | 378.8417 | 0.00046035 | 374.0485 | 0.00494 | 444.6055 | 0.00086879 | 374.0485 | -0.00014593 | 378.2593 | 0 | 444.6055 | 0.33763 | 444.6055 | 0.63168 | 4.1756e-05 | 6.2766e-05 | 0.0018511 | 0.0005407 | 0.00042021 | 0.0014785 | 0.00029506 | 0.0003025 | 0 | 0.00022134 | 7.6489e-05 | -0.00041723 | 0.00024856 | 9.913e-05 | 0.00057813 | 0.00012382 | 3.0975e-06 | 0 | 0.075058 | 0.14048
|  | 444.8261 | 0.00018934 | 444.8261 | 0.00029961 | 379.0583 | 0.0081275 | 380.5815 | 0.00159 | 378.3592 | 0.00204 | 374.2647 | 0.00376 | 374.2647 | -0.00182 | 444.8261 | 0.00074718 | 378.4725 | 0 | 380.5815 | -0.00033323 | 374.2647 | -0.00068229 | 374.0485 | 0.00257 | 378.4725 | 0.00076265 | 379.0583 | 0.00045479 | 374.2647 | 0.00040914 | 444.8261 | 0.00025411 | 374.2647 | 0.00017459 | 378.4725 | 0 | 444.8261 | 0.34304 | 444.8261 | 0.64225 | 3.7668e-05 | 4.9558e-05 | 0.0019259 | 0.00058504 | 0.00041695 | 0.00090596 | 0.00042487 | 0.00033119 | 0 | 0.00053494 | 0.00019651 | -7.4575e-05 | 0.00021832 | 9.801e-05 | 0.00070911 | 0.00014639 | 9.916e-05 | 0 | 0.076773 | 0.1436
|  | 445.0466 | 0.00015224 | 445.0466 | 0.0001498 | 379.275 | 0.0096495 | 380.7977 | 0.00382 | 378.5775 | 0.00178 | 374.4809 | 0.00462 | 374.4809 | 0.00575 | 445.0466 | 0.0022561 | 378.6857 | 0 | 380.7977 | 0.00528 | 374.4809 | 0.0025 | 374.2647 | -0.00326 | 378.6857 | 0.0012855 | 379.275 | 0.00044988 | 374.4809 | 0.00615 | 445.0466 | 0.0010734 | 374.4809 | 0.00074262 | 378.6857 | 0 | 445.0466 | 0.35315 | 445.0466 | 0.65995 | 4.1742e-05 | 4.6283e-05 | 0.0020217 | 0.00064145 | 0.00041584 | 7.3501e-05 | 0.00037615 | 0.00033284 | 0 | 0.00017956 | -0.00035886 | 0.00059244 | 0.00015469 | 9.705e-05 | 0.00035994 | 0.00013954 | 8.5608e-05 | 0 | 0.078025 | 0.1462
|  | 445.2672 | 0.00022625 | 445.2672 | 0.00026986 | 379.4917 | 0.0090089 | 381.0141 | 0.00211 | 378.7958 | 0.00203 | 374.6971 | -0.00394 | 374.6971 | -0.00227 | 445.2672 | 0.00076185 | 378.8989 | 0 | 381.0141 | -0.00362 | 374.6971 | -0.00582 | 374.4809 | 0.00874 | 378.8989 | 0.00016572 | 379.4917 | 0.0004458 | 374.6971 | -0.00282 | 445.2672 | 0.00019184 | 374.6971 | 4.9383e-05 | 378.8989 | 0 | 445.2672 | 0.35433 | 445.2672 | 0.66571 | 4.5835e-05 | 4.6285e-05 | 0.0021582 | 0.00053969 | 0.00041262 | -0.00037811 | 0.00027784 | 0.0003191 | 0 | -0.00024227 | -5.4055e-05 | 0.00027347 | 0.00015651 | 9.6243e-05 | 4.9731e-05 | 0.00011287 | -2.1594e-05 | 0 | 0.079128 | 0.14884
|  | 445.4878 | 0.00018934 | 445.4878 | 0.0001498 | 379.7084 | 0.010912 | 381.2304 | 0.00288 | 379.0142 | 0.00175 | 374.9133 | 0.00044252 | 374.9133 | 0.00484 | 445.4878 | 0.0021314 | 379.1121 | 0 | 381.2304 | 0.00138 | 374.9133 | 0.00532 | 374.6971 | -0.00621 | 379.1121 | 0.0013025 | 379.7084 | 0.00044256 | 374.9133 | 0.00328 | 445.4878 | 0.00083152 | 374.9133 | -0.00024913 | 379.1121 | 0 | 445.4878 | 0.36313 | 445.4878 | 0.68386 | 4.1768e-05 | 3.3046e-05 | 0.0022635 | 0.00043268 | 0.00040389 | 0.00093651 | 0.00035676 | 0.00031998 | 0 | -0.00019362 | 3.0271e-05 | -0.00013838 | 0.00018912 | 9.5629e-05 | 0.00023136 | 8.9215e-05 | -9.6428e-05 | 0 | 0.080639 | 0.15214
|  | 445.7084 | 0.00018934 | 445.7084 | 0.0001498 | 379.9251 | 0.0099785 | 381.4467 | 0.00112 | 379.2325 | 0.00195 | 375.1295 | 0.00822 | 375.1295 | -0.00154 | 445.7084 | 0.00076958 | 379.3253 | 0 | 381.4467 | -0.00317 | 375.1295 | -0.00504 | 374.9133 | 0.00493 | 379.3253 | 0.00047142 | 379.9251 | 0.00044001 | 375.1295 | -0.00114 | 445.7084 | -2.2685e-05 | 375.1295 | -0.00064281 | 379.3253 | 0 | 445.7084 | 0.36796 | 445.7084 | 0.69551 | 2.0885e-05 | 1.9828e-05 | 0.0023633 | 0.00046087 | 0.00039851 | 0.0016456 | -0.00017516 | 0.00031153 | 0 | -0.00011035 | -9.6227e-05 | 0.00021298 | 0.00014591 | 9.5145e-05 | 0.00031571 | 0.00010646 | -2.2193e-05 | 0 | 0.082115 | 0.15521
|  | 445.929 | 0 | 445.929 | 2.9957e-05 | 380.1418 | 0.01183 | 381.6631 | 0.00314 | 379.4508 | 0.0017 | 375.3458 | 0.007 | 375.3458 | -8.0068e-05 | 445.929 | 0.0020547 | 379.5385 | 0 | 381.6631 | 0.00215 | 375.3458 | 0.00415 | 375.1295 | -0.00296 | 379.5385 | 0.00089718 | 380.1418 | 0.00043797 | 375.3458 | 0.00406 | 445.929 | 0.00098779 | 375.3458 | 0.00043755 | 379.5385 | 0 | 445.929 | 0.37648 | 445.929 | 0.71157 | 0 | 3.3046e-06 | 0.0024873 | 0.00055932 | 0.00039958 | 0.0013397 | -0.000479 | 0.00032764 | 0 | 0.00010386 | 0.00031464 | -0.0001957 | 8.6445e-05 | 9.4735e-05 | 0.00025193 | 0.0001213 | 2.9904e-05 | 0 | 0.083347 | 0.15785
|  | 446.1496 | 0 | 446.1496 | 0 | 380.3586 | 0.011123 | 381.8795 | 0.00203 | 379.6692 | 0.00196 | 375.562 | 0.00539 | 375.562 | -0.00435 | 446.1496 | 0.00091552 | 379.7518 | 0 | 381.8795 | -0.00119 | 375.562 | -0.00124 | 375.3458 | 0.00115 | 379.7518 | -8.6462e-05 | 380.3586 | 0.00043623 | 375.562 | -0.00173 | 446.1496 | 0.00011187 | 375.562 | -0.00016098 | 379.7518 | 0 | 446.1496 | 0.37909 | 446.1496 | 0.71937 | 2.0888e-05 | 1.6526e-05 | 0.0026199 | 0.0006492 | 0.00039631 | 0.00083917 | 0.00068885 | 0.00034994 | 0 | -0.00024886 | 0.00033415 | 4.325e-06 | 0.00016131 | 9.4377e-05 | 0.00020979 | 0.00011006 | 3.3933e-05 | 0 | 0.084709 | 0.16066
|  | 446.3702 | 0.00018934 | 446.3702 | 0.0001498 | 380.5753 | 0.013053 | 382.0959 | 0.00397 | 379.8875 | 0.00167 | 375.7783 | 0.00237 | 375.7783 | 0.01072 | 446.3702 | 0.0022566 | 379.9651 | 0 | 382.0959 | -0.00111 | 375.7783 | 0.00433 | 375.562 | -0.00111 | 379.9651 | 0.0015993 | 380.5753 | 0.00043467 | 375.7783 | 0.00367 | 446.3702 | 0.0008858 | 375.7783 | 0.00047477 | 379.9651 | 0 | 446.3702 | 0.38877 | 446.3702 | 0.73697 | 3.3565e-05 | 2.9723e-05 | 0.0027608 | 0.00061241 | 0.00039201 | 0.00033764 | 0.0016837 | 0.00034017 | 0 | -0.0006189 | -3.1361e-05 | -6.6066e-05 | 7.2942e-05 | 9.4066e-05 | 0.00041489 | 0.00010692 | 2.4609e-05 | 0 | 0.086184 | 0.16375
|  | 446.5909 | 0.0001149 | 446.5909 | 0.00011961 | 380.7921 | 0.01242 | 382.3123 | 0.00169 | 380.1059 | 0.00192 | 375.9946 | 0.00075229 | 375.9946 | 0.00485 | 446.5909 | 0.00082675 | 380.1783 | 0 | 382.3123 | -0.00461 | 375.9946 | -0.00462 | 375.7783 | 0.00049907 | 380.1783 | -0.00091532 | 380.7921 | 0.00043324 | 375.9946 | 0.00016662 | 446.5909 | 8.3325e-05 | 375.9946 | -0.0002472 | 380.1783 | 0 | 446.5909 | 0.39242 | 446.5909 | 0.74732 | 3.3568e-05 | 2.9726e-05 | 0.0029109 | 0.00056264 | 0.00039418 | 0.00027817 | 0.00079483 | 0.00034207 | 0 | -7.6822e-05 | 8.4349e-05 | -0.00022179 | 3.945e-05 | 9.3777e-05 | 0.00032189 | 0.00011434 | 2.9341e-05 | 0 | 0.087364 | 0.16646
|  | 446.8116 | 0.00018934 | 446.8116 | 0.0001498 | 381.0088 | 0.014437 | 382.5287 | 0.00351 | 380.3243 | 0.00169 | 376.2108 | 0.00182 | 376.2108 | 0.0025 | 446.8116 | 0.0022736 | 380.3916 | 0 | 382.5287 | 0.0039 | 376.2108 | 0.0054 | 375.9946 | -0.00255 | 380.3916 | 0.0012853 | 381.0088 | 0.000432 | 376.2108 | 0.00281 | 446.8116 | 0.00095293 | 376.2108 | 0.00051853 | 380.3916 | 0 | 446.8116 | 0.39939 | 446.8116 | 0.76136 | 2.0891e-05 | 1.9811e-05 | 0.0031086 | 0.0005454 | 0.00039641 | 0.00085114 | 0.00013411 | 0.00034853 | 0 | -0.00013094 | 0.00038069 | 0.00010814 | 0.00019645 | 9.3542e-05 | 0.00050939 | 0.00011181 | 4.4834e-05 | 0 | 0.088389 | 0.16892
|  | 447.0322 | 0 | 447.0322 | 2.9743e-05 | 381.2256 | 0.014245 | 382.7451 | 0.00153 | 380.5427 | 0.00194 | 376.4271 | 0.00605 | 376.4271 | -0.00126 | 447.0322 | 0.00088517 | 380.6049 | 0 | 382.7451 | -0.00511 | 376.4271 | -0.00188 | 376.2108 | 0.00355 | 380.6049 | 0.00055656 | 381.2256 | 0.00043107 | 376.4271 | 0.0019 | 447.0322 | 6.0385e-05 | 376.4271 | -0.00010398 | 380.6049 | 0 | 447.0322 | 0.40167 | 447.0322 | 0.76952 | 8.2331e-06 | 1.653e-05 | 0.0032994 | 0.00051842 | 0.00039643 | 0.0014157 | 0.00036124 | 0.00033955 | 0 | -0.00043292 | 0.00022929 | -0.00011139 | 0.00010631 | 9.3405e-05 | 0.00067921 | 0.00012113 | 0.00010232 | 0 | 0.089533 | 0.1717
|  | 447.2529 | 7.4612e-05 | 447.2529 | 0.00012006 | 381.4424 | 0.016193 | 382.9615 | 0.00326 | 380.7611 | 0.00169 | 376.6435 | 0.00704 | 376.6435 | 0.0046 | 447.2529 | 0.002192 | 380.8182 | 0 | 382.9615 | 0.00111 | 376.6435 | 0.004 | 376.4271 | -0.00458 | 380.8182 | 0.0004403 | 381.4424 | 0.00043061 | 376.6435 | 0.00438 | 447.2529 | 0.0010373 | 376.6435 | 0.00105 | 380.8182 | 0 | 447.2529 | 0.40972 | 447.2529 | 0.78648 | 8.2338e-06 | 2.3198e-05 | 0.0034855 | 0.00069808 | 0.00039314 | 0.0008482 | 0.00014278 | 0.00034361 | 0 | -0.0002814 | 0.0002423 | -0.0003753 | -5.4223e-05 | 9.3367e-05 | 0.00051846 | 0.00011802 | 9.9773e-05 | 0 | 0.090804 | 0.17466
|  | 447.4736 | 0 | 447.4736 | 9.0151e-05 | 381.6592 | 0.015961 | 383.178 | 0.00319 | 380.9796 | 0.00191 | 376.8598 | 0.00080134 | 376.8598 | -0.00328 | 447.4736 | 0.00092166 | 381.0315 | 0 | 383.178 | -0.00371 | 376.8598 | -0.00176 | 376.6435 | 0.00111 | 381.0315 | -0.00094868 | 381.6592 | 0.00043072 | 376.8598 | 0.00041303 | 447.4736 | 3.2154e-05 | 376.8598 | -0.00012763 | 381.0315 | 0 | 447.4736 | 0.41311 | 447.4736 | 0.79622 | 8.2342e-06 | 1.9898e-05 | 0.0036861 | 0.00090372 | 0.00039212 | 0.00029329 | 0.00023797 | 0.00034053 | 0 | -0.00013204 | 9.1945e-05 | -0.0002066 | 1.3533e-05 | 9.3455e-05 | 0.00031078 | 0.00010462 | 5.0331e-05 | 0 | 0.091445 | 0.17637
|  | 447.6944 | 7.4612e-05 | 447.6944 | 9.0151e-05 | 381.876 | 0.018043 | 383.3945 | 0.00516 | 381.198 | 0.00168 | 377.0761 | 0.00191 | 377.0761 | 0.00548 | 447.6944 | 0.0021639 | 381.2449 | 0 | 383.3945 | 0.00249 | 377.0761 | 0.00261 | 376.8598 | -0.00302 | 381.2449 | 0.0010755 | 381.876 | 0.00043143 | 377.0761 | 0.00246 | 447.6944 | 0.0009158 | 377.0761 | 0.00059292 | 381.2449 | 0 | 447.6944 | 0.41549 | 447.6944 | 0.8019 | 2.9132e-05 | 2.6484e-05 | 0.0039079 | 0.00087462 | 0.00039434 | 0.0001215 | 0.0010579 | 0.00033915 | 0 | 0.00013314 | 0.00011682 | 0.00012331 | 0.00026279 | 9.3679e-05 | 0.00012331 | 9.2902e-05 | 0.00011088 | 0 | 0.091753 | 0.1776
|  | 447.9151 | 0.00018934 | 447.9151 | 0.0001498 | 382.0928 | 0.018003 | 383.611 | 0.00292 | 381.4165 | 0.00193 | 377.2925 | -0.00078673 | 377.2925 | 0.0043 | 447.9151 | 0.00090893 | 381.4582 | 0 | 383.611 | -0.00126 | 377.2925 | -0.00153 | 377.0761 | 0.00416 | 381.4582 | 0.0013879 | 382.0928 | 0.00043267 | 377.2925 | -0.00132 | 447.9151 | -7.4068e-05 | 377.2925 | 0.00043215 | 381.4582 | 0 | 447.9151 | 0.41583 | 447.9151 | 0.8072 | 4.5891e-05 | 4.9603e-05 | 0.0041366 | 0.00076204 | 0.00039649 | 0.00037035 | 0.0011608 | 0.00036942 | 0 | -0.00020968 | 0.00030508 | 0.00028341 | 0.00043143 | 9.3988e-05 | 1.8391e-05 | 9.7503e-05 | 6.1099e-05 | 0 | 0.092423 | 0.1797
|  | 448.1359 | 0.00022643 | 448.1359 | 0.00029961 | 382.3096 | 0.020153 | 383.8274 | 0.00412 | 381.6349 | 0.0017 | 377.5088 | 0.00421 | 377.5088 | 0.00643 | 448.1359 | 0.002438 | 381.6716 | 0 | 383.8274 | -0.00067706 | 377.5088 | 0.00435 | 377.2925 | -0.00154 | 381.6716 | 0.0026565 | 382.3096 | 0.00043427 | 377.5088 | 0.00149 | 448.1359 | 0.00095745 | 377.5088 | 0.00013261 | 381.6716 | 0 | 448.1359 | 0.42153 | 448.1359 | 0.82088 | 3.3231e-05 | 4.3012e-05 | 0.0043886 | 0.00083364 | 0.00039549 | 0.00062315 | 0.0012268 | 0.00039777 | 0 | -0.00041759 | 0.00015687 | -0.00013802 | 0.00025919 | 9.436e-05 | 0.00011296 | 0.00013128 | 3.0869e-05 | 0 | 0.093116 | 0.18169
|  | 448.3566 | 7.4612e-05 | 448.3566 | 9.0053e-05 | 382.5265 | 0.020322 | 384.044 | 0.00358 | 381.8534 | 0.00192 | 377.7252 | 0.00155 | 377.7252 | 0.00491 | 448.3566 | 0.0011654 | 381.885 | 0 | 384.044 | -0.00318 | 377.7252 | -0.0029 | 377.5088 | 0.0002642 | 381.8849 | -0.00022704 | 382.5265 | 0.00043597 | 377.7252 | -0.00044588 | 448.3566 | 0.00023183 | 377.7252 | 0.00015272 | 381.8849 | 0 | 448.3566 | 0.42204 | 448.3566 | 0.82513 | 8.2364e-06 | 1.658e-05 | 0.0046496 | 0.00089315 | 0.00039326 | 0.0010474 | 0.0013168 | 0.00039535 | 0 | -0.00024838 | 2.8132e-05 | 9.11e-05 | 0.00016041 | 9.4705e-05 | 9.5662e-05 | 0.00015375 | 5.8868e-05 | 0 | 0.094307 | 0.1848
|  | 448.5774 | 0 | 448.5774 | 6.0145e-05 | 382.7433 | 0.02256 | 384.2605 | 0.00467 | 382.0719 | 0.00168 | 377.9416 | 0.00813 | 377.9416 | 0.00726 | 448.5774 | 0.0024159 | 382.0983 | 0 | 384.2605 | 0.00088572 | 377.9416 | 0.00316 | 377.7252 | 0.00057788 | 382.0983 | 0.0017306 | 382.7433 | 0.00043746 | 377.9416 | 0.00133 | 448.5774 | 0.0011609 | 377.9416 | 0.00039134 | 382.0983 | 0 | 448.5774 | 0.43227 | 448.5774 | 0.84891 | 4.1804e-05 | 3.9715e-05 | 0.0049242 | 0.00089543 | 0.00039004 | 0.00067409 | 0.0014823 | 0.00037 | 0 | -0.00019103 | -4.4362e-05 | 0.0010255 | 0.00037323 | 9.4964e-05 | 3.4624e-05 | 0.00013909 | 1.3209e-05 | 0 | 0.095534 | 0.18832
|  | 448.7982 | 0.00037867 | 448.7982 | 0.00029961 | 382.9602 | 0.022854 | 384.4771 | 0.0036 | 382.2904 | 0.00189 | 378.158 | -0.0019 | 378.158 | 0.00644 | 448.7982 | 0.00093567 | 382.3117 | 0 | 384.4771 | -0.00265 | 378.158 | -0.00357 | 377.9416 | 0.0089 | 382.3117 | 0.0017677 | 382.9602 | 0.00043836 | 378.158 | -0.00101 | 448.7982 | 9.8959e-05 | 378.158 | -0.00026927 | 382.3117 | 0 | 448.7982 | 0.43311 | 448.7982 | 0.85698 | 4.5883e-05 | 3.9724e-05 | 0.0051939 | 0.00093874 | 0.00038898 | 0.00012118 | 0.0013146 | 0.00036647 | 0 | 0.00020247 | 8.115e-05 | 0.00060267 | 0.0003348 | 9.5068e-05 | 0.00045011 | 0.00011557 | 2.1631e-05 | 0 | 0.096152 | 0.19042
|  | 449.019 | 3.691e-05 | 449.019 | 6.0194e-05 | 383.1771 | 0.02504 | 384.6936 | 0.00507 | 382.5089 | 0.00167 | 378.3744 | 0.00302 | 378.3744 | 0.00571 | 449.019 | 0.0023836 | 382.5251 | 0 | 384.6936 | 0.00452 | 378.3744 | 0.00432 | 378.158 | -0.00333 | 382.5251 | 0.00137 | 383.1771 | 0.00043829 | 378.3744 | 0.00517 | 449.019 | 0.00094787 | 378.3744 | 0.00046919 | 382.5251 | 0 | 449.019 | 0.4378 | 449.019 | 0.86778 | 1.6388e-05 | 2.3186e-05 | 0.0054898 | 0.00086203 | 0.00038354 | 0.00050536 | 0.00078131 | 0.00039822 | 0 | 0.00028048 | 0.0001937 | -2.4886e-05 | 0.00013553 | 9.4913e-05 | 0.00029218 | 0.00013235 | 5.1568e-05 | 0 | 0.096542 | 0.19206
|  | 449.2398 | 0.00011152 | 449.2398 | 0.0001498 | 383.394 | 0.025583 | 384.9102 | 0.00289 | 382.7275 | 0.00184 | 378.5908 | 0.00165 | 378.5908 | 0.00151 | 449.2398 | 0.0012231 | 382.7385 | 0 | 384.9102 | -0.00193 | 378.5908 | -0.00253 | 378.3744 | 0.0031 | 382.7385 | -9.9836e-05 | 383.394 | 0.00043693 | 378.5908 | -0.00247 | 449.2398 | 0.00025085 | 378.5908 | 7.3448e-06 | 382.7385 | 0 | 449.2398 | 0.4366 | 449.2398 | 0.87176 | 3.3219e-05 | 4.6308e-05 | 0.0058477 | 0.00086524 | 0.00037696 | 0.00082135 | 0.00049454 | 0.00040882 | 0 | 2.7073e-05 | 2.4889e-05 | 3.6793e-05 | 0.00018957 | 9.4458e-05 | -7.8997e-05 | 0.0001294 | 1.4717e-05 | 0 | 0.097315 | 0.19457
|  | 449.4606 | 0.00018934 | 449.4606 | 0.0002696 | 383.6109 | 0.028333 | 385.1268 | 0.0051 | 382.946 | 0.00161 | 378.8073 | 0.00594 | 378.8073 | 0.00306 | 449.4606 | 0.0024795 | 382.952 | 0 | 385.1268 | 0.00218 | 378.8073 | 0.00276 | 378.5908 | -0.00276 | 382.952 | 0.0018762 | 383.6109 | 0.00043398 | 378.8073 | 0.00174 | 449.4606 | 0.00092109 | 378.8073 | 0.00012865 | 382.952 | 0 | 449.4606 | 0.44476 | 449.4606 | 0.89039 | 1.6459e-05 | 2.977e-05 | 0.0062171 | 0.00098558 | 0.0003737 | 0.00046755 | 0.00057145 | 0.00038197 | 0 | 9.3142e-05 | 0.00032969 | 0.00033438 | 0.00027595 | 9.3632e-05 | -3.1387e-05 | 9.5577e-05 | 6.8787e-05 | 0 | 0.097598 | 0.19617
|  | 449.6815 | -4.029e-05 | 449.6815 | 0 | 383.8278 | 0.028988 | 385.3434 | 0.004 | 383.1646 | 0.00181 | 379.0237 | -0.00162 | 379.0237 | 0.00222 | 449.6815 | 0.00097958 | 383.1654 | 0 | 385.3434 | -0.00132 | 379.0237 | 0.00028624 | 378.8073 | 0.00585 | 383.1654 | 0.00070959 | 383.8278 | 0.00042931 | 379.0237 | -0.00203 | 449.6815 | -5.5553e-05 | 379.0237 | 0.00050691 | 383.1654 | 0 | 449.6815 | 0.43908 | 449.6815 | 0.8861 | 1.646e-05 | 1.6543e-05 | 0.0065751 | 0.00099212 | 0.00037381 | 2.2728e-05 | 0.00065479 | 0.00036695 | 0 | 0.00024911 | 0.00040113 | 0.00054734 | 0.00027341 | 9.2436e-05 | -9.0913e-05 | 0.00010693 | 0.0001272 | 0 | 0.097022 | 0.19628
|  | 449.9024 | 0.00018934 | 449.9024 | 0.0001498 | 384.0447 | 0.031634 | 385.56 | 0.00516 | 383.3832 | 0.00161 | 379.2402 | 0.00183 | 379.2402 | 0.00383 | 449.9024 | 0.0023432 | 383.3789 | 0 | 385.56 | 0.00362 | 379.2402 | 0.00342 | 379.0237 | -0.00079283 | 383.3789 | 0.0018519 | 384.0447 | 0.00042295 | 379.2402 | 0.00119 | 449.9024 | 0.0010238 | 379.2402 | 0.00066835 | 383.3789 | 0 | 449.9024 | 0.43946 | 449.9024 | 0.89125 | 2.091e-05 | 2.9774e-05 | 0.0069666 | 0.001042 | 0.00036501 | 0.00044915 | 0.00039855 | 0.00037465 | 0 | 8.8822e-05 | -4.3292e-06 | 0.00012308 | 0.00022963 | 9.0914e-05 | -4.7621e-05 | 0.00010436 | -7.2162e-06 | 0 | 0.097086 | 0.19773
|  | 450.1232 | 0 | 450.1232 | 0.0001198 | 384.2617 | 0.032589 | 385.7766 | 0.00446 | 383.6017 | 0.00173 | 379.4567 | 0.00232 | 379.4567 | -0.0001476 | 450.1232 | 0.0010491 | 383.5923 | 0 | 385.7766 | -0.0028 | 379.4567 | -0.00346 | 379.2402 | 0.00193 | 383.5923 | 0.00029976 | 384.2617 | 0.00041516 | 379.4567 | -0.00163 | 450.1232 | -7.8836e-05 | 379.4567 | -0.00073503 | 383.5923 | 0 | 450.1232 | 0.43962 | 450.1232 | 0.89916 | 0 | 1.3231e-05 | 0.00744 | 0.0011374 | 0.00035193 | 0.00075667 | 0.00047006 | 0.00039356 | 0 | 3.5747e-05 | -0.00020351 | 3.6798e-05 | 0.00014976 | 8.912e-05 | 8.0105e-05 | 0.00010808 | -5.422e-05 | 0 | 0.097849 | 0.20023
|  | 450.3441 | 0 | 450.3441 | 0 | 384.4786 | 0.035998 | 385.9933 | 0.00604 | 383.8203 | 0.00149 | 379.6732 | 0.00467 | 379.6732 | 0.00449 | 450.3441 | 0.0025143 | 383.8058 | 0 | 385.9933 | 0.00313 | 379.6732 | 0.00158 | 379.4567 | -0.00159 | 383.8058 | 0.0011031 | 384.4786 | 0.00040641 | 379.6732 | 0.00237 | 450.3441 | 0.0010574 | 379.6732 | 0.00023415 | 383.8058 | 0 | 450.3441 | 0.44633 | 450.3441 | 0.91377 | 2.0912e-05 | 1.6546e-05 | 0.0079228 | 0.0012283 | 0.00034648 | 0.00052093 | 0.00016994 | 0.00038881 | 0 | 0.00019606 | 0 | 5.8455e-05 | 6.0438e-06 | 8.7187e-05 | 7.0359e-05 | 0.00013624 | 1.3426e-05 | 0 | 0.09826 | 0.2021
|  | 450.565 | 0.00018934 | 450.565 | 0.0001498 | 384.6956 | 0.03704 | 386.2099 | 0.0053 | 384.0389 | 0.00168 | 379.8897 | 0.0001425 | 379.8897 | -0.00292 | 450.565 | 0.0010059 | 384.0193 | 0 | 386.2099 | -0.00132 | 379.8897 | -0.00158 | 379.6732 | 0.00213 | 384.0193 | -0.0010465 | 384.6956 | 0.00039735 | 379.8897 | -0.00172 | 450.565 | 0.00017608 | 379.8897 | -0.00011012 | 384.0193 | 0 | 450.565 | 0.4433 | 450.565 | 0.91598 | 2.0915e-05 | 1.6548e-05 | 0.0083929 | 0.0013044 | 0.00033997 | 0.00051234 | -0.00038268 | 0.00041197 | 0 | 0.00028385 | 0.00031071 | 0.00023318 | -0.00013946 | 8.5281e-05 | 0.00019379 | 0.00013202 | -9.8337e-06 | 0 | 0.098028 | 0.20332
|  | 450.786 | 0 | 450.786 | 0 | 384.9126 | 0.040322 | 386.4266 | 0.00674 | 384.2575 | 0.00143 | 380.1062 | 0.00459 | 380.1062 | -0.00061483 | 450.786 | 0.0027235 | 384.2328 | 0 | 386.4266 | 0.00394 | 380.1062 | 0.00445 | 379.8897 | 2.4233e-05 | 384.2328 | -0.00025972 | 384.9126 | 0.00038873 | 380.1062 | 0.00351 | 450.786 | 0.0010191 | 380.1062 | 1.9282e-05 | 384.2328 | 0 | 450.786 | 0.44411 | 450.786 | 0.9246 | 8.595e-06 | 1.6548e-05 | 0.0088844 | 0.00131 | 0.00032904 | 0.00083035 | -0.00019972 | 0.00041561 | 0 | 0.0002167 | 0.00030096 | 0.0002657 | -5.2366e-05 | 8.3538e-05 | 0.00033457 | 0.00011871 | -1.9246e-05 | 0 | 0.098395 | 0.20566
|  | 451.0069 | 7.7808e-05 | 451.0069 | 0.0001498 | 385.1295 | 0.04157 | 386.6433 | 0.00535 | 384.4762 | 0.00158 | 380.3227 | 0.00308 | 380.3227 | -0.00123 | 451.0069 | 0.0010389 | 384.4463 | 0 | 386.6433 | -0.00194 | 380.3227 | -0.00167 | 380.1062 | 0.00243 | 384.4463 | -0.00023082 | 385.1295 | 0.00038128 | 380.3227 | -0.00041957 | 451.0069 | 5.5578e-05 | 380.3227 | -0.00019706 | 384.4463 | 0 | 451.0069 | 0.44663 | 451.0069 | 0.93715 | 1.2673e-05 | 3.3099e-05 | 0.0094636 | 0.0013317 | 0.00032251 | 0.0011824 | 0.00044395 | 0.00041367 | 0 | 2.1671e-05 | 0.00013102 | -0.00013424 | 0.0001495 | 8.2112e-05 | 0.00023177 | 0.00012335 | 3.429e-06 | 0 | 0.098829 | 0.20792
|  | 451.2278 | 3.691e-05 | 451.2278 | 0.0001498 | 385.3465 | 0.045661 | 386.86 | 0.00694 | 384.6948 | 0.00137 | 380.5392 | 0.00784 | 380.5392 | 0.00533 | 451.2278 | 0.0027056 | 384.6599 | 0 | 386.86 | 0.00214 | 380.5392 | 0.00288 | 380.3227 | -0.00367 | 384.6599 | 0.0016311 | 385.3465 | 0.00037558 | 380.5392 | 0.00256 | 451.2278 | 0.001061 | 380.5392 | 0.00022873 | 384.6599 | 0 | 451.2278 | 0.44795 | 451.2278 | 0.94495 | 1.2254e-05 | 3.31e-05 | 0.010072 | 0.0014216 | 0.00031815 | 0.00096784 | 0.00090072 | 0.000449 | 0 | 5.4175e-05 | -9.3104e-05 | -4.656e-05 | 0.00036625 | 8.1117e-05 | 5.846e-05 | 0.00015047 | -4.2198e-06 | 0 | 0.098677 | 0.20933
|  | 451.4488 | 7.4005e-05 | 451.4488 | 0.0001498 | 385.5635 | 0.047164 | 387.0767 | 0.00618 | 384.9135 | 0.00154 | 380.7558 | 0.0011 | 380.7558 | 0.00299 | 451.4488 | 0.0013585 | 384.8734 | 0 | 387.0767 | -0.00164 | 380.7558 | -0.00374 | 380.5392 | 0.00324 | 384.8734 | 0.0017993 | 385.5635 | 0.000372 | 380.7558 | -0.00202 | 451.4488 | 0.00030095 | 380.7558 | -0.00026771 | 384.8734 | 0 | 451.4488 | 0.44521 | 451.4488 | 0.94982 | 8.1768e-06 | 1.6552e-05 | 0.01065 | 0.0014251 | 0.00031706 | 0.00053279 | 0.00033336 | 0.00045125 | 0 | 9.1031e-05 | -0.000388 | 0.0001245 | 0.00031484 | 8.0586e-05 | 4.9813e-05 | 0.00013559 | -5.4768e-05 | 0 | 0.098543 | 0.21082
|  | 451.6698 | 0 | 451.6698 | 0 | 385.7806 | 0.050978 | 387.2935 | 0.00697 | 385.1321 | 0.00136 | 380.9724 | 0.00382 | 380.9724 | 8.8357e-05 | 451.6698 | 0.0027256 | 385.0869 | 0 | 387.2935 | 0.00248 | 380.9724 | 0.00015707 | 380.7558 | -0.00209 | 385.0869 | 0.0011491 | 385.7806 | 0.00037059 | 380.9724 | 0.00248 | 451.6698 | 0.00092625 | 380.9724 | -0.00023805 | 385.0869 | 0 | 451.6698 | 0.44666 | 451.6698 | 0.95824 | 0 | 3.2865e-06 | 0.011259 | 0.0015149 | 0.00031491 | 0.00050137 | -0.00015934 | 0.00042773 | 0 | 0.00018234 | -0.00022878 | 0.0001267 | 3.5081e-05 | 8.0482e-05 | 0.00031589 | 0.00010511 | -2.1706e-05 | 0 | 0.098059 | 0.21159
|  | 451.8908 | 0 | 451.8908 | 2.9743e-05 | 385.9976 | 0.052788 | 387.5102 | 0.00701 | 385.3508 | 0.00152 | 381.1889 | 0.00081049 | 381.1889 | -0.00156 | 451.8908 | 0.0011454 | 385.3005 | 0 | 387.5102 | -0.00079735 | 381.1889 | -0.00227 | 380.9724 | 0.00326 | 385.3005 | -0.00082059 | 385.9976 | 0.00037115 | 381.1889 | 0.0004375 | 451.8908 | 2.4987e-05 | 381.1889 | 3.7581e-05 | 385.3005 | 0 | 451.8908 | 0.44079 | 451.8908 | 0.95671 | 2.0922e-05 | 1.984e-05 | 0.011878 | 0.0016073 | 0.00031163 | 0.00010228 | 9.8548e-05 | 0.00042711 | 0 | 7.9409e-05 | 0.0001776 | 0.00024594 | 9.2525e-05 | 8.0784e-05 | 0.00040584 | 0.00010889 | 3.6069e-05 | 0 | 0.097596 | 0.21252
|  | 452.1118 | 0.00018934 | 452.1118 | 0.0001498 | 386.2146 | 0.056667 | 387.727 | 0.00782 | 385.5695 | 0.00133 | 381.4055 | 0.00013393 | 381.4055 | 0.00247 | 452.1118 | 0.0027198 | 385.5141 | 0 | 387.727 | 0.00153 | 381.4055 | 0.00391 | 381.1889 | -0.00098852 | 385.5141 | 0.0016871 | 386.2146 | 0.00037327 | 381.4055 | 0.00331 | 452.1118 | 0.00096046 | 381.4055 | 0.00029548 | 385.5141 | 0 | 452.1118 | 0.44243 | 452.1118 | 0.96651 | 2.0924e-05 | 2.9822e-05 | 0.012589 | 0.0016745 | 0.00030621 | -5.7372e-05 | 0.00034073 | 0.00041857 | 0 | -6.8283e-05 | 0.00023935 | 0.00019076 | 0.0002076 | 8.137e-05 | 0.00022852 | 9.7776e-05 | 4.8758e-05 | 0 | 0.097086 | 0.21334
|  | 452.3328 | 0 | 452.3328 | 0.00012006 | 386.4317 | 0.059324 | 387.9437 | 0.00763 | 385.7882 | 0.00147 | 381.6221 | -0.00066366 | 381.6221 | 0.00067603 | 452.3328 | 0.0010678 | 385.7277 | 0 | 387.9437 | -0.00216 | 381.6221 | -0.0017 | 381.4055 | 0.00275 | 385.7277 | 0.00025677 | 386.4317 | 0.00037644 | 381.6221 | -0.0012 | 452.3328 | -7.5697e-05 | 381.6221 | 0.00015471 | 385.7277 | 0 | 452.3328 | 0.4361 | 452.3328 | 0.96395 | 2.0925e-05 | 2.9824e-05 | 0.013331 | 0.0017939 | 0.00030402 | 0.00017722 | -0.00028202 | 0.00039898 | 0 | -0.00014441 | 0.00025993 | -0.00021228 | 0.00011332 | 8.2121e-05 | 0.00010831 | 9.669e-05 | 8.1136e-05 | 0 | 0.096392 | 0.21376
|  | 452.5538 | 0.00018934 | 452.5538 | 0.0001498 | 386.6488 | 0.063502 | 388.1605 | 0.00892 | 386.007 | 0.00131 | 381.8387 | 0.0023 | 381.8387 | -0.00328 | 452.5538 | 0.0025424 | 385.9413 | 0 | 388.1605 | 0.00082776 | 381.8387 | 0.0041 | 381.6221 | -0.00471 | 385.9413 | 0.0008042 | 386.6488 | 0.00038018 | 381.8387 | 0.0022 | 452.5538 | 0.0009506 | 381.8387 | 0.00059444 | 385.9413 | 0 | 452.5538 | 0.43611 | 452.5538 | 0.97031 | 2.9153e-05 | 2.6492e-05 | 0.014065 | 0.0019013 | 0.00030406 | 0.00073651 | 0.00043107 | 0.00043959 | 0 | -0.00030918 | 0.00046597 | -0.0001213 | 2.2891e-05 | 8.2954e-05 | 0.00015095 | 0.00011736 | 0.00012909 | 0 | 0.096083 | 0.21504
|  | 452.7749 | 7.4435e-05 | 452.7749 | 8.9888e-05 | 386.8658 | 0.066086 | 388.3773 | 0.00862 | 386.2257 | 0.00147 | 382.0553 | 0.0045 | 382.0553 | 0.00726 | 452.7749 | 0.0014349 | 386.1549 | 0 | 388.3773 | -0.00368 | 382.0553 | 0.00020222 | 381.8387 | 0.00359 | 386.1549 | -0.00058986 | 386.8658 | 0.00038412 | 382.0553 | -0.00080627 | 452.7749 | 0.00011124 | 382.0553 | 0.00059741 | 386.1549 | 0 | 452.7749 | 0.43322 | 452.7749 | 0.97535 | 2.9155e-05 | 2.981e-05 | 0.014882 | 0.0019818 | 0.00030188 | 0.00044546 | 0.0012933 | 0.00048454 | 0 | -0.00017888 | 0.00042052 | 0.0002307 | -3.6797e-05 | 8.3806e-05 | 0.00014014 | 0.00012308 | 0.00011388 | 0 | 0.096128 | 0.21708
|  | 452.9959 | 0.00018934 | 452.9959 | 0.00017981 | 387.0829 | 0.071033 | 388.5942 | 0.00966 | 386.4445 | 0.00129 | 382.272 | -0.00038755 | 382.272 | 0.00468 | 452.9959 | 0.0029489 | 386.3685 | 0 | 388.5942 | 0.00203 | 382.272 | 0.00368 | 382.0553 | -0.00146 | 386.3685 | 0.00024535 | 387.0829 | 0.00038803 | 382.272 | 0.0021 | 452.9959 | 0.0010023 | 382.272 | 0.00045388 | 386.3685 | 0 | 452.9959 | 0.43648 | 452.9959 | 0.98866 | 3.7779e-05 | 3.6435e-05 | 0.015702 | 0.0021064 | 0.00030078 | -0.000139 | 0.00033906 | 0.00048906 | 0 | 1.843e-05 | 0.00020365 | 0.0003098 | 0.00013731 | 8.466e-05 | 0.0002651 | 0.00011551 | 3.7955e-05 | 0 | 0.096246 | 0.21945
|  | 453.217 | 0.00015243 | 453.217 | 0.0001498 | 387.3 | 0.073621 | 388.811 | 0.00977 | 386.6632 | 0.00146 | 382.4886 | -0.00089567 | 382.4886 | -0.00155 | 453.217 | 0.0014754 | 386.5822 | 0 | 388.811 | -0.00186 | 382.4886 | -0.0018 | 382.272 | 0.00432 | 386.5822 | 0.00104 | 387.3 | 0.00039188 | 382.4886 | 0.00034726 | 453.217 | 4.2702e-05 | 382.4886 | -0.00010349 | 386.5822 | 0 | 453.217 | 0.43422 | 453.217 | 0.99661 | 3.778e-05 | 3.312e-05 | 0.016541 | 0.0022846 | 0.00030192 | 0.00012287 | 0.0002838 | 0.00049736 | 0 | -0.00017465 | 7.1491e-05 | 0.00012566 | 0.00028941 | 8.5501e-05 | 0.00022393 | 0.00011471 | -1.1873e-05 | 0 | 0.095758 | 0.22068
|  | 453.4381 | 0.00018934 | 453.4381 | 0.0001498 | 387.5171 | 0.078763 | 389.0278 | 0.0113 | 386.882 | 0.0013 | 382.7053 | 0.00203 | 382.7053 | 0.00417 | 453.4381 | 0.0030238 | 386.7958 | 0 | 389.0278 | 0.00024924 | 382.7053 | 0.00246 | 382.4886 | -0.00316 | 386.7958 | 0.0016691 | 387.5171 | 0.00039577 | 382.7053 | 0.00172 | 453.4381 | 0.00099495 | 382.7053 | -6.1189e-06 | 386.7958 | 0 | 453.4381 | 0.43202 | 453.4381 | 0.9997 | 4.1862e-05 | 3.3121e-05 | 0.01746 | 0.0023464 | 0.00030082 | 0.00039652 | 0.00041526 | 0.00048763 | 0 | -0.00020176 | -9.7506e-05 | 9.7488e-05 | 0.00014128 | 8.6377e-05 | 7.9417e-05 | 0.00011597 | -1.9866e-05 | 0 | 0.094831 | 0.22107
|  | 453.6592 | 0.00018934 | 453.6592 | 0.0001498 | 387.7343 | 0.082064 | 389.2447 | 0.01034 | 387.1008 | 0.00145 | 382.9219 | 0.00163 | 382.9219 | -0.00033705 | 453.6592 | 0.0013872 | 387.0095 | 0 | 389.2447 | -0.00211 | 382.9219 | -0.00336 | 382.7053 | 0.00406 | 387.0095 | -0.00034661 | 387.7343 | 0.00039984 | 382.9219 | -0.00098696 | 453.6592 | 5.4073e-05 | 382.9219 | -0.00017725 | 387.0095 | 0 | 453.6592 | 0.42579 | 453.6592 | 1 | 4.1864e-05 | 3.3123e-05 | 0.018462 | 0.0025004 | 0.00029977 | 0.00039217 | 0.00029391 | 0.00048908 | 0 | -4.4456e-05 | -0.000208 | 0.00019176 | 3.9611e-05 | 8.7294e-05 | 7.833e-05 | 0.00013096 | -2.5545e-05 | 0 | 0.093754 | 0.22079
|  | 453.8803 | 0.00018934 | 453.8803 | 0.0001498 | 387.9514 | 0.087993 | 389.4615 | 0.01272 | 387.3196 | 0.00129 | 383.1386 | 0.00199 | 383.1386 | 0.00305 | 453.8803 | 0.0030367 | 387.2231 | 0 | 389.4615 | 0.0017 | 383.1386 | 0.00144 | 382.9219 | -0.00229 | 387.2231 | 0.00071735 | 387.9514 | 0.00040422 | 383.1386 | 0.00171 | 453.8803 | 0.0011305 | 383.1386 | -5.8553e-05 | 387.2231 | 0 | 453.8803 | 0.42224 | 453.8803 | 0.99713 | 2.0935e-05 | 2.3165e-05 | 0.019474 | 0.0026536 | 0.00029649 | 1.517e-05 | 0.00085059 | 0.00049989 | 0 | 0.00011117 | -0.00023838 | -7.6918e-05 | 0.00021677 | 8.8296e-05 | 8.2505e-05 | 0.00014697 | -6.2806e-05 | 0 | 0.092327 | 0.21957
|  | 454.1015 | 0 | 454.1015 | 5.97e-05 | 388.1685 | 0.091353 | 389.6784 | 0.01175 | 387.5384 | 0.00142 | 383.3553 | -0.00185 | 383.3553 | 0.0048 | 454.1015 | 0.0014844 | 387.4368 | 0 | 389.6784 | -0.00067492 | 383.3553 | -0.00364 | 383.1386 | 0.00158 | 387.4368 | 0.0013115 | 388.1685 | 0.00040896 | 383.3553 | -0.00094857 | 454.1015 | 0.00019877 | 383.3553 | -0.00052108 | 387.4368 | 0 | 454.1015 | 0.41277 | 454.1015 | 0.98864 | 3.3266e-05 | 3.9728e-05 | 0.020486 | 0.0027473 | 0.00029321 | 0.00065227 | 0.00050661 | 0.00051268 | 0 | 0.00014697 | 0.00033805 | -0.0001712 | 0.00023442 | 8.9344e-05 | 0.00031979 | 0.0001414 | 3.7497e-05 | 0 | 0.090648 | 0.2183
|  | 454.3226 | 0.00030086 | 454.3226 | 0.00029961 | 388.3857 | 0.097345 | 389.8954 | 0.01358 | 387.7572 | 0.00126 | 383.572 | 0.00787 | 383.572 | -0.0001243 | 454.3226 | 0.0031524 | 387.6505 | 0 | 389.8954 | 0.00203 | 383.572 | 0.00676 | 383.3553 | -0.00316 | 387.6505 | 0.00088256 | 388.3857 | 0.00041399 | 383.572 | 0.0039 | 454.3226 | 0.00108 | 383.572 | 0.00086715 | 387.6505 | 0 | 454.3226 | 0.40705 | 454.3226 | 0.98571 | 5.4206e-05 | 4.9696e-05 | 0.021568 | 0.0028383 | 0.00029106 | 0.001206 | 0.00032243 | 0.00051438 | 0 | 2.9283e-05 | 0.00044317 | 0.0001181 | 7.2747e-05 | 9.0479e-05 | 0.00015061 | 0.00011696 | 6.1843e-05 | 0 | 0.089362 | 0.21775
|  | 454.5438 | 0.00018934 | 454.5438 | 0.0001498 | 388.6029 | 0.10126 | 390.1123 | 0.01259 | 387.976 | 0.0014 | 383.7887 | 0.00326 | 383.7887 | 0.0031 | 454.5438 | 0.0014993 | 387.8642 | 0 | 390.1123 | -0.00176 | 383.7887 | -0.00267 | 383.572 | 0.00425 | 387.8642 | -0.00020177 | 388.6029 | 0.00041917 | 383.7887 | -0.00251 | 454.5438 | -2.2333e-05 | 383.7887 | -0.00029641 | 387.8642 | 0 | 454.5438 | 0.40107 | 454.5438 | 0.98349 | 4.1876e-05 | 3.3132e-05 | 0.022671 | 0.0029089 | 0.00028779 | 0.00081382 | 0.0005104 | 0.00051861 | 0 | 0 | 0.0002124 | 0.00020479 | 0.00017487 | 9.1583e-05 | 0.00013546 | 0.00012464 | 2.0796e-05 | 0 | 0.088414 | 0.21762
|  | 454.7649 | 0.00018934 | 454.7649 | 0.0001498 | 388.82 | 0.10753 | 390.3292 | 0.01423 | 388.1949 | 0.00123 | 384.0055 | 0.00425 | 384.0055 | 0.00161 | 454.7649 | 0.0031903 | 388.078 | 0 | 390.3292 | 0.00176 | 384.0055 | 0.00463 | 383.7887 | -0.00236 | 388.078 | 0.001838 | 388.82 | 0.00042428 | 384.0055 | 0.00376 | 454.7649 | 0.0011494 | 384.0055 | 0.00048832 | 388.078 | 0 | 454.7649 | 0.39845 | 454.7649 | 0.98444 | 4.6029e-05 | 4.3056e-05 | 0.023864 | 0.0030796 | 0.00028563 | 0.00021027 | 0.00048882 | 0.00050875 | 0 | -0.0001497 | 0.00027421 | -0.00020453 | 0.00017236 | 9.2675e-05 | 0.00039463 | 0.00013104 | 2.9914e-05 | 0 | 0.087391 | 0.21736
|  | 454.9861 | 0.00022686 | 454.9861 | 0.00023951 | 389.0372 | 0.11222 | 390.5461 | 0.01416 | 388.4138 | 0.00138 | 384.2222 | -0.00231 | 384.2222 | 0.0029 | 454.9861 | 0.0014098 | 388.2917 | 0 | 390.5461 | -0.00314 | 384.2222 | -0.0021 | 384.0055 | 0.00047254 | 388.2917 | -0.00022502 | 389.0372 | 0.00042911 | 384.2222 | -0.00011895 | 454.9861 | 3.5497e-05 | 384.2222 | -0.00021233 | 388.2917 | 0 | 454.9861 | 0.39174 | 454.9861 | 0.98094 | 4.6031e-05 | 4.3058e-05 | 0.025155 | 0.0033165 | 0.00028344 | -1.5171e-05 | 0.00043563 | 0.00052106 | 0 | -0.00013995 | -0.00025183 | -7.3427e-05 | 0.00017078 | 9.3676e-05 | 0.00034363 | 0.0001263 | -1.4066e-05 | 0 | 0.086154 | 0.21659
|  | 455.2073 | 0.00018934 | 455.2073 | 0.0001498 | 389.2544 | 0.11941 | 390.7631 | 0.01641 | 388.6326 | 0.00121 | 384.439 | 0.00217 | 384.439 | 0.00112 | 455.2073 | 0.0033014 | 388.5055 | 0 | 390.7631 | 0.00185 | 384.439 | -0.00022388 | 384.2222 | -0.00115 | 388.5055 | 0.0018228 | 389.2544 | 0.0004335 | 384.439 | 0.00329 | 455.2073 | 0.0011065 | 384.439 | 8.2527e-05 | 388.5055 | 0 | 455.2073 | 0.38722 | 455.2073 | 0.97734 | 2.5092e-05 | 2.651e-05 | 0.026461 | 0.0034473 | 0.00028015 | 0.00041728 | 0.00056902 | 0.00052033 | 0 | 7.0509e-05 | -0.00012464 | 0.00026116 | 9.4495e-05 | 9.4588e-05 | 0.00019726 | 0.00011735 | -1.6924e-06 | 0 | 0.084511 | 0.21506
|  | 455.4285 | 3.7518e-05 | 455.4285 | 8.9872e-05 | 389.4716 | 0.12421 | 390.9801 | 0.01537 | 388.8515 | 0.00135 | 384.6557 | 0.00168 | 384.6557 | 0.00413 | 455.4285 | 0.0014028 | 388.7192 | 0 | 390.9801 | -0.0012 | 384.6557 | -0.00092614 | 384.439 | 0.00356 | 388.7192 | -0.0009386 | 389.4716 | 0.00043738 | 384.6557 | -0.00147 | 455.4285 | -4.5543e-05 | 384.6557 | -9.8142e-05 | 388.7192 | 0 | 455.4285 | 0.37682 | 455.4285 | 0.96694 | 3.7496e-05 | 4.308e-05 | 0.02781 | 0.0035655 | 0.000278 | 0.00025054 | 0.0011057 | 0.00051918 | 0 | -0.00012925 | 0.00020638 | 7.3702e-05 | -6.3183e-05 | 9.5376e-05 | 0.00010948 | 0.00012029 | -7.4572e-06 | 0 | 0.08313 | 0.21418
|  | 455.6498 | 0.00030147 | 455.6498 | 0.00029961 | 389.6889 | 0.13184 | 391.1971 | 0.01749 | 389.0704 | 0.00119 | 384.8725 | 0.00063125 | 384.8725 | 0.00607 | 455.6498 | 0.003291 | 388.933 | 0 | 391.1971 | 8.8398e-06 | 384.8725 | 0.00283 | 384.6557 | -0.00288 | 388.933 | 0.00034748 | 389.6889 | 0.00044076 | 384.8725 | 0.00248 | 455.6498 | 0.001133 | 384.8725 | 2.9349e-05 | 388.933 | 0 | 455.6498 | 0.37474 | 455.6498 | 0.96937 | 5.4296e-05 | 5.303e-05 | 0.029234 | 0.003712 | 0.00027477 | 0.00054319 | 0.00070016 | 0.00053391 | 0 | -0.00039942 | -1.4091e-05 | -6.504e-05 | -3.9521e-05 | 9.6073e-05 | 0.00017617 | 0.00012909 | -3.8096e-05 | 0 | 0.081929 | 0.21328
|  | 455.871 | 0.00018934 | 455.871 | 0.00017976 | 389.9061 | 0.13729 | 391.4141 | 0.01672 | 389.2893 | 0.00132 | 385.0893 | 0.00438 | 385.0893 | 0.00038937 | 455.871 | 0.0015353 | 389.1468 | 0 | 391.4141 | -0.00369 | 385.0893 | -0.00296 | 384.8725 | 0.00228 | 389.1468 | -0.00071722 | 389.9061 | 0.00044367 | 385.0893 | -0.00085476 | 455.871 | 3.3864e-05 | 385.0893 | -0.00038081 | 389.1468 | 0 | 455.871 | 0.36586 | 455.871 | 0.95857 | 2.9506e-05 | 3.3167e-05 | 0.030672 | 0.0038877 | 0.00027034 | 0.00052971 | 0.00048448 | 0.00059039 | 0 | -0.00019965 | -0.00025244 | 7.5877e-05 | -3.698e-05 | 9.665e-05 | 2.7668e-05 | 0.00013535 | -2.0129e-05 | 0 | 0.080265 | 0.21147
|  | 456.0923 | 7.7385e-05 | 456.0923 | 0.00012006 | 390.1234 | 0.14511 | 391.6311 | 0.01911 | 389.5082 | 0.00115 | 385.3061 | 0.00050664 | 385.3061 | 0.00408 | 456.0923 | 0.0038016 | 389.3606 | 0 | 391.6311 | 0.00185 | 385.3061 | 0.00063124 | 385.0893 | -0.00158 | 389.3606 | 0.0003713 | 390.1234 | 0.00044619 | 385.3061 | 0.00111 | 456.0923 | 0.0011896 | 385.3061 | 0.00019511 | 389.3606 | 0 | 456.0923 | 0.35971 | 456.0923 | 0.95302 | 8.5618e-06 | 1.3283e-05 | 0.032262 | 0.0041498 | 0.00026491 | 0.00033897 | 0.00020165 | 0.00060928 | 0 | -0.0001248 | -0.00014948 | 8.3468e-05 | 4.7326e-05 | 9.7184e-05 | -4.1198e-05 | 0.00013267 | 2.7438e-05 | 0 | 0.078634 | 0.20961
|  | 456.3135 | 0 | 456.3135 | 0 | 390.3406 | 0.15185 | 391.8481 | 0.01913 | 389.7272 | 0.00127 | 385.5229 | 0.00262 | 385.5229 | -0.00222 | 456.3135 | 0.0017053 | 389.5744 | 0 | 391.8481 | -0.003 | 385.5229 | -0.00201 | 385.3061 | 0.00235 | 389.5744 | 7.1399e-05 | 390.3406 | 0.00044834 | 385.5229 | -0.00149 | 456.3135 | 9.4645e-06 | 385.5229 | 5.7971e-05 | 389.5744 | 0 | 456.3135 | 0.35101 | 456.3135 | 0.94153 | 0 | 0 | 0.033876 | 0.0044723 | 0.00026386 | 0.00061363 | 0.00036644 | 0.00062218 | 0 | -1.1938e-05 | 0.00014853 | 0.0001095 | 0.00014724 | 9.7593e-05 | -1.8431e-05 | 0.0001409 | 4.302e-05 | 0 | 0.077684 | 0.20901
|  | 456.5348 | 0 | 456.5348 | 0 | 390.5579 | 0.16001 | 392.0652 | 0.02208 | 389.9461 | 0.00114 | 385.7398 | 0.00304 | 385.7398 | 0.0056 | 456.5348 | 0.0039181 | 389.7882 | 0 | 392.0652 | 0.00289 | 385.7398 | 0.00338 | 385.5229 | -0.00134 | 389.7882 | 0.0013058 | 390.5579 | 0.00045008 | 385.7398 | 0.00132 | 456.5348 | 0.001264 | 385.7398 | 0.00033884 | 389.7882 | 0 | 456.5348 | 0.35112 | 456.5348 | 0.94757 | 0 | 0 | 0.035514 | 0.0046891 | 0.00026166 | 0.00050194 | 0.00097786 | 0.00063465 | 0 | -1.0852e-06 | 0.00030936 | -1.5178e-05 | 9.5827e-05 | 9.7933e-05 | 7.7226e-05 | 0.00014148 | 3.2666e-05 | 0 | 0.076649 | 0.20849
|  | 456.7561 | 0 | 456.7561 | 0 | 390.7752 | 0.16688 | 392.2822 | 0.02113 | 390.1651 | 0.00125 | 385.9566 | 0.00159 | 385.9566 | 0.00342 | 456.7561 | 0.0018175 | 390.002 | 0 | 392.2822 | -0.0029 | 385.9566 | -0.00052641 | 385.7398 | 0.0012 | 390.002 | -0.00040936 | 390.7752 | 0.00045134 | 385.9566 | -0.00060765 | 456.7561 | 1.4582e-05 | 385.9566 | -3.7519e-05 | 390.002 | 0 | 456.7561 | 0.3416 | 456.7561 | 0.93666 | 0 | 0 | 0.037248 | 0.0049086 | 0.00025947 | 0.00098021 | 0.00070588 | 0.00060791 | 0 | -0.00025324 | 0.0003105 | -0.00012576 | 3.5817e-05 | 9.814e-05 | 0.00015856 | 0.00014262 | -3.9097e-06 | 0 | 0.07508 | 0.20683
|  | 456.9774 | 0 | 456.9774 | 0 | 390.9925 | 0.17597 | 392.4993 | 0.02409 | 390.3841 | 0.00112 | 386.1735 | 0.00745 | 386.1735 | 0.00309 | 456.9774 | 0.0036762 | 390.2159 | 0 | 392.4993 | 0.00056705 | 386.1735 | 0.00339 | 385.9566 | -0.00236 | 390.2159 | 0.0007443 | 390.9925 | 0.000452 | 386.1735 | 0.00207 | 456.9774 | 0.0012743 | 386.1735 | 1.4622e-06 | 390.2159 | 0 | 456.9774 | 0.33691 | 456.9774 | 0.93248 | 0 | 0 | 0.039092 | 0.0051532 | 0.00026061 | 0.00089545 | 0.00034912 | 0.00063705 | 0 | -9.5831e-05 | 0.00018433 | 6.8311e-05 | 5.11e-05 | 9.8224e-05 | 0.00015172 | 0.00014154 | -1.1523e-05 | 0 | 0.073538 | 0.20478
|  | 457.1988 | 0 | 457.1988 | 0 | 391.2098 | 0.1838 | 392.7164 | 0.02339 | 390.6031 | 0.00126 | 386.3903 | 0.00080832 | 386.3903 | 0.00012975 | 457.1988 | 0.0020803 | 390.4297 | 0 | 392.7164 | -0.00145 | 386.3903 | -0.00169 | 386.1735 | 0.00299 | 390.4297 | -0.00026637 | 391.2098 | 0.00045198 | 386.3903 | -0.00067077 | 457.1988 | 4.7159e-06 | 386.3903 | -0.00010773 | 390.4297 | 0 | 457.1988 | 0.3276 | 457.1988 | 0.91798 | 0 | 0 | 0.041061 | 0.005307 | 0.00026063 | -3.38e-05 | 0.00028518 | 0.0006576 | 0 | 0.00010529 | -0.00014655 | 3.1445e-05 | -0.00015781 | 9.8144e-05 | 0.00019186 | 0.0001208 | -1.7147e-05 | 0 | 0.072448 | 0.20367
|  | 457.4201 | 0 | 457.4201 | 0 | 391.4271 | 0.19409 | 392.9335 | 0.0255 | 390.8221 | 0.00112 | 386.6072 | -0.00112 | 386.6072 | 0.0025 | 457.4201 | 0.0038617 | 390.6436 | 0 | 392.9335 | 0.00242 | 386.6072 | 0.00033866 | 386.3903 | -0.0027 | 390.6436 | -0.0012092 | 391.4271 | 0.00045126 | 386.6072 | 0.00244 | 457.4201 | 0.0010868 | 386.6072 | -5.0381e-05 | 390.6436 | 0 | 457.4201 | 0.32703 | 457.4201 | 0.92238 | 0 | 0 | 0.043076 | 0.0055976 | 0.0002617 | -5.248e-05 | 0.00045113 | 0.00065554 | 0 | 0.00016131 | -2.1444e-05 | 1.3013e-05 | -0.00019584 | 9.7936e-05 | 0.00011061 | 0.00010091 | -2.6734e-05 | 0 | 0.07159 | 0.20323
|  | 457.6415 | 0 | 457.6415 | 0 | 391.6444 | 0.2023 | 393.1506 | 0.02606 | 391.0411 | 0.00127 | 386.8241 | 0.00063607 | 386.8241 | 0.00166 | 457.6415 | 0.0020614 | 390.8575 | 0 | 393.1506 | -0.00093416 | 386.8241 | -0.0005364 | 386.6072 | 0.00282 | 390.8575 | -0.0006222 | 391.6444 | 0.00044994 | 386.8241 | -0.00142 | 457.6415 | -0.00017499 | 386.8241 | -0.00019614 | 390.8575 | 0 | 457.6415 | 0.31982 | 457.6415 | 0.91394 | 0 | 0 | 0.045095 | 0.0059779 | 0.00026173 | 0.00030868 | 0.00075814 | 0.00070473 | 0 | 3.7548e-05 | 0.00017718 | -7.5911e-06 | 0.00015981 | 9.7601e-05 | -6.6957e-05 | 0.00010231 | -1.547e-05 | 0 | 0.070403 | 0.2018
|  | 457.8628 | 0 | 457.8628 | 0 | 391.8618 | 0.21267 | 393.3678 | 0.029 | 391.2601 | 0.00112 | 387.041 | 0.00221 | 387.041 | 0.00533 | 457.8628 | 0.0043056 | 391.0714 | 0 | 393.3678 | 0.00128 | 387.041 | 0.00217 | 386.8241 | -0.00289 | 391.0714 | 0.0021165 | 391.8618 | 0.00044818 | 387.041 | 0.00080266 | 457.8628 | 0.0010993 | 387.041 | 5.3505e-05 | 391.0714 | 0 | 457.8628 | 0.31624 | 457.8628 | 0.90928 | 0 | 0 | 0.047184 | 0.0062034 | 0.00026068 | 0.00053468 | 0.00085571 | 0.00067856 | 0 | -2.0627e-05 | 1.3015e-05 | 7.4837e-05 | 0.00020351 | 9.7199e-05 | -7.563e-05 | 0.00011986 | -2.5523e-05 | 0 | 0.06905 | 0.2
|  | 458.0842 | 0 | 458.0842 | 0 | 392.0791 | 0.22152 | 393.5849 | 0.02814 | 391.4792 | 0.00126 | 387.2579 | 0.00272 | 387.2579 | 0.00256 | 458.0842 | 0.0018244 | 391.2853 | 0 | 393.5849 | -0.00147 | 387.2579 | -0.00205 | 387.041 | 0.00358 | 391.2853 | -0.00021354 | 392.0791 | 0.00044624 | 387.2579 | -0.0015 | 458.0842 | -1.6535e-05 | 387.2579 | -0.00028884 | 391.2853 | 0 | 458.0842 | 0.30755 | 458.0842 | 0.89752 | 0 | 0 | 0.049403 | 0.0064203 | 0.00026286 | 0.00055965 | 0.00054772 | 0.0006681 | 0 | 4.8861e-05 | 0.00017896 | 0.00041731 | 0.00023846 | 9.679e-05 | 0.00017896 | 0.000127 | -1.4513e-05 | 0 | 0.067799 | 0.19834
|  | 458.3056 | 0 | 458.3056 | 0 | 392.2965 | 0.23308 | 393.8021 | 0.03099 | 391.6982 | 0.00114 | 387.4749 | 0.00244 | 387.4749 | 0.00249 | 458.3056 | 0.0042111 | 391.4992 | 0 | 393.8021 | 0.00192 | 387.4749 | 0.0037 | 387.2579 | 0.0002678 | 391.4992 | 0.0024428 | 392.2965 | 0.00044441 | 387.4749 | 0.00315 | 458.3056 | 0.0011639 | 387.4749 | 0.00015503 | 391.4992 | 0 | 458.3056 | 0.30494 | 458.3056 | 0.89425 | 0 | 0 | 0.051735 | 0.0067842 | 0.00026506 | 0.00040998 | 0.00020904 | 0.00071077 | 0 | 0.00014449 | 8.243e-05 | 0.00018957 | 0.00029456 | 9.6443e-05 | 0.00018547 | 0.00011779 | 1.2385e-05 | 0 | 0.066487 | 0.19628
|  | 458.527 | 0 | 458.527 | 0 | 392.5139 | 0.24291 | 394.0193 | 0.03148 | 391.9173 | 0.00128 | 387.6918 | 0.00134 | 387.6918 | -0.00056262 | 458.527 | 0.0022093 | 391.7131 | 0 | 394.0193 | -0.00058955 | 387.6918 | -0.00294 | 387.4749 | 0.00148 | 391.7131 | 0.00031101 | 392.5139 | 0.00044292 | 387.6918 | -0.00144 | 458.527 | -9.9887e-05 | 387.6918 | -4.0835e-05 | 391.7131 | 0 | 458.527 | 0.29563 | 458.527 | 0.87879 | 0 | 0 | 0.054102 | 0.0071174 | 0.00026947 | 0.00053377 | 0.00041415 | 0.00073287 | 0 | 2.3688e-05 | 0.00020071 | 6.8648e-05 | 7.347e-05 | 9.619e-05 | 0.00025061 | 0.00013755 | 7.6512e-05 | 0 | 0.06539 | 0.19467
|  | 458.7484 | 0 | 458.7484 | 0 | 392.7313 | 0.25479 | 394.2364 | 0.03407 | 392.1363 | 0.00118 | 387.9087 | 0.00358 | 387.9087 | 0.00438 | 458.7484 | 0.0044102 | 391.9271 | 0 | 394.2364 | 0.00080771 | 387.9087 | 0.00479 | 387.6918 | -0.00084707 | 391.9271 | 0.00037576 | 392.7313 | 0.00044196 | 387.9087 | 0.00375 | 458.7484 | 0.0013423 | 387.9087 | 0.00074608 | 391.9271 | 0 | 458.7484 | 0.29498 | 458.7484 | 0.87955 | 0 | 0 | 0.056542 | 0.0074333 | 0.00027386 | 0.00027878 | 0.00047614 | 0.00076549 | 0 | -9.7998e-05 | 0.00029722 | -6.6885e-05 | 0.00012716 | 9.6027e-05 | 0.00030402 | 0.00015652 | 6.7953e-05 | 0 | 0.064375 | 0.19338
|  | 458.9699 | 0 | 458.9699 | 0 | 392.9486 | 0.26544 | 394.4536 | 0.03437 | 392.3554 | 0.00132 | 388.1257 | -0.00101 | 388.1257 | 9.3966e-06 | 458.9699 | 0.0025036 | 392.141 | 0 | 394.4536 | -0.00171 | 388.1257 | -0.00205 | 387.9087 | 0.00023056 | 392.141 | 0.00081308 | 392.9486 | 0.00044155 | 388.1257 | -0.00094732 | 458.9699 | 7.133e-05 | 388.1257 | -0.00011964 | 392.141 | 0 | 458.9699 | 0.28644 | 458.9699 | 0.86698 | 0 | 0 | 0.059108 | 0.007804 | 0.00027604 | 0.00021264 | 0.00017786 | 0.0007683 | 0 | 3.9096e-05 | 4.7736e-05 | -0.00019411 | 0.00014504 | 9.6007e-05 | 0.00019991 | 0.00014752 | 5.6e-06 | 0 | 0.063388 | 0.19195
|  | 459.1913 | 0 | 459.1913 | 0 | 393.166 | 0.27832 | 394.6708 | 0.03749 | 392.5745 | 0.0012 | 388.3427 | 0.00297 | 388.3427 | 0.00163 | 459.1913 | 0.0044353 | 392.355 | 0 | 394.6708 | 0.00207 | 388.3427 | 0.00249 | 388.1257 | -0.00202 | 392.355 | 0.00054249 | 393.166 | 0.00044165 | 388.3427 | 0.00279 | 459.1913 | 0.0012609 | 388.3427 | 0.00017126 | 392.355 | 0 | 459.1913 | 0.28604 | 459.1913 | 0.86662 | 0 | 0 | 0.061754 | 0.0082381 | 0.00027828 | 0.00012693 | -0.00012368 | 0.00078889 | 0 | 7.9296e-05 | -0.00014429 | 0.00026472 | 6.739e-05 | 9.6076e-05 | 9.9811e-05 | 0.00013106 | 9.741e-06 | 0 | 0.062385 | 0.19066
|  | 459.4128 | 0 | 459.4128 | 0 | 393.3835 | 0.2897 | 394.8881 | 0.03835 | 392.7936 | 0.00134 | 388.5597 | -0.0018 | 388.5597 | -0.00277 | 459.4128 | 0.0026892 | 392.569 | 0 | 394.8881 | -0.00134 | 388.5597 | -0.00382 | 388.3427 | 0.00446 | 392.569 | 8.7441e-05 | 393.3835 | 0.00044206 | 388.5597 | -0.00187 | 459.4128 | -7.7318e-05 | 388.5597 | -8.1475e-05 | 392.569 | 0 | 459.4128 | 0.27735 | 459.4128 | 0.85519 | 0 | 0 | 0.064516 | 0.0086696 | 0.00028161 | 0.00019748 | -0.00028761 | 0.00080534 | 0 | 0.00012491 | -0.00017035 | 0.00033632 | 0.00011794 | 9.6176e-05 | 0.00010742 | 0.00014262 | 2.3267e-06 | 0 | 0.061472 | 0.18942
|  | 459.6343 | 0 | 459.6343 | 0 | 393.6009 | 0.30372 | 395.1053 | 0.04147 | 393.0128 | 0.00123 | 388.7767 | 0.00362 | 388.7767 | 0.00011934 | 459.6343 | 0.0045832 | 392.783 | 0 | 395.1053 | 0.00249 | 388.7767 | 0.00225 | 388.5597 | -0.00136 | 392.783 | 0.0010147 | 393.6009 | 0.00044257 | 388.7767 | 0.00286 | 459.6343 | 0.0013652 | 388.7767 | 0.00010292 | 392.783 | 0 | 459.6343 | 0.27775 | 459.6343 | 0.85531 | 0 | 0 | 0.06731 | 0.0089769 | 0.00028484 | 0.00074 | 0.00028096 | 0.00080904 | 0 | -0.00012602 | 0.00026123 | 9.3314e-05 | 0.00030644 | 9.627e-05 | 0.00046549 | 0.00015648 | 3.4816e-05 | 0 | 0.060414 | 0.18741
|  | 459.8558 | 0 | 459.8558 | 0 | 393.8184 | 0.31539 | 395.3226 | 0.04116 | 393.2319 | 0.00137 | 388.9937 | 0.0032 | 388.9937 | 0.00247 | 459.8558 | 0.0027219 | 392.997 | 0 | 395.3226 | -0.00365 | 388.9937 | 0.00015758 | 388.7767 | 0.00222 | 392.997 | 0.0018494 | 393.8184 | 0.00044293 | 388.9937 | 0.00143 | 459.8558 | 4.7737e-05 | 388.9937 | 0.00021796 | 392.997 | 0 | 459.8558 | 0.26775 | 459.8558 | 0.83686 | 0 | 0 | 0.070159 | 0.0093313 | 0.00028493 | 0.00042671 | 0.00035143 | 0.00083675 | 0 | -7.8214e-05 | 5.8283e-06 | 4.9912e-05 | 0.00026115 | 9.6311e-05 | 0.00062065 | 0.0001671 | 5.1967e-05 | 0 | 0.05908 | 0.18448
|  | 460.0773 | 0 | 460.0773 | 0 | 394.0358 | 0.32993 | 395.5399 | 0.04474 | 393.4511 | 0.00123 | 389.2107 | 0.00073259 | 389.2107 | 0.00076886 | 460.0773 | 0.004833 | 393.211 | 0 | 395.5399 | 0.00293 | 389.2107 | -0.00010387 | 388.9937 | -0.00176 | 393.211 | 0.00059108 | 394.0358 | 0.00044294 | 389.2107 | 0.00429 | 460.0773 | 0.001461 | 389.2107 | 0.00026098 | 393.211 | 0 | 460.0773 | 0.26568 | 460.0773 | 0.82881 | 0 | 0 | 0.073288 | 0.0098232 | 0.00028709 | 0.00020104 | 0.00047085 | 0.00086561 | 0 | 0.00017274 | -2.6012e-05 | 0.00016493 | 7.0284e-05 | 9.6277e-05 | 0.00039455 | 0.00015896 | 3.3144e-05 | 0 | 0.057982 | 0.18222
|  | 460.2988 | 0 | 460.2988 | 0 | 394.2533 | 0.34408 | 395.7571 | 0.04568 | 393.6702 | 0.00139 | 389.4277 | 0.00112 | 389.4277 | 0.00357 | 460.2988 | 0.0029822 | 393.425 | 0 | 395.7571 | -0.00134 | 389.4277 | -0.00013583 | 389.2107 | 0.00328 | 393.425 | 6.5715e-05 | 394.2533 | 0.00044249 | 389.4277 | -0.00065422 | 460.2988 | -2.5775e-05 | 389.4277 | 4.4444e-05 | 393.425 | 0 | 460.2988 | 0.25781 | 460.2988 | 0.81636 | 0 | 0 | 0.076364 | 0.010391 | 0.00029259 | 0.00059697 | 0.00059806 | 0.00087947 | 0 | -2.3905e-05 | 0.00015675 | 0.00012046 | 0.0001467 | 9.6136e-05 | 0.00011459 | 0.00012474 | 3.7873e-05 | 0 | 0.057095 | 0.18062
|  | 460.5203 | 0 | 460.5203 | 0 | 394.4708 | 0.35812 | 395.9745 | 0.04995 | 393.8894 | 0.00128 | 389.6448 | 0.00438 | 389.6448 | 0.00194 | 460.5203 | 0.0049578 | 393.6391 | 0 | 395.9745 | 0.00112 | 389.6448 | 0.00158 | 389.4277 | -0.00217 | 393.6391 | 0.001305 | 394.4708 | 0.00044153 | 389.6448 | 0.00171 | 460.5203 | 0.0011519 | 389.6448 | 0.00030449 | 393.6391 | 0 | 460.5203 | 0.25764 | 460.5203 | 0.8143 | 0 | 0 | 0.079427 | 0.010987 | 0.00029593 | 0.00043898 | 0.00071949 | 0.00086903 | 0 | 0.0002138 | -9.4412e-05 | -3.2562e-06 | 4.957e-05 | 9.5865e-05 | 3.7982e-05 | 0.00015349 | 2.1007e-05 | 0 | 0.056152 | 0.17859
|  | 460.7419 | 0 | 460.7419 | 0 | 394.6882 | 0.37236 | 396.1918 | 0.05117 | 394.1086 | 0.00142 | 389.8619 | -0.00033482 | 389.8619 | 0.00469 | 460.7419 | 0.0028872 | 393.8531 | 0 | 396.1918 | 0.00084767 | 389.8619 | -0.00245 | 389.6448 | 0.00214 | 393.8531 | -0.00084184 | 394.6882 | 0.00044012 | 389.8619 | -0.00136 | 460.7419 | 0.00023368 | 389.8619 | -0.00011091 | 393.8531 | 0 | 460.7419 | 0.24926 | 460.7419 | 0.79791 | 0 | 0 | 0.082761 | 0.011472 | 0.00030141 | 0.00052587 | 0.0011635 | 0.00089825 | 0 | 0.00032468 | -0.00026236 | -0.00037439 | -2.6115e-06 | 9.555e-05 | -7.4364e-05 | 0.00014384 | 1.0416e-05 | 0 | 0.055455 | 0.17747
|  | 460.9635 | 0 | 460.9635 | 0 | 394.9058 | 0.38856 | 396.4091 | 0.05439 | 394.3278 | 0.00133 | 390.0789 | 0.00518 | 390.0789 | 0.00603 | 460.9635 | 0.0052208 | 394.0672 | 0 | 396.4091 | 0.00214 | 390.0789 | 3.2679e-05 | 389.8619 | -0.00559 | 394.0672 | 0.00081744 | 394.9058 | 0.00043838 | 390.0789 | 0.00067484 | 460.9635 | 0.0010646 | 390.0789 | 0.00020688 | 394.0672 | 0 | 460.9635 | 0.25131 | 460.9635 | 0.80403 | 0 | 0 | 0.086132 | 0.012021 | 0.00030689 | 0.0004342 | 0.00039946 | 0.00094368 | 0 | -0.00021082 | -0.0005023 | -0.00058314 | 0.00030942 | 9.5141e-05 | -7.3289e-05 | 0.00010224 | -1.0316e-05 | 0 | 0.054959 | 0.17689
|  | 461.185 | 0 | 461.185 | 0 | 395.1233 | 0.40346 | 396.6265 | 0.05623 | 394.547 | 0.00147 | 390.296 | -0.00118 | 390.296 | -0.00235 | 461.185 | 0.0032973 | 394.2812 | 0 | 396.6265 | -0.00408 | 390.296 | -0.00466 | 390.0789 | 0.00021719 | 394.2812 | 0.0020732 | 395.1233 | 0.00043648 | 390.296 | -0.00135 | 461.185 | -0.0001418 | 390.296 | -0.00030191 | 394.2812 | 0 | 461.185 | 0.24478 | 461.185 | 0.79269 | 0 | 0 | 0.089597 | 0.012661 | 0.00030584 | 2.4967e-05 | 0.00022687 | 0.00092661 | 0 | -0.00039864 | -0.00041825 | -0.00038783 | 0.00046299 | 9.4742e-05 | 5.5361e-05 | 0.00011955 | -1.5758e-06 | 0 | 0.054166 | 0.1752
|  | 461.4066 | 0 | 461.4066 | 0 | 395.3408 | 0.42031 | 396.8438 | 0.06027 | 394.7663 | 0.00132 | 390.5131 | 0.00141 | 390.5131 | 0.00444 | 461.4066 | 0.0050656 | 394.4954 | 0 | 396.8438 | 0.00041179 | 390.5131 | 0.00080696 | 390.296 | -0.00379 | 394.4954 | 0.0022515 | 395.3408 | 0.00043459 | 390.5131 | 0.00186 | 461.4066 | 0.0012208 | 390.5131 | 0.00028739 | 394.4954 | 0 | 461.4066 | 0.24409 | 461.4066 | 0.78856 | 0 | 0 | 0.093026 | 0.01324 | 0.00030583 | 0.00019861 | 0.00046603 | 0.0009137 | 0 | -0.00026066 | -0.00011756 | -8.5755e-05 | 0.00011718 | 9.4353e-05 | 0.00010293 | 0.00014076 | 6.342e-06 | 0 | 0.053761 | 0.17481
|  | 461.6282 | 0 | 461.6282 | 0 | 395.5583 | 0.43498 | 397.0612 | 0.06154 | 394.9855 | 0.00147 | 390.7302 | 0.00041967 | 390.7302 | -0.00014682 | 461.6282 | 0.0031808 | 394.7094 | 0 | 397.0612 | -0.00281 | 390.7302 | -0.00189 | 390.5131 | 0.003 | 394.7094 | -0.0011567 | 395.5583 | 0.0004329 | 390.7302 | -0.00091179 | 461.6282 | 4.9617e-05 | 390.7302 | -0.00022897 | 394.7094 | 0 | 461.6282 | 0.24112 | 461.6282 | 0.78913 | 0 | 0 | 0.096587 | 0.013881 | 0.00031132 | -5.0096e-05 | 0.00028697 | 0.00095071 | 0 | -0.00012607 | 1.1943e-05 | -5.4275e-05 | -0.0001242 | 9.404e-05 | 0.00019957 | 0.00014836 | 1.2387e-05 | 0 | 0.053724 | 0.17535
|  | 461.8498 | 0 | 461.8498 | 0 | 395.7759 | 0.45293 | 397.2786 | 0.06618 | 395.2047 | 0.00137 | 390.9474 | -0.00088109 | 390.9474 | 0.00279 | 461.8498 | 0.0053988 | 394.9235 | 0 | 397.2786 | 0.00165 | 390.9474 | 0.002 | 390.7302 | -0.0035 | 394.9236 | -3.4782e-06 | 395.7759 | 0.00043159 | 390.9474 | 0.00275 | 461.8498 | 0.0012893 | 390.9474 | 0.00034306 | 394.9236 | 0 | 461.8498 | 0.24372 | 461.8498 | 0.7933 | 0 | 0 | 0.10026 | 0.014611 | 0.00031794 | -0.00016077 | 0.00054825 | 0.0010055 | 0 | -0.00018154 | 0.00014317 | -0.00012377 | -1.0055e-05 | 9.3812e-05 | 0.00023102 | 0.00015605 | 3.8635e-05 | 0 | 0.053534 | 0.17515
|  | 462.0715 | 0 | 462.0715 | 0 | 395.9934 | 0.46875 | 397.496 | 0.06823 | 395.424 | 0.00153 | 391.1645 | -0.00059979 | 391.1645 | 0.00226 | 462.0715 | 0.003675 | 395.1377 | 0 | 397.496 | -0.00332 | 391.1645 | -0.00068129 | 390.9474 | 0.00236 | 395.1377 | -9.0431e-05 | 395.9934 | 0.00043081 | 391.1645 | -0.00062202 | 462.0715 | 0.0001189 | 391.1645 | 1.2814e-05 | 395.1377 | 0 | 462.0715 | 0.23938 | 462.0715 | 0.78723 | 0 | 0 | 0.10403 | 0.015481 | 0.00032018 | 0.00035394 | 0.000346 | 0.0010167 | 0 | -0.00027784 | 0.00040264 | -0.00011182 | 9.9375e-05 | 9.3718e-05 | 0.000104 | 0.00016601 | 1.679e-06 | 0 | 0.052998 | 0.17398
|  | 462.2931 | 0 | 462.2931 | 0 | 396.211 | 0.48761 | 397.7134 | 0.07416 | 395.6433 | 0.00139 | 391.3816 | 0.00386 | 391.3816 | 0.00092704 | 462.2931 | 0.0054993 | 395.3518 | 0 | 397.7134 | 0.00076441 | 391.3816 | 0.00439 | 391.1645 | -0.00339 | 395.3518 | 0.0010186 | 396.211 | 0.00043073 | 391.3816 | 0.00158 | 462.2931 | 0.001379 | 391.3816 | 2.6508e-06 | 395.3518 | 0 | 462.2931 | 0.23884 | 462.2931 | 0.78267 | 0 | 0 | 0.10785 | 0.016143 | 0.00032452 | 0.00065694 | 7.4008e-05 | 0.0010155 | 0 | -0.00033759 | 0.00013356 | -0.00019433 | 9.0333e-05 | 9.3799e-05 | 0.00013837 | 0.00014345 | -4.296e-05 | 0 | 0.052371 | 0.17255
|  | 462.5148 | 0 | 462.5148 | 0 | 396.4286 | 0.50367 | 397.9308 | 0.07434 | 395.8626 | 0.00157 | 391.5988 | 0.00219 | 391.5988 | -0.00024547 | 462.5148 | 0.0036635 | 395.566 | 0 | 397.9308 | -0.00387 | 391.5988 | -0.00316 | 391.3816 | 0.0016 | 395.566 | -0.00017488 | 396.4286 | 0.00043144 | 391.5988 | -0.00030572 | 462.5148 | -8.4745e-05 | 391.5988 | -0.00039829 | 395.566 | 0 | 462.5148 | 0.2337 | 462.5148 | 0.77424 | 0 | 0 | 0.11164 | 0.016818 | 0.00033009 | 0.00028224 | 0.00025457 | 0.0010559 | 0 | -1.7397e-05 | -0.00017699 | 7.4206e-05 | 7.7249e-05 | 9.4046e-05 | 0.00040004 | 0.00014021 | -5.5238e-06 | 0 | 0.051764 | 0.17129
|  | 462.7364 | 0 | 462.7364 | 0 | 396.6462 | 0.52249 | 398.1483 | 0.08034 | 396.0819 | 0.00144 | 391.8159 | 0.00040942 | 391.8159 | 0.00259 | 462.7364 | 0.0058637 | 395.7801 | 0 | 398.1483 | 0.00371 | 391.8159 | 0.00153 | 391.5988 | -0.00091661 | 395.7802 | 0.00089625 | 396.6462 | 0.00043299 | 391.8159 | 0.00399 | 462.7364 | 0.0013498 | 391.8159 | 0.00034741 | 395.7802 | 0 | 462.7364 | 0.23334 | 462.7364 | 0.77116 | 0 | 0 | 0.11554 | 0.017701 | 0.00033334 | 1.988e-05 | 0.00042461 | 0.0010713 | 0 | 0.00027506 | 0.00010653 | 0.00037606 | 0.00011763 | 9.4472e-05 | 0.00044236 | 0.00016481 | 5.0423e-05 | 0 | 0.051106 | 0.16965
|  | 462.9581 | 0 | 462.9581 | 0 | 396.8638 | 0.53951 | 398.3657 | 0.08247 | 396.3012 | 0.0016 | 392.0331 | -0.00022635 | 392.0331 | 0.00132 | 462.9581 | 0.0038008 | 395.9943 | 0 | 398.3657 | -0.00118 | 392.0331 | -0.00054903 | 391.8159 | 0.00438 | 395.9943 | 0.00020217 | 396.8638 | 0.00043535 | 392.0331 | 8.3505e-05 | 462.9581 | 0.00013711 | 392.0331 | 0.00011691 | 395.9943 | 0 | 462.9581 | 0.22773 | 462.9581 | 0.75935 | 0 | 0 | 0.11954 | 0.018464 | 0.00033667 | 0.0001318 | 0.00067115 | 0.001108 | 0 | 2.8275e-05 | 0.0006984 | 0.00016289 | 0.00028122 | 9.5067e-05 | 0.00022518 | 0.0001447 | 4.6742e-05 | 0 | 0.05067 | 0.16875
|  | 463.1798 | 0 | 463.1798 | 0 | 397.0814 | 0.55911 | 398.5832 | 0.08731 | 396.5205 | 0.00147 | 392.2503 | 0.00144 | 392.2503 | 0.00486 | 463.1798 | 0.0061949 | 396.2085 | 0 | 398.5832 | 0.00144 | 392.2503 | 0.00698 | 392.0331 | -0.00288 | 396.2085 | 0.002424 | 397.0814 | 0.00043835 | 392.2503 | 0.00199 | 463.1798 | 0.0011683 | 392.2503 | 0.0003135 | 396.2085 | 0 | 463.1798 | 0.22938 | 463.1798 | 0.76296 | 0 | 0 | 0.12352 | 0.019256 | 0.00033672 | 0.00046268 | 0.00087974 | 0.0011506 | 0 | -7.9377e-05 | 0.00068659 | -0.0001477 | 0.00025904 | 9.576e-05 | 9.7749e-05 | 0.00015362 | 2.9114e-05 | 0 | 0.050657 | 0.16919
|  | 463.4016 | 0 | 463.4016 | 0 | 397.299 | 0.57606 | 398.8007 | 0.08978 | 396.7399 | 0.0016 | 392.4676 | 0.00282 | 392.4676 | 0.00324 | 463.4016 | 0.004184 | 396.4227 | 0 | 398.8007 | -0.00217 | 392.4676 | -0.00065842 | 392.2503 | 0.00152 | 396.4227 | -5.3224e-06 | 397.299 | 0.00044172 | 392.4676 | -0.00109 | 463.4016 | 0.00021742 | 392.4676 | -4.5432e-05 | 396.4227 | 0 | 463.4016 | 0.22756 | 463.4016 | 0.76323 | 0 | 0 | 0.12741 | 0.020222 | 0.00033448 | 0.00089156 | 0.0007884 | 0.0011765 | 0 | 9.0263e-05 | 4.7953e-05 | -4.1272e-05 | 8.3261e-05 | 9.6513e-05 | 0.00011077 | 0.00017284 | 1.2813e-05 | 0 | 0.050598 | 0.16913
|  | 463.6233 | 0 | 463.6233 | 0 | 397.5167 | 0.59474 | 399.0182 | 0.09617 | 396.9592 | 0.00145 | 392.6848 | 0.00539 | 392.6848 | 0.00402 | 463.6233 | 0.0064283 | 396.6369 | 0 | 399.0182 | 0.003 | 392.6848 | 0.0011 | 392.4676 | -0.0019 | 396.6369 | 0.00078273 | 397.5167 | 0.00044514 | 392.6848 | 0.00211 | 463.6233 | 0.0013416 | 392.6848 | 0.00016342 | 396.6369 | 0 | 463.6233 | 0.22883 | 463.6233 | 0.76234 | 0 | 0 | 0.13136 | 0.021308 | 0.00033786 | 0.00060957 | 0.0004857 | 0.0014575 | 0 | 3.5892e-05 | -2.1726e-05 | -3.475e-05 | -1.2534e-05 | 9.7228e-05 | 0.00020392 | 0.00030191 | -1.5785e-05 | 0 | 0.050453 | 0.16872
|  | 463.845 | 0 | 463.845 | 0 | 397.7343 | 0.61229 | 399.2357 | 0.09974 | 397.1786 | 0.00163 | 392.902 | 0.00022147 | 392.902 | 0.00045118 | 463.845 | 0.0067178 | 396.8511 | 0 | 399.2357 | -0.00267 | 392.902 | -0.0013 | 392.6848 | 0.00158 | 396.8511 | -0.00089975 | 397.7343 | 0.00044828 | 392.902 | -0.00023281 | 463.845 | 0.0013815 | 392.902 | -0.00030873 | 396.8511 | 0 | 463.845 | 0.22624 | 463.845 | 0.75946 | 0 | 0 | 0.13557 | 0.022253 | 0.0003433 | 0.00044003 | 0.00017716 | 0.001285 | 0 | 6.961e-05 | -0.0001867 | -2.6071e-05 | -6.9399e-05 | 9.7852e-05 | 0.00013763 | 0.00015992 | -2.6529e-05 | 0 | 0.04975 | 0.1679
|  | 464.0668 | 0 | 464.0668 | 0 | 397.952 | 0.63347 | 399.4533 | 0.10486 | 397.398 | 0.0015 | 393.1192 | 0.00383 | 393.1192 | 0.00118 | 464.0668 | 0.0048712 | 397.0654 | 0 | 399.4533 | 0.00331 | 393.1192 | -0.00041898 | 392.902 | -0.00182 | 397.0654 | 0.00025186 | 397.952 | 0.00045088 | 393.1192 | 0.0015 | 464.0668 | 6.0831e-05 | 393.1192 | 6.4473e-05 | 397.0654 | 0 | 464.0668 | 0.22245 | 464.0668 | 0.75479 | 0 | 0 | 0.13978 | 0.023106 | 0.00034444 | 0.00058769 | 0.0005312 | 0.0013286 | 0 | 4.7857e-05 | -0.0005224 | 0.00010861 | -0.00015604 | 9.8359e-05 | 3.4762e-05 | 0.00015028 | 2.3188e-06 | 0 | 0.049207 | 0.16625
|  | 464.2886 | 0 | 464.2886 | 0 | 398.1696 | 0.65081 | 399.6708 | 0.10758 | 397.6174 | 0.00164 | 393.3365 | 0.00158 | 393.3365 | 0.00371 | 464.2886 | 0.0071108 | 397.2796 | 0 | 399.6708 | -0.00287 | 393.3365 | -0.00439 | 393.1192 | 0.00282 | 397.2796 | -0.0017086 | 398.1696 | 0.00045281 | 393.3365 | -0.00118 | 464.2886 | 0.0012945 | 393.3365 | -4.3128e-05 | 397.2796 | 0 | 464.2886 | 0.22131 | 464.2886 | 0.74447 | 0 | 0 | 0.14381 | 0.024231 | 0.00034449 | 0.00046498 | 0.00071376 | 0.001359 | 0 | -0.00013162 | -0.00017165 | -7.93e-05 | -0.0002029 | 9.8708e-05 | 9.343e-05 | 0.00012558 | 8.1592e-07 | 0 | 0.048643 | 0.16475
|  | 464.5104 | 0 | 464.5104 | 0 | 398.3873 | 0.67045 | 399.8883 | 0.11517 | 397.8368 | 0.0015 | 393.5538 | 0.0027 | 393.5538 | 0.00286 | 464.5104 | 0.0051438 | 397.4939 | 0 | 399.8883 | 0.00166 | 393.5538 | 0.00281 | 393.3365 | -0.00355 | 397.4939 | -0.00018535 | 398.3873 | 0.00045409 | 393.5538 | 0.00204 | 464.5104 | -0.00016202 | 393.5538 | 5.0638e-05 | 397.4939 | 0 | 464.5104 | 0.21733 | 464.5104 | 0.74121 | 0 | 0 | 0.1478 | 0.025333 | 0.00034778 | 0.00045305 | 0.00059429 | 0.0013921 | 0 | -6.5277e-06 | 0.00018578 | -8.6912e-05 | -9.3917e-05 | 9.8934e-05 | 0.00019538 | 0.00013057 | -2.2838e-05 | 0 | 0.048443 | 0.16423
|  | 464.7321 | 0 | 464.7321 | 0 | 398.605 | 0.6875 | 400.1059 | 0.11768 | 398.0562 | 0.00167 | 393.7711 | 0.00147 | 393.7711 | 0.00261 | 464.7321 | 0.0074091 | 397.7081 | 0 | 400.1059 | -0.00172 | 393.7711 | -0.0011 | 393.5538 | 0.00275 | 397.7081 | -0.0006913 | 398.605 | 0.00045489 | 393.7711 | -0.00024167 | 464.7321 | 0.0013394 | 393.7711 | -0.00026084 | 397.7081 | 0 | 464.7321 | 0.21948 | 464.7321 | 0.73971 | 0 | 0 | 0.15177 | 0.026547 | 0.00035107 | 0.00037481 | 0.00040957 | 0.0014167 | 0 | 0.00015123 | -1.1649e-05 | 0.0001684 | 1.5928e-05 | 9.9095e-05 | 0.00026273 | 0.00014749 | -1.7667e-05 | 0 | 0.047973 | 0.16265
|  | 464.954 | 0 | 464.954 | 0 | 398.8227 | 0.70676 | 400.3235 | 0.12633 | 398.2756 | 0.00153 | 393.9883 | 0.00198 | 393.9883 | 0.00116 | 464.954 | 0.0053647 | 397.9224 | 0 | 400.3235 | 0.00311 | 393.9883 | 0.00099278 | 393.7711 | -0.0012 | 397.9224 | 0.00083995 | 398.8227 | 0.00045544 | 393.9883 | 0.00266 | 464.954 | -9.5317e-06 | 393.9883 | 9.8227e-05 | 397.9224 | 0 | 464.954 | 0.21307 | 464.954 | 0.7269 | 0 | 0 | 0.15576 | 0.027761 | 0.00035333 | 0.0003084 | 0.00026187 | 0.0013931 | 0 | 0.00016863 | -7.0107e-07 | 0.00020533 | 4.7588e-05 | 9.9212e-05 | 0.0002005 | 0.00011168 | 2.7761e-05 | 0 | 0.047054 | 0.16019
|  | 465.1758 | 0 | 465.1758 | 0 | 399.0404 | 0.72411 | 400.5411 | 0.12884 | 398.4951 | 0.00169 | 394.2057 | 0.00085823 | 394.2057 | 0.00125 | 465.1758 | 0.0071952 | 398.1367 | 0 | 400.5411 | -0.00156 | 394.2057 | -0.00099923 | 393.9883 | 0.00309 | 398.1367 | -0.00039582 | 399.0404 | 0.00045596 | 394.2057 | -0.00081481 | 465.1758 | 0.0010164 | 394.2057 | 0.00015725 | 398.1367 | 0 | 465.1758 | 0.21117 | 465.1758 | 0.71735 | 0 | 0 | 0.1598 | 0.02889 | 0.00035661 | 0.00014893 | 0.00043027 | 0.0014247 | 0 | 0.00017954 | 0.00032279 | -9.4534e-05 | 8.6271e-05 | 9.935e-05 | -7.7719e-05 | 0.00011241 | 6.9822e-05 | 0 | 0.046375 | 0.15848
|  | 465.3976 | 0 | 465.3976 | 0 | 399.2582 | 0.74363 | 400.7587 | 0.13667 | 398.7145 | 0.00156 | 394.423 | 0.0005124 | 394.423 | 0.00271 | 465.3976 | 0.0056493 | 398.351 | 0 | 400.7587 | 0.00321 | 394.423 | 0.00397 | 394.2057 | -0.00396 | 398.351 | 0.001201 | 399.2582 | 0.00045658 | 394.423 | 9.9526e-05 | 465.3976 | -3.0349e-06 | 394.423 | 0.00048535 | 398.351 | 0 | 465.3976 | 0.20693 | 465.3976 | 0.71141 | 0 | 0 | 0.1637 | 0.030242 | 0.00035995 | 0.00019911 | 0.00057264 | 0.0014525 | 0 | 0.00014689 | 0.00053226 | -3.8029e-05 | 2.1363e-05 | 9.9493e-05 | 8.3676e-05 | 0.00012461 | 7.0702e-05 | 0 | 0.046277 | 0.15849
|  | 465.6195 | 0 | 465.6195 | 0 | 399.4759 | 0.76001 | 400.9764 | 0.14126 | 398.934 | 0.00172 | 394.6403 | 0.00132 | 394.6403 | 0.00256 | 465.6195 | 0.0074449 | 398.5653 | 0 | 400.9764 | -0.00186 | 394.6403 | 0.00092839 | 394.423 | 0.00361 | 398.5653 | -0.0010016 | 399.4759 | 0.00045727 | 394.6403 | 0.00067055 | 465.6195 | 0.0011264 | 394.6403 | 0.00016532 | 398.5653 | 0 | 465.6195 | 0.21026 | 465.6195 | 0.71741 | 0 | 0 | 0.16754 | 0.031554 | 0.00036324 | 0.00032711 | 0.00057054 | 0.0015096 | 0 | 7.6177e-06 | 0.00048343 | 4.781e-05 | 8.6121e-05 | 9.9628e-05 | 0.0003 | 0.00014742 | 4.5906e-05 | 0 | 0.046284 | 0.15875
|  | 465.8413 | 0 | 465.8413 | 0 | 399.6937 | 0.7789 | 401.194 | 0.14869 | 399.1535 | 0.00159 | 394.8576 | 0.00169 | 394.8576 | 0.00269 | 465.8413 | 0.0061632 | 398.7797 | 0 | 401.194 | 0.00193 | 394.8576 | 0.00352 | 394.6403 | -0.00317 | 398.7797 | 0.0018053 | 399.6937 | 0.00045783 | 394.8576 | 0.00209 | 465.8413 | 0.00020252 | 394.8576 | 0.0002571 | 398.7797 | 0 | 465.8413 | 0.20695 | 465.8413 | 0.7136 | 0 | 0 | 0.17126 | 0.032905 | 0.00036874 | 8.2811e-05 | 0.00017605 | 0.0015903 | 0 | -5.4412e-05 | 0.00039185 | -3.5863e-05 | 0.00028858 | 9.9715e-05 | 0.00012152 | 0.00013719 | -1.9576e-05 | 0 | 0.04604 | 0.15818
|  | 466.0632 | 0 | 466.0632 | 0 | 399.9114 | 0.79397 | 401.4117 | 0.15368 | 399.373 | 0.00177 | 395.075 | -0.00092796 | 395.075 | -0.00107 | 466.0632 | 0.0081719 | 398.994 | 0 | 401.4117 | -0.00243 | 395.075 | 8.5904e-05 | 394.8576 | 0.00284 | 398.994 | 0.00088729 | 399.9114 | 0.00045794 | 395.075 | -0.00097172 | 466.0632 | 0.0010341 | 395.075 | -0.00043724 | 398.994 | 0 | 466.0632 | 0.20804 | 466.0632 | 0.71217 | 0 | 0 | 0.17488 | 0.034124 | 0.00037097 | -0.00018768 | -5.4518e-05 | 0.0016237 | 0 | -0.00021721 | 0.00011208 | 9.6716e-05 | 0.00012464 | 9.9652e-05 | 0.00014002 | 0.00012005 | -6.0769e-05 | 0 | 0.045896 | 0.15799
|  | 466.2851 | 0 | 466.2851 | 0 | 400.1292 | 0.81207 | 401.6293 | 0.15984 | 399.5925 | 0.00161 | 395.2924 | -0.00079879 | 395.2924 | 0.00056841 | 466.2851 | 0.0064628 | 399.2084 | 0 | 401.6293 | 0.00043433 | 395.2924 | 0.00094526 | 395.075 | -0.00195 | 399.2084 | 0.0002756 | 400.1292 | 0.00045725 | 395.2924 | 0.00226 | 466.2851 | 4.789e-05 | 395.2924 | -0.00012186 | 399.2084 | 0 | 466.2851 | 0.20562 | 466.2851 | 0.71184 | 0 | 0 | 0.1785 | 0.03546 | 0.00036878 | 3.1652e-05 | 0.0001846 | 0.0016107 | 0 | -0.00023899 | 0.00013689 | -0.00016955 | 0.00016601 | 9.9398e-05 | 0.00020908 | 0.00013893 | 3.103e-05 | 0 | 0.045543 | 0.15753
|  | 466.507 | 0 | 466.507 | 0 | 400.347 | 0.82699 | 401.847 | 0.16594 | 399.812 | 0.00175 | 395.5097 | 0.00109 | 395.5097 | 0.00113 | 466.507 | 0.0080537 | 399.4227 | 0 | 401.847 | -0.00263 | 395.5097 | 0.00031415 | 395.2924 | 0.00039008 | 399.4227 | 0.0012733 | 400.347 | 0.00045547 | 395.5097 | -0.00033639 | 466.507 | 0.0012042 | 395.5097 | 0.00040736 | 399.4227 | 0 | 466.507 | 0.20485 | 466.507 | 0.70796 | 0 | 0 | 0.18195 | 0.037176 | 0.00036775 | 0.00044996 | -4.3474e-05 | 0.0016304 | 0 | -0.00016328 | 0.0004678 | -0.00017281 | 0.00013254 | 9.8863e-05 | 0.0001069 | 0.0001566 | 8.2128e-05 | 0 | 0.044965 | 0.15546
|  | 466.729 | 0 | 466.729 | 0 | 400.5648 | 0.84404 | 402.0647 | 0.17558 | 400.0316 | 0.0016 | 395.7271 | 0.00305 | 395.7271 | -0.00153 | 466.729 | 0.0066402 | 399.6371 | 0 | 402.0647 | 0.00113 | 395.7271 | 0.00399 | 395.5097 | -0.00198 | 399.6371 | -3.6841e-05 | 400.5648 | 0.00045247 | 395.7271 | 0.00132 | 466.729 | 0.00020715 | 395.7271 | 0.0003483 | 399.6371 | 0 | 466.729 | 0.20039 | 466.729 | 0.69311 | 0 | 0 | 0.18543 | 0.038846 | 0.00036334 | 0.00033609 | 4.6743e-05 | 0.0016781 | 0 | -0.00016873 | 0.00020219 | -7.6079e-05 | 4.26e-05 | 9.8109e-05 | 0.00017432 | 0.00016064 | 5.7901e-05 | 0 | 0.044392 | 0.15368
|  | 466.9509 | 0 | 466.9509 | 0 | 400.7826 | 0.85843 | 402.2824 | 0.18128 | 400.2511 | 0.00171 | 395.9445 | 4.1728e-05 | 395.9445 | 0.00196 | 466.9509 | 0.0084817 | 399.8515 | 0 | 402.2824 | -0.00268 | 395.9445 | -0.00213 | 395.7271 | 0.00128 | 399.8515 | 0.00043426 | 400.7826 | 0.0004483 | 395.9445 | 0.00028356 | 466.9509 | 0.0012404 | 395.9445 | 0.00018434 | 399.8515 | 0 | 466.9509 | 0.19965 | 466.9509 | 0.69181 | 0 | 0 | 0.18866 | 0.040506 | 0.00036114 | 7.6977e-05 | 0.00028434 | 0.0017042 | 0.0013305 | -0.00018357 | -0.00020166 | -2.7176e-05 | -4.0895e-05 | 9.7095e-05 | 0.00013296 | 0.00014034 | 2.1166e-05 | 0.00071342 | 0.043879 | 0.1528
|  | 467.1728 | 0 | 467.1728 | 0 | 401.0004 | 0.87397 | 402.5002 | 0.19083 | 400.4706 | 0.00158 | 396.1619 | 0.0006664 | 396.1619 | 0.00065567 | 467.1728 | 0.0068751 | 400.0659 | 0.01241 | 402.5002 | 0.00099367 | 396.1619 | 0.00027486 | 395.9445 | -0.00153 | 400.0659 | -0.00081571 | 401.0004 | 0.00044327 | 396.1619 | 0.00093955 | 467.1728 | 2.4161e-05 | 396.1619 | 1.0368e-05 | 400.0659 | 0.0066545 | 467.1728 | 0.19575 | 467.1728 | 0.68508 | 0 | 0 | 0.19168 | 0.042363 | 0.00036011 | 4.9859e-05 | 0.00029306 | 0.0017099 | 0.0025718 | -2.3553e-05 | -0.00024408 | -2.2828e-05 | -7.6032e-05 | 9.597e-05 | -2.0705e-05 | 0.00011697 | -1.8249e-05 | 0.0012971 | 0.043609 | 0.15214
|  | 467.3948 | 0 | 467.3948 | 0 | 401.2183 | 0.88589 | 402.7179 | 0.19827 | 400.6902 | 0.0017 | 396.3794 | -0.00020778 | 396.3794 | 0.00204 | 467.3948 | 0.0085324 | 400.2803 | 0.01158 | 402.7179 | -0.00121 | 396.3794 | -0.00252 | 396.1619 | 0.00132 | 400.2803 | 0.00010651 | 401.2183 | 0.00043785 | 396.3794 | -0.00113 | 467.3948 | 0.0010298 | 396.3794 | -0.00017823 | 400.2803 | 0.005444 | 467.3948 | 0.1972 | 467.3948 | 0.68577 | 0 | 0 | 0.19469 | 0.044257 | 0.0003568 | 0.0002753 | 0.0005436 | 0.0017957 | 0.0027832 | 4.3554e-05 | -0.00016581 | -0.00013589 | 0.00020879 | 9.4822e-05 | 0.00011959 | 0.00014653 | -2.9167e-05 | 0.0013473 | 0.043366 | 0.15136
|  | 467.6168 | 0 | 467.6168 | 0 | 401.4361 | 0.90133 | 402.9357 | 0.20819 | 400.9098 | 0.00155 | 396.5968 | 0.00274 | 396.5968 | 0.00296 | 467.6168 | 0.0076461 | 400.4948 | 0.01438 | 402.9357 | 0.00161 | 396.5968 | 0.00099488 | 396.3794 | -0.00257 | 400.4948 | 0.001841 | 401.4361 | 0.00043262 | 396.5968 | 0.00223 | 467.6168 | 0.00029037 | 396.5968 | -9.0045e-05 | 400.4948 | 0.0071228 | 467.6168 | 0.19352 | 467.6168 | 0.67792 | 0 | 0 | 0.19755 | 0.046175 | 0.00035246 | 0.00043705 | 0.00052729 | 0.0018595 | 0.0026871 | -0.00012957 | 0.00011825 | -0.00010872 | 0.00012476 | 9.3752e-05 | 0.00030538 | 0.00013891 | 1.505e-05 | 0.0014423 | 0.043165 | 0.15125
|  | 467.8388 | 0 | 467.8388 | 0 | 401.654 | 0.91241 | 403.1534 | 0.21588 | 401.1294 | 0.00166 | 396.8142 | 0.00128 | 396.8142 | 0.00189 | 467.8388 | 0.009107 | 400.7092 | 0.01068 | 403.1534 | -0.0028 | 396.8142 | 9.2739e-05 | 396.5968 | 0.00157 | 400.7092 | -0.0006775 | 401.654 | 0.00042815 | 396.8142 | 0.00057891 | 467.8388 | 0.0009611 | 396.8142 | 0.00022847 | 400.7092 | 0.0063284 | 467.8388 | 0.19538 | 467.8388 | 0.68479 | 0 | 0 | 0.20035 | 0.048026 | 0.00034808 | 0.00043059 | 0.00056542 | 0.0018818 | 0.0025402 | 2.2867e-05 | 0.00028953 | 8.6877e-05 | 3.8696e-05 | 9.293e-05 | 0.00038806 | 0.00014328 | 4.0775e-05 | 0.0014935 | 0.043251 | 0.15224
|  | 468.0608 | 0 | 468.0608 | 0 | 401.8718 | 0.92681 | 403.3712 | 0.22517 | 401.349 | 0.00151 | 397.0317 | 0.00268 | 397.0317 | 0.00331 | 468.0608 | 0.0078455 | 400.9237 | 0.01301 | 403.3712 | 0.00301 | 397.0317 | 0.00257 | 396.8142 | -0.00077091 | 400.9236 | 0.0010384 | 401.8718 | 0.00042495 | 397.0317 | 0.00299 | 468.0608 | 0.00032962 | 397.0317 | 0.00014652 | 400.9236 | 0.0076008 | 468.0608 | 0.19425 | 468.0608 | 0.68664 | 0 | 0 | 0.20286 | 0.049975 | 0.00034592 | 0.00036302 | 0.00070352 | 0.001963 | 0.0029339 | 0.00020255 | 0.00024318 | 1.3308e-05 | 0.00020212 | 9.2422e-05 | 0.00021898 | 0.00019713 | 7.7557e-05 | 0.0014812 | 0.043375 | 0.15289
|  | 468.2828 | 0 | 468.2828 | 0 | 402.0897 | 0.93522 | 403.589 | 0.23374 | 401.5686 | 0.00164 | 397.2492 | 0.00065855 | 397.2492 | 0.00316 | 468.2828 | 0.0098378 | 401.1381 | 0.01435 | 403.589 | -0.00115 | 397.2492 | -0.00033353 | 397.0317 | 0.0008933 | 401.1381 | 0.00084641 | 402.0897 | 0.00042336 | 397.2492 | -0.00097608 | 468.2828 | 0.0014461 | 397.2492 | 0.00056674 | 401.1381 | 0.0062118 | 468.2828 | 0.19647 | 468.2828 | 0.69063 | 0 | 0 | 0.20504 | 0.052059 | 0.00034479 | 0.0004022 | 0.00039904 | 0.0020491 | 0.0031443 | 5.7717e-05 | 0.00030845 | -0.00025734 | 0.00025864 | 9.2264e-05 | 0.00016028 | 0.00017117 | 9.1219e-05 | 0.0014772 | 0.043455 | 0.15337
|  | 468.5048 | 0 | 468.5048 | 0 | 402.3076 | 0.94679 | 403.8068 | 0.2443 | 401.7882 | 0.0015 | 397.4667 | 0.00304 | 397.4667 | 0.00050953 | 468.5048 | 0.0086196 | 401.3526 | 0.01497 | 403.8068 | 0.00168 | 397.4667 | 0.00317 | 397.2492 | -0.00326 | 401.3526 | 0.0015654 | 402.3076 | 0.00042351 | 397.4667 | 0.00245 | 468.5048 | 9.5745e-05 | 397.4667 | 0.00027209 | 401.3526 | 0.0075634 | 468.5048 | 0.19496 | 468.5048 | 0.69085 | 0 | 0 | 0.20711 | 0.054139 | 0.00034377 | 0.00046871 | 2.6539e-05 | 0.0021407 | 0.0031303 | -4.03e-05 | 8.9175e-05 | -3.4798e-05 | 0.00013963 | 9.2477e-05 | 0.00024789 | 0.00013933 | 2.624e-05 | 0.0015138 | 0.043404 | 0.15357
|  | 468.7269 | 0 | 468.7269 | 0 | 402.5255 | 0.95421 | 404.0247 | 0.25275 | 402.0079 | 0.00163 | 397.6842 | 0.00127 | 397.6842 | -0.00026549 | 468.7269 | 0.010662 | 401.5671 | 0.01422 | 404.0247 | -0.00205 | 397.6842 | -0.00235 | 397.4667 | 0.00294 | 401.5671 | -0.00026327 | 402.5255 | 0.00042531 | 397.6842 | -0.00017057 | 468.7269 | 0.0011592 | 397.6842 | -3.081e-05 | 401.5671 | 0.0065531 | 468.7269 | 0.19598 | 468.7269 | 0.69235 | 0 | 0 | 0.20901 | 0.056426 | 0.00034269 | 0.00057746 | 0.00019407 | 0.0022046 | 0.0034954 | 8.1686e-05 | -0.00017187 | 0.00029214 | 0.0001136 | 9.3017e-05 | 0.00016524 | 0.00015577 | 3.1746e-05 | 0.0014544 | 0.042924 | 0.15222
|  | 468.949 | 0 | 468.949 | 0 | 402.7434 | 0.96423 | 404.2425 | 0.26532 | 402.2276 | 0.00149 | 397.9017 | 0.00404 | 397.9017 | 0.00205 | 468.949 | 0.0091943 | 401.7816 | 0.01837 | 404.2425 | 0.0028 | 397.9017 | 0.00076958 | 397.6842 | -0.00025369 | 401.7816 | 0.0013224 | 402.7434 | 0.00042847 | 397.9017 | 0.00169 | 468.949 | 0.0002437 | 397.9017 | 0.00032273 | 401.7816 | 0.0070072 | 468.949 | 0.19062 | 468.949 | 0.67864 | 0 | 0 | 0.21084 | 0.058813 | 0.00034269 | 0.00063845 | 1.7402e-05 | 0.0022049 | 0.0033741 | 7.0808e-05 | 7.1046e-05 | 0.00034434 | 0.00010598 | 9.3818e-05 | -1.4139e-05 | 0.00014634 | 6.2993e-05 | 0.0014566 | 0.041946 | 0.14961
|  | 469.171 | 0 | 469.171 | 0 | 402.9613 | 0.9707 | 404.4604 | 0.27457 | 402.4472 | 0.00163 | 398.1192 | 0.00183 | 398.1192 | -0.00189 | 469.171 | 0.010662 | 401.9961 | 0.01309 | 404.4604 | -0.00215 | 398.1192 | -0.00011638 | 397.9017 | 0.00342 | 401.9961 | -0.0003343 | 402.9613 | 0.00043254 | 398.1192 | -0.00182 | 469.171 | 0.0010742 | 398.1192 | 0.00025644 | 401.9961 | 0.0065738 | 469.171 | 0.18713 | 469.171 | 0.6687 | 0 | 0 | 0.21245 | 0.061023 | 0.00034377 | 0.00082661 | -0.00010658 | 0.0022099 | 0.0030754 | 8.1698e-05 | 0.0003963 | 0.00014683 | 5.1891e-05 | 9.4763e-05 | 9.7889e-05 | 0.00013921 | 4.5218e-05 | 0.0017283 | 0.041126 | 0.14756
|  | 469.3931 | 0 | 469.3931 | 0 | 403.1793 | 0.9788 | 404.6782 | 0.28563 | 402.6669 | 0.0015 | 398.3367 | 0.00577 | 398.3367 | 0.00091005 | 469.3931 | 0.0092386 | 402.2106 | 0.01558 | 404.6782 | 0.0029 | 398.3367 | 0.00376 | 398.1192 | -0.00207 | 402.2106 | 0.00081804 | 403.1793 | 0.00043701 | 398.3367 | 0.00272 | 469.3931 | 0.00017947 | 398.3367 | 0.0001593 | 402.2106 | 0.0095376 | 469.3931 | 0.18322 | 469.3931 | 0.66011 | 0 | 0 | 0.21377 | 0.06351 | 0.00034383 | 0.00055721 | 8.5132e-05 | 0.0022241 | 0.0032524 | 0.00021752 | 0.00062766 | -6.7434e-05 | 0.00015069 | 9.5709e-05 | 0.00025329 | 0.00013598 | 3.2944e-05 | 0.0016412 | 0.040641 | 0.14626
|  | 469.6152 | 0 | 469.6152 | 0 | 403.3972 | 0.98306 | 404.8961 | 0.29738 | 402.8866 | 0.00163 | 398.5543 | -0.0006476 | 398.5543 | -0.00012744 | 469.6152 | 0.01079 | 402.4252 | 0.01474 | 404.8961 | -0.00090323 | 398.5543 | 0.00201 | 398.3367 | 0.00145 | 402.4252 | 0.00058673 | 403.3972 | 0.00044135 | 398.5543 | -0.00039156 | 469.6152 | 0.001045 | 398.5543 | 0.00014355 | 402.4252 | 0.005762 | 469.6152 | 0.18275 | 469.6152 | 0.65693 | 0 | 0 | 0.21487 | 0.066099 | 0.00034386 | 0.00015799 | 0.00034294 | 0.0022869 | 0.0032471 | 6.1755e-05 | 0.00029603 | 0.00036876 | 0.00018138 | 9.6604e-05 | 0.00015647 | 0.00012644 | 2.4584e-05 | 0.0016002 | 0.040371 | 0.14577
|  | 469.8373 | 0 | 469.8373 | 0 | 403.6152 | 0.98857 | 405.114 | 0.30926 | 403.1063 | 0.0015 | 398.7718 | 0.0021 | 398.7718 | 0.00328 | 469.8373 | 0.0098027 | 402.6397 | 0.01553 | 405.114 | 0.00147 | 398.7718 | 0.00071136 | 398.5543 | 0.00194 | 402.6397 | 0.0011042 | 403.6152 | 0.0004451 | 398.7718 | 0.00183 | 469.8373 | 9.3514e-05 | 398.7718 | 8.2452e-05 | 402.6397 | 0.0091557 | 469.8373 | 0.18078 | 469.8373 | 0.65569 | 0 | 0 | 0.21588 | 0.068733 | 0.00034493 | 0.00011966 | 0.00030902 | 0.00241 | 0.0033097 | 0.00017244 | -2.2487e-05 | 0.00025334 | 0.00017254 | 9.7336e-05 | 0.00016209 | 0.00011647 | 1.2492e-05 | 0.0016879 | 0.040308 | 0.14581
|  | 470.0595 | 0 | 470.0595 | 0 | 403.8332 | 0.99214 | 405.3319 | 0.32161 | 403.326 | 0.00164 | 398.9894 | -0.001 | 398.9894 | -0.00043921 | 470.0595 | 0.011896 | 402.8543 | 0.01532 | 405.3319 | 0.00011276 | 398.9894 | -0.00091808 | 398.7718 | 0.00038891 | 402.8543 | 0.00050405 | 403.8332 | 0.00044794 | 398.9894 | -0.00033996 | 470.0595 | 0.00095513 | 398.9894 | 3.2382e-05 | 402.8543 | 0.0065776 | 470.0595 | 0.18215 | 470.0595 | 0.65717 | 0 | 0 | 0.2167 | 0.071492 | 0.00034502 | 0.00027416 | 0.00022856 | 0.0025075 | 0.0035275 | 1.7891e-05 | 7.0925e-05 | -9.367e-05 | 0.00030668 | 9.7835e-05 | 0.00023174 | 0.00013807 | 3.8891e-05 | 0.0016292 | 0.040076 | 0.14529
|  | 470.2816 | 0 | 470.2816 | 0 | 404.0511 | 0.99605 | 405.5498 | 0.33449 | 403.5458 | 0.0015 | 399.207 | 0.00352 | 399.207 | 0.00254 | 470.2816 | 0.010679 | 403.0688 | 0.01756 | 405.5498 | 5.1438e-05 | 399.207 | 0.00157 | 398.9894 | -0.00125 | 403.0688 | 0.0023545 | 404.0511 | 0.00044968 | 399.207 | 0.00247 | 470.2816 | 0.00028795 | 399.207 | 0.00032509 | 403.0688 | 0.0086086 | 470.2816 | 0.17865 | 470.2816 | 0.65087 | 0 | 0 | 0.21725 | 0.074233 | 0.00034276 | 0.00065168 | 0.00027714 | 0.0025468 | 0.0038108 | -0.00010446 | 0.00012068 | 0.00018822 | 0.00025998 | 9.8093e-05 | 0.00026261 | 0.00015714 | 3.2215e-05 | 0.0016094 | 0.039706 | 0.14432
|  | 470.5038 | 0 | 470.5038 | 0 | 404.2691 | 0.99717 | 405.7678 | 0.3467 | 403.7655 | 0.00162 | 399.4246 | 0.00247 | 399.4246 | 7.3914e-06 | 470.5038 | 0.01225 | 403.2834 | 0.01796 | 405.7678 | -0.00101 | 399.4246 | -0.00046077 | 399.207 | 0.00298 | 403.2834 | 6.8727e-05 | 404.2691 | 0.00045031 | 399.4246 | -5.6211e-05 | 470.5038 | 0.0011268 | 399.4246 | -2.8981e-05 | 403.2834 | 0.0063931 | 470.5038 | 0.17882 | 470.5038 | 0.64843 | 0 | 0 | 0.21768 | 0.076967 | 0.00034283 | 0.0006583 | 0.00021842 | 0.002603 | 0.0040795 | 0.00014928 | 0.00027629 | 0.00026418 | -2.8443e-05 | 9.8112e-05 | 0.00013316 | 0.0001659 | 1.7839e-06 | 0.0015049 | 0.039314 | 0.14338
|  | 470.7259 | 0 | 470.7259 | 0 | 404.4871 | 1 | 405.9857 | 0.35965 | 403.9853 | 0.0015 | 399.6422 | 0.00358 | 399.6422 | 0.002 | 470.7259 | 0.011182 | 403.498 | 0.02006 | 405.9857 | 0.00238 | 399.6422 | 0.003 | 399.4246 | -0.00055174 | 403.498 | -0.0003338 | 404.4871 | 0.00044986 | 399.6422 | 0.00128 | 470.7259 | 0.0003666 | 399.6422 | 4.5376e-05 | 403.498 | 0.0076323 | 470.7259 | 0.17508 | 470.7259 | 0.64228 | 0 | 0 | 0.21783 | 0.080046 | 0.00034287 | 0.00054514 | 9.9017e-05 | 0.0026606 | 0.00446 | 0.00017632 | 0.00033367 | -5.2661e-05 | -7.8833e-05 | 9.7919e-05 | 0.00011504 | 0.00015771 | 3.4186e-06 | 0.0015446 | 0.038931 | 0.14261
|  | 470.9481 | 0 | 470.9481 | 0 | 404.7051 | 0.99829 | 406.2037 | 0.37478 | 404.2051 | 0.00162 | 399.8598 | 0.00143 | 399.8598 | -0.00109 | 470.9481 | 0.012768 | 403.7126 | 0.0215 | 406.2037 | -0.00076227 | 399.8598 | 6.6522e-05 | 399.6422 | 6.7768e-05 | 403.7126 | -0.00040079 | 404.7051 | 0.00044841 | 399.8598 | -0.00022273 | 470.9481 | 0.0010531 | 399.8598 | -1.3958e-05 | 403.7126 | 0.0067608 | 470.9481 | 0.17537 | 470.9481 | 0.64148 | 0 | 0 | 0.21775 | 0.083251 | 0.00034177 | 0.00043089 | 3.4819e-05 | 0.0027062 | 0.0047459 | 0.00021992 | 0.0002945 | -6.285e-05 | 3.9861e-05 | 9.7508e-05 | 0.0001368 | 0.00013395 | 2.3348e-05 | 0.0018357 | 0.038429 | 0.14138
|  | 471.1703 | 0 | 471.1703 | 0 | 404.9232 | 0.99896 | 406.4217 | 0.38903 | 404.4248 | 0.00149 | 400.0774 | 0.00253 | 400.0774 | 0.00141 | 471.1703 | 0.01159 | 403.9273 | 0.02273 | 406.4217 | 0.00278 | 400.0774 | 0.00264 | 399.8598 | -0.00064538 | 403.9272 | 0.00077228 | 404.9232 | 0.00044596 | 400.0774 | 0.00148 | 471.1703 | 0.00015256 | 400.0774 | 0.00022854 | 403.9272 | 0.010348 | 471.1703 | 0.17053 | 471.1703 | 0.63103 | 0 | 0 | 0.21736 | 0.086159 | 0.00034066 | 0.00039939 | 0.00027859 | 0.0027498 | 0.0043827 | 0.0002008 | 7.1824e-05 | 0.00013869 | 8.9048e-05 | 9.684e-05 | 0.00011945 | 0.00011251 | -3.971e-06 | 0.001622 | 0.037844 | 0.13962
|  | 471.3925 | 0 | 471.3925 | 0 | 405.1412 | 0.995 | 406.6397 | 0.40146 | 404.6446 | 0.00161 | 400.2951 | 0.00114 | 400.2951 | 0.00115 | 471.3925 | 0.01316 | 404.1419 | 0.01811 | 406.6397 | -0.00093775 | 400.2951 | -0.00198 | 400.0774 | 0.00192 | 404.1419 | 5.7499e-05 | 405.1412 | 0.00044241 | 400.2951 | -0.00038236 | 471.3925 | 0.00086009 | 400.2951 | -0.00026503 | 404.1419 | 0.0047667 | 471.3925 | 0.17009 | 471.3925 | 0.62559 | 0 | 0 | 0.21694 | 0.089377 | 0.00033852 | 0.00062795 | 0.00040594 | 0.0028208 | 0.0046066 | 1.0056e-05 | 0.00017195 | -0.00019806 | 0.00012283 | 9.5939e-05 | 0.00014666 | 0.00013298 | -2.7179e-06 | 0.001439 | 0.037347 | 0.138
|  | 471.6148 | 0 | 471.6148 | 0 | 405.3593 | 0.99485 | 406.8577 | 0.41844 | 404.8644 | 0.00147 | 400.5128 | 0.00463 | 400.5128 | 0.00258 | 471.6148 | 0.012227 | 404.3565 | 0.02481 | 406.8577 | 0.00103 | 400.5128 | 0.00356 | 400.2951 | -0.00374 | 404.3565 | 0.0010869 | 405.3593 | 0.00043757 | 400.5128 | 0.00173 | 471.6148 | 0.00033668 | 400.5128 | 0.00024005 | 404.3565 | 0.00864 | 471.6148 | 0.16602 | 471.6148 | 0.61639 | 0 | 0 | 0.21651 | 0.093025 | 0.00033632 | 0.00048264 | 0.00037151 | 0.0028777 | 0.0048642 | 3.0889e-05 | 0.00030379 | -0.0001676 | 0.0001676 | 9.4731e-05 | 0.00026126 | 0.00014049 | 5.9719e-05 | 0.0016767 | 0.03686 | 0.13684
|  | 471.837 | 0 | 471.837 | 0 | 405.5773 | 0.99079 | 407.0757 | 0.43496 | 405.0843 | 0.00159 | 400.7304 | -0.00019563 | 400.7304 | 0.00083333 | 471.837 | 0.01367 | 404.5712 | 0.02051 | 407.0757 | -0.00074663 | 400.7304 | -0.00076885 | 400.5128 | 0.0022 | 404.5712 | 0.00047465 | 405.5773 | 0.00043121 | 400.7304 | 0.00067043 | 471.837 | 0.0009276 | 400.7304 | 0.00030863 | 404.5712 | 0.0069819 | 471.837 | 0.1657 | 471.837 | 0.61506 | 0 | 0 | 0.21565 | 0.096472 | 0.00033303 | 0.00021271 | 0.00023763 | 0.002975 | 0.0046388 | 0.00016936 | 0.000331 | 0.00017832 | 0.00014235 | 9.3163e-05 | 0.00029283 | 0.0001334 | 7.2449e-05 | 0.0019755 | 0.036588 | 0.13635
|  | 472.0593 | 0 | 472.0593 | 0 | 405.7954 | 0.98696 | 407.2938 | 0.4499 | 405.3041 | 0.00144 | 400.9481 | 0.00215 | 400.9481 | 0.00135 | 472.0593 | 0.013101 | 404.7859 | 0.02271 | 407.2938 | 0.0023 | 400.9481 | 0.00381 | 400.7304 | -0.00056165 | 404.7859 | 0.00085163 | 405.7954 | 0.00042319 | 400.9481 | 0.00202 | 472.0593 | 0.00027287 | 400.9481 | 0.00035701 | 404.7859 | 0.011424 | 472.0593 | 0.16356 | 472.0593 | 0.61197 | 0 | 0 | 0.21448 | 0.099788 | 0.00032868 | 0.00043754 | 0.00040162 | 0.0030807 | 0.0050817 | 3.8159e-05 | 0.0005061 | 0.00023709 | 0.00025606 | 9.1238e-05 | 0.00024934 | 0.00013054 | 5.6902e-05 | 0.0018911 | 0.03646 | 0.13622
|  | 472.2815 | 0 | 472.2815 | 0 | 406.0135 | 0.98008 | 407.5118 | 0.46538 | 405.5239 | 0.00155 | 401.1658 | 0.00187 | 401.1658 | 0.00234 | 472.2815 | 0.014618 | 405.0005 | 0.02463 | 407.5118 | -0.00195 | 401.1658 | 0.00083993 | 400.9481 | 0.00274 | 405.0005 | 0.0015338 | 406.0135 | 0.00041356 | 401.1658 | 0.00027089 | 472.2815 | 0.0009017 | 401.1658 | 0.00016579 | 405.0005 | 0.0061932 | 472.2815 | 0.16452 | 472.2815 | 0.61378 | 0 | 0 | 0.21314 | 0.10359 | 0.00032541 | 0.00041909 | 0.00053666 | 0.0031624 | 0.0052567 | 9.8122e-06 | 0.00026995 | 8.0542e-05 | 0.00032153 | 8.9003e-05 | 0.00030816 | 0.00013365 | 2.1725e-05 | 0.0016804 | 0.036548 | 0.13694
|  | 472.5038 | 0 | 472.5038 | 0 | 406.2316 | 0.97463 | 407.7299 | 0.48478 | 405.7438 | 0.00141 | 401.3835 | 0.00198 | 401.3835 | 0.00259 | 472.5038 | 0.013836 | 405.2152 | 0.02434 | 407.7299 | 0.00204 | 401.3835 | 0.00164 | 401.1658 | -0.002 | 405.2152 | 0.0014615 | 406.2316 | 0.00040269 | 401.3835 | 0.00256 | 472.5038 | 0.00030086 | 401.3835 | 3.3782e-05 | 405.2152 | 0.0094606 | 472.5038 | 0.16433 | 472.5038 | 0.61838 | 0 | 0 | 0.2117 | 0.1073 | 0.00030889 | 0.00039625 | 0.00048878 | 0.0032553 | 0.0051043 | 3.5988e-05 | -1.4152e-05 | 2.7214e-05 | 0.00013845 | 8.6586e-05 | 0.00016111 | 0.00013761 | -7.0442e-06 | 0.0019621 | 0.03669 | 0.13776
|  | 472.7261 | 0 | 472.7261 | 0 | 406.4497 | 0.96657 | 407.948 | 0.49914 | 405.9636 | 0.0014 | 401.6012 | 0.00166 | 401.6012 | 0.0019 | 472.7261 | 0.015453 | 405.4299 | 0.02321 | 407.948 | -0.00171 | 401.6012 | -0.00177 | 401.3835 | 0.00225 | 405.4299 | -0.00017171 | 406.4497 | 0.00039128 | 401.6012 | -0.00108 | 472.7261 | 0.00093722 | 401.6012 | -9.8491e-05 | 405.4299 | 0.008818 | 472.7261 | 0.16579 | 472.7261 | 0.6211 | 0 | 0 | 0.21027 | 0.11081 | 0.00030673 | 0.00033967 | 0.00056612 | 0.0033953 | 0.0050491 | 8.8322e-05 | -4.4637e-05 | 0.00014293 | 0.00039121 | 8.4153e-05 | 0.00012193 | 0.00012598 | 9.8147e-06 | 0.0021075 | 0.03657 | 0.13761
|  | 472.9484 | 0 | 472.9484 | 0 | 406.6678 | 0.96123 | 408.166 | 0.51711 | 406.1835 | 0.00139 | 401.819 | 0.00146 | 401.819 | 0.0033 | 472.9484 | 0.015093 | 405.6447 | 0.02382 | 408.166 | 0.00252 | 401.819 | 0.00136 | 401.6012 | -0.00093703 | 405.6447 | 0.0038155 | 406.6678 | 0.00038028 | 401.819 | 0.0022 | 472.9484 | 0.00019612 | 401.819 | 0.00018864 | 405.6447 | 0.010812 | 472.9484 | 0.16321 | 472.9484 | 0.61686 | 0 | 0 | 0.20847 | 0.11463 | 0.00030458 | 0.00033423 | 0.00049971 | 0.0035019 | 0.0055508 | 5.2346e-05 | -5.879e-05 | -8.0561e-05 | 0.00042118 | 8.1908e-05 | 0.0002826 | 0.00011457 | 4.8098e-06 | 0.0021568 | 0.036404 | 0.13742
|  | 473.1707 | 0 | 473.1707 | 0 | 406.8859 | 0.95042 | 408.3842 | 0.53405 | 406.4034 | 0.00138 | 402.0367 | 0.00161 | 402.0367 | 0.00129 | 473.1707 | 0.016411 | 405.8594 | 0.02788 | 408.3842 | -0.00204 | 402.0367 | -0.0019 | 401.819 | 0.00019705 | 405.8594 | 0.00010745 | 406.8859 | 0.00037079 | 402.0367 | 0.00039572 | 473.1707 | 0.00083452 | 402.0367 | -0.00014446 | 405.8594 | 0.0092771 | 473.1707 | 0.16428 | 473.1707 | 0.61938 | 0 | 0 | 0.20649 | 0.11848 | 0.00030238 | 0.00034187 | 0.0001782 | 0.0035879 | 0.0061569 | 2.3994e-05 | -0.00019567 | -0.00018758 | 0.00017769 | 8.0125e-05 | 0.0001868 | 0.00012295 | -3.3357e-05 | 0.002417 | 0.036286 | 0.13764
|  | 473.3931 | 0 | 473.3931 | 0 | 407.1041 | 0.94273 | 408.6023 | 0.55227 | 406.6234 | 0.00137 | 402.2545 | 0.00153 | 402.2545 | 0.00034677 | 473.3931 | 0.015865 | 406.0741 | 0.02946 | 408.6023 | 0.00226 | 402.2545 | 0.00010276 | 402.0367 | -0.00192 | 406.0741 | 0.0015473 | 407.1041 | 0.00036383 | 402.2545 | 0.00132 | 473.3931 | 0.00027152 | 402.2545 | -0.00016191 | 406.0741 | 0.013233 | 473.3931 | 0.16213 | 473.3931 | 0.61874 | 0 | 0 | 0.20433 | 0.12202 | 0.00029908 | 0.00013758 | 0.0001902 | 0.0037127 | 0.0056103 | 0.00022117 | -0.00019134 | -7.2946e-05 | 6.5749e-05 | 7.8969e-05 | 0.00010055 | 0.0001309 | -3.5446e-05 | 0.0025291 | 0.036171 | 0.13777
|  | 473.6154 | 0 | 473.6154 | 0 | 407.3222 | 0.93038 | 408.8204 | 0.56659 | 406.8433 | 0.00135 | 402.4722 | -0.00026649 | 402.4722 | 0.0014 | 473.6154 | 0.01753 | 406.2889 | 0.02279 | 408.8204 | -0.00023191 | 402.4722 | -0.00186 | 402.2545 | 0.00125 | 406.2889 | -0.00093502 | 407.3222 | 0.0003601 | 402.4722 | -0.00039655 | 473.6154 | 0.0009059 | 402.4722 | -0.00016362 | 406.2889 | 0.010321 | 473.6154 | 0.16322 | 473.6154 | 0.6205 | 0 | 0 | 0.20044 | 0.12848 | 0.00029692 | 0.00020617 | 0.00037348 | 0.0038544 | 0.0052378 | -0.00025765 | -0.00023272 | -0.00016224 | -0.00010257 | 7.8528e-05 | -2.2422e-05 | 0.0001347 | 5.9753e-06 | 0.0022559 | 0.036094 | 0.1376
|  | 473.8378 | 0 | 473.8378 | 0 | 407.5404 | 0.90735 | 409.0386 | 0.61121 | 407.0632 | 0.00135 | 402.69 | 0.00216 | 402.69 | 0.00203 | 473.8378 | 0.017136 | 406.5036 | 0.02599 | 409.0386 | -0.00213 | 402.69 | -0.00027728 | 402.4722 | -0.00274 | 406.5036 | -2.0208e-05 | 407.5404 | 0.00035988 | 402.69 | 0.00019063 | 473.8378 | 0.00030561 | 402.69 | 0.0002185 | 406.5036 | 0.010688 | 473.8378 | 0.16141 | 473.8378 | 0.61712 | 0 | 0 | 0.19691 | 0.13557 | 0.00029802 | 0.00031338 | 0.00074263 | 0.0039499 | 0.006466 | -0.00012327 | 0.00027688 | -0.00043118 | 2.9204e-05 | 7.8856e-05 | 0.00029952 | 0.00012192 | 5.0866e-05 | 0.002342 | 0.035873 | 0.13696
|  | 474.0601 | 0 | 474.0601 | 0 | 407.7586 | 0.89753 | 409.2567 | 0.6316 | 407.2831 | 0.00136 | 402.9078 | 0.00071791 | 402.9078 | 0.00479 | 474.0601 | 0.018389 | 406.7184 | 0.03422 | 409.2567 | 0.001 | 402.9078 | 0.00282 | 402.69 | -0.00122 | 406.7184 | 0.00029214 | 407.7586 | 0.00036291 | 402.9078 | 0.00256 | 474.0601 | 0.00079097 | 402.9078 | 0.00024863 | 406.7184 | 0.01112 | 474.0601 | 0.16123 | 474.0601 | 0.61468 | 0 | 0 | 0.19415 | 0.13974 | 0.00029916 | 0.00018477 | 0.00064033 | 0.0040454 | 0.0067659 | 0 | 0.00015028 | 4.3556e-05 | 5.4382e-05 | 7.9778e-05 | 0.00015246 | 0.00011309 | 1.9147e-05 | 0.0022764 | 0.035623 | 0.1362
|  | 474.2825 | 0 | 474.2825 | 0 | 407.9767 | 0.88228 | 409.4749 | 0.64944 | 407.5031 | 0.00136 | 403.1256 | 0.00097882 | 403.1256 | 0.00109 | 474.2825 | 0.017992 | 406.9332 | 0.02878 | 409.4749 | -0.001 | 403.1256 | -0.00144 | 402.9078 | 0.00162 | 406.9332 | 0.00021425 | 407.9767 | 0.00036843 | 403.1256 | -0.00116 | 474.2825 | 0.00022609 | 403.1256 | -7.281e-05 | 406.9332 | 0.010077 | 474.2825 | 0.15914 | 474.2825 | 0.61022 | 0 | 0 | 0.1914 | 0.14384 | 0.00030026 | 0.00023292 | 0.00065558 | 0.0042115 | 0.0065925 | 0.00010365 | 0.00015791 | 8.8377e-05 | 0.00014812 | 8.1149e-05 | 0.00011108 | 0.0001256 | 2.3864e-05 | 0.0022012 | 0.03541 | 0.13543
|  | 474.5049 | 0 | 474.5049 | 0 | 408.1949 | 0.87205 | 409.6931 | 0.66888 | 407.7231 | 0.00137 | 403.3434 | 0.00116 | 403.3434 | 0.00493 | 474.5049 | 0.019879 | 407.148 | 0.0326 | 409.6931 | 0.00195 | 403.3434 | 0.00289 | 403.1256 | -0.00080846 | 407.148 | 0.0011648 | 408.1949 | 0.00037537 | 403.3434 | 0.00218 | 474.5049 | 0.00090336 | 403.3434 | 0.00029195 | 407.148 | 0.010417 | 474.5049 | 0.15929 | 474.5049 | 0.60764 | 0 | 0 | 0.1886 | 0.14764 | 0.0003003 | 0.00019152 | 0.0010086 | 0.0043372 | 0.0071199 | -2.182e-05 | 0.00010021 | 0.00014827 | 9.922e-05 | 8.2684e-05 | 0.00021387 | 0.00012384 | 2.4828e-05 | 0.00226 | 0.035091 | 0.1345
|  | 474.7274 | 0 | 474.7274 | 0 | 408.4131 | 0.85661 | 409.9113 | 0.68435 | 407.9431 | 0.00136 | 403.5612 | 0.00059832 | 403.5612 | 0.00433 | 474.7274 | 0.019122 | 407.3628 | 0.03369 | 409.9113 | -0.00215 | 403.5612 | -0.00197 | 403.3434 | 0.00217 | 407.3628 | -0.00024106 | 408.4131 | 0.0003825 | 403.5612 | -0.00021641 | 474.7274 | 0.00021026 | 403.5612 | -6.4001e-05 | 407.3628 | 0.010624 | 474.7274 | 0.15626 | 474.7274 | 0.60188 | 0 | 0 | 0.1855 | 0.15145 | 0.00030137 | 0.0002721 | 0.00055808 | 0.0044176 | 0.0071062 | -6.656e-05 | 6.0992e-05 | 0.00032754 | 5.4296e-05 | 8.4149e-05 | 0.00019644 | 0.00010755 | 2.2726e-05 | 0.0025496 | 0.034782 | 0.13378
|  | 474.9498 | 0 | 474.9498 | 0 | 408.6314 | 0.84338 | 410.1295 | 0.70361 | 408.1631 | 0.00138 | 403.779 | 0.0019 | 403.779 | 0.00079401 | 474.9498 | 0.020599 | 407.5776 | 0.03247 | 410.1295 | 0.00154 | 403.779 | 0.00253 | 403.5612 | 0.00083713 | 407.5776 | 0.00074657 | 408.6314 | 0.00038869 | 403.779 | 0.00202 | 474.9498 | 0.00075674 | 403.779 | 0.00027266 | 407.5776 | 0.013113 | 474.9498 | 0.15648 | 474.9498 | 0.60104 | 0 | 0 | 0.18225 | 0.15552 | 0.00031684 | 0.00040524 | 0.00041112 | 0.0045555 | 0.0072551 | -3.1643e-05 | 0.00022562 | 0.00027415 | 0.00010013 | 8.5306e-05 | 0.00011624 | 0.00010788 | 4.2627e-05 | 0.0026595 | 0.034546 | 0.1329
|  | 475.1722 | 0 | 475.1722 | 0 | 408.8496 | 0.82683 | 410.3478 | 0.72169 | 408.3831 | 0.0015 | 403.9969 | 0.00182 | 403.9969 | 0.00298 | 475.1722 | 0.020358 | 407.7925 | 0.03507 | 410.3478 | -0.00183 | 403.9969 | -0.00045888 | 403.779 | 0.00168 | 407.7925 | 0.00018557 | 408.8496 | 0.0003931 | 403.9969 | -0.00095292 | 475.1722 | 0.00021314 | 403.9969 | 0.00011864 | 407.7925 | 0.011645 | 475.1722 | 0.15411 | 475.1722 | 0.59383 | 0 | 0 | 0.17898 | 0.15949 | 0.000319 | 0.00037145 | 0.0002135 | 0.0046478 | 0.0076214 | -0.00014679 | 0.00015698 | 1.5251e-05 | 2.6616e-05 | 8.6025e-05 | 9.4451e-05 | 0.00011516 | 3.9467e-05 | 0.0026091 | 0.034239 | 0.13159
|  | 475.3947 | 0 | 475.3947 | 0 | 409.0678 | 0.81348 | 410.566 | 0.74002 | 408.6031 | 0.0014 | 404.2148 | 0.00159 | 404.2148 | -0.00102 | 475.3947 | 0.021428 | 408.0073 | 0.03588 | 410.566 | 0.00048475 | 404.2148 | 0.0019 | 403.9969 | -0.00154 | 408.0073 | 6.2199e-05 | 409.0678 | 0.00039528 | 404.2148 | 0.00182 | 475.3947 | 0.00082217 | 404.2148 | 0.00024367 | 408.0073 | 0.012643 | 475.3947 | 0.15371 | 475.3947 | 0.58925 | 0 | 0 | 0.17573 | 0.16366 | 0.00032124 | 0.00049565 | -2.5335e-05 | 0.0047567 | 0.0079441 | -8.3512e-05 | 0.0001384 | 8.2787e-05 | -6.9835e-05 | 8.6265e-05 | 0.0001704 | 0.00012976 | 1.9159e-05 | 0.0027325 | 0.03404 | 0.13098
|  | 475.6172 | 0 | 475.6172 | 0 | 409.2861 | 0.79681 | 410.7843 | 0.7597 | 408.8231 | 0.00152 | 404.4327 | 0.00296 | 404.4327 | 0.00078743 | 475.6172 | 0.021335 | 408.2222 | 0.03806 | 410.7843 | -0.00125 | 404.4327 | -0.00062948 | 404.2148 | 0.0023 | 408.2222 | -0.00071221 | 409.2861 | 0.00039519 | 404.4327 | -0.00025574 | 475.6172 | 0.00034433 | 404.4327 | -6.7799e-05 | 408.2222 | 0.01279 | 475.6172 | 0.15231 | 475.6172 | 0.58822 | 0 | 0 | 0.17244 | 0.16772 | 0.00032239 | 0.00042694 | 0.00051939 | 0.0049027 | 0.0081285 | 1.528e-05 | 0.00024627 | -5.4468e-06 | 0.00011733 | 8.6034e-05 | 8.3262e-05 | 0.00013463 | 3.1438e-05 | 0.00271 | 0.033997 | 0.13099
|  | 475.8396 | 0 | 475.8396 | 0 | 409.5044 | 0.78336 | 411.0026 | 0.77693 | 409.0432 | 0.00141 | 404.6505 | 0.00095882 | 404.6505 | 0.00398 | 475.8396 | 0.022738 | 408.4371 | 0.0376 | 411.0026 | 0.00139 | 404.6505 | 0.00289 | 404.4327 | -0.00235 | 408.4371 | 0.0018043 | 409.5044 | 0.00039317 | 404.6505 | 0.00102 | 475.8396 | 0.00086591 | 404.6505 | 0.00035637 | 408.4371 | 0.012434 | 475.8396 | 0.15331 | 475.8396 | 0.5893 | 0 | 0 | 0.16903 | 0.1714 | 0.00032349 | 0.00022104 | 0.00048336 | 0.0050346 | 0.0081568 | 1.6372e-05 | 0.00020483 | 4.3578e-06 | 0.00027064 | 8.5456e-05 | 0.00012695 | 0.00011359 | 4.7153e-05 | 0.0028529 | 0.033852 | 0.13073
|  | 476.0621 | 0 | 476.0621 | 0 | 409.7227 | 0.7653 | 411.2209 | 0.79336 | 409.2632 | 0.00153 | 404.8684 | 0.00107 | 404.8684 | 0.00045658 | 476.0621 | 0.022517 | 408.6519 | 0.03832 | 411.2209 | -0.00124 | 404.8684 | -0.00101 | 404.6505 | 0.00239 | 408.6519 | 0.00071476 | 409.7227 | 0.00038978 | 404.8684 | 0.00014517 | 476.0621 | 0.00015514 | 404.8684 | 7.6425e-05 | 408.6519 | 0.01412 | 476.0621 | 0.15097 | 476.0621 | 0.58583 | 0 | 0 | 0.16562 | 0.17512 | 0.0003257 | 0.00026909 | 0.0001881 | 0.0051755 | 0.0083897 | -0.0001124 | 4.4667e-05 | 2.5059e-05 | 9.1802e-05 | 8.4645e-05 | 0.00017379 | 9.2806e-05 | -1.3046e-06 | 0.0030075 | 0.033714 | 0.13033
|  | 476.2846 | 0 | 476.2846 | 0 | 409.9409 | 0.75208 | 411.4391 | 0.81114 | 409.4833 | 0.00143 | 405.0863 | 0.0014 | 405.0863 | 0.00127 | 476.2846 | 0.024002 | 408.8668 | 0.03976 | 411.4391 | 0.00021022 | 405.0863 | 0.00142 | 404.8684 | -0.00216 | 408.8669 | 0.00013959 | 409.9409 | 0.00038574 | 405.0863 | 0.00145 | 476.2846 | 0.00067903 | 405.0863 | -8.84e-05 | 408.8669 | 0.01387 | 476.2846 | 0.15206 | 476.2846 | 0.58565 | 0 | 0 | 0.16233 | 0.17884 | 0.00032573 | 0.0002365 | 0.00012136 | 0.0053108 | 0.0088135 | -0.00015826 | 0.00011314 | -8.4977e-05 | 3.9188e-05 | 8.3767e-05 | 0.00011274 | 9.8495e-05 | -8.9127e-06 | 0.0030618 | 0.033616 | 0.12973
|  | 476.5072 | 0 | 476.5072 | 0 | 410.1592 | 0.73519 | 411.6575 | 0.82717 | 409.7034 | 0.00153 | 405.3043 | 0.00077043 | 405.3043 | -0.00015628 | 476.5072 | 0.02373 | 409.0818 | 0.04226 | 411.6575 | -0.00166 | 405.3043 | -0.00038164 | 405.0863 | 0.00138 | 409.0818 | 0.0002251 | 410.1592 | 0.00038173 | 405.3043 | -0.00041535 | 476.5072 | 0.0002062 | 405.3043 | 6.6057e-06 | 409.0818 | 0.014624 | 476.5072 | 0.15006 | 476.5072 | 0.58032 | 0 | 0 | 0.15891 | 0.18223 | 0.00032573 | 2.4036e-05 | 9.5205e-05 | 0.005436 | 0.009271 | -5.458e-06 | 0.00025589 | 0.00019347 | 8.0086e-05 | 8.2973e-05 | 0.00021953 | 0.00010511 | 4.6834e-05 | 0.0031546 | 0.033436 | 0.12881
|  | 476.7297 | 0 | 476.7297 | 0 | 410.3776 | 0.72057 | 411.8758 | 0.84222 | 409.9235 | 0.00143 | 405.5222 | -0.00054985 | 405.5222 | 0.00103 | 476.7297 | 0.025125 | 409.2967 | 0.04401 | 411.8758 | 0.00161 | 405.5222 | 0.00273 | 405.3043 | 0.00039549 | 409.2967 | 0.0005201 | 410.3776 | 0.00037837 | 405.5222 | 0.00243 | 476.7297 | 0.00073841 | 405.5222 | 0.0004232 | 409.2967 | 0.014729 | 476.7297 | 0.15043 | 476.7297 | 0.57728 | 0 | 0 | 0.15537 | 0.18568 | 0.00032579 | -3.5971e-05 | 0.00027244 | 0.0055849 | 0.0096043 | 0.00018918 | 0.00031637 | 0.00020981 | 0.00013833 | 8.2358e-05 | 0.00029349 | 0.00011165 | 4.4291e-05 | 0.0033373 | 0.033289 | 0.12812
|  | 476.9523 | 0 | 476.9523 | 0 | 410.5959 | 0.70272 | 412.0942 | 0.85845 | 410.1436 | 0.00153 | 405.7401 | 0.00021976 | 405.7401 | 0.00147 | 476.9523 | 0.025065 | 409.5116 | 0.04537 | 412.0942 | 0.00012277 | 405.7401 | 0.00017312 | 405.5222 | 0.00153 | 409.5116 | 0.00076722 | 410.5959 | 0.00037609 | 405.7401 | 0.00026319 | 476.9523 | 0.00026497 | 405.7401 | -1.6769e-05 | 409.5116 | 0.016329 | 476.9523 | 0.14873 | 476.9523 | 0.57415 | 0 | 0 | 0.15189 | 0.18915 | 0.00032798 | 6.7818e-05 | 0.00030732 | 0.0057399 | 0.0099 | 0.00013677 | 0.00027279 | 7.6282e-06 | 0.00024631 | 8.2012e-05 | 0.00029023 | 0.00010592 | 1.2696e-05 | 0.0033861 | 0.033259 | 0.12822
|  | 477.1748 | 0 | 477.1748 | 0 | 410.8142 | 0.68872 | 412.3125 | 0.87407 | 410.3637 | 0.00145 | 405.9581 | 0.00040254 | 405.9581 | 0.00135 | 477.1748 | 0.026513 | 409.7266 | 0.04674 | 412.3125 | 0.00113 | 405.9581 | 0.00233 | 405.7401 | -0.00146 | 409.7266 | 0.0015244 | 410.8142 | 0.0003752 | 405.9581 | 0.0024 | 477.1748 | 0.00068679 | 405.9581 | 0.00013327 | 409.7266 | 0.015175 | 477.1748 | 0.15013 | 477.1748 | 0.578 | 0 | 0 | 0.14841 | 0.19213 | 0.00032908 | 0.00037081 | 0.00023646 | 0.0059352 | 0.0097024 | 6.666e-05 | 0.00024599 | 4.1412e-05 | 0.00022955 | 8.1995e-05 | 0.00021839 | 9.4503e-05 | 1.8736e-05 | 0.0034031 | 0.033324 | 0.12847
|  | 477.3974 | 0 | 477.3974 | 0 | 411.0326 | 0.67064 | 412.5309 | 0.88551 | 410.5839 | 0.00154 | 406.1761 | 0.003 | 406.1761 | 0.00081972 | 477.3974 | 0.026818 | 409.9415 | 0.04354 | 412.5309 | -0.0005195 | 406.1761 | -7.2795e-05 | 405.9581 | 0.00184 | 409.9415 | 0.00061156 | 411.0326 | 0.00037583 | 406.1761 | -0.00039604 | 477.3974 | 0.00016237 | 406.1761 | 3.865e-05 | 409.9415 | 0.016491 | 477.3974 | 0.1493 | 477.3974 | 0.57636 | 0 | 0 | 0.14483 | 0.19508 | 0.00033024 | 0.00047084 | 0.00043593 | 0.0061157 | 0.010101 | 2.387e-05 | 0.00024492 | 1.0898e-06 | 0.00023956 | 8.2295e-05 | 0.00019007 | 0.00010606 | 7.1039e-06 | 0.0034781 | 0.033438 | 0.12834
|  | 477.62 | 0 | 477.62 | 0 | 411.2509 | 0.65594 | 412.7493 | 0.90102 | 410.804 | 0.00146 | 406.394 | 0.00132 | 406.394 | 0.00318 | 477.62 | 0.028132 | 410.1565 | 0.05043 | 412.7493 | 0.0007381 | 406.394 | 0.00232 | 406.1761 | -0.00183 | 410.1565 | 0.001617 | 411.2509 | 0.00037795 | 406.394 | 0.00214 | 477.62 | 0.00079062 | 406.394 | 2.653e-05 | 410.1565 | 0.015864 | 477.62 | 0.15115 | 477.62 | 0.57677 | 0 | 0 | 0.14132 | 0.19814 | 0.00033243 | 2.8339e-05 | 0.00066596 | 0.0062579 | 0.010573 | 3.2829e-05 | 0.00025698 | 7.6293e-05 | 5.2037e-05 | 8.2906e-05 | 0.00011662 | 0.00011213 | 2.1319e-05 | 0.0035419 | 0.033483 | 0.12823
|  | 477.8426 | 0 | 477.8426 | 0 | 411.4693 | 0.63849 | 412.9677 | 0.91333 | 411.0242 | 0.00156 | 406.612 | -0.00106 | 406.612 | 0.00293 | 477.8426 | 0.028091 | 410.3715 | 0.04794 | 412.9677 | -0.00043748 | 406.612 | 3.7705e-05 | 406.394 | 0.00253 | 410.3715 | -0.0011328 | 411.4693 | 0.00038143 | 406.612 | -0.00107 | 477.8426 | 0.00021677 | 406.612 | 0.00016906 | 410.3715 | 0.017089 | 477.8426 | 0.14968 | 477.8426 | 0.57531 | 0 | 0 | 0.13791 | 0.20076 | 0.00033247 | 0.00023546 | 0.00071838 | 0.0064215 | 0.011179 | 7.2353e-05 | 0.00014582 | 0.00017086 | 7.82e-05 | 8.3799e-05 | -2.1215e-05 | 0.00010066 | 2.4153e-05 | 0.0039578 | 0.033386 | 0.12811
|  | 478.0652 | 0 | 478.0652 | 0 | 411.6877 | 0.62454 | 413.1861 | 0.92499 | 411.2443 | 0.00146 | 406.8301 | 0.00322 | 406.8301 | 0.00366 | 478.0652 | 0.029599 | 410.5865 | 0.05605 | 413.1861 | 0.0011 | 406.8301 | 0.0013 | 406.612 | -0.00096236 | 410.5865 | 0.0018603 | 411.6877 | 0.00038602 | 406.8301 | 0.00087539 | 478.0652 | 0.00068758 | 406.8301 | 5.2508e-05 | 410.5865 | 0.019728 | 478.0652 | 0.15026 | 478.0652 | 0.57559 | 0 | 0 | 0.13446 | 0.20314 | 0.00033359 | 0.00031915 | 0.00054614 | 0.006654 | 0.011689 | 1.0922e-05 | 0.00011964 | 8.8041e-05 | 0.00016738 | 8.4885e-05 | 8.0223e-05 | 0.00010425 | 5.477e-07 | 0.0042161 | 0.033471 | 0.12841
|  | 478.2879 | 0 | 478.2879 | 0 | 411.906 | 0.60683 | 413.4045 | 0.93495 | 411.4645 | 0.00157 | 407.0481 | -0.00029233 | 407.0481 | 0.00135 | 478.2879 | 0.030174 | 410.8014 | 0.05269 | 413.4045 | -0.001 | 407.0481 | -0.00020252 | 406.8301 | 0.00177 | 410.8015 | -0.00030326 | 411.906 | 0.00039138 | 407.0481 | -0.00013947 | 478.2879 | 0.00024889 | 407.0481 | -4.7483e-05 | 410.8015 | 0.019492 | 478.2879 | 0.15041 | 478.2879 | 0.57798 | 0 | 0 | 0.13099 | 0.20558 | 0.00033908 | 7.932e-05 | 0.00053303 | 0.0069099 | 0.011673 | 3.1675e-05 | 0.0002112 | 0 | 5.622e-05 | 8.611e-05 | 0.00014503 | 0.000105 | 1.0223e-05 | 0.0042206 | 0.033703 | 0.129
|  | 478.5105 | 0 | 478.5105 | 0 | 412.1245 | 0.59264 | 413.623 | 0.94721 | 411.6847 | 0.00151 | 407.2661 | 0.00102 | 407.2661 | 0.00354 | 478.5105 | 0.031896 | 411.0165 | 0.05588 | 413.623 | 0.00129 | 407.2661 | 0.00214 | 407.0481 | -0.00177 | 411.0165 | 0.00082617 | 412.1245 | 0.00039713 | 407.2661 | 0.00147 | 478.5105 | 0.00069428 | 407.2661 | 0.00014127 | 411.0165 | 0.019765 | 478.5105 | 0.15233 | 478.5105 | 0.58077 | 0 | 0 | 0.12769 | 0.20781 | 0.00034575 | 0.00025076 | 0.00079806 | 0.0071122 | 0.011664 | 3.2766e-06 | 0.00038159 | -8.0664e-05 | 0.00012703 | 8.7364e-05 | 0.00019598 | 0.00010475 | 2.1311e-05 | 0.0043802 | 0.033884 | 0.12915
|  | 478.7332 | 0 | 478.7332 | 0 | 412.3429 | 0.57661 | 413.8414 | 0.95546 | 411.9049 | 0.00163 | 407.4841 | 0.00128 | 407.4841 | 0.00378 | 478.7332 | 0.031988 | 411.2315 | 0.05261 | 413.8414 | -0.00126 | 407.4841 | 0.00136 | 407.2661 | 0.00103 | 411.2315 | 0.00035533 | 412.3429 | 0.00040286 | 407.4841 | 0.00032753 | 478.7332 | 0.00024658 | 407.4841 | 5.4198e-05 | 411.2315 | 0.020976 | 478.7332 | 0.15202 | 478.7332 | 0.57925 | 0 | 0 | 0.12447 | 0.20997 | 0.00035013 | 0.0004252 | 0.00069558 | 0.0073247 | 0.011761 | -7.6941e-05 | 0.00033689 | -4.252e-05 | 0.000108 | 8.8576e-05 | 0.00029192 | 0.00010348 | 5.4008e-05 | 0.0044506 | 0.033966 | 0.12905
|  | 478.9559 | 0 | 478.9559 | 0 | 412.5613 | 0.56315 | 414.0599 | 0.96661 | 412.1252 | 0.00155 | 407.7022 | 0.00262 | 407.7022 | 0.0026 | 478.9559 | 0.033801 | 411.4465 | 0.05678 | 414.0599 | 0.00055567 | 407.7022 | 0.00173 | 407.4841 | -0.00142 | 411.4465 | 0.00064921 | 412.5613 | 0.00040822 | 407.7022 | 0.00235 | 478.9559 | 0.00068289 | 407.7022 | 0.00044118 | 411.4465 | 0.020419 | 478.9559 | 0.15306 | 478.9559 | 0.57983 | 0 | 0 | 0.1213 | 0.21175 | 0.0003535 | 0.00054738 | 0.00062371 | 0.0075553 | 0.012375 | 5.8469e-05 | 0.000243 | 5.0152e-05 | 6.5053e-05 | 8.9691e-05 | 0.00024781 | 0.00011096 | 2.3746e-05 | 0.0043404 | 0.033945 | 0.12868
|  | 479.1785 | 0 | 479.1785 | 0 | 412.7797 | 0.54743 | 414.2784 | 0.97183 | 412.3454 | 0.00166 | 407.9203 | 0.0024 | 407.9203 | 0.00312 | 479.1785 | 0.034053 | 411.6616 | 0.0583 | 414.2784 | -2.0408e-05 | 407.9203 | 0.00049855 | 407.7022 | 0.00188 | 411.6616 | -4.4227e-05 | 412.7797 | 0.00041296 | 407.9203 | -7.7383e-05 | 479.1785 | 0.00031361 | 407.9203 | -0.00022341 | 411.6616 | 0.019946 | 479.1785 | 0.1518 | 479.1785 | 0.57587 | 0 | 0 | 0.11822 | 0.21326 | 0.00035679 | 0.00053975 | 0.00047323 | 0.0077622 | 0.012966 | 0.00016275 | 7.4164e-05 | -1.0904e-05 | 0.0002166 | 9.0645e-05 | 0.00011478 | 0.00011105 | -2.1445e-05 | 0.0045299 | 0.033991 | 0.12851
|  | 479.4013 | 0 | 479.4013 | 0 | 412.9982 | 0.53492 | 414.4969 | 0.98008 | 412.5656 | 0.00158 | 408.1383 | 0.00255 | 408.1383 | 0.00122 | 479.4013 | 0.035654 | 411.8766 | 0.06228 | 414.4969 | 0.00151 | 408.1383 | 0.00018161 | 407.9203 | -0.00198 | 411.8766 | 0.0020586 | 412.9982 | 0.00041695 | 408.1383 | 0.00113 | 479.4013 | 0.00068364 | 408.1383 | 2.6741e-05 | 411.8766 | 0.022181 | 479.4013 | 0.15344 | 479.4013 | 0.57815 | 0 | 0 | 0.11529 | 0.21485 | 0.00036011 | 0.00038495 | 0.00027041 | 0.0079776 | 0.013272 | 8.7412e-06 | 0.00014301 | -6.4334e-05 | 0.00021403 | 9.1456e-05 | 0.00014501 | 0.00010784 | 3.3859e-05 | 0.0049266 | 0.034053 | 0.1285
|  | 479.624 | 0 | 479.624 | 0 | 413.2166 | 0.52051 | 414.7154 | 0.98627 | 412.7859 | 0.00169 | 408.3564 | 0.0009805 | 408.3564 | 0.00126 | 479.624 | 0.035988 | 412.0917 | 0.06113 | 414.7154 | -0.00143 | 408.3564 | 0.00113 | 408.1383 | 0.00139 | 412.0917 | -6.8494e-05 | 413.2166 | 0.00042027 | 408.3564 | 0.00019997 | 479.624 | 0.00028475 | 408.3564 | 0.00028379 | 412.0917 | 0.023629 | 479.624 | 0.15237 | 479.624 | 0.57584 | 0 | 0 | 0.11233 | 0.21618 | 0.00036675 | 0.00032068 | 0.00012936 | 0.0081904 | 0.013191 | -5.3996e-05 | 0.00042641 | 0.00015299 | 0.00010882 | 9.2128e-05 | 0.0001614 | 9.854e-05 | 5.4979e-05 | 0.0052892 | 0.034098 | 0.1284
|  | 479.8467 | 0 | 479.8467 | 0 | 413.4351 | 0.50778 | 414.9339 | 0.9924 | 413.0062 | 0.00164 | 408.5745 | 0.00196 | 408.5745 | -7.3853e-05 | 479.8467 | 0.037558 | 412.3068 | 0.06153 | 414.9339 | 0.00093578 | 408.5745 | 0.00278 | 408.3564 | 1.316e-05 | 412.3068 | 0.0010803 | 413.4351 | 0.0004231 | 408.5745 | 0.00128 | 479.8467 | 0.00060009 | 408.5745 | 0.00022035 | 412.3068 | 0.025552 | 479.8467 | 0.15382 | 479.8467 | 0.57715 | 0 | 0 | 0.1094 | 0.21698 | 0.00037448 | 0.0004155 | 0.00026022 | 0.0084368 | 0.013321 | -2.8875e-05 | 0.00014504 | 0.00030679 | 8.293e-05 | 9.2728e-05 | 5.0017e-05 | 9.6906e-05 | 4.315e-05 | 0.005475 | 0.034246 | 0.12872
|  | 480.0695 | 0 | 480.0695 | 0 | 413.6536 | 0.49368 | 415.1525 | 0.99305 | 413.2264 | 0.00176 | 408.7926 | 0.00185 | 408.7926 | 0.00246 | 480.0695 | 0.038193 | 412.5219 | 0.06233 | 415.1525 | -0.0012 | 408.7926 | -0.00145 | 408.5745 | 0.0028 | 412.5219 | -0.0003092 | 413.6536 | 0.00042576 | 408.7926 | -0.00082136 | 480.0695 | 0.00027 | 408.7926 | 0.00017532 | 412.5219 | 0.025358 | 480.0695 | 0.15367 | 480.0695 | 0.57855 | 0 | 0 | 0.10658 | 0.21777 | 0.00038003 | 0.00025297 | 0.00070677 | 0.0086851 | 0.013457 | -1.9668e-05 | 0.00013197 | 0.00023443 | 0.00012191 | 9.3323e-05 | 0.00011438 | 0.00010173 | 4.3596e-05 | 0.0056481 | 0.034334 | 0.12895
|  | 480.2922 | 0 | 480.2922 | 0 | 413.8721 | 0.48203 | 415.371 | 1 | 413.4468 | 0.00169 | 409.0108 | 0.00046938 | 409.0108 | 0.00402 | 480.2922 | 0.039787 | 412.737 | 0.06278 | 415.371 | 0.00102 | 409.0108 | 0.00266 | 408.7926 | -0.00065032 | 412.737 | 0.0014426 | 413.8721 | 0.00042855 | 409.0108 | 0.00187 | 480.2922 | 0.00064344 | 409.0108 | 0.00022439 | 412.737 | 0.027154 | 480.2922 | 0.15461 | 480.2922 | 0.57926 | 0 | 0 | 0.10391 | 0.21853 | 0.00038663 | 0.00034241 | 0.00066642 | 0.0089181 | 0.013401 | -8.8521e-05 | 0.00018772 | 0.00023665 | 0.00030239 | 9.3982e-05 | 5.5626e-05 | 0.00011278 | -2.4955e-06 | 0.0058359 | 0.034421 | 0.12886
|  | 480.515 | 0 | 480.515 | 0 | 414.0906 | 0.46905 | 415.5896 | 0.99962 | 413.6671 | 0.00182 | 409.2289 | 0.00267 | 409.2289 | 0.00209 | 480.515 | 0.040278 | 412.9522 | 0.06181 | 415.5896 | -0.00183 | 409.2289 | -0.00093886 | 409.0108 | 0.00282 | 412.9521 | 0.0013688 | 414.0906 | 0.00043168 | 409.2289 | -0.00136 | 480.515 | 0.0003691 | 409.2289 | -0.00024727 | 412.9521 | 0.027104 | 480.515 | 0.15442 | 480.515 | 0.57761 | 0 | 0 | 0.10125 | 0.21813 | 0.00039551 | 0.00055735 | 0.00056825 | 0.0091625 | 0.013817 | 3.279e-06 | 0.00034806 | 0.00014724 | 0.00024858 | 9.4721e-05 | -5.9926e-05 | 0.00011217 | 1.2566e-05 | 0.006103 | 0.034534 | 0.12869
|  | 480.7378 | 0 | 480.7378 | 0 | 414.3091 | 0.45755 | 415.8082 | 0.99608 | 413.8874 | 0.00177 | 409.447 | 0.00244 | 409.447 | 0.00312 | 480.7378 | 0.041974 | 413.1673 | 0.06663 | 415.8082 | 0.00186 | 409.447 | 0.00413 | 409.2289 | -0.00147 | 413.1673 | 0.000942 | 414.3091 | 0.00043519 | 409.447 | 0.00081057 | 480.7378 | 0.00063787 | 409.447 | 0.00036248 | 413.1673 | 0.029629 | 480.7378 | 0.1556 | 480.7378 | 0.57765 | 0 | 0 | 0.098547 | 0.21692 | 0.00040322 | 0.0004887 | 0.00040192 | 0.0094319 | 0.014374 | 2.1859e-05 | 0.0004982 | 5.2354e-05 | 5.8253e-05 | 9.5503e-05 | -2.118e-06 | 0.00010737 | 5.0495e-05 | 0.0060369 | 0.03462 | 0.12848
|  | 480.9606 | 0 | 480.9606 | 0 | 414.5276 | 0.44446 | 416.0268 | 0.98862 | 414.1077 | 0.00189 | 409.6652 | 0.00204 | 409.6652 | 0.00056446 | 480.9606 | 0.042693 | 413.3825 | 0.06699 | 416.0268 | -0.00166 | 409.6652 | 0.00043707 | 409.447 | 0.00195 | 413.3824 | -0.00040048 | 414.5276 | 0.00043895 | 409.6652 | -0.00082999 | 480.9606 | 0.00032599 | 409.6652 | 0.00010042 | 413.3824 | 0.026489 | 480.9606 | 0.15517 | 480.9606 | 0.57568 | 0 | 0 | 0.095975 | 0.21518 | 0.00041092 | 0.00058142 | 8.3981e-05 | 0.0096711 | 0.014934 | 2.186e-05 | 1.9676e-05 | 0.00010363 | 0.00012531 | 9.6329e-05 | 9.6175e-06 | 9.8709e-05 | 1.7981e-05 | 0.0062051 | 0.034606 | 0.12816
|  | 481.1834 | 0 | 481.1834 | 0 | 414.7462 | 0.43388 | 416.2454 | 0.98005 | 414.3281 | 0.00184 | 409.8834 | 0.00329 | 409.8834 | 0.0002054 | 481.1834 | 0.044117 | 413.5976 | 0.07183 | 416.2454 | 0.00186 | 409.8834 | -0.0002567 | 409.6652 | -0.001 | 413.5976 | 0.0015653 | 414.7462 | 0.00044263 | 409.8834 | 0.00091815 | 481.1834 | 0.00056004 | 409.8834 | 6.442e-05 | 413.5976 | 0.031192 | 481.1834 | 0.15546 | 481.1834 | 0.57471 | 0 | 0 | 0.093539 | 0.21331 | 0.00042091 | 0.00051815 | -2.0138e-05 | 0.0098819 | 0.015347 | 0.00010461 | -0.00025926 | 8.945e-05 | 0.00021111 | 9.7091e-05 | -1.8746e-05 | 0.00010356 | 1.1798e-05 | 0.0067525 | 0.034545 | 0.12748
|  | 481.4062 | 0 | 481.4062 | 0 | 414.9647 | 0.42205 | 416.464 | 0.97126 | 414.5484 | 0.00198 | 410.1016 | 0.00146 | 410.1016 | -0.00039001 | 481.4062 | 0.044581 | 413.8128 | 0.07082 | 416.464 | -0.00090303 | 410.1016 | -0.00212 | 409.8834 | 0.00182 | 413.8128 | 0.00039681 | 414.9647 | 0.0004458 | 410.1016 | -0.00109 | 481.4062 | 0.00036949 | 410.1016 | 4.3737e-05 | 413.8128 | 0.031569 | 481.4062 | 0.15461 | 481.4062 | 0.56958 | 0 | 0 | 0.091151 | 0.21208 | 0.00043193 | 0.00034585 | 0.00036876 | 0.01006 | 0.016013 | 3.9028e-05 | 0.0001211 | 9.4965e-05 | 0.00012874 | 9.7682e-05 | -4.9811e-05 | 0.00010707 | 3.7638e-05 | 0.006914 | 0.034471 | 0.12666
|  | 481.629 | 0 | 481.629 | 0 | 415.1833 | 0.41204 | 416.6827 | 0.96853 | 414.7688 | 0.00194 | 410.3198 | 0.00171 | 410.3198 | 0.00377 | 481.629 | 0.045709 | 414.0279 | 0.07801 | 416.6827 | 0.00126 | 410.3198 | 0.00323 | 410.1016 | -0.00094944 | 414.028 | 0.0007998 | 415.1833 | 0.00044803 | 410.3198 | 0.00063344 | 481.629 | 0.00059144 | 410.3198 | 0.00030125 | 414.028 | 0.032693 | 481.629 | 0.15477 | 481.629 | 0.56722 | 0 | 0 | 0.088802 | 0.21135 | 0.00044411 | 0.00028738 | 0.00041639 | 0.010271 | 0.016348 | 6.2316e-05 | 0.00014403 | 0.00016698 | 2.5961e-05 | 9.8031e-05 | -6.4003e-05 | 0.00010231 | 7.053e-06 | 0.0071345 | 0.034491 | 0.12634
|  | 481.8519 | 0 | 481.8519 | 0 | 415.4019 | 0.40055 | 416.9013 | 0.96457 | 414.9892 | 0.00209 | 410.538 | 0.00092372 | 410.538 | 4.606e-05 | 481.8519 | 0.046465 | 414.2432 | 0.07392 | 416.9013 | -0.00069001 | 410.538 | -0.00191 | 410.3198 | 0.00248 | 414.2432 | -0.00055854 | 415.4019 | 0.000449 | 410.538 | -0.00122 | 481.8519 | 0.00032673 | 410.538 | -0.00023661 | 414.2432 | 0.03361 | 481.8519 | 0.15477 | 481.8519 | 0.56661 | 0 | 0 | 0.086584 | 0.21044 | 0.00045841 | 0.00036373 | 4.0121e-05 | 0.010535 | 0.016362 | 1.1578e-05 | -0.00010888 | 1.6367e-05 | -2.37e-05 | 9.8091e-05 | 3.2731e-05 | 9.814e-05 | -1.025e-05 | 0.0076368 | 0.034574 | 0.12629
|  | 482.0747 | 0 | 482.0747 | 0 | 415.6204 | 0.39173 | 417.12 | 0.96029 | 415.2096 | 0.00207 | 410.7562 | 0.00241 | 410.7562 | 0.00032167 | 482.0747 | 0.048074 | 414.4584 | 0.07814 | 417.12 | 0.00079592 | 410.7562 | 0.00091209 | 410.538 | -0.00233 | 414.4584 | 0.00033829 | 415.6204 | 0.00044858 | 410.7562 | 0.00152 | 482.0747 | 0.00055396 | 410.7562 | 0.00014266 | 414.4584 | 0.037361 | 482.0747 | 0.15549 | 482.0747 | 0.5667 | 0 | 0 | 0.084371 | 0.20912 | 0.00047386 | 0.00037863 | -1.9939e-05 | 0.010829 | 0.016639 | -0.00013822 | 0.00010805 | -4.3642e-06 | 0.00018641 | 9.787e-05 | 5.0193e-05 | 0.00010411 | -3.839e-06 | 0.0078841 | 0.034637 | 0.12618
|  | 482.2976 | 0 | 482.2976 | 0 | 415.839 | 0.3802 | 417.3387 | 0.9523 | 415.43 | 0.00223 | 410.9744 | 0.00106 | 410.9744 | -0.0005044 | 482.2976 | 0.049103 | 414.6736 | 0.07649 | 417.3387 | -0.00206 | 410.9744 | 7.8118e-05 | 410.7562 | 0.00229 | 414.6736 | 0.001394 | 415.839 | 0.00044685 | 410.9744 | -0.00106 | 482.2976 | 0.00038026 | 410.9744 | -0.00017784 | 414.6736 | 0.035909 | 482.2976 | 0.15533 | 482.2976 | 0.56556 | 0 | 0 | 0.082223 | 0.20672 | 0.00048825 | 0.00047799 | 0.00026689 | 0.011128 | 0.017024 | -0.00016035 | 0.00021805 | 0.00011021 | 0.00034391 | 9.7394e-05 | 5.2382e-05 | 0.00011094 | 2.0881e-06 | 0.0080863 | 0.034718 | 0.12608
|  | 482.5205 | 0 | 482.5205 | 0 | 416.0576 | 0.37198 | 417.5574 | 0.9382 | 415.6504 | 0.0022 | 411.1927 | 0.00332 | 411.1927 | 0.00295 | 482.5205 | 0.050746 | 414.8888 | 0.0817 | 417.5574 | 0.00059358 | 411.1927 | 0.00192 | 410.9744 | -0.00128 | 414.8888 | 0.0018015 | 416.0576 | 0.00044411 | 411.1927 | 0.00154 | 482.5205 | 0.00061522 | 411.1927 | 0.00019698 | 414.8888 | 0.039229 | 482.5205 | 0.1562 | 482.5205 | 0.56577 | 0 | 0 | 0.080178 | 0.20308 | 0.00050258 | 0.00056202 | 0.00052382 | 0.011406 | 0.017462 | 3.2359e-05 | 0.00014654 | -2.51e-05 | 0.00019526 | 9.6713e-05 | 0.00012251 | 0.00010999 | -2.2359e-05 | 0.0084776 | 0.034842 | 0.12593
|  | 482.7434 | 0 | 482.7434 | 0 | 416.2762 | 0.36159 | 417.7761 | 0.91878 | 415.8709 | 0.00236 | 411.411 | 0.00183 | 411.411 | 0.00185 | 482.7434 | 0.051599 | 415.1041 | 0.08056 | 417.7761 | -0.00029769 | 411.411 | -0.00057716 | 411.1927 | 0.00105 | 415.1041 | 1.2827e-05 | 416.2762 | 0.00044074 | 411.411 | -0.00041736 | 482.7434 | 0.00037167 | 411.411 | -0.00040186 | 415.1041 | 0.039544 | 482.7434 | 0.15643 | 482.7434 | 0.56417 | 0 | 0 | 0.078166 | 0.19892 | 0.00051808 | 0.00057621 | 0.0005773 | 0.011671 | 0.018224 | 0.0001293 | 7.5609e-05 | -0.00022917 | -1.6397e-06 | 9.5969e-05 | 4.7554e-05 | 0.00010559 | -3.261e-05 | 0.008713 | 0.034944 | 0.12576
|  | 482.9663 | 0 | 482.9663 | 0 | 416.4949 | 0.35347 | 417.9948 | 0.90015 | 416.0913 | 0.00234 | 411.6292 | 0.00345 | 411.6292 | 0.00344 | 482.9663 | 0.053109 | 415.3193 | 0.08877 | 417.9948 | 0.00148 | 411.6292 | 0.00127 | 411.411 | -0.00315 | 415.3193 | -2.8062e-05 | 416.4949 | 0.00043718 | 411.6292 | 0.00085312 | 482.9663 | 0.00057565 | 411.6292 | 0.00010304 | 415.3193 | 0.041417 | 482.9663 | 0.15709 | 482.9663 | 0.56417 | 0 | 0 | 0.076194 | 0.19476 | 0.00053572 | 0.00074437 | 0.00045706 | 0.011951 | 0.018185 | -7.4365e-05 | 6.9959e-05 | -0.00012004 | -1.5765e-05 | 9.5215e-05 | -3.2403e-05 | 0.00010371 | 4.0285e-06 | 0.0091203 | 0.034975 | 0.1257
|  | 483.1893 | 0 | 483.1893 | 0 | 416.7135 | 0.34345 | 418.2135 | 0.8808 | 416.3118 | 0.00252 | 411.8475 | 0.00337 | 411.8475 | 0.00074763 | 483.1893 | 0.054106 | 415.5346 | 0.08018 | 418.2135 | -0.00216 | 411.8475 | -0.00062903 | 411.6292 | 0.00205 | 415.5346 | -0.00011841 | 416.7135 | 0.00043373 | 411.8475 | -0.00115 | 483.1893 | 0.00035472 | 411.8475 | -6.6134e-05 | 415.5346 | 0.043317 | 483.1893 | 0.15668 | 483.1893 | 0.56353 | 0 | 0 | 0.07437 | 0.19044 | 0.00055335 | 0.000513 | 0.00022241 | 0.012237 | 0.018156 | 7.3281e-05 | 0.00025988 | -4.2567e-05 | 7.5991e-05 | 9.4493e-05 | 0.0001288 | 9.4884e-05 | 6.7473e-05 | 0.0096977 | 0.035014 | 0.12567
|  | 483.4122 | 0 | 483.4122 | 0 | 416.9322 | 0.33679 | 418.4323 | 0.86035 | 416.5322 | 0.0025 | 412.0658 | 0.00133 | 412.0658 | 0.00129 | 483.4122 | 0.05567 | 415.7498 | 0.0885 | 418.4323 | 0.00283 | 412.0658 | 0.00301 | 411.8475 | -0.00244 | 415.7498 | 0.00082441 | 416.9322 | 0.00043057 | 412.0658 | 0.00233 | 483.4122 | 0.00049649 | 412.0658 | 0.0006843 | 415.7498 | 0.046781 | 483.4122 | 0.15743 | 483.4122 | 0.56389 | 0 | 0 | 0.07251 | 0.18605 | 0.00056997 | 0.00011462 | 0.00018818 | 0.012545 | 0.019176 | 0.00027687 | 2.1829e-05 | 9.0594e-05 | 4.7719e-05 | 9.3838e-05 | 0.0002171 | 9.5158e-05 | 6.0651e-05 | 0.0099377 | 0.035155 | 0.12568
|  | 483.6352 | 0 | 483.6352 | 0 | 417.1508 | 0.32643 | 418.6511 | 0.84044 | 416.7527 | 0.00267 | 412.2841 | -0.00027987 | 412.2841 | 0.00043411 | 483.6352 | 0.056859 | 415.9651 | 0.08963 | 418.6511 | -0.00029898 | 412.2841 | -0.00281 | 412.0658 | 0.00327 | 415.9651 | -0.00038113 | 417.1508 | 0.00042773 | 412.2841 | -0.00034087 | 483.6352 | 0.00035709 | 412.2841 | -0.00012861 | 415.9651 | 0.045533 | 483.6352 | 0.15792 | 483.6352 | 0.56344 | 0 | 0 | 0.070638 | 0.18188 | 0.00059091 | 0.00038098 | 0.00039124 | 0.012855 | 0.019353 | 0.00014341 | -0.00011898 | 0.00019864 | -6.2253e-05 | 9.3237e-05 | 0.00010361 | 0.00010696 | -1.7e-05 | 0.010349 | 0.035369 | 0.12565
|  | 483.8582 | 0 | 483.8582 | 0 | 417.3695 | 0.31967 | 418.8698 | 0.82227 | 416.9732 | 0.00269 | 412.5024 | 0.00377 | 412.5024 | 0.00315 | 483.8582 | 0.058444 | 416.1805 | 0.09015 | 418.8698 | 0.00161 | 412.5024 | 0.00172 | 412.2841 | -0.00145 | 416.1805 | -0.00019716 | 417.3695 | 0.00042508 | 412.5024 | 0.00129 | 483.8582 | 0.00060234 | 412.5024 | -2.7124e-05 | 416.1805 | 0.0506 | 483.8582 | 0.15934 | 483.8582 | 0.56365 | 0 | 0 | 0.068936 | 0.17783 | 0.00061635 | 0.00052943 | 0.00054362 | 0.013155 | 0.01974 | -5.5789e-05 | 3.9298e-05 | -9.4531e-05 | 0.00011851 | 9.2676e-05 | 5.1237e-05 | 0.00011067 | -3.2506e-05 | 0.010959 | 0.035516 | 0.12554
|  | 484.0811 | 0 | 484.0811 | 0 | 417.5882 | 0.31078 | 419.0886 | 0.80336 | 417.1937 | 0.0029 | 412.7207 | 0.00108 | 412.7207 | 0.00183 | 484.0811 | 0.059546 | 416.3958 | 0.09322 | 419.0886 | -0.00212 | 412.7207 | -0.00136 | 412.5024 | 0.00058401 | 416.3958 | 0.001298 | 417.5882 | 0.00042248 | 412.7207 | -0.00082063 | 484.0811 | 0.00039024 | 412.7207 | -0.00027066 | 416.3958 | 0.051198 | 484.0811 | 0.1592 | 484.0811 | 0.56237 | 0 | 0 | 0.067231 | 0.17332 | 0.00064171 | 0.00056337 | 0.00030619 | 0.013492 | 0.020561 | 1.6411e-05 | 0.00040287 | -7.1608e-05 | 0.00031951 | 9.2099e-05 | 0.0001113 | 0.0001053 | -7.3235e-06 | 0.011403 | 0.035557 | 0.12539
|  | 484.3041 | 0 | 484.3041 | 0 | 417.8069 | 0.30408 | 419.3074 | 0.78089 | 417.4142 | 0.00292 | 412.9391 | 0.00408 | 412.9391 | 0.00097443 | 484.3041 | 0.061456 | 416.6111 | 0.09775 | 419.3074 | 0.00227 | 412.9391 | 0.00505 | 412.7207 | -0.00124 | 416.6111 | 0.0016696 | 417.8069 | 0.00041981 | 412.9391 | 0.00184 | 484.3041 | 0.00055412 | 412.9391 | 0.00020358 | 416.6111 | 0.054715 | 484.3041 | 0.15969 | 484.3041 | 0.56218 | 0 | 0 | 0.065584 | 0.16861 | 0.00066597 | 0.00064304 | 0.00034329 | 0.01384 | 0.020974 | 0.00016148 | 0.00046988 | 9.0619e-05 | 0.00028981 | 9.1523e-05 | 8.8432e-05 | 8.6898e-05 | 2.6491e-06 | 0.011884 | 0.035591 | 0.12527
|  | 484.5272 | 0 | 484.5272 | 0 | 418.0256 | 0.29563 | 419.5263 | 0.76017 | 417.6348 | 0.00312 | 413.1574 | 0.00181 | 413.1574 | 0.00217 | 484.5272 | 0.062664 | 416.8264 | 0.09705 | 419.5263 | -0.00079408 | 413.1574 | -0.0007461 | 412.9391 | 0.00207 | 416.8264 | 0.0010222 | 418.0256 | 0.00041708 | 413.1574 | -0.00103 | 484.5272 | 0.0002252 | 413.1574 | -0.00017932 | 416.8264 | 0.055668 | 484.5272 | 0.15949 | 484.5272 | 0.56124 | 0 | 0 | 0.063962 | 0.16408 | 0.00068922 | 0.00043998 | 0.00036792 | 0.014151 | 0.021338 | 0.0001604 | 0.00014235 | 1.3101e-05 | 0.00024176 | 9.0935e-05 | 4.9129e-05 | 7.2052e-05 | 4.9048e-06 | 0.012159 | 0.035679 | 0.1252
|  | 484.7502 | 0 | 484.7502 | 0 | 418.2443 | 0.28925 | 419.7451 | 0.73934 | 417.8553 | 0.00313 | 413.3758 | 0.00222 | 413.3758 | 0.0012 | 484.7502 | 0.064229 | 417.0418 | 0.10111 | 419.7451 | 0.00226 | 413.3758 | 0.00205 | 413.1574 | -0.00195 | 417.0418 | 0.001223 | 418.2443 | 0.00041444 | 413.3758 | 0.00148 | 484.7502 | 0.00042092 | 413.3758 | 0.00022424 | 417.0418 | 0.057249 | 484.7502 | 0.16045 | 484.7502 | 0.56148 | 0 | 0 | 0.062364 | 0.15962 | 0.00071578 | 0.00027273 | 0.00014858 | 0.014482 | 0.021965 | 0.00014714 | 0.0001649 | 0.00010153 | 0.00014047 | 9.0389e-05 | 7.7284e-05 | 9.2809e-05 | 8.5865e-06 | 0.012507 | 0.035817 | 0.12503
|  | 484.9732 | 0 | 484.9732 | 0 | 418.463 | 0.28102 | 419.9639 | 0.71941 | 418.0759 | 0.00336 | 413.5942 | 0.00027761 | 413.5942 | 0.00016067 | 484.9732 | 0.065634 | 417.2571 | 0.10287 | 419.9639 | -0.00091528 | 413.5942 | -0.00053986 | 413.3758 | 0.00288 | 417.2571 | 8.1486e-05 | 418.463 | 0.00041209 | 413.5942 | -0.00077224 | 484.9732 | 0.0004113 | 413.5942 | -0.00014561 | 417.2571 | 0.058898 | 484.9732 | 0.16072 | 484.9732 | 0.55964 | 0 | 0 | 0.060824 | 0.15471 | 0.00074546 | 0.00043541 | 0.00035057 | 0.014838 | 0.022389 | 8.8064e-05 | 0.0002446 | 0.00019109 | 0.00010555 | 8.9951e-05 | 4.3432e-05 | 0.00011389 | 3.3847e-05 | 0.013093 | 0.035948 | 0.12479
|  | 485.1963 | 0 | 485.1963 | 0 | 418.6818 | 0.27509 | 420.1828 | 0.69433 | 418.2964 | 0.0034 | 413.8126 | 0.00371 | 413.8126 | 0.00305 | 485.1963 | 0.067409 | 417.4725 | 0.10505 | 420.1828 | 0.00172 | 413.8126 | 0.00278 | 413.5942 | -0.00113 | 417.4725 | 0.00089872 | 418.6818 | 0.00041032 | 413.8126 | 0.00117 | 485.1963 | 0.00060983 | 413.8126 | 0.00045559 | 417.4725 | 0.062692 | 485.1963 | 0.16159 | 485.1963 | 0.55926 | 0 | 0 | 0.059341 | 0.14986 | 0.00077644 | 0.00054933 | 0.00038422 | 0.015203 | 0.022609 | 2.9547e-05 | 9.9381e-05 | 0.00011574 | 0.00014708 | 8.9646e-05 | 6.7231e-05 | 0.00011335 | 3.5471e-05 | 0.013888 | 0.036029 | 0.12469
|  | 485.4193 | 0 | 485.4193 | 0 | 418.9005 | 0.26746 | 420.4017 | 0.67508 | 418.517 | 0.00364 | 414.031 | 0.00132 | 414.031 | 0.00046818 | 485.4193 | 0.068904 | 417.6879 | 0.10488 | 420.4017 | -0.00145 | 414.031 | -0.00187 | 413.8126 | 0.00219 | 417.6879 | 0.00046693 | 418.9005 | 0.00040931 | 414.031 | -0.00055439 | 485.4193 | 0.00040649 | 414.031 | -0.0001308 | 417.6879 | 0.06626 | 485.4193 | 0.16145 | 485.4193 | 0.55878 | 0 | 0 | 0.057916 | 0.14572 | 0.00080964 | 0.0002046 | 0.00034598 | 0.015553 | 0.02273 | -3.174e-05 | 7.0983e-05 | 0.00021529 | 0.00015229 | 8.9529e-05 | 0.00016551 | 9.2971e-05 | 4.2885e-06 | 0.014809 | 0.036054 | 0.12455
|  | 485.6424 | 0 | 485.6424 | 0 | 419.1193 | 0.26198 | 420.6206 | 0.65634 | 418.7376 | 0.0037 | 414.2494 | 0.00055358 | 414.2494 | 0.0027 | 485.6424 | 0.070531 | 417.9033 | 0.10618 | 420.6206 | 0.00116 | 414.2494 | 0.00252 | 414.031 | -0.00021867 | 417.9033 | 0.00094718 | 419.1193 | 0.00040913 | 414.2494 | 0.00207 | 485.6424 | 0.00042703 | 414.2494 | 0.00017007 | 417.9033 | 0.071249 | 485.6424 | 0.16179 | 485.6424 | 0.55789 | 0 | 0 | 0.056502 | 0.14148 | 0.00084604 | 0.00015483 | 0.00028297 | 0.01587 | 0.023502 | 5.5345e-05 | 0.00026685 | 5.704e-05 | 0.00021343 | 8.9571e-05 | 0.00027687 | 8.4557e-05 | 1.1063e-05 | 0.015301 | 0.036106 | 0.12424
|  | 485.8655 | 0 | 485.8655 | 0 | 419.3381 | 0.25453 | 420.8395 | 0.63627 | 418.9583 | 0.00397 | 414.4678 | 0.0008642 | 414.4678 | -0.00010884 | 485.8655 | 0.071737 | 418.1187 | 0.11202 | 420.8395 | -0.00065436 | 414.4678 | -7.6465e-05 | 414.2494 | 0.00074099 | 418.1187 | 0.0010343 | 419.3381 | 0.00040969 | 414.4678 | 0.00046532 | 485.8655 | 0.00033099 | 414.4678 | -6.8763e-05 | 418.1187 | 0.070802 | 485.8655 | 0.16189 | 485.8655 | 0.55584 | 0 | 0 | 0.055039 | 0.13728 | 0.00088244 | 0.00033578 | 0.00037477 | 0.016198 | 0.024503 | 0.00017027 | 0.00018061 | 5.3754e-05 | 0.00034112 | 8.9745e-05 | 0.00033918 | 8.7835e-05 | -2.5456e-06 | 0.015443 | 0.036159 | 0.12387
|  | 486.0886 | 0 | 486.0886 | 0 | 419.5569 | 0.24861 | 421.0584 | 0.61803 | 419.1789 | 0.00403 | 414.6862 | 0.00221 | 414.6862 | 0.00354 | 486.0886 | 0.073467 | 418.3341 | 0.11546 | 421.0584 | 0.00221 | 414.6862 | 0.00173 | 414.4678 | -0.00024876 | 418.3341 | 0.0021327 | 419.5569 | 0.00041072 | 414.6862 | 0.00264 | 486.0886 | 0.00045638 | 414.6862 | 4.5457e-05 | 418.3341 | 0.072571 | 486.0886 | 0.16225 | 486.0886 | 0.55459 | 0 | 0 | 0.05366 | 0.1329 | 0.0009179 | 0.00067826 | 0.00057122 | 0.016563 | 0.024342 | 0.00022365 | 4.1504e-05 | 0.0002874 | 0.00028631 | 8.9985e-05 | 0.00020788 | 9.4554e-05 | 1.4002e-05 | 0.016203 | 0.036222 | 0.12355
|  | 486.3118 | 0 | 486.3118 | 0 | 419.7757 | 0.24193 | 421.2773 | 0.59604 | 419.3995 | 0.00429 | 414.9047 | 0.004 | 414.9047 | 0.00169 | 486.3118 | 0.074996 | 418.5496 | 0.11054 | 421.2773 | -0.00016684 | 414.9047 | -0.00135 | 414.6862 | 0.00288 | 418.5496 | 0.00052546 | 419.7757 | 0.00041188 | 414.9047 | -0.00073666 | 486.3118 | 0.00039118 | 414.9047 | 8.2739e-05 | 418.5496 | 0.077856 | 486.3118 | 0.16243 | 486.3118 | 0.5529 | 0 | 0 | 0.052384 | 0.12871 | 0.00095537 | 0.0008772 | 0.00044461 | 0.016915 | 0.023847 | 0.00013611 | 9.1762e-05 | 0.00015618 | 3.7946e-05 | 9.0228e-05 | -1.6103e-06 | 0.00010422 | 1.9428e-05 | 0.017241 | 0.036299 | 0.12329
|  | 486.5349 | 0 | 486.5349 | 0 | 419.9945 | 0.23688 | 421.4963 | 0.57957 | 419.6202 | 0.00437 | 415.1232 | 0.00403 | 415.1232 | 0.00238 | 486.5349 | 0.076617 | 418.765 | 0.11083 | 421.4963 | 0.00141 | 415.1232 | 0.00219 | 414.9047 | -0.00145 | 418.765 | -0.00017321 | 419.9945 | 0.00041283 | 415.1232 | 0.00072191 | 486.5349 | 0.00054299 | 415.1232 | 9.5109e-05 | 418.765 | 0.082189 | 486.5349 | 0.16293 | 486.5349 | 0.55224 | 0 | 0 | 0.051069 | 0.12491 | 0.00099412 | 0.00057895 | 0.00021056 | 0.017253 | 0.024092 | 6.2952e-05 | 9.9404e-05 | 1.0924e-06 | -3.3924e-05 | 9.0396e-05 | 0.00013359 | 0.00011281 | -1.3905e-05 | 0.01779 | 0.036371 | 0.12311
|  | 486.758 | 0 | 486.758 | 0 | 420.2133 | 0.22984 | 421.7152 | 0.56139 | 419.8408 | 0.00464 | 415.3416 | 0.00127 | 415.3416 | -0.00045242 | 486.758 | 0.078017 | 418.9805 | 0.1128 | 421.7152 | -0.00083499 | 415.3416 | -0.00128 | 415.1232 | 0.00146 | 418.9805 | -0.00014169 | 420.2133 | 0.0004133 | 415.3416 | 0.00050104 | 486.758 | 0.00046807 | 415.3416 | -0.0002224 | 418.9805 | 0.082947 | 486.758 | 0.16305 | 486.758 | 0.55118 | 0 | 0 | 0.049828 | 0.12127 | 0.0010327 | 0.00031133 | 0.00034712 | 0.017626 | 0.025145 | 0.00025016 | 0.00023377 | 7.4514e-05 | 0.00023314 | 9.0422e-05 | 0.00012134 | 0.00011461 | 1.7555e-05 | 0.018267 | 0.036431 | 0.12282
|  | 486.9812 | 0 | 486.9812 | 0 | 420.4321 | 0.2256 | 421.9342 | 0.5463 | 420.0615 | 0.00472 | 415.5601 | 0.00158 | 415.5601 | 0.00363 | 486.9812 | 0.07995 | 419.1959 | 0.12062 | 421.9342 | 0.00312 | 415.5601 | 0.00342 | 415.3416 | -0.00077785 | 419.1959 | 0.0023058 | 420.4321 | 0.00041319 | 415.5601 | 0.00060974 | 486.9812 | 0.00055906 | 415.5601 | 0.0003831 | 419.1959 | 0.086623 | 486.9812 | 0.16345 | 486.9812 | 0.54951 | 0 | 0 | 0.048655 | 0.11769 | 0.0010725 | 0.00043156 | 0.00052224 | 0.018004 | 0.02584 | 0.00014564 | 0.00036227 | 0.00018048 | 0.00025097 | 9.0367e-05 | -7.9785e-05 | 0.00011674 | 3.3163e-05 | 0.019118 | 0.036494 | 0.12241
|  | 487.2044 | 0 | 487.2044 | 0 | 420.651 | 0.219 | 422.1532 | 0.52845 | 420.2822 | 0.005 | 415.7786 | 0.00237 | 415.7786 | 0.00115 | 487.2044 | 0.081394 | 419.4114 | 0.11921 | 422.1532 | -0.00179 | 415.7786 | -0.00010419 | 415.5601 | 0.00243 | 419.4114 | 2.3523e-05 | 420.651 | 0.00041257 | 415.7786 | -0.00134 | 487.2044 | 0.00048706 | 415.7786 | -7.9565e-05 | 419.4114 | 0.090818 | 487.2044 | 0.16358 | 487.2044 | 0.5475 | 0 | 0 | 0.047401 | 0.11398 | 0.0011167 | 0.000626 | 0.00047196 | 0.018342 | 0.025943 | 5.8032e-05 | 0.00033822 | 0.0001322 | -3.4182e-05 | 9.0191e-05 | -4.37e-06 | 0.00010516 | 2.6653e-05 | 0.019786 | 0.03651 | 0.12197
|  | 487.4276 | 0 | 487.4276 | 0 | 420.8698 | 0.21421 | 422.3722 | 0.51253 | 420.5029 | 0.00512 | 415.9971 | 0.00336 | 415.9971 | 0.00317 | 487.4276 | 0.082971 | 419.6269 | 0.12158 | 422.3722 | 0.00232 | 415.9971 | 0.0032 | 415.7786 | -0.00122 | 419.6269 | -0.00034078 | 420.8698 | 0.00041169 | 415.9971 | 0.0013 | 487.4276 | 0.00045532 | 415.9971 | 0.00032353 | 419.6269 | 0.09282 | 487.4276 | 0.16358 | 487.4276 | 0.54544 | 0 | 0 | 0.046195 | 0.11077 | 0.0011642 | 0.00037084 | 0.00051787 | 0.018704 | 0.025827 | -7.3375e-05 | 0.00020321 | 0.00012018 | -0.00013071 | 9.0024e-05 | 6.3299e-05 | 8.813e-05 | 5.5302e-05 | 0.020166 | 0.036505 | 0.1215
|  | 487.6508 | 0 | 487.6508 | 0 | 421.0887 | 0.20792 | 422.5912 | 0.49892 | 420.7236 | 0.00543 | 416.2156 | 3.4265e-05 | 416.2156 | 0.00157 | 487.6508 | 0.084628 | 419.8424 | 0.11809 | 422.5912 | -0.00299 | 416.2156 | -0.00134 | 415.9971 | 0.00232 | 419.8424 | -0.00087218 | 421.0887 | 0.00041093 | 416.2156 | -0.00072063 | 487.6508 | 0.00033438 | 416.2156 | 0.00018265 | 419.8424 | 0.094318 | 487.6508 | 0.16352 | 487.6508 | 0.54326 | 0 | 0 | 0.045032 | 0.1075 | 0.0012097 | 0.00030313 | 0.00047093 | 0.019081 | 0.026161 | -9.9654e-05 | 0.0002229 | 0.00014203 | 4.3754e-05 | 8.9912e-05 | 0.00011575 | 8.9252e-05 | 2.6912e-05 | 0.021188 | 0.036521 | 0.12113
|  | 487.874 | 0 | 487.874 | 0 | 421.3076 | 0.20357 | 422.8102 | 0.48277 | 420.9443 | 0.00553 | 416.4342 | 0.00274 | 416.4342 | 0.00274 | 487.874 | 0.086341 | 420.0579 | 0.12469 | 422.8102 | 0.00208 | 416.4342 | 0.00338 | 416.2156 | -0.00102 | 420.0579 | 0.0012782 | 421.3076 | 0.00041066 | 416.4342 | 0.00178 | 487.874 | 0.00046534 | 416.4342 | 6.365e-05 | 420.0579 | 0.10231 | 487.874 | 0.16371 | 487.874 | 0.54212 | 0 | 0 | 0.043901 | 0.104 | 0.0012571 | 0.00068075 | 0.0003582 | 0.019433 | 0.026573 | 0.00013866 | 0.00040506 | 0.00024585 | 0.00021511 | 8.9961e-05 | 0.00016802 | 0.00011286 | 3.3458e-05 | 0.022228 | 0.036554 | 0.12077
|  | 488.0972 | 0 | 488.0972 | 0 | 421.5265 | 0.19753 | 423.0293 | 0.4667 | 421.165 | 0.00586 | 416.6527 | 0.00349 | 416.6527 | 0.00053815 | 488.0972 | 0.087766 | 420.2734 | 0.1219 | 423.0293 | -0.00081409 | 416.6527 | 0.00032701 | 416.4342 | 0.00327 | 420.2734 | 0.00071806 | 421.5265 | 0.00041127 | 416.6527 | -0.0002423 | 488.0972 | 0.00054585 | 416.6527 | 0.00024254 | 420.2734 | 0.10397 | 488.0972 | 0.16379 | 488.0972 | 0.53994 | 0 | 0 | 0.042755 | 0.10093 | 0.0013089 | 0.0006721 | 0.0001834 | 0.019779 | 0.027264 | 6.7458e-05 | 0.00047943 | 0.00026422 | 6.7657e-05 | 9.0213e-05 | 0.00015821 | 0.00012203 | 5.381e-05 | 0.022951 | 0.03656 | 0.12033
|  | 488.3204 | 0 | 488.3204 | 0 | 421.7454 | 0.1931 | 423.2484 | 0.45482 | 421.3858 | 0.006 | 416.8713 | 0.00266 | 416.8713 | 0.00114 | 488.3204 | 0.089431 | 420.489 | 0.13108 | 423.2484 | 0.00143 | 416.8713 | 0.00406 | 416.6527 | -0.00085192 | 420.489 | -9.0295e-05 | 421.7454 | 0.00041296 | 416.8713 | 0.00169 | 488.3204 | 0.0005474 | 416.8713 | 0.00024984 | 420.489 | 0.10899 | 488.3204 | 0.16375 | 488.3204 | 0.53805 | 0 | 0 | 0.041708 | 0.098247 | 0.0013644 | 0.00033914 | 0.00019568 | 0.020171 | 0.026989 | 1.6429e-05 | 0.00057918 | 0.00011782 | 6.2743e-05 | 9.0712e-05 | 0.00015956 | 0.00012555 | 1.7182e-05 | 0.023683 | 0.036607 | 0.11986
|  | 488.5437 | 0 | 488.5437 | 0 | 421.9643 | 0.18796 | 423.4674 | 0.44217 | 421.6065 | 0.00636 | 417.0898 | 0.00044337 | 417.0898 | 0.0006506 | 488.5437 | 0.091268 | 420.7045 | 0.11934 | 423.4674 | -0.00128 | 417.0898 | 0.00124 | 416.8713 | 0.00193 | 420.7045 | 0.00067248 | 421.9643 | 0.00041582 | 417.0898 | -0.0002299 | 488.5437 | 0.0005773 | 417.0898 | -9.2614e-05 | 420.7045 | 0.11076 | 488.5437 | 0.16418 | 488.5437 | 0.53571 | 0 | 0 | 0.040698 | 0.095391 | 0.0014217 | 0.00025285 | 0.0002908 | 0.020582 | 0.026556 | -0.00010862 | 0.00037818 | 0.00011979 | 0.00013872 | 9.1464e-05 | -6.9682e-06 | 0.00012455 | -1.8994e-05 | 0.024376 | 0.036707 | 0.11933
|  | 488.767 | 0 | 488.767 | 0 | 422.1832 | 0.18382 | 423.6865 | 0.42866 | 421.8273 | 0.00652 | 417.3084 | 0.00187 | 417.3084 | 0.00201 | 488.767 | 0.093099 | 420.9201 | 0.12704 | 423.6865 | 0.00028844 | 417.3084 | 0.00222 | 417.0898 | -0.00083382 | 420.9201 | 0.00061449 | 422.1832 | 0.00041972 | 417.3084 | 0.00016614 | 488.767 | 0.00053836 | 417.3084 | -8.1166e-05 | 420.9201 | 0.11538 | 488.767 | 0.16464 | 488.767 | 0.53321 | 0 | 0 | 0.039658 | 0.092702 | 0.0014805 | 0.00022292 | 0.00043495 | 0.020966 | 0.027125 | -4.1316e-05 | 0.00035518 | 1.7449e-05 | 9.2587e-05 | 9.2395e-05 | -3.8691e-05 | 0.00010875 | 1.2348e-05 | 0.025133 | 0.03676 | 0.11888
|  | 488.9903 | 0 | 488.9903 | 0 | 422.4022 | 0.17846 | 423.9056 | 0.41759 | 422.0481 | 0.00689 | 417.527 | 0.00016981 | 417.527 | 0.00197 | 488.9903 | 0.094699 | 421.1357 | 0.12461 | 423.9056 | -0.0006656 | 417.527 | 0.00103 | 417.3084 | 0.00099346 | 421.1357 | 0.00024448 | 422.4022 | 0.00042433 | 417.527 | -0.00052018 | 488.9903 | 0.00043573 | 417.527 | 0.00019415 | 421.1357 | 0.11778 | 488.9903 | 0.16463 | 488.9903 | 0.53169 | 0 | 0 | 0.038663 | 0.090375 | 0.0015444 | 0.00017379 | 0.00035199 | 0.021395 | 0.027104 | 7.717e-05 | 0.00028641 | 0.00010319 | 0.00015222 | 9.343e-05 | 7.3221e-05 | 9.8534e-05 | 3.8748e-05 | 0.026009 | 0.036837 | 0.11871
|  | 489.2135 | 0 | 489.2135 | 0 | 422.6211 | 0.17473 | 424.1247 | 0.40734 | 422.2689 | 0.0071 | 417.7456 | 0.00142 | 417.7456 | 0.00125 | 489.2135 | 0.096934 | 421.3513 | 0.12684 | 424.1247 | 0.00137 | 417.7456 | 0.00159 | 417.527 | -4.9252e-05 | 421.3513 | 0.0011678 | 422.6211 | 0.00042917 | 417.7456 | 0.00119 | 489.2135 | 0.00044683 | 417.7456 | 0.00016031 | 421.3513 | 0.12352 | 489.2135 | 0.16531 | 489.2135 | 0.5316 | 0 | 0 | 0.037655 | 0.087965 | 0.0016129 | 0.00016997 | 0.00035849 | 0.021965 | 0.027364 | -4.2734e-05 | 8.6986e-05 | 0.0001564 | 0.00017355 | 9.4467e-05 | -2.1859e-06 | 0.00010896 | 1.5356e-05 | 0.026844 | 0.037122 | 0.11897
|  | 489.4368 | 0 | 489.4368 | 0 | 422.8401 | 0.16921 | 424.3438 | 0.39544 | 422.4897 | 0.00751 | 417.9642 | 0.00013514 | 417.9642 | 0.00203 | 489.4368 | 0.099789 | 421.5669 | 0.127 | 424.3438 | -0.00176 | 417.9642 | -0.00079412 | 417.7456 | 0.00148 | 421.5669 | 0.00044213 | 422.8401 | 0.00043368 | 417.9642 | -0.00121 | 489.4368 | 0.00052906 | 417.9642 | -1.9809e-05 | 421.5669 | 0.12549 | 489.4368 | 0.16716 | 489.4368 | 0.53392 | 0 | 0 | 0.036724 | 0.085604 | 0.0016826 | 9.9499e-05 | 0.00053346 | 0.022555 | 0.02709 | -8.3266e-05 | 0.00030563 | -0.0002328 | 0.00021793 | 9.535e-05 | 0.00010276 | 0.00010986 | 2.4318e-05 | 0.027962 | 0.037445 | 0.11945
|  | 489.6602 | 0 | 489.6602 | 0 | 423.059 | 0.16623 | 424.563 | 0.3859 | 422.7105 | 0.00773 | 418.1829 | 0.00077507 | 418.1829 | 0.00285 | 489.6602 | 0.1022 | 421.7825 | 0.12429 | 424.563 | 0.001 | 418.1829 | 0.00359 | 417.9642 | -0.00361 | 421.7825 | 0.0015794 | 423.059 | 0.00043724 | 418.1829 | 0.00215 | 489.6602 | 0.00045478 | 418.1829 | 0.00024227 | 421.7825 | 0.13388 | 489.6602 | 0.16818 | 489.6602 | 0.53577 | 0 | 0 | 0.035777 | 0.083289 | 0.0017545 | 0.00028263 | 0.00053244 | 0.02314 | 0.027008 | -3.2876e-05 | 0.00051494 | -0.00029081 | 0.00016683 | 9.5981e-05 | 0.00015349 | 9.8035e-05 | 1.5311e-05 | 0.029204 | 0.037699 | 0.11999
|  | 489.8835 | 0 | 489.8835 | 0 | 423.278 | 0.16051 | 424.7821 | 0.37414 | 422.9313 | 0.00816 | 418.4015 | 0.00181 | 418.4015 | 0.00202 | 489.8835 | 0.10503 | 421.9981 | 0.1262 | 424.7821 | -0.0013 | 418.4015 | 0.00112 | 418.1829 | 0.00094969 | 421.9981 | -3.211e-05 | 423.278 | 0.00043932 | 418.4015 | -0.00074613 | 489.8835 | 0.00042316 | 418.4015 | -0.00010223 | 421.9981 | 0.13698 | 489.8835 | 0.16943 | 489.8835 | 0.53875 | 0 | 0 | 0.034858 | 0.081069 | 0.0018297 | 0.000399 | 0.00034762 | 0.023785 | 0.027703 | 5.15e-05 | 0.0004941 | -0.0001028 | 0.00020123 | 9.6216e-05 | 0.00011848 | 9.2472e-05 | 7.8014e-06 | 0.030252 | 0.038063 | 0.12067
|  | 490.1069 | 0 | 490.1069 | 0 | 423.497 | 0.15788 | 425.0013 | 0.36571 | 423.1522 | 0.00841 | 418.6202 | 0.00184 | 418.6202 | 0.00116 | 490.1069 | 0.10795 | 422.2138 | 0.13074 | 425.0013 | 0.00177 | 418.6202 | 0.0034 | 418.4015 | -0.00189 | 422.2137 | 0.0018984 | 423.497 | 0.00043951 | 418.6202 | 0.00183 | 490.1069 | 0.00040489 | 418.6202 | 0.00017359 | 422.2137 | 0.1436 | 490.1069 | 0.17141 | 490.1069 | 0.54182 | 0 | 0 | 0.034013 | 0.079078 | 0.0019104 | 0.00036193 | 0.00024931 | 0.024556 | 0.027428 | 4.4932e-05 | 0.00035466 | -8.3079e-05 | 0.00022455 | 9.606e-05 | 0.000128 | 0.00010367 | 3.4527e-05 | 0.031361 | 0.038673 | 0.12182
|  | 490.3302 | 0 | 490.3302 | 0 | 423.716 | 0.1527 | 425.2205 | 0.35587 | 423.373 | 0.00889 | 418.8388 | 0.00147 | 418.8388 | 0.00112 | 490.3302 | 0.11192 | 422.4294 | 0.12366 | 425.2205 | -0.00136 | 418.8388 | -0.00015647 | 418.6202 | 0.00113 | 422.4294 | 0.0001842 | 423.716 | 0.00043765 | 418.8388 | -0.00065942 | 490.3302 | 0.0005234 | 418.8388 | 0.00014217 | 422.4294 | 0.14726 | 490.3302 | 0.17487 | 490.3302 | 0.549 | 0 | 0 | 0.033126 | 0.07725 | 0.0019923 | 0.00064177 | 0.00012312 | 0.025443 | 0.027142 | 4.0554e-05 | 0.00045739 | -1.0934e-06 | 0.00011181 | 9.5425e-05 | 0.00012689 | 0.00010153 | 1.4547e-05 | 0.032087 | 0.039455 | 0.1234
|  | 490.5536 | 0 | 490.5536 | 0 | 423.935 | 0.14983 | 425.4397 | 0.34893 | 423.5939 | 0.00915 | 419.0575 | 0.0044 | 419.0575 | 6.1693e-06 | 490.5536 | 0.11588 | 422.6451 | 0.12804 | 425.4397 | 0.00173 | 419.0575 | 0.00434 | 418.8388 | -0.00114 | 422.6451 | 0.00085272 | 423.935 | 0.00043383 | 419.0575 | 0.00182 | 490.5536 | 0.00038566 | 419.0575 | -9.1148e-06 | 422.6451 | 0.1503 | 490.5536 | 0.17838 | 490.5536 | 0.55588 | 0 | 0 | 0.032315 | 0.075579 | 0.0020708 | 0.00053192 | 0.0001625 | 0.026314 | 0.027432 | 3.7264e-05 | 0.00036836 | 3.2799e-05 | 3.4932e-05 | 9.4428e-05 | 0.00017527 | 0.00010307 | -1.3617e-05 | 0.03274 | 0.040197 | 0.12478
|  | 490.777 | 0 | 490.777 | 0 | 424.154 | 0.14525 | 425.6589 | 0.34066 | 423.8148 | 0.0096 | 419.2762 | 0.00046484 | 419.2762 | 0.00148 | 490.777 | 0.11971 | 422.8607 | 0.12635 | 425.6589 | -0.00139 | 419.2762 | -0.00097105 | 419.0575 | 0.00144 | 422.8607 | -0.00052877 | 424.154 | 0.00042842 | 419.2762 | -0.000217 | 490.777 | 0.00053715 | 419.2762 | -0.00011542 | 422.8607 | 0.15332 | 490.777 | 0.1815 | 490.777 | 0.56123 | 0 | 0 | 0.031504 | 0.073739 | 0.0021504 | 0.0006227 | 0.00050845 | 0.027128 | 0.027706 | 5.4803e-06 | 0.00024919 | -2.1868e-06 | 8.6769e-05 | 9.3148e-05 | 9.3271e-05 | 0.00011564 | 1.5696e-05 | 0.034116 | 0.040788 | 0.12594
|  | 491.0004 | 0 | 491.0004 | 0 | 424.3731 | 0.14238 | 425.8781 | 0.33211 | 424.0357 | 0.00987 | 419.4949 | 0.00523 | 419.4949 | 0.00317 | 491.0004 | 0.12315 | 423.0764 | 0.13058 | 425.8781 | 0.00144 | 419.4949 | 0.00325 | 419.2762 | -0.00146 | 423.0764 | 0.0013334 | 424.3731 | 0.00042203 | 419.4949 | 0.00107 | 491.0004 | 0.00049811 | 419.4949 | 0.00025896 | 423.0764 | 0.16305 | 491.0004 | 0.18366 | 491.0004 | 0.56623 | 0 | 0 | 0.030679 | 0.071671 | 0.0022356 | 0.00069116 | 0.00045931 | 0.027968 | 0.027639 | -0.00015237 | 0.00033722 | -8.4556e-05 | 1.8929e-05 | 9.1707e-05 | 6.9432e-05 | 0.00011989 | 1.9418e-05 | 0.035582 | 0.041349 | 0.12709
|  | 491.2238 | 0 | 491.2238 | 0 | 424.5921 | 0.13776 | 426.0973 | 0.3217 | 424.2566 | 0.01037 | 419.7136 | 0.00109 | 419.7136 | 0.00103 | 491.2238 | 0.12722 | 423.2921 | 0.1257 | 426.0973 | -0.00283 | 419.7136 | -0.00016645 | 419.4949 | 0.00068671 | 423.2921 | -0.0011579 | 424.5921 | 0.00041538 | 419.7136 | -0.0004351 | 491.2238 | 0.00057514 | 419.7136 | -8.1399e-05 | 423.2921 | 0.16687 | 491.2238 | 0.18648 | 491.2238 | 0.57149 | 0 | 0 | 0.029919 | 0.069791 | 0.002323 | 0.00047134 | 0.00041338 | 0.028878 | 0.026785 | -0.00014691 | 0.00041049 | -5.1759e-05 | -9.5206e-05 | 9.033e-05 | 0.00016567 | 0.00010706 | -2.8002e-05 | 0.036324 | 0.041997 | 0.12837
|  | 491.4472 | 0 | 491.4472 | 0 | 424.8112 | 0.13537 | 426.3166 | 0.31488 | 424.4775 | 0.01066 | 419.9323 | 0.00322 | 419.9323 | 0.00275 | 491.4472 | 0.13128 | 423.5078 | 0.12265 | 426.3166 | 0.00149 | 419.9323 | 0.00392 | 419.7136 | -0.00116 | 423.5078 | 0.00027515 | 424.8112 | 0.00040922 | 419.9323 | 0.00195 | 491.4472 | 0.00038319 | 419.9323 | -0.00017465 | 423.5078 | 0.16993 | 491.4472 | 0.18945 | 491.4472 | 0.57762 | 0 | 0 | 0.029185 | 0.06819 | 0.0024147 | 0.00067922 | 0.00047687 | 0.029892 | 0.026976 | 0.00011749 | 0.00046682 | 0.00013233 | -5.2674e-05 | 8.909e-05 | 8.8594e-05 | 0.00010278 | -5.7347e-05 | 0.037217 | 0.042784 | 0.13003
|  | 491.6707 | 0 | 491.6707 | 0 | 425.0302 | 0.13109 | 426.5359 | 0.30709 | 424.6985 | 0.0112 | 420.1511 | 0.00299 | 420.1511 | 0.00161 | 491.6707 | 0.13628 | 423.7235 | 0.12744 | 426.5359 | -0.0004184 | 420.1511 | 0.00034803 | 419.9323 | 0.00237 | 423.7235 | -0.00076348 | 425.0302 | 0.00040418 | 420.1511 | -0.00114 | 491.6707 | 0.00053677 | 420.1511 | -0.00034966 | 423.7235 | 0.17511 | 491.6707 | 0.19351 | 491.6707 | 0.58629 | 0 | 0 | 0.028432 | 0.066539 | 0.0025176 | 0.00068141 | 0.00043094 | 0.030933 | 0.027912 | 0.00016134 | 0.00051713 | 6.8906e-05 | -3.9298e-05 | 8.8164e-05 | 8.8594e-05 | 0.0001072 | -1.523e-05 | 0.038577 | 0.043552 | 0.13165
|  | 491.8941 | 0 | 491.8941 | 0 | 425.2493 | 0.12846 | 426.7551 | 0.29982 | 424.9194 | 0.01159 | 420.3698 | 0.00324 | 420.3698 | 0.00233 | 491.8941 | 0.14059 | 423.9392 | 0.13133 | 426.7551 | 0.00189 | 420.3698 | 0.00438 | 420.1511 | -0.00174 | 423.9392 | 0.00039915 | 425.2493 | 0.00040066 | 420.3698 | 0.00195 | 491.8941 | 0.00042269 | 420.3698 | 0.00021041 | 423.9392 | 0.18253 | 491.8941 | 0.1963 | 491.8941 | 0.59209 | 0 | 0 | 0.027696 | 0.064813 | 0.0026271 | 0.0005075 | 0.00026344 | 0.031972 | 0.027345 | -6.9079e-05 | 0.00048157 | -2.1875e-06 | 7.9709e-05 | 8.7575e-05 | 0.00018636 | 0.00010928 | 1.9256e-05 | 0.03957 | 0.044245 | 0.13307
|  | 492.1176 | 0 | 492.1176 | 0 | 425.4684 | 0.12438 | 426.9744 | 0.29127 | 425.1404 | 0.01219 | 420.5886 | 0.0014 | 420.5886 | 7.86e-05 | 492.1176 | 0.14555 | 424.155 | 0.12218 | 426.9744 | -0.00252 | 420.5886 | 2.295e-05 | 420.3698 | 0.00172 | 424.155 | 0.00033982 | 425.4684 | 0.0003988 | 420.5886 | -0.00024612 | 492.1176 | 0.00055535 | 420.5886 | -3.4357e-05 | 424.155 | 0.18432 | 492.1176 | 0.19968 | 492.1176 | 0.5989 | 0 | 0 | 0.027033 | 0.063441 | 0.0027413 | 0.00055898 | 0.00034989 | 0.032889 | 0.026783 | -0.00023911 | 0.00035803 | 3.2812e-05 | 0.00019944 | 8.7349e-05 | 7.0869e-05 | 0.0001073 | 6.4547e-06 | 0.040732 | 0.044785 | 0.13397
|  | 492.3411 | 0 | 492.3411 | 0 | 425.6875 | 0.12237 | 427.1937 | 0.28731 | 425.3613 | 0.01262 | 420.8073 | 0.00371 | 420.8073 | 0.00312 | 492.3411 | 0.14877 | 424.3707 | 0.12609 | 427.1937 | 0.00033936 | 420.8073 | 0.00325 | 420.5886 | -0.00142 | 424.3707 | 0.0015089 | 425.6875 | 0.00039849 | 420.8073 | 0.00089398 | 492.3411 | 0.00040489 | 420.8073 | 9.3363e-05 | 424.3707 | 0.19325 | 492.3411 | 0.2011 | 492.3411 | 0.59998 | 0 | 0 | 0.026341 | 0.062089 | 0.0028628 | 0.00060164 | 0.0005196 | 0.03367 | 0.02731 | -0.00020401 | 0.00017502 | 0.00010611 | 0.00019889 | 8.7416e-05 | -1.6409e-09 | 0.00011789 | -1.3481e-05 | 0.04222 | 0.045147 | 0.1343
|  | 492.5646 | 0 | 492.5646 | 0 | 425.9066 | 0.11806 | 427.413 | 0.27896 | 425.5823 | 0.01329 | 421.0261 | 0.00179 | 421.0261 | 0.00163 | 492.5646 | 0.15254 | 424.5865 | 0.12706 | 427.413 | -0.0022 | 421.0261 | -0.00165 | 420.8073 | 0.00239 | 424.5865 | 0.00033472 | 425.9066 | 0.00039941 | 421.0261 | -0.00089399 | 492.5646 | 0.00065007 | 421.0261 | -0.0002166 | 424.5865 | 0.19812 | 492.5646 | 0.20293 | 492.5646 | 0.60187 | 0 | 0 | 0.025682 | 0.060475 | 0.0029946 | 0.00072854 | 0.00045178 | 0.034472 | 0.026829 | 1.755e-05 | 0.00018268 | 0.00012142 | 8.8759e-05 | 8.7713e-05 | 3.8943e-05 | 0.00012949 | -1.196e-05 | 0.043679 | 0.045546 | 0.13476
|  | 492.7881 | 0 | 492.7881 | 0 | 426.1258 | 0.11635 | 427.6324 | 0.27239 | 425.8033 | 0.01381 | 421.2449 | 0.00487 | 421.2449 | 0.0025 | 492.7881 | 0.15592 | 424.8023 | 0.1216 | 427.6324 | 0.00236 | 421.2449 | 0.00332 | 421.0261 | -0.00128 | 424.8023 | 0.00048792 | 426.1258 | 0.0004012 | 421.2449 | 0.00125 | 492.7881 | 0.00050862 | 421.2449 | 0.00010726 | 424.8023 | 0.20672 | 492.7881 | 0.20463 | 492.7881 | 0.60399 | 0 | 0 | 0.025066 | 0.058968 | 0.0031406 | 0.00084789 | 4.1574e-05 | 0.035314 | 0.026303 | 2.303e-05 | 0.00048685 | 8.8606e-05 | -0.0001291 | 8.817e-05 | 0.00010449 | 0.00013732 | 6.2934e-05 | 0.044945 | 0.046008 | 0.1353
|  | 493.0116 | 0 | 493.0116 | 0 | 426.3449 | 0.11241 | 427.8517 | 0.26532 | 426.0243 | 0.01461 | 421.4637 | 0.00288 | 421.4637 | -0.00212 | 493.0116 | 0.16006 | 425.0181 | 0.12218 | 427.8517 | -0.00215 | 421.4637 | 0.00113 | 421.2449 | 0.00209 | 425.0181 | -0.0016844 | 426.3449 | 0.00040346 | 421.4637 | -0.00029489 | 493.0116 | 0.0007201 | 421.4637 | 0.00046797 | 425.0181 | 0.20985 | 493.0116 | 0.20703 | 493.0116 | 0.60668 | 0 | 0 | 0.024427 | 0.057611 | 0.0033008 | 0.00067944 | -3.2823e-06 | 0.036124 | 0.026148 | 2.1936e-05 | 0.00045405 | 0.00029675 | 5.0583e-05 | 8.8689e-05 | 7.6292e-05 | 0.00011739 | 6.168e-05 | 0.046365 | 0.046313 | 0.1354
|  | 493.2351 | 0 | 493.2351 | 0 | 426.5641 | 0.11052 | 428.0711 | 0.25994 | 426.2453 | 0.01526 | 421.6825 | 0.00333 | 421.6825 | 0.00209 | 493.2351 | 0.16314 | 425.2339 | 0.12017 | 428.0711 | 0.00235 | 421.6825 | 0.00302 | 421.4637 | 0.00062236 | 425.2339 | 0.0021532 | 426.5641 | 0.00040594 | 421.6825 | 0.00099219 | 493.2351 | 0.00033016 | 421.6825 | 9.5783e-05 | 425.2339 | 0.21987 | 493.2351 | 0.20732 | 493.2351 | 0.60472 | 0 | 0 | 0.023833 | 0.056124 | 0.0034714 | 0.00077469 | 0.0005668 | 0.036765 | 0.02637 | 2.1936e-05 | 0.00028337 | 0.00035365 | 0.00014737 | 8.9239e-05 | -3.0428e-06 | 0.00010614 | -1.3699e-05 | 0.047964 | 0.046375 | 0.13468
|  | 493.4587 | 0 | 493.4587 | 0 | 426.7832 | 0.10699 | 428.2904 | 0.25177 | 426.4664 | 0.01615 | 421.9014 | 0.00375 | 421.9014 | 0.00309 | 493.4587 | 0.16578 | 425.4497 | 0.1242 | 428.2904 | -0.00215 | 421.9014 | -0.00043024 | 421.6825 | 0.00261 | 425.4497 | -0.00078754 | 426.7832 | 0.00040848 | 421.9014 | -0.00102 | 493.4587 | 0.00061944 | 421.9014 | -0.00022098 | 425.4497 | 0.22461 | 493.4587 | 0.20757 | 493.4587 | 0.60017 | 0 | 0 | 0.023285 | 0.054676 | 0.0036516 | 0.00058649 | 0.00061275 | 0.037446 | 0.026825 | -5.8138e-05 | 0.00030744 | 0.0001696 | 2.474e-05 | 8.981e-05 | 1.6413e-05 | 0.00010925 | -1.9782e-05 | 0.049282 | 0.046545 | 0.13434
|  | 493.6823 | 0 | 493.6823 | 0 | 427.0024 | 0.10548 | 428.5098 | 0.24667 | 426.6874 | 0.01689 | 422.1202 | 0.00161 | 422.1202 | 0.00251 | 493.6823 | 0.16921 | 425.6655 | 0.12439 | 428.5098 | 0.00162 | 422.1202 | 0.00324 | 421.9014 | -0.00106 | 425.6655 | 0.0010168 | 427.0024 | 0.00041104 | 422.1202 | 0.00117 | 493.6823 | 0.00035794 | 422.1202 | 4.0185e-05 | 425.6655 | 0.23209 | 493.6823 | 0.20882 | 493.6823 | 0.60167 | 0 | 0 | 0.022729 | 0.053413 | 0.0038477 | 0.00043008 | 0.00042789 | 0.038403 | 0.02648 | 2.0845e-05 | 0.00053733 | 0.00010285 | 0.00010088 | 9.0378e-05 | 3.2857e-05 | 0.00011394 | -2.3288e-05 | 0.050824 | 0.047076 | 0.13507
|  | 493.9058 | 0 | 493.9058 | 0 | 427.2216 | 0.10192 | 428.7292 | 0.24019 | 426.9085 | 0.01792 | 422.3391 | 0.00232 | 422.3391 | 0.0014 | 493.9058 | 0.17431 | 425.8813 | 0.121 | 428.7292 | -0.00143 | 422.3391 | 0.00167 | 422.1202 | 0.002 | 425.8813 | -8.1929e-05 | 427.2216 | 0.00041366 | 422.3391 | -0.00086976 | 493.9058 | 0.0006613 | 422.3391 | -0.00025298 | 425.8813 | 0.2389 | 493.9058 | 0.21229 | 493.9058 | 0.6066 | 0 | 0 | 0.022147 | 0.05211 | 0.0040533 | 0.00059524 | 0.00032935 | 0.039473 | 0.02627 | 4.8272e-05 | 0.00052959 | 4.4868e-05 | 0.00012652 | 9.0975e-05 | 1.5345e-05 | 0.00011709 | 5.801e-06 | 0.0524 | 0.047685 | 0.13586
|  | 494.1294 | 0 | 494.1294 | 0 | 427.4408 | 0.10014 | 428.9487 | 0.23479 | 427.1295 | 0.01875 | 422.5579 | 0.00312 | 422.5579 | 0.00161 | 494.1294 | 0.17877 | 426.0972 | 0.12241 | 428.9487 | 0.00187 | 422.5579 | 0.00317 | 422.3391 | -0.00159 | 426.0972 | 0.0012542 | 427.4408 | 0.00041637 | 422.5579 | 0.00101 | 494.1294 | 0.00038609 | 422.5579 | 0.000306 | 426.0972 | 0.24663 | 494.1294 | 0.21425 | 494.1294 | 0.6087 | 0 | 0 | 0.021553 | 0.05081 | 0.0042622 | 0.00061949 | 0.00040715 | 0.040418 | 0.026217 | 0.00011149 | 0.00052317 | 5.471e-06 | 0.00025116 | 9.1578e-05 | 0.00012146 | 0.00011342 | 5.0761e-05 | 0.054248 | 0.048138 | 0.13631
|  | 494.353 | 0 | 494.353 | 0 | 427.66 | 0.096502 | 429.1681 | 0.22834 | 427.3506 | 0.01981 | 422.7768 | 0.00254 | 422.7768 | 0.00211 | 494.353 | 0.18275 | 426.313 | 0.12051 | 429.1681 | -0.00085381 | 422.7768 | 0.00161 | 422.5579 | 0.00164 | 426.313 | 0.001073 | 427.66 | 0.00041917 | 422.7768 | 9.9719e-05 | 494.353 | 0.00062837 | 422.7768 | 0.00015778 | 426.313 | 0.25601 | 494.353 | 0.21632 | 494.353 | 0.61053 | 0 | 0 | 0.021045 | 0.049602 | 0.0044828 | 0.00077265 | 0.00041916 | 0.041164 | 0.02641 | -2.288e-05 | 0.00061615 | 6.0197e-05 | 0.00017487 | 9.2192e-05 | 0.00018383 | 0.00011086 | 2.5545e-05 | 0.056314 | 0.048368 | 0.13616
|  | 494.5766 | 0 | 494.5766 | 0 | 427.8792 | 0.095506 | 429.3875 | 0.22378 | 427.5717 | 0.02074 | 422.9957 | 0.00452 | 422.9957 | 0.00172 | 494.5766 | 0.18543 | 426.5289 | 0.12416 | 429.3875 | 0.00064526 | 422.9957 | 0.00402 | 422.7768 | -0.00109 | 426.5289 | 0.00054708 | 427.8792 | 0.00042197 | 422.9957 | 0.00158 | 494.5766 | 0.00036319 | 422.9957 | 7.5639e-05 | 426.5289 | 0.2657 | 494.5766 | 0.21629 | 494.5766 | 0.60732 | 0 | 0 | 0.02055 | 0.048355 | 0.0047127 | 0.00092266 | 0.00028234 | 0.0418 | 0.026464 | 2.2219e-06 | 0.00045547 | 1.8605e-05 | 0.0001337 | 9.2806e-05 | 1.4229e-05 | 0.00011567 | 1.0281e-05 | 0.05817 | 0.048408 | 0.13537
|  | 494.8003 | 0 | 494.8003 | 0 | 428.0984 | 0.091958 | 429.607 | 0.21685 | 427.7928 | 0.02189 | 423.2146 | 0.00391 | 423.2146 | 0.00085965 | 494.8003 | 0.1884 | 426.7448 | 0.12101 | 429.607 | -0.00062502 | 423.2146 | 0.00014144 | 422.9957 | 0.00126 | 426.7448 | 0.00069154 | 428.0984 | 0.00042465 | 423.2146 | -0.00145 | 494.8003 | 0.0006713 | 423.2146 | 1.8292e-05 | 426.7448 | 0.27321 | 494.8003 | 0.21664 | 494.8003 | 0.60332 | 0 | 0 | 0.020034 | 0.047031 | 0.0049423 | 0.00099381 | 0.00041368 | 0.042291 | 0.02606 | -9.1372e-07 | 0.00045109 | -7.4426e-05 | 0.00023747 | 9.3356e-05 | -0.00016777 | 0.00013005 | 7.0308e-06 | 0.060355 | 0.048359 | 0.1343
|  | 495.0239 | 0 | 495.0239 | 0 | 428.3177 | 0.090806 | 429.8265 | 0.21176 | 428.014 | 0.02281 | 423.4335 | 0.00517 | 423.4335 | 0.00292 | 495.0239 | 0.1898 | 426.9607 | 0.12042 | 429.8265 | 0.00061669 | 423.4335 | 0.00398 | 423.2146 | -0.00194 | 426.9607 | 0.0015084 | 428.3177 | 0.00042699 | 423.4335 | -8.2854e-05 | 495.0239 | 0.00049171 | 423.4335 | 4.5945e-05 | 426.9607 | 0.28594 | 495.0239 | 0.21584 | 495.0239 | 0.59772 | 0 | 0 | 0.019521 | 0.045767 | 0.0051767 | 0.00098851 | 0.00052217 | 0.043015 | 0.025613 | -8.0474e-05 | 0.0005572 | -3.8307e-05 | 7.5225e-05 | 9.3811e-05 | -7.956e-05 | 0.00012994 | -3.4347e-06 | 0.062085 | 0.04857 | 0.1338
|  | 495.2476 | 0 | 495.2476 | 0 | 428.5369 | 0.087276 | 430.0459 | 0.20529 | 428.2351 | 0.02401 | 423.6524 | 0.00386 | 423.6524 | 0.00185 | 495.2476 | 0.19484 | 427.1766 | 0.11684 | 430.0459 | -0.00135 | 423.6524 | 0.00111 | 423.4335 | 0.00159 | 427.1766 | -0.0008116 | 428.5369 | 0.0004288 | 423.6524 | -0.00064392 | 495.2476 | 0.00067027 | 423.6524 | -7.7321e-05 | 427.1766 | 0.28915 | 495.2476 | 0.21848 | 495.2476 | 0.59876 | 0 | 0 | 0.019042 | 0.044612 | 0.0054188 | 0.00084288 | 0.00057798 | 0.04395 | 0.025371 | -2.5244e-05 | 0.00057907 | -8.6481e-05 | -0.00011572 | 9.4135e-05 | 3.0672e-05 | 0.00011384 | -7.0302e-06 | 0.063892 | 0.04891 | 0.13391
|  | 495.4712 | 0 | 495.4712 | 0 | 428.7562 | 0.086408 | 430.2654 | 0.20118 | 428.4562 | 0.025 | 423.8714 | 0.00384 | 423.8714 | 0.00343 | 495.4712 | 0.19814 | 427.3925 | 0.11816 | 430.2654 | 0.00112 | 423.8714 | 0.00418 | 423.6524 | -0.00238 | 427.3925 | -0.00026036 | 428.7562 | 0.00042983 | 423.8714 | 0.00092411 | 495.4712 | 0.00034763 | 423.8714 | 1.3098e-05 | 427.3925 | 0.30268 | 495.4712 | 0.21886 | 495.4712 | 0.59863 | 0 | 0 | 0.018615 | 0.043541 | 0.0056628 | 0.00068753 | 0.00066564 | 0.044976 | 0.025009 | -2.6341e-05 | 0.00044851 | -0.00013793 | 6.2005e-05 | 9.4259e-05 | -4.2247e-05 | 0.00011381 | -1.4031e-05 | 0.065954 | 0.049318 | 0.13429
|  | 495.6949 | 0 | 495.6949 | 0 | 428.9754 | 0.083384 | 430.485 | 0.19553 | 428.6774 | 0.02621 | 424.0903 | 0.00244 | 424.0903 | 0.00265 | 495.6949 | 0.204 | 427.6084 | 0.11347 | 430.485 | -0.00136 | 424.0903 | -8.323e-05 | 423.8714 | 0.00112 | 427.6084 | 0.00083463 | 428.9754 | 0.00042992 | 424.0903 | -0.00131 | 495.6949 | 0.00066995 | 424.0903 | -0.00014126 | 427.6084 | 0.30817 | 495.6949 | 0.22211 | 495.6949 | 0.60209 | 0 | 0 | 0.018124 | 0.042304 | 0.0059171 | 0.00075107 | 0.00044451 | 0.046076 | 0.024829 | -5.6078e-05 | 0.00039708 | -3.5034e-05 | 0.00032471 | 9.416e-05 | -1.2043e-05 | 0.00013447 | -1.3301e-05 | 0.067954 | 0.049873 | 0.13474
|  | 495.9186 | 0 | 495.9186 | 0 | 429.1947 | 0.081927 | 430.7045 | 0.18989 | 428.8985 | 0.0273 | 424.3093 | 0.00442 | 424.3093 | 0.00141 | 495.9186 | 0.20794 | 427.8244 | 0.11649 | 430.7045 | 0.00084909 | 424.3093 | 0.00371 | 424.0903 | -0.00144 | 427.8244 | 0.0021727 | 429.1947 | 0.00042893 | 424.3093 | 0.0012 | 495.9186 | 0.00053228 | 424.3093 | 1.977e-05 | 427.8244 | 0.3212 | 495.9186 | 0.22378 | 495.9186 | 0.60255 | 0 | 0 | 0.017655 | 0.040908 | 0.0061867 | 0.00085942 | 0.00048062 | 0.047134 | 0.024952 | -0.00020427 | 0.00044741 | 0.00022992 | 0.00015861 | 9.383e-05 | 9.195e-05 | 0.00015618 | -1.8285e-06 | 0.069548 | 0.05039 | 0.13512
|  | 496.1423 | 0 | 496.1423 | 0 | 429.414 | 0.079087 | 430.924 | 0.18278 | 429.1197 | 0.02864 | 424.5283 | 0.00343 | 424.5283 | 0.00298 | 496.1423 | 0.21346 | 428.0403 | 0.11461 | 430.924 | -0.00271 | 424.5283 | 0.0003767 | 424.3093 | 0.00354 | 428.0403 | -0.00070375 | 429.414 | 0.00042679 | 424.5283 | -0.00036012 | 496.1423 | 0.00086404 | 424.5283 | -3.6471e-05 | 428.0403 | 0.32293 | 496.1423 | 0.22674 | 496.1423 | 0.6055 | 0 | 0 | 0.017263 | 0.039732 | 0.0064621 | 0.0011245 | 0.00075114 | 0.048333 | 0.024517 | -0.00013392 | 0.00060843 | 0.00039207 | 0.00010148 | 9.3255e-05 | 0.00014233 | 0.00014397 | 1.3336e-05 | 0.071437 | 0.050921 | 0.13584
|  | 496.366 | 0 | 496.366 | 0 | 429.6333 | 0.078329 | 431.1436 | 0.17918 | 429.3409 | 0.02979 | 424.7473 | 0.00684 | 424.7473 | 0.00388 | 496.366 | 0.2186 | 428.2563 | 0.11242 | 431.1436 | 0.00149 | 424.7473 | 0.00518 | 424.5283 | 4.1202e-05 | 428.2563 | 0.0016435 | 429.6333 | 0.00042357 | 424.7473 | 0.00166 | 496.366 | 0.00042297 | 424.7473 | 0.00015827 | 428.2563 | 0.33861 | 496.366 | 0.22846 | 496.366 | 0.6088 | 0 | 0 | 0.016843 | 0.038672 | 0.0067483 | 0.0012801 | 0.00064605 | 0.049673 | 0.023457 | -9.8811e-06 | 0.00068766 | 0.00010579 | 3.5823e-05 | 9.2434e-05 | 0.00014249 | 0.00012517 | 2.5818e-06 | 0.07386 | 0.051566 | 0.13674
|  | 496.5898 | 0 | 496.5898 | 0 | 429.8526 | 0.075283 | 431.3631 | 0.17306 | 429.5621 | 0.03122 | 424.9663 | 0.00485 | 424.9663 | 0.00202 | 496.5898 | 0.22544 | 428.4723 | 0.1048 | 431.3631 | -0.00158 | 424.9663 | 0.0011 | 424.7473 | 0.000925 | 428.4723 | -0.0013118 | 429.8526 | 0.00041942 | 424.9663 | -0.00035874 | 496.5898 | 0.00069595 | 424.9663 | -0.00013469 | 428.4723 | 0.34537 | 496.5898 | 0.2325 | 496.5898 | 0.61358 | 0 | 0 | 0.016435 | 0.037676 | 0.0070429 | 0.0011387 | 0.00054419 | 0.051152 | 0.022887 | 3.074e-05 | 0.00063836 | 1.4174e-05 | -0.00013101 | 9.1469e-05 | 0.00013372 | 0.00011208 | 1.0175e-06 | 0.075441 | 0.052351 | 0.13785
|  | 496.8135 | 0 | 496.8135 | 0 | 430.072 | 0.07458 | 431.5827 | 0.17012 | 429.7834 | 0.03245 | 425.1852 | 0.00555 | 425.1852 | 0.00295 | 496.8135 | 0.23178 | 428.6882 | 0.10715 | 431.5827 | 0.00186 | 425.1852 | 0.00473 | 424.9663 | -0.00079555 | 428.6882 | 9.8544e-05 | 430.072 | 0.00041465 | 425.1852 | 0.00158 | 496.8135 | 0.00030586 | 425.1852 | 0.00014398 | 428.6882 | 0.35325 | 496.8135 | 0.23544 | 496.8135 | 0.61862 | 0 | 0 | 0.016093 | 0.036696 | 0.0073312 | 0.0012507 | 0.00041067 | 0.052474 | 0.023363 | 2.3059e-05 | 0.00071185 | 4.4285e-05 | 2.2387e-05 | 9.0409e-05 | 0.00010451 | 0.00010068 | 8.3822e-06 | 0.077441 | 0.052966 | 0.13856
|  | 497.0373 | 0 | 497.0373 | 0 | 430.2913 | 0.072151 | 431.8023 | 0.16407 | 430.0046 | 0.03383 | 425.4043 | 0.00587 | 425.4043 | 0.00079994 | 497.0373 | 0.23723 | 428.9042 | 0.10916 | 431.8023 | -0.00165 | 425.4043 | 0.00177 | 425.1852 | 0.0012 | 428.9042 | 0.00010874 | 430.2913 | 0.00040964 | 425.4043 | -0.00062573 | 497.0373 | 0.00059402 | 425.4043 | -6.7442e-05 | 428.9042 | 0.36378 | 497.0373 | 0.23798 | 497.0373 | 0.61988 | 0 | 0 | 0.015719 | 0.035849 | 0.0076298 | 0.0010732 | 0.00047308 | 0.053499 | 0.023324 | -5.3802e-05 | 0.000737 | -9.8563e-05 | 0.00023493 | 8.9321e-05 | 0.00014612 | 0.00010634 | 3.6462e-05 | 0.08021 | 0.053302 | 0.13855
|  | 497.2611 | 0 | 497.2611 | 0 | 430.5107 | 0.071182 | 432.0219 | 0.16242 | 430.2258 | 0.03514 | 425.6233 | 0.00393 | 425.6233 | 0.00352 | 497.2611 | 0.2409 | 429.1203 | 0.10677 | 432.0219 | 0.00116 | 425.6233 | 0.00496 | 425.4043 | -0.0021 | 429.1203 | 0.0020661 | 430.5107 | 0.00040485 | 425.6233 | 0.00196 | 497.2611 | 0.00035639 | 425.6233 | 0.0004004 | 429.1203 | 0.37878 | 497.2611 | 0.23839 | 497.2611 | 0.6184 | 0 | 0 | 0.015309 | 0.035128 | 0.0079495 | 0.0010186 | 0.00048383 | 0.054553 | 0.022826 | 5.6042e-05 | 0.00080395 | 3.0663e-05 | 0.00020655 | 8.8354e-05 | 0.00017149 | 0.00011881 | 4.3881e-05 | 0.082462 | 0.053583 | 0.13855
|  | 497.4848 | 0 | 497.4848 | 0 | 430.73 | 0.068397 | 432.2415 | 0.15749 | 430.4471 | 0.03672 | 425.8424 | 0.00537 | 425.8424 | 0.00089733 | 497.4848 | 0.24665 | 429.3363 | 0.10458 | 432.2415 | -0.00064962 | 425.8424 | 0.00238 | 425.6233 | 0.00238 | 429.3363 | -0.00015369 | 430.73 | 0.00040071 | 425.8424 | -0.0003943 | 497.4848 | 0.00070544 | 425.8424 | 2.3193e-07 | 429.3363 | 0.38474 | 497.4848 | 0.24049 | 497.4848 | 0.61985 | 0 | 0 | 0.014939 | 0.034099 | 0.0082807 | 0.0012552 | 0.000256 | 0.055813 | 0.022238 | 0.00019881 | 0.00078201 | -1.4239e-05 | 6.4919e-05 | 8.7569e-05 | 0.00014739 | 0.0001047 | 1.409e-05 | 0.083976 | 0.054104 | 0.13905
|  | 497.7087 | 0 | 497.7087 | 0 | 430.9494 | 0.06779 | 432.4611 | 0.15302 | 430.6683 | 0.03813 | 426.0614 | 0.00609 | 426.0614 | 0.00144 | 497.7087 | 0.2521 | 429.5523 | 0.10129 | 432.4611 | 0.00246 | 426.0614 | 0.00476 | 425.8424 | -0.00251 | 429.5523 | 0.0007547 | 430.9494 | 0.00039759 | 426.0614 | 0.00174 | 497.7087 | 0.00023017 | 426.0614 | 0.00012842 | 429.5523 | 0.39269 | 497.7087 | 0.24298 | 497.7087 | 0.62276 | 0 | 0 | 0.014592 | 0.032857 | 0.0086343 | 0.0013396 | 0.00035269 | 0.057269 | 0.021965 | 0.00020418 | 0.00082257 | -7.9953e-05 | 4.1792e-05 | 8.702e-05 | 6.3527e-05 | 0.00010395 | 1.5929e-05 | 0.085908 | 0.054841 | 0.13999
|  | 497.9325 | 0 | 497.9325 | 0 | 431.1688 | 0.065237 | 432.6808 | 0.14613 | 430.8896 | 0.03991 | 426.2805 | 0.00614 | 426.2805 | 0.00178 | 497.9325 | 0.25967 | 429.7684 | 0.10203 | 432.6808 | -0.000601 | 426.2805 | 0.00275 | 426.0614 | 0.00178 | 429.7684 | -0.00036786 | 431.1688 | 0.0003957 | 426.2805 | -0.00116 | 497.9325 | 0.00069875 | 426.2805 | 1.701e-05 | 429.7684 | 0.40252 | 497.9325 | 0.24708 | 497.9325 | 0.6282 | 0 | 0 | 0.014267 | 0.031598 | 0.009026 | 0.0015993 | 0.00032643 | 0.058861 | 0.021852 | 3.9039e-05 | 0.0008566 | 8.6182e-05 | 0.00013988 | 8.6748e-05 | 2.4099e-05 | 0.00012361 | -5.8852e-06 | 0.08876 | 0.055618 | 0.14094
|  | 498.1563 | 0 | 498.1563 | 0 | 431.3882 | 0.064824 | 432.9005 | 0.14157 | 431.1109 | 0.04167 | 426.4995 | 0.00846 | 426.4995 | 0.0012 | 498.1563 | 0.26628 | 429.9844 | 0.10027 | 432.9005 | 0.00095644 | 426.4995 | 0.00507 | 426.2805 | -0.00099317 | 429.9844 | 0.0016628 | 431.3882 | 0.00039511 | 426.4995 | 0.00138 | 498.1563 | 0.00040578 | 426.4995 | -7.0737e-05 | 429.9844 | 0.4192 | 498.1563 | 0.24989 | 498.1563 | 0.63114 | 0 | 0 | 0.013955 | 0.03047 | 0.0094455 | 0.0018228 | 0.00011343 | 0.060427 | 0.021056 | -4.103e-05 | 0.00091141 | 7.1949e-05 | 0.00019574 | 8.6746e-05 | 0.00012419 | 0.00012765 | -2.0502e-05 | 0.09092 | 0.056346 | 0.14171
|  | 498.3801 | 0 | 498.3801 | 0 | 431.6076 | 0.062393 | 433.1202 | 0.13585 | 431.3322 | 0.04369 | 426.7186 | 0.00818 | 426.7186 | -0.00016452 | 498.3801 | 0.27364 | 430.2005 | 0.09461 | 433.1202 | -0.00133 | 426.7186 | 0.00325 | 426.4995 | 0.00165 | 430.2005 | 0.00014881 | 431.6076 | 0.00039568 | 426.7186 | -0.00024634 | 498.3801 | 0.00073474 | 426.7186 | -0.00011642 | 430.2005 | 0.42228 | 498.3801 | 0.25356 | 498.3801 | 0.63505 | 0 | 0 | 0.013625 | 0.02946 | 0.0098664 | 0.001651 | 0.00022081 | 0.061643 | 0.02097 | -0.00017575 | 0.00082166 | -0.00015994 | -5.2154e-05 | 8.6981e-05 | 5.452e-05 | 0.00010671 | 4.4041e-06 | 0.093017 | 0.05678 | 0.1418
|  | 498.604 | 0 | 498.604 | 0 | 431.827 | 0.061798 | 433.3398 | 0.13235 | 431.5535 | 0.04547 | 426.9377 | 0.00689 | 426.9377 | 0.00218 | 498.604 | 0.27712 | 430.4166 | 0.0995 | 433.3398 | -0.00026997 | 426.9377 | 0.00425 | 426.7186 | -0.00311 | 430.4166 | -0.00063157 | 431.827 | 0.00039714 | 426.9377 | 0.00074399 | 498.604 | 0.00021867 | 426.9377 | 0.00015662 | 430.4166 | 0.43874 | 498.604 | 0.25374 | 498.604 | 0.63186 | 0 | 0 | 0.01328 | 0.028621 | 0.010295 | 0.0016324 | 0.00038784 | 0.062666 | 0.020726 | -0.00028231 | 0.00085895 | -0.0002213 | 2.9816e-05 | 8.7366e-05 | 2.1808e-05 | 0.00010098 | 1.2664e-05 | 0.095597 | 0.056968 | 0.14146
|  | 498.8279 | 0 | 498.8279 | 0 | 432.0464 | 0.059228 | 433.5595 | 0.1282 | 431.7749 | 0.04755 | 427.1569 | 0.00801 | 427.1569 | 0.00136 | 498.8279 | 0.28273 | 430.6327 | 0.09232 | 433.5595 | -0.0023 | 427.1569 | 0.00359 | 426.9377 | 0.00109 | 430.6327 | 0.00090753 | 432.0464 | 0.00039908 | 427.1569 | -0.00054494 | 498.8279 | 0.00068342 | 427.1569 | -4.1025e-05 | 430.6327 | 0.44603 | 498.8279 | 0.2552 | 498.8279 | 0.63195 | 0 | 0 | 0.012977 | 0.027941 | 0.010738 | 0.0018055 | 0.00054451 | 0.063952 | 0.019922 | -0.00014173 | 0.00087538 | 0.00017124 | 0.00013545 | 8.7785e-05 | -9.4177e-05 | 0.0001183 | -1.7577e-05 | 0.097671 | 0.057418 | 0.14172
|  | 499.0517 | 0 | 499.0517 | 0 | 432.2659 | 0.059056 | 433.7793 | 0.12612 | 431.9962 | 0.04947 | 427.376 | 0.00847 | 427.376 | 0.00361 | 499.0517 | 0.28858 | 430.8487 | 0.09207 | 433.7793 | 0.00101 | 427.376 | 0.0044 | 427.1569 | 0.00047298 | 430.8488 | 0.00034606 | 432.2659 | 0.00040106 | 427.376 | -0.00031465 | 499.0517 | 0.00037339 | 427.376 | -0.00011941 | 430.8488 | 0.45794 | 499.0517 | 0.25774 | 499.0517 | 0.63413 | 0 | 0 | 0.012714 | 0.027245 | 0.011199 | 0.0020194 | 0.00053799 | 0.065645 | 0.019688 | -2.0873e-05 | 0.00078452 | 0.00022821 | 1.674e-05 | 8.8186e-05 | -0.0001127 | 0.00012563 | -4.1615e-05 | 0.1 | 0.058162 | 0.14264
|  | 499.2756 | 0 | 499.2756 | 0 | 432.4853 | 0.056817 | 433.999 | 0.12188 | 432.2176 | 0.05172 | 427.5951 | 0.00996 | 427.5951 | 0.0013 | 499.2756 | 0.2978 | 431.0649 | 0.09012 | 433.999 | -0.0012 | 427.5951 | 0.00276 | 427.376 | 0.00161 | 431.0649 | -0.00019115 | 432.4853 | 0.00040263 | 427.5951 | -0.00071388 | 499.2756 | 0.00074884 | 427.5951 | -0.00026039 | 431.0649 | 0.46748 | 499.2756 | 0.2618 | 499.2756 | 0.63998 | 0 | 0 | 0.012423 | 0.026528 | 0.011707 | 0.0020019 | 0.00035502 | 0.06717 | 0.019381 | -0.00010048 | 0.00093687 | 0.00014126 | 0.00019381 | 8.8457e-05 | -4.8153e-05 | 0.00011225 | -1.8698e-05 | 0.10191 | 0.058719 | 0.14315
|  | 499.4995 | 0 | 499.4995 | 0 | 432.7048 | 0.056383 | 434.2188 | 0.11955 | 432.4389 | 0.05405 | 427.8143 | 0.00831 | 427.8143 | 0.00194 | 499.4995 | 0.3022 | 431.281 | 0.08923 | 434.2188 | 0.00028555 | 427.8143 | 0.00579 | 427.5951 | -0.00032081 | 431.281 | 0.0019846 | 432.7048 | 0.00040342 | 427.8143 | 0.00027443 | 499.4995 | 0.00025381 | 427.8143 | 8.9749e-05 | 431.281 | 0.47557 | 499.4995 | 0.26272 | 499.4995 | 0.63873 | 0 | 0 | 0.012122 | 0.025749 | 0.012245 | 0.0019123 | 0.00061151 | 0.068326 | 0.0186 | -9.2789e-05 | 0.00086795 | 6.4121e-05 | 0.00026633 | 8.851e-05 | -9.5012e-06 | 0.00011874 | -1.6347e-06 | 0.10418 | 0.059042 | 0.14298
|  | 499.7235 | 0 | 499.7235 | 0 | 432.9243 | 0.054095 | 434.4385 | 0.11479 | 432.6603 | 0.05657 | 428.0335 | 0.00914 | 428.0335 | 0.00364 | 499.7235 | 0.30807 | 431.4972 | 0.08287 | 434.4385 | -0.00113 | 428.0335 | 0.00213 | 427.8143 | 0.00090599 | 431.4972 | 0.0004796 | 432.9243 | 0.00040323 | 428.0335 | -0.00036113 | 499.7235 | 0.00080676 | 428.0335 | -0.00010467 | 431.4972 | 0.48833 | 499.7235 | 0.26463 | 499.7235 | 0.63837 | 0 | 0 | 0.011849 | 0.024932 | 0.012791 | 0.0021183 | 0.0007386 | 0.069293 | 0.017929 | 4.9444e-05 | 0.00072655 | 5.1146e-05 | 0.00034306 | 8.838e-05 | 1.7641e-05 | 0.00011887 | 1.118e-06 | 0.10755 | 0.059114 | 0.14237
|  | 499.9474 | 0 | 499.9474 | 0 | 433.1438 | 0.053866 | 434.6583 | 0.11212 | 432.8817 | 0.05899 | 428.2526 | 0.01019 | 428.2526 | 0.0031 | 499.9474 | 0.31079 | 431.7133 | 0.08302 | 434.6583 | 0.00158 | 428.2526 | 0.0045 | 428.0335 | -0.00043929 | 431.7133 | 0.0026946 | 433.1438 | 0.00040201 | 428.2526 | 0.00052211 | 499.9474 | 0.00025486 | 428.2526 | 0.00011487 | 431.7133 | 0.50677 | 499.9474 | 0.26332 | 499.9474 | 0.63309 | 0 | 0 | 0.011573 | 0.024212 | 0.013365 | 0.0019649 | 0.00050411 | 0.070606 | 0.017592 | 3.8463e-05 | 0.00080549 | 0.0002313 | 0.00027021 | 8.8009e-05 | 3.8788e-05 | 0.00011298 | 5.62e-06 | 0.10986 | 0.059466 | 0.1422
|  | 500.1713 | 0 | 500.1713 | 0 | 433.3633 | 0.051594 | 434.878 | 0.1082 | 433.1031 | 0.06174 | 428.4718 | 0.00774 | 428.4718 | 0.0015 | 500.1713 | 0.3198 | 431.9295 | 0.07976 | 434.878 | -0.00123 | 428.4718 | 0.00285 | 428.2526 | 0.00255 | 431.9295 | -0.00019445 | 433.3633 | 0.00039996 | 428.4718 | -0.00016818 | 500.1713 | 0.00075418 | 428.4718 | -6.3585e-05 | 431.9295 | 0.5097 | 500.1713 | 0.26778 | 500.1713 | 0.63691 | 0 | 0 | 0.011328 | 0.023364 | 0.013956 | 0.0020704 | 0.00038143 | 0.072099 | 0.017592 | 4.2859e-05 | 0.00095247 | 0.00016 | 8.7816e-05 | 8.7521e-05 | 3.6076e-05 | 0.00010163 | 1.225e-05 | 0.11206 | 0.059943 | 0.14231
|  | 500.3953 | 0 | 500.3953 | 0 | 433.5828 | 0.051615 | 435.0978 | 0.1044 | 433.3245 | 0.06431 | 428.691 | 0.01115 | 428.691 | 0.00198 | 500.3953 | 0.32406 | 432.1456 | 0.08301 | 435.0978 | 0.00162 | 428.691 | 0.00584 | 428.4718 | -0.00109 | 432.1456 | 0.001007 | 433.5828 | 0.00039745 | 428.691 | 0.00049732 | 500.3953 | 0.00015337 | 428.691 | 0.00017535 | 432.1456 | 0.52718 | 500.3953 | 0.26752 | 500.3953 | 0.63394 | 0 | 0 | 0.011082 | 0.022588 | 0.014538 | 0.0024256 | 0.00051624 | 0.073434 | 0.017434 | -8.573e-05 | 0.0011147 | 0.00014249 | 0.00018836 | 8.6977e-05 | -2.5698e-05 | 0.00010293 | 2.3296e-05 | 0.1148 | 0.060365 | 0.14228
|  | 500.6193 | 0 | 500.6193 | 0 | 433.8023 | 0.049356 | 435.3177 | 0.10111 | 433.5459 | 0.06701 | 428.9102 | 0.01098 | 428.9102 | 0.00273 | 500.6193 | 0.33165 | 432.3618 | 0.07827 | 435.3177 | -0.0024 | 428.9102 | 0.00433 | 428.691 | 0.00239 | 432.3618 | 0.00073555 | 433.8023 | 0.000395 | 428.9102 | -0.00073178 | 500.6193 | 0.00076573 | 428.9102 | 3.7195e-05 | 432.3618 | 0.53486 | 500.6193 | 0.2715 | 500.6193 | 0.63655 | 0 | 0 | 0.010815 | 0.021955 | 0.015134 | 0.002362 | 0.00062913 | 0.074961 | 0.016701 | 1.209e-05 | 0.0012659 | 8.2204e-05 | 0.00013708 | 8.6519e-05 | 9.8449e-05 | 0.00011217 | 2.8823e-05 | 0.11681 | 0.060847 | 0.14275
|  | 500.8433 | 0 | 500.8433 | 0 | 434.0218 | 0.049163 | 435.5375 | 0.09864 | 433.7674 | 0.06966 | 429.1294 | 0.01057 | 429.1294 | 0.00301 | 500.8433 | 0.3377 | 432.578 | 0.07622 | 435.5375 | 0.00251 | 429.1294 | 0.00722 | 428.9102 | -0.00164 | 432.578 | 0.00053244 | 434.0218 | 0.00039317 | 429.1294 | 0.00163 | 500.8433 | 0.00023587 | 429.1294 | 0.00022577 | 432.578 | 0.54562 | 500.8433 | 0.27183 | 500.8433 | 0.63811 | 0 | 0 | 0.010555 | 0.021232 | 0.015767 | 0.002349 | 0.00078046 | 0.076824 | 0.016084 | 7.6944e-05 | 0.0012354 | -2.0825e-05 | 6.0693e-05 | 8.6237e-05 | 0.00011561 | 0.0001126 | 1.7617e-05 | 0.11935 | 0.061476 | 0.14358
|  | 501.0673 | 0 | 501.0673 | 0 | 434.2414 | 0.046991 | 435.7573 | 0.09452 | 433.9888 | 0.07275 | 429.3487 | 0.01086 | 429.3487 | 0.00411 | 501.0673 | 0.34823 | 432.7942 | 0.07255 | 435.7573 | -0.00181 | 429.3487 | 0.00405 | 429.1294 | 0.00145 | 432.7943 | 2.8968e-05 | 434.2414 | 0.00039244 | 429.3487 | -0.00057529 | 501.0673 | 0.00076947 | 429.3487 | -6.5057e-05 | 432.7943 | 0.55838 | 501.0673 | 0.27707 | 501.0673 | 0.64383 | 0 | 0 | 0.010313 | 0.020548 | 0.016444 | 0.0024928 | 0.00084517 | 0.078692 | 0.015573 | -0.00017087 | 0.00099645 | -1.0961e-06 | 0.00014565 | 8.6234e-05 | 5.8615e-05 | 0.00010734 | -1.2224e-05 | 0.12243 | 0.062256 | 0.14436
|  | 501.2913 | 0 | 501.2913 | 0 | 434.4609 | 0.046958 | 435.9772 | 0.09241 | 434.2103 | 0.07575 | 429.5679 | 0.01188 | 429.5679 | 0.0036 | 501.2913 | 0.35435 | 433.0105 | 0.0715 | 435.9772 | 0.0002556 | 429.5679 | 0.00504 | 429.3487 | -0.00146 | 433.0105 | 0.0013182 | 434.4609 | 0.00039314 | 429.5679 | 0.00111 | 501.2913 | 0.00018891 | 429.5679 | -4.6456e-05 | 433.0105 | 0.57406 | 501.2913 | 0.27876 | 501.2913 | 0.64506 | 0 | 0 | 0.010105 | 0.019985 | 0.017147 | 0.0028626 | 0.00041783 | 0.080474 | 0.015433 | -3.7492e-05 | 0.00090339 | -2.5213e-05 | 0.0002235 | 8.6571e-05 | 6.7917e-05 | 0.00011526 | -1.6837e-06 | 0.12457 | 0.06291 | 0.14512
|  | 501.5153 | 0 | 501.5153 | 0 | 434.6805 | 0.045082 | 436.197 | 0.08937 | 434.4318 | 0.07908 | 429.7872 | 0.01423 | 429.7872 | 0.00021113 | 501.5153 | 0.36407 | 433.2267 | 0.07126 | 436.197 | -0.00059662 | 429.7872 | 0.0032 | 429.5679 | 0.00123 | 433.2267 | 0.00074913 | 434.6805 | 0.00039539 | 429.7872 | -0.00049052 | 501.5153 | 0.00084006 | 429.7872 | 3.1099e-05 | 433.2267 | 0.57816 | 501.5153 | 0.28286 | 501.5153 | 0.65045 | 0 | 0 | 0.0098839 | 0.019346 | 0.017856 | 0.0028209 | 0.00061298 | 0.082264 | 0.015538 | 0.00014219 | 0.0011534 | 4.3854e-06 | 0.00017307 | 8.7218e-05 | 0.00015343 | 0.00011244 | 2.8377e-05 | 0.12697 | 0.06347 | 0.14561
|  | 501.7393 | 0 | 501.7393 | 0 | 434.9001 | 0.044946 | 436.4169 | 0.0866 | 434.6533 | 0.08217 | 430.0064 | 0.0115 | 430.0064 | 0.00538 | 501.7393 | 0.3703 | 433.4429 | 0.07244 | 436.4169 | 0.00189 | 430.0064 | 0.00732 | 429.7872 | -0.00119 | 433.4429 | 0.00085157 | 434.9001 | 0.00039904 | 430.0064 | 0.00189 | 501.7393 | 0.00016367 | 430.0064 | 0.00022773 | 433.4429 | 0.59614 | 501.7393 | 0.28373 | 501.7393 | 0.64942 | 0 | 0 | 0.0096617 | 0.018722 | 0.018563 | 0.0026861 | 0.00091436 | 0.083672 | 0.015055 | 2.0889e-05 | 0.0012476 | 7.4552e-05 | 5.0741e-05 | 8.8133e-05 | 0.00011447 | 0.00012264 | 2.4987e-05 | 0.13019 | 0.063817 | 0.1453
|  | 501.9634 | 0 | 501.9634 | 0 | 435.1196 | 0.043058 | 436.6368 | 0.08369 | 434.8748 | 0.08542 | 430.2257 | 0.013 | 430.2257 | 0.00296 | 501.9634 | 0.3766 | 433.6592 | 0.06678 | 436.6368 | -0.0017 | 430.2257 | 0.00406 | 430.0064 | 0.00187 | 433.6592 | -0.00038234 | 435.1196 | 0.00040372 | 430.2257 | -0.00084594 | 501.9634 | 0.00093107 | 430.2257 | 1.8208e-07 | 433.6592 | 0.6078 | 501.9634 | 0.28594 | 501.9634 | 0.64763 | 0 | 0 | 0.0094462 | 0.018235 | 0.019278 | 0.0028147 | 0.00071711 | 0.084851 | 0.014551 | 1.7593e-05 | 0.001079 | 0.00011257 | 5.8353e-05 | 8.9231e-05 | -5.7732e-06 | 0.00012433 | 1.1745e-05 | 0.13273 | 0.064028 | 0.14469
|  | 502.1875 | 0 | 502.1875 | 0 | 435.3392 | 0.042971 | 436.8567 | 0.08215 | 435.0963 | 0.08866 | 430.445 | 0.01267 | 430.445 | 0.00358 | 502.1875 | 0.38079 | 433.8755 | 0.0678 | 436.8567 | 0.00186 | 430.445 | 0.00578 | 430.2257 | -0.0008432 | 433.8755 | 0.00092204 | 435.3392 | 0.00040893 | 430.445 | 0.00079329 | 502.1875 | 0.00017868 | 430.445 | 0.00010693 | 433.8755 | 0.61975 | 502.1875 | 0.28559 | 502.1875 | 0.64387 | 0 | 0 | 0.009241 | 0.017794 | 0.02004 | 0.0030077 | 0.00075878 | 0.086532 | 0.01426 | 4.5088e-05 | 0.00096602 | 9.9431e-05 | 8.804e-05 | 9.0367e-05 | 2.1611e-05 | 0.00010121 | 2.308e-05 | 0.13509 | 0.064486 | 0.14484
|  | 502.4115 | 0 | 502.4115 | 0 | 435.5588 | 0.04119 | 437.0767 | 0.07966 | 435.3178 | 0.09226 | 430.6643 | 0.01476 | 430.6643 | 0.00334 | 502.4115 | 0.39154 | 434.0917 | 0.06407 | 437.0767 | -0.00145 | 430.6643 | 0.00303 | 430.445 | 0.00175 | 434.0917 | -0.0001079 | 435.5588 | 0.00041406 | 430.6643 | -0.0005962 | 502.4115 | 0.00072466 | 430.6643 | 0.00010355 | 434.0917 | 0.62952 | 502.4115 | 0.28998 | 502.4115 | 0.64892 | 0 | 0 | 0.0090504 | 0.017271 | 0.02083 | 0.0033283 | 0.0008499 | 0.088348 | 0.013604 | -9.1536e-05 | 0.00094202 | -1.3158e-05 | 2.0726e-05 | 9.1435e-05 | 0.00011008 | 9.1717e-05 | 2.5644e-05 | 0.13742 | 0.064968 | 0.14525
|  | 502.6356 | 0 | 502.6356 | 0 | 435.7785 | 0.041223 | 437.2966 | 0.07739 | 435.5394 | 0.09577 | 430.8836 | 0.01559 | 430.8836 | 0.00441 | 502.6356 | 0.39697 | 434.308 | 0.06172 | 437.2966 | 0.00061763 | 430.8836 | 0.00556 | 430.6643 | -0.00187 | 434.308 | 0.00029953 | 435.7785 | 0.00041855 | 430.8836 | 0.0016 | 502.6356 | 9.3909e-05 | 430.8836 | 0.00013028 | 434.308 | 0.64106 | 502.6356 | 0.28986 | 502.6356 | 0.64747 | 0 | 0 | 0.0088537 | 0.016746 | 0.021631 | 0.0036524 | 0.00066229 | 0.090044 | 0.013114 | -0.00018831 | 0.0010143 | -8.7732e-06 | 0.0001112 | 9.2294e-05 | 0.0001216 | 8.9911e-05 | 1.7833e-05 | 0.13977 | 0.065405 | 0.14548
|  | 502.8597 | 0 | 502.8597 | 0 | 435.9981 | 0.039399 | 437.5165 | 0.07489 | 435.7609 | 0.09953 | 431.1029 | 0.01772 | 431.1029 | 0.00163 | 502.8597 | 0.4066 | 434.5244 | 0.05953 | 437.5165 | -0.00233 | 431.1029 | 0.00369 | 430.8836 | 0.00179 | 434.5244 | 0.0007286 | 435.9981 | 0.00042188 | 431.1029 | -0.00049102 | 502.8597 | 0.00070847 | 431.1029 | 3.2357e-05 | 434.5244 | 0.6513 | 502.8597 | 0.29383 | 502.8597 | 0.6508 | 0 | 0 | 0.0086481 | 0.016252 | 0.022476 | 0.0038958 | 0.00083466 | 0.091878 | 0.013119 | -8.0289e-05 | 0.00094873 | 0.00014443 | 0.00016333 | 9.2863e-05 | 6.46e-05 | 8.8436e-05 | 8.8074e-06 | 0.14252 | 0.06602 | 0.14587
|  | 503.0838 | 0 | 503.0838 | 0 | 436.2177 | 0.039351 | 437.7365 | 0.07288 | 435.9825 | 0.10333 | 431.3223 | 0.0178 | 431.3223 | 0.00598 | 503.0838 | 0.4133 | 434.7407 | 0.06177 | 437.7365 | 0.0016 | 431.3223 | 0.00496 | 431.1029 | -0.00047278 | 434.7407 | 0.00078154 | 436.2177 | 0.00042373 | 431.3223 | 0.00108 | 503.0838 | 8.0714e-05 | 431.3223 | 4.7944e-05 | 434.7407 | 0.66643 | 503.0838 | 0.29532 | 503.0838 | 0.65091 | 0 | 0 | 0.008444 | 0.01567 | 0.023346 | 0.003915 | 0.0007284 | 0.094637 | 0.012883 | 0.00017163 | 0.00094751 | -2.7539e-05 | 0.00021469 | 9.3101e-05 | 6.2668e-05 | 9.4889e-05 | 7.9135e-07 | 0.14588 | 0.067165 | 0.14749
|  | 503.308 | 0 | 503.308 | 0 | 436.4374 | 0.03753 | 437.9565 | 0.06959 | 436.204 | 0.10741 | 431.5416 | 0.0179 | 431.5416 | 0.00066207 | 503.308 | 0.43118 | 434.957 | 0.05735 | 437.9565 | -3.9538e-05 | 431.5416 | 0.00368 | 431.3223 | 0.00022169 | 434.957 | 0.0012035 | 436.4374 | 0.00042393 | 431.5416 | -0.00050855 | 503.308 | 0.00076602 | 431.5416 | -4.0728e-05 | 434.957 | 0.68237 | 503.308 | 0.30401 | 503.308 | 0.6652 | 0 | 0 | 0.0082622 | 0.015188 | 0.024242 | 0.0036254 | 0.00036112 | 0.097355 | 0.011784 | 0.00020462 | 0.0010388 | -0.00012483 | 0.00027934 | 9.2969e-05 | 5.627e-06 | 0.00010291 | 1.2375e-06 | 0.14915 | 0.06823 | 0.14906
|  | 503.5321 | 0 | 503.5321 | 0 | 436.6571 | 0.037696 | 438.1764 | 0.0685 | 436.4256 | 0.11139 | 431.761 | 0.01515 | 431.761 | 0.00263 | 503.5321 | 0.43751 | 435.1733 | 0.05159 | 438.1764 | 0.0019 | 431.761 | 0.00579 | 431.5416 | -0.00136 | 435.1733 | 0.0013789 | 436.6571 | 0.00042253 | 431.761 | 0.00055985 | 503.5321 | 0.00015221 | 431.761 | 5.2009e-05 | 435.1733 | 0.69644 | 503.5321 | 0.30481 | 503.5321 | 0.66483 | 0 | 0 | 0.0080855 | 0.014831 | 0.025173 | 0.0038871 | 0.00067563 | 0.099551 | 0.011075 | 0.00014481 | 0.00093886 | -0.00013986 | 0.00023023 | 9.2511e-05 | 2.4538e-05 | 0.00011573 | -8.6267e-06 | 0.15174 | 0.068997 | 0.14994
|  | 503.7563 | 0 | 503.7563 | 0 | 436.8767 | 0.035921 | 438.3965 | 0.06631 | 436.6472 | 0.11578 | 431.9804 | 0.02029 | 431.9804 | 0.00353 | 503.7563 | 0.4507 | 435.3897 | 0.05078 | 438.3965 | -0.00058373 | 431.9804 | 0.00277 | 431.761 | 8.4982e-05 | 435.3897 | 0.00074922 | 436.8767 | 0.00041976 | 431.9804 | -0.00033612 | 503.7563 | 0.00088034 | 431.9804 | -0.00013066 | 435.3897 | 0.70614 | 503.7563 | 0.3108 | 503.7563 | 0.67292 | 0 | 0 | 0.0079105 | 0.014479 | 0.02614 | 0.0044229 | 0.00049802 | 0.10179 | 0.011409 | 0.00011399 | 0.001154 | -8.4829e-05 | 0.00025193 | 9.1814e-05 | 6.7626e-05 | 0.00010957 | 2.9269e-05 | 0.15416 | 0.069735 | 0.15081
|  | 503.9805 | 0 | 503.9805 | 0 | 437.0964 | 0.036093 | 438.6165 | 0.06531 | 436.8688 | 0.12015 | 432.1998 | 0.02003 | 432.1998 | 0.00101 | 503.9805 | 0.45746 | 435.606 | 0.05468 | 438.6165 | 0.00162 | 432.1998 | 0.00775 | 431.9804 | -0.00085841 | 435.606 | 0.0015794 | 437.0964 | 0.00041607 | 432.1998 | 0.00095262 | 503.9805 | 9.7234e-05 | 432.1998 | 0.00039749 | 435.606 | 0.71884 | 503.9805 | 0.31137 | 503.9805 | 0.67261 | 0 | 0 | 0.0077432 | 0.014078 | 0.027191 | 0.004413 | 0.000396 | 0.10367 | 0.011142 | 2.6404e-05 | 0.0013098 | 9.4512e-05 | 0.00016371 | 9.0959e-05 | 3.9362e-05 | 9.6046e-05 | 3.4596e-05 | 0.15676 | 0.070204 | 0.15091
|  | 504.2046 | 0 | 504.2046 | 0 | 437.3161 | 0.034398 | 438.8365 | 0.06265 | 437.0905 | 0.12521 | 432.4192 | 0.0202 | 432.4192 | 0.0026 | 504.2046 | 0.46742 | 435.8224 | 0.04831 | 438.8365 | -0.00138 | 432.4192 | 0.00419 | 432.1998 | 0.00172 | 435.8224 | -6.6186e-05 | 437.3161 | 0.00041197 | 432.4192 | -0.00059379 | 504.2046 | 0.00075963 | 432.4192 | -8.21e-05 | 435.8224 | 0.73013 | 504.2046 | 0.31495 | 504.2046 | 0.67371 | 0 | 0 | 0.0075905 | 0.013711 | 0.028322 | 0.0046901 | 0.00047504 | 0.10554 | 0.010383 | -8.2819e-05 | 0.0010806 | 6.6914e-05 | 1.0769e-05 | 9.0079e-05 | 8.845e-05 | 0.00010022 | -6.7348e-06 | 0.15999 | 0.070716 | 0.151
|  | 504.4288 | 0 | 504.4288 | 0 | 437.5358 | 0.034702 | 439.0566 | 0.06198 | 437.3121 | 0.13038 | 432.6386 | 0.02255 | 432.6386 | 0.00173 | 504.4288 | 0.47402 | 436.0388 | 0.04766 | 439.0566 | 0.0006272 | 432.6386 | 0.00566 | 432.4192 | -0.00111 | 436.0388 | 0.00016573 | 437.5358 | 0.00040806 | 432.6386 | 0.0014 | 504.4288 | 0.00013439 | 432.6386 | 2.0712e-05 | 436.0388 | 0.74871 | 504.4288 | 0.31588 | 504.4288 | 0.67334 | 0 | 0 | 0.0074088 | 0.013328 | 0.029517 | 0.0046111 | 0.00036424 | 0.10708 | 0.0099728 | 6.7549e-05 | 0.0010784 | 0.00015359 | 1.8403e-05 | 8.9309e-05 | 0.00015479 | 0.00010625 | -1.6436e-05 | 0.16351 | 0.070981 | 0.15088
|  | 504.653 | 0 | 504.653 | 0 | 437.7556 | 0.032734 | 439.2766 | 0.05915 | 437.5337 | 0.13596 | 432.858 | 0.01948 | 432.858 | 0.00159 | 504.653 | 0.48116 | 436.2552 | 0.04451 | 439.2766 | -1.3293e-05 | 432.858 | 0.00417 | 432.6386 | 0.00251 | 436.2552 | 4.3601e-06 | 437.7556 | 0.00040485 | 432.858 | 1.0916e-05 | 504.653 | 0.00081336 | 432.858 | -0.00017053 | 436.2552 | 0.76248 | 504.653 | 0.31729 | 504.653 | 0.67258 | 0 | 0 | 0.0072262 | 0.012941 | 0.030764 | 0.0047252 | 0.00044652 | 0.10856 | 0.0096828 | 0.00027255 | 0.0010499 | 0.00016841 | 6.3107e-05 | 8.8722e-05 | 0.00012517 | 0.00010823 | 1.1145e-05 | 0.16538 | 0.071093 | 0.15043
|  | 504.8773 | 0 | 504.8773 | 0 | 437.9753 | 0.033041 | 439.4967 | 0.05845 | 437.7554 | 0.14159 | 433.0774 | 0.02359 | 433.0774 | 0.00248 | 504.8773 | 0.48721 | 436.4716 | 0.04498 | 439.4967 | 0.00249 | 433.0774 | 0.0054 | 432.858 | -0.00097496 | 436.4716 | 0.00057889 | 437.9753 | 0.00040272 | 433.0774 | 0.00113 | 504.8773 | 0.00015205 | 433.0774 | 0.00027212 | 436.4716 | 0.76596 | 504.8773 | 0.31685 | 504.8773 | 0.66924 | 0 | 0 | 0.0070907 | 0.012597 | 0.032054 | 0.0051606 | 0.00038625 | 0.11065 | 0.0096073 | 0.00018714 | 0.00099854 | -5.3886e-05 | 0.00018503 | 8.8405e-05 | 0.00015102 | 0.00010539 | 1.089e-05 | 0.16718 | 0.071685 | 0.15057
|  | 505.1015 | 0 | 505.1015 | 0 | 438.195 | 0.031491 | 439.7168 | 0.05603 | 437.9771 | 0.1476 | 433.2969 | 0.02344 | 433.2969 | 0.00104 | 505.1015 | 0.49971 | 436.688 | 0.0438 | 439.7168 | -0.0007893 | 433.2969 | 0.0037 | 433.0774 | 0.0004838 | 436.688 | 0.0011309 | 438.195 | 0.00040185 | 433.2969 | 0.00024632 | 505.1015 | 0.00078796 | 433.2969 | -0.00017288 | 436.688 | 0.77896 | 505.1015 | 0.32251 | 505.1015 | 0.67374 | 0 | 0 | 0.0069634 | 0.012322 | 0.033413 | 0.0051713 | 0.00042683 | 0.11286 | 0.0095413 | 5.5107e-05 | 0.00093486 | -5.6575e-05 | -8.2806e-06 | 8.8348e-05 | 0.00012175 | 9.3646e-05 | 1.3764e-06 | 0.1706 | 0.072345 | 0.15107
|  | 505.3258 | 0 | 505.3258 | 0 | 438.4148 | 0.031883 | 439.9369 | 0.05593 | 438.1988 | 0.15385 | 433.5163 | 0.02369 | 433.5163 | 0.00285 | 505.3258 | 0.50688 | 436.9044 | 0.04437 | 439.9369 | 0.00129 | 433.5163 | 0.00482 | 433.2969 | -0.00099939 | 436.9044 | -0.0012075 | 438.4148 | 0.0004022 | 433.5163 | 0.00086327 | 505.3258 | 4.723e-05 | 433.5163 | 0.00018542 | 436.9044 | 0.79752 | 505.3258 | 0.32271 | 505.3258 | 0.67358 | 0 | 0 | 0.0067903 | 0.012138 | 0.034868 | 0.0055254 | 0.00065844 | 0.11556 | 0.0090394 | 7.484e-05 | 0.0009712 | 2.2618e-06 | -0.00020878 | 8.8529e-05 | 0.00011865 | 9.7999e-05 | 1.2442e-05 | 0.17394 | 0.073285 | 0.1523
|  | 505.55 | 0 | 505.55 | 0 | 438.6346 | 0.029915 | 440.157 | 0.05437 | 438.4205 | 0.16069 | 433.7358 | 0.02666 | 433.7358 | 0.00315 | 505.55 | 0.52368 | 437.1209 | 0.03915 | 440.157 | -0.00060992 | 433.7358 | 0.00403 | 433.5163 | 0.00102 | 437.1209 | -0.00072161 | 438.6346 | 0.0004035 | 433.7358 | 0.00021789 | 505.55 | 0.00082675 | 433.7358 | -7.2044e-05 | 437.1209 | 0.80956 | 505.55 | 0.33086 | 505.55 | 0.68468 | 0 | 0 | 0.0066409 | 0.011858 | 0.036399 | 0.0057175 | 0.0009284 | 0.11801 | 0.0085966 | 4.4035e-05 | 0.0010963 | -3.0727e-05 | -0.00010961 | 8.889e-05 | 7.5757e-05 | 9.5995e-05 | -3.1191e-06 | 0.17616 | 0.074074 | 0.15303
|  | 505.7743 | 0 | 505.7743 | 0 | 438.8543 | 0.030515 | 440.3771 | 0.05337 | 438.6422 | 0.16766 | 433.9553 | 0.02544 | 433.9553 | 0.00531 | 505.7743 | 0.52876 | 437.3373 | 0.04029 | 440.3771 | 0.00101 | 433.9553 | 0.00596 | 433.7358 | -0.0013 | 437.3373 | -0.00029126 | 438.8543 | 0.00040538 | 433.9553 | 0.00047244 | 505.7743 | 2.9316e-05 | 433.9553 | 4.3621e-05 | 437.3373 | 0.81831 | 505.7743 | 0.32972 | 505.7743 | 0.68006 | 0 | 0 | 0.0065239 | 0.011524 | 0.037997 | 0.005971 | 0.0008439 | 0.12041 | 0.0081433 | 7.4635e-05 | 0.0011676 | 0.00010206 | 0.00014363 | 8.9318e-05 | -3.5098e-05 | 8.6011e-05 | 3.1092e-06 | 0.17868 | 0.074807 | 0.15361
|  | 505.9986 | 0 | 505.9986 | 0 | 439.0741 | 0.02885 | 440.5973 | 0.05132 | 438.8639 | 0.1751 | 434.1748 | 0.02897 | 434.1748 | 0.00238 | 505.9986 | 0.5449 | 437.5538 | 0.03494 | 440.5973 | -0.00033196 | 434.1748 | 0.00468 | 433.9553 | 0.00223 | 437.5538 | 0.0016181 | 439.0741 | 0.00040739 | 434.1748 | -0.00079227 | 505.9986 | 0.00073765 | 434.1748 | -1.5289e-05 | 437.5538 | 0.83238 | 505.9986 | 0.33734 | 505.9986 | 0.68973 | 0 | 0 | 0.0064139 | 0.011252 | 0.039647 | 0.0063474 | 0.00068051 | 0.12337 | 0.0077514 | 0.00022874 | 0.0011788 | 9.9863e-05 | 0.0003615 | 8.9736e-05 | 7.329e-05 | 0.0001084 | 3.365e-05 | 0.18139 | 0.075988 | 0.15499
|  | 506.2229 | 0 | 506.2229 | 0 | 439.2939 | 0.029514 | 440.8174 | 0.0509 | 439.0857 | 0.1825 | 434.3943 | 0.02886 | 434.3943 | 0.00382 | 506.2229 | 0.55516 | 437.7703 | 0.03668 | 440.8174 | 0.00241 | 434.3943 | 0.00606 | 434.1748 | -0.00132 | 437.7703 | 0.001722 | 439.2939 | 0.00040918 | 434.3943 | 0.00146 | 506.2229 | 0.00022888 | 434.3943 | 0.00032187 | 437.7703 | 0.84356 | 506.2229 | 0.34022 | 506.2229 | 0.69228 | 0 | 0 | 0.0062694 | 0.011006 | 0.041342 | 0.0065908 | 0.00077048 | 0.1258 | 0.008083 | 0.00019471 | 0.0011096 | -1.0976e-05 | 0.00023951 | 9.0087e-05 | 5.3592e-05 | 0.00011078 | 2.0039e-05 | 0.18344 | 0.076672 | 0.15557
|  | 506.4472 | 0 | 506.4472 | 0 | 439.5137 | 0.027527 | 441.0376 | 0.04908 | 439.3074 | 0.19039 | 434.6138 | 0.03119 | 434.6138 | 0.0032 | 506.4472 | 0.56647 | 437.9868 | 0.03799 | 441.0376 | -0.00064117 | 434.6138 | 0.00405 | 434.3943 | 0.00122 | 437.9868 | 0.00049069 | 439.5137 | 0.00041047 | 434.6138 | -0.00097171 | 506.4472 | 0.00075879 | 434.6138 | -0.00013929 | 437.9868 | 0.85111 | 506.4472 | 0.34338 | 506.4472 | 0.6948 | 0 | 0 | 0.0061256 | 0.010746 | 0.04309 | 0.0067587 | 0.00092523 | 0.12676 | 0.0077612 | 3.2312e-05 | 0.001114 | 7.1699e-05 | 0.00039102 | 9.0309e-05 | 9.1678e-07 | 8.8245e-05 | -7.7344e-07 | 0.1852 | 0.076458 | 0.15437
|  | 506.6715 | 0 | 506.6715 | 0 | 439.7336 | 0.028206 | 441.2577 | 0.04853 | 439.5292 | 0.19821 | 434.8333 | 0.03039 | 434.8333 | 0.00523 | 506.6715 | 0.56374 | 438.2033 | 0.03371 | 441.2577 | 0.00093467 | 434.8333 | 0.0061 | 434.6138 | -0.00056673 | 438.2033 | 0.0031217 | 439.7336 | 0.0004112 | 434.8333 | 0.00098007 | 506.6715 | 2.7994e-05 | 434.8333 | 0.00013224 | 438.2033 | 0.85981 | 506.6715 | 0.33831 | 506.6715 | 0.68151 | 0 | 0 | 0.0059883 | 0.010506 | 0.044894 | 0.0069674 | 0.0010319 | 0.12749 | 0.0070954 | 5.1229e-05 | 0.0010999 | 1.9463e-05 | 0.00036627 | 9.0431e-05 | 9.9327e-05 | 9.7383e-05 | 2.0007e-05 | 0.18767 | 0.076235 | 0.15301
|  | 506.8958 | 0 | 506.8958 | 0 | 439.9534 | 0.02627 | 441.4779 | 0.0469 | 439.7509 | 0.20664 | 435.0529 | 0.03308 | 435.0529 | 0.00417 | 506.8958 | 0.57284 | 438.4198 | 0.03183 | 441.4779 | -0.00046936 | 435.0529 | 0.00392 | 434.8333 | 0.00074407 | 438.4198 | 0.00026158 | 439.9534 | 0.00041146 | 435.0529 | -7.5241e-05 | 506.8958 | 0.00084018 | 435.0529 | 5.0014e-05 | 438.4198 | 0.87371 | 506.8958 | 0.34133 | 506.8958 | 0.68258 | 0 | 0 | 0.005853 | 0.01026 | 0.046781 | 0.0073359 | 0.00096378 | 0.1296 | 0.0068615 | 0.0001344 | 0.0011273 | 5.4674e-05 | 0.00023059 | 9.0462e-05 | 0.00014432 | 9.1155e-05 | 3.7455e-05 | 0.19031 | 0.076773 | 0.1532
|  | 507.1202 | 0 | 507.1202 | 0 | 440.1732 | 0.026976 | 441.6981 | 0.04628 | 439.9727 | 0.21525 | 435.2724 | 0.03375 | 435.2724 | 0.00461 | 507.1202 | 0.58247 | 438.6363 | 0.03155 | 441.6981 | 0.00169 | 435.2724 | 0.00635 | 435.0529 | -0.00024601 | 438.6363 | 0.0018684 | 440.1732 | 0.00041148 | 435.2724 | 0.00139 | 507.1202 | -2.7602e-05 | 435.2724 | 0.0002912 | 438.6363 | 0.8842 | 507.1202 | 0.34305 | 507.1202 | 0.68306 | 0 | 0 | 0.0057317 | 0.01004 | 0.048759 | 0.0076399 | 0.0010133 | 0.13215 | 0.0070801 | 0.00013855 | 0.0011077 | 9.0449e-05 | 0.00012986 | 9.0474e-05 | 5.0897e-05 | 8.3578e-05 | 1.7355e-05 | 0.19242 | 0.077446 | 0.15388
|  | 507.3446 | 0 | 507.3446 | 0 | 440.3931 | 0.025166 | 441.9184 | 0.0449 | 440.1945 | 0.22442 | 435.492 | 0.03584 | 435.492 | 0.00462 | 507.3446 | 0.59551 | 438.8529 | 0.03384 | 441.9184 | -0.00043168 | 435.492 | 0.00374 | 435.2724 | 0.00107 | 438.8529 | -0.000669 | 440.3931 | 0.00041157 | 435.492 | -0.0009264 | 507.3446 | 0.00077264 | 435.492 | -0.00013312 | 438.8529 | 0.89293 | 507.3446 | 0.34732 | 507.3446 | 0.68867 | 0 | 0 | 0.0056145 | 0.0097941 | 0.050855 | 0.0080454 | 0.00091455 | 0.13455 | 0.0074204 | 8.4608e-05 | 0.0010123 | -3.5131e-05 | 4.3764e-05 | 9.0545e-05 | 1.8598e-07 | 7.8672e-05 | -1.0493e-05 | 0.19449 | 0.078031 | 0.15449
|  | 507.5689 | 0 | 507.5689 | 0 | 440.613 | 0.025903 | 442.1386 | 0.04404 | 440.4164 | 0.23408 | 435.7115 | 0.03744 | 435.7115 | 0.00371 | 507.5689 | 0.60383 | 439.0694 | 0.03469 | 442.1386 | 0.0012 | 435.7115 | 0.00548 | 435.492 | -0.00139 | 439.0694 | 0.0010732 | 440.613 | 0.00041202 | 435.7115 | 0.00092809 | 507.5689 | -7.1405e-05 | 435.7115 | 3.754e-05 | 439.0694 | 0.90329 | 507.5689 | 0.34821 | 507.5689 | 0.6884 | 0 | 0 | 0.0055139 | 0.0095996 | 0.052992 | 0.0082965 | 0.00040073 | 0.13697 | 0.0068094 | 9.7581e-05 | 0.0010473 | -0.00016016 | 7.3332e-05 | 9.0709e-05 | 7.8102e-05 | 8.3787e-05 | 7.8039e-06 | 0.19604 | 0.07867 | 0.15484
|  | 507.7933 | 0 | 507.7933 | 0 | 440.8329 | 0.024251 | 442.3589 | 0.04313 | 440.6381 | 0.24376 | 435.9311 | 0.03813 | 435.9311 | -5.9885e-05 | 507.7933 | 0.61693 | 439.286 | 0.0282 | 442.3589 | -0.00031391 | 435.9311 | 0.00406 | 435.7115 | -6.8753e-05 | 439.286 | -0.00039592 | 440.8329 | 0.00041306 | 435.9311 | -0.00021668 | 507.7933 | 0.00081817 | 435.9311 | 3.3544e-05 | 439.286 | 0.90726 | 507.7933 | 0.35295 | 507.7933 | 0.69165 | 0 | 0 | 0.0054158 | 0.0094276 | 0.055126 | 0.0087888 | 0.00044362 | 0.1397 | 0.0063168 | 8.8779e-05 | 0.0011321 | -0.00016125 | 0.00012919 | 9.1012e-05 | 7.8334e-05 | 9.8143e-05 | 3.4026e-05 | 0.1982 | 0.079544 | 0.15566
|  | 508.0177 | 0 | 508.0177 | 0 | 441.0527 | 0.02501 | 442.5791 | 0.04247 | 440.86 | 0.25323 | 436.1507 | 0.04191 | 436.1507 | 0.0041 | 508.0177 | 0.62817 | 439.5025 | 0.03014 | 442.5791 | 0.00112 | 436.1507 | 0.00625 | 435.9311 | -0.0014 | 439.5025 | 0.0015891 | 441.0527 | 0.00041478 | 436.1507 | 0.00093008 | 508.0177 | 5.6546e-05 | 436.1507 | 0.00027633 | 439.5025 | 0.92325 | 508.0177 | 0.35599 | 508.0177 | 0.69569 | 0 | 0 | 0.0053117 | 0.0092308 | 0.05726 | 0.008818 | 0.00065002 | 0.14186 | 0.0060039 | 8.6925e-05 | 0.0012945 | 6.6981e-05 | 0.0001602 | 9.1472e-05 | 0.00011215 | 8.8977e-05 | 3.0337e-05 | 0.20156 | 0.080101 | 0.15602
|  | 508.2422 | 0 | 508.2422 | 0 | 441.2726 | 0.023298 | 442.7994 | 0.04134 | 441.0818 | 0.26295 | 436.3703 | 0.0384 | 436.3703 | 0.00182 | 508.2422 | 0.6361 | 439.7191 | 0.0253 | 442.7994 | -0.00033078 | 436.3703 | 0.00554 | 436.1507 | 0.00201 | 439.7191 | -0.00010972 | 441.2726 | 0.00041713 | 436.3703 | 9.1287e-05 | 508.2422 | 0.00073641 | 436.3703 | -3.838e-08 | 439.7191 | 0.93799 | 508.2422 | 0.35786 | 508.2422 | 0.69475 | 0 | 0 | 0.0052033 | 0.0090487 | 0.059374 | 0.0088427 | 0.00061829 | 0.14364 | 0.0055777 | 0.00010234 | 0.0011773 | 0.00021479 | 0.00014172 | 9.2039e-05 | 0.00013193 | 8.6273e-05 | 1.0621e-05 | 0.20396 | 0.08039 | 0.15581
|  | 508.4666 | 0 | 508.4666 | 0 | 441.4926 | 0.024025 | 443.0197 | 0.04082 | 441.3037 | 0.27229 | 436.59 | 0.04212 | 436.59 | 0.00381 | 508.4666 | 0.64393 | 439.9357 | 0.0262 | 443.0197 | 0.00126 | 436.59 | 0.00518 | 436.3703 | -5.3845e-05 | 439.9357 | 0.0014182 | 441.4926 | 0.00041993 | 436.59 | 0.00111 | 508.4666 | 3.2414e-05 | 436.59 | 9.6748e-05 | 439.9357 | 0.94516 | 508.4666 | 0.35853 | 508.4666 | 0.69371 | 0 | 0 | 0.0051083 | 0.0087386 | 0.061479 | 0.0093518 | 0.0010894 | 0.14643 | 0.0056199 | 0.00010596 | 0.00098394 | 0.00015442 | 0.00016501 | 9.2679e-05 | 4.6065e-05 | 8.5458e-05 | 1.694e-05 | 0.20516 | 0.081297 | 0.15666
|  | 508.6911 | 0 | 508.6911 | 0 | 441.7125 | 0.022433 | 443.24 | 0.03851 | 441.5256 | 0.28192 | 436.8096 | 0.04304 | 436.8096 | 0.00611 | 508.6911 | 0.66082 | 440.1523 | 0.02569 | 443.24 | -0.00029812 | 436.8096 | 0.00378 | 436.59 | 0.00146 | 440.1523 | 0.00010532 | 441.7125 | 0.00042294 | 436.8096 | -0.00069052 | 508.6911 | 0.00072907 | 436.8096 | 5.7508e-05 | 440.1523 | 0.94913 | 508.6911 | 0.36588 | 508.6911 | 0.70221 | 0 | 0 | 0.0050168 | 0.0084092 | 0.063653 | 0.0096729 | 0.0012102 | 0.14857 | 0.0055964 | 0.00012248 | 0.0010224 | 0.00012441 | 8.6925e-05 | 9.3347e-05 | 4.3871e-05 | 8.2675e-05 | 4.9403e-06 | 0.20659 | 0.081698 | 0.15686
|  | 508.9155 | 0 | 508.9155 | 0 | 441.9324 | 0.023187 | 443.4603 | 0.03783 | 441.7475 | 0.29179 | 437.0292 | 0.04504 | 437.0292 | 0.00491 | 508.9155 | 0.66294 | 440.369 | 0.02598 | 443.4603 | 0.00141 | 437.0292 | 0.00553 | 436.8096 | -0.00032706 | 440.369 | 0.00069726 | 441.9324 | 0.0004259 | 437.0292 | 0.00109 | 508.9155 | 7.5796e-06 | 437.0292 | -1.2523e-05 | 440.369 | 0.95827 | 508.9155 | 0.36207 | 508.9155 | 0.69544 | 0 | 0 | 0.0049173 | 0.0080817 | 0.065918 | 0.01008 | 0.001017 | 0.15008 | 0.0053362 | 9.7729e-05 | 0.00099176 | 0.00010026 | 5.2607e-05 | 9.3968e-05 | 6.3671e-05 | 7.4815e-05 | -6.2061e-06 | 0.20777 | 0.0818 | 0.15637
|  | 509.14 | 0 | 509.14 | 0 | 442.1523 | 0.021528 | 443.6806 | 0.03553 | 441.9694 | 0.30236 | 437.2489 | 0.04674 | 437.2489 | 0.00435 | 509.14 | 0.67429 | 440.5856 | 0.02329 | 443.6806 | -0.00052288 | 437.2489 | 0.0035 | 437.0292 | 0.00124 | 440.5856 | -0.00021154 | 442.1523 | 0.00042859 | 437.2489 | -0.00051028 | 509.14 | 0.00065901 | 437.2489 | -4.3983e-05 | 440.5856 | 0.96008 | 509.14 | 0.36676 | 509.14 | 0.69776 | 0 | 0 | 0.0048519 | 0.007735 | 0.068223 | 0.010368 | 0.00088417 | 0.15157 | 0.0050328 | 1.9269e-05 | 0.00091602 | 3.5923e-05 | 1.9061e-05 | 9.453e-05 | 0.00015154 | 8.0141e-05 | -6.8751e-06 | 0.2093 | 0.082088 | 0.15587
|  | 509.3645 | 0 | 509.3645 | 0 | 442.3723 | 0.022586 | 443.901 | 0.03468 | 442.1913 | 0.31257 | 437.4686 | 0.04766 | 437.4686 | 0.0037 | 509.3645 | 0.67616 | 440.8022 | 0.02317 | 443.901 | 0.00069779 | 437.4686 | 0.00484 | 437.2489 | -0.00091292 | 440.8022 | 0.00038751 | 442.3723 | 0.00043089 | 437.4686 | 0.00189 | 509.3645 | 5.4999e-05 | 437.4686 | -1.8612e-05 | 440.8022 | 0.97216 | 509.3645 | 0.3646 | 509.3645 | 0.69094 | 0 | 0 | 0.0047668 | 0.0074044 | 0.070559 | 0.010804 | 0.00069193 | 0.15328 | 0.0046708 | -2.8213e-05 | 0.00079297 | 3.263e-05 | 9.6667e-05 | 9.4992e-05 | 0.00015726 | 0.00010258 | -2.6692e-06 | 0.21137 | 0.082379 | 0.15574
|  | 509.589 | 0 | 509.589 | 0 | 442.5923 | 0.020754 | 444.1213 | 0.03252 | 442.4132 | 0.3233 | 437.6882 | 0.05071 | 437.6882 | 0.0026 | 509.589 | 0.68939 | 441.0189 | 0.01995 | 444.1213 | -0.00095384 | 437.6882 | 0.00238 | 437.4686 | 0.00121 | 441.0189 | 0.00050489 | 442.5923 | 0.00043279 | 437.6882 | -0.00045817 | 509.589 | 0.00085884 | 437.6882 | -5.6918e-06 | 441.0189 | 0.97919 | 509.589 | 0.36929 | 509.589 | 0.69652 | 0 | 0 | 0.0046469 | 0.0070364 | 0.072926 | 0.011435 | 0.00082717 | 0.15512 | 0.0043854 | 7.0096e-05 | 0.00098426 | 0.00012713 | 0.00012845 | 9.5366e-05 | 0.00012104 | 0.00011778 | 1.7263e-05 | 0.21213 | 0.082727 | 0.15565
|  | 509.8135 | 0 | 509.8135 | 0 | 442.8123 | 0.021495 | 444.3417 | 0.03134 | 442.6351 | 0.33384 | 437.9079 | 0.05339 | 437.9079 | 0.00493 | 509.8135 | 0.69244 | 441.2355 | 0.02053 | 444.3417 | 0.00159 | 437.9079 | 0.00658 | 437.6882 | -5.2507e-05 | 441.2355 | 0.00068073 | 442.8123 | 0.00043429 | 437.9079 | 0.00156 | 509.8135 | 0.0001904 | 437.9079 | 0.00016284 | 441.2355 | 0.9789 | 509.8135 | 0.36767 | 509.8135 | 0.69007 | 0 | 0 | 0.0045539 | 0.0067122 | 0.075244 | 0.011857 | 0.00078444 | 0.15705 | 0.0042361 | 9.8222e-05 | 0.0011492 | 0.00028314 | 0.00010676 | 9.5671e-05 | 8.7892e-06 | 0.00010522 | 3.3963e-05 | 0.21232 | 0.083096 | 0.15543
|  | 510.038 | 0 | 510.038 | 0 | 443.0323 | 0.019904 | 444.5621 | 0.02958 | 442.8571 | 0.34425 | 438.1277 | 0.05453 | 438.1277 | 0.00221 | 510.038 | 0.70653 | 441.4522 | 0.01857 | 444.5621 | -0.00069853 | 438.1277 | 0.00388 | 437.9079 | 0.00263 | 441.4522 | 0.00030468 | 443.0323 | 0.00043544 | 438.1277 | -0.00148 | 510.038 | 0.00074688 | 438.1277 | 0.0001463 | 441.4522 | 0.9809 | 510.038 | 0.37254 | 510.038 | 0.69448 | 0 | 0 | 0.0044606 | 0.006482 | 0.07767 | 0.012214 | 0.00064699 | 0.15959 | 0.0041314 | 0.00017097 | 0.00096993 | 0.00013733 | 0.00010949 | 9.5881e-05 | -6.1186e-05 | 8.1486e-05 | 2.4688e-05 | 0.21408 | 0.083796 | 0.15594
|  | 510.2625 | 0 | 510.2625 | 0 | 443.2523 | 0.020648 | 444.7825 | 0.02924 | 443.079 | 0.35564 | 438.3474 | 0.05666 | 438.3474 | 0.00368 | 510.2625 | 0.71493 | 441.6689 | 0.01956 | 444.7825 | 0.00225 | 438.3474 | 0.00495 | 438.1277 | -0.00138 | 441.6689 | 0.00070585 | 443.2523 | 0.0004362 | 438.3474 | 0.00092298 | 510.2625 | -2.1076e-05 | 438.3474 | 7.8456e-05 | 441.6689 | 0.99491 | 510.2625 | 0.37384 | 510.2625 | 0.69445 | 0 | 0 | 0.0043787 | 0.0063363 | 0.08034 | 0.012524 | 0.00096901 | 0.16092 | 0.0041083 | 3.6371e-05 | 0.00080641 | 2.1969e-06 | 5.7122e-05 | 9.5994e-05 | 9.2235e-05 | 7.2412e-05 | 1.7574e-05 | 0.21523 | 0.083993 | 0.15557
|  | 510.4871 | 0 | 510.4871 | 0 | 443.4723 | 0.019159 | 445.0029 | 0.02825 | 443.301 | 0.36821 | 438.5671 | 0.05733 | 438.5671 | 0.00514 | 510.4871 | 0.71835 | 441.8856 | 0.01836 | 445.0029 | -0.00192 | 438.5671 | 0.00239 | 438.3474 | 0.0014 | 441.8856 | -0.00017858 | 443.4723 | 0.00043647 | 438.5671 | -8.3447e-05 | 510.4871 | 0.00066602 | 438.5671 | 8.15e-05 | 441.8856 | 0.99174 | 510.4871 | 0.37426 | 510.4871 | 0.69119 | 0 | 0 | 0.0043105 | 0.0061941 | 0.0832 | 0.012729 | 0.00067463 | 0.16196 | 0.0038898 | 2.2043e-05 | 0.00065925 | 5.3588e-05 | 9.3626e-05 | 9.5994e-05 | 0.00014466 | 9.7245e-05 | 9.1708e-06 | 0.21524 | 0.084011 | 0.15494
|  | 510.7116 | 0 | 510.7116 | 0 | 443.6923 | 0.020022 | 445.2233 | 0.02795 | 443.523 | 0.38137 | 438.7868 | 0.05852 | 438.7868 | 0.001 | 510.7116 | 0.72411 | 442.1023 | 0.01754 | 445.2233 | 0.00212 | 438.7868 | 0.00361 | 438.5671 | -0.00091224 | 442.1023 | 0.0010427 | 443.6923 | 0.00043608 | 438.7868 | 0.0014 | 510.7116 | 0.00020007 | 438.7868 | 1.9657e-06 | 442.1023 | 0.9947 | 510.7116 | 0.37396 | 510.7116 | 0.68875 | 0 | 0 | 0.0042716 | 0.0060365 | 0.086312 | 0.013127 | 0.00055592 | 0.16392 | 0.0037713 | 9.8091e-05 | 0.00080861 | -6.9303e-06 | 0.00026601 | 9.5816e-05 | 6.5722e-05 | 0.00010451 | 1.46e-05 | 0.21535 | 0.084457 | 0.15503
|  | 510.9362 | 0 | 510.9362 | 0 | 443.9123 | 0.018806 | 445.4438 | 0.02682 | 443.745 | 0.39629 | 439.0066 | 0.06096 | 439.0066 | 0.00406 | 510.9362 | 0.73575 | 442.319 | 0.01726 | 445.4438 | -0.00123 | 439.0066 | 0.00375 | 438.7868 | 0.00084916 | 442.319 | 0.001412 | 443.9123 | 0.00043485 | 439.0066 | -0.0008018 | 510.9362 | 0.00073068 | 439.0066 | 0.00013092 | 442.319 | 0.99249 | 510.9362 | 0.3782 | 510.9362 | 0.69196 | 0 | 0 | 0.0041914 | 0.005959 | 0.089749 | 0.013859 | 0.00077806 | 0.16573 | 0.0039176 | 2.0944e-05 | 0.00090663 | -0.00012754 | 0.00033839 | 9.544e-05 | 9.7609e-05 | 7.6103e-05 | 3.4388e-05 | 0.21566 | 0.084869 | 0.15498
|  | 511.1608 | 0 | 511.1608 | 0 | 444.1324 | 0.019292 | 445.6642 | 0.02724 | 443.967 | 0.41219 | 439.2264 | 0.06515 | 439.2264 | 0.00302 | 511.1608 | 0.74006 | 442.5358 | 0.01889 | 445.6642 | 0.00142 | 439.2264 | 0.0045 | 439.0066 | -0.00201 | 442.5358 | 0.0017105 | 444.1324 | 0.00043266 | 439.2264 | 0.00169 | 511.1608 | -5.2982e-05 | 439.2264 | 0.000182 | 442.5358 | 0.99756 | 511.1608 | 0.37757 | 511.1608 | 0.68812 | 0 | 0 | 0.0040902 | 0.0059081 | 0.093313 | 0.014424 | 0.00063621 | 0.16712 | 0.0037863 | -2.9761e-05 | 0.0007307 | -6.5937e-05 | 7.6289e-05 | 9.487e-05 | 0.00015348 | 8.8659e-05 | -6.8018e-06 | 0.21629 | 0.084984 | 0.15452
|  | 511.3854 | 0 | 511.3854 | 0 | 444.3524 | 0.01788 | 445.8847 | 0.02636 | 444.189 | 0.42839 | 439.4461 | 0.06612 | 439.4461 | 0.00277 | 511.3854 | 0.74809 | 442.7525 | 0.01605 | 445.8847 | -0.00169 | 439.4461 | 0.00215 | 439.2264 | 0.00141 | 442.7525 | -0.0010066 | 444.3524 | 0.00042955 | 439.4461 | -0.0002932 | 511.3854 | 0.00084246 | 439.4461 | -0.0002439 | 442.7525 | 0.99835 | 511.3854 | 0.37919 | 511.3854 | 0.68784 | 0 | 0 | 0.0040401 | 0.0058198 | 0.096894 | 0.014885 | 0.00086593 | 0.16908 | 0.0037003 | -6.9454e-05 | 0.00067472 | 4.1754e-05 | 6.8364e-05 | 9.411e-05 | 5.0531e-05 | 9.627e-05 | -2.7699e-05 | 0.21659 | 0.085385 | 0.15478
|  | 511.61 | 0 | 511.61 | 0 | 444.5725 | 0.018838 | 446.1052 | 0.02643 | 444.411 | 0.44437 | 439.6659 | 0.06933 | 439.6659 | 0.00511 | 511.61 | 0.75737 | 442.9693 | 0.01809 | 446.1052 | 0.00106 | 439.6659 | 0.00399 | 439.4461 | -0.00103 | 442.9693 | 0.0016373 | 444.5725 | 0.00042575 | 439.6659 | 0.00075303 | 511.61 | 1.4719e-05 | 439.6659 | -8.1622e-06 | 442.9693 | 1 | 511.61 | 0.38107 | 511.61 | 0.69034 | 0 | 0 | 0.0039761 | 0.0057713 | 0.10052 | 0.015224 | 0.0010781 | 0.17123 | 0.0034109 | 0.00013071 | 0.00059014 | 0.00014066 | 0.00015919 | 9.3255e-05 | 0.0001024 | 6.5544e-05 | -1.1793e-05 | 0.21626 | 0.085975 | 0.15509
|  | 511.8346 | 0 | 511.8346 | 0 | 444.7926 | 0.017294 | 446.3256 | 0.02592 | 444.6331 | 0.46102 | 439.8857 | 0.0692 | 439.8857 | 0.0047 | 511.8346 | 0.76724 | 443.186 | 0.01338 | 446.3256 | 0.00012561 | 439.8857 | 0.00138 | 439.6659 | 0.00231 | 443.186 | -0.00016859 | 444.7926 | 0.00042167 | 439.8857 | 0.00017879 | 511.8346 | 0.00056888 | 439.8857 | -9.9149e-05 | 443.186 | 0.99533 | 511.8346 | 0.38445 | 511.8346 | 0.69058 | 0 | 0 | 0.0039007 | 0.0057416 | 0.10415 | 0.01532 | 0.0010112 | 0.17275 | 0.0032833 | 0.00019355 | 0.00075728 | 0.00017181 | 0.00015221 | 9.2387e-05 | 7.1718e-05 | 6.3446e-05 | -7.9459e-06 | 0.21571 | 0.086316 | 0.15485
|  | 512.0593 | 0 | 512.0593 | 0 | 445.0127 | 0.018152 | 446.5461 | 0.02616 | 444.8551 | 0.47706 | 440.1055 | 0.07019 | 440.1055 | 0.0045 | 512.0593 | 0.77079 | 443.4028 | 0.01691 | 446.5461 | 0.00163 | 440.1055 | 0.00551 | 439.8857 | -0.00074664 | 443.4028 | 0.0015727 | 445.0127 | 0.00041786 | 440.1055 | 0.00047373 | 512.0593 | -4.0087e-06 | 440.1055 | 2.6855e-05 | 443.4028 | 0.99467 | 512.0593 | 0.38404 | 512.0593 | 0.68806 | 0 | 0 | 0.0038449 | 0.0056387 | 0.10778 | 0.015798 | 0.00076827 | 0.17446 | 0.003335 | 0.00013643 | 0.00089357 | 9.1594e-05 | 0.00013169 | 9.1645e-05 | -6.2239e-05 | 6.2998e-05 | -1.2918e-05 | 0.21596 | 0.086736 | 0.15492
|  | 512.2839 | 0 | 512.2839 | 0 | 445.2328 | 0.016787 | 446.7667 | 0.02498 | 445.0772 | 0.49358 | 440.3253 | 0.07355 | 440.3253 | 0.00249 | 512.2839 | 0.78233 | 443.6196 | 0.01386 | 446.7667 | -0.00039267 | 440.3253 | 0.00262 | 440.1055 | 0.00158 | 443.6196 | -0.00035766 | 445.2328 | 0.00041492 | 440.3253 | -0.00104 | 512.2839 | 0.00056484 | 440.3253 | -0.00014439 | 443.6196 | 0.99787 | 512.2839 | 0.38811 | 512.2839 | 0.69113 | 0 | 0 | 0.0037571 | 0.0055648 | 0.11149 | 0.016649 | 0.0007376 | 0.1769 | 0.0030486 | 0.00010114 | 0.00084862 | 0.00010369 | 2.9929e-05 | 9.1161e-05 | 5.3863e-05 | 7.4065e-05 | 1.0073e-05 | 0.21578 | 0.087552 | 0.15564
|  | 512.5086 | 0 | 512.5086 | 0 | 445.4529 | 0.017349 | 446.9872 | 0.02549 | 445.2993 | 0.5105 | 440.5452 | 0.07791 | 440.5452 | 0.00422 | 512.5086 | 0.79245 | 443.8364 | 0.01426 | 446.9872 | 0.00131 | 440.5452 | 0.0051 | 440.3253 | -0.00063655 | 443.8364 | 0.00063372 | 445.4529 | 0.00041335 | 440.5452 | 0.00153 | 512.5086 | 9.4511e-05 | 440.5452 | 0.00023603 | 443.8364 | 0.99247 | 512.5086 | 0.3913 | 512.5086 | 0.69443 | 0 | 0 | 0.0037043 | 0.0054718 | 0.11524 | 0.017445 | 0.00080571 | 0.17801 | 0.0029343 | 0.00012364 | 0.00092113 | 0.00020814 | 1.1221e-05 | 9.1001e-05 | 0.00017376 | 8.0773e-05 | 2.6919e-05 | 0.214 | 0.087783 | 0.15533
|  | 512.7333 | 0 | 512.7333 | 0 | 445.673 | 0.016307 | 447.2077 | 0.02413 | 445.5214 | 0.52741 | 440.765 | 0.0808 | 440.765 | 0.00311 | 512.7333 | 0.79209 | 444.0532 | 0.01281 | 447.2077 | -0.00018882 | 440.765 | 0.00328 | 440.5452 | 0.00253 | 444.0532 | -0.00053021 | 445.673 | 0.00041347 | 440.765 | 5.0831e-05 | 512.7333 | 0.00062449 | 440.765 | 8.8713e-06 | 444.0532 | 0.98173 | 512.7333 | 0.39011 | 512.7333 | 0.68825 | 0 | 0 | 0.0036662 | 0.0053171 | 0.11893 | 0.018023 | 0.00098383 | 0.17825 | 0.0028578 | 8.4601e-05 | 0.00084752 | 0.00021734 | 0.00019213 | 9.1221e-05 | 5.2636e-05 | 8.8396e-05 | 1.4438e-05 | 0.21301 | 0.087444 | 0.15422
|  | 512.958 | 0 | 512.958 | 0 | 445.8931 | 0.017003 | 447.4283 | 0.02408 | 445.7435 | 0.54351 | 440.9849 | 0.08316 | 440.9849 | 0.00584 | 512.958 | 0.79452 | 444.2701 | 0.01355 | 447.4283 | 0.0009559 | 440.9849 | 0.00443 | 440.765 | -0.00055274 | 444.2701 | 0.0023024 | 445.8931 | 0.00041535 | 440.9849 | 0.00042801 | 512.958 | 0.00016233 | 440.9849 | 0.00012247 | 444.2701 | 0.98307 | 512.958 | 0.38825 | 512.958 | 0.68449 | 0 | 0 | 0.0035934 | 0.0050925 | 0.12255 | 0.018235 | 0.0013499 | 0.18034 | 0.0028962 | 7.3517e-05 | 0.00071891 | 2.8136e-05 | 0.00018102 | 9.1816e-05 | 7.6192e-05 | 9.1569e-05 | 1.8166e-05 | 0.21244 | 0.087981 | 0.15463
|  | 513.1827 | 0 | 513.1827 | 0 | 446.1133 | 0.015641 | 447.6489 | 0.0221 | 445.9656 | 0.55983 | 441.2047 | 0.08273 | 441.2047 | 0.00644 | 513.1827 | 0.81061 | 444.4869 | 0.01316 | 447.6489 | -0.00028923 | 441.2047 | 0.00211 | 440.9849 | 0.00080869 | 444.4869 | -0.00063296 | 446.1133 | 0.00041876 | 441.2047 | 0.00026512 | 513.1827 | 0.00065267 | 441.2047 | 4.2789e-05 | 444.4869 | 0.97617 | 513.1827 | 0.39482 | 513.1827 | 0.69182 | 0 | 0 | 0.0035279 | 0.0049114 | 0.1261 | 0.018743 | 0.0012577 | 0.18286 | 0.0028242 | 5.7123e-05 | 0.00077398 | -4.0816e-05 | -7.638e-06 | 9.2688e-05 | 6.6634e-05 | 7.9578e-05 | -7.1711e-06 | 0.21137 | 0.088844 | 0.15536
|  | 513.4074 | 0 | 513.4074 | 0 | 446.3334 | 0.016408 | 447.8694 | 0.02243 | 446.1877 | 0.57572 | 441.4246 | 0.08775 | 441.4246 | 0.005 | 513.4074 | 0.81687 | 444.7037 | 0.01289 | 447.8694 | 0.00080714 | 441.4246 | 0.00493 | 441.2047 | -0.00118 | 444.7037 | 0.00056251 | 446.3334 | 0.00042326 | 441.4246 | 0.00034097 | 513.4074 | 5.5578e-05 | 441.4246 | -0.00010802 | 444.7037 | 0.97349 | 513.4074 | 0.39589 | 513.4074 | 0.69088 | 0 | 0 | 0.0034702 | 0.0048148 | 0.1297 | 0.019263 | 0.0011314 | 0.18515 | 0.0029123 | 8.9415e-05 | 0.00081807 | 0.00012313 | -1.705e-05 | 9.374e-05 | -5.4772e-05 | 8.4773e-05 | -2.0253e-05 | 0.21024 | 0.089711 | 0.15604
|  | 513.6321 | 0 | 513.6321 | 0 | 446.5536 | 0.015113 | 448.0901 | 0.02122 | 446.4099 | 0.59189 | 441.6445 | 0.08744 | 441.6445 | 0.00529 | 513.6321 | 0.83091 | 444.9206 | 0.01397 | 448.0901 | 3.4704e-06 | 441.6445 | 0.00251 | 441.4246 | 0.0023 | 444.9206 | -0.00071975 | 446.5536 | 0.0004282 | 441.6445 | -0.0008391 | 513.6321 | 0.00069886 | 441.6445 | -7.6177e-05 | 444.9206 | 0.96544 | 513.6321 | 0.4025 | 513.6321 | 0.69777 | 0 | 0 | 0.0034135 | 0.0046416 | 0.13329 | 0.019763 | 0.0013909 | 0.18761 | 0.0030007 | 0.00016584 | 0.00067952 | 8.1367e-05 | 0.00016736 | 9.4799e-05 | 4.738e-05 | 8.6492e-05 | 1.8045e-05 | 0.20835 | 0.090633 | 0.15692
|  | 513.8569 | 0 | 513.8569 | 0 | 446.7738 | 0.015893 | 448.3107 | 0.02086 | 446.632 | 0.60819 | 441.8644 | 0.0923 | 441.8644 | 0.00736 | 513.8569 | 0.83869 | 445.1375 | 0.0137 | 448.3107 | 0.0015 | 441.8644 | 0.00367 | 441.6445 | -0.00156 | 445.1375 | 0.002263 | 446.7738 | 0.00043288 | 441.8644 | 0.00127 | 513.8569 | 7.0849e-05 | 441.8644 | 0.00024029 | 445.1375 | 0.95579 | 513.8569 | 0.40406 | 513.8569 | 0.69869 | 0 | 0 | 0.0033643 | 0.0044922 | 0.13684 | 0.020762 | 0.0015405 | 0.18963 | 0.0030473 | 5.8182e-05 | 0.0007246 | 8.7964e-06 | 0.00028481 | 9.5727e-05 | 6.6884e-05 | 7.4955e-05 | 2.7873e-05 | 0.20736 | 0.091166 | 0.15735
|  | 514.0816 | 0 | 514.0816 | 0 | 446.994 | 0.014665 | 448.5313 | 0.01986 | 446.8542 | 0.62368 | 442.0843 | 0.09652 | 442.0843 | 0.00665 | 514.0816 | 0.84876 | 445.3544 | 0.0144 | 448.5313 | -0.00097261 | 442.0843 | 0.00292 | 441.8644 | 0.00164 | 445.3544 | 0.00036333 | 446.994 | 0.00043663 | 442.0843 | -0.00066172 | 514.0816 | 0.00059613 | 442.0843 | 1.321e-05 | 445.3544 | 0.95636 | 514.0816 | 0.40717 | 514.0816 | 0.70148 | 0 | 0 | 0.0033209 | 0.0044095 | 0.14024 | 0.02168 | 0.0013118 | 0.19127 | 0.0028575 | 6.1491e-05 | 0.00086754 | 4.838e-05 | 3.6798e-05 | 9.6404e-05 | 6.0286e-05 | 8.9813e-05 | 5.5496e-06 | 0.20607 | 0.091624 | 0.15758
|  | 514.3064 | 0 | 514.3064 | 0 | 447.2142 | 0.015495 | 448.752 | 0.02011 | 447.0764 | 0.63875 | 442.3042 | 0.10065 | 442.3042 | 0.00528 | 514.3064 | 0.85317 | 445.5713 | 0.01195 | 448.752 | 0.00153 | 442.3042 | 0.00497 | 442.0843 | -0.0012 | 445.5713 | -2.4007e-05 | 447.2142 | 0.00043891 | 442.3042 | 0.00121 | 514.3064 | 0.00020303 | 442.3042 | 3.7261e-05 | 445.5713 | 0.94389 | 514.3064 | 0.4081 | 514.3064 | 0.70064 | 0 | 0 | 0.0032725 | 0.0043347 | 0.1437 | 0.02175 | 0.0011305 | 0.19353 | 0.0024957 | 4.744e-05 | 0.00076429 | 0.00010556 | -0.00020177 | 9.6709e-05 | 0.00019298 | 9.0602e-05 | 1.0974e-05 | 0.20371 | 0.092476 | 0.15844
|  | 514.5312 | 0 | 514.5312 | 0 | 447.4344 | 0.014226 | 448.9726 | 0.01918 | 447.2985 | 0.65471 | 442.5242 | 0.09713 | 442.5242 | 0.005 | 514.5312 | 0.86881 | 445.7882 | 0.01106 | 448.9726 | -0.0011 | 442.5242 | 0.00198 | 442.3042 | 0.00216 | 445.7882 | -0.0018363 | 447.4344 | 0.00043941 | 442.5242 | 0.00054482 | 514.5312 | 0.00060311 | 442.5242 | 6.2527e-05 | 445.7882 | 0.93434 | 514.5312 | 0.41471 | 514.5312 | 0.70906 | 0 | 0 | 0.0032376 | 0.0042369 | 0.1472 | 0.022372 | 0.0012395 | 0.19719 | 0.0026497 | 5.1857e-05 | 0.00080619 | -9.8973e-06 | -7.5401e-06 | 9.6617e-05 | 0.0002062 | 9.0267e-05 | 2.8916e-05 | 0.20189 | 0.093925 | 0.16027
|  | 514.756 | 0 | 514.756 | 0 | 447.6546 | 0.015178 | 449.1933 | 0.01922 | 447.5208 | 0.67026 | 442.7441 | 0.10628 | 442.7441 | 0.00627 | 514.756 | 0.88559 | 446.0051 | 0.01337 | 449.1933 | 0.00157 | 442.7441 | 0.00535 | 442.5242 | -0.00225 | 446.0051 | 0.0017668 | 447.6546 | 0.00043807 | 442.7441 | 0.00133 | 514.756 | 0.00020002 | 442.7441 | 0.00020038 | 446.0051 | 0.92711 | 514.756 | 0.42096 | 514.756 | 0.7169 | 0 | 0 | 0.003224 | 0.0041012 | 0.15066 | 0.023521 | 0.0012141 | 0.20062 | 0.0025575 | 0.00017723 | 0.00082478 | -0.00017988 | 0.00030647 | 9.6155e-05 | 0.00011063 | 8.8998e-05 | 8.2438e-06 | 0.19975 | 0.095324 | 0.162
|  | 514.9808 | 0 | 514.9808 | 0 | 447.8749 | 0.014098 | 449.4139 | 0.01795 | 447.743 | 0.68564 | 442.9641 | 0.10761 | 442.9641 | 0.00477 | 514.9808 | 0.89922 | 446.222 | 0.01021 | 449.4139 | 3.6253e-05 | 442.9641 | 0.00215 | 442.7441 | 0.00061451 | 446.222 | 0.0010589 | 447.8749 | 0.0004351 | 442.9641 | -0.00032399 | 514.9808 | 0.00059175 | 442.9641 | -0.00012542 | 446.222 | 0.91461 | 514.9808 | 0.42708 | 514.9808 | 0.7243 | 0 | 0 | 0.0031723 | 0.0039726 | 0.15402 | 0.024027 | 0.0012725 | 0.2023 | 0.0026738 | 0.00022029 | 0.00084908 | -9.8477e-05 | 5.9232e-05 | 9.5369e-05 | 9.1948e-05 | 6.7654e-05 | 3.272e-05 | 0.19721 | 0.095961 | 0.16252
|  | 515.2056 | 0 | 515.2056 | 0 | 448.0951 | 0.014709 | 449.6346 | 0.01805 | 447.9652 | 0.70053 | 443.1841 | 0.11085 | 443.1841 | 0.0068 | 515.2056 | 0.90043 | 446.439 | 0.01444 | 449.6346 | 0.00196 | 443.1841 | 0.00557 | 442.9641 | -0.00151 | 446.439 | -0.00051285 | 448.0951 | 0.00043093 | 443.1841 | 0.00116 | 515.2056 | 1.0106e-05 | 443.1841 | 0.00042291 | 446.439 | 0.90339 | 515.2056 | 0.42659 | 515.2056 | 0.7215 | 0 | 0 | 0.0030976 | 0.0038525 | 0.15742 | 0.025036 | 0.0015301 | 0.20431 | 0.0023431 | 0.00014484 | 0.0009394 | -0.00011089 | -2.0092e-06 | 9.4383e-05 | 5.8783e-05 | 7.4872e-05 | 4.5168e-05 | 0.19489 | 0.09678 | 0.16318
|  | 515.4304 | 0 | 515.4304 | 0 | 448.3154 | 0.01342 | 449.8553 | 0.01686 | 448.1874 | 0.71619 | 443.404 | 0.11675 | 443.404 | 0.00711 | 515.4304 | 0.91698 | 446.6559 | 0.00716 | 449.8553 | -0.00064748 | 443.404 | 0.00297 | 443.1841 | 0.00050181 | 446.6559 | 0.00049433 | 448.3154 | 0.00042615 | 443.404 | -0.0006256 | 515.4304 | 0.0006559 | 443.404 | -1.2297e-05 | 446.6559 | 0.89329 | 515.4304 | 0.43429 | 515.4304 | 0.73005 | 0 | 0 | 0.0030624 | 0.0037707 | 0.16094 | 0.025933 | 0.0015301 | 0.20668 | 0.0020979 | 0.00014263 | 0.0007359 | -3.3776e-05 | 0.00012391 | 9.3346e-05 | 6.8683e-05 | 0.00010005 | -3.5296e-06 | 0.19275 | 0.097847 | 0.16417
|  | 515.6553 | 0 | 515.6553 | 0 | 448.5356 | 0.014385 | 450.0761 | 0.01731 | 448.4097 | 0.732 | 443.6241 | 0.119 | 443.6241 | 0.0068 | 515.6553 | 0.92142 | 446.8729 | 0.01218 | 450.0761 | 0.00194 | 443.6241 | 0.00372 | 443.404 | -0.00080886 | 446.8729 | 0.00064795 | 448.5356 | 0.00042139 | 443.6241 | 0.00125 | 515.6553 | 0.00023401 | 443.6241 | -1.979e-05 | 446.8729 | 0.88358 | 515.6553 | 0.43604 | 515.6553 | 0.73024 | 0 | 0 | 0.0030069 | 0.0036619 | 0.16436 | 0.026082 | 0.0014851 | 0.20821 | 0.0023976 | 0.00018127 | 0.00071393 | 9.2526e-05 | 8.4372e-05 | 9.2364e-05 | 7.1672e-05 | 0.00010095 | -9.9249e-06 | 0.19098 | 0.098442 | 0.16445
|  | 515.8801 | 0 | 515.8801 | 0 | 448.7559 | 0.012917 | 450.2968 | 0.01587 | 448.632 | 0.74702 | 443.8441 | 0.1181 | 443.8441 | 0.0067 | 515.8801 | 0.93052 | 447.0898 | 0.00992 | 450.2968 | -0.00029758 | 443.8441 | 0.00277 | 443.6241 | 0.00165 | 447.0898 | 0.00012974 | 448.7559 | 0.00041723 | 443.8441 | -0.00059847 | 515.8801 | 0.0006639 | 443.8441 | -7.0433e-05 | 447.0898 | 0.8768 | 515.8801 | 0.43954 | 515.8801 | 0.73249 | 0 | 0 | 0.002976 | 0.0035202 | 0.16759 | 0.026542 | 0.0014443 | 0.21067 | 0.0021668 | 0.00014708 | 0.0007326 | 0.00010019 | 0.00023503 | 9.1575e-05 | -3.0982e-05 | 8.6366e-05 | -7.2518e-06 | 0.18838 | 0.099468 | 0.16554
|  | 516.105 | 0 | 516.105 | 0 | 448.9762 | 0.014101 | 450.5176 | 0.01602 | 448.8542 | 0.76082 | 444.0641 | 0.12319 | 444.0641 | 0.00643 | 516.105 | 0.9432 | 447.3068 | 0.01005 | 450.5176 | 0.00163 | 444.0641 | 0.00389 | 443.8441 | -0.00073918 | 447.3069 | 0.0020363 | 448.9762 | 0.00041411 | 444.0641 | 0.00031682 | 516.105 | 0.00010424 | 444.0641 | 4.5068e-06 | 447.3069 | 0.8593 | 516.105 | 0.44513 | 516.105 | 0.7398 | 0 | 0 | 0.0029513 | 0.0033765 | 0.17066 | 0.027737 | 0.0014786 | 0.2131 | 0.001917 | 3.3114e-05 | 0.00086802 | 2.5232e-05 | 0.00012889 | 9.1009e-05 | -0.00012027 | 6.3431e-05 | 6.486e-06 | 0.18466 | 0.10054 | 0.16681
|  | 516.3299 | 0 | 516.3299 | 0 | 449.1965 | 0.012696 | 450.7383 | 0.01457 | 449.0765 | 0.77461 | 444.2841 | 0.12893 | 444.2841 | 0.00701 | 516.3299 | 0.95203 | 447.5238 | 0.00762 | 450.7383 | -0.00133 | 444.2841 | 0.004 | 444.0641 | 0.00096857 | 447.5238 | -0.00084826 | 449.1965 | 0.00041221 | 444.2841 | -0.00141 | 516.3299 | 0.00045989 | 444.2841 | 5.4449e-05 | 447.5238 | 0.84275 | 516.3299 | 0.44907 | 516.3299 | 0.74378 | 0 | 0 | 0.0029197 | 0.0033104 | 0.17389 | 0.028559 | 0.0017396 | 0.21461 | 0.0021658 | -0.00011228 | 0.00099027 | -3.5363e-05 | -5.2156e-05 | 9.0751e-05 | -3.9611e-05 | 6.5439e-05 | 1.31e-05 | 0.18239 | 0.10121 | 0.16733
|  | 516.5548 | 0 | 516.5548 | 0 | 449.4168 | 0.013806 | 450.9591 | 0.01542 | 449.2988 | 0.78995 | 444.5041 | 0.13063 | 444.5041 | 0.0088 | 516.5548 | 0.95649 | 447.7408 | 0.01234 | 450.9591 | 0.00031283 | 444.5041 | 0.005 | 444.2841 | -0.00129 | 447.7408 | 0.00036758 | 449.4168 | 0.00041153 | 444.5041 | 0.00105 | 516.5548 | 0.00012205 | 444.5041 | 6.4614e-05 | 447.7408 | 0.83814 | 516.5548 | 0.451 | 516.5548 | 0.74423 | 0 | 0 | 0.002878 | 0.0032699 | 0.17735 | 0.029883 | 0.0016887 | 0.21544 | 0.0023007 | -2.1149e-05 | 0.00085702 | 5.2814e-05 | 2.3442e-05 | 9.0696e-05 | 8.46e-05 | 8.7926e-05 | 1.559e-06 | 0.18031 | 0.10158 | 0.1673
|  | 516.7797 | 0 | 516.7797 | 0 | 449.6371 | 0.012321 | 451.1799 | 0.0142 | 449.5211 | 0.80549 | 444.7242 | 0.141 | 444.7242 | 0.00655 | 516.7797 | 0.95923 | 447.9579 | 0.00886 | 451.1799 | -0.0005044 | 444.7242 | 0.00279 | 444.5041 | 0.00177 | 447.9579 | -0.00015157 | 449.6371 | 0.00041183 | 444.7242 | -0.00028102 | 516.7797 | 0.00065979 | 444.7242 | -5.0443e-05 | 447.9579 | 0.82336 | 516.7797 | 0.45229 | 516.7797 | 0.7434 | 0 | 0 | 0.0028103 | 0.0031486 | 0.18069 | 0.031349 | 0.0014185 | 0.21575 | 0.0023329 | -1.9651e-08 | 0.00077582 | 3.4105e-05 | 6.1059e-05 | 9.0844e-05 | 6.5521e-05 | 9.0017e-05 | -2.9216e-05 | 0.17742 | 0.10176 | 0.16687
|  | 517.0046 | 0 | 517.0046 | 0 | 449.8575 | 0.013189 | 451.4007 | 0.01432 | 449.7435 | 0.82 | 444.9443 | 0.14387 | 444.9443 | 0.00634 | 517.0046 | 0.95919 | 448.1749 | 0.01264 | 451.4007 | 0.00050423 | 444.9443 | 0.00426 | 444.7242 | -0.00146 | 448.1749 | 0.0007143 | 449.8575 | 0.00041276 | 444.9443 | 0.00087642 | 517.0046 | 0.00014064 | 444.9443 | -0.00021505 | 448.1749 | 0.81175 | 517.0046 | 0.45255 | 517.0046 | 0.74044 | 0 | 0 | 0.0027617 | 0.0030948 | 0.18394 | 0.031568 | 0.0014261 | 0.2174 | 0.0021229 | -0.00010111 | 0.000614 | 2.421e-05 | 0.00011981 | 9.1083e-05 | 9.2131e-05 | 7.9067e-05 | -5.9498e-05 | 0.1743 | 0.10251 | 0.16758
|  | 517.2296 | 0 | 517.2296 | 0 | 450.0779 | 0.011875 | 451.6215 | 0.01371 | 449.9658 | 0.83447 | 445.1643 | 0.14302 | 445.1643 | 0.00662 | 517.2296 | 0.97374 | 448.392 | 0.00692 | 451.6215 | -0.00142 | 445.1643 | 0.00132 | 444.9443 | 0.00168 | 448.392 | 0.00038954 | 450.0779 | 0.00041389 | 445.1643 | -3.9138e-05 | 517.2296 | 0.00056236 | 445.1643 | -0.00032567 | 448.392 | 0.79417 | 517.2296 | 0.45888 | 517.2296 | 0.74958 | 0 | 0 | 0.0027513 | 0.0030651 | 0.18713 | 0.032088 | 0.0018719 | 0.21993 | 0.0018427 | 1.7666e-05 | 0.00067678 | 0.00015426 | 0.00010234 | 9.1301e-05 | 0.00016296 | 8.8547e-05 | -3.4745e-05 | 0.1704 | 0.10366 | 0.16898
|  | 517.4545 | 0 | 517.4545 | 0 | 450.2982 | 0.013098 | 451.8423 | 0.01405 | 450.1882 | 0.84872 | 445.3844 | 0.14857 | 445.3844 | 0.01039 | 517.4545 | 0.98164 | 448.609 | 0.01006 | 451.8423 | 0.00158 | 445.3844 | 0.00483 | 445.1643 | -0.00027811 | 448.609 | 0.00055355 | 450.2982 | 0.00041485 | 445.3844 | 0.00152 | 517.4545 | 0.0002249 | 445.3844 | 9.9349e-06 | 448.609 | 0.77604 | 517.4545 | 0.46274 | 517.4545 | 0.75279 | 0 | 0 | 0.0027538 | 0.0029303 | 0.19032 | 0.03333 | 0.002005 | 0.22085 | 0.0018939 | 3.4227e-05 | 0.00076261 | 0.00016968 | -2.8402e-05 | 9.1476e-05 | 0.00011565 | 8.5075e-05 | -8.1842e-06 | 0.16721 | 0.10418 | 0.16912
|  | 517.6795 | 0 | 517.6795 | 0 | 450.5186 | 0.011895 | 452.0631 | 0.01249 | 450.4105 | 0.8632 | 445.6045 | 0.15431 | 445.6045 | 0.00783 | 517.6795 | 0.98181 | 448.8261 | 0.00739 | 452.0631 | -0.00127 | 445.6045 | 0.0021 | 445.3844 | 0.00182 | 448.8261 | -0.00081524 | 450.5186 | 0.00041537 | 445.6045 | -0.00046907 | 517.6795 | 0.00053146 | 445.6045 | -8.4306e-05 | 448.8261 | 0.76455 | 517.6795 | 0.46345 | 517.6795 | 0.75076 | 0 | 0 | 0.0027271 | 0.002827 | 0.19351 | 0.034031 | 0.0017831 | 0.21937 | 0.0018494 | 1.7669e-05 | 0.00077486 | 0.00014911 | 2.4777e-06 | 9.1538e-05 | 0.00011457 | 6.9242e-05 | 1.5714e-05 | 0.16404 | 0.10359 | 0.16775
|  | 517.9045 | 0 | 517.9045 | 0 | 450.739 | 0.012852 | 452.284 | 0.01311 | 450.6329 | 0.87717 | 445.8247 | 0.15488 | 445.8247 | 0.00837 | 517.9045 | 0.96831 | 449.0432 | 0.00965 | 452.284 | 0.00143 | 445.8247 | 0.00494 | 445.6045 | -0.00046501 | 449.0432 | 0.00083806 | 450.739 | 0.0004153 | 445.8247 | 0.00151 | 517.9045 | 8.4078e-05 | 445.8247 | 0.00022708 | 449.0432 | 0.74687 | 517.9045 | 0.4574 | 517.9045 | 0.74047 | 0 | 0 | 0.0026929 | 0.0028206 | 0.19644 | 0.034703 | 0.0018754 | 0.21759 | 0.0020451 | 8.4027e-05 | 0.00079353 | 0.00016234 | 0.00018784 | 9.1458e-05 | 0.00011459 | 6.5861e-05 | 3.4953e-05 | 0.16144 | 0.10287 | 0.16618
|  | 518.1295 | 0 | 518.1295 | 0 | 450.9594 | 0.011585 | 452.5049 | 0.01243 | 450.8553 | 0.8895 | 446.0448 | 0.16043 | 446.0448 | 0.00867 | 518.1295 | 0.96592 | 449.2602 | 0.00919 | 452.5049 | -0.00066916 | 446.0448 | 0.00227 | 445.8247 | 0.00194 | 449.2603 | 0.00089234 | 450.9594 | 0.00041463 | 446.0448 | -0.00046887 | 518.1295 | 0.00050138 | 446.0448 | 9.0501e-05 | 449.2603 | 0.74033 | 518.1295 | 0.457 | 518.1295 | 0.73674 | 0 | 0 | 0.0026573 | 0.0027335 | 0.19926 | 0.036075 | 0.0019492 | 0.21742 | 0.0019855 | 7.0778e-05 | 0.00083756 | 0.00015358 | 0.00022566 | 9.1257e-05 | 0.00012449 | 8.627e-05 | 2.5471e-05 | 0.15969 | 0.10297 | 0.16564
|  | 518.3545 | 0 | 518.3545 | 0 | 451.1797 | 0.012529 | 452.7258 | 0.01232 | 451.0777 | 0.90234 | 446.2649 | 0.16735 | 446.2649 | 0.00904 | 518.3545 | 0.96668 | 449.4774 | 0.0091 | 452.7258 | 0.00131 | 446.2649 | 0.00534 | 446.0448 | -0.00054454 | 449.4774 | 0.0011865 | 451.1797 | 0.00041347 | 446.2649 | 0.0016 | 518.3545 | 0.00026546 | 446.2649 | 0.00014093 | 449.4774 | 0.73076 | 518.3545 | 0.45825 | 518.3545 | 0.73563 | 0 | 0 | 0.0026285 | 0.0026584 | 0.20202 | 0.037378 | 0.0020464 | 0.21834 | 0.0021677 | 6.5983e-05 | 0.00083 | 3.9844e-05 | 0.0002026 | 9.0965e-05 | 0.00011915 | 9.0952e-05 | 2.9402e-07 | 0.15617 | 0.10365 | 0.16605
|  | 518.5795 | 0 | 518.5795 | 0 | 451.4001 | 0.011323 | 452.9467 | 0.01175 | 451.3001 | 0.91458 | 446.4851 | 0.1722 | 446.4851 | 0.00955 | 518.5795 | 0.97403 | 449.6945 | 0.01087 | 452.9467 | -0.00071257 | 446.4851 | 0.0022 | 446.2649 | 0.00090656 | 449.6945 | 0.00067986 | 451.4001 | 0.00041198 | 446.4851 | -0.00051758 | 518.5795 | 0.00054297 | 446.4851 | -0.00013826 | 449.6945 | 0.70788 | 518.5795 | 0.46307 | 518.5795 | 0.74027 | 0 | 0 | 0.0025781 | 0.0026134 | 0.20469 | 0.037911 | 0.0022158 | 0.21901 | 0.0020638 | -1.3991e-05 | 0.00083547 | -1.1386e-05 | 0.00026953 | 9.0633e-05 | 0.00010264 | 6.8256e-05 | 1.4631e-05 | 0.15183 | 0.10422 | 0.16637
|  | 518.8045 | 0 | 518.8045 | 0 | 451.6206 | 0.012069 | 453.1676 | 0.01191 | 451.5225 | 0.92586 | 446.7052 | 0.17221 | 446.7052 | 0.01058 | 518.8045 | 0.97244 | 449.9116 | 0.00814 | 453.1676 | 0.0005859 | 446.7052 | 0.00539 | 446.4851 | -0.00101 | 449.9116 | 0.0018028 | 451.6206 | 0.00041035 | 446.7052 | 0.00145 | 518.8045 | 6.3672e-05 | 446.7052 | 0.00027118 | 449.9116 | 0.69059 | 518.8045 | 0.46322 | 518.8045 | 0.73841 | 0 | 0 | 0.0025471 | 0.0025185 | 0.20705 | 0.03868 | 0.0021633 | 0.21919 | 0.0018738 | 1.8421e-05 | 0.00096219 | 4.1828e-05 | 0.00018857 | 9.0278e-05 | 0.00013542 | 5.7587e-05 | 4.8323e-05 | 0.14846 | 0.10453 | 0.1663
|  | 519.0295 | 0 | 519.0295 | 0 | 451.841 | 0.011041 | 453.3885 | 0.01089 | 451.745 | 0.93573 | 446.9254 | 0.17914 | 446.9254 | 0.00907 | 519.0295 | 0.9756 | 450.1287 | 0.00912 | 453.3885 | -0.00041913 | 446.9254 | 0.00335 | 446.7052 | 0.00139 | 450.1287 | -6.5869e-05 | 451.841 | 0.00040876 | 446.9254 | -0.0002199 | 519.0295 | 0.00044812 | 446.9254 | 0.00016776 | 450.1287 | 0.67684 | 519.0295 | 0.4658 | 519.0295 | 0.73957 | 0 | 0 | 0.002545 | 0.0024724 | 0.20922 | 0.04046 | 0.0019035 | 0.21921 | 0.0021804 | 2.7351e-06 | 0.0009237 | 3.1926e-05 | 5.1811e-05 | 8.9958e-05 | 0.00015745 | 7.9058e-05 | 2.1791e-05 | 0.14559 | 0.1048 | 0.16622
|  | 519.2546 | 0 | 519.2546 | 0 | 452.0615 | 0.012047 | 453.6094 | 0.01149 | 451.9674 | 0.94535 | 447.1456 | 0.18836 | 447.1456 | 0.00822 | 519.2546 | 0.97247 | 450.3459 | 0.01096 | 453.6094 | 0.00044389 | 447.1456 | 0.00504 | 446.9254 | -0.0011 | 450.3459 | 0.00054303 | 452.0615 | 0.00040734 | 447.1456 | 0.00165 | 519.2546 | 0.00025446 | 447.1456 | 3.0167e-05 | 450.3459 | 0.66403 | 519.2546 | 0.46551 | 519.2546 | 0.7376 | 0 | 0 | 0.002518 | 0.0024215 | 0.21143 | 0.041775 | 0.0019772 | 0.21872 | 0.0020543 | -1.5587e-05 | 0.00075852 | -1.101e-06 | -4.1504e-05 | 8.9673e-05 | 0.00014693 | 8.6877e-05 | -3.0885e-05 | 0.14246 | 0.10493 | 0.16583
|  | 519.4797 | 0 | 519.4797 | 0 | 452.2819 | 0.010797 | 453.8304 | 0.01043 | 452.1898 | 0.95565 | 447.3657 | 0.1911 | 447.3657 | 0.00974 | 519.4797 | 0.97108 | 450.563 | 0.00796 | 453.8304 | -0.00058498 | 447.3657 | 0.00185 | 447.1456 | 0.00109 | 450.563 | -0.00092527 | 452.2819 | 0.00040617 | 447.3657 | -0.00031534 | 519.4797 | 0.00051753 | 447.3657 | -0.00031071 | 450.563 | 0.64797 | 519.4797 | 0.46687 | 519.4797 | 0.73598 | 0 | 0 | 0.0024999 | 0.0023553 | 0.2137 | 0.042556 | 0.002058 | 0.21824 | 0.0018524 | 0.00022482 | 0.00071902 | -3.633e-05 | 0.00011243 | 8.9441e-05 | 0.00013595 | 8.6785e-05 | -5.9686e-06 | 0.13974 | 0.10513 | 0.16541
|  | 519.7047 | 0 | 519.7047 | 0 | 452.5024 | 0.011882 | 454.0513 | 0.01089 | 452.4123 | 0.9655 | 447.586 | 0.19539 | 447.586 | 0.00895 | 519.7047 | 0.96817 | 450.7802 | 0.0091 | 454.0513 | 0.00262 | 447.586 | 0.00468 | 447.3657 | -0.00142 | 450.7802 | 0.0019607 | 452.5024 | 0.00040524 | 447.586 | 0.00155 | 519.7047 | 0.00025361 | 447.586 | 0.0002565 | 450.7802 | 0.63898 | 519.7047 | 0.46732 | 519.7047 | 0.73384 | 0 | 0 | 0.0024772 | 0.0023192 | 0.21587 | 0.043392 | 0.0020138 | 0.21821 | 0.0018733 | 0.0001348 | 0.00065733 | -3.3033e-06 | 0.00025563 | 8.9268e-05 | 3.193e-05 | 7.4608e-05 | 3.2357e-05 | 0.13689 | 0.10548 | 0.16542
|  | 519.9298 | 0 | 519.9298 | 0 | 452.7229 | 0.010588 | 454.2723 | 0.0101 | 452.6348 | 0.97482 | 447.8062 | 0.19871 | 447.8062 | 0.00934 | 519.9298 | 0.97071 | 450.9974 | 0.00815 | 454.2723 | -0.0014 | 447.8062 | 0.00129 | 447.586 | 0.00139 | 450.9974 | 0.0003932 | 452.7229 | 0.00040448 | 447.8062 | -0.00126 | 519.9298 | 0.00040931 | 447.8062 | 3.7367e-05 | 450.9974 | 0.62157 | 519.9298 | 0.46987 | 519.9298 | 0.73597 | 0 | 0 | 0.0024505 | 0.0023103 | 0.21773 | 0.044347 | 0.0023773 | 0.21946 | 0.0019493 | -2.7622e-05 | 0.00075095 | 0.00018397 | 0.00014766 | 8.9105e-05 | -2.2022e-05 | 6.4954e-05 | 4.26e-05 | 0.13364 | 0.10635 | 0.16644
|  | 520.1549 | 0 | 520.1549 | 0 | 452.9434 | 0.01164 | 454.4933 | 0.01081 | 452.8573 | 0.98227 | 448.0264 | 0.20404 | 448.0264 | 0.01225 | 520.1549 | 0.97917 | 451.2146 | 0.0098 | 454.4933 | 0.00115 | 448.0264 | 0.00553 | 447.8062 | 0.00028083 | 451.2146 | 0.00096646 | 452.9434 | 0.00040376 | 448.0264 | 0.00106 | 520.1549 | 0.00016781 | 448.0264 | 0.00034952 | 451.2146 | 0.60901 | 520.1549 | 0.47508 | 520.1549 | 0.74281 | 0 | 0 | 0.0024556 | 0.0022354 | 0.21922 | 0.045006 | 0.0027156 | 0.2205 | 0.0018092 | 1.6575e-05 | 0.00070984 | 0.00016636 | 6.2067e-05 | 8.8943e-05 | 1.3749e-05 | 7.2977e-05 | 1.8452e-05 | 0.13043 | 0.10727 | 0.1674
|  | 520.38 | 0 | 520.38 | 0 | 453.1639 | 0.010631 | 454.7143 | 0.00942 | 453.0798 | 0.98821 | 448.2466 | 0.20466 | 448.2466 | 0.01241 | 520.38 | 0.97976 | 451.4318 | 0.00686 | 454.7143 | -0.001 | 448.2466 | 0.00091608 | 448.0264 | 0.00123 | 451.4318 | -0.00039492 | 453.1639 | 0.0004029 | 448.2466 | -0.00093514 | 520.38 | 0.00048053 | 448.2466 | -0.00018196 | 451.4318 | 0.59204 | 520.38 | 0.47793 | 520.38 | 0.74439 | 0 | 0 | 0.0024112 | 0.0021118 | 0.22047 | 0.046045 | 0.0027535 | 0.21965 | 0.0016618 | -2.6732e-06 | 0.0006538 | 0.00011545 | 2.6502e-05 | 8.8719e-05 | 8.5343e-05 | 6.0342e-05 | 2.0078e-05 | 0.12761 | 0.10735 | 0.167
|  | 520.6052 | 0 | 520.6052 | 0 | 453.3844 | 0.011238 | 454.9353 | 0.00969 | 453.3023 | 0.99347 | 448.4669 | 0.2134 | 448.4669 | 0.01259 | 520.6052 | 0.97152 | 451.649 | 0.00844 | 454.9353 | 0.00097581 | 448.4669 | 0.00502 | 448.2466 | -0.00018164 | 451.649 | 0.00063893 | 453.3844 | 0.00040173 | 448.4669 | 0.00171 | 520.6052 | 5.5537e-05 | 448.4669 | 0.00036425 | 451.649 | 0.58284 | 520.6052 | 0.47577 | 520.6052 | 0.73918 | 0 | 0 | 0.0023692 | 0.0021065 | 0.22139 | 0.048079 | 0.0025911 | 0.21789 | 0.0015857 | 2.5389e-06 | 0.00095364 | 0.00025645 | 0.00010279 | 8.8413e-05 | 9.1218e-05 | 2.8101e-05 | 8.485e-05 | 0.12462 | 0.10709 | 0.166
|  | 520.8303 | 0 | 520.8303 | 0 | 453.6049 | 0.010249 | 455.1563 | 0.00937 | 453.5249 | 0.99625 | 448.6872 | 0.22321 | 448.6872 | 0.01094 | 520.8303 | 0.96395 | 451.8662 | 0.00616 | 455.1563 | -0.00095284 | 448.6872 | 0.00364 | 448.4669 | 0.00251 | 451.8662 | 0.00030742 | 453.6049 | 0.00040013 | 448.6872 | -0.00088165 | 520.8303 | 0.00019408 | 448.6872 | 0.00040627 | 451.8662 | 0.56454 | 520.8303 | 0.4755 | 520.8303 | 0.7354 | 0 | 0 | 0.002351 | 0.0020888 | 0.22203 | 0.049499 | 0.0025288 | 0.21771 | 0.0017794 | 8.0366e-05 | 0.00093619 | 0.00018693 | 8.7688e-06 | 8.8009e-05 | 5.2685e-05 | 7.3389e-05 | 5.7406e-05 | 0.12093 | 0.10773 | 0.16629
|  | 521.0555 | 0 | 521.0555 | 0 | 453.8254 | 0.011073 | 455.3774 | 0.00953 | 453.7474 | 0.99887 | 448.9074 | 0.22621 | 448.9074 | 0.01202 | 521.0555 | 0.96999 | 452.0835 | 0.01022 | 455.3774 | 0.00168 | 448.9074 | 0.00486 | 448.6872 | -0.00081252 | 452.0835 | -0.0002267 | 453.8254 | 0.00039807 | 448.9074 | 0.00136 | 521.0555 | 0.00045782 | 448.9074 | 0.00011494 | 452.0835 | 0.54868 | 521.0555 | 0.48143 | 521.0555 | 0.7418 | 0 | 0 | 0.0023188 | 0.0019863 | 0.2224 | 0.049993 | 0.0025508 | 0.21929 | 0.0017988 | 4.3109e-05 | 0.00066965 | -3.9302e-05 | -5.684e-05 | 8.7531e-05 | 0.00011269 | 7.9728e-05 | 4.2738e-06 | 0.11826 | 0.10914 | 0.16791
|  | 521.2807 | 0 | 521.2807 | 0 | 454.046 | 0.0099543 | 455.5985 | 0.00844 | 453.97 | 1 | 449.1277 | 0.22769 | 449.1277 | 0.01114 | 521.2807 | 0.97775 | 452.3007 | 0.00634 | 455.5985 | -0.00129 | 449.1277 | 0.00122 | 448.9074 | 0.00045569 | 452.3008 | -0.00029656 | 454.046 | 0.00039568 | 449.1277 | -0.00033681 | 521.2807 | 0.00025034 | 449.1277 | -7.6138e-05 | 452.3008 | 0.53998 | 521.2807 | 0.48799 | 521.2807 | 0.74963 | 0 | 0 | 0.0023215 | 0.001973 | 0.22256 | 0.051021 | 0.0025445 | 0.22049 | 0.0016544 | -6.4437e-05 | 0.00050339 | -5.7321e-05 | 0.00011328 | 8.6993e-05 | 0.00010169 | 8.7802e-05 | 7.5244e-06 | 0.11569 | 0.11037 | 0.1693
|  | 521.5058 | 0 | 521.5058 | 0 | 454.2665 | 0.011097 | 455.8195 | 0.00941 | 454.1926 | 0.9996 | 449.348 | 0.23551 | 449.348 | 0.01196 | 521.5058 | 0.9806 | 452.518 | 0.00889 | 455.8195 | 0.00070705 | 449.348 | 0.00335 | 449.1277 | -0.00097612 | 452.518 | 0.0013394 | 454.2665 | 0.0003932 | 449.348 | 0.00126 | 521.5058 | 0.0005295 | 449.348 | 0.00014445 | 452.518 | 0.52504 | 521.5058 | 0.49229 | 521.5058 | 0.75407 | 0 | 0 | 0.0022907 | 0.0019498 | 0.22224 | 0.052589 | 0.002658 | 0.22054 | 0.0018045 | 4.0016e-05 | 0.0005706 | 0.00012159 | 0.00026187 | 8.649e-05 | 1.2117e-05 | 8.9463e-05 | 7.2276e-06 | 0.11205 | 0.11106 | 0.16983
|  | 521.731 | 0 | 521.731 | 0 | 454.4871 | 0.0096725 | 456.0406 | 0.00823 | 454.4151 | 0.99748 | 449.5683 | 0.2419 | 449.5683 | 0.01217 | 521.731 | 0.97802 | 452.7353 | 0.00772 | 456.0406 | -0.00034503 | 449.5683 | 0.00183 | 449.348 | 0.00208 | 452.7353 | 0.0010709 | 454.4871 | 0.000391 | 449.5683 | -0.00115 | 521.731 | 0.00026501 | 449.5683 | -7.8835e-05 | 452.7353 | 0.5063 | 521.731 | 0.49403 | 521.731 | 0.75422 | 0 | 0 | 0.0022489 | 0.0018827 | 0.22142 | 0.054158 | 0.0028104 | 0.22081 | 0.0017383 | 0.00012105 | 0.00060153 | 0.00010355 | 0.0002308 | 8.6085e-05 | 1.8729e-05 | 8.0593e-05 | 1.2657e-05 | 0.10944 | 0.11185 | 0.17049
|  | 521.9562 | 0 | 521.9562 | 0 | 454.7077 | 0.010718 | 456.2617 | 0.0088 | 454.6377 | 0.99189 | 449.7887 | 0.24969 | 449.7887 | 0.01334 | 521.9562 | 0.98296 | 452.9526 | 0.00828 | 456.2617 | 0.00144 | 449.7887 | 0.00363 | 449.5683 | -0.00114 | 452.9526 | 0.0010535 | 454.7077 | 0.00038953 | 449.7887 | 0.00132 | 521.9562 | 0.00045073 | 449.7887 | 0.00019372 | 452.9526 | 0.50105 | 521.9562 | 0.49928 | 521.9562 | 0.75986 | 0 | 0 | 0.0022308 | 0.0018431 | 0.22 | 0.05507 | 0.0028676 | 0.22162 | 0.0017067 | 9.6332e-05 | 0.00059048 | 6.0594e-05 | -3.6465e-05 | 8.5884e-05 | 9.342e-05 | 7.8769e-05 | 3.3736e-05 | 0.10711 | 0.11286 | 0.17172
|  | 522.1815 | 0 | 522.1815 | 0 | 454.9283 | 0.0095089 | 456.4828 | 0.00787 | 454.8603 | 0.98457 | 450.009 | 0.2502 | 450.009 | 0.01269 | 522.1815 | 0.98511 | 453.1699 | 0.00743 | 456.4828 | -0.00056873 | 450.009 | 0.00173 | 449.7887 | 0.00169 | 453.1699 | -0.0013891 | 454.9283 | 0.00038918 | 450.009 | -0.000472 | 522.1815 | 0.00024876 | 450.009 | 0.00011251 | 453.1699 | 0.48485 | 522.1815 | 0.50291 | 522.1815 | 0.76502 | 0 | 0 | 0.0022146 | 0.0017456 | 0.21803 | 0.05592 | 0.0029162 | 0.22268 | 0.0018885 | 5.5415e-05 | 0.00064119 | 0.00012534 | 1.6678e-05 | 8.5978e-05 | 4.9148e-05 | 7.5401e-05 | 4.2634e-05 | 0.10433 | 0.11407 | 0.17337
|  | 522.4067 | 0 | 522.4067 | 0 | 455.1489 | 0.010568 | 456.7039 | 0.00792 | 455.0829 | 0.97435 | 450.2293 | 0.25738 | 450.2293 | 0.01378 | 522.4067 | 0.99218 | 453.3872 | 0.00995 | 456.7039 | 0.00107 | 450.2293 | 0.00409 | 450.009 | -0.00055221 | 453.3872 | 0.0015426 | 455.1489 | 0.00039028 | 450.2293 | 0.00091811 | 522.4067 | 0.00042075 | 450.2293 | 0.00027448 | 453.3872 | 0.47529 | 522.4067 | 0.50996 | 522.4067 | 0.77439 | 0 | 0 | 0.0022113 | 0.0017082 | 0.21572 | 0.057453 | 0.002856 | 0.22405 | 0.0017178 | 7.3968e-05 | 0.00067764 | 0.00015289 | 0.00020873 | 8.6397e-05 | 8.4259e-05 | 7.8157e-05 | 4.0525e-05 | 0.10188 | 0.11553 | 0.17513
|  | 522.6319 | 0 | 522.6319 | 0 | 455.3695 | 0.0094793 | 456.925 | 0.00753 | 455.3056 | 0.96337 | 450.4497 | 0.26404 | 450.4497 | 0.01214 | 522.6319 | 0.99729 | 453.6045 | 0.00586 | 456.925 | -0.000401 | 450.4497 | 0.00206 | 450.2293 | 0.00194 | 453.6045 | 0.00037839 | 455.3695 | 0.00039297 | 450.4497 | -0.00015341 | 522.6319 | 0.00027324 | 450.4497 | 9.3315e-05 | 453.6045 | 0.46235 | 522.6319 | 0.51587 | 522.6319 | 0.78069 | 0 | 0 | 0.0022135 | 0.0016841 | 0.21304 | 0.059506 | 0.0028966 | 0.22495 | 0.0016845 | 3.7276e-05 | 0.00052336 | 0.00018486 | 0.00022006 | 8.7173e-05 | 0.00018142 | 8.0297e-05 | 1.7307e-05 | 0.099345 | 0.11684 | 0.1765
|  | 522.8572 | 0 | 522.8572 | 0 | 455.5901 | 0.010585 | 457.1462 | 0.0077 | 455.5282 | 0.95046 | 450.6701 | 0.27604 | 450.6701 | 0.01415 | 522.8572 | 1 | 453.8218 | 0.00964 | 457.1462 | 0.00073809 | 450.6701 | 0.00269 | 450.4497 | -0.00026226 | 453.8218 | 0.0016466 | 455.5901 | 0.00039721 | 450.6701 | 0.0018 | 522.8572 | 0.00043969 | 450.6701 | 6.3764e-05 | 453.8218 | 0.45182 | 522.8572 | 0.52154 | 522.8572 | 0.78638 | 0 | 0 | 0.002188 | 0.0016167 | 0.21011 | 0.060735 | 0.0033375 | 0.22481 | 0.0017083 | 5.128e-05 | 0.000595 | 0.00013417 | 0.00016897 | 8.8236e-05 | 8.8714e-05 | 8.5261e-05 | 8.6071e-07 | 0.096473 | 0.1177 | 0.17723
|  | 523.0825 | 0 | 523.0825 | 0 | 455.8108 | 0.0092502 | 457.3674 | 0.00692 | 455.7509 | 0.93681 | 450.8904 | 0.27517 | 450.8904 | 0.01614 | 523.0825 | 0.99587 | 454.0392 | 0.00608 | 457.3674 | -0.00027435 | 450.8904 | 0.00271 | 450.6701 | 0.00148 | 454.0392 | -9.1658e-05 | 455.8108 | 0.00040271 | 450.8904 | -0.00099486 | 523.0825 | 0.00031727 | 450.8904 | -5.5953e-05 | 454.0392 | 0.43591 | 523.0825 | 0.52344 | 523.0825 | 0.78714 | 0 | 0 | 0.0021506 | 0.0015859 | 0.2071 | 0.061673 | 0.003619 | 0.22312 | 0.0014986 | 9.0206e-05 | 0.00080556 | -9.2555e-05 | 0.00016561 | 8.9566e-05 | 3.032e-05 | 9.4516e-05 | 1.8666e-05 | 0.094345 | 0.11774 | 0.1767
|  | 523.3077 | 0 | 523.3077 | 0 | 456.0314 | 0.010241 | 457.5886 | 0.00742 | 455.9736 | 0.92323 | 451.1108 | 0.28448 | 451.1108 | 0.0167 | 523.3077 | 0.98496 | 454.2565 | 0.00771 | 457.5886 | 0.00109 | 451.1108 | 0.0046 | 450.8904 | -0.00232 | 454.2565 | 0.0016156 | 456.0314 | 0.00040904 | 451.1108 | 0.00127 | 523.3077 | 0.00052182 | 451.1108 | 0.00022534 | 454.2565 | 0.43224 | 523.3077 | 0.5218 | 523.3077 | 0.78157 | 0 | 0 | 0.0021343 | 0.0015671 | 0.20397 | 0.063023 | 0.0034768 | 0.22049 | 0.0016347 | -1.106e-06 | 0.00060241 | -7.4936e-05 | 6.9491e-05 | 9.0976e-05 | 2.8652e-05 | 0.00010276 | 7.9402e-06 | 0.092333 | 0.11717 | 0.17541
|  | 523.533 | 0 | 523.533 | 0 | 456.2521 | 0.0091051 | 457.8098 | 0.00675 | 456.1962 | 0.90891 | 451.3312 | 0.28742 | 451.3312 | 0.01485 | 523.533 | 0.97235 | 454.4739 | 0.00733 | 457.8098 | -0.0011 | 451.3312 | 0.00086652 | 451.1108 | 0.00164 | 454.4739 | -0.00097623 | 456.2521 | 0.00041561 | 451.3312 | -0.00101 | 523.533 | 0.00039034 | 451.3312 | -0.00015328 | 454.4739 | 0.41728 | 523.533 | 0.51829 | 523.533 | 0.77554 | 0 | 0 | 0.0021348 | 0.0015461 | 0.20076 | 0.064261 | 0.0034674 | 0.21765 | 0.0017911 | -3.1539e-05 | 0.00043166 | 0.00013334 | -4.2826e-05 | 9.2397e-05 | -6.8828e-05 | 9.7958e-05 | -1.5763e-05 | 0.089799 | 0.11642 | 0.17401
|  | 523.7583 | 0 | 523.7583 | 0 | 456.4727 | 0.010243 | 458.0309 | 0.00723 | 456.4189 | 0.89422 | 451.5517 | 0.29563 | 451.5517 | 0.01661 | 523.7583 | 0.95965 | 454.6913 | 0.00915 | 458.0309 | 0.00081482 | 451.5517 | 0.00305 | 451.3312 | -0.00042998 | 454.6913 | 0.0005822 | 456.4727 | 0.00042181 | 451.5517 | 0.00038551 | 523.7583 | 0.0004792 | 451.5517 | 1.0265e-05 | 454.6913 | 0.40892 | 523.7583 | 0.51517 | 523.7583 | 0.76907 | 0 | 0 | 0.0021294 | 0.0015564 | 0.1975 | 0.065773 | 0.0034132 | 0.2146 | 0.0015673 | 6.4629e-05 | 0.00055325 | 6.7234e-05 | 3.5699e-05 | 9.3661e-05 | -1.8483e-05 | 8.9276e-05 | -8.5066e-06 | 0.087514 | 0.11564 | 0.17245
|  | 523.9837 | 0 | 523.9837 | 0 | 456.6934 | 0.0090566 | 458.2522 | 0.00684 | 456.6416 | 0.87927 | 451.7721 | 0.30117 | 451.7721 | 0.01436 | 523.9837 | 0.9452 | 454.9087 | 0.00527 | 458.2522 | -0.00023055 | 451.7721 | 0.00197 | 451.5517 | 0.00104 | 454.9087 | -0.00025375 | 456.6934 | 0.00042706 | 451.7721 | -0.00055322 | 523.9837 | 0.00031323 | 451.7721 | -8.745e-05 | 454.9087 | 0.39626 | 523.9837 | 0.51129 | 523.9837 | 0.76163 | 0 | 0 | 0.0021251 | 0.0015198 | 0.19411 | 0.067237 | 0.0034112 | 0.21268 | 0.0016458 | 0.0001559 | 0.00067121 | 8.0903e-05 | 0.00016673 | 9.4681e-05 | 5.9161e-05 | 8.1285e-05 | -1.4061e-05 | 0.085723 | 0.11555 | 0.17194
|  | 524.209 | 0 | 524.209 | 0 | 456.9141 | 0.010201 | 458.4734 | 0.0069 | 456.8644 | 0.86382 | 451.9925 | 0.30888 | 451.9925 | 0.01659 | 524.209 | 0.94247 | 455.1261 | 0.00987 | 458.4734 | 0.00164 | 451.9925 | 0.00412 | 451.7721 | -0.00030592 | 455.1261 | 0.0017876 | 456.9141 | 0.00043093 | 451.9925 | 0.00109 | 524.209 | 0.0004082 | 451.9925 | -4.0127e-05 | 455.1261 | 0.39233 | 524.209 | 0.51431 | 524.209 | 0.76443 | 0 | 0 | 0.0020931 | 0.0014569 | 0.19083 | 0.068812 | 0.0035803 | 0.21217 | 0.0019002 | 5.1994e-05 | 0.0005743 | 7.2205e-05 | 0.00017407 | 9.5351e-05 | 6.8493e-05 | 8.9338e-05 | -1.3896e-05 | 0.083814 | 0.11631 | 0.17265
|  | 524.4344 | 0 | 524.4344 | 0 | 457.1348 | 0.0087673 | 458.6946 | 0.00627 | 457.0871 | 0.84982 | 452.213 | 0.31538 | 452.213 | 0.01589 | 524.4344 | 0.94057 | 455.3435 | 0.00761 | 458.6946 | -0.00117 | 452.213 | 0.00109 | 451.9925 | 0.00096105 | 455.3435 | -0.00018622 | 457.1348 | 0.00043314 | 452.213 | -0.00046864 | 524.4344 | 0.00038468 | 452.213 | -8.594e-05 | 455.3435 | 0.3787 | 524.4344 | 0.51796 | 524.4344 | 0.76781 | 0 | 0 | 0.0020592 | 0.0014492 | 0.18765 | 0.07006 | 0.0036563 | 0.21167 | 0.0019101 | 1.2169e-05 | 0.00051367 | 9.051e-05 | 1.556e-06 | 9.5648e-05 | 8.3925e-05 | 0.0001039 | -2.9546e-05 | 0.081107 | 0.11703 | 0.17335
|  | 524.6597 | 0 | 524.6597 | 0 | 457.3555 | 0.0098927 | 458.9159 | 0.00683 | 457.3098 | 0.83509 | 452.4334 | 0.3202 | 452.4334 | 0.01728 | 524.6597 | 0.93797 | 455.5609 | 0.00996 | 458.9159 | 0.00128 | 452.4334 | 0.00357 | 452.213 | -0.00013995 | 455.5609 | 0.00020054 | 457.3555 | 0.00043362 | 452.4334 | 0.00123 | 524.6597 | 0.00053739 | 452.4334 | -0.0001821 | 455.5609 | 0.36732 | 524.6597 | 0.52066 | 524.6597 | 0.77059 | 0 | 0 | 0.0020553 | 0.0014205 | 0.18456 | 0.071744 | 0.0041667 | 0.21114 | 0.0019004 | 6.7084e-05 | 0.00069004 | 4.9137e-05 | -2.6932e-05 | 9.5596e-05 | 0.00011321 | 0.00011419 | -1.0049e-05 | 0.078821 | 0.11765 | 0.17399
|  | 524.8851 | 0 | 524.8851 | 0 | 457.5763 | 0.0087295 | 459.1372 | 0.00601 | 457.5326 | 0.822 | 452.6539 | 0.33066 | 452.6539 | 0.02052 | 524.8851 | 0.9357 | 455.7783 | 0.00752 | 459.1372 | -0.00067362 | 452.6539 | 0.00269 | 452.4334 | 0.00058572 | 455.7784 | -0.00044826 | 457.5763 | 0.00043254 | 452.6539 | -0.000203 | 524.8851 | 0.00047599 | 452.6539 | 9.0932e-05 | 455.7784 | 0.35767 | 524.8851 | 0.52336 | 524.8851 | 0.77346 | 0 | 0 | 0.0020367 | 0.0013985 | 0.18163 | 0.072976 | 0.0044947 | 0.21071 | 0.0017537 | 2.015e-05 | 0.00069785 | 8.5452e-05 | 6.4418e-05 | 9.522e-05 | 9.007e-05 | 0.00011149 | 2.7261e-05 | 0.077149 | 0.11838 | 0.17462
|  | 525.1105 | 0 | 525.1105 | 0 | 457.797 | 0.0097247 | 459.3584 | 0.00663 | 457.7553 | 0.80858 | 452.8744 | 0.33128 | 452.8744 | 0.02025 | 525.1105 | 0.93404 | 455.9958 | 0.00861 | 459.3584 | 0.00085574 | 452.8744 | 0.00364 | 452.6539 | 0.0001895 | 455.9958 | 0.0010408 | 457.797 | 0.00043022 | 452.8744 | 0.00102 | 525.1105 | 0.00051336 | 452.8744 | 0.00015634 | 455.9958 | 0.35195 | 525.1105 | 0.52709 | 525.1105 | 0.77604 | 0 | 0 | 0.0020227 | 0.0013976 | 0.17881 | 0.074411 | 0.0042764 | 0.20951 | 0.0016636 | 4.9404e-05 | 0.00055674 | 0.00010593 | 2.682e-05 | 9.4635e-05 | 7.3859e-05 | 0.00011126 | 2.5198e-05 | 0.075356 | 0.11881 | 0.17471
|  | 525.3359 | 0 | 525.3359 | 0 | 458.0178 | 0.0085999 | 459.5797 | 0.006 | 457.9781 | 0.7967 | 453.0949 | 0.34368 | 453.0949 | 0.01854 | 525.3359 | 0.92508 | 456.2133 | 0.00669 | 459.5797 | -0.00040927 | 453.0949 | 0.00141 | 452.8744 | 0.00077139 | 456.2133 | -0.00079412 | 458.0178 | 0.00042712 | 453.0949 | -0.00035005 | 525.3359 | 0.00047391 | 453.0949 | 7.2217e-05 | 456.2133 | 0.34108 | 525.3359 | 0.52718 | 525.3359 | 0.77422 | 0 | 0 | 0.0020129 | 0.0013268 | 0.17617 | 0.076281 | 0.004159 | 0.20724 | 0.0016278 | 8.5289e-05 | 0.00053035 | 3.7302e-05 | 2.62e-06 | 9.3913e-05 | 7.828e-05 | 0.00010471 | 3.1761e-05 | 0.073798 | 0.1187 | 0.17411
|  | 525.5613 | 0 | 525.5613 | 0 | 458.2385 | 0.0096381 | 459.8011 | 0.00599 | 458.2009 | 0.78484 | 453.3154 | 0.34815 | 453.3154 | 0.01918 | 525.5613 | 0.91365 | 456.4307 | 0.00828 | 459.8011 | 0.00118 | 453.3154 | 0.0034 | 453.0949 | -0.00043303 | 456.4307 | 0.00081822 | 458.2385 | 0.00042379 | 453.3154 | 0.00106 | 525.5613 | 0.00045514 | 453.3154 | 0.00021584 | 456.4307 | 0.33762 | 525.5613 | 0.52595 | 525.5613 | 0.77055 | 0 | 0 | 0.002005 | 0.001267 | 0.17347 | 0.077099 | 0.0041028 | 0.20467 | 0.0018876 | 9.6801e-05 | 0.0005943 | 0.00016726 | 8.0755e-05 | 9.3237e-05 | 3.3078e-06 | 9.6661e-05 | 4.703e-05 | 0.072315 | 0.1184 | 0.1732
|  | 525.7867 | 0 | 525.7867 | 0 | 458.4593 | 0.0085234 | 460.0224 | 0.00546 | 458.4237 | 0.77224 | 453.5359 | 0.3511 | 453.5359 | 0.01803 | 525.7867 | 0.90222 | 456.6482 | 0.00908 | 460.0224 | -0.0003052 | 453.5359 | 0.00199 | 453.3154 | 0.00195 | 456.6482 | -7.5535e-05 | 458.4593 | 0.00042077 | 453.5359 | -0.00103 | 525.7867 | 0.00040247 | 453.5359 | 0.0002107 | 456.6482 | 0.32744 | 525.7867 | 0.5245 | 525.7867 | 0.76614 | 0 | 0 | 0.0019843 | 0.0012594 | 0.17046 | 0.078287 | 0.0043784 | 0.2024 | 0.0018651 | 5.328e-05 | 0.00052484 | 0.00023596 | 7.0386e-05 | 9.2643e-05 | 5.8438e-05 | 9.6421e-05 | 4.7196e-05 | 0.070284 | 0.11823 | 0.17257
|  | 526.0122 | 0 | 526.0122 | 0 | 458.6801 | 0.0094534 | 460.2437 | 0.00592 | 458.6465 | 0.75791 | 453.7564 | 0.35892 | 453.7564 | 0.02168 | 526.0122 | 0.89335 | 456.8657 | 0.00807 | 460.2437 | 0.00078663 | 453.7564 | 0.00277 | 453.5359 | 0.00019007 | 456.8657 | 0.00072277 | 458.6801 | 0.00041852 | 453.7564 | 0.00156 | 526.0122 | 0.00045293 | 453.7564 | 0.00021734 | 456.8657 | 0.31885 | 526.0122 | 0.52435 | 526.0122 | 0.76479 | 0 | 0 | 0.0019629 | 0.001244 | 0.16726 | 0.07973 | 0.0046481 | 0.20053 | 0.0015453 | -3.3575e-05 | 0.00036786 | 3.404e-05 | 2.3069e-05 | 9.2286e-05 | 0.00015354 | 0.00010199 | 1.5031e-05 | 0.069148 | 0.1183 | 0.17239
|  | 526.2376 | 0 | 526.2376 | 0 | 458.9008 | 0.0083266 | 460.4651 | 0.00532 | 458.8693 | 0.74325 | 453.977 | 0.36409 | 453.977 | 0.02047 | 526.2376 | 0.88561 | 457.0832 | 0.00614 | 460.4651 | -0.00109 | 453.977 | 0.00056586 | 453.7564 | 0.00011865 | 457.0832 | -0.00051064 | 458.9008 | 0.00041742 | 453.977 | -0.00016771 | 526.2376 | 0.00045184 | 453.977 | -8.1035e-05 | 457.0832 | 0.31699 | 526.2376 | 0.52513 | 526.2376 | 0.76451 | 0 | 0 | 0.0019575 | 0.0012364 | 0.16398 | 0.080778 | 0.0047826 | 0.19949 | 0.0016967 | 0.00012839 | 0.00044285 | -9.3217e-05 | -8.9079e-05 | 9.2191e-05 | 0.00011935 | 9.8531e-05 | 2.8332e-06 | 0.068156 | 0.1189 | 0.17281
|  | 526.4631 | 0 | 526.4631 | 0 | 459.1216 | 0.0094052 | 460.6864 | 0.00585 | 459.0922 | 0.72852 | 454.1975 | 0.36842 | 454.1975 | 0.0229 | 526.4631 | 0.88405 | 457.3007 | 0.00946 | 460.6864 | 0.00225 | 454.1975 | 0.00345 | 453.977 | -0.00096396 | 457.3007 | -0.00030837 | 459.1216 | 0.00041767 | 454.1975 | 0.00125 | 526.4631 | 0.0004222 | 454.1975 | 0.00010673 | 457.3007 | 0.30964 | 526.4631 | 0.52957 | 526.4631 | 0.76845 | 0 | 0 | 0.0019382 | 0.0012087 | 0.1606 | 0.082775 | 0.0048764 | 0.19922 | 0.0018653 | 0.00023166 | 0.00051498 | 5.1393e-05 | -2.8214e-06 | 9.2415e-05 | 7.0829e-05 | 9.508e-05 | 1.9905e-05 | 0.066092 | 0.11989 | 0.17387
|  | 526.6885 | 0 | 526.6885 | 0 | 459.3425 | 0.0081486 | 460.9078 | 0.00507 | 459.315 | 0.71284 | 454.4181 | 0.3822 | 454.4181 | 0.02132 | 526.6885 | 0.8831 | 457.5183 | 0.00769 | 460.9078 | -0.00015716 | 454.4181 | 0.00122 | 454.1975 | 0.00143 | 457.5182 | 0.00028243 | 459.3425 | 0.00041933 | 454.4181 | -0.0006077 | 526.6885 | 0.00042119 | 454.4181 | 7.378e-05 | 457.5182 | 0.29802 | 526.6885 | 0.53388 | 526.6885 | 0.77382 | 0 | 0 | 0.0019215 | 0.0011611 | 0.15698 | 0.084216 | 0.0048748 | 0.19827 | 0.001836 | 4.6782e-05 | 0.00046763 | 0.00010269 | 0.00012529 | 9.2929e-05 | 6.5324e-05 | 9.7628e-05 | 1.8352e-06 | 0.064414 | 0.12054 | 0.17453
|  | 526.914 | 0 | 526.914 | 0 | 459.5633 | 0.0092548 | 461.1292 | 0.00542 | 459.5379 | 0.69586 | 454.6387 | 0.38139 | 454.6387 | 0.02288 | 526.914 | 0.87547 | 457.7358 | 0.00919 | 461.1292 | 0.00057982 | 454.6387 | 0.00302 | 454.4181 | -0.00049874 | 457.7358 | 0.00086946 | 459.5633 | 0.00042232 | 454.6387 | 0.0012 | 526.914 | 0.00044472 | 454.6387 | -5.7141e-05 | 457.7358 | 0.29421 | 526.914 | 0.53526 | 526.914 | 0.77421 | 0 | 0 | 0.0019151 | 0.001158 | 0.15336 | 0.085626 | 0.0051579 | 0.19685 | 0.0018351 | -1.9765e-06 | 0.00046769 | 0.00014682 | 4.047e-05 | 9.3716e-05 | 3.1025e-05 | 0.00011695 | -4.296e-06 | 0.063239 | 0.12101 | 0.17482
|  | 527.1395 | 0 | 527.1395 | 0 | 459.7841 | 0.0080905 | 461.3506 | 0.00504 | 459.7608 | 0.6804 | 454.8593 | 0.39488 | 454.8593 | 0.02388 | 527.1395 | 0.8704 | 457.9533 | 0.00768 | 461.3506 | -0.00059768 | 454.8593 | 0.00122 | 454.6387 | 0.00183 | 457.9533 | -0.00049742 | 459.7841 | 0.00042645 | 454.8593 | -0.00091874 | 527.1395 | 0.00059256 | 454.8593 | 1.8195e-05 | 457.9533 | 0.28714 | 527.1395 | 0.53797 | 527.1395 | 0.77628 | 0 | 0 | 0.001903 | 0.0011192 | 0.14985 | 0.088285 | 0.0053678 | 0.19553 | 0.0015969 | -6.9581e-05 | 0.00043234 | 0.00014509 | 9.0804e-05 | 9.4736e-05 | -1.3929e-06 | 0.00012447 | 2.7752e-06 | 0.0623 | 0.12143 | 0.17503
|  | 527.365 | 0 | 527.365 | 0 | 460.005 | 0.0091427 | 461.572 | 0.00507 | 459.9837 | 0.66414 | 455.0799 | 0.4056 | 455.0799 | 0.02479 | 527.365 | 0.86366 | 458.1709 | 0.007 | 461.572 | -3.0874e-05 | 455.0799 | 0.0027 | 454.8593 | -0.00051465 | 458.1709 | 0.0013322 | 460.005 | 0.00043145 | 455.0799 | 0.00090611 | 527.365 | 0.00051125 | 455.0799 | 6.968e-06 | 458.1709 | 0.28558 | 527.365 | 0.53889 | 527.365 | 0.77598 | 0 | 0 | 0.0018949 | 0.0010452 | 0.14627 | 0.089273 | 0.005478 | 0.19375 | 0.0017209 | -0.00010496 | 0.00054162 | 0.00012411 | 4.6128e-05 | 9.5904e-05 | 0.00011061 | 0.00011641 | -2.7977e-05 | 0.061132 | 0.12158 | 0.17487
|  | 527.5906 | 0 | 527.5906 | 0 | 460.2258 | 0.0080167 | 461.7934 | 0.00437 | 460.2066 | 0.64828 | 455.3005 | 0.40369 | 455.3005 | 0.02487 | 527.5906 | 0.85461 | 458.3885 | 0.00882 | 461.7934 | -0.00091708 | 455.3005 | 0.00221 | 455.0799 | 0.00164 | 458.3885 | -0.00090813 | 460.2258 | 0.00043703 | 455.3005 | 9.6575e-05 | 527.5906 | 0.00052112 | 455.3005 | -0.00026059 | 458.3885 | 0.2764 | 527.5906 | 0.53933 | 527.5906 | 0.77481 | 0 | 0 | 0.0018743 | 0.0010086 | 0.14264 | 0.090054 | 0.0054498 | 0.19217 | 0.0019453 | 4.2395e-05 | 0.00063213 | 8.0682e-05 | 5.104e-05 | 9.7184e-05 | 8.5528e-05 | 0.00010061 | -2.2955e-05 | 0.059745 | 0.1219 | 0.17505
|  | 527.8161 | 0 | 527.8161 | 0 | 460.4467 | 0.0089541 | 462.0149 | 0.00474 | 460.4295 | 0.63159 | 455.5211 | 0.41261 | 455.5211 | 0.02453 | 527.8161 | 0.84951 | 458.606 | 0.00906 | 462.0149 | 0.0013 | 455.5211 | 0.00352 | 455.3005 | -0.00090859 | 458.606 | 0.0013773 | 460.4467 | 0.00044291 | 455.5211 | 0.0006787 | 527.8161 | 0.00037108 | 455.5211 | 5.2508e-05 | 458.606 | 0.27275 | 527.8161 | 0.54165 | 527.8161 | 0.77745 | 0 | 0 | 0.0018482 | 0.0010254 | 0.139 | 0.092373 | 0.0054822 | 0.19135 | 0.0020214 | -6.4226e-05 | 0.0006166 | 9.5031e-05 | 0.00015054 | 9.8479e-05 | -4.3162e-05 | 8.8771e-05 | -1.1923e-05 | 0.058586 | 0.12265 | 0.17587
|  | 528.0417 | 0 | 528.0417 | 0 | 460.6676 | 0.0077824 | 462.2363 | 0.00452 | 460.6524 | 0.61542 | 455.7417 | 0.42482 | 455.7417 | 0.02517 | 528.0417 | 0.84726 | 458.8236 | 0.00952 | 462.2363 | -0.00188 | 455.7417 | 0.00207 | 455.5211 | 0.00177 | 458.8236 | 6.4327e-06 | 460.6676 | 0.00044888 | 455.7417 | -0.00107 | 528.0417 | 0.00041607 | 455.7417 | -0.0001606 | 458.8236 | 0.26575 | 528.0417 | 0.54588 | 528.0417 | 0.78201 | 0 | 0 | 0.0018372 | 0.0010054 | 0.13551 | 0.094923 | 0.0058202 | 0.19025 | 0.001939 | -0.00011393 | 0.00065649 | 0.00015903 | 0.00018211 | 9.9802e-05 | 2.979e-05 | 9.7279e-05 | -1.8114e-05 | 0.057706 | 0.12321 | 0.17637
|  | 528.2672 | 0 | 528.2672 | 0 | 460.8885 | 0.0088521 | 462.4578 | 0.00456 | 460.8753 | 0.60024 | 455.9624 | 0.4355 | 455.9624 | 0.02758 | 528.2672 | 0.8396 | 459.0413 | 0.0083 | 462.4578 | 0.00085109 | 455.9624 | 0.00388 | 455.7417 | -0.00032831 | 459.0413 | 0.0016672 | 460.8885 | 0.00045477 | 455.9624 | 0.00134 | 528.2672 | 0.00044644 | 455.9624 | -3.5673e-06 | 459.0413 | 0.26459 | 528.2672 | 0.54652 | 528.2672 | 0.78173 | 0 | 0 | 0.0018444 | 0.00099121 | 0.1323 | 0.096494 | 0.0057786 | 0.1883 | 0.0016604 | -5.3749e-06 | 0.00056263 | 5.7633e-05 | 6.728e-05 | 0.0001011 | 7.2626e-05 | 0.00011572 | 2.1121e-06 | 0.056863 | 0.12328 | 0.17614
|  | 528.4928 | 0 | 528.4928 | 0 | 461.1094 | 0.0078455 | 462.6793 | 0.00439 | 461.0983 | 0.58669 | 456.183 | 0.43917 | 456.183 | 0.0248 | 528.4928 | 0.82997 | 459.2589 | 0.00696 | 462.6793 | -0.00089963 | 456.183 | 0.00122 | 455.9624 | 0.00085065 | 459.2589 | -0.0010489 | 461.1094 | 0.00046053 | 456.183 | -0.00068168 | 528.4928 | 0.00057962 | 456.183 | 2.2712e-05 | 459.2589 | 0.258 | 528.4928 | 0.54657 | 528.4928 | 0.77999 | 0 | 0 | 0.0018531 | 0.00098567 | 0.12938 | 0.098152 | 0.0057277 | 0.1862 | 0.0022774 | 1.1066e-05 | 0.00041819 | 0.00010925 | 2.3929e-05 | 0.00010237 | -6.1592e-05 | 0.00011885 | 9.6082e-06 | 0.055619 | 0.12331 | 0.17582
|  | 528.7184 | 0 | 528.7184 | 0 | 461.3303 | 0.0089312 | 462.9008 | 0.00451 | 461.3212 | 0.5739 | 456.4037 | 0.45037 | 456.4037 | 0.02711 | 528.7184 | 0.82077 | 459.4765 | 0.01397 | 462.9008 | 0.00099954 | 456.4037 | 0.00257 | 456.183 | 0.00013967 | 459.4765 | 0.0012688 | 461.3303 | 0.0004662 | 456.4037 | 0.00012348 | 528.7184 | 0.0004741 | 456.4037 | 6.4366e-05 | 459.4765 | 0.25316 | 528.7184 | 0.54668 | 528.7184 | 0.7788 | 0 | 0 | 0.0018219 | 0.00094023 | 0.12664 | 0.099819 | 0.0059482 | 0.18442 | 0.0023789 | 5.6779e-05 | 0.00037202 | 0.00011798 | 8.5199e-05 | 0.00010362 | 3.0131e-05 | 0.00011608 | -1.0651e-06 | 0.054796 | 0.12352 | 0.17589
|  | 528.944 | 0 | 528.944 | 0 | 461.5512 | 0.0075627 | 463.1223 | 0.00398 | 461.5442 | 0.56193 | 456.6244 | 0.45432 | 456.6244 | 0.0268 | 528.944 | 0.81418 | 459.6941 | 0.00789 | 463.1223 | -0.00048684 | 456.6244 | 0.00080172 | 456.4037 | 0.00092959 | 459.6942 | -0.00048593 | 461.5512 | 0.00047192 | 456.6244 | 0.0001496 | 528.944 | 0.000555 | 456.6244 | -7.402e-05 | 459.6942 | 0.25037 | 528.944 | 0.54835 | 528.944 | 0.78052 | 0 | 0 | 0.0018138 | 0.00091381 | 0.12407 | 0.10096 | 0.006312 | 0.18253 | 0.0018424 | 0.00016761 | 0.00043387 | 4.5973e-05 | -3.8287e-05 | 0.00010493 | 5.0281e-05 | 0.00010152 | 6.8265e-06 | 0.053979 | 0.12368 | 0.17579
|  | 529.1696 | 0 | 529.1696 | 0 | 461.7722 | 0.0088561 | 463.3438 | 0.00427 | 461.7672 | 0.55098 | 456.8451 | 0.46063 | 456.8451 | 0.0304 | 529.1696 | 0.80384 | 459.9118 | 0.00904 | 463.3438 | 0.002 | 456.8451 | 0.00313 | 456.6244 | -0.00051292 | 459.9118 | 0.00013411 | 461.7722 | 0.0004779 | 456.8451 | 0.00030605 | 529.1696 | 0.00034488 | 456.8451 | 0.00013588 | 459.9118 | 0.24564 | 529.1696 | 0.54798 | 529.1696 | 0.77774 | 0 | 0 | 0.0018294 | 0.00089387 | 0.12176 | 0.10293 | 0.0066025 | 0.18061 | 0.0018741 | 4.5414e-05 | 0.00046791 | 3.095e-05 | 3.2192e-05 | 0.0001063 | -6.3022e-05 | 9.1144e-05 | 1.4623e-05 | 0.052575 | 0.12386 | 0.17545
|  | 529.3952 | 0 | 529.3952 | 0 | 461.9931 | 0.0077031 | 463.5653 | 0.0038 | 461.9902 | 0.54095 | 457.0658 | 0.4721 | 457.0658 | 0.02943 | 529.3952 | 0.79712 | 460.1295 | 0.00818 | 463.5653 | -0.00159 | 457.0658 | 0.00111 | 456.8451 | 0.00079339 | 460.1295 | 0.00016171 | 461.9931 | 0.00048436 | 457.0658 | -0.00087713 | 529.3952 | 0.00046303 | 457.0658 | -3.3778e-06 | 460.1295 | 0.23747 | 529.3952 | 0.5499 | 529.3952 | 0.77747 | 0 | 0 | 0.0018112 | 0.00089178 | 0.11934 | 0.10574 | 0.0066011 | 0.179 | 0.0018873 | -0.00015839 | 0.0003796 | 4.7399e-05 | 0.00010807 | 0.0001078 | 1.3399e-06 | 8.5761e-05 | 1.8343e-06 | 0.051696 | 0.12413 | 0.1755
|  | 529.6209 | 0 | 529.6209 | 0 | 462.2141 | 0.0086922 | 463.7869 | 0.00425 | 462.2132 | 0.52937 | 457.2865 | 0.48613 | 457.2865 | 0.03039 | 529.6209 | 0.78945 | 460.3471 | 0.00916 | 463.7869 | 0.00016027 | 457.2865 | 0.00233 | 457.0658 | -0.00036388 | 460.3471 | 0.00083118 | 462.2141 | 0.00049146 | 457.2865 | 0.00088927 | 529.6209 | 0.00029713 | 457.2865 | 2e-05 | 460.3471 | 0.2375 | 529.6209 | 0.55035 | 529.6209 | 0.77814 | 0 | 0 | 0.0017919 | 0.0008862 | 0.11682 | 0.10805 | 0.0067565 | 0.17706 | 0.0017817 | -7.4959e-05 | 0.00056507 | 0.00022027 | 0.00026517 | 0.00010946 | 2.7995e-05 | 9.4752e-05 | 7.6939e-06 | 0.050855 | 0.12425 | 0.17541
|  | 529.8465 | 0 | 529.8465 | 0 | 462.435 | 0.0075257 | 464.0084 | 0.00375 | 462.4362 | 0.51828 | 457.5072 | 0.49291 | 457.5072 | 0.03083 | 529.8465 | 0.77989 | 460.5648 | 0.00721 | 464.0084 | -0.00083694 | 457.5072 | 0.00279 | 457.2865 | 0.00236 | 460.5648 | 0.0016051 | 462.435 | 0.00049922 | 457.5072 | -0.00063562 | 529.8465 | 0.00054269 | 457.5072 | 4.9713e-05 | 460.5648 | 0.22974 | 529.8465 | 0.55096 | 529.8465 | 0.77658 | 0 | 0 | 0.0017825 | 0.00086752 | 0.11436 | 0.11022 | 0.0071078 | 0.1747 | 0.0019376 | 5.1304e-05 | 0.00072513 | 0.00024513 | 0.0003232 | 0.00011122 | 1.9108e-05 | 0.00010879 | 1.6208e-05 | 0.049567 | 0.12421 | 0.17497
|  | 530.0722 | 0 | 530.0722 | 0 | 462.656 | 0.0086071 | 464.23 | 0.00408 | 462.6592 | 0.5073 | 457.728 | 0.5057 | 457.728 | 0.03357 | 530.0722 | 0.76843 | 460.7825 | 0.01059 | 464.23 | 0.0013 | 457.728 | 0.00378 | 457.5072 | -0.00013895 | 460.7825 | 0.001364 | 462.656 | 0.00050741 | 457.728 | 0.00080875 | 530.0722 | 0.00042153 | 457.728 | 9.7136e-05 | 460.7825 | 0.22561 | 530.0722 | 0.5499 | 530.0722 | 0.77414 | 0 | 0 | 0.0017664 | 0.00085091 | 0.11202 | 0.11212 | 0.0071681 | 0.17265 | 0.0020397 | -7.7557e-06 | 0.000553 | 0.00014139 | 4.0517e-05 | 0.00011303 | 2.1526e-05 | 0.00011268 | 1.5882e-05 | 0.048633 | 0.12424 | 0.1748
|  | 530.2979 | 0 | 530.2979 | 0 | 462.877 | 0.0073804 | 464.4516 | 0.0036 | 462.8823 | 0.49714 | 457.9487 | 0.51004 | 457.9487 | 0.03137 | 530.2979 | 0.7616 | 461.0002 | 0.00815 | 464.4516 | -0.00137 | 457.9487 | 0.00123 | 457.728 | 0.00142 | 461.0002 | -0.00099169 | 462.877 | 0.00051559 | 457.9487 | -0.00061373 | 530.2979 | 0.00057705 | 457.9487 | 4.6744e-05 | 461.0002 | 0.22121 | 530.2979 | 0.5511 | 530.2979 | 0.775 | 0 | 0 | 0.0017479 | 0.0008221 | 0.10974 | 0.11439 | 0.0074628 | 0.17125 | 0.0018596 | -9.6645e-05 | 0.00051437 | 8.5515e-05 | 0.0001027 | 0.00011477 | 9.409e-06 | 0.00011198 | 1.1456e-05 | 0.047849 | 0.12467 | 0.17518
|  | 530.5236 | 0 | 530.5236 | 0 | 463.098 | 0.0084368 | 464.6732 | 0.00382 | 463.1053 | 0.48683 | 458.1695 | 0.5263 | 458.1695 | 0.03624 | 530.5236 | 0.75595 | 461.218 | 0.00893 | 464.6732 | 0.00049771 | 458.1695 | 0.00343 | 457.9487 | -0.00064527 | 461.218 | 0.001935 | 463.098 | 0.00052304 | 458.1695 | 0.00069897 | 530.5236 | 0.00041528 | 458.1695 | 5.7041e-05 | 461.218 | 0.21829 | 530.5236 | 0.55369 | 530.5236 | 0.77743 | 0 | 0 | 0.0017358 | 0.00076902 | 0.10738 | 0.11727 | 0.0079532 | 0.17062 | 0.0019365 | 4.5938e-05 | 0.00048421 | 0.00010207 | 0.00013297 | 0.00011625 | 1.3643e-05 | 0.00011339 | -5.8463e-06 | 0.047143 | 0.12575 | 0.1764
|  | 530.7493 | 0 | 530.7493 | 0 | 463.319 | 0.0072716 | 464.8948 | 0.00312 | 463.3284 | 0.47586 | 458.3903 | 0.53611 | 458.3903 | 0.03581 | 530.7493 | 0.75587 | 461.4357 | 0.00886 | 464.8948 | -8.3143e-05 | 458.3903 | 0.00095658 | 458.1695 | 0.00157 | 461.4357 | -0.0007135 | 463.319 | 0.00052895 | 458.3903 | -0.00057538 | 530.7493 | 0.00058948 | 458.3903 | -0.00011 | 461.4357 | 0.21479 | 530.7493 | 0.56053 | 530.7493 | 0.78562 | 0 | 0 | 0.0017404 | 0.00074021 | 0.10493 | 0.11831 | 0.007891 | 0.16996 | 0.0022242 | 7.7637e-05 | 0.00046218 | 0.000124 | 9.5553e-05 | 0.00011731 | 0.00010097 | 0.00010077 | -7.4213e-06 | 0.046206 | 0.12677 | 0.1776
|  | 530.975 | 0 | 530.975 | 0 | 463.54 | 0.0084759 | 465.1165 | 0.00356 | 463.5515 | 0.46489 | 458.611 | 0.53563 | 458.611 | 0.03567 | 530.975 | 0.75011 | 461.6534 | 0.01157 | 465.1165 | 0.00078377 | 458.611 | 0.00323 | 458.3903 | -0.00044668 | 461.6534 | 0.0015912 | 463.54 | 0.00053252 | 458.611 | 0.00149 | 530.975 | 0.00030346 | 458.611 | 4.2779e-05 | 461.6534 | 0.20962 | 530.975 | 0.56273 | 530.975 | 0.78806 | 0 | 0 | 0.0018585 | 0.00080123 | 0.10253 | 0.12108 | 0.0083749 | 0.1683 | 0.0022736 | 0.00017178 | 0.00067675 | 0.00014057 | 0.00020125 | 0.00011777 | 0.00020261 | 9.0026e-05 | -8.5361e-08 | 0.044915 | 0.12708 | 0.17766
|  | 531.2007 | 0 | 531.2007 | 0 | 463.7611 | 0.0083403 | 465.3381 | 0.00367 | 463.7746 | 0.45428 | 458.8318 | 0.5611 | 458.8318 | 0.04019 | 531.2007 | 0.74109 | 461.8712 | 0.00931 | 465.3381 | 0.00076633 | 458.8318 | 0.0029 | 458.611 | 0.00172 | 461.8712 | 0.00025712 | 463.7611 | 0.00053313 | 458.8318 | 0.00034526 | 531.2007 | 0.00049418 | 458.8318 | -4.3552e-05 | 461.8712 | 0.20287 | 531.2007 | 0.5632 | 531.2007 | 0.78603 | 0 | 0 | 0.001722 | 0.0007791 | 0.10017 | 0.12566 | 0.0087201 | 0.16619 | 0.001875 | 8.6468e-05 | 0.00058509 | 0.00025773 | 0.00012873 | 0.00011755 | 2.8587e-05 | 9.3314e-05 | 2.2093e-05 | 0.044135 | 0.12704 | 0.17724
|  | 531.4264 | 0 | 531.4264 | 0 | 463.9821 | 0.0072403 | 465.5598 | 0.00336 | 463.9977 | 0.44363 | 459.0526 | 0.57722 | 459.0526 | 0.0388 | 531.4264 | 0.73128 | 462.089 | 0.00791 | 465.5598 | 1.3888e-05 | 459.0526 | 0.0024 | 458.8318 | 0.0006145 | 462.089 | 0.00092511 | 463.9821 | 0.00053048 | 459.0526 | -8.6309e-05 | 531.4264 | 0.00033256 | 459.0526 | 0.00024368 | 462.089 | 0.20245 | 531.4264 | 0.56233 | 531.4264 | 0.78428 | 0 | 0 | 0.0017075 | 0.00077255 | 0.097887 | 0.12806 | 0.0089823 | 0.16462 | 0.0021646 | 0.00018997 | 0.00052668 | 5.7142e-05 | 0.00038696 | 0.00011663 | 9.84e-05 | 0.00010541 | 4.5134e-05 | 0.043246 | 0.1274 | 0.17749
|  | 531.6522 | 0 | 531.6522 | 0 | 464.2032 | 0.0082073 | 465.7814 | 0.00361 | 464.2208 | 0.43381 | 459.2735 | 0.58259 | 459.2735 | 0.04255 | 531.6522 | 0.72706 | 462.3067 | 0.01197 | 465.7814 | 0.0017 | 459.2735 | 0.00237 | 459.0526 | -9.689e-05 | 462.3067 | 0.0026286 | 464.2032 | 0.0005247 | 459.2735 | 0.00097749 | 531.6522 | 0.00060126 | 459.2735 | 0.00016509 | 462.3067 | 0.19471 | 531.6522 | 0.56629 | 531.6522 | 0.78811 | 0 | 0 | 0.0017145 | 0.00074041 | 0.095763 | 0.12899 | 0.0089543 | 0.16368 | 0.0022856 | 0.00011205 | 0.00042066 | 0.0001207 | 0.00034911 | 0.00011505 | 9.1547e-05 | 0.0001075 | 1.8342e-05 | 0.042074 | 0.12819 | 0.17842
|  | 531.878 | 0 | 531.878 | 0 | 464.4242 | 0.007306 | 466.0031 | 0.00307 | 464.444 | 0.42451 | 459.4943 | 0.58569 | 459.4943 | 0.03855 | 531.878 | 0.72294 | 462.5245 | 0.00902 | 466.0031 | -0.00068906 | 459.4943 | 0.00144 | 459.2735 | 0.00119 | 462.5245 | 0.00057754 | 464.4242 | 0.00051631 | 459.4943 | -0.00014834 | 531.878 | 0.00035104 | 459.4943 | 1.0381e-06 | 462.5245 | 0.19169 | 531.878 | 0.56933 | 531.878 | 0.79252 | 0 | 0 | 0.0017192 | 0.0007127 | 0.093851 | 0.13026 | 0.0087218 | 0.16277 | 0.0023849 | 0.00011759 | 0.00050025 | 9.9751e-05 | 0.00022318 | 0.00011303 | 0.00010951 | 9.8958e-05 | 1.6826e-05 | 0.041458 | 0.12907 | 0.17939
|  | 532.1037 | 0 | 532.1037 | 0 | 464.6453 | 0.0082458 | 466.2248 | 0.00336 | 464.6671 | 0.41679 | 459.7151 | 0.59391 | 459.7151 | 0.04043 | 532.1037 | 0.71895 | 462.7423 | 0.01288 | 466.2248 | 0.00175 | 459.7151 | 0.00309 | 459.4943 | -0.00028654 | 462.7423 | 0.0014718 | 464.6453 | 0.00050614 | 459.7151 | 0.00114 | 532.1037 | 0.00052555 | 459.7151 | 0.00015133 | 462.7423 | 0.18901 | 532.1037 | 0.57395 | 532.1037 | 0.7966 | 0 | 0 | 0.0017038 | 0.00070282 | 0.092217 | 0.13171 | 0.0090427 | 0.16177 | 0.0023305 | 0.00010042 | 0.00048587 | 2.5211e-05 | 0.00020825 | 0.0001107 | 0.00012664 | 8.0681e-05 | 6.053e-06 | 0.04075 | 0.12996 | 0.18019
|  | 532.3295 | 0 | 532.3295 | 0 | 464.8664 | 0.0071661 | 466.4465 | 0.00298 | 464.8903 | 0.4096 | 459.936 | 0.59889 | 459.936 | 0.04146 | 532.3295 | 0.71398 | 462.9601 | 0.00852 | 466.4465 | -0.00084414 | 459.936 | 0.00131 | 459.7151 | 0.00051484 | 462.9601 | 0.0004404 | 464.8664 | 0.00049517 | 459.936 | 6.8861e-06 | 532.3295 | 0.00018911 | 459.936 | -9.6513e-05 | 462.9601 | 0.18518 | 532.3295 | 0.57721 | 532.3295 | 0.79952 | 0 | 0 | 0.0016896 | 0.00068629 | 0.090665 | 0.1334 | 0.0095511 | 0.16086 | 0.0024485 | 9.3688e-06 | 0.00057424 | 3.1682e-05 | 0.00012015 | 0.00010829 | 0.00014101 | 8.0131e-05 | 1.4959e-05 | 0.039783 | 0.13087 | 0.18109
|  | 532.5553 | 0 | 532.5553 | 0 | 465.0875 | 0.0081178 | 466.6682 | 0.00321 | 465.1134 | 0.40303 | 460.1569 | 0.60916 | 460.1569 | 0.04503 | 532.5553 | 0.71074 | 463.178 | 0.01396 | 466.6682 | 0.00092864 | 460.1569 | 0.00389 | 459.936 | -0.00022792 | 463.1779 | 0.00066277 | 465.0875 | 0.00048437 | 460.1569 | 0.00127 | 532.5553 | 0.00052061 | 460.1569 | 0.00023198 | 463.1779 | 0.18007 | 532.5553 | 0.58189 | 532.5553 | 0.80438 | 0 | 0 | 0.0016809 | 0.00066956 | 0.089233 | 0.1355 | 0.0096054 | 0.15954 | 0.0025366 | 7.7248e-05 | 0.00054339 | 5.2395e-05 | 8.9863e-05 | 0.000106 | 0.00012415 | 9.015e-05 | 2.9657e-05 | 0.039139 | 0.13133 | 0.18162
|  | 532.7812 | 0 | 532.7812 | 0 | 465.3086 | 0.0070868 | 466.8899 | 0.00283 | 465.3366 | 0.39651 | 460.3777 | 0.61765 | 460.3777 | 0.04194 | 532.7812 | 0.70222 | 463.3958 | 0.00933 | 466.8899 | -0.0002318 | 460.3777 | 0.00103 | 460.1569 | 0.00070239 | 463.3958 | 0.00016228 | 465.3086 | 0.00047452 | 460.3777 | -0.00014591 | 532.7812 | 0.00027781 | 460.3777 | 3.6545e-05 | 463.3958 | 0.17927 | 532.7812 | 0.58125 | 532.7812 | 0.80412 | 0 | 0 | 0.0016908 | 0.00067418 | 0.087778 | 0.13688 | 0.009595 | 0.1576 | 0.0024463 | 9.627e-05 | 0.0003512 | 5.3967e-05 | 0.00016879 | 0.000104 | 6.4312e-05 | 0.00011324 | 6.5931e-06 | 0.038781 | 0.13139 | 0.18151
|  | 533.007 | 0 | 533.007 | 0 | 465.5298 | 0.0082055 | 467.1117 | 0.00325 | 465.5598 | 0.39014 | 460.5986 | 0.62172 | 460.5986 | 0.04494 | 533.007 | 0.69362 | 463.6136 | 0.01313 | 467.1117 | 0.0011 | 460.5986 | 0.00215 | 460.3777 | -0.00021376 | 463.6136 | 0.0013875 | 465.5298 | 0.00046614 | 460.5986 | 0.00072824 | 533.007 | 0.00072513 | 460.5986 | 2.3154e-05 | 463.6136 | 0.17678 | 533.007 | 0.58239 | 533.007 | 0.80349 | 0 | 0 | 0.0016656 | 0.00066081 | 0.086496 | 0.1382 | 0.010151 | 0.15547 | 0.0026492 | 6.9642e-05 | 0.00038877 | 4.9912e-05 | -7.3167e-06 | 0.00010234 | 2.3881e-05 | 0.00011602 | 8.3629e-07 | 0.037798 | 0.13134 | 0.18114
|  | 533.2328 | 0 | 533.2328 | 0 | 465.7509 | 0.0068586 | 467.3335 | 0.00271 | 465.783 | 0.38488 | 460.8195 | 0.62958 | 460.8195 | 0.04697 | 533.2328 | 0.68316 | 463.8315 | 0.01119 | 467.3335 | -0.00047189 | 460.8195 | 0.00137 | 460.5986 | 0.0006657 | 463.8315 | -0.0014546 | 465.7509 | 0.00045945 | 460.8195 | -0.00051202 | 533.2328 | 0.00030227 | 460.8195 | -1.5582e-05 | 463.8315 | 0.1702 | 533.2328 | 0.58064 | 533.2328 | 0.80062 | 0 | 0 | 0.0016562 | 0.00064313 | 0.085368 | 0.14077 | 0.010678 | 0.15358 | 0.0025088 | 8.6281e-05 | 0.00052137 | 1.3081e-05 | 1.362e-05 | 0.00010104 | 4.4176e-05 | 0.00010427 | 1.7251e-05 | 0.03703 | 0.13138 | 0.18093
|  | 533.4587 | 0 | 533.4587 | 0 | 465.972 | 0.0081207 | 467.5552 | 0.00309 | 466.0062 | 0.38003 | 461.0404 | 0.64486 | 461.0404 | 0.0497 | 533.4587 | 0.67682 | 464.0494 | 0.01184 | 467.5552 | 0.00125 | 461.0404 | 0.00335 | 460.8195 | -0.00054726 | 464.0493 | 0.0015797 | 465.972 | 0.0004544 | 461.0404 | 0.00091194 | 533.4587 | 0.00062107 | 461.0404 | 0.00017175 | 464.0493 | 0.16973 | 533.4587 | 0.58274 | 533.4587 | 0.80159 | 0 | 0 | 0.0016743 | 0.000641 | 0.084273 | 0.1439 | 0.01079 | 0.15207 | 0.0022955 | 6.166e-05 | 0.00053018 | 1.8649e-05 | 0.00027636 | 0.00010009 | 0.00012594 | 9.9727e-05 | 2.6698e-05 | 0.036538 | 0.13181 | 0.18122
|  | 533.6845 | 0 | 533.6845 | 0 | 466.1932 | 0.0070201 | 467.777 | 0.00269 | 466.2294 | 0.375 | 461.2613 | 0.65795 | 461.2613 | 0.04799 | 533.6845 | 0.66971 | 464.2672 | 0.00923 | 467.777 | -0.00069401 | 461.2613 | 0.00145 | 461.0404 | 0.00071608 | 464.2672 | 0.000957 | 466.1932 | 0.00045074 | 461.2613 | 0.00022821 | 533.6845 | 0.00026198 | 461.2613 | 6.9953e-05 | 464.2672 | 0.16564 | 533.6845 | 0.58441 | 533.6845 | 0.80304 | 0 | 0 | 0.0016729 | 0.00062326 | 0.08312 | 0.14566 | 0.010926 | 0.15045 | 0.0023457 | 1.5007e-05 | 0.00057889 | 6.6305e-05 | 0.00016357 | 9.9401e-05 | 6.8734e-05 | 0.0001107 | 1.6043e-05 | 0.035666 | 0.13215 | 0.18137
|  | 533.9104 | 0 | 533.9104 | 0 | 466.4143 | 0.0081084 | 467.9988 | 0.00293 | 466.4527 | 0.36967 | 461.4823 | 0.66056 | 461.4823 | 0.05091 | 533.9104 | 0.66244 | 464.4851 | 0.0123 | 467.9988 | 0.00082933 | 461.4823 | 0.00379 | 461.2613 | -0.00011579 | 464.4851 | 0.00054432 | 466.4143 | 0.00044816 | 461.4823 | 0.00039395 | 533.9104 | 0.00071815 | 461.4823 | 7.5268e-05 | 464.4851 | 0.16173 | 533.9104 | 0.58568 | 533.9104 | 0.80283 | 0 | 0 | 0.0016748 | 0.00060995 | 0.081898 | 0.14685 | 0.011365 | 0.14811 | 0.0026147 | 6.6112e-05 | 0.00056453 | 4.5503e-05 | 9.5931e-06 | 9.8927e-05 | 5.383e-05 | 0.00010567 | 1.4053e-06 | 0.034933 | 0.13174 | 0.18058
|  | 534.1363 | 0 | 534.1363 | 0 | 466.6355 | 0.0070351 | 468.2206 | 0.00257 | 466.6759 | 0.36399 | 461.7033 | 0.66866 | 461.7033 | 0.05196 | 534.1363 | 0.64887 | 464.703 | 0.0117 | 468.2206 | -0.00023319 | 461.7033 | 0.00132 | 461.4823 | 0.00052768 | 464.703 | -0.00045627 | 466.6355 | 0.00044634 | 461.7033 | 9.3304e-05 | 534.1363 | 0.00021747 | 461.7033 | -6.2547e-05 | 464.703 | 0.15891 | 534.1363 | 0.58075 | 534.1363 | 0.796 | 0 | 0 | 0.0016412 | 0.00061558 | 0.080609 | 0.14887 | 0.011814 | 0.14543 | 0.0027902 | 0.00018044 | 0.00044519 | 8.0788e-05 | 0.00021435 | 9.8581e-05 | 0.00010311 | 0.00010442 | 1.7742e-06 | 0.034215 | 0.131 | 0.17936
|  | 534.3622 | 0 | 534.3622 | 0 | 466.8567 | 0.007805 | 468.4425 | 0.00298 | 466.8992 | 0.35818 | 461.9242 | 0.67894 | 461.9242 | 0.05498 | 534.3622 | 0.63865 | 464.9209 | 0.01391 | 468.4425 | 0.00186 | 461.9242 | 0.00271 | 461.7033 | 0.00020359 | 464.9209 | 0.0024237 | 466.8567 | 0.00044503 | 461.9242 | 0.00084007 | 534.3622 | 0.00070695 | 461.9242 | 7.8607e-05 | 464.9209 | 0.15514 | 534.3622 | 0.57896 | 534.3622 | 0.79187 | 0 | 0 | 0.0016206 | 0.00060451 | 0.079286 | 0.1509 | 0.012038 | 0.14272 | 0.0026826 | 0.00020268 | 0.00047621 | 0.0001882 | 0.00032842 | 9.8334e-05 | 5.547e-05 | 0.00010764 | 6.8056e-06 | 0.033211 | 0.1303 | 0.17804
|  | 534.5882 | 0 | 534.5882 | 0 | 467.0779 | 0.0068488 | 468.6643 | 0.00247 | 467.1225 | 0.35195 | 462.1452 | 0.68675 | 462.1452 | 0.05397 | 534.5882 | 0.62484 | 465.1388 | 0.01071 | 468.6643 | -3.2744e-05 | 462.1452 | 0.0016 | 461.9242 | 0.0015 | 465.1389 | 0.00059035 | 467.0779 | 0.0004441 | 462.1452 | -0.00033803 | 534.5882 | 0.00024596 | 462.1452 | -1.7013e-05 | 465.1389 | 0.14966 | 534.5882 | 0.57452 | 534.5882 | 0.78428 | 0 | 0 | 0.0016426 | 0.00058793 | 0.077841 | 0.15286 | 0.012113 | 0.14043 | 0.0024095 | 9.5345e-05 | 0.00061211 | 5.624e-05 | 0.00012052 | 9.8179e-05 | 1.4444e-06 | 9.7081e-05 | 1.1555e-05 | 0.032707 | 0.12994 | 0.1772
|  | 534.8141 | 0 | 534.8141 | 0 | 467.2991 | 0.0080014 | 468.8862 | 0.00283 | 467.3457 | 0.34536 | 462.3662 | 0.69672 | 462.3662 | 0.05566 | 534.8141 | 0.6183 | 465.3568 | 0.0114 | 468.8862 | 0.00089225 | 462.3662 | 0.00394 | 462.1452 | -0.000991 | 465.3568 | 0.00051559 | 467.2991 | 0.00044351 | 462.3662 | 0.0003511 | 534.8141 | 0.00061343 | 462.3662 | 0.00012159 | 465.3568 | 0.15047 | 534.8141 | 0.57571 | 534.8141 | 0.78435 | 0 | 0 | 0.0016615 | 0.00056907 | 0.076381 | 0.1548 | 0.012472 | 0.13869 | 0.0025345 | 8.3477e-05 | 0.00068403 | -2.2477e-05 | 5.4062e-05 | 9.8084e-05 | 4.3788e-05 | 0.00010697 | 1.6307e-05 | 0.032346 | 0.12998 | 0.17696
|  | 535.04 | 0 | 535.04 | 0 | 467.5204 | 0.00702 | 469.108 | 0.0023 | 467.5691 | 0.33866 | 462.5872 | 0.70408 | 462.5872 | 0.0572 | 535.04 | 0.60938 | 465.5747 | 0.01186 | 469.108 | -0.00013973 | 462.5872 | 0.00225 | 462.3662 | 0.00078757 | 465.5747 | -1.9437e-05 | 467.5204 | 0.00044324 | 462.5872 | 4.5151e-05 | 535.04 | 0.00033341 | 462.5872 | 2.5978e-05 | 465.5747 | 0.14639 | 535.04 | 0.57482 | 535.04 | 0.7821 | 0 | 0 | 0.0016597 | 0.0005725 | 0.07485 | 0.15558 | 0.012807 | 0.13663 | 0.0030241 | 0.0001487 | 0.00056681 | 0.00012014 | 0.00012678 | 9.806e-05 | 6.8139e-05 | 0.00011983 | 2.1716e-05 | 0.031518 | 0.12971 | 0.17648
|  | 535.266 | 0 | 535.266 | 0 | 467.7416 | 0.0079852 | 469.3299 | 0.00286 | 467.7924 | 0.33174 | 462.8081 | 0.70401 | 462.8081 | 0.05871 | 535.266 | 0.60005 | 465.7927 | 0.01589 | 469.3299 | 0.00148 | 462.8081 | 0.00288 | 462.5872 | 0.00029966 | 465.7927 | 0.0011828 | 467.7416 | 0.00044329 | 462.8081 | 0.00057155 | 535.266 | 0.00072727 | 462.8081 | 0.00017056 | 465.7927 | 0.14283 | 535.266 | 0.57334 | 535.266 | 0.78 | 0 | 0 | 0.0016319 | 0.00059023 | 0.073308 | 0.1572 | 0.013202 | 0.13456 | 0.0029429 | 2.2189e-05 | 0.00056252 | 0.00021431 | 0.00018919 | 9.8116e-05 | 5.3858e-05 | 0.00010819 | 3.2262e-05 | 0.030814 | 0.12938 | 0.17594
|  | 535.4919 | 0 | 535.4919 | 0 | 467.9628 | 0.0067666 | 469.5518 | 0.00246 | 468.0157 | 0.32476 | 463.0292 | 0.7184 | 463.0292 | 0.06075 | 535.4919 | 0.59093 | 466.0107 | 0.01111 | 469.5518 | -0.00128 | 463.0292 | 0.00221 | 462.8081 | 0.00164 | 466.0107 | 0.00055302 | 467.9628 | 0.00044362 | 463.0292 | -8.4209e-05 | 535.4919 | 0.00023026 | 463.0292 | 0.00012136 | 466.0107 | 0.13989 | 535.4919 | 0.57179 | 535.4919 | 0.77722 | 0 | 0 | 0.0016095 | 0.00055916 | 0.071697 | 0.16005 | 0.013593 | 0.13306 | 0.0026148 | -8.0674e-05 | 0.00057352 | 0.00017854 | 0.00022766 | 9.8205e-05 | 7.7858e-05 | 0.00011209 | 3.7097e-05 | 0.03022 | 0.1296 | 0.17592
|  | 535.7179 | 0 | 535.7179 | 0 | 468.1841 | 0.0077822 | 469.7737 | 0.00258 | 468.239 | 0.31734 | 463.2502 | 0.72997 | 463.2502 | 0.06226 | 535.7179 | 0.58674 | 466.2287 | 0.01288 | 469.7737 | 0.00055285 | 463.2502 | 0.00298 | 463.0292 | -2.4443e-05 | 466.2287 | 0.0015357 | 468.1841 | 0.0004441 | 463.2502 | 0.00078877 | 535.7179 | 0.00076174 | 463.2502 | 0.00021434 | 466.2287 | 0.13738 | 535.7179 | 0.57524 | 535.7179 | 0.77973 | 0 | 0 | 0.0016187 | 0.00053818 | 0.070021 | 0.16259 | 0.013771 | 0.13152 | 0.0027478 | 5.891e-05 | 0.00050176 | 4.5019e-05 | 0.00013772 | 9.8322e-05 | 0.00011035 | 0.00012017 | -2.3614e-06 | 0.029507 | 0.12982 | 0.17597
|  | 535.9439 | 0 | 535.9439 | 0 | 468.4054 | 0.0068478 | 469.9956 | 0.00227 | 468.4624 | 0.30964 | 463.4712 | 0.74121 | 463.4712 | 0.06234 | 535.9439 | 0.57717 | 466.4467 | 0.01233 | 469.9956 | -2.1961e-05 | 463.4712 | 0.00156 | 463.2502 | 0.00043184 | 466.4467 | -0.00027213 | 468.4054 | 0.00044456 | 463.4712 | 0.0002097 | 535.9439 | 0.0003017 | 463.4712 | -0.0002357 | 466.4467 | 0.13334 | 535.9439 | 0.57363 | 535.9439 | 0.77749 | 0 | 0 | 0.0016347 | 0.00055147 | 0.068299 | 0.16483 | 0.014133 | 0.12982 | 0.0027629 | 0.00015291 | 0.00052055 | 2.9476e-05 | 5.815e-05 | 9.8402e-05 | 0.00012771 | 0.0001403 | -1.4446e-05 | 0.028917 | 0.12989 | 0.17591
|  | 536.1699 | 0 | 536.1699 | 0 | 468.6266 | 0.0079272 | 470.2176 | 0.0027 | 468.6857 | 0.30192 | 463.6923 | 0.75016 | 463.6923 | 0.06554 | 536.1699 | 0.5717 | 466.6646 | 0.01302 | 470.2176 | 0.0014 | 463.6923 | 0.00315 | 463.4712 | -0.00016514 | 466.6646 | 0.00080565 | 468.6266 | 0.00044482 | 463.6923 | 0.00094579 | 536.1699 | 0.00093991 | 463.6923 | 0.00010499 | 466.6646 | 0.13197 | 536.1699 | 0.57587 | 536.1699 | 0.77921 | 0 | 0 | 0.0016225 | 0.000546 | 0.066628 | 0.16599 | 0.014712 | 0.1283 | 0.0029335 | 0.00010001 | 0.00051399 | 9.3374e-05 | 9.7944e-05 | 9.8425e-05 | 3.9364e-05 | 0.00013664 | 2.9687e-06 | 0.028501 | 0.13005 | 0.1759
|  | 536.3959 | 0 | 536.3959 | 0 | 468.8479 | 0.0067369 | 470.4395 | 0.00222 | 468.9091 | 0.29468 | 463.9133 | 0.75155 | 463.9133 | 0.06756 | 536.3959 | 0.56362 | 466.8827 | 0.01389 | 470.4395 | -0.00049884 | 463.9133 | 0.0015 | 463.6923 | 0.00101 | 466.8827 | 9.2851e-05 | 468.8479 | 0.00044476 | 463.9133 | -0.00058966 | 536.3959 | 0.00026917 | 463.9133 | -7.8136e-05 | 466.8827 | 0.12949 | 536.3959 | 0.57495 | 536.3959 | 0.77729 | 0 | 0 | 0.0016252 | 0.0005327 | 0.065041 | 0.16743 | 0.01509 | 0.12683 | 0.0030418 | 8.5396e-06 | 0.00041672 | 4.4006e-05 | 4.3251e-06 | 9.8374e-05 | -3.7389e-05 | 0.00011262 | -3.8644e-06 | 0.028041 | 0.13024 | 0.17576
|  | 536.622 | 0 | 536.622 | 0 | 469.0692 | 0.0079518 | 470.6615 | 0.00258 | 469.1325 | 0.28763 | 464.1344 | 0.76313 | 464.1344 | 0.06896 | 536.622 | 0.55864 | 467.1007 | 0.01401 | 470.6615 | 0.00057579 | 464.1344 | 0.00227 | 463.9133 | -0.00061188 | 467.1007 | -5.318e-05 | 469.0692 | 0.00044436 | 464.1344 | 0.00025141 | 536.622 | 0.00072729 | 464.1344 | 4.3175e-05 | 467.1007 | 0.12771 | 536.622 | 0.57748 | 536.622 | 0.77795 | 0 | 0 | 0.0016256 | 0.00052824 | 0.063493 | 0.16942 | 0.014695 | 0.12517 | 0.0029127 | 1.9836e-05 | 0.00032658 | 4.2901e-05 | -2.2567e-05 | 9.8273e-05 | 2.9286e-05 | 0.00011238 | -7.6509e-06 | 0.027657 | 0.13033 | 0.17551
|  | 536.848 | 0 | 536.848 | 0 | 469.2905 | 0.0067383 | 470.8834 | 0.00218 | 469.3559 | 0.28082 | 464.3555 | 0.76942 | 464.3555 | 0.06397 | 536.848 | 0.54885 | 467.3187 | 0.01271 | 470.8834 | -0.00039705 | 464.3555 | 0.00068413 | 464.1344 | 0.001 | 467.3187 | -0.00015384 | 469.2905 | 0.00044373 | 464.3555 | 1.3501e-05 | 536.848 | 0.00026703 | 464.3555 | -0.00011238 | 467.3187 | 0.126 | 536.848 | 0.57564 | 536.848 | 0.77492 | 0 | 0 | 0.0016147 | 0.00051946 | 0.062031 | 0.17091 | 0.014879 | 0.12332 | 0.0030776 | 5.5791e-05 | 0.00041502 | 4.6216e-05 | 0.00024157 | 9.8147e-05 | 8.025e-05 | 0.00011858 | 4.9005e-06 | 0.02728 | 0.13021 | 0.17508
|  | 537.0741 | 0 | 537.0741 | 0 | 469.5119 | 0.0078513 | 471.1054 | 0.0025 | 469.5793 | 0.27449 | 464.5766 | 0.7766 | 464.5766 | 0.07062 | 537.0741 | 0.5422 | 467.5368 | 0.01552 | 471.1054 | 0.00089969 | 464.5766 | 0.00307 | 464.3555 | -0.00058195 | 467.5368 | 0.0023696 | 469.5119 | 0.0004431 | 464.5766 | 0.00071241 | 537.0741 | 0.00078209 | 464.5766 | 0.00015671 | 467.5368 | 0.12422 | 537.0741 | 0.57637 | 537.0741 | 0.77406 | 0 | 0 | 0.00161 | 0.00048065 | 0.06069 | 0.17257 | 0.015716 | 0.12157 | 0.0032788 | 0.00012236 | 0.00047758 | 6.3904e-05 | 0.00020843 | 9.803e-05 | 5.9379e-05 | 0.00012477 | 2.2638e-05 | 0.026365 | 0.13006 | 0.17476
|  | 537.3001 | 0 | 537.3001 | 0 | 469.7332 | 0.0066981 | 471.3274 | 0.00183 | 469.8027 | 0.26879 | 464.7977 | 0.78442 | 464.7977 | 0.07154 | 537.3001 | 0.53327 | 467.7548 | 0.01455 | 471.3274 | 0.00020257 | 464.7977 | 0.00125 | 464.5766 | 0.00116 | 467.7549 | -0.00045799 | 469.7332 | 0.0004428 | 464.7977 | -0.00017529 | 537.3001 | 0.00032176 | 464.7977 | 4.8068e-05 | 467.7549 | 0.11757 | 537.3001 | 0.57425 | 537.3001 | 0.772 | 0 | 0 | 0.001605 | 0.00048844 | 0.059419 | 0.17504 | 0.016196 | 0.12013 | 0.0032548 | 5.9939e-05 | 0.00041788 | 2.6105e-05 | 0.00011827 | 9.8051e-05 | 8.2834e-05 | 0.00013478 | 1.6009e-05 | 0.025837 | 0.1303 | 0.17484
|  | 537.5262 | 0 | 537.5262 | 0 | 469.9545 | 0.0078042 | 471.5494 | 0.00257 | 470.0261 | 0.26304 | 465.0188 | 0.79894 | 465.0188 | 0.07496 | 537.5262 | 0.52945 | 467.9729 | 0.0153 | 471.5494 | 0.00033737 | 465.0188 | 0.00253 | 464.7977 | -0.00092387 | 467.9729 | 0.0015426 | 469.9545 | 0.00044316 | 465.0188 | 0.00092457 | 537.5262 | 0.00087059 | 465.0188 | 9.6749e-05 | 467.9729 | 0.11938 | 537.5262 | 0.57845 | 537.5262 | 0.77475 | 0 | 0 | 0.0016072 | 0.00050507 | 0.058146 | 0.17635 | 0.016504 | 0.11902 | 0.0032548 | 1.8402e-05 | 0.00030351 | 9.5221e-06 | 0.00017985 | 9.825e-05 | 7.796e-05 | 0.00012263 | -7.541e-07 | 0.025859 | 0.13085 | 0.17532
|  | 537.7523 | 0 | 537.7523 | 0 | 470.1759 | 0.0067164 | 471.7715 | 0.00198 | 470.2496 | 0.25747 | 465.2399 | 0.79608 | 465.2399 | 0.07431 | 537.7523 | 0.52337 | 468.191 | 0.01455 | 471.7715 | -0.0001716 | 465.2399 | 0.00021506 | 465.0188 | 0.00101 | 468.191 | 0.00010677 | 470.1759 | 0.00044447 | 465.2399 | -0.00021947 | 537.7523 | 0.00021417 | 465.2399 | -0.00010357 | 468.191 | 0.11778 | 537.7523 | 0.57908 | 537.7523 | 0.77618 | 0 | 0 | 0.0016103 | 0.00046964 | 0.056953 | 0.17746 | 0.016525 | 0.11813 | 0.0034206 | 0.00013527 | 0.00037211 | -4.6437e-05 | 0.00011823 | 9.8644e-05 | 5.8863e-05 | 0.00012163 | -2.4744e-06 | 0.025378 | 0.13152 | 0.1761
|  | 537.9784 | 0 | 537.9784 | 0 | 470.3972 | 0.0078339 | 471.9935 | 0.00225 | 470.4731 | 0.25222 | 465.4611 | 0.80874 | 465.4611 | 0.07513 | 537.9784 | 0.52151 | 468.4091 | 0.01682 | 471.9935 | 0.00139 | 465.4611 | 0.00315 | 465.2399 | -0.00143 | 468.4091 | 0.0009775 | 470.3972 | 0.00044685 | 465.4611 | 0.00075178 | 537.9784 | 0.0008617 | 465.4611 | 8.1192e-05 | 468.4091 | 0.11497 | 537.9784 | 0.58428 | 537.9784 | 0.78149 | 0 | 0 | 0.0016341 | 0.00045853 | 0.055801 | 0.17892 | 0.016636 | 0.11672 | 0.0035726 | 9.8117e-05 | 0.00043556 | -1.9904e-05 | 0.00026427 | 9.9297e-05 | 7.3723e-05 | 0.0001386 | 1.5431e-05 | 0.024887 | 0.13171 | 0.17619
|  | 538.2045 | 0 | 538.2045 | 0 | 470.6186 | 0.0069292 | 472.2156 | 0.00188 | 470.6965 | 0.24723 | 465.6823 | 0.80925 | 465.6823 | 0.07531 | 538.2045 | 0.5109 | 468.6272 | 0.01594 | 472.2156 | -0.00050626 | 465.6823 | 0.00078888 | 465.4611 | 0.00125 | 468.6272 | 0.0014458 | 470.6186 | 0.00045025 | 465.6823 | -8.5083e-05 | 538.2045 | 0.00036415 | 465.6823 | 5.8351e-05 | 468.6272 | 0.11324 | 538.2045 | 0.58068 | 538.2045 | 0.77688 | 0 | 0 | 0.0016297 | 0.00048738 | 0.054678 | 0.18099 | 0.017162 | 0.11488 | 0.0035323 | 3.6012e-05 | 0.00037253 | 0.00014673 | 0.00035031 | 0.00010015 | 6.9792e-05 | 0.00013427 | 2.4549e-05 | 0.024372 | 0.13158 | 0.1757
|  | 538.4307 | 0 | 538.4307 | 0 | 470.84 | 0.0077918 | 472.4376 | 0.00251 | 470.92 | 0.2421 | 465.9034 | 0.82751 | 465.9034 | 0.07989 | 538.4307 | 0.50514 | 468.8453 | 0.01645 | 472.4376 | 0.00083064 | 465.9034 | 0.00258 | 465.6823 | 7.693e-05 | 468.8453 | 0.0017665 | 470.84 | 0.00045444 | 465.9034 | 0.00071623 | 538.4307 | 0.00082341 | 465.9034 | 0.00016365 | 468.8453 | 0.11025 | 538.4307 | 0.58308 | 538.4307 | 0.77707 | 0 | 0 | 0.0016133 | 0.00049968 | 0.05357 | 0.18306 | 0.017547 | 0.11361 | 0.0037367 | 1.2886e-05 | 0.00036399 | 0.00018322 | 0.00042099 | 0.00010113 | 2.4397e-05 | 0.00010643 | 1.5247e-05 | 0.023938 | 0.13197 | 0.17581
|  | 538.6568 | 0 | 538.6568 | 0 | 471.0614 | 0.0067811 | 472.6597 | 0.00199 | 471.1435 | 0.23725 | 466.1246 | 0.82796 | 466.1246 | 0.07879 | 538.6568 | 0.4996 | 469.0634 | 0.01781 | 472.6597 | -0.00071459 | 466.1246 | 0.00071168 | 465.9034 | 0.00158 | 469.0634 | 0.0020934 | 471.0614 | 0.00045906 | 466.1246 | -0.0004956 | 538.6568 | 0.00011785 | 466.1246 | -2.5776e-05 | 469.0634 | 0.10923 | 538.6568 | 0.58406 | 538.6568 | 0.77784 | 0 | 0 | 0.0016206 | 0.00047974 | 0.052459 | 0.18484 | 0.017939 | 0.11254 | 0.0040214 | 7.3894e-05 | 0.00057086 | 0.00017064 | 0.00026365 | 0.00010215 | 5.0127e-05 | 0.00011886 | 3.0689e-05 | 0.023713 | 0.1324 | 0.17622
|  | 538.883 | 0 | 538.883 | 0 | 471.2828 | 0.0078581 | 472.8818 | 0.00233 | 471.367 | 0.23216 | 466.3458 | 0.84335 | 466.3458 | 0.08341 | 538.883 | 0.49566 | 469.2816 | 0.01906 | 472.8818 | 0.00138 | 466.3458 | 0.00445 | 466.1246 | -3.686e-05 | 469.2816 | 0.00032384 | 471.2828 | 0.00046367 | 466.3458 | 0.00094885 | 538.883 | 0.00093323 | 466.3458 | 0.00030326 | 469.2816 | 0.10818 | 538.883 | 0.58676 | 538.883 | 0.78055 | 0 | 0 | 0.0016168 | 0.00044755 | 0.051321 | 0.18795 | 0.018726 | 0.1113 | 0.0039549 | 0.00015351 | 0.00064922 | 0.00019168 | 0.00021159 | 0.00010312 | 4.0781e-05 | 0.00012171 | 4.1643e-05 | 0.023503 | 0.13274 | 0.17645
|  | 539.1091 | 0 | 539.1091 | 0 | 471.5042 | 0.0067466 | 473.1039 | 0.0017 | 471.5905 | 0.22705 | 466.567 | 0.85606 | 466.567 | 0.0859 | 539.1091 | 0.48852 | 469.4997 | 0.0172 | 473.1039 | 2.3061e-06 | 466.567 | 0.00142 | 466.3458 | 0.00177 | 469.4997 | 0.0016161 | 471.5042 | 0.00046783 | 466.567 | -0.00058012 | 539.1091 | 0.00014304 | 466.567 | 7.3259e-05 | 469.4997 | 0.1073 | 539.1091 | 0.58709 | 539.1091 | 0.77981 | 0 | 0 | 0.0016176 | 0.00043311 | 0.05015 | 0.19004 | 0.019327 | 0.11002 | 0.0039696 | 0.00015795 | 0.0004723 | 0.00013098 | 0.00034522 | 0.00010397 | 1.3311e-05 | 0.00012121 | 1.3944e-05 | 0.02336 | 0.13318 | 0.17656
|  | 539.3353 | 0 | 539.3353 | 0 | 471.7257 | 0.0078639 | 473.326 | 0.0022 | 471.814 | 0.2217 | 466.7882 | 0.86203 | 466.7882 | 0.08883 | 539.3353 | 0.48434 | 469.7179 | 0.01919 | 473.326 | 0.00142 | 466.7882 | 0.00285 | 466.567 | -0.00058571 | 469.7179 | 0.0015485 | 471.7257 | 0.00047122 | 466.7882 | 0.00070046 | 539.3353 | 0.00092878 | 466.7882 | 5.2801e-05 | 469.7179 | 0.10684 | 539.3353 | 0.59054 | 539.3353 | 0.78144 | 0 | 0 | 0.0015918 | 0.00045539 | 0.048951 | 0.19153 | 0.019894 | 0.10877 | 0.0038518 | 2.4435e-05 | 0.00043138 | 0.00012325 | 8.4565e-05 | 0.00010462 | 5.4647e-05 | 0.00011188 | 7.1042e-06 | 0.02294 | 0.1334 | 0.17674
|  | 539.5615 | 0 | 539.5615 | 0 | 471.9471 | 0.0065109 | 473.5481 | 0.0019 | 472.0376 | 0.21626 | 467.0094 | 0.86956 | 467.0094 | 0.09103 | 539.5615 | 0.47746 | 469.9361 | 0.01612 | 473.5481 | -0.0012 | 467.0094 | 0.00105 | 466.7882 | 0.0017 | 469.9361 | -0.00077331 | 471.9471 | 0.00047361 | 467.0094 | -0.0002064 | 539.5615 | 6.0521e-05 | 467.0094 | 1.1426e-05 | 469.9361 | 0.10345 | 539.5615 | 0.58898 | 539.5615 | 0.7813 | 0 | 0 | 0.0015928 | 0.00044204 | 0.047698 | 0.1934 | 0.020414 | 0.1074 | 0.0041785 | -2.8313e-05 | 0.00046677 | 0.0001195 | -5.8414e-05 | 0.00010502 | 7.0836e-06 | 0.0001052 | 1.2778e-05 | 0.022571 | 0.13342 | 0.17668
|  | 539.7877 | 0 | 539.7877 | 0 | 472.1686 | 0.0078756 | 473.7703 | 0.00208 | 472.2611 | 0.21043 | 467.2306 | 0.87895 | 467.2306 | 0.09353 | 539.7877 | 0.47208 | 470.1543 | 0.02218 | 473.7703 | 0.00094508 | 467.2306 | 0.00317 | 467.0094 | -0.00061959 | 470.1543 | 0.0002379 | 472.1686 | 0.00047496 | 467.2306 | 0.00027045 | 539.7877 | 0.00086961 | 467.2306 | 0.0001041 | 470.1543 | 0.10343 | 539.7877 | 0.59063 | 539.7877 | 0.78076 | 0 | 0 | 0.0016122 | 0.00044872 | 0.046412 | 0.19515 | 0.020815 | 0.10618 | 0.0044873 | 2.1829e-05 | 0.00038392 | 1.3921e-05 | 0.00018527 | 0.00010523 | -1.3063e-05 | 0.00011417 | 1.9581e-07 | 0.022281 | 0.13375 | 0.17697
|  | 540.0139 | 0 | 540.0139 | 0 | 472.39 | 0.0066841 | 473.9924 | 0.00196 | 472.4847 | 0.20476 | 467.4519 | 0.88515 | 467.4519 | 0.09463 | 540.0139 | 0.4667 | 470.3725 | 0.01895 | 473.9924 | -0.00074855 | 467.4519 | 0.00030049 | 467.2306 | 0.00074545 | 470.3725 | 0.0014602 | 472.39 | 0.00047536 | 467.4519 | -0.00038853 | 540.0139 | 0.00013978 | 467.4519 | -0.00010233 | 470.3725 | 0.1008 | 540.0139 | 0.59185 | 540.0139 | 0.78385 | 0 | 0 | 0.0016044 | 0.00045323 | 0.045163 | 0.19785 | 0.02155 | 0.10561 | 0.0042964 | -3.4791e-06 | 0.00035296 | 4.0754e-05 | 0.00027214 | 0.00010524 | 9.3731e-06 | 0.00010484 | 5.8231e-06 | 0.021805 | 0.13486 | 0.17831
|  | 540.2402 | 0 | 540.2402 | 0 | 472.6115 | 0.0078049 | 474.2146 | 0.00212 | 472.7083 | 0.19926 | 467.6731 | 0.90326 | 467.6731 | 0.10016 | 540.2402 | 0.46692 | 470.5907 | 0.02043 | 474.2146 | 0.00071723 | 467.6731 | 0.00289 | 467.4519 | -0.00037705 | 470.5907 | 0.0010341 | 472.6115 | 0.00047501 | 467.6731 | 0.00047326 | 540.2402 | 0.00078707 | 467.6731 | 0.00015496 | 470.5907 | 0.099067 | 540.2402 | 0.60038 | 540.2402 | 0.79246 | 0 | 0 | 0.0016107 | 0.00043551 | 0.043919 | 0.20031 | 0.022335 | 0.10505 | 0.0043389 | 7.775e-05 | 0.00048682 | 4.2312e-05 | 9.9611e-05 | 0.00010512 | 2.7293e-05 | 0.0001023 | 1.16e-05 | 0.021508 | 0.13611 | 0.17951
|  | 540.4664 | 0 | 540.4664 | 0 | 472.833 | 0.0067389 | 474.4368 | 0.0018 | 472.9318 | 0.19363 | 467.8944 | 0.90718 | 467.8944 | 0.10171 | 540.4664 | 0.46177 | 470.8089 | 0.01934 | 474.4368 | -1.7413e-05 | 467.8944 | 0.00151 | 467.6731 | 0.00075951 | 470.8089 | -0.00012112 | 472.833 | 0.00047415 | 467.8944 | -0.00022657 | 540.4664 | 0.00011726 | 467.8944 | -5.0119e-05 | 470.8089 | 0.098076 | 540.4664 | 0.60285 | 540.4664 | 0.79444 | 0 | 0 | 0.0016313 | 0.00043773 | 0.042656 | 0.20217 | 0.022608 | 0.10435 | 0.0046439 | 5.4137e-05 | 0.00029205 | 2.2143e-05 | 0.00020946 | 0.0001049 | 0.00011211 | 0.00011276 | -1.1274e-05 | 0.021547 | 0.13717 | 0.18045
|  | 540.6927 | 0 | 540.6927 | 0 | 473.0545 | 0.0079912 | 474.659 | 0.00214 | 473.1555 | 0.18789 | 468.1157 | 0.92036 | 468.1157 | 0.10266 | 540.6927 | 0.46063 | 471.0271 | 0.02322 | 474.659 | 0.00050469 | 468.1157 | 0.00113 | 467.8944 | -0.00055938 | 471.0271 | 0.0020408 | 473.0545 | 0.00047304 | 468.1157 | 0.00124 | 540.6927 | 0.00087945 | 468.1157 | -5.1796e-05 | 471.0271 | 0.099397 | 540.6927 | 0.60966 | 540.6927 | 0.80066 | 0 | 0 | 0.0016171 | 0.00042438 | 0.041419 | 0.20448 | 0.0231 | 0.10313 | 0.0048978 | 3.212e-05 | 0.00024567 | 9.1888e-05 | 0.00013131 | 0.00010467 | 0.00015581 | 0.0001212 | -5.6681e-06 | 0.021359 | 0.13758 | 0.18063
|  | 540.9189 | 0 | 540.9189 | 0 | 473.276 | 0.0066082 | 474.8812 | 0.00168 | 473.3791 | 0.18253 | 468.337 | 0.92742 | 468.337 | 0.10609 | 540.9189 | 0.45101 | 471.2454 | 0.02166 | 474.8812 | -0.00021557 | 468.337 | 0.00109 | 468.1157 | 0.00139 | 471.2454 | -0.00083754 | 473.276 | 0.0004719 | 468.337 | 0.00016803 | 540.9189 | 0.00019186 | 468.337 | 5.7456e-07 | 471.2454 | 0.096327 | 540.9189 | 0.60649 | 540.9189 | 0.79596 | 0 | 0 | 0.0016074 | 0.00040446 | 0.04021 | 0.20624 | 0.023806 | 0.10178 | 0.0049549 | 9.7162e-05 | 0.00029983 | 0.00010859 | 6.5244e-05 | 0.00010441 | 9.0179e-05 | 0.0001271 | 8.3517e-06 | 0.020743 | 0.13772 | 0.18073
|  | 541.1452 | 0 | 541.1452 | 0 | 473.4975 | 0.0079057 | 475.1034 | 0.00196 | 473.6027 | 0.17708 | 468.5583 | 0.93665 | 468.5583 | 0.10908 | 541.1452 | 0.44851 | 471.4636 | 0.02375 | 475.1034 | 0.00109 | 468.5583 | 0.00162 | 468.337 | -0.00040867 | 471.4636 | 0.0014355 | 473.4975 | 0.00047089 | 468.5583 | 0.00064703 | 541.1452 | 0.00093143 | 468.5583 | 7.4911e-05 | 471.4636 | 0.093772 | 541.1452 | 0.61073 | 541.1452 | 0.80138 | 0 | 0 | 0.0016035 | 0.00040001 | 0.039039 | 0.2078 | 0.024226 | 0.10065 | 0.0049632 | -6.6669e-06 | 0.00027584 | 0.0001296 | 0.00014336 | 0.00010424 | 7.1282e-05 | 0.00012725 | 1.155e-05 | 0.020453 | 0.13821 | 0.18112
|  | 541.3715 | 0 | 541.3715 | 0 | 473.7191 | 0.006569 | 475.3256 | 0.00164 | 473.8264 | 0.17204 | 468.7796 | 0.94122 | 468.7796 | 0.10985 | 541.3715 | 0.44107 | 471.6818 | 0.02173 | 475.3256 | -0.00115 | 468.7796 | 0.00087277 | 468.5583 | 0.00158 | 471.6819 | -0.00012182 | 473.7191 | 0.00047011 | 468.7796 | -2.8434e-06 | 541.3715 | 0.00019323 | 468.7796 | 2.9466e-05 | 471.6819 | 0.093647 | 541.3715 | 0.61079 | 541.3715 | 0.79941 | 0 | 0 | 0.001588 | 0.00040451 | 0.03793 | 0.20971 | 0.024745 | 0.099824 | 0.0048517 | -8.7582e-05 | 0.00030245 | 0.00014116 | 0.0001533 | 0.00010408 | 0.00011479 | 0.00010039 | 1.0786e-05 | 0.020377 | 0.13896 | 0.18195
|  | 541.5978 | 0 | 541.5978 | 0 | 473.9406 | 0.0077679 | 475.5479 | 0.002 | 474.05 | 0.16718 | 469.0009 | 0.95363 | 469.0009 | 0.11373 | 541.5978 | 0.44116 | 471.9001 | 0.02272 | 475.5479 | 0.0003619 | 469.0009 | 0.00186 | 468.7796 | -0.0003043 | 471.9001 | 0.0015264 | 473.9406 | 0.0004696 | 469.0009 | 0.00104 | 541.5978 | 0.000694 | 469.0009 | 6.7993e-05 | 471.9001 | 0.093048 | 541.5978 | 0.6173 | 541.5978 | 0.80864 | 0 | 0 | 0.0015853 | 0.0003934 | 0.036893 | 0.21182 | 0.025238 | 0.0989 | 0.0051003 | -2.3066e-05 | 0.00026701 | 0.00013676 | 0.00018132 | 0.00010402 | 9.5929e-05 | 8.6706e-05 | 1.5512e-05 | 0.020507 | 0.13956 | 0.18253
|  | 541.8241 | 0 | 541.8241 | 0 | 474.1622 | 0.0065428 | 475.7701 | 0.00154 | 474.2736 | 0.16272 | 469.2222 | 0.96063 | 469.2222 | 0.11435 | 541.8241 | 0.43282 | 472.1184 | 0.02401 | 475.7701 | -0.00056946 | 469.2222 | 0.00055298 | 469.0009 | 0.00154 | 472.1184 | 0.00013489 | 474.1622 | 0.00046937 | 469.2222 | -0.00017308 | 541.8241 | 7.2224e-05 | 469.2222 | 7.2186e-05 | 472.1184 | 0.09484 | 541.8241 | 0.616 | 541.8241 | 0.80441 | 0 | 0 | 0.0015801 | 0.00037229 | 0.035907 | 0.21306 | 0.025909 | 0.097775 | 0.0054834 | 1.953e-05 | 0.00029028 | 0.00011816 | 9.547e-05 | 0.000104 | 5.9155e-05 | 9.5876e-05 | 1.4916e-05 | 0.020437 | 0.1401 | 0.18288
|  | 542.0505 | 0 | 542.0505 | 0 | 474.3837 | 0.0077211 | 475.9924 | 0.00181 | 474.4973 | 0.15831 | 469.4436 | 0.96452 | 469.4436 | 0.11976 | 542.0505 | 0.43118 | 472.3367 | 0.02623 | 475.9924 | 0.0007452 | 469.4436 | 0.00207 | 469.2222 | -0.0004722 | 472.3367 | 0.00073981 | 474.3837 | 0.00046941 | 469.4436 | 0.0007076 | 542.0505 | 0.000775 | 469.4436 | 6.2594e-05 | 472.3367 | 0.092407 | 542.0505 | 0.62204 | 542.0505 | 0.81164 | 0 | 0 | 0.001602 | 0.00037789 | 0.034948 | 0.21388 | 0.027003 | 0.096763 | 0.0056875 | 5.5037e-05 | 0.00039184 | 2.5986e-05 | 0.00010674 | 0.00010405 | 8.9816e-05 | 0.00010935 | 6.7012e-06 | 0.019864 | 0.14064 | 0.18348
|  | 542.2768 | 0 | 542.2768 | 0 | 474.6053 | 0.0067385 | 476.2147 | 0.00159 | 474.721 | 0.1542 | 469.6649 | 0.96773 | 469.6649 | 0.12419 | 542.2768 | 0.42381 | 472.555 | 0.02588 | 476.2147 | -0.00025002 | 469.6649 | 0.00147 | 469.4436 | 0.00070701 | 472.555 | 0.00023812 | 474.6053 | 0.00046972 | 469.6649 | 0.00010382 | 542.2768 | 0.00019119 | 469.6649 | -2.0536e-06 | 472.555 | 0.089584 | 542.2768 | 0.62067 | 542.2768 | 0.8096 | 0 | 0 | 0.0015933 | 0.00040012 | 0.03405 | 0.21513 | 0.027466 | 0.095796 | 0.0057115 | -8.4657e-06 | 0.00039625 | 9.1579e-05 | 0.00021763 | 0.00010415 | 5.8265e-05 | 0.00012065 | 1.512e-05 | 0.019558 | 0.14124 | 0.18392
|  | 542.5032 | 0 | 542.5032 | 0 | 474.8269 | 0.0076424 | 476.437 | 0.00201 | 474.9447 | 0.1502 | 469.8863 | 0.97586 | 469.8863 | 0.12396 | 542.5032 | 0.42264 | 472.7733 | 0.02644 | 476.437 | 0.00017385 | 469.8863 | 0.00211 | 469.6649 | 0.00012033 | 472.7733 | 0.0017556 | 474.8269 | 0.00047032 | 469.8863 | 0.00042259 | 542.5032 | 0.00087489 | 469.8863 | 0.00013866 | 472.7733 | 0.089581 | 542.5032 | 0.62735 | 542.5032 | 0.81551 | 0 | 0 | 0.001591 | 0.00038795 | 0.033172 | 0.21535 | 0.028002 | 0.094607 | 0.0059162 | -3.7692e-05 | 0.00023372 | 0.00012843 | 0.0002236 | 0.00010432 | 2.8857e-05 | 9.79e-05 | -3.0946e-06 | 0.019315 | 0.1416 | 0.18391
|  | 542.7295 | 0 | 542.7295 | 0 | 475.0485 | 0.0067178 | 476.6593 | 0.00148 | 475.1684 | 0.14638 | 470.1077 | 0.9697 | 470.1077 | 0.12902 | 542.7295 | 0.41322 | 472.9917 | 0.02775 | 476.6593 | -0.00051293 | 470.1077 | 1.4776e-06 | 469.8863 | 0.00104 | 472.9917 | 0.00029246 | 475.0485 | 0.00047122 | 470.1077 | -0.00016188 | 542.7295 | -9.9344e-06 | 470.1077 | -0.00016661 | 472.9917 | 0.087336 | 542.7295 | 0.62373 | 542.7295 | 0.80939 | 0 | 0 | 0.0015933 | 0.0004124 | 0.032339 | 0.21649 | 0.028885 | 0.093314 | 0.0062221 | 8.1933e-05 | 0.0003223 | 7.8233e-05 | 0.00024456 | 0.00010457 | 0.00012156 | 0.00010306 | -1.5941e-07 | 0.019082 | 0.14181 | 0.18383
|  | 542.9559 | 0 | 542.9559 | 0 | 475.2701 | 0.0076608 | 476.8816 | 0.00223 | 475.3922 | 0.14272 | 470.3291 | 0.98593 | 470.3291 | 0.13191 | 542.9559 | 0.41118 | 473.21 | 0.02925 | 476.8816 | 0.00125 | 470.3291 | 0.00291 | 470.1077 | -0.00033323 | 473.21 | 0.0019479 | 475.2701 | 0.00047245 | 470.3291 | 0.00126 | 542.9559 | 0.00092041 | 470.3291 | 0.00016517 | 473.21 | 0.087472 | 542.9559 | 0.62909 | 542.9559 | 0.81466 | 0 | 0 | 0.0015632 | 0.00041135 | 0.031554 | 0.21748 | 0.029327 | 0.092349 | 0.0061807 | 5.5849e-05 | 0.00038348 | 7.1701e-05 | 0.0002189 | 0.00010488 | 0.00011919 | 0.0001182 | -3.9924e-06 | 0.018747 | 0.1423 | 0.1844
|  | 543.1823 | 0 | 543.1823 | 0 | 475.4917 | 0.0064462 | 477.104 | 0.00147 | 475.6159 | 0.13935 | 470.5505 | 0.97859 | 470.5505 | 0.133 | 543.1823 | 0.40466 | 473.4284 | 0.02736 | 477.104 | -0.00074765 | 470.5505 | 0.00055401 | 470.3291 | 0.00098093 | 473.4284 | 5.7162e-05 | 475.4917 | 0.00047403 | 470.5505 | -0.00018338 | 543.1823 | 0.00012384 | 470.5505 | -0.00020123 | 473.4284 | 0.084239 | 543.1823 | 0.62799 | 543.1823 | 0.81441 | 0 | 0 | 0.0015474 | 0.00036688 | 0.030792 | 0.21654 | 0.029529 | 0.091076 | 0.0063428 | -9.2131e-06 | 0.00035468 | 7.5487e-05 | 8.0703e-05 | 0.00010527 | 7.5594e-05 | 9.7393e-05 | -1.7518e-06 | 0.018738 | 0.14236 | 0.18432
|  | 543.4087 | 0 | 543.4087 | 0 | 475.7133 | 0.007518 | 477.3263 | 0.00183 | 475.8396 | 0.13589 | 470.7719 | 0.97747 | 470.7719 | 0.13375 | 543.4087 | 0.39986 | 473.6468 | 0.03073 | 477.3263 | 0.00066478 | 470.7719 | 0.00265 | 470.5505 | -0.00029906 | 473.6468 | 0.00068193 | 475.7133 | 0.00047596 | 470.7719 | 0.00086625 | 543.4087 | 0.00073649 | 470.7719 | 0.00018541 | 473.6468 | 0.087364 | 543.4087 | 0.62951 | 543.4087 | 0.81377 | 0 | 0 | 0.0015609 | 0.00038802 | 0.03006 | 0.21691 | 0.030157 | 0.089804 | 0.0064861 | 1.4326e-05 | 0.00039342 | 7.4419e-05 | 2.775e-05 | 0.00010574 | 9.2148e-05 | 8.16e-05 | 1.1138e-05 | 0.018862 | 0.14237 | 0.18412
|  | 543.6351 | 0 | 543.6351 | 0 | 475.935 | 0.0065665 | 477.5487 | 0.00166 | 476.0634 | 0.13279 | 470.9934 | 0.98166 | 470.9934 | 0.13862 | 543.6351 | 0.39339 | 473.8651 | 0.02868 | 477.5487 | -0.00053592 | 470.9934 | 0.00090333 | 470.7719 | 0.00097132 | 473.8651 | -0.00042775 | 475.935 | 0.00047817 | 470.9934 | -3.3991e-05 | 543.6351 | -1.5702e-05 | 470.9934 | -8.481e-05 | 473.8651 | 0.085405 | 543.6351 | 0.62803 | 543.6351 | 0.81263 | 0 | 0 | 0.0015642 | 0.00038138 | 0.029357 | 0.21883 | 0.030832 | 0.088535 | 0.0066052 | -2.7605e-05 | 0.00035355 | 4.5015e-05 | 0.00027256 | 0.00010625 | 8.3486e-05 | 6.784e-05 | -7.3371e-08 | 0.01828 | 0.14244 | 0.18394
|  | 543.8616 | 0 | 543.8616 | 0 | 476.1566 | 0.0075478 | 477.7711 | 0.00177 | 476.2872 | 0.12958 | 471.2148 | 0.99489 | 471.2148 | 0.13986 | 543.8616 | 0.38862 | 474.0835 | 0.03181 | 477.7711 | 0.00028765 | 471.2148 | 0.00229 | 470.9934 | -0.00056476 | 474.0835 | 0.0029239 | 476.1566 | 0.00048059 | 471.2148 | 0.00078805 | 543.8616 | 0.00061492 | 471.2148 | 8.4147e-05 | 474.0835 | 0.082006 | 543.8616 | 0.63012 | 543.8616 | 0.81207 | 0 | 0 | 0.0015494 | 0.00035025 | 0.028662 | 0.21984 | 0.03139 | 0.087316 | 0.0068461 | 1.1382e-05 | 0.00032684 | 6.258e-05 | 0.00015576 | 0.0001068 | 4.4085e-05 | 7.262e-05 | 1.2241e-07 | 0.017875 | 0.14279 | 0.18402
|  | 544.088 | 0 | 544.088 | 0 | 476.3783 | 0.0064328 | 477.9934 | 0.00138 | 476.511 | 0.12657 | 471.4362 | 0.99064 | 471.4362 | 0.14365 | 544.088 | 0.38258 | 474.3019 | 0.03088 | 477.9934 | -0.00018528 | 471.4362 | 0.00066195 | 471.2148 | 0.00113 | 474.3019 | -0.0014976 | 476.3783 | 0.00048308 | 471.4362 | -0.00038989 | 544.088 | 2.6495e-05 | 471.4362 | -8.3042e-05 | 474.3019 | 0.081672 | 544.088 | 0.63108 | 544.088 | 0.81324 | 0 | 0 | 0.0015604 | 0.00033918 | 0.027996 | 0.21988 | 0.032072 | 0.086527 | 0.0072217 | 3.5342e-05 | 0.00032023 | 5.3231e-05 | 2.1869e-05 | 0.00010736 | 8.1953e-05 | 9.9764e-05 | -4.8402e-07 | 0.017988 | 0.14375 | 0.18514
|  | 544.3144 | 0 | 544.3144 | 0 | 476.6 | 0.0076454 | 478.2158 | 0.00167 | 476.7347 | 0.12364 | 471.6577 | 0.9951 | 471.6577 | 0.14599 | 544.3144 | 0.38162 | 474.5203 | 0.03525 | 478.2158 | 0.00050309 | 471.6577 | 0.00223 | 471.4362 | -0.00064923 | 474.5203 | 0.0016979 | 476.6 | 0.00048552 | 471.6577 | 0.00113 | 544.3144 | 0.00085462 | 471.6577 | 7.867e-05 | 474.5203 | 0.083045 | 544.3144 | 0.63848 | 544.3144 | 0.82191 | 0 | 0 | 0.0015783 | 0.00035141 | 0.027364 | 0.21979 | 0.032492 | 0.085603 | 0.0074405 | 2.9679e-05 | 0.00038536 | 3.9948e-05 | 0.00026728 | 0.00010788 | 0.00015217 | 0.0001041 | 2.493e-05 | 0.017654 | 0.14435 | 0.18558
|  | 544.5409 | 0 | 544.5409 | 0 | 476.8217 | 0.0065944 | 478.4383 | 0.00149 | 476.9586 | 0.12088 | 471.8791 | 0.98973 | 471.8791 | 0.14743 | 544.5409 | 0.37435 | 474.7387 | 0.03288 | 478.4383 | -0.0002362 | 471.8791 | 0.00125 | 471.6577 | 0.00101 | 474.7387 | 0.00074962 | 476.8217 | 0.0004878 | 471.8791 | 0.00024418 | 544.5409 | 6.473e-05 | 471.8791 | 0.00014646 | 474.7387 | 0.078612 | 544.5409 | 0.63628 | 544.5409 | 0.81699 | 0 | 0 | 0.0015684 | 0.00036037 | 0.026739 | 0.21943 | 0.03292 | 0.084469 | 0.0072719 | 4.4846e-07 | 0.00038098 | 0.00017181 | 0.00024 | 0.00010837 | 9.2186e-05 | 9.6873e-05 | 2.6351e-05 | 0.017513 | 0.14453 | 0.18548
|  | 544.7674 | 0 | 544.7674 | 0 | 477.0434 | 0.0075534 | 478.6607 | 0.00175 | 477.1824 | 0.11806 | 472.1006 | 0.99158 | 472.1006 | 0.14982 | 544.7674 | 0.37157 | 474.9572 | 0.0337 | 478.6607 | 0.00024023 | 472.1006 | 0.00219 | 471.8791 | 0.0005415 | 474.9572 | 0.0014478 | 477.0434 | 0.00048982 | 472.1006 | 0.0005882 | 544.7674 | 0.00079074 | 472.1006 | 9.1474e-05 | 474.9572 | 0.081733 | 544.7674 | 0.64007 | 544.7674 | 0.82091 | 0 | 0 | 0.0015368 | 0.00035368 | 0.02611 | 0.21993 | 0.033593 | 0.083398 | 0.0075257 | -3.7865e-05 | 0.00035328 | 0.00018623 | 0.00018931 | 0.00010879 | -4.8314e-06 | 0.00010819 | 2.5909e-05 | 0.017447 | 0.14487 | 0.18555
|  | 544.9939 | 0 | 544.9939 | 0 | 477.2651 | 0.0063093 | 478.8832 | 0.00143 | 477.4062 | 0.11525 | 472.3221 | 0.99429 | 472.3221 | 0.15352 | 544.9939 | 0.36486 | 475.1756 | 0.03521 | 478.8832 | -0.00058068 | 472.3221 | 0.001 | 472.1006 | 0.00114 | 475.1756 | 0.00028579 | 477.2651 | 0.00049156 | 472.3221 | -0.00063183 | 544.9939 | 0.00016459 | 472.3221 | 0.00014248 | 475.1756 | 0.078029 | 544.9939 | 0.63918 | 544.9939 | 0.81756 | 0 | 0 | 0.0015219 | 0.00034367 | 0.025466 | 0.22015 | 0.03489 | 0.082427 | 0.008102 | 2.947e-05 | 0.00045518 | 0.00010588 | 0.00029628 | 0.00010914 | 4.6312e-05 | 9.1674e-05 | 3.9314e-05 | 0.017126 | 0.1454 | 0.18578
|  | 545.2204 | 0 | 545.2204 | 0 | 477.4868 | 0.0074191 | 479.1056 | 0.00166 | 477.63 | 0.11228 | 472.5436 | 0.99354 | 472.5436 | 0.16151 | 545.2204 | 0.36294 | 475.3941 | 0.03896 | 479.1056 | 0.00084565 | 472.5436 | 0.00311 | 472.3221 | -0.00018391 | 475.3941 | 0.0024264 | 477.4868 | 0.000493 | 472.5436 | 0.00105 | 545.2204 | 0.00064486 | 472.5436 | 0.0002125 | 475.3941 | 0.078751 | 545.2204 | 0.64462 | 545.2204 | 0.8228 | 0 | 0 | 0.0015393 | 0.00033482 | 0.024834 | 0.22048 | 0.035417 | 0.08149 | 0.0084256 | 3.8214e-06 | 0.00041201 | 0.00015794 | 0.00038465 | 0.00010944 | 1.9462e-05 | 9.3572e-05 | 1.5275e-05 | 0.01697 | 0.14595 | 0.18618
|  | 545.4469 | 0 | 545.4469 | 0 | 477.7085 | 0.0064648 | 479.3281 | 0.00135 | 477.8539 | 0.10961 | 472.7652 | 0.99695 | 472.7652 | 0.15824 | 545.4469 | 0.35659 | 475.6125 | 0.03818 | 479.3281 | -0.0008113 | 472.7652 | 0.00060967 | 472.5436 | 0.00161 | 475.6125 | 0.0010953 | 477.7085 | 0.00049414 | 472.7652 | -0.0008743 | 545.4469 | 0.00018135 | 472.7652 | -7.4594e-05 | 475.6125 | 0.076624 | 545.4469 | 0.64405 | 545.4469 | 0.82108 | 0 | 0 | 0.001556 | 0.00035819 | 0.024246 | 0.22118 | 0.03581 | 0.08032 | 0.0085313 | 4.8801e-05 | 0.0002824 | 0.00012405 | 0.0002619 | 0.00010966 | 1.2909e-05 | 9.0994e-05 | 4.8656e-07 | 0.016672 | 0.14602 | 0.18595
|  | 545.6734 | 0 | 545.6734 | 0 | 477.9303 | 0.0075693 | 479.5505 | 0.00187 | 478.0778 | 0.10699 | 472.9867 | 0.99995 | 472.9867 | 0.16507 | 545.6734 | 0.35255 | 475.831 | 0.03991 | 479.5505 | 0.00125 | 472.9867 | 0.00194 | 472.7652 | -0.00049002 | 475.831 | 0.0013019 | 477.9303 | 0.00049496 | 472.9867 | 0.00099084 | 545.6734 | 0.00062202 | 472.9867 | 7.8987e-05 | 475.831 | 0.075973 | 545.6734 | 0.64517 | 545.6734 | 0.82061 | 0 | 0 | 0.0015272 | 0.00033709 | 0.023698 | 0.2203 | 0.037421 | 0.079081 | 0.0087064 | 8.3054e-05 | 0.00027632 | -3.5212e-06 | 0.00018064 | 0.0001098 | 8.4863e-05 | 7.4158e-05 | 7.0108e-06 | 0.016369 | 0.14593 | 0.18572
|  | 545.9 | 0 | 545.9 | 0 | 478.152 | 0.0062056 | 479.773 | 0.00116 | 478.3016 | 0.10471 | 473.2082 | 0.98892 | 473.2082 | 0.17277 | 545.9 | 0.34559 | 476.0495 | 0.03979 | 479.773 | -0.00050344 | 473.2082 | 0.00055465 | 472.9867 | 0.00045823 | 476.0495 | 0.00035173 | 478.152 | 0.00049541 | 473.2082 | -0.00022469 | 545.9 | 3.265e-05 | 473.2082 | -1.5692e-05 | 476.0495 | 0.073875 | 545.9 | 0.64311 | 545.9 | 0.81892 | 0 | 0 | 0.0015291 | 0.00030816 | 0.023177 | 0.2203 | 0.038195 | 0.078184 | 0.0090474 | 2.6542e-05 | 0.00024202 | -3.3713e-05 | 0.00018869 | 0.00010986 | 5.0773e-05 | 9.2825e-05 | 1.9372e-06 | 0.016439 | 0.14654 | 0.18626
|  | 546.1265 | 0 | 546.1265 | 0 | 478.3738 | 0.0075847 | 479.9955 | 0.00161 | 478.5255 | 0.10232 | 473.4298 | 0.9997 | 473.4298 | 0.17201 | 546.1265 | 0.34462 | 476.268 | 0.04302 | 479.9955 | 0.00074202 | 473.4298 | 0.00163 | 473.2082 | -0.00076259 | 476.268 | 0.0013753 | 478.3738 | 0.00049537 | 473.4298 | 0.00068301 | 546.1265 | 0.00078681 | 473.4298 | 3.318e-05 | 476.268 | 0.076593 | 546.1265 | 0.65055 | 546.1265 | 0.82543 | 0 | 0 | 0.0015448 | 0.0003238 | 0.022663 | 0.22118 | 0.038732 | 0.077323 | 0.0095419 | 2.9502e-05 | 0.00022382 | 5.621e-05 | 0.00017369 | 0.00010978 | 2.7453e-05 | 0.00011151 | -1.4085e-05 | 0.016264 | 0.14719 | 0.18671
|  | 546.3531 | 0 | 546.3531 | 0 | 478.5956 | 0.0063471 | 480.2181 | 0.0013 | 478.7494 | 0.10014 | 473.6514 | 0.99661 | 473.6514 | 0.17757 | 546.3531 | 0.33793 | 476.4865 | 0.04432 | 480.2181 | -0.00047688 | 473.6514 | 0.00039012 | 473.4298 | 0.00127 | 476.4865 | 0.0002145 | 478.5956 | 0.00049466 | 473.6514 | -0.00043524 | 546.3531 | 0.00019756 | 473.6514 | -0.00016031 | 476.4865 | 0.072273 | 546.3531 | 0.64874 | 546.3531 | 0.82272 | 0 | 0 | 0.0015525 | 0.00034492 | 0.022177 | 0.22117 | 0.039795 | 0.07631 | 0.0096516 | 9.4922e-05 | 0.00035228 | 7.5246e-05 | 0.00012618 | 0.00010953 | 5.6073e-05 | 9.5514e-05 | 6.5575e-06 | 0.016193 | 0.14758 | 0.18687
|  | 546.5797 | 0 | 546.5797 | 0 | 478.8173 | 0.007654 | 480.4406 | 0.0018 | 478.9734 | 0.09792 | 473.8729 | 1 | 473.8729 | 0.18167 | 546.5797 | 0.33568 | 476.705 | 0.04402 | 480.4406 | 0.00133 | 473.8729 | 0.00279 | 473.6514 | -0.00059086 | 476.705 | 0.00094046 | 478.8173 | 0.00049311 | 473.8729 | 0.00094143 | 546.5797 | 0.00064556 | 473.8729 | 0.00021951 | 476.705 | 0.075946 | 546.5797 | 0.65396 | 546.5797 | 0.82685 | 0 | 0 | 0.0015555 | 0.00033715 | 0.021671 | 0.22116 | 0.040403 | 0.075312 | 0.0097344 | 8.4172e-05 | 0.00045869 | 6.8586e-05 | 8.3069e-05 | 0.00010909 | 6.9748e-05 | 0.00010103 | 1.9631e-05 | 0.016336 | 0.14797 | 0.18696
|  | 546.8063 | 0 | 546.8063 | 0 | 479.0391 | 0.0063722 | 480.6631 | 0.00123 | 479.1973 | 0.09565 | 474.0945 | 0.99613 | 474.0945 | 0.18299 | 546.8063 | 0.32903 | 476.9235 | 0.04507 | 480.6631 | -0.00057353 | 474.0945 | 0.00135 | 473.8729 | 0.00121 | 476.9236 | -0.00018024 | 479.0391 | 0.00049057 | 474.0945 | -0.00031191 | 546.8063 | 0.00024617 | 474.0945 | -4.2328e-05 | 476.9236 | 0.073555 | 546.8063 | 0.65205 | 546.8063 | 0.8233 | 0 | 0 | 0.0015483 | 0.00035276 | 0.021148 | 0.22033 | 0.040955 | 0.074054 | 0.0099832 | 2.5052e-05 | 0.00037227 | 0.00013886 | 2.7116e-05 | 0.00010841 | 2.2991e-05 | 0.00011384 | 1.8086e-05 | 0.016149 | 0.14777 | 0.18633
|  | 547.0329 | 0 | 547.0329 | 0 | 479.2609 | 0.0075892 | 480.8857 | 0.00194 | 479.4212 | 0.09323 | 474.3161 | 0.99251 | 474.3161 | 0.18666 | 547.0329 | 0.32458 | 477.1421 | 0.04628 | 480.8857 | 0.00079866 | 474.3161 | 0.00201 | 474.0945 | 4.3313e-05 | 477.1421 | 0.00042836 | 479.2609 | 0.00048699 | 474.3161 | 0.00051942 | 547.0329 | 0.00075858 | 474.3161 | 0.00020557 | 477.1421 | 0.074219 | 547.0329 | 0.65217 | 547.0329 | 0.82126 | 0 | 0 | 0.00154 | 0.00035166 | 0.020629 | 0.21997 | 0.041575 | 0.072969 | 0.010407 | 4.2123e-05 | 0.00043659 | 0.00014994 | 5.6019e-05 | 0.00010751 | 9.7806e-05 | 0.00012048 | 3.7748e-05 | 0.015915 | 0.14785 | 0.18618
|  | 547.2595 | 0 | 547.2595 | 0 | 479.4827 | 0.0062969 | 481.1083 | 0.00122 | 479.6452 | 0.09098 | 474.5377 | 0.99258 | 474.5377 | 0.18853 | 547.2595 | 0.3194 | 477.3607 | 0.04896 | 481.1083 | -0.00042015 | 474.5377 | 0.00193 | 474.3161 | 0.00131 | 477.3607 | 8.4312e-05 | 479.4827 | 0.00048245 | 474.5377 | 0.00036323 | 547.2595 | 0.0003047 | 474.5377 | 0.00013509 | 477.3607 | 0.071433 | 547.2595 | 0.65269 | 547.2595 | 0.8218 | 0 | 0 | 0.0015378 | 0.00032609 | 0.020141 | 0.22043 | 0.042661 | 0.071867 | 0.010893 | 5.5679e-05 | 0.00049975 | 7.1818e-05 | 0.00022102 | 0.00010644 | 0.00016436 | 0.00011691 | 2.1954e-05 | 0.015819 | 0.1479 | 0.18601
|  | 547.4861 | 0 | 547.4861 | 0 | 479.7046 | 0.0075676 | 481.3309 | 0.00171 | 479.8691 | 0.08887 | 474.7593 | 0.99672 | 474.7593 | 0.19646 | 547.4861 | 0.31486 | 477.5792 | 0.05072 | 481.3309 | 0.00092043 | 474.7593 | 0.00258 | 474.5377 | -0.00066188 | 477.5792 | 0.0019382 | 479.7046 | 0.0004772 | 474.7593 | 0.00112 | 547.4861 | 0.00072704 | 474.7593 | 6.3038e-05 | 477.5792 | 0.073316 | 547.4861 | 0.65257 | 547.4861 | 0.81981 | 0 | 0 | 0.0015418 | 0.00033279 | 0.019694 | 0.21982 | 0.04376 | 0.070554 | 0.010977 | 8.7e-05 | 0.00037583 | 1.7449e-05 | 2.5369e-05 | 0.00010524 | 0.0001746 | 0.00010751 | 8.4566e-07 | 0.015845 | 0.14758 | 0.18529
|  | 547.7128 | 0 | 547.7128 | 0 | 479.9264 | 0.0063333 | 481.5535 | 0.00128 | 480.0931 | 0.08699 | 474.981 | 0.98677 | 474.981 | 0.1984 | 547.7128 | 0.30775 | 477.7978 | 0.04972 | 481.5535 | -0.00013876 | 474.981 | 0.00081123 | 474.7593 | 0.00081935 | 477.7978 | -0.001706 | 479.9264 | 0.00047162 | 474.981 | 0.00045542 | 547.7128 | 0.00022166 | 474.981 | -5.5407e-05 | 477.7978 | 0.071676 | 547.7128 | 0.64976 | 547.7128 | 0.81531 | 0 | 0 | 0.0015168 | 0.00030944 | 0.019251 | 0.21896 | 0.044212 | 0.069416 | 0.011178 | 0.00010811 | 0.00033146 | 0.00016202 | -3.6948e-05 | 0.00010403 | 0.0001453 | 0.00010324 | 2.5952e-05 | 0.015716 | 0.14763 | 0.18494
|  | 547.9394 | 0 | 547.9394 | 0 | 480.1483 | 0.0073403 | 481.7761 | 0.0015 | 480.3171 | 0.08492 | 475.2026 | 0.98925 | 475.2026 | 0.20059 | 547.9394 | 0.30476 | 478.0164 | 0.05255 | 481.7761 | 0.00111 | 475.2026 | 0.00218 | 474.981 | 0.00064263 | 478.0164 | 0.001368 | 480.1483 | 0.0004662 | 475.2026 | 0.00085588 | 547.9394 | 0.00068934 | 475.2026 | 0.00028961 | 478.0164 | 0.072114 | 547.9394 | 0.65286 | 547.9394 | 0.81659 | 0 | 0 | 0.001503 | 0.00031613 | 0.018805 | 0.21876 | 0.044497 | 0.068487 | 0.011681 | 2.1185e-05 | 0.000305 | 0.00026291 | 0.00014517 | 0.0001029 | 6.5567e-05 | 0.00010263 | 3.9877e-05 | 0.015455 | 0.14794 | 0.18497
|  | 548.1661 | 0 | 548.1661 | 0 | 480.3701 | 0.0062084 | 481.9987 | 0.00134 | 480.5411 | 0.08298 | 475.4243 | 0.98442 | 475.4243 | 0.20086 | 548.1661 | 0.29956 | 478.235 | 0.05432 | 481.9987 | -0.00091968 | 475.4243 | 0.00057172 | 475.2026 | 0.00173 | 478.235 | -3.9758e-05 | 480.3701 | 0.0004614 | 475.4243 | -0.00026433 | 548.1661 | 0.00021621 | 475.4243 | 7.0168e-05 | 478.235 | 0.069287 | 548.1661 | 0.65257 | 548.1661 | 0.81552 | 0 | 0 | 0.0015231 | 0.00034283 | 0.018361 | 0.21783 | 0.045455 | 0.067444 | 0.012009 | 2.8976e-05 | 0.00035261 | 0.00013962 | 0.00019278 | 0.00010195 | 5.8985e-05 | 9.2499e-05 | 8.2206e-06 | 0.015105 | 0.14811 | 0.18482
|  | 548.3928 | 0 | 548.3928 | 0 | 480.592 | 0.0075215 | 482.2213 | 0.00174 | 480.7651 | 0.08094 | 475.6459 | 0.98113 | 475.6459 | 0.20929 | 548.3928 | 0.2955 | 478.4536 | 0.05554 | 482.2213 | 0.00118 | 475.6459 | 0.00261 | 475.4243 | -0.00047036 | 478.4536 | 0.0018033 | 480.592 | 0.00045761 | 475.6459 | 0.00079657 | 548.3928 | 0.00059991 | 475.6459 | 4.0087e-06 | 478.4536 | 0.068889 | 548.3928 | 0.65422 | 548.3928 | 0.81518 | 0 | 0 | 0.0015359 | 0.00035626 | 0.017917 | 0.21674 | 0.047083 | 0.066341 | 0.012086 | 9.2327e-05 | 0.00038388 | 0.00010192 | 0.0001824 | 0.00010126 | 0.00012546 | 0.00010092 | -2.1198e-05 | 0.014915 | 0.148 | 0.1843
|  | 548.6195 | 0 | 548.6195 | 0 | 480.8139 | 0.0063223 | 482.444 | 0.00146 | 480.9891 | 0.07901 | 475.8676 | 0.97441 | 475.8676 | 0.21551 | 548.6195 | 0.2898 | 478.6722 | 0.05502 | 482.444 | -0.00035069 | 475.8676 | 0.0008535 | 475.6459 | 0.00139 | 478.6722 | -0.00013472 | 480.8139 | 0.00045506 | 475.8676 | 0.0003354 | 548.6195 | 0.00029044 | 475.8676 | -0.00019527 | 478.6722 | 0.06755 | 548.6195 | 0.65152 | 548.6195 | 0.81079 | 0 | 0 | 0.0015223 | 0.00034401 | 0.01747 | 0.21612 | 0.047792 | 0.065272 | 0.012343 | 0.00013463 | 0.00037724 | 0.00015369 | 0.00015702 | 0.00010084 | 0.00014121 | 9.8816e-05 | -9.4867e-06 | 0.014611 | 0.14776 | 0.18366
|  | 548.8461 | 0 | 548.8461 | 0 | 481.0358 | 0.0073984 | 482.6667 | 0.00163 | 481.2132 | 0.07695 | 476.0893 | 0.97542 | 476.0893 | 0.21567 | 548.8461 | 0.28605 | 478.8909 | 0.05789 | 482.6667 | 0.00156 | 476.0893 | 0.00255 | 475.8676 | -3.3152e-06 | 478.8909 | 0.0015711 | 481.0358 | 0.00045381 | 476.0893 | 0.00093861 | 548.8461 | 0.00058134 | 476.0893 | 0.00010968 | 478.8909 | 0.066107 | 548.8461 | 0.65205 | 548.8461 | 0.80953 | 0 | 0 | 0.0015385 | 0.00031175 | 0.017027 | 0.21601 | 0.048934 | 0.064337 | 0.012731 | 4.4536e-05 | 0.00036494 | 0.00019139 | 0.00027538 | 0.00010069 | 0.0001089 | 9.7302e-05 | 1.6561e-05 | 0.014464 | 0.14807 | 0.18363
|  | 549.0729 | 0 | 549.0729 | 0 | 481.2577 | 0.0064689 | 482.8893 | 0.00117 | 481.4372 | 0.07506 | 476.311 | 0.97312 | 476.311 | 0.22575 | 549.0729 | 0.2815 | 479.1095 | 0.05857 | 482.8893 | -0.00116 | 476.311 | 0.00074206 | 476.0893 | 0.00173 | 479.1095 | 0.00094807 | 481.2577 | 0.00045371 | 476.311 | 4.3788e-05 | 549.0729 | 0.000277 | 476.311 | 3.9714e-05 | 479.1095 | 0.066208 | 549.0729 | 0.65416 | 549.0729 | 0.81036 | 0 | 0 | 0.0015373 | 0.00029395 | 0.01662 | 0.21533 | 0.050214 | 0.063479 | 0.013327 | -8.3142e-05 | 0.00031062 | 0.00013547 | 4.2809e-05 | 0.00010078 | 9.5817e-05 | 0.000111 | 6.0735e-06 | 0.014397 | 0.14854 | 0.18385
|  | 549.2996 | 0 | 549.2996 | 0 | 481.4796 | 0.0073858 | 483.112 | 0.00147 | 481.6612 | 0.07329 | 476.5327 | 0.96936 | 476.5327 | 0.22722 | 549.2996 | 0.27848 | 479.3282 | 0.06333 | 483.112 | 0.00041329 | 476.5327 | 0.00206 | 476.311 | -0.00050792 | 479.3282 | -0.0005565 | 481.4796 | 0.00045453 | 476.5327 | 0.00082056 | 549.2996 | 0.00070219 | 476.5327 | 1.5074e-05 | 479.3282 | 0.065477 | 549.2996 | 0.65618 | 549.2996 | 0.8115 | 0 | 0 | 0.0015212 | 0.00029399 | 0.01627 | 0.21385 | 0.051027 | 0.062535 | 0.013891 | -6.5278e-05 | 0.00031615 | 2.642e-05 | 4.8461e-05 | 0.00010103 | 6.5963e-05 | 0.0001175 | 2.7438e-06 | 0.014316 | 0.14865 | 0.18376
|  | 549.5263 | 0 | 549.5263 | 0 | 481.7015 | 0.0063237 | 483.3347 | 0.00117 | 481.8854 | 0.07191 | 476.7545 | 0.9594 | 476.7545 | 0.233 | 549.5263 | 0.27313 | 479.5468 | 0.06373 | 483.3347 | -0.00099948 | 476.7545 | 0.00079143 | 476.5327 | 0.00074625 | 479.5468 | 0.00099976 | 481.7015 | 0.00045595 | 476.7545 | -0.00022563 | 549.5263 | 0.00033427 | 476.7545 | 9.6725e-06 | 479.5468 | 0.065465 | 549.5263 | 0.65498 | 549.5263 | 0.80939 | 0 | 0 | 0.0015408 | 0.00030957 | 0.015958 | 0.21362 | 0.051552 | 0.061684 | 0.014177 | 2.901e-05 | 0.00025734 | 2.9117e-05 | 0.00026768 | 0.00010138 | 6.5584e-05 | 0.00010344 | 2.2834e-07 | 0.014498 | 0.14902 | 0.1839
|  | 549.7531 | 0 | 549.7531 | 0 | 481.9234 | 0.0075618 | 483.5575 | 0.00161 | 482.1094 | 0.07053 | 476.9762 | 0.96765 | 476.9762 | 0.23204 | 549.7531 | 0.27094 | 479.7655 | 0.06592 | 483.5575 | 0.00126 | 476.9762 | 0.00153 | 476.7545 | -0.00048364 | 479.7655 | 0.0014483 | 481.9234 | 0.00045767 | 476.9762 | 0.00081724 | 549.7531 | 0.00057812 | 476.9762 | -7.6127e-06 | 479.7655 | 0.067128 | 549.7531 | 0.65944 | 549.7531 | 0.81267 | 0 | 0 | 0.0015518 | 0.00032851 | 0.015681 | 0.21387 | 0.052491 | 0.061002 | 0.014693 | 0.00012467 | 0.00023929 | 7.9412e-05 | 0.00014064 | 0.00010178 | 0.00010009 | 9.719e-05 | 7.4253e-06 | 0.014618 | 0.14988 | 0.18446
|  | 549.9799 | 0 | 549.9799 | 0 | 482.1454 | 0.0064215 | 483.7802 | 0.00134 | 482.3335 | 0.0694 | 477.1979 | 0.9611 | 477.1979 | 0.24134 | 549.9799 | 0.26707 | 479.9842 | 0.06845 | 483.7802 | -0.00014049 | 477.1979 | 0.00062797 | 476.9762 | 0.0012 | 479.9842 | -0.00016208 | 482.1454 | 0.00045946 | 477.1979 | 8.5426e-05 | 549.9799 | 0.00027905 | 477.1979 | 7.4576e-05 | 479.9842 | 0.066562 | 549.9799 | 0.66241 | 549.9799 | 0.81415 | 0 | 0 | 0.0015657 | 0.00032522 | 0.015427 | 0.21241 | 0.054539 | 0.060441 | 0.015284 | 0.00017703 | 0.00030688 | 8.2354e-05 | 2.7759e-05 | 0.00010217 | 0.00014473 | 0.00010036 | 2.161e-05 | 0.014441 | 0.15108 | 0.1855
|  | 550.2066 | 0 | 550.2066 | 0 | 482.3673 | 0.0076868 | 484.0029 | 0.00158 | 482.5576 | 0.06829 | 477.4197 | 0.95475 | 477.4197 | 0.25058 | 550.2066 | 0.26599 | 480.2029 | 0.07133 | 484.0029 | 0.00173 | 477.4197 | 0.00214 | 477.1979 | -0.0004573 | 480.2029 | 0.00041594 | 482.3673 | 0.00046117 | 477.4197 | 0.00122 | 550.2066 | 0.00060609 | 477.4197 | 0.00012033 | 480.2029 | 0.065506 | 550.2066 | 0.67 | 550.2066 | 0.82191 | 0 | 0 | 0.0015556 | 0.00031074 | 0.015213 | 0.21041 | 0.05541 | 0.059883 | 0.015511 | 8.7218e-05 | 0.00032857 | 6.2387e-05 | 1.6481e-05 | 0.00010254 | 0.00011179 | 0.00010899 | 1.1711e-05 | 0.014266 | 0.15202 | 0.18635
|  | 550.4334 | 0 | 550.4334 | 0 | 482.5893 | 0.0063284 | 484.2257 | 0.00121 | 482.7817 | 0.06747 | 477.6415 | 0.94281 | 477.6415 | 0.24913 | 550.4334 | 0.2621 | 480.4216 | 0.0705 | 484.2257 | -0.0009469 | 477.6415 | 0.00082314 | 477.4197 | 0.00102 | 480.4216 | -0.00026524 | 482.5893 | 0.0004627 | 477.6415 | -0.00021185 | 550.4334 | 0.00035505 | 477.6415 | -1.4717e-05 | 480.4216 | 0.064946 | 550.4334 | 0.67065 | 550.4334 | 0.8215 | 0 | 0 | 0.0015444 | 0.00032303 | 0.015049 | 0.20864 | 0.055875 | 0.059065 | 0.015935 | 0.0001251 | 0.0004328 | 4.109e-05 | 0.0001383 | 0.00010286 | 3.7837e-05 | 0.0001146 | 1.6474e-05 | 0.01425 | 0.15235 | 0.18643
|  | 550.6602 | 0 | 550.6602 | 0 | 482.8113 | 0.0075859 | 484.4485 | 0.00169 | 483.0059 | 0.06682 | 477.8632 | 0.93882 | 477.8632 | 0.25477 | 550.6602 | 0.25875 | 480.6403 | 0.07521 | 484.4485 | 0.00207 | 477.8632 | 0.00308 | 477.6415 | -0.00064944 | 480.6403 | 0.0015299 | 482.8113 | 0.00046401 | 477.8632 | 0.00055308 | 550.6602 | 0.0006555 | 477.8632 | 0.00016329 | 480.6403 | 0.065362 | 550.6602 | 0.67279 | 550.6602 | 0.82255 | 0 | 0 | 0.001555 | 0.00030742 | 0.014921 | 0.20785 | 0.05696 | 0.058285 | 0.016535 | 0.00016457 | 0.00044958 | 0.00017083 | 0.00020349 | 0.00010312 | -4.4024e-06 | 0.00011648 | 2.6552e-05 | 0.014386 | 0.15281 | 0.1867
|  | 550.887 | 0 | 550.887 | 0 | 483.0333 | 0.0064241 | 484.6712 | 0.00107 | 483.23 | 0.06631 | 478.085 | 0.93536 | 478.085 | 0.25885 | 550.887 | 0.25517 | 480.8591 | 0.07597 | 484.6712 | -0.00059249 | 478.085 | 0.00097389 | 477.8632 | 0.00219 | 480.8591 | 0.00033061 | 483.0333 | 0.00046507 | 478.085 | -0.00059278 | 550.887 | 0.00037158 | 478.085 | 7.6138e-05 | 480.8591 | 0.066164 | 550.887 | 0.67459 | 550.887 | 0.82368 | 0 | 0 | 0.0015524 | 0.00032192 | 0.014784 | 0.20674 | 0.057721 | 0.057591 | 0.017145 | 6.8784e-05 | 0.00030873 | 0.00015828 | 0.00020297 | 0.00010334 | 6.0687e-05 | 0.00011509 | 1.8716e-05 | 0.01466 | 0.15343 | 0.18713
|  | 551.1138 | 0 | 551.1138 | 0 | 483.2553 | 0.0075607 | 484.894 | 0.00182 | 483.4542 | 0.0656 | 478.3068 | 0.9288 | 478.3068 | 0.26163 | 551.1138 | 0.25264 | 481.0778 | 0.08078 | 484.894 | 0.00121 | 478.3068 | 0.00181 | 478.085 | -0.00076281 | 481.0778 | 0.0015251 | 483.2553 | 0.00046586 | 478.3068 | 0.00114 | 551.1138 | 0.00064326 | 478.3068 | 9.2629e-05 | 481.0778 | 0.067875 | 551.1138 | 0.67828 | 551.1138 | 0.82639 | 0 | 0 | 0.0015521 | 0.00032307 | 0.014659 | 0.20525 | 0.059021 | 0.056849 | 0.017945 | 0.00010327 | 0.00032828 | 5.4029e-05 | 0.00036217 | 0.00010349 | 4.498e-05 | 0.00011761 | 7.5896e-06 | 0.014536 | 0.15392 | 0.18735
|  | 551.3407 | 0 | 551.3407 | 0 | 483.4773 | 0.006421 | 485.1168 | 0.00108 | 483.6783 | 0.06518 | 478.5286 | 0.92185 | 478.5286 | 0.27055 | 551.3407 | 0.24859 | 481.2966 | 0.08329 | 485.1168 | -0.00028302 | 478.5286 | 0.00115 | 478.3068 | 0.00125 | 481.2966 | 0.0017861 | 483.4773 | 0.00046637 | 478.5286 | -0.00073443 | 551.3407 | 0.00039365 | 478.5286 | -2.4195e-05 | 481.2966 | 0.065029 | 551.3407 | 0.67882 | 551.3407 | 0.82548 | 0 | 0 | 0.0015541 | 0.00028746 | 0.014534 | 0.20422 | 0.060743 | 0.055964 | 0.018541 | -1.3605e-05 | 0.00030058 | 3.2513e-05 | 0.0003907 | 0.00010357 | -1.2331e-05 | 0.00011293 | 8.5511e-07 | 0.014295 | 0.15404 | 0.18717
|  | 551.5675 | 0 | 551.5675 | 0 | 483.6993 | 0.0075789 | 485.3397 | 0.0015 | 483.9025 | 0.06448 | 478.7505 | 0.91941 | 478.7505 | 0.2771 | 551.5675 | 0.24481 | 481.5153 | 0.08623 | 485.3397 | 0.00016091 | 478.7505 | 0.00156 | 478.5286 | -0.00095684 | 481.5153 | 0.0017859 | 483.6993 | 0.00046661 | 478.7505 | 0.00062325 | 551.5675 | 0.00060196 | 478.7505 | 3.1904e-05 | 481.5153 | 0.065664 | 551.5675 | 0.67927 | 551.5675 | 0.82466 | 0 | 0 | 0.0015407 | 0.00028969 | 0.014382 | 0.20266 | 0.061937 | 0.055212 | 0.019103 | -4.8727e-05 | 0.00024574 | -7.6824e-06 | 9.7652e-05 | 0.00010361 | 9.1596e-05 | 0.00011031 | 4.4738e-06 | 0.014523 | 0.1545 | 0.18741
|  | 551.7944 | 0 | 551.7944 | 0 | 483.9214 | 0.0062986 | 485.5625 | 0.0011 | 484.1267 | 0.06383 | 478.9723 | 0.90772 | 478.9723 | 0.28132 | 551.7944 | 0.24194 | 481.7341 | 0.0884 | 485.5625 | -0.00059823 | 478.9723 | 0.00065553 | 478.7505 | 0.00088757 | 481.7341 | -0.00089323 | 483.9214 | 0.00046661 | 478.9723 | 0.00020256 | 551.7944 | 0.00037049 | 478.9723 | 8.4305e-06 | 481.7341 | 0.067102 | 551.7944 | 0.68279 | 551.7944 | 0.82752 | 0 | 0 | 0.0015294 | 0.00028189 | 0.014218 | 0.20131 | 0.062976 | 0.054622 | 0.019651 | 6.0364e-05 | 0.00031122 | 4.8492e-05 | 8.9605e-05 | 0.00010359 | 0.00014117 | 0.00010251 | -1.0253e-06 | 0.014638 | 0.15536 | 0.18814
|  | 552.0213 | 0 | 552.0213 | 0 | 484.1434 | 0.0074768 | 485.7853 | 0.00143 | 484.3509 | 0.063 | 479.1941 | 0.90705 | 479.1941 | 0.28639 | 552.0213 | 0.23956 | 481.9529 | 0.09122 | 485.7853 | 0.00114 | 479.1941 | 0.00215 | 478.9723 | -0.00045037 | 481.9529 | 0.0017122 | 484.1434 | 0.00046644 | 479.1941 | 0.00107 | 552.0213 | 0.00053312 | 479.1941 | -1.7673e-05 | 481.9529 | 0.066694 | 552.0213 | 0.68678 | 552.0213 | 0.83097 | 0 | 0 | 0.0015065 | 0.00030418 | 0.014046 | 0.19971 | 0.063698 | 0.054036 | 0.020277 | 7.4143e-05 | 0.00042377 | 0.00012087 | 8.3495e-05 | 0.00010354 | 0.00013089 | 0.00010883 | -1.1424e-05 | 0.014555 | 0.15621 | 0.1888
|  | 552.2482 | 0 | 552.2482 | 0 | 484.3655 | 0.0060924 | 486.0082 | 0.0013 | 484.5751 | 0.06229 | 479.416 | 0.89315 | 479.416 | 0.2878 | 552.2482 | 0.23678 | 482.1717 | 0.09414 | 486.0082 | -0.00047456 | 479.416 | 0.00167 | 479.1941 | 0.00154 | 482.1717 | -0.00094897 | 484.3655 | 0.0004662 | 479.416 | 0.00010992 | 552.2482 | 0.00042621 | 479.416 | -8.5301e-05 | 482.1717 | 0.06636 | 552.2482 | 0.69026 | 552.2482 | 0.83337 | 0 | 0 | 0.0015055 | 0.00031313 | 0.013853 | 0.19738 | 0.064128 | 0.053508 | 0.0211 | 0.0001165 | 0.00056907 | 0.00011205 | -8.769e-05 | 0.00010351 | 0.00013976 | 0.00012006 | 8.1653e-06 | 0.014748 | 0.15724 | 0.18944
|  | 552.4751 | 0 | 552.4751 | 0 | 484.5876 | 0.0074661 | 486.231 | 0.00151 | 484.7994 | 0.06128 | 479.6379 | 0.88615 | 479.6379 | 0.29029 | 552.4751 | 0.23486 | 482.3905 | 0.09872 | 486.231 | 0.00152 | 479.6379 | 0.00346 | 479.416 | -0.00052999 | 482.3905 | 0.00014746 | 484.5876 | 0.00046598 | 479.6379 | 0.00115 | 552.4751 | 0.00063202 | 479.6379 | 0.00015891 | 482.3905 | 0.068437 | 552.4751 | 0.69572 | 552.4751 | 0.83645 | 0 | 0 | 0.001538 | 0.00027441 | 0.013628 | 0.19583 | 0.065535 | 0.052939 | 0.021864 | 6.687e-06 | 0.00046086 | 6.8777e-05 | 3.9944e-07 | 0.00010347 | 9.2128e-05 | 0.00011696 | 7.2641e-06 | 0.014918 | 0.15825 | 0.19003
|  | 552.702 | 0 | 552.702 | 0 | 484.8096 | 0.0063847 | 486.454 | 0.00095222 | 485.0236 | 0.06027 | 479.8598 | 0.87899 | 479.8598 | 0.30041 | 552.702 | 0.23175 | 482.6093 | 0.1011 | 486.454 | -0.00146 | 479.8598 | 0.00069397 | 479.6379 | 0.00115 | 482.6093 | -0.00014381 | 484.8096 | 0.00046586 | 479.8598 | -0.00031961 | 552.702 | 0.00039886 | 479.8598 | -9.3434e-05 | 482.6093 | 0.067895 | 552.702 | 0.69908 | 552.702 | 0.83845 | 0 | 0 | 0.0015438 | 0.00026884 | 0.01336 | 0.19359 | 0.066543 | 0.052277 | 0.022686 | -0.00011739 | 0.00036323 | 8.2218e-05 | 0.00016185 | 0.00010346 | 5.724e-05 | 0.00011348 | 3.8106e-06 | 0.01465 | 0.159 | 0.19047
|  | 552.9289 | 0 | 552.9289 | 0 | 485.0317 | 0.0075184 | 486.6769 | 0.00146 | 485.2478 | 0.05889 | 480.0817 | 0.8659 | 480.0817 | 0.29937 | 552.9289 | 0.22899 | 482.8282 | 0.10625 | 486.6769 | 0.00040675 | 480.0817 | 0.00258 | 479.8598 | -0.00040893 | 482.8282 | 0.0016232 | 485.0317 | 0.00046588 | 480.0817 | 0.00083554 | 552.9289 | 0.00060125 | 480.0817 | 0.00012778 | 482.8282 | 0.066006 | 552.9289 | 0.70225 | 552.9289 | 0.84023 | 0 | 0 | 0.0015313 | 0.0002637 | 0.012996 | 0.19027 | 0.067922 | 0.051568 | 0.023185 | -6.5878e-06 | 0.00041273 | 0.00013436 | 0.00016777 | 0.0001035 | 5.4429e-05 | 0.00012613 | 2.1112e-05 | 0.01468 | 0.15945 | 0.1906
|  | 553.1558 | 0 | 553.1558 | 0 | 485.2538 | 0.0062704 | 486.8997 | 0.0009061 | 485.4721 | 0.057 | 480.3036 | 0.84905 | 480.3036 | 0.31282 | 553.1558 | 0.22549 | 483.047 | 0.10564 | 486.8997 | -0.00046586 | 480.3036 | 0.00114 | 480.0817 | 0.00162 | 483.047 | -8.9928e-05 | 485.2538 | 0.00046607 | 480.3036 | -0.00034497 | 553.1558 | 0.00051035 | 480.3036 | 6.2506e-05 | 483.047 | 0.068156 | 553.1558 | 0.70307 | 553.1558 | 0.83958 | 0 | 0 | 0.0015123 | 0.00027711 | 0.012548 | 0.18891 | 0.069405 | 0.050813 | 0.023959 | 0.00010301 | 0.00026852 | 0.00024134 | 7.3365e-05 | 0.00010356 | 8.3778e-05 | 0.00011661 | 3.6073e-06 | 0.014954 | 0.15968 | 0.19049
|  | 553.3828 | 0 | 553.3828 | 0 | 485.4759 | 0.0073471 | 487.1227 | 0.00158 | 485.6964 | 0.0549 | 480.5255 | 0.85345 | 480.5255 | 0.31268 | 553.3828 | 0.22229 | 483.2659 | 0.11329 | 487.1227 | 0.00139 | 480.5255 | 0.00128 | 480.3036 | 0.0005552 | 483.2659 | 0.00076032 | 485.4759 | 0.00046643 | 480.5255 | 0.0011 | 553.3828 | 0.00051728 | 480.5255 | -2.9996e-05 | 483.2659 | 0.068492 | 553.3828 | 0.7041 | 553.3828 | 0.83907 | 0 | 0 | 0.0015172 | 0.00030987 | 0.012126 | 0.18845 | 0.070417 | 0.05 | 0.024929 | -3.2325e-05 | 0.00017163 | 0.00018033 | 6.651e-05 | 0.00010368 | 0.00012482 | 0.00010604 | -1.5349e-05 | 0.014854 | 0.1597 | 0.19019
|  | 553.6097 | 0 | 553.6097 | 0 | 485.6981 | 0.006313 | 487.3456 | 0.0012 | 485.9207 | 0.05322 | 480.7474 | 0.84482 | 480.7474 | 0.32191 | 553.6097 | 0.21832 | 483.4847 | 0.11451 | 487.3456 | -0.00168 | 480.7474 | 0.00026666 | 480.5255 | 0.00107 | 483.4847 | -0.00015257 | 485.6981 | 0.000467 | 480.7474 | 2.4871e-05 | 553.6097 | 0.00041719 | 480.7474 | -0.00010833 | 483.4847 | 0.067244 | 553.6097 | 0.70322 | 553.6097 | 0.83693 | 0 | 0 | 0.001508 | 0.00030211 | 0.011719 | 0.18676 | 0.072567 | 0.049282 | 0.025564 | -0.00016394 | 0.00032252 | 3.8684e-05 | 9.0893e-06 | 0.00010383 | 8.5984e-05 | 0.00010991 | -2.1619e-05 | 0.014772 | 0.16005 | 0.19019
|  | 553.8367 | 0 | 553.8367 | 0 | 485.9202 | 0.0072639 | 487.5686 | 0.00151 | 486.145 | 0.05128 | 480.9693 | 0.8383 | 480.9693 | 0.33208 | 553.8367 | 0.21595 | 483.7036 | 0.11909 | 487.5686 | 0.00020943 | 480.9693 | 0.00264 | 480.7474 | -0.00072138 | 483.7036 | 0.00023563 | 485.9202 | 0.00046783 | 480.9693 | 0.00075004 | 553.8367 | 0.00055129 | 480.9693 | -8.6511e-05 | 483.7036 | 0.067737 | 553.8367 | 0.70712 | 553.8367 | 0.83901 | 0 | 0 | 0.0015133 | 0.00027461 | 0.011324 | 0.18515 | 0.073589 | 0.048764 | 0.026529 | -0.00010485 | 0.00032461 | 0.00013411 | -1.3034e-05 | 0.00010405 | 4.6483e-05 | 0.00010444 | -2.9596e-05 | 0.014823 | 0.16107 | 0.19086
|  | 554.0637 | 0 | 554.0637 | 0 | 486.1423 | 0.0063608 | 487.7915 | 0.00095327 | 486.3693 | 0.04968 | 481.1913 | 0.83008 | 481.1913 | 0.33103 | 554.0637 | 0.21371 | 483.9225 | 0.12328 | 487.7915 | -0.00115 | 481.1913 | 0.00028508 | 480.9693 | 0.00193 | 483.9225 | -0.00035472 | 486.1423 | 0.00046901 | 481.1913 | -0.00033118 | 554.0637 | 0.00036889 | 481.1913 | -0.00018018 | 483.9225 | 0.067689 | 554.0637 | 0.71208 | 554.0637 | 0.84268 | 0 | 0 | 0.0015349 | 0.00026458 | 0.010955 | 0.18334 | 0.075011 | 0.048303 | 0.027331 | -0.0001364 | 0.00032795 | 0.00016579 | 0.00022733 | 0.00010438 | 4.5307e-05 | 8.1714e-05 | -9.1218e-06 | 0.014789 | 0.16227 | 0.19187
|  | 554.2907 | 0 | 554.2907 | 0 | 486.3645 | 0.0074568 | 488.0145 | 0.00142 | 486.5936 | 0.048 | 481.4132 | 0.82192 | 481.4132 | 0.34487 | 554.2907 | 0.21188 | 484.1414 | 0.12647 | 488.0145 | -7.3488e-05 | 481.4132 | 0.00267 | 481.1913 | -0.00043607 | 484.1414 | 0.002432 | 486.3645 | 0.00047067 | 481.4132 | 0.00073943 | 554.2907 | 0.00035108 | 481.4132 | 9.7984e-05 | 484.1414 | 0.067447 | 554.2907 | 0.71766 | 554.2907 | 0.84787 | 0 | 0 | 0.0015176 | 0.00025838 | 0.010594 | 0.18183 | 0.07716 | 0.047789 | 0.02769 | -5.9959e-05 | 0.00044174 | 0.00013805 | 0.00022255 | 0.00010481 | 1.5815e-05 | 8.6145e-05 | -4.0407e-06 | 0.01458 | 0.16325 | 0.19255
|  | 554.5177 | 0 | 554.5177 | 0 | 486.5866 | 0.0062072 | 488.2375 | 0.00089741 | 486.8179 | 0.04645 | 481.6352 | 0.81637 | 481.6352 | 0.35033 | 554.5177 | 0.20915 | 484.3603 | 0.12649 | 488.2375 | -0.00046428 | 481.6352 | 0.00131 | 481.4132 | 0.00168 | 484.3603 | -0.00039897 | 486.5866 | 0.00047295 | 481.6352 | -0.00059694 | 554.5177 | 0.00040787 | 481.6352 | -0.00013439 | 484.3603 | 0.065744 | 554.5177 | 0.72061 | 554.5177 | 0.84854 | 0 | 0 | 0.0015284 | 0.00026618 | 0.010231 | 0.18112 | 0.078064 | 0.047258 | 0.028321 | 3.6845e-05 | 0.00032189 | 7.7394e-05 | 9.3129e-05 | 0.00010542 | 6.2497e-05 | 0.00010283 | -9.3671e-06 | 0.014531 | 0.16406 | 0.19294
|  | 554.7447 | 0 | 554.7447 | 0 | 486.8088 | 0.0075494 | 488.4605 | 0.00149 | 487.0423 | 0.04475 | 481.8572 | 0.81542 | 481.8572 | 0.35298 | 554.7447 | 0.20716 | 484.5792 | 0.13227 | 488.4605 | 0.00079474 | 481.8572 | 0.00159 | 481.6352 | -0.00098269 | 484.5792 | 0.0012498 | 486.8088 | 0.00047593 | 481.8572 | 0.00116 | 554.7447 | 0.00049797 | 481.8572 | 4.9998e-05 | 484.5792 | 0.067021 | 554.7447 | 0.72465 | 554.7447 | 0.85118 | 0 | 0 | 0.0015311 | 0.00028101 | 0.0098784 | 0.17966 | 0.079446 | 0.046778 | 0.029209 | -2.6234e-05 | 0.00021362 | 3.7439e-05 | 1.9551e-05 | 0.00010615 | 6.1764e-05 | 0.00010467 | -3.6843e-07 | 0.014599 | 0.165 | 0.19369
|  | 554.9718 | 0 | 554.9718 | 0 | 487.031 | 0.006234 | 488.6835 | 0.00103 | 487.2666 | 0.04332 | 482.0792 | 0.80328 | 482.0792 | 0.36281 | 554.9718 | 0.20493 | 484.7982 | 0.13455 | 488.6835 | -0.00103 | 482.0792 | 0.00033469 | 481.8572 | 0.00132 | 484.7982 | -0.0010712 | 487.031 | 0.00047963 | 482.0792 | -0.00060352 | 554.9718 | 0.00042409 | 482.0792 | -5.3317e-05 | 484.7982 | 0.066345 | 554.9718 | 0.72889 | 554.9718 | 0.8551 | 0 | 0 | 0.0015165 | 0.00024867 | 0.0095583 | 0.17804 | 0.08184 | 0.046222 | 0.029689 | -1.1819e-05 | 0.00037129 | 7.8263e-05 | 2.1988e-06 | 0.00010707 | 2.6196e-05 | 9.97e-05 | 1.9655e-05 | 0.014641 | 0.16572 | 0.19421
|  | 555.1988 | 0 | 555.1988 | 0 | 487.2532 | 0.0074143 | 488.9065 | 0.0012 | 487.491 | 0.04187 | 482.3012 | 0.80051 | 482.3012 | 0.37442 | 555.1988 | 0.20224 | 485.0171 | 0.13663 | 488.9065 | 0.00092401 | 482.3012 | 0.00301 | 482.0792 | -0.00061487 | 485.0171 | 0.0010913 | 487.2532 | 0.00048392 | 482.3012 | 0.0008395 | 555.1988 | 0.00045417 | 482.3012 | 0.00023037 | 485.0171 | 0.067388 | 555.1988 | 0.73097 | 555.1988 | 0.85569 | 0 | 0 | 0.0015337 | 0.00024258 | 0.0092627 | 0.17662 | 0.083435 | 0.045572 | 0.030445 | 9.5415e-05 | 0.0004529 | 9.8259e-05 | 0.00016259 | 0.00010804 | 3.3201e-05 | 0.00010485 | 3.9168e-05 | 0.014832 | 0.16612 | 0.19426
|  | 555.4259 | 0 | 555.4259 | 0 | 487.4754 | 0.0063909 | 489.1296 | 0.00097498 | 487.7154 | 0.0407 | 482.5232 | 0.79057 | 482.5232 | 0.37721 | 555.4259 | 0.19917 | 485.2361 | 0.14146 | 489.1296 | -6.8496e-05 | 482.5232 | 0.00107 | 482.3012 | 0.0015 | 485.2361 | 0.00039376 | 487.4754 | 0.00048854 | 482.5232 | -0.0005404 | 555.4259 | 0.00046935 | 482.5232 | 0.00012248 | 485.2361 | 0.068089 | 555.4259 | 0.73223 | 555.4259 | 0.85539 | 0 | 0 | 0.001558 | 0.00026821 | 0.0090321 | 0.17558 | 0.085504 | 0.044827 | 0.031331 | 0.00010946 | 0.00037743 | 0.00019028 | 0.0001777 | 0.00010907 | -2.6683e-05 | 0.00010006 | 2.5769e-05 | 0.014861 | 0.16617 | 0.19384
|  | 555.6529 | 0 | 555.6529 | 0 | 487.6977 | 0.0076304 | 489.3526 | 0.00143 | 487.9398 | 0.0398 | 482.7452 | 0.79109 | 482.7452 | 0.39303 | 555.6529 | 0.19566 | 485.4551 | 0.14471 | 489.3526 | 0.00105 | 482.7452 | 0.00233 | 482.5232 | 0.00021416 | 485.455 | 0.0012293 | 487.6977 | 0.00049309 | 482.7452 | 0.00030003 | 555.6529 | 0.00041199 | 482.7452 | 0.00010965 | 485.455 | 0.06765 | 555.6529 | 0.73136 | 555.6529 | 0.85196 | 0 | 0 | 0.0015522 | 0.00027547 | 0.0088544 | 0.17495 | 0.087201 | 0.044029 | 0.031977 | 1.002e-05 | 0.00035916 | 7.3253e-05 | 0.00030317 | 0.00011003 | -1.5403e-05 | 8.7472e-05 | -1.5212e-06 | 0.014534 | 0.16597 | 0.19313
|  | 555.88 | 0 | 555.88 | 0 | 487.9199 | 0.0063386 | 489.5757 | 0.00104 | 488.1642 | 0.03912 | 482.9673 | 0.78468 | 482.9673 | 0.39239 | 555.88 | 0.1921 | 485.674 | 0.14737 | 489.5757 | -0.00096015 | 482.9673 | 0.00090496 | 482.7452 | 0.00044571 | 485.674 | 0.0015398 | 487.9199 | 0.00049711 | 482.9673 | -0.00043877 | 555.88 | 0.00035838 | 482.9673 | -0.00012335 | 485.674 | 0.065104 | 555.88 | 0.73038 | 555.88 | 0.84892 | 0 | 0 | 0.0015443 | 0.00025321 | 0.0086742 | 0.17392 | 0.088721 | 0.043225 | 0.032656 | -2.9452e-05 | 0.00036026 | -1.1905e-05 | 0.00033829 | 0.00011081 | 0.00010894 | 8.0869e-05 | -1.5199e-05 | 0.014296 | 0.16578 | 0.19241
|  | 556.1071 | 0 | 556.1071 | 0 | 488.1421 | 0.0075594 | 489.7988 | 0.00123 | 488.3886 | 0.03818 | 483.1893 | 0.78189 | 483.1893 | 0.40675 | 556.1071 | 0.18858 | 485.893 | 0.15086 | 489.7988 | 0.00069611 | 483.1893 | 0.00234 | 482.9673 | -0.00055294 | 485.893 | 0.0015497 | 488.1421 | 0.00050016 | 483.1893 | 0.00142 | 556.1071 | 0.00035384 | 483.1893 | -1.3557e-05 | 485.893 | 0.065457 | 556.1071 | 0.72966 | 556.1071 | 0.84564 | 0 | 0 | 0.0015465 | 0.00022828 | 0.0084823 | 0.17315 | 0.091584 | 0.042539 | 0.033239 | 2.1651e-05 | 0.0004053 | 0.00015288 | 0.00023814 | 0.00011136 | 0.00010929 | 8.4318e-05 | 5.6671e-06 | 0.014372 | 0.16584 | 0.1919
|  | 556.3342 | 0 | 556.3342 | 0 | 488.3644 | 0.0063565 | 490.0218 | 0.00081665 | 488.613 | 0.03741 | 483.4114 | 0.77746 | 483.4114 | 0.41803 | 556.3342 | 0.18603 | 486.112 | 0.15271 | 490.0218 | -0.000502 | 483.4114 | 0.00131 | 483.1893 | 0.00193 | 486.112 | 0.00062516 | 488.3644 | 0.00050192 | 483.4114 | -0.00043572 | 556.3342 | 0.00038868 | 483.4114 | 6.4594e-05 | 486.112 | 0.065802 | 556.3342 | 0.73082 | 556.3342 | 0.84427 | 0 | 0 | 0.0015331 | 0.00024505 | 0.0082901 | 0.17211 | 0.093595 | 0.04197 | 0.033717 | 8.9021e-05 | 0.00039417 | 0.00020389 | 5.2116e-05 | 0.00011159 | 2.9528e-05 | 8.0346e-05 | 1.9112e-05 | 0.014535 | 0.16625 | 0.1917
|  | 556.5613 | 0 | 556.5613 | 0 | 488.5866 | 0.0074392 | 490.245 | 0.00138 | 488.8375 | 0.03646 | 483.6335 | 0.77262 | 483.6335 | 0.4249 | 556.5613 | 0.18355 | 486.331 | 0.15518 | 490.245 | 0.0013 | 483.6335 | 0.00224 | 483.4114 | -9.3838e-05 | 486.331 | -0.00014927 | 488.5866 | 0.00050226 | 483.6335 | 0.00070166 | 556.5613 | 0.00031884 | 483.6335 | 0.00010753 | 486.331 | 0.066919 | 556.5613 | 0.73316 | 556.5613 | 0.84385 | 0 | 0 | 0.0015296 | 0.00026431 | 0.0080951 | 0.17059 | 0.095511 | 0.04141 | 0.034265 | 9.5396e-05 | 0.0002967 | 2.7576e-05 | -6.3283e-07 | 0.00011155 | 4.5911e-05 | 8.1491e-05 | 1.2262e-05 | 0.014505 | 0.16677 | 0.19174
|  | 556.7885 | 0 | 556.7885 | 0 | 488.8089 | 0.0063233 | 490.4681 | 0.00098921 | 489.062 | 0.03567 | 483.8556 | 0.76367 | 483.8556 | 0.43525 | 556.7885 | 0.18108 | 486.55 | 0.1577 | 490.4681 | -0.00044489 | 483.8556 | 0.00043205 | 483.6335 | 0.00034219 | 486.55 | 0.00014349 | 488.8089 | 0.00050135 | 483.8556 | -0.00028819 | 556.7885 | 0.00039874 | 483.8556 | 2.8986e-06 | 486.55 | 0.065532 | 556.7885 | 0.73531 | 556.7885 | 0.84455 | 0 | 0 | 0.0015313 | 0.00022122 | 0.0079088 | 0.16859 | 0.097633 | 0.040795 | 0.035187 | 5.457e-05 | 0.00024011 | 4.855e-05 | 0.00025964 | 0.00011125 | 3.4419e-05 | 8.5232e-05 | -1.8701e-05 | 0.014332 | 0.1671 | 0.19178
|  | 557.0156 | 0 | 557.0156 | 0 | 489.0312 | 0.0074545 | 490.6912 | 0.00099357 | 489.2864 | 0.0348 | 484.0777 | 0.75442 | 484.0777 | 0.44389 | 557.0156 | 0.17813 | 486.7691 | 0.16361 | 490.6912 | 0.00093399 | 484.0777 | 0.00173 | 483.8556 | 9.5034e-05 | 486.7691 | 0.0022274 | 489.0312 | 0.00049959 | 484.0777 | 0.00059812 | 557.0156 | 0.00035174 | 484.0777 | -0.00017129 | 486.7691 | 0.065335 | 557.0156 | 0.73598 | 557.0156 | 0.84409 | 0 | 0 | 0.0015286 | 0.00022578 | 0.0077389 | 0.16696 | 0.099796 | 0.04019 | 0.035862 | 6.0877e-05 | 0.00022831 | 0.00024488 | 0.00031822 | 0.00011083 | -5.5474e-06 | 8.7083e-05 | -2.1036e-05 | 0.014142 | 0.16749 | 0.19182
|  | 557.2428 | 0 | 557.2428 | 0 | 489.2535 | 0.0062984 | 490.9144 | 0.00103 | 489.5109 | 0.03415 | 484.2998 | 0.74906 | 484.2998 | 0.45477 | 557.2428 | 0.17572 | 486.9881 | 0.16381 | 490.9144 | -0.00038838 | 484.2998 | 0.00032593 | 484.0777 | 0.00211 | 486.9881 | 0.00067795 | 489.2535 | 0.00049759 | 484.2998 | -0.00064808 | 557.2428 | 0.00041497 | 484.2998 | -1.8137e-05 | 486.9881 | 0.063784 | 557.2428 | 0.73863 | 557.2428 | 0.84476 | 0 | 0 | 0.0015224 | 0.00027112 | 0.0075788 | 0.16536 | 0.10231 | 0.039594 | 0.036301 | 0.00016419 | 0.00010903 | 0.00014689 | 0.00029027 | 0.00011045 | -2.2449e-05 | 8.2376e-05 | 9.3962e-06 | 0.014155 | 0.16785 | 0.1917
|  | 557.4699 | 0 | 557.4699 | 0 | 489.4758 | 0.0073969 | 491.1375 | 0.0014 | 489.7354 | 0.03337 | 484.5219 | 0.73996 | 484.5219 | 0.46648 | 557.4699 | 0.17288 | 487.2072 | 0.16763 | 491.1375 | 0.00186 | 484.5219 | 0.0006558 | 484.2998 | -0.00078722 | 487.2072 | 0.0019722 | 489.4758 | 0.00049604 | 484.5219 | 0.00044593 | 557.4699 | 0.0003103 | 484.5219 | 0.00010275 | 487.2072 | 0.065452 | 557.4699 | 0.73919 | 557.4699 | 0.84304 | 0 | 0 | 0.0015274 | 0.00025376 | 0.0074194 | 0.16392 | 0.10444 | 0.039052 | 0.036787 | 0.00016569 | 0.00025611 | 5.3615e-05 | 0.00018681 | 0.00011023 | -3.9172e-05 | 8.6565e-05 | 2.1457e-05 | 0.014111 | 0.16827 | 0.19165
|  | 557.6971 | 0 | 557.6971 | 0 | 489.6982 | 0.0063436 | 491.3607 | 0.00087401 | 489.9599 | 0.03273 | 484.744 | 0.73587 | 484.744 | 0.47387 | 557.6971 | 0.17092 | 487.4262 | 0.16823 | 491.3607 | -0.00037522 | 484.744 | 0.00165 | 484.5219 | 0.00127 | 487.4262 | -0.00026668 | 489.6982 | 0.00049556 | 484.744 | -0.00079861 | 557.6971 | 0.00045178 | 484.744 | 9.0435e-05 | 487.4262 | 0.063385 | 557.6971 | 0.74223 | 557.6971 | 0.84418 | 0 | 0 | 0.0015392 | 0.00024817 | 0.0072688 | 0.16218 | 0.10694 | 0.038576 | 0.037387 | 3.1879e-05 | 0.00050426 | 4.8527e-05 | 0.00011656 | 0.00011029 | -2.9688e-05 | 8.8395e-05 | 2.5287e-05 | 0.014038 | 0.16901 | 0.19193
|  | 557.9243 | 0 | 557.9243 | 0 | 489.9205 | 0.0075034 | 491.5839 | 0.00135 | 490.1844 | 0.03202 | 484.9662 | 0.72429 | 484.9662 | 0.48896 | 557.9243 | 0.16866 | 487.6453 | 0.17308 | 491.5839 | 0.00066091 | 484.9662 | 0.00289 | 484.744 | -0.0008331 | 487.6453 | 0.0013308 | 489.9205 | 0.00049662 | 484.9662 | 0.00053132 | 557.9243 | 0.00032635 | 484.9662 | 0.00013723 | 487.6453 | 0.064764 | 557.9243 | 0.74552 | 557.9243 | 0.84539 | 0 | 0 | 0.0015622 | 0.00024512 | 0.0071149 | 0.16038 | 0.10887 | 0.038088 | 0.038413 | -7.3558e-05 | 0.00030992 | 7.737e-06 | 0.0001459 | 0.00011073 | 4.9401e-05 | 8.5366e-05 | 5.9167e-06 | 0.014127 | 0.16967 | 0.19212
|  | 558.1515 | 0 | 558.1515 | 0 | 490.1428 | 0.0065485 | 491.8071 | 0.00084628 | 490.4089 | 0.03135 | 485.1883 | 0.71951 | 485.1883 | 0.49114 | 558.1515 | 0.16662 | 487.8644 | 0.17758 | 491.8071 | -0.00132 | 485.1883 | -9.9947e-05 | 484.9662 | 0.00090275 | 487.8644 | 1.152e-06 | 490.1428 | 0.0004994 | 485.1883 | -8.6585e-05 | 558.1515 | 0.00042512 | 485.1883 | -8.3967e-05 | 487.8644 | 0.064201 | 558.1515 | 0.74809 | 558.1515 | 0.8458 | 0 | 0 | 0.0015646 | 0.00022725 | 0.006952 | 0.15818 | 0.11011 | 0.0375 | 0.039298 | -5.6826e-05 | 0.0001222 | 8.255e-05 | 0.00014248 | 0.00011153 | 9.6683e-05 | 8.3057e-05 | -5.8777e-06 | 0.014082 | 0.1699 | 0.1918
|  | 558.3787 | 0 | 558.3787 | 0 | 490.3652 | 0.0075249 | 492.0303 | 0.00119 | 490.6334 | 0.03058 | 485.4105 | 0.70442 | 485.4105 | 0.50011 | 558.3787 | 0.16345 | 488.0835 | 0.18116 | 492.0303 | 0.00081081 | 485.4105 | 0.0012 | 485.1883 | -0.0001596 | 488.0835 | 0.0012996 | 490.3652 | 0.00050381 | 485.4105 | 0.00095694 | 558.3787 | 0.00030595 | 485.4105 | 3.1056e-05 | 488.0835 | 0.064351 | 558.3787 | 0.74738 | 558.3787 | 0.8424 | 0 | 0 | 0.0015442 | 0.00025 | 0.0067994 | 0.15702 | 0.11107 | 0.036911 | 0.039614 | -3.8972e-05 | 0.00019187 | 0.00011113 | 0.00027479 | 0.00011265 | 9.6526e-05 | 8.8666e-05 | -3.208e-06 | 0.013944 | 0.17011 | 0.19158
|  | 558.606 | 0 | 558.606 | 0 | 490.5875 | 0.006365 | 492.2535 | 0.00105 | 490.858 | 0.02998 | 485.6327 | 0.70906 | 485.6327 | 0.49978 | 558.606 | 0.16143 | 488.3026 | 0.18043 | 492.2535 | -0.00116 | 485.6327 | 0.00052726 | 485.4105 | 0.00116 | 488.3026 | 0.0012086 | 490.5875 | 0.00050949 | 485.6327 | -8.7994e-05 | 558.606 | 0.00047445 | 485.6327 | -5.9934e-05 | 488.3026 | 0.062923 | 558.606 | 0.74987 | 558.606 | 0.84379 | 0 | 0 | 0.0015406 | 0.00024668 | 0.0066521 | 0.15525 | 0.11305 | 0.036442 | 0.039826 | -8.9296e-06 | 0.00031633 | 0.00011815 | 0.00026402 | 0.00011402 | 7.5302e-05 | 8.8519e-05 | 2.1285e-05 | 0.013826 | 0.17069 | 0.19189
|  | 558.8332 | 0 | 558.8332 | 0 | 490.8099 | 0.0074902 | 492.4767 | 0.00116 | 491.0826 | 0.02926 | 485.8549 | 0.68836 | 485.8549 | 0.51775 | 558.8332 | 0.15931 | 488.5217 | 0.18308 | 492.4767 | 0.00108 | 485.8549 | 0.00232 | 485.6327 | -9.6383e-05 | 488.5217 | 0.0012013 | 490.8099 | 0.00051593 | 485.8549 | 0.00076578 | 558.8332 | 0.00030463 | 485.8549 | 0.00025152 | 488.5217 | 0.063278 | 558.8332 | 0.75243 | 558.8332 | 0.84504 | 0 | 0 | 0.0015511 | 0.00022533 | 0.0065139 | 0.1518 | 0.11549 | 0.036031 | 0.040001 | 0.00015823 | 0.00029586 | 6.1296e-05 | 0.00018772 | 0.00011547 | 4.4627e-06 | 8.0364e-05 | 3.9921e-05 | 0.013941 | 0.1715 | 0.19227
|  | 559.0604 | 0 | 559.0604 | 0 | 491.0323 | 0.0064599 | 492.7 | 0.00085877 | 491.3072 | 0.02875 | 486.0771 | 0.67799 | 486.0771 | 0.52179 | 559.0604 | 0.1578 | 488.7409 | 0.18198 | 492.7 | 0.00033767 | 486.0771 | 0.00034302 | 485.8549 | 0.00064811 | 488.7409 | 0.00051198 | 491.0323 | 0.00052252 | 486.0771 | -0.00072561 | 559.0604 | 0.00040265 | 486.0771 | 0.00010781 | 488.7409 | 0.063953 | 559.0604 | 0.75691 | 559.0604 | 0.84712 | 0 | 0 | 0.0015602 | 0.00023765 | 0.0063859 | 0.14937 | 0.11739 | 0.035581 | 0.040503 | 0.00018059 | 0.00030919 | 0.00013354 | 7.6745e-05 | 0.00011688 | -2.9016e-06 | 6.6632e-05 | 2.3904e-05 | 0.013872 | 0.17225 | 0.19253
|  | 559.2877 | 0 | 559.2877 | 0 | 491.2547 | 0.0075715 | 492.9232 | 0.00127 | 491.5317 | 0.02812 | 486.2993 | 0.66646 | 486.2993 | 0.53486 | 559.2877 | 0.15533 | 488.96 | 0.18767 | 492.9232 | 0.00128 | 486.2993 | 0.00244 | 486.0771 | 0.00055384 | 488.96 | 0.00018843 | 491.2547 | 0.00052867 | 486.2993 | 0.00069949 | 559.2877 | 0.00018374 | 486.2993 | 0.00010735 | 488.96 | 0.062648 | 559.2877 | 0.75894 | 559.2877 | 0.84728 | 0 | 0 | 0.0015476 | 0.00024432 | 0.0062599 | 0.1467 | 0.11927 | 0.035148 | 0.041048 | 6.8179e-05 | 0.00039111 | 0.00023152 | -5.6485e-05 | 0.00011816 | 3.1987e-05 | 7.2569e-05 | 1.3288e-05 | 0.013745 | 0.17301 | 0.19279
|  | 559.515 | 0 | 559.515 | 0 | 491.4771 | 0.0063454 | 493.1465 | 0.00091867 | 491.7563 | 0.02762 | 486.5215 | 0.65382 | 486.5215 | 0.53858 | 559.515 | 0.15396 | 489.1792 | 0.18694 | 493.1465 | -0.00066924 | 486.5215 | 0.00108 | 486.2993 | 0.00153 | 489.1792 | -0.00070393 | 491.4771 | 0.00053387 | 486.5215 | -0.0004116 | 559.515 | 0.00045484 | 486.5215 | 1.2247e-05 | 489.1792 | 0.062796 | 559.515 | 0.76347 | 559.515 | 0.84923 | 0 | 0 | 0.0015363 | 0.00027786 | 0.0061274 | 0.14441 | 0.1203 | 0.034714 | 0.041489 | -2.7541e-05 | 0.00034001 | 9.4985e-05 | 6.6405e-06 | 0.00011917 | 3.7414e-05 | 8.0693e-05 | 7.1426e-06 | 0.013807 | 0.1736 | 0.19291
|  | 559.7423 | 0 | 559.7423 | 0 | 491.6995 | 0.0074699 | 493.3698 | 0.00157 | 491.981 | 0.02694 | 486.7437 | 0.64583 | 486.7437 | 0.54411 | 559.7423 | 0.1515 | 489.3983 | 0.19164 | 493.3698 | 0.00042257 | 486.7437 | 0.00198 | 486.5215 | -0.00067512 | 489.3983 | 0.00076452 | 491.6995 | 0.00053776 | 486.7437 | 0.00074831 | 559.7423 | 0.0002552 | 486.7437 | 5.2034e-05 | 489.3983 | 0.063193 | 559.7423 | 0.76414 | 559.7423 | 0.84829 | 0 | 0 | 0.0015426 | 0.00025032 | 0.005987 | 0.14277 | 0.12112 | 0.034241 | 0.042518 | -1.7875e-05 | 0.00036779 | 6.2766e-05 | 8.1472e-05 | 0.00011988 | 2.943e-05 | 9.1004e-05 | 1.1939e-05 | 0.013933 | 0.17404 | 0.19289
|  | 559.9696 | 0 | 559.9696 | 0 | 491.9219 | 0.0063999 | 493.5931 | 0.00067197 | 492.2056 | 0.02637 | 486.9659 | 0.63906 | 486.9659 | 0.54596 | 559.9696 | 0.14979 | 489.6175 | 0.19635 | 493.5931 | -0.00058267 | 486.9659 | 0.00133 | 486.7437 | 0.00124 | 489.6175 | -2.109e-05 | 491.9219 | 0.00054012 | 486.9659 | -0.00048345 | 559.9696 | 0.00054554 | 486.9659 | 5.5414e-05 | 489.6175 | 0.063942 | 559.9696 | 0.76725 | 559.9696 | 0.84891 | 0 | 0 | 0.0015669 | 0.00020454 | 0.0058463 | 0.13953 | 0.12246 | 0.033753 | 0.043372 | 6.2226e-05 | 0.00040229 | 0.0001803 | 0.00011461 | 0.00012023 | -8.0694e-06 | 9.4982e-05 | 2.8952e-06 | 0.013905 | 0.17465 | 0.19302
|  | 560.1969 | 0 | 560.1969 | 0 | 492.1444 | 0.0076879 | 493.8164 | 0.00116 | 492.4302 | 0.02568 | 487.1882 | 0.61652 | 487.1882 | 0.55596 | 560.1969 | 0.14718 | 489.8367 | 0.19942 | 493.8164 | 0.00114 | 487.1882 | 0.00229 | 486.9659 | 0.00038267 | 489.8367 | 0.0010669 | 492.1444 | 0.00054088 | 487.1882 | 0.00041084 | 560.1969 | 0.00029013 | 487.1882 | -2.9362e-05 | 489.8367 | 0.06294 | 560.1969 | 0.76932 | 560.1969 | 0.84929 | 0 | 0 | 0.0015463 | 0.00024119 | 0.0057014 | 0.13583 | 0.12391 | 0.033323 | 0.044048 | 8.7997e-05 | 0.00033648 | 0.00024923 | 4.9622e-05 | 0.00012023 | -2.902e-05 | 8.6719e-05 | 5.0631e-07 | 0.013824 | 0.17531 | 0.19333
|  | 560.4242 | 0 | 560.4242 | 0 | 492.3668 | 0.006215 | 494.0397 | 0.001 | 492.6549 | 0.02508 | 487.4105 | 0.60576 | 487.4105 | 0.55904 | 560.4242 | 0.14601 | 490.0559 | 0.20246 | 494.0397 | -0.00035192 | 487.4105 | 0.00073783 | 487.1882 | 0.00186 | 490.0559 | -0.00061413 | 492.3668 | 0.00054012 | 487.4105 | -0.00067198 | 560.4242 | 0.00047284 | 487.4105 | 3.3918e-05 | 490.0559 | 0.063191 | 560.4242 | 0.77311 | 560.4242 | 0.85167 | 0 | 0 | 0.0015246 | 0.000268 | 0.0055617 | 0.13333 | 0.12598 | 0.032902 | 0.045378 | 0.00012373 | 0.00030763 | 0.00019162 | -3.8955e-05 | 0.00011993 | -6.7236e-06 | 8.4552e-05 | 3.8994e-06 | 0.014099 | 0.1759 | 0.1935
|  | 560.6516 | 0 | 560.6516 | 0 | 492.5893 | 0.0074906 | 494.263 | 0.0014 | 492.8795 | 0.02443 | 487.6327 | 0.59386 | 487.6327 | 0.57443 | 560.6516 | 0.14344 | 490.2751 | 0.21155 | 494.263 | 0.00146 | 487.6327 | 0.00203 | 487.4105 | -0.00013574 | 490.2751 | 0.00025872 | 492.5893 | 0.00053806 | 487.6327 | 0.00061149 | 560.6516 | 0.000271 | 487.6327 | 1.1664e-06 | 490.2751 | 0.065445 | 560.6516 | 0.77437 | 560.6516 | 0.85064 | 0 | 0 | 0.0015255 | 0.00024623 | 0.0054284 | 0.13072 | 0.12801 | 0.032445 | 0.046479 | 1.6752e-05 | 0.00039901 | 9.8281e-05 | 4.428e-05 | 0.00011936 | -6.2366e-06 | 8.4083e-05 | -9.5827e-06 | 0.014357 | 0.17648 | 0.19347
|  | 560.8789 | 0 | 560.8789 | 0 | 492.8118 | 0.0062236 | 494.4864 | 0.00080481 | 493.1042 | 0.0239 | 487.855 | 0.58229 | 487.855 | 0.57731 | 560.8789 | 0.14197 | 490.4943 | 0.21247 | 494.4864 | -0.00131 | 487.855 | 0.00156 | 487.6327 | 0.00102 | 490.4944 | 0.00014522 | 492.8118 | 0.00053501 | 487.855 | -0.0006676 | 560.8789 | 0.00046868 | 487.855 | -8.7385e-05 | 490.4944 | 0.065524 | 560.8789 | 0.77812 | 560.8789 | 0.85132 | 0 | 0 | 0.0015174 | 0.0002239 | 0.005304 | 0.12813 | 0.12822 | 0.032012 | 0.047267 | 4.2438e-05 | 0.00035233 | 4.9298e-05 | 8.8634e-07 | 0.00011862 | 6.4575e-07 | 7.3392e-05 | 9.1271e-07 | 0.014427 | 0.17702 | 0.19344
|  | 561.1063 | 0 | 561.1063 | 0 | 493.0342 | 0.0074179 | 494.7097 | 0.0012 | 493.3289 | 0.02331 | 488.0773 | 0.57049 | 488.0773 | 0.5763 | 561.1063 | 0.13962 | 490.7136 | 0.21878 | 494.7097 | 0.00169 | 488.0773 | 0.00161 | 487.855 | -0.00057645 | 490.7136 | -0.00013713 | 493.0342 | 0.00053136 | 488.0773 | 0.00067341 | 561.1063 | 0.00017692 | 488.0773 | 9.5597e-05 | 490.7136 | 0.066103 | 561.1063 | 0.77902 | 561.1063 | 0.85028 | 0 | 0 | 0.0015388 | 0.00024344 | 0.0051883 | 0.12525 | 0.12853 | 0.031599 | 0.048977 | 7.1485e-05 | 0.00035127 | 5.7078e-05 | 2.5969e-05 | 0.0001178 | 6.9468e-05 | 6.7599e-05 | 2.0078e-06 | 0.014777 | 0.17758 | 0.19348
|  | 561.3337 | 0 | 561.3337 | 0 | 493.2567 | 0.0064138 | 494.9331 | 0.00097955 | 493.5536 | 0.02287 | 488.2996 | 0.55624 | 488.2996 | 0.57998 | 561.3337 | 0.13832 | 490.9328 | 0.22795 | 494.9331 | -0.00105 | 488.2996 | 0.00155 | 488.0773 | 0.00109 | 490.9328 | 0.000374 | 493.2567 | 0.00052754 | 488.2996 | -4.8471e-05 | 561.3337 | 0.00041768 | 488.2996 | -7.7534e-05 | 490.9328 | 0.068679 | 561.3337 | 0.78293 | 561.3337 | 0.85152 | 0 | 0 | 0.0015482 | 0.00024232 | 0.0050737 | 0.12219 | 0.12979 | 0.031215 | 0.050462 | 6.9248e-05 | 0.00047688 | 0.00015792 | 0.00035666 | 0.00011698 | 2.7103e-05 | 7.451e-05 | 4.7125e-06 | 0.015246 | 0.17831 | 0.19366
|  | 561.561 | 0 | 561.561 | 0 | 493.4792 | 0.007502 | 495.1565 | 0.00119 | 493.7783 | 0.02229 | 488.522 | 0.54295 | 488.522 | 0.58758 | 561.561 | 0.13624 | 491.1521 | 0.23239 | 495.1565 | 0.00167 | 488.522 | 0.00274 | 488.2996 | 0.00033064 | 491.1521 | 0.0028796 | 493.4792 | 0.00052397 | 488.522 | 0.00029229 | 561.561 | 0.0002377 | 488.522 | 0.00011993 | 491.1521 | 0.0704 | 561.561 | 0.78544 | 561.561 | 0.85186 | 0 | 0 | 0.0015342 | 0.00023901 | 0.0049558 | 0.11938 | 0.13023 | 0.030858 | 0.051786 | 0.00014481 | 0.00042018 | 0.00014391 | 0.0003229 | 0.00011625 | -9.3329e-06 | 7.9257e-05 | 2.7558e-05 | 0.015522 | 0.17916 | 0.19402
|  | 561.7884 | 0 | 561.7884 | 0 | 493.7018 | 0.006288 | 495.3799 | 0.00094981 | 494.003 | 0.02182 | 488.7443 | 0.53104 | 488.7443 | 0.58396 | 561.7884 | 0.13516 | 491.3713 | 0.23996 | 495.3799 | -0.00037355 | 488.7443 | 0.00104 | 488.522 | 0.00096398 | 491.3713 | 6.56e-05 | 493.7018 | 0.00052099 | 488.7443 | -0.00037625 | 561.7884 | 0.00045937 | 488.7443 | 0.00012799 | 491.3713 | 0.071179 | 561.7884 | 0.79025 | 561.7884 | 0.85454 | 0 | 0 | 0.0015494 | 0.00025691 | 0.0048373 | 0.11654 | 0.13139 | 0.030442 | 0.05371 | -3.0458e-05 | 0.00036577 | 6.7383e-06 | 0.00019863 | 0.0001157 | 2.7697e-05 | 6.758e-05 | 1.6613e-05 | 0.015968 | 0.1798 | 0.19404
|  | 562.0158 | 0 | 562.0158 | 0 | 493.9243 | 0.0076374 | 495.6033 | 0.00135 | 494.2277 | 0.02123 | 488.9666 | 0.51724 | 488.9666 | 0.59787 | 562.0158 | 0.13257 | 491.5906 | 0.24994 | 495.6033 | 0.00010089 | 488.9666 | 0.00225 | 488.7443 | -0.00090336 | 491.5906 | 0.0017461 | 493.9243 | 0.00051887 | 488.9666 | 0.00062538 | 562.0158 | 0.00013497 | 488.9666 | 2.1446e-05 | 491.5906 | 0.074465 | 562.0158 | 0.79102 | 562.0158 | 0.85195 | 0 | 0 | 0.0015486 | 0.00025125 | 0.0047177 | 0.11393 | 0.13336 | 0.029986 | 0.055248 | -4.5807e-05 | 0.0002461 | 7.0779e-05 | 0.00034945 | 0.00011534 | 8.4149e-05 | 6.6761e-05 | -1.0464e-05 | 0.016166 | 0.18025 | 0.19385
|  | 562.2433 | 0 | 562.2433 | 0 | 494.1468 | 0.0062805 | 495.8268 | 0.00089913 | 494.4524 | 0.02075 | 489.189 | 0.50753 | 489.189 | 0.60166 | 562.2433 | 0.13113 | 491.8099 | 0.25392 | 495.8268 | -0.00051094 | 489.189 | -3.6463e-05 | 488.9666 | 0.00154 | 491.8099 | 0.0014409 | 494.1468 | 0.00051774 | 489.189 | 0.0001315 | 562.2433 | 0.00045214 | 489.189 | -0.00011556 | 491.8099 | 0.072966 | 562.2433 | 0.79418 | 562.2433 | 0.85283 | 0 | 0 | 0.0015345 | 0.00021442 | 0.0045993 | 0.11158 | 0.13365 | 0.029554 | 0.057002 | 4.2144e-05 | 0.00026836 | 0.00015909 | 0.00023806 | 0.0001152 | 0.00012915 | 6.3724e-05 | 6.5257e-07 | 0.016417 | 0.18064 | 0.1938
|  | 562.4707 | 0 | 562.4707 | 0 | 494.3694 | 0.0075107 | 496.0502 | 0.00102 | 494.6772 | 0.02018 | 489.4114 | 0.49601 | 489.4114 | 0.60031 | 562.4707 | 0.12875 | 492.0292 | 0.26593 | 496.0502 | 0.00088816 | 489.4114 | 0.00245 | 489.189 | -0.00010912 | 492.0292 | 0.00073023 | 494.3694 | 0.00051759 | 489.4114 | 0.00103 | 562.4707 | 0.00010821 | 489.4114 | 0.00012143 | 492.0292 | 0.076761 | 562.4707 | 0.79424 | 562.4707 | 0.85136 | 0 | 0 | 0.0015679 | 0.00022089 | 0.0044862 | 0.10904 | 0.134 | 0.02914 | 0.059487 | 7.6541e-05 | 0.00039695 | 0.00016244 | 0.00015807 | 0.00011528 | 0.00016385 | 5.4709e-05 | 1.2857e-05 | 0.017025 | 0.18101 | 0.19366
|  | 562.6982 | 0 | 562.6982 | 0 | 494.5919 | 0.0065785 | 496.2736 | 0.0009571 | 494.9019 | 0.01974 | 489.6338 | 0.48467 | 489.6338 | 0.60487 | 562.6982 | 0.12748 | 492.2485 | 0.27661 | 496.2736 | -0.00020307 | 489.6338 | 0.00112 | 489.4114 | 0.00157 | 492.2485 | 0.00071136 | 494.5919 | 0.00051832 | 489.6338 | 0.00044364 | 562.6982 | 0.00037285 | 489.6338 | -5.7982e-06 | 492.2485 | 0.078505 | 562.6982 | 0.7974 | 562.6982 | 0.85152 | 0 | 0 | 0.0015723 | 0.00024212 | 0.0043767 | 0.10569 | 0.13494 | 0.028713 | 0.061412 | 2.3051e-05 | 0.00039472 | 0.00018098 | 0.00032646 | 0.00011551 | 0.00011441 | 5.3998e-05 | -4.1753e-06 | 0.017496 | 0.18148 | 0.19354
|  | 562.9256 | 0 | 562.9256 | 0 | 494.8145 | 0.0075507 | 496.4971 | 0.00121 | 495.1267 | 0.0192 | 489.8561 | 0.46589 | 489.8561 | 0.60875 | 562.9256 | 0.12499 | 492.4678 | 0.28339 | 496.4971 | 0.00040939 | 489.8561 | 0.00243 | 489.6338 | 5.7666e-05 | 492.4678 | 0.0022655 | 494.8145 | 0.00051968 | 489.8561 | 0.00058529 | 562.9256 | 0.00010196 | 489.8561 | -3.1752e-05 | 492.4678 | 0.081037 | 562.9256 | 0.79841 | 562.9256 | 0.85031 | 0 | 0 | 0.0015536 | 0.00023378 | 0.0042721 | 0.10329 | 0.13562 | 0.028327 | 0.06258 | -6.2552e-05 | 0.00023982 | 0.00018098 | 0.00035074 | 0.00011587 | 9.2646e-05 | 5.7384e-05 | -2.1892e-05 | 0.017802 | 0.18208 | 0.1936
|  | 563.1531 | 0 | 563.1531 | 0 | 495.0371 | 0.0064079 | 496.7206 | 0.00088221 | 495.3515 | 0.01881 | 490.0785 | 0.46303 | 490.0785 | 0.61092 | 563.1531 | 0.12406 | 492.6872 | 0.28726 | 496.7206 | -0.00096919 | 490.0785 | -0.00027314 | 489.8561 | 0.00157 | 492.6872 | 0.00093276 | 495.0371 | 0.00052138 | 490.0785 | 0.00024793 | 563.1531 | 0.00040256 | 490.0785 | -0.00016513 | 492.6872 | 0.081295 | 563.1531 | 0.80248 | 563.1531 | 0.85178 | 0 | 0 | 0.0015378 | 0.00024496 | 0.0041721 | 0.10157 | 0.1363 | 0.027913 | 0.064278 | -9.8933e-05 | 0.00019092 | 6.3378e-05 | 0.00025645 | 0.00011625 | 0.00010882 | 6.288e-05 | -2.7854e-05 | 0.017976 | 0.18244 | 0.19334
|  | 563.3806 | 0 | 563.3806 | 0 | 495.2597 | 0.0074088 | 496.9441 | 0.00131 | 495.5763 | 0.01831 | 490.3009 | 0.45033 | 490.3009 | 0.61478 | 563.3806 | 0.12136 | 492.9065 | 0.29887 | 496.9441 | 8.3803e-05 | 490.3009 | 0.00199 | 490.0785 | -0.001 | 492.9065 | 0.0014058 | 495.2597 | 0.00052311 | 490.3009 | 0.00073059 | 563.3806 | 0.00015028 | 490.3009 | -8.5344e-05 | 492.9065 | 0.082619 | 563.3806 | 0.8015 | 563.3806 | 0.8481 | 0 | 0 | 0.0015297 | 0.0002523 | 0.0040683 | 0.098861 | 0.13765 | 0.027486 | 0.066816 | -3.2063e-05 | 0.00031085 | -3.1742e-05 | 0.00024368 | 0.0001166 | 4.5382e-05 | 6.8138e-05 | -6.4454e-06 | 0.018456 | 0.18268 | 0.19291
|  | 563.6081 | 0 | 563.6081 | 0 | 495.4823 | 0.0063353 | 497.1676 | 0.00094763 | 495.8012 | 0.01788 | 490.5234 | 0.43851 | 490.5234 | 0.62279 | 563.6081 | 0.12029 | 493.1259 | 0.31032 | 497.1676 | -0.0003707 | 490.5234 | 0.00080482 | 490.3009 | 0.00071457 | 493.1259 | 0.00081594 | 495.4823 | 0.00052455 | 490.5234 | -0.00032257 | 563.6081 | 0.00044877 | 490.5234 | 2.7395e-05 | 493.1259 | 0.085654 | 563.6081 | 0.80451 | 563.6081 | 0.84789 | 0 | 0 | 0.0015462 | 0.00025118 | 0.003958 | 0.096563 | 0.13863 | 0.027084 | 0.068797 | 3.0304e-05 | 0.00042206 | 1.0138e-05 | 0.00013812 | 0.00011687 | -2.0499e-06 | 5.8632e-05 | 3.5653e-06 | 0.019116 | 0.18299 | 0.19266
|  | 563.8356 | 0 | 563.8356 | 0 | 495.7049 | 0.0075555 | 497.3911 | 0.0013 | 496.026 | 0.01733 | 490.7458 | 0.42971 | 490.7458 | 0.62365 | 563.8356 | 0.1178 | 493.3452 | 0.31693 | 497.3911 | 0.00064187 | 490.7458 | 0.00299 | 490.5234 | -0.00062341 | 493.3452 | 0.00044336 | 495.7049 | 0.00052542 | 490.7458 | 0.00030414 | 563.8356 | 6.6658e-05 | 490.7458 | 4.6606e-06 | 493.3452 | 0.088636 | 563.8356 | 0.80409 | 563.8356 | 0.84575 | 0 | 0 | 0.0015582 | 0.00025282 | 0.0038523 | 0.094676 | 0.13888 | 0.026734 | 0.070412 | 4.3706e-05 | 0.00048269 | -1.9818e-05 | 2.5127e-05 | 0.00011698 | 4.1311e-05 | 5.9402e-05 | 1.3471e-05 | 0.019344 | 0.18351 | 0.1927
|  | 564.0631 | 0 | 564.0631 | 0 | 495.9275 | 0.006443 | 497.6146 | 0.00096199 | 496.2508 | 0.01694 | 490.9683 | 0.42154 | 490.9683 | 0.62504 | 564.0631 | 0.1172 | 493.5646 | 0.32493 | 497.6146 | -0.00025083 | 490.9683 | 0.00135 | 490.7458 | 0.00044523 | 493.5646 | -0.0002143 | 495.9275 | 0.00052552 | 490.9683 | 6.7297e-05 | 564.0631 | 0.00045551 | 490.9683 | 0.00011646 | 493.5646 | 0.087711 | 564.0631 | 0.80901 | 564.0631 | 0.84813 | 0 | 0 | 0.0015414 | 0.00022601 | 0.0037585 | 0.093232 | 0.14059 | 0.026348 | 0.072388 | 1.4136e-06 | 0.00047936 | 2.3629e-05 | 0.00015922 | 0.00011691 | 8.9639e-05 | 7.3551e-05 | 1.9873e-05 | 0.019471 | 0.18398 | 0.19248
|  | 564.2906 | 0 | 564.2906 | 0 | 496.1501 | 0.0074046 | 497.8382 | 0.00106 | 496.4756 | 0.01649 | 491.1907 | 0.41673 | 491.1907 | 0.639 | 564.2906 | 0.1144 | 493.784 | 0.33497 | 497.8382 | 0.00026348 | 491.1907 | 0.00296 | 490.9683 | -0.00023278 | 493.784 | 0.0016658 | 496.1501 | 0.00052475 | 491.1907 | 0.00073867 | 564.2906 | 0.000191 | 491.1907 | 6.2221e-05 | 493.784 | 0.089788 | 564.2906 | 0.80817 | 564.2906 | 0.84381 | 0 | 0 | 0.0015211 | 0.00020511 | 0.0036752 | 0.091941 | 0.14271 | 0.025961 | 0.07399 | 9.0891e-06 | 0.00038708 | 0.00012648 | 0.00013071 | 0.00011665 | 7.4057e-05 | 7.229e-05 | 6.7994e-06 | 0.019782 | 0.18438 | 0.19229
|  | 564.5181 | 0 | 564.5181 | 0 | 496.3728 | 0.0062582 | 498.0617 | 0.00077513 | 496.7005 | 0.0162 | 491.4132 | 0.40978 | 491.4132 | 0.6439 | 564.5181 | 0.11379 | 494.0034 | 0.33954 | 498.0617 | -0.00018216 | 491.4132 | 0.00051965 | 491.1907 | 0.00137 | 494.0034 | -0.0004742 | 496.3728 | 0.00052309 | 491.4132 | -7.2926e-05 | 564.5181 | 0.0004444 | 491.4132 | -1.0973e-06 | 494.0034 | 0.090545 | 564.5181 | 0.81243 | 564.5181 | 0.84636 | 0 | 0 | 0.0015205 | 0.00021855 | 0.0036082 | 0.08986 | 0.14475 | 0.025613 | 0.074885 | 9.7012e-05 | 0.0003726 | 7.7476e-05 | 1.416e-05 | 0.00011619 | 6.5975e-05 | 6.8317e-05 | 2.6395e-05 | 0.020311 | 0.18492 | 0.19231
|  | 564.7457 | 0 | 564.7457 | 0 | 496.5955 | 0.0073994 | 498.2853 | 0.00118 | 496.9254 | 0.01589 | 491.6356 | 0.39806 | 491.6356 | 0.65736 | 564.7457 | 0.11132 | 494.2228 | 0.34313 | 498.2853 | 0.00105 | 491.6356 | 0.00283 | 491.4132 | -0.00067353 | 494.2228 | 0.00060329 | 496.5955 | 0.00052058 | 491.6356 | 0.00066604 | 564.7457 | 0.00015603 | 491.6356 | 0.00023839 | 494.2228 | 0.094618 | 564.7457 | 0.81278 | 564.7457 | 0.84381 | 0 | 0 | 0.0015285 | 0.00023549 | 0.0035533 | 0.088015 | 0.14635 | 0.025242 | 0.07658 | 5.2972e-05 | 0.00031759 | 6.1899e-05 | 6.8885e-05 | 0.00011555 | 8.2794e-05 | 7.7644e-05 | 1.6618e-05 | 0.020747 | 0.18526 | 0.19202
|  | 564.9733 | 0 | 564.9733 | 0 | 496.8181 | 0.0063306 | 498.5088 | 0.00092662 | 497.1503 | 0.01571 | 491.8582 | 0.39309 | 491.8582 | 0.65816 | 564.9733 | 0.11052 | 494.4422 | 0.35489 | 498.5088 | -0.00057613 | 491.8582 | 2.4713e-05 | 491.6356 | 0.00123 | 494.4422 | 2.4586e-05 | 496.8181 | 0.00051736 | 491.8582 | 7.8181e-05 | 564.9733 | 0.00052635 | 491.8582 | -8.9017e-05 | 494.4422 | 0.094493 | 564.9733 | 0.81539 | 564.9733 | 0.84374 | 0 | 0 | 0.0015282 | 0.00023217 | 0.0034991 | 0.086634 | 0.14779 | 0.024882 | 0.078558 | -1.4318e-05 | 0.00012402 | 3.5051e-05 | -4.4604e-05 | 0.0001148 | 0.00012774 | 6.3926e-05 | -1.1842e-05 | 0.020978 | 0.18559 | 0.19174
|  | 565.2009 | 0 | 565.2009 | 0 | 497.0408 | 0.0073943 | 498.7324 | 0.00115 | 497.3752 | 0.01541 | 492.0807 | 0.38561 | 492.0807 | 0.67019 | 565.2009 | 0.10815 | 494.6617 | 0.36106 | 498.7324 | 0.00044806 | 492.0807 | 0.00109 | 491.8582 | -0.00091493 | 494.6617 | -0.00043109 | 497.0408 | 0.00051364 | 492.0807 | 0.00107 | 565.2009 | 3.5445e-05 | 492.0807 | -1.7419e-05 | 494.6617 | 0.096692 | 565.2009 | 0.8156 | 565.2009 | 0.84131 | 0 | 0 | 0.0015149 | 0.00021605 | 0.003448 | 0.085321 | 0.14948 | 0.024517 | 0.079857 | 1.0374e-05 | 0.00028369 | 5.1046e-06 | 2.707e-05 | 0.00011393 | 9.3027e-05 | 5.225e-05 | -1.1837e-06 | 0.02148 | 0.18627 | 0.19176
|  | 565.4284 | 0 | 565.4284 | 0 | 497.2635 | 0.0062114 | 498.9561 | 0.0007825 | 497.6001 | 0.01525 | 492.3032 | 0.38132 | 492.3032 | 0.67347 | 565.4284 | 0.10731 | 494.8811 | 0.36683 | 498.9561 | -0.00035527 | 492.3032 | 0.00146 | 492.0807 | 0.00096082 | 494.8811 | 0.00067783 | 497.2635 | 0.00050962 | 492.3032 | -0.0002338 | 565.4284 | 0.00042371 | 492.3032 | 6.7792e-06 | 494.8811 | 0.099096 | 565.4284 | 0.82132 | 565.4284 | 0.84378 | 0 | 0 | 0.0015111 | 0.00020265 | 0.0033984 | 0.083851 | 0.15103 | 0.024179 | 0.081252 | 5.6152e-05 | 0.00034049 | 9.1555e-05 | 0.0002201 | 0.00011304 | 4.018e-05 | 5.4172e-05 | 1.1917e-05 | 0.021864 | 0.18686 | 0.19172
|  | 565.6561 | 0 | 565.6561 | 0 | 497.4862 | 0.0073599 | 499.1797 | 0.00103 | 497.825 | 0.01497 | 492.5257 | 0.37226 | 492.5257 | 0.68386 | 565.6561 | 0.10517 | 495.1005 | 0.37368 | 499.1797 | 0.0008575 | 492.5257 | 0.0016 | 492.3032 | -0.00013785 | 495.1005 | 0.0013281 | 497.4862 | 0.00050558 | 492.5257 | 0.00059491 | 565.6561 | 5.2315e-05 | 492.5257 | 0.00010032 | 495.1005 | 0.10016 | 565.6561 | 0.82072 | 565.6561 | 0.84097 | 0 | 0 | 0.0015257 | 0.00021005 | 0.0033495 | 0.082505 | 0.15311 | 0.023904 | 0.082921 | 9.4201e-05 | 0.00035827 | 5.4305e-05 | 0.0001826 | 0.00011217 | 8.702e-05 | 6.0373e-05 | -2.5357e-07 | 0.02222 | 0.18748 | 0.19177
|  | 565.8837 | 0 | 565.8837 | 0 | 497.7089 | 0.0063412 | 499.4033 | 0.00084855 | 498.0499 | 0.01481 | 492.7482 | 0.36926 | 492.7482 | 0.69222 | 565.8837 | 0.10487 | 495.32 | 0.3819 | 499.4033 | -1.5031e-05 | 492.7482 | 0.00162 | 492.5257 | 0.0006259 | 495.32 | 0.0003358 | 497.7089 | 0.00050175 | 492.7482 | 0.00018719 | 565.8837 | 0.00047816 | 492.7482 | -0.0001026 | 495.32 | 0.10231 | 565.8837 | 0.82659 | 565.8837 | 0.844 | 0 | 0 | 0.0015058 | 0.00021343 | 0.0033021 | 0.081713 | 0.15574 | 0.023579 | 0.084708 | 9.6465e-05 | 0.00048845 | 6.1623e-06 | 7.7157e-05 | 0.00011137 | 0.00010885 | 5.2863e-05 | -8.1357e-06 | 0.022657 | 0.18797 | 0.19165
|  | 566.1113 | 0 | 566.1113 | 0 | 497.9316 | 0.0071812 | 499.627 | 0.00106 | 498.2749 | 0.01455 | 492.9708 | 0.36514 | 492.9708 | 0.70751 | 566.1113 | 0.10231 | 495.5395 | 0.39 | 499.627 | 0.00087764 | 492.9708 | 0.00277 | 492.7482 | -0.00057052 | 495.5395 | 0.00036729 | 497.9316 | 0.00049838 | 492.9708 | 0.0007911 | 566.1113 | -1.3669e-05 | 492.9708 | 2.948e-05 | 495.5395 | 0.10415 | 566.1113 | 0.82498 | 566.1113 | 0.83994 | 0 | 0 | 0.0014849 | 0.00021406 | 0.0032584 | 0.080457 | 0.15752 | 0.023256 | 0.08596 | 0.00011052 | 0.00041936 | 5.5575e-05 | 7.4684e-05 | 0.00011071 | 5.9547e-05 | 5.0272e-05 | 1.7309e-05 | 0.023022 | 0.18857 | 0.19178
|  | 566.3389 | 0 | 566.3389 | 0 | 498.1544 | 0.0061513 | 499.8506 | 0.0008543 | 498.4998 | 0.01442 | 493.1933 | 0.35784 | 493.1933 | 0.70794 | 566.3389 | 0.10201 | 495.759 | 0.39331 | 499.8506 | 0.00011072 | 493.1933 | 0.00099832 | 492.9708 | 0.00107 | 495.759 | 0.00031326 | 498.1544 | 0.00049566 | 493.1933 | -0.00025601 | 566.3389 | 0.00045535 | 493.1933 | 0.00012605 | 495.759 | 0.10564 | 566.3389 | 0.83172 | 566.3389 | 0.84497 | 0 | 0 | 0.0015226 | 0.00021746 | 0.0032182 | 0.079142 | 0.15904 | 0.022982 | 0.087414 | 8.6079e-05 | 0.00028692 | 9.6683e-05 | 0.00027597 | 0.0001102 | 4.908e-05 | 5.1456e-05 | 2.6084e-05 | 0.02329 | 0.18939 | 0.19203
|  | 566.5666 | 0 | 566.5666 | 0 | 498.3771 | 0.0075202 | 500.0743 | 0.00109 | 498.7248 | 0.01419 | 493.4159 | 0.35336 | 493.4159 | 0.72123 | 566.5666 | 0.099888 | 495.9785 | 0.40325 | 500.0743 | 0.00065891 | 493.4159 | 0.00158 | 493.1933 | -0.00020121 | 495.9785 | 0.0022014 | 498.3771 | 0.00049377 | 493.4159 | 0.00069705 | 566.5666 | -3.3058e-06 | 493.4159 | 0.00010835 | 495.9785 | 0.10659 | 566.5666 | 0.83205 | 566.5666 | 0.84205 | 0 | 0 | 0.0015205 | 0.00021315 | 0.0031733 | 0.078262 | 0.16184 | 0.022705 | 0.089089 | 8.878e-05 | 0.00031053 | 0.00013563 | 0.00028112 | 0.00010988 | 5.2637e-05 | 5.9836e-05 | 1.2937e-05 | 0.02358 | 0.1904 | 0.19239
|  | 566.7943 | 0 | 566.7943 | 0 | 498.5999 | 0.0061322 | 500.2979 | 0.000816 | 498.9498 | 0.01402 | 493.6385 | 0.3498 | 493.6385 | 0.73286 | 566.7943 | 0.099574 | 496.198 | 0.40842 | 500.2979 | 0.00013497 | 493.6385 | 0.00121 | 493.4159 | 0.00142 | 496.198 | 0.0003599 | 498.5999 | 0.0004928 | 493.6385 | -0.00022412 | 566.7943 | 0.00052897 | 493.6385 | 7.8846e-06 | 496.198 | 0.10826 | 566.7943 | 0.84058 | 566.7943 | 0.84807 | 0 | 0 | 0.0014958 | 0.00021095 | 0.0031215 | 0.0773 | 0.16442 | 0.022427 | 0.090303 | 0.0001021 | 0.00034497 | 0.00014627 | 0.00021447 | 0.00010977 | 6.5975e-05 | 6.2607e-05 | -4.4619e-06 | 0.024011 | 0.19124 | 0.19269
|  | 567.0219 | 0 | 567.0219 | 0 | 498.8226 | 0.0072981 | 500.5216 | 0.00107 | 499.1747 | 0.01373 | 493.861 | 0.34484 | 493.861 | 0.74468 | 567.0219 | 0.097436 | 496.4175 | 0.41435 | 500.5216 | 0.00077783 | 493.861 | 0.00189 | 493.6385 | -0.00010583 | 496.4175 | 0.0015942 | 498.8226 | 0.00049281 | 493.861 | 0.000817 | 567.0219 | 2.1015e-05 | 493.861 | -4.798e-05 | 496.4175 | 0.11051 | 567.0219 | 0.8394 | 567.0219 | 0.84465 | 0 | 0 | 0.001495 | 0.00019602 | 0.0030624 | 0.075879 | 0.16605 | 0.022163 | 0.092073 | 8.0257e-06 | 0.00030617 | 9.0329e-05 | 0.00015241 | 0.00010989 | 9.4902e-05 | 6.173e-05 | -3.5004e-06 | 0.024528 | 0.19193 | 0.19286
|  | 567.2496 | 0 | 567.2496 | 0 | 499.0454 | 0.0061234 | 500.7454 | 0.00068236 | 499.3997 | 0.01349 | 494.0837 | 0.33682 | 494.0837 | 0.74704 | 567.2496 | 0.097241 | 496.637 | 0.42443 | 500.7454 | -0.00070608 | 494.0837 | 0.00086051 | 493.861 | 0.00091755 | 496.637 | -0.00020575 | 499.0454 | 0.00049376 | 494.0837 | 3.5556e-05 | 567.2496 | 0.00052122 | 494.0837 | 1.6534e-05 | 496.637 | 0.11293 | 567.2496 | 0.84647 | 567.2496 | 0.84937 | 0 | 0 | 0.0014857 | 0.00019153 | 0.0029994 | 0.074998 | 0.16765 | 0.021849 | 0.094169 | 3.1312e-05 | 0.00038959 | 9.309e-05 | 7.3183e-05 | 0.00011022 | 9.9211e-05 | 5.051e-05 | 5.8397e-06 | 0.024898 | 0.19293 | 0.19308
|  | 567.4773 | 0 | 567.4773 | 0 | 499.2682 | 0.0072127 | 500.9691 | 0.00103 | 499.6248 | 0.01317 | 494.3063 | 0.33705 | 494.3063 | 0.75935 | 567.4773 | 0.094665 | 496.8566 | 0.43341 | 500.9691 | 0.00098603 | 494.3063 | 0.00264 | 494.0837 | -8.128e-05 | 496.8566 | 0.00087244 | 499.2682 | 0.00049558 | 494.3063 | 0.00085587 | 567.4773 | -7.756e-05 | 494.3063 | 3.5937e-05 | 496.8566 | 0.11388 | 567.4773 | 0.84809 | 567.4773 | 0.84658 | 0 | 0 | 0.0014733 | 0.00021262 | 0.0029411 | 0.074116 | 0.1707 | 0.021595 | 0.095751 | 9.675e-05 | 0.00038995 | 0.00015122 | 6.5759e-05 | 0.00011068 | 8.4688e-05 | 5.1364e-05 | 1.4667e-05 | 0.025115 | 0.19415 | 0.19343
|  | 567.705 | 0 | 567.705 | 0 | 499.491 | 0.0060138 | 501.1928 | 0.00087049 | 499.8498 | 0.01297 | 494.5289 | 0.32877 | 494.5289 | 0.77412 | 567.705 | 0.09501 | 497.0761 | 0.43888 | 501.1928 | -0.00012122 | 494.5289 | 0.00086309 | 494.3063 | 0.00144 | 497.0761 | -0.00027338 | 499.491 | 0.00049809 | 494.5289 | -9.5069e-05 | 567.705 | 0.0005287 | 494.5289 | 9.5828e-05 | 497.0761 | 0.11491 | 567.705 | 0.85711 | 567.705 | 0.85237 | 0 | 0 | 0.0014886 | 0.00023272 | 0.0028839 | 0.07283 | 0.17317 | 0.021339 | 0.096975 | 5.3105e-05 | 0.00037219 | 3.896e-05 | 0.00016364 | 0.00011131 | 6.7253e-05 | 6.2185e-05 | 8.8833e-06 | 0.025783 | 0.19478 | 0.19355
|  | 567.9328 | 0 | 567.9328 | 0 | 499.7138 | 0.0073488 | 501.4165 | 0.00121 | 500.0748 | 0.01266 | 494.7516 | 0.32541 | 494.7516 | 0.78131 | 567.9328 | 0.092396 | 497.2957 | 0.44456 | 501.4165 | 0.00059597 | 494.7516 | 0.00248 | 494.5289 | -0.00109 | 497.2957 | 0.0017641 | 499.7138 | 0.00050105 | 494.7516 | 0.00069916 | 567.9328 | 1.7433e-05 | 494.7516 | -1.6035e-05 | 497.2957 | 0.11997 | 567.9328 | 0.85354 | 567.9328 | 0.84741 | 0 | 0 | 0.0014881 | 0.00024518 | 0.0028235 | 0.071647 | 0.17501 | 0.021051 | 0.098095 | -3.8245e-05 | 0.00028367 | -5.5719e-05 | 1.0492e-05 | 0.000112 | 4.7197e-05 | 5.7126e-05 | -7.7099e-06 | 0.026193 | 0.19521 | 0.19332
|  | 568.1605 | 0 | 568.1605 | 0 | 499.9366 | 0.0060068 | 501.6403 | 0.00098143 | 500.2999 | 0.01243 | 494.9742 | 0.31826 | 494.9742 | 0.79093 | 568.1605 | 0.092484 | 497.5152 | 0.44892 | 501.6403 | -0.0009378 | 494.9742 | 6.8465e-05 | 494.7516 | 0.00058951 | 497.5152 | -0.0016686 | 499.9366 | 0.00050418 | 494.9742 | -0.00027515 | 568.1605 | 0.00048427 | 494.9742 | -5.323e-05 | 497.5152 | 0.11861 | 568.1605 | 0.86084 | 568.1605 | 0.8504 | 0 | 0 | 0.0014569 | 0.00022506 | 0.0027634 | 0.070314 | 0.17644 | 0.020792 | 0.099345 | -2.6408e-05 | 0.00025143 | 0.00010166 | -8.4102e-05 | 0.00011267 | 5.2619e-06 | 4.5552e-05 | -6.246e-06 | 0.026313 | 0.19608 | 0.19343
|  | 568.3882 | 0 | 568.3882 | 0 | 500.1594 | 0.0070706 | 501.8641 | 0.00103 | 500.5249 | 0.01213 | 495.1968 | 0.31332 | 495.1968 | 0.79389 | 568.3882 | 0.0901 | 497.7348 | 0.45586 | 501.8641 | 0.00070179 | 495.1968 | 0.00219 | 494.9742 | 0.0003238 | 497.7348 | 0.00090264 | 500.1594 | 0.0005072 | 495.1968 | 0.00032241 | 568.3882 | -8.4258e-05 | 495.1968 | -2.8735e-06 | 497.7348 | 0.12103 | 568.3882 | 0.86101 | 568.3882 | 0.84821 | 0 | 0 | 0.0014646 | 0.00018985 | 0.0027068 | 0.069015 | 0.17742 | 0.020443 | 0.10038 | 8.2438e-05 | 0.00035853 | 0.00017966 | 9.6698e-05 | 0.00011332 | -2.6919e-05 | 4.8828e-05 | -1.2871e-05 | 0.026955 | 0.19638 | 0.19314
|  | 568.616 | 0 | 568.616 | 0 | 500.3823 | 0.0060747 | 502.0879 | 0.00066664 | 500.75 | 0.01192 | 495.4195 | 0.30651 | 495.4195 | 0.79957 | 568.616 | 0.089412 | 497.9544 | 0.45843 | 502.0879 | 3.4956e-05 | 495.4195 | 0.00103 | 495.1968 | 0.00129 | 497.9544 | -2.1853e-05 | 500.3823 | 0.00050984 | 495.4195 | -0.00056417 | 568.616 | 0.00051303 | 495.4195 | -0.00011272 | 497.9544 | 0.1245 | 568.616 | 0.86342 | 568.616 | 0.84777 | 0 | 0 | 0.0014659 | 0.00020327 | 0.0026502 | 0.067954 | 0.17888 | 0.02009 | 0.10226 | 4.43e-05 | 0.00041975 | 0.00012446 | 0.00014534 | 0.00011386 | 3.0988e-05 | 4.6017e-05 | 1.6681e-06 | 0.027413 | 0.19649 | 0.19269
|  | 568.8438 | 0 | 568.8438 | 0 | 500.6051 | 0.0070799 | 502.3116 | 0.00115 | 500.9751 | 0.01163 | 495.6422 | 0.30382 | 495.6422 | 0.80706 | 568.8438 | 0.086994 | 498.174 | 0.47287 | 502.3116 | 0.00036095 | 495.6422 | 0.00274 | 495.4195 | -0.00017218 | 498.174 | 0.0013455 | 500.6051 | 0.00051196 | 495.6422 | 0.00084249 | 568.8438 | -0.00010896 | 495.6422 | 0.00012771 | 498.174 | 0.12517 | 568.8438 | 0.86191 | 568.8438 | 0.84423 | 0 | 0 | 0.0014785 | 0.00021536 | 0.0025932 | 0.066942 | 0.18051 | 0.019824 | 0.1043 | -2.2408e-05 | 0.000422 | 2.6768e-05 | 0.00018511 | 0.00011427 | 6.4059e-05 | 5.4845e-05 | 1.0563e-05 | 0.027791 | 0.19714 | 0.19263
|  | 569.0716 | 0 | 569.0716 | 0 | 500.828 | 0.0061878 | 502.5355 | 0.00077447 | 501.2002 | 0.01141 | 495.8649 | 0.29739 | 495.8649 | 0.81411 | 569.0716 | 0.08706 | 498.3936 | 0.47687 | 502.5355 | -0.00056119 | 495.8649 | 0.00105 | 495.6422 | 0.00041259 | 498.3936 | 0.00034012 | 500.828 | 0.00051349 | 495.8649 | -0.00026716 | 569.0716 | 0.0005905 | 495.8649 | -3.2836e-05 | 498.3936 | 0.1279 | 569.0716 | 0.86902 | 569.0716 | 0.84702 | 0 | 0 | 0.0014793 | 0.00020082 | 0.002536 | 0.065931 | 0.18319 | 0.019541 | 0.10482 | 7.8645e-06 | 0.00041643 | 6.0826e-05 | 0.00025704 | 0.00011455 | 4.9409e-05 | 6.1062e-05 | 6.2294e-06 | 0.02839 | 0.19762 | 0.19238
|  | 569.2993 | 0 | 569.2993 | 0 | 501.0509 | 0.0070876 | 502.7593 | 0.00102 | 501.4253 | 0.01112 | 496.0876 | 0.29474 | 496.0876 | 0.83115 | 569.2993 | 0.084507 | 498.6133 | 0.47762 | 502.7593 | 0.00063147 | 496.0876 | 0.00269 | 495.8649 | 0.00013369 | 498.6133 | 0.0020005 | 501.0509 | 0.00051451 | 496.0876 | 0.00071092 | 569.2993 | -5.4377e-05 | 496.0876 | 8.8783e-05 | 498.6133 | 0.13062 | 569.2993 | 0.8661 | 569.2993 | 0.84209 | 0 | 0 | 0.0014516 | 0.00019648 | 0.0024829 | 0.065166 | 0.18583 | 0.019261 | 0.10621 | 1.9315e-05 | 0.0004688 | 8.0532e-05 | 0.0002425 | 0.00011474 | 5.3034e-05 | 6.1422e-05 | 1.3099e-05 | 0.028829 | 0.19812 | 0.19211
|  | 569.5272 | 0 | 569.5272 | 0 | 501.2737 | 0.0059388 | 502.9831 | 0.00073551 | 501.6504 | 0.01094 | 496.3103 | 0.29047 | 496.3103 | 0.83762 | 569.5272 | 0.084589 | 498.8329 | 0.48953 | 502.9831 | -0.00045889 | 496.3103 | 0.00152 | 496.0876 | 0.00058958 | 498.8329 | 0.00020767 | 501.2737 | 0.00051519 | 496.3103 | -0.00023466 | 569.5272 | 0.00059361 | 496.3103 | 2.8847e-05 | 498.8329 | 0.13189 | 569.5272 | 0.87324 | 569.5272 | 0.84448 | 0 | 0 | 0.0014708 | 0.00020992 | 0.0024362 | 0.063975 | 0.18657 | 0.018994 | 0.10858 | 5.5136e-05 | 0.00045435 | -5.461e-05 | 0.00018799 | 0.0001149 | 4.5726e-05 | 6.2587e-05 | 7.5212e-06 | 0.029325 | 0.19834 | 0.19158
|  | 569.755 | 0 | 569.755 | 0 | 501.4966 | 0.0072583 | 503.207 | 0.00114 | 501.8756 | 0.0107 | 496.533 | 0.28402 | 496.533 | 0.83779 | 569.755 | 0.08216 | 499.0525 | 0.49925 | 503.207 | 0.0009515 | 496.533 | 0.00256 | 496.3103 | -0.00108 | 499.0526 | 0.0015042 | 501.4966 | 0.00051575 | 496.533 | 0.00064527 | 569.755 | -4.4172e-05 | 496.533 | 3.8692e-05 | 499.0526 | 0.13514 | 569.755 | 0.86793 | 569.755 | 0.83741 | 0 | 0 | 0.0015002 | 0.00019946 | 0.0023898 | 0.062758 | 0.18747 | 0.018626 | 0.11023 | 1.513e-05 | 0.00044216 | -2.3573e-05 | 0.0002333 | 0.00011503 | 3.0694e-05 | 5.065e-05 | 2.7243e-06 | 0.029686 | 0.19813 | 0.19082
|  | 569.9828 | 0 | 569.9828 | 0 | 501.7195 | 0.0062025 | 503.4308 | 0.00064211 | 502.1007 | 0.01053 | 496.7558 | 0.27946 | 496.7558 | 0.84544 | 569.9828 | 0.081352 | 499.2722 | 0.50432 | 503.4308 | -0.00081633 | 496.7558 | 0.00141 | 496.533 | 0.00086831 | 499.2722 | 0.00061996 | 501.7195 | 0.00051639 | 496.7558 | -0.00036968 | 569.9828 | 0.0004888 | 496.7558 | -1.4232e-05 | 499.2722 | 0.13514 | 569.9828 | 0.87134 | 569.9828 | 0.83774 | 0 | 0 | 0.0015131 | 0.00018829 | 0.0023428 | 0.061553 | 0.18963 | 0.018282 | 0.11158 | -3.0665e-05 | 0.00044884 | 5.8987e-05 | 0.00023143 | 0.00011521 | 6.5618e-05 | 6.2809e-05 | 1.7061e-05 | 0.030139 | 0.19793 | 0.19004
|  | 570.2106 | 0 | 570.2106 | 0 | 501.9425 | 0.0073722 | 503.6547 | 0.00104 | 502.3259 | 0.01028 | 496.9785 | 0.2732 | 496.9785 | 0.85721 | 570.2106 | 0.07913 | 499.4919 | 0.51161 | 503.6547 | 0.00054237 | 496.9785 | 0.00262 | 496.7558 | -0.00033868 | 499.4919 | 0.0014872 | 501.9425 | 0.00051722 | 496.9785 | 0.00095884 | 570.2106 | 6.254e-05 | 496.9785 | 0.00016742 | 499.4919 | 0.13927 | 570.2106 | 0.86611 | 570.2106 | 0.83048 | 0 | 0 | 0.0014861 | 0.0002084 | 0.0022978 | 0.060165 | 0.19124 | 0.01799 | 0.11314 | 5.5356e-05 | 0.00043991 | 6.2446e-05 | 0.00019252 | 0.00011542 | 9.5222e-05 | 6.4223e-05 | 2.1694e-05 | 0.030914 | 0.19758 | 0.18892
|  | 570.4385 | 0 | 570.4385 | 0 | 502.1654 | 0.0059604 | 503.8786 | 0.00082175 | 502.551 | 0.01013 | 497.2013 | 0.26703 | 497.2013 | 0.85991 | 570.4385 | 0.078771 | 499.7116 | 0.51834 | 503.8786 | -4.7862e-05 | 497.2013 | 0.00133 | 496.9785 | 0.00089937 | 499.7116 | 0.00026546 | 502.1654 | 0.00051825 | 497.2013 | -0.00010383 | 570.4385 | 0.00050116 | 497.2013 | 2.737e-05 | 499.7116 | 0.14216 | 570.4385 | 0.86812 | 570.4385 | 0.8277 | 0 | 0 | 0.0014829 | 0.00021067 | 0.0022574 | 0.059277 | 0.19278 | 0.017627 | 0.11468 | 2.4391e-05 | 0.00048009 | 2.2887e-05 | 9.6099e-05 | 0.00011566 | 8.1871e-05 | 5.0509e-05 | 1.5315e-05 | 0.031453 | 0.19703 | 0.1877
|  | 570.6664 | 0 | 570.6664 | 0 | 502.3883 | 0.0073434 | 504.1025 | 0.00106 | 502.7762 | 0.00992 | 497.424 | 0.26513 | 497.424 | 0.87075 | 570.6664 | 0.075947 | 499.9313 | 0.5257 | 504.1025 | 0.00026573 | 497.424 | 0.00298 | 497.2013 | -0.00069386 | 499.9313 | 0.00060937 | 502.3883 | 0.00051936 | 497.424 | 0.00083882 | 570.6664 | -5.7835e-05 | 497.424 | 0.00011012 | 499.9313 | 0.14417 | 570.6664 | 0.86127 | 570.6664 | 0.81983 | 0 | 0 | 0.0014959 | 0.00021058 | 0.0022192 | 0.05848 | 0.19501 | 0.017249 | 0.11627 | 1.7362e-05 | 0.00051796 | 1.0437e-05 | 0.00019672 | 0.00011591 | 8.6343e-05 | 4.5291e-05 | 2.0047e-05 | 0.031874 | 0.1965 | 0.18677
|  | 570.8942 | 0 | 570.8942 | 0 | 502.6113 | 0.0060749 | 504.3264 | 0.00082096 | 503.0014 | 0.00979 | 497.6468 | 0.25987 | 497.6468 | 0.87998 | 570.8942 | 0.075444 | 500.151 | 0.53276 | 504.3264 | -0.00011065 | 497.6468 | 0.00167 | 497.424 | 0.00078756 | 500.151 | 0.0011815 | 502.6113 | 0.00052035 | 497.6468 | -6.3681e-05 | 570.8942 | 0.00045534 | 497.6468 | 6.9856e-05 | 500.151 | 0.146 | 570.8942 | 0.86336 | 570.8942 | 0.8194 | 0 | 0 | 0.0014775 | 0.00021057 | 0.0021813 | 0.057496 | 0.19665 | 0.016927 | 0.11777 | 8.7745e-05 | 0.00049687 | 5.6227e-05 | 0.00045004 | 0.00011609 | 2.1924e-05 | 5.3185e-05 | 1.6772e-05 | 0.032384 | 0.19625 | 0.18579
|  | 571.1221 | 0 | 571.1221 | 0 | 502.8343 | 0.0071782 | 504.5503 | 0.00106 | 503.2266 | 0.00958 | 497.8696 | 0.25623 | 497.8696 | 0.88524 | 571.1221 | 0.073108 | 500.3707 | 0.5392 | 504.5503 | 0.00089443 | 497.8696 | 0.00279 | 497.6468 | -0.00028279 | 500.3707 | 0.0029149 | 502.8343 | 0.00052098 | 497.8696 | 0.00026048 | 571.1221 | 1.1419e-05 | 497.8696 | 8.0698e-05 | 500.3707 | 0.14877 | 571.1221 | 0.85897 | 571.1221 | 0.81112 | 0 | 0 | 0.0014688 | 0.0001994 | 0.0021452 | 0.05632 | 0.19697 | 0.016687 | 0.11939 | 6.6025e-05 | 0.00048795 | 7.4092e-05 | 0.00044132 | 0.00011617 | -1.0962e-05 | 6.252e-05 | 1.5951e-05 | 0.033008 | 0.19656 | 0.18533
|  | 571.35 | 0 | 571.35 | 0 | 503.0572 | 0.0059971 | 504.7742 | 0.00072082 | 503.4518 | 0.00947 | 498.0924 | 0.24931 | 498.0924 | 0.88281 | 571.35 | 0.073329 | 500.5904 | 0.54757 | 504.7742 | -0.00030476 | 498.0924 | 0.00159 | 497.8696 | 0.00094785 | 500.5904 | 0.0011021 | 503.0572 | 0.00052108 | 498.0924 | -0.00035888 | 571.35 | 0.00053722 | 498.0924 | 6.2485e-05 | 500.5904 | 0.15167 | 571.35 | 0.86595 | 571.35 | 0.81524 | 0 | 0 | 0.0014615 | 0.00019719 | 0.0021126 | 0.055207 | 0.19838 | 0.016486 | 0.12123 | -7.5183e-06 | 0.00043671 | 2.6141e-05 | 0.00023368 | 0.00011614 | 1.7862e-05 | 7.3289e-05 | 1.6029e-05 | 0.033705 | 0.19722 | 0.18543
|  | 571.5779 | 0 | 571.5779 | 0 | 503.2802 | 0.0071112 | 504.9982 | 0.00104 | 503.6771 | 0.00929 | 498.3152 | 0.24624 | 498.3152 | 0.89792 | 571.5779 | 0.071344 | 500.8102 | 0.55592 | 504.9982 | 0.00023763 | 498.3152 | 0.00233 | 498.0924 | -0.00071321 | 500.8102 | 0.0010249 | 503.2802 | 0.00052058 | 498.3152 | 0.00051922 | 571.5779 | 0.00010592 | 498.3152 | 8.1391e-05 | 500.8102 | 0.15512 | 571.5779 | 0.86472 | 571.5779 | 0.81201 | 0 | 0 | 0.0014585 | 0.00021076 | 0.0020824 | 0.054016 | 0.2001 | 0.016255 | 0.12272 | -1.4659e-05 | 0.00041665 | -2.2762e-05 | 2.7563e-05 | 0.00011597 | 3.6772e-05 | 7.0126e-05 | 8.906e-06 | 0.034286 | 0.19764 | 0.18511
|  | 571.8059 | 0 | 571.8059 | 0 | 503.5032 | 0.0059704 | 505.2221 | 0.00084225 | 503.9023 | 0.0092 | 498.5381 | 0.23862 | 498.5381 | 0.8982 | 571.8059 | 0.071287 | 501.0299 | 0.56094 | 505.2221 | -0.00036854 | 498.5381 | 0.00141 | 498.3152 | 0.00050889 | 501.0299 | -0.00077401 | 503.5032 | 0.00051955 | 498.5381 | -0.00018914 | 571.8059 | 0.0005094 | 498.5381 | -1.4486e-06 | 501.0299 | 0.15692 | 571.8059 | 0.86946 | 571.8059 | 0.81223 | 0 | 0 | 0.0014313 | 0.00020857 | 0.0020509 | 0.05286 | 0.2006 | 0.016036 | 0.12457 | 4.0444e-05 | 0.00037881 | -1.3483e-05 | 1.6759e-05 | 0.0001157 | 5.1786e-05 | 5.7043e-05 | 7.346e-06 | 0.034927 | 0.1983 | 0.18499
|  | 572.0338 | 0 | 572.0338 | 0 | 503.7262 | 0.0068667 | 505.4461 | 0.00102 | 504.1276 | 0.00901 | 498.7609 | 0.23582 | 498.7609 | 0.9023 | 572.0338 | 0.069418 | 501.2497 | 0.57281 | 505.4461 | 0.00072965 | 498.7609 | 0.00199 | 498.5381 | -0.00062992 | 501.2497 | 0.00092654 | 503.7262 | 0.00051819 | 498.7609 | 0.00065395 | 572.0338 | -8.894e-06 | 498.7609 | 6.7382e-05 | 501.2497 | 0.16095 | 572.0338 | 0.87045 | 572.0338 | 0.81087 | 0 | 0 | 0.0014237 | 0.00018556 | 0.0020182 | 0.052421 | 0.20182 | 0.015807 | 0.12699 | -3.3633e-05 | 0.00037665 | 4.1232e-05 | 0.00021693 | 0.00011541 | 5.555e-05 | 5.144e-05 | -4.3172e-07 | 0.0357 | 0.19905 | 0.18495
|  | 572.2618 | 0 | 572.2618 | 0 | 503.9492 | 0.0059007 | 505.6701 | 0.0006371 | 504.3528 | 0.00891 | 498.9838 | 0.2346 | 498.9838 | 0.90877 | 572.2618 | 0.069274 | 501.4694 | 0.58289 | 505.6701 | -0.00103 | 498.9838 | 0.00139 | 498.7609 | 0.001 | 501.4694 | 0.0010477 | 503.9492 | 0.00051681 | 498.9838 | -0.00015545 | 572.2618 | 0.00046022 | 498.9838 | -7.1256e-05 | 501.4694 | 0.16395 | 572.2618 | 0.87602 | 572.2618 | 0.81183 | 0 | 0 | 0.0014484 | 0.00019119 | 0.0019858 | 0.051747 | 0.2028 | 0.015574 | 0.12919 | -5.4656e-05 | 0.00036211 | 9.9453e-05 | 0.00019997 | 0.00011514 | 8.4014e-06 | 5.7388e-05 | 7.369e-06 | 0.036602 | 0.19943 | 0.18465
|  | 572.4897 | 0 | 572.4897 | 0 | 504.1722 | 0.0070878 | 505.8941 | 0.00107 | 504.5781 | 0.00872 | 499.2066 | 0.22983 | 499.2066 | 0.91134 | 572.4897 | 0.067367 | 501.6892 | 0.59265 | 505.8941 | 0.000542 | 499.2066 | 0.00186 | 498.9838 | -0.00010752 | 501.6892 | 0.00077192 | 504.1722 | 0.00051576 | 499.2066 | 0.00023085 | 572.4897 | 4.3263e-05 | 499.2066 | 0.00013739 | 501.6892 | 0.16912 | 572.4897 | 0.87365 | 572.4897 | 0.80815 | 0 | 0 | 0.0014369 | 0.00020181 | 0.0019521 | 0.050271 | 0.20434 | 0.015326 | 0.13092 | 2.4254e-05 | 0.00035548 | 4.0102e-05 | 0.00017076 | 0.00011498 | 9.478e-06 | 5.4305e-05 | 1.9473e-05 | 0.03748 | 0.19952 | 0.18421
|  | 572.7177 | 0 | 572.7177 | 0 | 504.3953 | 0.0057981 | 506.1181 | 0.00073162 | 504.8034 | 0.00861 | 499.4295 | 0.22129 | 499.4295 | 0.92235 | 572.7177 | 0.067087 | 501.909 | 0.59867 | 506.1181 | -0.00032547 | 499.4295 | 0.00133 | 499.2066 | 0.00046744 | 501.909 | 0.00078197 | 504.3953 | 0.00051537 | 499.4295 | -0.0001458 | 572.7177 | 0.00043314 | 499.4295 | 3.7352e-05 | 501.909 | 0.17194 | 572.7177 | 0.87671 | 572.7177 | 0.80786 | 0 | 0 | 0.0014153 | 0.00021186 | 0.0019196 | 0.049433 | 0.20539 | 0.015054 | 0.13241 | -7.4366e-06 | 0.00044134 | 0.00010355 | 0.00016858 | 0.00011501 | 8.9868e-05 | 5.5809e-05 | 1.3269e-05 | 0.038178 | 0.19951 | 0.18349
|  | 572.9457 | 0 | 572.9457 | 0 | 504.6183 | 0.0068918 | 506.3421 | 0.00116 | 505.0287 | 0.00843 | 499.6524 | 0.22225 | 499.6524 | 0.9205 | 572.9457 | 0.064977 | 502.1288 | 0.60613 | 506.3421 | 0.00025907 | 499.6524 | 0.00263 | 499.4295 | 0.00046178 | 502.1288 | 0.0007518 | 504.6183 | 0.00051587 | 499.6524 | 0.00095215 | 572.9457 | 5.6459e-05 | 499.6524 | 8.1707e-05 | 502.1288 | 0.17542 | 572.9457 | 0.87351 | 572.9457 | 0.80183 | 0 | 0 | 0.001434 | 0.0002154 | 0.0018881 | 0.048838 | 0.20667 | 0.014781 | 0.13447 | 5.2712e-05 | 0.00050369 | 0.00015275 | 0.00020792 | 0.00011523 | 7.3955e-05 | 5.6291e-05 | 1.0274e-05 | 0.038898 | 0.19949 | 0.18279
|  | 573.1737 | 0 | 573.1737 | 0 | 504.8414 | 0.0059658 | 506.5662 | 0.00076266 | 505.254 | 0.00833 | 499.8752 | 0.21601 | 499.8752 | 0.93412 | 573.1737 | 0.064682 | 502.3486 | 0.61736 | 506.5662 | 0.00021144 | 499.8752 | 0.00189 | 499.6524 | 0.0009088 | 502.3486 | 0.00114 | 504.8414 | 0.00051736 | 499.8752 | -0.00028849 | 573.1737 | 0.00043732 | 499.8752 | 1.0493e-05 | 502.3486 | 0.1785 | 573.1737 | 0.87643 | 573.1737 | 0.80157 | 0 | 0 | 0.0014288 | 0.00019744 | 0.0018554 | 0.048246 | 0.20863 | 0.014536 | 0.13608 | 6.2395e-05 | 0.00052391 | 7.9526e-05 | 0.00029796 | 0.00011569 | 2.79e-05 | 5.7651e-05 | 8.0988e-06 | 0.039625 | 0.1995 | 0.18214
|  | 573.4017 | 0 | 573.4017 | 0 | 505.0645 | 0.0068441 | 506.7902 | 0.001 | 505.4793 | 0.00814 | 500.0982 | 0.21681 | 500.0982 | 0.93747 | 573.4017 | 0.062819 | 502.5684 | 0.6207 | 506.7902 | 0.00034558 | 500.0982 | 0.00281 | 499.8752 | -0.00019515 | 502.5685 | 0.001571 | 505.0645 | 0.00051981 | 500.0982 | 0.00053878 | 573.4017 | 6.8368e-05 | 500.0982 | 6.2162e-05 | 502.5685 | 0.18203 | 573.4017 | 0.87346 | 573.4017 | 0.79607 | 0 | 0 | 0.0014347 | 0.00020066 | 0.0018207 | 0.047387 | 0.20931 | 0.014302 | 0.13714 | -2.0486e-05 | 0.00052381 | 0.00013319 | 0.00023257 | 0.00011632 | 2.5895e-05 | 5.4425e-05 | 9.7488e-06 | 0.039954 | 0.19962 | 0.18162
|  | 573.6297 | 0 | 573.6297 | 0 | 505.2875 | 0.0060187 | 507.0143 | 0.00079115 | 505.7047 | 0.00802 | 500.3211 | 0.20838 | 500.3211 | 0.94057 | 573.6297 | 0.062626 | 502.7883 | 0.62705 | 507.0143 | -0.00052845 | 500.3211 | 0.00189 | 500.0982 | 0.00139 | 502.7883 | 0.000545 | 505.2875 | 0.00052305 | 500.3211 | -0.00030643 | 573.6297 | 0.000409 | 500.3211 | 2.531e-05 | 502.7883 | 0.18149 | 573.6297 | 0.87746 | 573.6297 | 0.79694 | 0 | 0 | 0.0014672 | 0.00021974 | 0.0017858 | 0.046425 | 0.2106 | 0.014073 | 0.13815 | 4.8799e-05 | 0.00050271 | 0.00012299 | 5.8684e-05 | 0.0001171 | 3.1458e-05 | 4.492e-05 | 3.8432e-06 | 0.040288 | 0.20006 | 0.18129
|  | 573.8578 | 0 | 573.8578 | 0 | 505.5106 | 0.0071353 | 507.2384 | 0.00117 | 505.93 | 0.00783 | 500.544 | 0.20812 | 500.544 | 0.9488 | 573.8578 | 0.060801 | 503.0081 | 0.62971 | 507.2384 | 0.00096398 | 500.544 | 0.00262 | 500.3211 | -0.00028641 | 503.0081 | -1.1142e-05 | 505.5106 | 0.00052678 | 500.544 | 0.00058866 | 573.8578 | -1.5041e-05 | 500.544 | 9.1684e-06 | 503.0081 | 0.18501 | 573.8578 | 0.87717 | 573.8578 | 0.79303 | 0 | 0 | 0.0014481 | 0.00022066 | 0.0017512 | 0.045968 | 0.2111 | 0.01386 | 0.13896 | 3.1193e-05 | 0.00051608 | 3.4402e-05 | 7.6473e-05 | 0.00011796 | 6.3118e-05 | 4.5927e-05 | -2.699e-06 | 0.04082 | 0.20037 | 0.18098
|  | 574.0858 | 0 | 574.0858 | 0 | 505.7337 | 0.0058453 | 507.4625 | 0.00079943 | 506.1554 | 0.00771 | 500.7669 | 0.20428 | 500.7669 | 0.94509 | 574.0858 | 0.060755 | 503.228 | 0.63425 | 507.4625 | -0.00068558 | 500.7669 | 0.00201 | 500.544 | 0.00059505 | 503.228 | 0.00070674 | 505.7337 | 0.00053065 | 500.7669 | -2.2397e-05 | 574.0858 | 0.00041784 | 500.7669 | -3.3382e-05 | 503.228 | 0.18628 | 574.0858 | 0.88016 | 574.0858 | 0.79425 | 0 | 0 | 0.0014346 | 0.00020274 | 0.001716 | 0.044973 | 0.21216 | 0.013678 | 0.14037 | -1.2006e-05 | 0.00059419 | 3.4589e-05 | 0.00029876 | 0.00011879 | 6.0108e-05 | 5.8286e-05 | 7.0458e-06 | 0.041549 | 0.20064 | 0.1806
|  | 574.3139 | 0 | 574.3139 | 0 | 505.9568 | 0.0070165 | 507.6866 | 0.00101 | 506.3807 | 0.00752 | 500.9899 | 0.19914 | 500.9899 | 0.95804 | 574.3139 | 0.059191 | 503.4479 | 0.64273 | 507.6866 | 0.00057843 | 500.9899 | 0.00332 | 500.7669 | -0.00028474 | 503.4478 | 0.0020111 | 505.9568 | 0.00053429 | 500.9899 | 0.00056158 | 574.3139 | 9.3304e-05 | 500.9899 | 9.6585e-05 | 503.4478 | 0.1917 | 574.3139 | 0.87936 | 574.3139 | 0.78955 | 0 | 0 | 0.0014424 | 0.00019469 | 0.0016826 | 0.043698 | 0.21337 | 0.013463 | 0.14152 | 3.3932e-05 | 0.00059976 | 8.9771e-05 | 0.00024742 | 0.00011956 | 0.0001028 | 6.0242e-05 | 1.1286e-05 | 0.042285 | 0.20092 | 0.18006
|  | 574.5419 | 0 | 574.5419 | 0 | 506.18 | 0.0059113 | 507.9107 | 0.00072727 | 506.6061 | 0.00741 | 501.2129 | 0.19284 | 501.2129 | 0.95591 | 574.5419 | 0.058868 | 503.6677 | 0.64459 | 507.9107 | -0.00027564 | 501.2129 | 0.00206 | 500.9899 | 0.00109 | 503.6677 | 0.00023941 | 506.18 | 0.00053734 | 501.2129 | 0.00036053 | 574.5419 | 0.00043497 | 501.2129 | 4.6557e-06 | 503.6677 | 0.19292 | 574.5419 | 0.88256 | 574.5419 | 0.78946 | 0 | 0 | 0.0014423 | 0.00020364 | 0.001652 | 0.043143 | 0.21455 | 0.01323 | 0.14247 | 3.7001e-05 | 0.00056074 | 0.00012629 | 0.00014143 | 0.00012013 | 6.3234e-05 | 5.3485e-05 | -8.9679e-06 | 0.042871 | 0.20084 | 0.17948
|  | 574.77 | 0 | 574.77 | 0 | 506.4031 | 0.0070179 | 508.1348 | 0.00109 | 506.8315 | 0.00725 | 501.4358 | 0.19416 | 501.4358 | 0.96869 | 574.77 | 0.057146 | 503.8876 | 0.6511 | 508.1348 | 0.00060583 | 501.4358 | 0.00297 | 501.2129 | 4.2835e-05 | 503.8876 | 0.0010469 | 506.4031 | 0.00053953 | 501.4358 | 0.00020669 | 574.77 | 3.403e-05 | 501.4358 | -8.51e-05 | 503.8876 | 0.19697 | 574.77 | 0.87854 | 574.77 | 0.78436 | 0 | 0 | 0.0014607 | 0.00022367 | 0.0016254 | 0.042893 | 0.21634 | 0.013013 | 0.14386 | 7.2649e-05 | 0.00047608 | 0.0001196 | 3.7415e-05 | 0.00012052 | -1.0731e-05 | 4.0592e-05 | -1.1654e-05 | 0.043722 | 0.20081 | 0.17893
|  | 574.9981 | 0 | 574.9981 | 0 | 506.6262 | 0.0060737 | 508.3589 | 0.00090597 | 507.0569 | 0.00717 | 501.6588 | 0.19055 | 501.6588 | 0.97167 | 574.9981 | 0.056956 | 504.1075 | 0.65747 | 508.3589 | 4.2478e-05 | 501.6588 | 0.0013 | 501.4358 | 0.00103 | 504.1075 | -0.00070656 | 506.6262 | 0.0005407 | 501.6588 | -0.00030294 | 574.9981 | 0.00032188 | 501.6588 | -1.9426e-05 | 504.1075 | 0.20072 | 574.9981 | 0.88215 | 574.9981 | 0.78453 | 0 | 0 | 0.0014648 | 0.00020811 | 0.0015992 | 0.041513 | 0.21741 | 0.012832 | 0.14531 | 0.00011294 | 0.00051959 | 9.0285e-05 | 8.9524e-05 | 0.00012069 | 3.5494e-05 | 4.0341e-05 | 1.434e-05 | 0.044438 | 0.20135 | 0.17863
|  | 575.2262 | 0 | 575.2262 | 0 | 506.8494 | 0.0070534 | 508.5831 | 0.00095094 | 507.2823 | 0.00702 | 501.8818 | 0.18176 | 501.8818 | 0.97816 | 575.2262 | 0.055559 | 504.3274 | 0.6641 | 508.5831 | 0.00096522 | 501.8818 | 0.00336 | 501.6588 | -0.00022023 | 504.3274 | 0.0015208 | 506.8494 | 0.00054084 | 501.8818 | 0.00062127 | 575.2262 | 3.1837e-05 | 501.8818 | 0.00014804 | 504.3274 | 0.20343 | 575.2262 | 0.88332 | 575.2262 | 0.78167 | 0 | 0 | 0.0014478 | 0.00019174 | 0.0015735 | 0.040399 | 0.21834 | 0.012649 | 0.14625 | 7.3339e-05 | 0.00058646 | 6.6351e-05 | 0.00020344 | 0.0001206 | 4.2982e-05 | 4.6023e-05 | 2.0043e-05 | 0.045072 | 0.20215 | 0.17859
|  | 575.4543 | 0 | 575.4543 | 0 | 507.0725 | 0.0059226 | 508.8073 | 0.00075962 | 507.5077 | 0.00694 | 502.1048 | 0.18058 | 502.1048 | 0.98011 | 575.4543 | 0.055337 | 504.5474 | 0.66577 | 508.8073 | -0.00031093 | 502.1048 | 0.0019 | 501.8818 | 0.0008153 | 504.5474 | 0.00032924 | 507.0725 | 0.00054009 | 502.1048 | -0.00023576 | 575.4543 | 0.00037167 | 502.1048 | 3.1732e-05 | 504.5474 | 0.20643 | 575.4543 | 0.88904 | 575.4543 | 0.78411 | 0 | 0 | 0.0014587 | 0.00019945 | 0.0015476 | 0.039655 | 0.21882 | 0.012456 | 0.14757 | 5.5218e-05 | 0.00050291 | 1.0979e-05 | 9.9848e-05 | 0.0001204 | 5.1416e-05 | 4.873e-05 | 9.6619e-06 | 0.045759 | 0.20271 | 0.17854
|  | 575.6825 | 0 | 575.6825 | 0 | 507.2957 | 0.007148 | 509.0314 | 0.00102 | 507.7332 | 0.00679 | 502.3278 | 0.17504 | 502.3278 | 0.98223 | 575.6825 | 0.053861 | 504.7673 | 0.67617 | 509.0314 | 0.00080361 | 502.3278 | 0.00261 | 502.1048 | -0.00071683 | 504.7673 | 0.00057872 | 507.2957 | 0.00053875 | 502.3278 | 0.00069685 | 575.6825 | 5.5549e-05 | 502.3278 | 5.4914e-05 | 504.7673 | 0.20968 | 575.6825 | 0.88811 | 575.6825 | 0.7811 | 0 | 0 | 0.0014712 | 0.00019267 | 0.001523 | 0.038734 | 0.21974 | 0.012258 | 0.14925 | 1.4972e-05 | 0.00046165 | -6.0399e-06 | -2.3578e-05 | 0.00012006 | 6.0057e-05 | 5.0487e-05 | -1.8657e-06 | 0.046543 | 0.20302 | 0.17822
|  | 575.9106 | 0 | 575.9106 | 0 | 507.5189 | 0.006036 | 509.2556 | 0.00069855 | 507.9586 | 0.00672 | 502.5508 | 0.17232 | 502.5508 | 0.98833 | 575.9106 | 0.053603 | 504.9872 | 0.681 | 509.2556 | -0.00067007 | 502.5508 | 0.00153 | 502.3278 | 0.00066267 | 504.9872 | -0.00079312 | 507.5189 | 0.00053717 | 502.5508 | -0.00015828 | 575.9106 | 0.00038705 | 502.5508 | -7.1645e-05 | 504.9872 | 0.21356 | 575.9106 | 0.89166 | 575.9106 | 0.78129 | 0 | 0 | 0.0014709 | 0.00020272 | 0.0014982 | 0.038522 | 0.21985 | 0.012112 | 0.15075 | 1.7273e-05 | 0.00051741 | -1.3315e-05 | -8.51e-05 | 0.00011974 | 8.9294e-05 | 6.139e-05 | -8.9081e-06 | 0.047282 | 0.20363 | 0.17816
|  | 576.1387 | 0 | 576.1387 | 0 | 507.7421 | 0.0071438 | 509.4798 | 0.00111 | 508.1841 | 0.00657 | 502.7739 | 0.17314 | 502.7739 | 0.98322 | 576.1387 | 0.052576 | 505.2072 | 0.68981 | 509.4798 | 0.00082417 | 502.7739 | 0.00311 | 502.5508 | -0.00078208 | 505.2072 | 1.9271e-05 | 507.7421 | 0.00053577 | 502.7739 | 0.00095904 | 576.1387 | 0.0001511 | 502.7739 | -8.241e-06 | 505.2072 | 0.21639 | 576.1387 | 0.89336 | 576.1387 | 0.78047 | 0 | 0 | 0.0014707 | 0.00021505 | 0.0014723 | 0.037997 | 0.22019 | 0.011981 | 0.15244 | 3.3201e-05 | 0.00050746 | -1.4899e-05 | -1.4783e-05 | 0.00011949 | 8.9611e-05 | 5.4737e-05 | -1.4405e-06 | 0.047954 | 0.20434 | 0.1782
|  | 576.3669 | 0 | 576.3669 | 0 | 507.9653 | 0.0060343 | 509.704 | 0.00080828 | 508.4096 | 0.00649 | 502.9969 | 0.16755 | 502.9969 | 0.99101 | 576.3669 | 0.052441 | 505.4271 | 0.69616 | 509.704 | -0.00052801 | 502.9969 | 0.00144 | 502.7739 | 0.00064846 | 505.4272 | -0.00015368 | 507.9653 | 0.00053487 | 502.9969 | -0.00015557 | 576.3669 | 0.00032869 | 502.9969 | -4.675e-06 | 505.4272 | 0.21961 | 576.3669 | 0.89772 | 576.3669 | 0.78151 | 0 | 0 | 0.0014542 | 0.00022181 | 0.0014465 | 0.037018 | 0.22137 | 0.011831 | 0.15389 | 7.0008e-06 | 0.00054536 | 7.5245e-05 | 0.00011906 | 0.00011937 | 3.2025e-05 | 4.0488e-05 | 6.8047e-06 | 0.04916 | 0.20512 | 0.17818
|  | 576.5951 | 0 | 576.5951 | 0 | 508.1885 | 0.0069958 | 509.9282 | 0.00117 | 508.6351 | 0.00634 | 503.22 | 0.16438 | 503.22 | 0.9939 | 576.5951 | 0.051267 | 505.6471 | 0.70301 | 509.9282 | 0.00059045 | 503.22 | 0.00345 | 502.9969 | 2.6202e-05 | 505.6471 | 0.0012362 | 508.1885 | 0.00053472 | 503.22 | 0.00044273 | 576.5951 | 2.621e-05 | 503.22 | 6.569e-05 | 505.6471 | 0.22736 | 576.5951 | 0.90019 | 576.5951 | 0.78029 | 0 | 0 | 0.0014614 | 0.00022771 | 0.0014229 | 0.036178 | 0.22129 | 0.011638 | 0.15541 | 4.224e-05 | 0.00069378 | 8.8714e-05 | 0.00015652 | 0.00011944 | 3.2048e-05 | 3.4584e-05 | 1.5032e-06 | 0.050205 | 0.20568 | 0.17799
|  | 576.8233 | 0 | 576.8233 | 0 | 508.4118 | 0.0060971 | 510.1525 | 0.0008609 | 508.8606 | 0.00628 | 503.4431 | 0.15997 | 503.4431 | 0.99001 | 576.8233 | 0.050737 | 505.8671 | 0.70983 | 510.1525 | -0.00021373 | 503.4431 | 0.00277 | 503.22 | 0.00076926 | 505.8671 | 0.00018676 | 508.4118 | 0.00053536 | 503.4431 | -0.00015541 | 576.8233 | 0.0002769 | 503.4431 | -5.2214e-05 | 505.8671 | 0.22904 | 576.8233 | 0.9025 | 576.8233 | 0.77969 | 0 | 0 | 0.0014826 | 0.0002277 | 0.0014005 | 0.035669 | 0.22045 | 0.011433 | 0.15667 | 9.6486e-06 | 0.00069827 | 0.00011486 | 0.00019121 | 0.00011966 | 1.444e-05 | 3.8785e-05 | -5.8848e-06 | 0.050765 | 0.20594 | 0.17759
|  | 577.0515 | 0 | 577.0515 | 0 | 508.635 | 0.0071855 | 510.3767 | 0.00117 | 509.0861 | 0.00614 | 503.6661 | 0.1598 | 503.6661 | 0.98633 | 577.0515 | 0.049467 | 506.0871 | 0.71445 | 510.3767 | 0.00029978 | 503.6661 | 0.00349 | 503.4431 | 0.00026051 | 506.0871 | 0.0015515 | 508.635 | 0.00053668 | 503.6661 | 0.00028486 | 577.0515 | 6.3022e-05 | 503.6661 | -5.4398e-07 | 506.0871 | 0.23246 | 577.0515 | 0.90237 | 577.0515 | 0.77675 | 0 | 0 | 0.0014567 | 0.00020211 | 0.0013757 | 0.035291 | 0.22082 | 0.011256 | 0.15753 | -2.5488e-05 | 0.00067259 | 0.00010721 | 0.00012872 | 0.00012002 | -5.6105e-06 | 4.5142e-05 | -8.6821e-06 | 0.051616 | 0.2063 | 0.17729
|  | 577.2797 | 0 | 577.2797 | 0 | 508.8583 | 0.0058632 | 510.601 | 0.00063241 | 509.3116 | 0.00606 | 503.8892 | 0.1566 | 503.8892 | 0.9934 | 577.2797 | 0.049177 | 506.3071 | 0.71765 | 510.601 | -0.00052708 | 503.8892 | 0.00254 | 503.6661 | 0.00070065 | 506.3071 | -0.00038126 | 508.8583 | 0.00053844 | 503.8892 | -0.00033517 | 577.2797 | 0.00033259 | 503.8892 | -7.7294e-05 | 506.3071 | 0.23677 | 577.2797 | 0.90561 | 577.2797 | 0.77702 | 0 | 0 | 0.0014353 | 0.00018418 | 0.0013509 | 0.0345 | 0.22163 | 0.011108 | 0.15892 | 3.7295e-05 | 0.00063478 | 2.8214e-05 | 8.4045e-05 | 0.00012042 | 1.2953e-05 | 5.9672e-05 | -6.2649e-06 | 0.052495 | 0.20665 | 0.17684
|  | 577.5079 | 0 | 577.5079 | 0 | 509.0815 | 0.006994 | 510.8253 | 0.00101 | 509.5371 | 0.00592 | 504.1123 | 0.15265 | 504.1123 | 0.99325 | 577.5079 | 0.048165 | 506.5272 | 0.72687 | 510.8253 | 0.00085965 | 504.1123 | 0.00315 | 503.8892 | -0.0004477 | 506.5272 | 0.0011452 | 509.0815 | 0.00054025 | 504.1123 | 0.00045127 | 577.5079 | 0.00019032 | 504.1123 | 2.1137e-05 | 506.5272 | 0.24039 | 577.5079 | 0.90527 | 577.5079 | 0.77268 | 0 | 0 | 0.001461 | 0.00019979 | 0.0013263 | 0.033634 | 0.22197 | 0.010957 | 0.16036 | 7.8878e-05 | 0.00059236 | 1.5604e-05 | 0.00021902 | 0.00012079 | 1.5562e-05 | 6.3949e-05 | -7.515e-06 | 0.053456 | 0.20695 | 0.17634
|  | 577.7361 | 0 | 577.7361 | 0 | 509.3048 | 0.0060938 | 511.0496 | 0.00077169 | 509.7627 | 0.00584 | 504.3354 | 0.14885 | 504.3354 | 0.99652 | 577.7361 | 0.047855 | 506.7472 | 0.73073 | 511.0496 | -0.00015623 | 504.3354 | 0.00216 | 504.1123 | 0.00058757 | 506.7472 | 0.00084565 | 509.3048 | 0.00054175 | 504.3354 | -0.00031177 | 577.7361 | 0.00037008 | 504.3354 | -8.8503e-05 | 506.7472 | 0.24551 | 577.7361 | 0.90822 | 577.7361 | 0.77264 | 0 | 0 | 0.0014678 | 0.00019038 | 0.0013014 | 0.033081 | 0.22232 | 0.010804 | 0.16191 | 2.7115e-05 | 0.0006459 | 8.1922e-06 | 0.00022303 | 0.00012106 | 2.85e-05 | 6.3324e-05 | -7.1812e-06 | 0.054443 | 0.20726 | 0.17609
|  | 577.9644 | 0 | 577.9644 | 0 | 509.5281 | 0.0070526 | 511.2739 | 0.00092584 | 509.9882 | 0.0057 | 504.5586 | 0.14769 | 504.5586 | 0.9964 | 577.9644 | 0.046812 | 506.9672 | 0.74096 | 511.2739 | 0.000398 | 504.5586 | 0.00363 | 504.3354 | -0.00051414 | 506.9672 | 0.0011816 | 509.5281 | 0.00054257 | 504.5586 | 0.00056724 | 577.9644 | 0.00018479 | 504.5586 | 2.413e-05 | 506.9672 | 0.24936 | 577.9644 | 0.90789 | 577.9644 | 0.77035 | 0 | 0 | 0.0014784 | 0.00018659 | 0.001278 | 0.032343 | 0.22255 | 0.010657 | 0.16371 | 1.6418e-05 | 0.00079107 | 4.5376e-05 | 0.00022932 | 0.00012114 | 7.1577e-05 | 8.8887e-05 | 7.7643e-06 | 0.054856 | 0.20772 | 0.17578
|  | 578.1927 | 0 | 578.1927 | 0 | 509.7514 | 0.0061894 | 511.4982 | 0.00073781 | 510.2138 | 0.00563 | 504.7817 | 0.14219 | 504.7817 | 0.99818 | 578.1927 | 0.046564 | 507.1873 | 0.7468 | 511.4982 | -0.00025162 | 504.7817 | 0.00346 | 504.5586 | 0.0009209 | 507.1873 | 0.00090251 | 509.7514 | 0.00054247 | 504.7817 | 7.4272e-05 | 578.1927 | 0.00059404 | 504.7817 | 4.5458e-05 | 507.1873 | 0.2492 | 578.1927 | 0.91212 | 578.1927 | 0.7698 | 0 | 0 | 0.0014894 | 0.00021175 | 0.0012563 | 0.031484 | 0.22294 | 0.010428 | 0.16515 | 5.5032e-05 | 0.00080665 | 2.1567e-07 | 0.00026072 | 0.000121 | 3.1379e-05 | 9.7851e-05 | 1.2819e-05 | 0.055696 | 0.20815 | 0.17522
|  | 578.4209 | 0 | 578.4209 | 0 | 509.9747 | 0.0071506 | 511.7225 | 0.00115 | 510.4394 | 0.00551 | 505.0048 | 0.14 | 505.0048 | 1 | 578.4209 | 0.044799 | 507.4074 | 0.75419 | 511.7225 | 0.00074225 | 505.0048 | 0.00377 | 504.7817 | -0.00091896 | 507.4073 | 0.001467 | 509.9747 | 0.00054133 | 505.0048 | 0.00020698 | 578.4209 | 0.00026329 | 505.0048 | 6.9436e-05 | 507.4073 | 0.25698 | 578.4209 | 0.91156 | 578.4209 | 0.76543 | 0 | 0 | 0.0014735 | 0.00023059 | 0.0012387 | 0.031013 | 0.2227 | 0.010115 | 0.16643 | 4.2173e-05 | 0.00072645 | 6.371e-05 | 0.00019518 | 0.00012065 | -3.7228e-05 | 3.5453e-05 | -7.7883e-07 | 0.056942 | 0.20815 | 0.17447
|  | 578.6492 | 0 | 578.6492 | 0 | 510.198 | 0.0060451 | 511.9468 | 0.00090568 | 510.665 | 0.00547 | 505.228 | 0.13792 | 505.228 | 0.99567 | 578.6492 | 0.043822 | 507.6274 | 0.75838 | 511.9468 | -0.00036627 | 505.228 | 0.00274 | 505.0048 | 0.00149 | 507.6274 | 0.00030692 | 510.198 | 0.00053919 | 505.228 | -0.0005406 | 578.6492 | 4.7319e-05 | 505.228 | -7.6416e-05 | 507.6274 | 0.26053 | 578.6492 | 0.91208 | 578.6492 | 0.76313 | 0 | 0 | 0.0014659 | 0.00022388 | 0.0012238 | 0.030592 | 0.22253 | 0.0099409 | 0.16801 | -7.8043e-06 | 0.00073535 | 0.00014906 | 0.00027926 | 0.00012009 | 1.1652e-05 | 2.9778e-05 | -4.9759e-06 | 0.058017 | 0.20828 | 0.17397
|  | 578.8775 | 0 | 578.8775 | 0 | 510.4214 | 0.0070826 | 512.1712 | 0.00109 | 510.8906 | 0.00538 | 505.4512 | 0.13624 | 505.4512 | 0.99857 | 578.8775 | 0.043264 | 507.8475 | 0.76836 | 512.1712 | 0.00029671 | 505.4512 | 0.00385 | 505.228 | -0.00015424 | 507.8475 | 0.0022308 | 510.4214 | 0.00053627 | 505.4512 | 0.00064501 | 578.8775 | 0.00021354 | 505.4512 | 3.1823e-05 | 507.8475 | 0.26668 | 578.8775 | 0.91252 | 578.8775 | 0.76089 | 0 | 0 | 0.0014542 | 0.00020368 | 0.0012093 | 0.030049 | 0.22299 | 0.0097785 | 0.16957 | -3.8244e-07 | 0.00083469 | 0.00013008 | 0.00016251 | 0.00011939 | 8.9813e-05 | 4.3087e-05 | 4.3345e-06 | 0.058965 | 0.20834 | 0.17339
|  | 579.1058 | 0 | 579.1058 | 0 | 510.6447 | 0.0059409 | 512.3956 | 0.00072553 | 511.1162 | 0.00534 | 505.6744 | 0.13304 | 505.6744 | 0.99973 | 579.1058 | 0.0424 | 508.0676 | 0.77253 | 512.3956 | -0.00030011 | 505.6744 | 0.00363 | 505.4512 | 0.00132 | 508.0676 | -0.00075402 | 510.6447 | 0.0005329 | 505.6744 | 0.00015983 | 579.1058 | 0.00016391 | 505.6744 | 7.0199e-06 | 508.0676 | 0.26914 | 579.1058 | 0.91262 | 579.1058 | 0.75812 | 0 | 0 | 0.0014675 | 0.00018371 | 0.0011926 | 0.029434 | 0.22287 | 0.009641 | 0.17119 | 3.2597e-06 | 0.00092727 | 5.6714e-05 | 0.00010076 | 0.00011865 | 4.2854e-05 | 4.9954e-05 | 6.5616e-06 | 0.059832 | 0.20867 | 0.17299
|  | 579.3341 | 0 | 579.3341 | 0 | 510.868 | 0.0071998 | 512.6199 | 0.00091208 | 511.3419 | 0.00523 | 505.8976 | 0.13074 | 505.8976 | 0.99761 | 579.3341 | 0.042052 | 508.2877 | 0.78313 | 512.6199 | 0.00032917 | 505.8976 | 0.00468 | 505.6744 | -0.00081176 | 508.2877 | 0.0016696 | 510.868 | 0.0005295 | 505.8976 | 0.00022421 | 579.3341 | 0.00027367 | 505.8976 | 5.1783e-05 | 508.2877 | 0.27456 | 579.3341 | 0.91522 | 579.3341 | 0.75717 | 0 | 0 | 0.0014792 | 0.00017978 | 0.0011756 | 0.028861 | 0.22266 | 0.0095112 | 0.17235 | -2.045e-05 | 0.00090512 | 7.7913e-05 | 8.984e-05 | 0.00011794 | 4.6932e-05 | 4.9834e-05 | 1.1629e-05 | 0.060917 | 0.2091 | 0.1725
|  | 579.5625 | 0 | 579.5625 | 0 | 511.0914 | 0.0060455 | 512.8444 | 0.00068999 | 511.5675 | 0.00519 | 506.1208 | 0.12786 | 506.1208 | 0.99745 | 579.5625 | 0.041259 | 508.5078 | 0.78286 | 512.8444 | -0.00051141 | 506.1208 | 0.00343 | 505.8976 | 0.00151 | 508.5078 | -0.00085337 | 511.0914 | 0.00052656 | 506.1208 | 0.0001963 | 579.5625 | 0.00016285 | 506.1208 | 5.2412e-05 | 508.5078 | 0.27892 | 579.5625 | 0.91634 | 579.5625 | 0.75381 | 0 | 0 | 0.0014771 | 0.0001857 | 0.0011598 | 0.02807 | 0.22279 | 0.0093466 | 0.17303 | 3.5816e-05 | 0.00086836 | 0.00010387 | -6.2155e-05 | 0.00011739 | 4.1801e-05 | 4.1655e-05 | 1.5868e-05 | 0.062024 | 0.2093 | 0.17192
|  | 579.7908 | 0 | 579.7908 | 0 | 511.3148 | 0.0071806 | 513.0687 | 0.00096529 | 511.7932 | 0.00509 | 506.344 | 0.12363 | 506.344 | 0.99859 | 579.7908 | 0.040607 | 508.7279 | 0.78925 | 513.0687 | 0.00083067 | 506.344 | 0.00435 | 506.1208 | -0.00057934 | 508.7279 | 0.00028864 | 511.3148 | 0.00052454 | 506.344 | 0.00017821 | 579.7908 | 0.00020201 | 506.344 | 8.9752e-05 | 508.7279 | 0.28462 | 579.7908 | 0.91691 | 579.7908 | 0.752 | 0 | 0 | 0.0014714 | 0.00017678 | 0.001144 | 0.027575 | 0.22269 | 0.00919 | 0.17437 | 6.1603e-05 | 0.00083369 | 2.6489e-05 | 0.00020236 | 0.0001171 | 1.1469e-05 | 4.1759e-05 | -2.4634e-06 | 0.062898 | 0.2092 | 0.17139
|  | 580.0192 | 0 | 580.0192 | 0 | 511.5381 | 0.0059925 | 513.2931 | 0.00061018 | 512.0188 | 0.00505 | 506.5672 | 0.12345 | 506.5672 | 0.99678 | 580.0192 | 0.03988 | 508.9481 | 0.79488 | 513.2931 | -0.00028168 | 506.5672 | 0.00312 | 506.344 | 0.00081666 | 508.9481 | 0.0015497 | 511.5381 | 0.00052387 | 506.5672 | -7.5446e-05 | 580.0192 | 0.00016372 | 506.5672 | -0.00011182 | 508.9481 | 0.28679 | 580.0192 | 0.91533 | 580.0192 | 0.74907 | 0 | 0 | 0.0014629 | 0.00017889 | 0.0011297 | 0.027326 | 0.22234 | 0.0090492 | 0.17611 | 4.5357e-06 | 0.00089184 | 4.8332e-05 | 0.00036008 | 0.00011713 | 4.889e-06 | 4.3202e-05 | -4.234e-06 | 0.063541 | 0.20918 | 0.1708
|  | 580.2475 | 0 | 580.2475 | 0 | 511.7615 | 0.0071045 | 513.5176 | 0.00098397 | 512.2445 | 0.00496 | 506.7904 | 0.12136 | 506.7904 | 0.99513 | 580.2475 | 0.039374 | 509.1682 | 0.80507 | 513.5176 | 0.0003221 | 506.7904 | 0.00487 | 506.5672 | -0.0003836 | 509.1682 | 0.0017214 | 511.7615 | 0.00052483 | 506.7904 | 0.00011925 | 580.2475 | 0.00021464 | 506.7904 | 7.3893e-05 | 509.1682 | 0.29046 | 580.2475 | 0.9167 | 580.2475 | 0.74679 | 0 | 0 | 0.0014664 | 0.00019938 | 0.0011158 | 0.026703 | 0.22213 | 0.0089174 | 0.17739 | -2.7117e-05 | 0.00098569 | 5.4722e-05 | 7.659e-05 | 0.00011757 | 8.3053e-08 | 4.7133e-05 | -2.2941e-06 | 0.064301 | 0.20945 | 0.17035
|  | 580.4759 | 0 | 580.4759 | 0 | 511.985 | 0.0060224 | 513.742 | 0.00079285 | 512.4701 | 0.00493 | 507.0137 | 0.11785 | 507.0137 | 0.99478 | 580.4759 | 0.038719 | 509.3884 | 0.80636 | 513.742 | -0.00056377 | 507.0137 | 0.00396 | 506.7904 | 0.00087385 | 509.3884 | -0.0010257 | 511.985 | 0.00052759 | 507.0137 | -0.0001185 | 580.4759 | 0.00019812 | 507.0137 | -9.4444e-05 | 509.3884 | 0.29369 | 580.4759 | 0.91756 | 580.4759 | 0.74498 | 0 | 0 | 0.0014636 | 0.00019819 | 0.0011015 | 0.026316 | 0.22194 | 0.0087859 | 0.17829 | 5.6822e-05 | 0.00098574 | 4.2111e-05 | 9.9263e-05 | 0.00011838 | 5.64e-05 | 4.6027e-05 | -4.6233e-06 | 0.065264 | 0.2096 | 0.16985
|  | 580.7043 | 0 | 580.7043 | 0 | 512.2084 | 0.0070798 | 513.9665 | 0.0009728 | 512.6959 | 0.00483 | 507.237 | 0.11788 | 507.237 | 0.99329 | 580.7043 | 0.038218 | 509.6086 | 0.81317 | 513.9665 | 0.00107 | 507.237 | 0.00487 | 507.0137 | -0.00049662 | 509.6086 | 0.0019273 | 512.2084 | 0.00053214 | 507.237 | 0.00062372 | 580.7043 | 0.00020494 | 507.237 | 5.303e-05 | 509.6086 | 0.29913 | 580.7043 | 0.91793 | 580.7043 | 0.74242 | 0 | 0 | 0.001475 | 0.00019518 | 0.0010845 | 0.025802 | 0.22198 | 0.0086415 | 0.17939 | 0.00012468 | 0.0009969 | 7.1023e-06 | 4.3718e-05 | 0.00011957 | 2.6541e-05 | 4.3017e-05 | 3.6257e-06 | 0.066027 | 0.20969 | 0.16933
|  | 580.9327 | 0 | 580.9327 | 0 | 512.4318 | 0.0061255 | 514.1909 | 0.00076657 | 512.9216 | 0.00478 | 507.4602 | 0.11325 | 507.4602 | 0.99515 | 580.9327 | 0.037452 | 509.8288 | 0.81626 | 514.1909 | 4.1059e-05 | 507.4602 | 0.00406 | 507.237 | 0.00056024 | 509.8288 | -0.0015302 | 512.4318 | 0.00053833 | 507.4602 | -0.00038597 | 580.9327 | 0.00017174 | 507.4602 | -2.0551e-05 | 509.8288 | 0.30062 | 580.9327 | 0.91823 | 580.9327 | 0.74035 | 0 | 0 | 0.0014941 | 0.0001932 | 0.0010668 | 0.025229 | 0.22079 | 0.0084772 | 0.17992 | 0.00011685 | 0.0010962 | 1.1166e-05 | -0.00012725 | 0.00012113 | 3.6126e-05 | 3.9948e-05 | 1.0927e-05 | 0.066708 | 0.20972 | 0.16885
|  | 581.1611 | 0 | 581.1611 | 0 | 512.6552 | 0.0072477 | 514.4154 | 0.00095465 | 513.1473 | 0.00467 | 507.6835 | 0.11276 | 507.6835 | 0.98269 | 581.1611 | 0.036776 | 510.0489 | 0.81808 | 514.4154 | 0.001 | 507.6835 | 0.00576 | 507.4602 | -0.00046021 | 510.049 | 0.00037432 | 512.6552 | 0.00054583 | 507.6835 | 0.0007096 | 581.1611 | 0.00017805 | 507.6835 | 0.00011844 | 510.049 | 0.30531 | 581.1611 | 0.91815 | 581.1611 | 0.7381 | 0 | 0 | 0.001489 | 0.00019821 | 0.0010507 | 0.024889 | 0.21984 | 0.0083362 | 0.18047 | 2.0154e-05 | 0.0011065 | 6.6954e-05 | 0.00010634 | 0.0001229 | 4.869e-05 | 4.4204e-05 | 1.3209e-05 | 0.067452 | 0.20975 | 0.16834
|  | 581.3895 | 0 | 581.3895 | 0 | 512.8787 | 0.0060796 | 514.6399 | 0.00081134 | 513.3731 | 0.00464 | 507.9068 | 0.11016 | 507.9068 | 0.98634 | 581.3895 | 0.036214 | 510.2691 | 0.82122 | 514.6399 | -0.00082044 | 507.9068 | 0.00415 | 507.6835 | 0.00106 | 510.2691 | 0.00059164 | 512.8787 | 0.00055422 | 507.9068 | -0.0002735 | 581.3895 | 0.00020899 | 507.9068 | -1.2513e-07 | 510.2691 | 0.30737 | 581.3895 | 0.91842 | 581.3895 | 0.73588 | 0 | 0 | 0.0014657 | 0.00020287 | 0.0010363 | 0.024177 | 0.22052 | 0.0082152 | 0.18216 | 1.3262e-05 | 0.0010529 | 0.00016055 | 0.00011421 | 0.00012482 | 1.1726e-05 | 5.0082e-05 | -4.1031e-06 | 0.068451 | 0.20994 | 0.16786
|  | 581.618 | 0 | 581.618 | 0 | 513.1021 | 0.0070396 | 514.8644 | 0.00099605 | 513.5988 | 0.00454 | 508.1301 | 0.10638 | 508.1301 | 0.98877 | 581.618 | 0.035711 | 510.4894 | 0.83309 | 514.8644 | 0.00093859 | 508.1301 | 0.00528 | 507.9068 | 0.00037796 | 510.4893 | 0.0004456 | 513.1021 | 0.00056298 | 508.1301 | 0.00037852 | 581.618 | 0.00022948 | 508.1301 | -3.6625e-05 | 510.4893 | 0.3143 | 581.618 | 0.91962 | 581.618 | 0.73374 | 0 | 0 | 0.0014637 | 0.0001869 | 0.0010216 | 0.023747 | 0.22009 | 0.0081103 | 0.18294 | 7.2511e-05 | 0.0010239 | 0.00016055 | -6.4436e-05 | 0.00012675 | 2.7225e-05 | 5.1665e-05 | -1.0443e-05 | 0.069311 | 0.21042 | 0.16749
|  | 581.8464 | 0 | 581.8464 | 0 | 513.3256 | 0.0060611 | 515.0889 | 0.00066864 | 513.8246 | 0.00451 | 508.3534 | 0.10629 | 508.3534 | 0.9823 | 581.8464 | 0.035292 | 510.7096 | 0.82821 | 515.0889 | -0.00029276 | 508.3534 | 0.00389 | 508.1301 | 0.00106 | 510.7096 | -0.0010307 | 513.3256 | 0.00057154 | 508.3534 | -0.0001347 | 581.8464 | 0.00022283 | 508.3534 | -5.6898e-05 | 510.7096 | 0.31509 | 581.8464 | 0.9225 | 581.8464 | 0.73256 | 0 | 0 | 0.0014816 | 0.00016786 | 0.0010069 | 0.023275 | 0.21994 | 0.00798 | 0.18324 | 6.0624e-05 | 0.0010485 | 5.4982e-05 | 0.00014248 | 0.00012861 | 5.7373e-05 | 3.6014e-05 | 6.4294e-06 | 0.069947 | 0.21093 | 0.16732
|  | 582.0749 | 0 | 582.0749 | 0 | 513.5491 | 0.0071964 | 515.3135 | 0.00082642 | 514.0503 | 0.00441 | 508.5768 | 0.10215 | 508.5768 | 0.98731 | 582.0749 | 0.034566 | 510.9298 | 0.83569 | 515.3135 | 0.00083272 | 508.5768 | 0.0055 | 508.3534 | -0.0005676 | 510.9298 | 0.0023245 | 513.5491 | 0.00057931 | 508.5768 | 0.0006485 | 582.0749 | 9.2447e-05 | 508.5768 | 0.00011448 | 510.9298 | 0.32008 | 582.0749 | 0.92401 | 582.0749 | 0.7322 | 0 | 0 | 0.0014819 | 0.00017773 | 0.00099339 | 0.022847 | 0.21918 | 0.0078593 | 0.18391 | 7.1356e-05 | 0.0011379 | 4.9401e-05 | 0.00027628 | 0.0001302 | 3.277e-05 | 4.1674e-05 | 9.7445e-06 | 0.070968 | 0.21131 | 0.16716
|  | 582.3033 | 0 | 582.3033 | 0 | 513.7726 | 0.0060637 | 515.538 | 0.00075708 | 514.2761 | 0.00439 | 508.8001 | 0.10245 | 508.8001 | 0.97554 | 582.3033 | 0.034233 | 511.1501 | 0.83432 | 515.538 | -0.00019698 | 508.8001 | 0.00469 | 508.5768 | 0.00101 | 511.1501 | 0.00018432 | 513.7726 | 0.00058572 | 508.8001 | -0.00035503 | 582.3033 | 0.00027236 | 508.8001 | -2.721e-05 | 511.1501 | 0.32437 | 582.3033 | 0.92575 | 582.3033 | 0.73108 | 0 | 0 | 0.0014945 | 0.00019357 | 0.00097984 | 0.022388 | 0.21829 | 0.007754 | 0.18455 | 3.5418e-05 | 0.0011648 | 2.3425e-05 | 0.0002567 | 0.00013139 | 2.1568e-05 | 6.509e-05 | -5.9694e-07 | 0.07191 | 0.21147 | 0.16676
|  | 582.5318 | 0 | 582.5318 | 0 | 513.996 | 0.0073126 | 515.7626 | 0.00096654 | 514.5019 | 0.00429 | 509.0234 | 0.09802 | 509.0234 | 0.97906 | 582.5318 | 0.033642 | 511.3703 | 0.84155 | 515.7626 | 0.00051235 | 509.0234 | 0.00574 | 508.8001 | -0.00080022 | 511.3703 | 0.0021467 | 513.996 | 0.00059029 | 509.0234 | 0.00054815 | 582.5318 | 0.00029741 | 509.0234 | 2.1865e-05 | 511.3703 | 0.32864 | 582.5318 | 0.92533 | 582.5318 | 0.72863 | 0 | 0 | 0.0014841 | 0.00019427 | 0.00096542 | 0.021559 | 0.21812 | 0.0076296 | 0.18593 | 8.9712e-06 | 0.0012698 | 8.0385e-05 | 0.00040706 | 0.00013219 | 5.1907e-05 | 6.596e-05 | 8.8136e-06 | 0.073032 | 0.21159 | 0.16633
|  | 582.7603 | 0 | 582.7603 | 0 | 514.2195 | 0.005967 | 515.9871 | 0.00076373 | 514.7277 | 0.00426 | 509.2468 | 0.09502 | 509.2468 | 0.97398 | 582.7603 | 0.033138 | 511.5906 | 0.84654 | 515.9871 | -0.00043245 | 509.2468 | 0.00563 | 509.0234 | 0.00152 | 511.5906 | 0.0015492 | 514.2195 | 0.00059259 | 509.2468 | -8.3369e-05 | 582.7603 | 0.00027992 | 509.2468 | 5.7053e-05 | 511.5906 | 0.33446 | 582.7603 | 0.92669 | 582.7603 | 0.72724 | 0 | 0 | 0.0014605 | 0.00022272 | 0.00095187 | 0.021105 | 0.21715 | 0.0075065 | 0.18738 | 1.1607e-05 | 0.0013591 | 0.00010373 | 0.00025201 | 0.00013246 | 8.5625e-05 | 4.6847e-05 | 2.5536e-05 | 0.073978 | 0.21208 | 0.16612
|  | 582.9888 | 0 | 582.9888 | 0 | 514.4431 | 0.0070978 | 516.2117 | 0.00122 | 514.9535 | 0.00417 | 509.4701 | 0.09397 | 509.4701 | 0.97048 | 582.9888 | 0.032564 | 511.8109 | 0.85485 | 516.2117 | 0.00053583 | 509.4701 | 0.00654 | 509.2468 | -0.00059123 | 511.8109 | 0.00073894 | 514.4431 | 0.00059239 | 509.4701 | 0.0008501 | 582.9888 | 0.00013012 | 509.4701 | 0.00017161 | 511.8109 | 0.33723 | 582.9888 | 0.9296 | 582.9888 | 0.7268 | 0 | 0 | 0.00148 | 0.0002257 | 0.00094058 | 0.020974 | 0.21695 | 0.0074224 | 0.18843 | 2.334e-05 | 0.0012488 | -1.9719e-05 | 9.92e-05 | 0.0001321 | 7.4978e-05 | 4.2888e-05 | 7.0338e-06 | 0.074934 | 0.21291 | 0.16615
|  | 583.2173 | 0 | 583.2173 | 0 | 514.6666 | 0.006145 | 516.4363 | 0.00078974 | 515.1794 | 0.00416 | 509.6935 | 0.09381 | 509.6935 | 0.97182 | 583.2173 | 0.032397 | 512.0312 | 0.85578 | 516.4363 | -0.000328 | 509.6935 | 0.00464 | 509.4701 | 0.00041465 | 512.0312 | 0.00016162 | 514.6666 | 0.00058961 | 509.6935 | -0.00017883 | 583.2173 | 0.00024524 | 509.6935 | -0.00010863 | 512.0312 | 0.34304 | 583.2173 | 0.93379 | 583.2173 | 0.72737 | 0 | 0 | 0.0014712 | 0.00022907 | 0.00092929 | 0.02122 | 0.21627 | 0.0073224 | 0.18938 | 7.6592e-05 | 0.0013046 | -3.6382e-06 | 0.00025469 | 0.0001312 | -5.8259e-06 | 4.5895e-05 | 6.1293e-06 | 0.076077 | 0.21369 | 0.16611
|  | 583.4459 | 0 | 583.4459 | 0 | 514.8901 | 0.0070194 | 516.6609 | 0.00125 | 515.4052 | 0.00407 | 509.9169 | 0.09617 | 509.9169 | 0.96442 | 583.4459 | 0.031686 | 512.2515 | 0.86373 | 516.6609 | 0.00101 | 509.9169 | 0.00704 | 509.6935 | -0.00044722 | 512.2515 | 0.0021508 | 514.8901 | 0.00058439 | 509.9169 | 0.00012667 | 583.4459 | 0.00015642 | 509.9169 | 0.00016351 | 512.2515 | 0.3477 | 583.4459 | 0.93638 | 583.4459 | 0.72632 | 0 | 0 | 0.0014744 | 0.00023439 | 0.00091687 | 0.020642 | 0.21508 | 0.007223 | 0.19045 | 0.00010446 | 0.0014208 | 7.6263e-05 | 0.00011972 | 0.00012984 | -6.493e-05 | 5.7801e-05 | 4.4617e-06 | 0.076378 | 0.21425 | 0.16596
|  | 583.6744 | 0 | 583.6744 | 0 | 515.1137 | 0.0061698 | 516.8855 | 0.00083709 | 515.631 | 0.00405 | 510.1403 | 0.08864 | 510.1403 | 0.96122 | 583.6744 | 0.031524 | 512.4718 | 0.86498 | 516.8855 | -7.9821e-05 | 510.1403 | 0.00568 | 509.9169 | 0.00113 | 512.4718 | -0.0010642 | 515.1137 | 0.00057708 | 510.1403 | -0.00070798 | 583.6744 | 0.00034941 | 510.1403 | -0.00012356 | 512.4718 | 0.34558 | 583.6744 | 0.93855 | 583.6744 | 0.72599 | 0 | 0 | 0.0014727 | 0.00022316 | 0.00090469 | 0.02012 | 0.21509 | 0.0071312 | 0.19185 | 1.491e-05 | 0.0013852 | 0.00010838 | 3.5343e-05 | 0.00012803 | -3.353e-05 | 6.1579e-05 | -9.4605e-06 | 0.076664 | 0.21461 | 0.16582
|  | 583.903 | 0 | 583.903 | 0 | 515.3373 | 0.0070043 | 517.1101 | 0.00115 | 515.8569 | 0.00396 | 510.3637 | 0.09147 | 510.3637 | 0.96423 | 583.903 | 0.030877 | 512.6921 | 0.87638 | 517.1101 | 0.00021259 | 510.3637 | 0.00672 | 510.1403 | -0.00015969 | 512.6921 | 0.001385 | 515.3373 | 0.00056822 | 510.3637 | 0.00040783 | 583.903 | 0.00018943 | 510.3637 | 3.8875e-05 | 512.6921 | 0.3503 | 583.903 | 0.93941 | 583.903 | 0.72497 | 0 | 0 | 0.0014581 | 0.00021885 | 0.00089339 | 0.019787 | 0.21456 | 0.0070406 | 0.19281 | -4.8507e-05 | 0.0013651 | 7.6253e-05 | 0.00017515 | 0.00012595 | 1.4015e-05 | 5.9551e-05 | -1.198e-05 | 0.07803 | 0.21535 | 0.16589
|  | 584.1315 | 0 | 584.1315 | 0 | 515.5609 | 0.0060396 | 517.3348 | 0.00079817 | 516.0828 | 0.00395 | 510.5872 | 0.08566 | 510.5872 | 0.95647 | 584.1315 | 0.030731 | 512.9124 | 0.87433 | 517.3348 | -0.00064439 | 510.5872 | 0.0055 | 510.3637 | 0.00084229 | 512.9124 | 0.00020531 | 515.5609 | 0.00055848 | 510.5872 | -0.00028237 | 584.1315 | 0.00033167 | 510.5872 | -0.00014612 | 512.9124 | 0.35818 | 584.1315 | 0.94496 | 584.1315 | 0.72667 | 0 | 0 | 0.0014437 | 0.000202 | 0.00088214 | 0.019169 | 0.2128 | 0.0069429 | 0.19348 | -2.6567e-07 | 0.0014748 | -2.2087e-05 | 0.00020151 | 0.00012375 | 9.6936e-05 | 4.2484e-05 | 1.2891e-05 | 0.079132 | 0.21623 | 0.16599
|  | 584.3601 | 0 | 584.3601 | 0 | 515.7844 | 0.0068756 | 517.5594 | 0.001 | 516.3087 | 0.00386 | 510.8106 | 0.08591 | 510.8106 | 0.94822 | 584.3601 | 0.030016 | 513.1328 | 0.88141 | 517.5594 | 0.00064203 | 510.8106 | 0.0077 | 510.5872 | -0.00104 | 513.1328 | 0.0016233 | 515.7844 | 0.00054855 | 510.8106 | 0.00115 | 584.3601 | 4.0057e-05 | 510.8106 | 0.00026151 | 513.1328 | 0.35991 | 584.3601 | 0.94703 | 584.3601 | 0.72569 | 0 | 0 | 0.0014264 | 0.00020178 | 0.00086968 | 0.018854 | 0.21141 | 0.0068481 | 0.19396 | 6.1788e-05 | 0.0015362 | -2.6318e-05 | 0.00017403 | 0.00012161 | 0.00013298 | 2.4812e-05 | 3.2981e-05 | 0.079321 | 0.21694 | 0.16596
|  | 584.5887 | 0 | 584.5887 | 0 | 516.0081 | 0.0058812 | 517.7841 | 0.00079674 | 516.5346 | 0.00384 | 511.0341 | 0.08284 | 511.0341 | 0.944 | 584.5887 | 0.029902 | 513.3532 | 0.87914 | 517.7841 | -9.1843e-05 | 511.0341 | 0.00605 | 510.8106 | 0.00080444 | 513.3531 | -4.3666e-05 | 516.0081 | 0.00053907 | 511.0341 | 4.0239e-05 | 584.5887 | 0.00017704 | 511.0341 | 3.3693e-05 | 513.3531 | 0.36009 | 584.5887 | 0.95115 | 584.5887 | 0.72643 | 0 | 0 | 0.001442 | 0.00020639 | 0.00085951 | 0.018332 | 0.20983 | 0.0067576 | 0.19429 | 0.00010654 | 0.0014737 | 8.5406e-05 | 0.00011327 | 0.00011956 | 8.6395e-05 | 2.7386e-05 | 9.2348e-06 | 0.07999 | 0.21772 | 0.16594
|  | 584.8173 | 0 | 584.8173 | 0 | 516.2316 | 0.0070187 | 518.0088 | 0.00104 | 516.7605 | 0.00377 | 511.2575 | 0.08124 | 511.2575 | 0.93407 | 584.8173 | 0.02922 | 513.5735 | 0.88442 | 518.0088 | 0.00104 | 511.2575 | 0.00714 | 511.0341 | -4.0008e-05 | 513.5735 | 0.0010718 | 516.2316 | 0.00053052 | 511.2575 | 0.00073304 | 584.8173 | 6.2558e-05 | 511.2575 | 4.8963e-05 | 513.5735 | 0.36598 | 584.8173 | 0.95369 | 584.8173 | 0.72539 | 0 | 0 | 0.0014137 | 0.00021044 | 0.0008507 | 0.01815 | 0.20834 | 0.0066951 | 0.19523 | 3.5691e-05 | 0.001485 | 6.8244e-05 | 0.00023012 | 0.00011782 | 3.4144e-05 | 4.2086e-05 | -1.0985e-05 | 0.081138 | 0.21867 | 0.16609
|  | 585.0459 | 0 | 585.0459 | 0 | 516.4553 | 0.0056243 | 518.2335 | 0.00083331 | 516.9864 | 0.00376 | 511.481 | 0.08119 | 511.481 | 0.93043 | 585.0459 | 0.02935 | 513.7939 | 0.88724 | 518.2335 | -0.00072228 | 511.481 | 0.00615 | 511.2575 | 0.00065083 | 513.7939 | 0.0010164 | 516.4553 | 0.00052315 | 511.481 | -0.00042747 | 585.0459 | 0.00030561 | 511.481 | -0.00014727 | 513.7939 | 0.3703 | 585.0459 | 0.95929 | 585.0459 | 0.72756 | 0 | 0 | 0.0014134 | 0.00019725 | 0.00084166 | 0.017717 | 0.20741 | 0.0066046 | 0.19545 | -6.6284e-05 | 0.0016158 | -7.9269e-06 | 0.00019779 | 0.00011631 | 2.6474e-05 | 4.0461e-05 | -2.3981e-05 | 0.082006 | 0.21932 | 0.16609
|  | 585.2745 | 0 | 585.2745 | 0 | 516.6789 | 0.0070164 | 518.4581 | 0.00092257 | 517.2124 | 0.00369 | 511.7045 | 0.07737 | 511.7045 | 0.92573 | 585.2745 | 0.028428 | 514.0143 | 0.88636 | 518.4581 | 0.00013222 | 511.7045 | 0.00831 | 511.481 | -0.00072177 | 514.0143 | 0.0007785 | 516.6789 | 0.00051699 | 511.7045 | 0.0006644 | 585.2745 | 4.835e-05 | 511.7045 | -6.734e-05 | 514.0143 | 0.37386 | 585.2745 | 0.95932 | 585.2745 | 0.72544 | 0 | 0 | 0.0014361 | 0.00017832 | 0.00083466 | 0.017302 | 0.20661 | 0.0064911 | 0.19606 | -3.2587e-05 | 0.001637 | 5.3438e-05 | 7.2932e-05 | 0.00011504 | 3.1132e-05 | 3.9658e-05 | -1.6503e-05 | 0.082951 | 0.21967 | 0.16583
|  | 585.5032 | 0 | 585.5032 | 0 | 516.9025 | 0.005827 | 518.6829 | 0.00066443 | 517.4383 | 0.0037 | 511.928 | 0.07747 | 511.928 | 0.92326 | 585.5032 | 0.028353 | 514.2347 | 0.89278 | 518.6829 | -0.00042223 | 511.928 | 0.00634 | 511.7045 | 0.0012 | 514.2347 | -0.00011668 | 516.9025 | 0.00051185 | 511.928 | -0.00038579 | 585.5032 | 0.00029855 | 511.928 | -8.0347e-05 | 514.2347 | 0.37888 | 585.5032 | 0.96218 | 585.5032 | 0.72513 | 0 | 0 | 0.0014279 | 0.00019377 | 0.00082723 | 0.017151 | 0.20538 | 0.0063906 | 0.19711 | 2.9335e-05 | 0.0016415 | 0.00011797 | 0.00021051 | 0.000114 | 1.4469e-05 | 4.102e-05 | 2.2126e-07 | 0.083676 | 0.21988 | 0.1654
|  | 585.7318 | 0 | 585.7318 | 0 | 517.1262 | 0.0069399 | 518.9076 | 0.00106 | 517.6643 | 0.00362 | 512.1514 | 0.07602 | 512.1514 | 0.91475 | 585.7318 | 0.027548 | 514.4551 | 0.89592 | 518.9076 | 0.00068331 | 512.1514 | 0.00835 | 511.928 | -0.00014427 | 514.4551 | 0.0020269 | 517.1262 | 0.0005074 | 512.1514 | 0.00051528 | 585.7318 | 6.0268e-05 | 512.1514 | 8.2327e-05 | 514.4551 | 0.38044 | 585.7318 | 0.96116 | 585.7318 | 0.7217 | 0 | 0 | 0.0014172 | 0.00019362 | 0.00081794 | 0.016856 | 0.20387 | 0.0063181 | 0.19772 | 7.6177e-05 | 0.0016958 | 0.00017719 | 0.0003271 | 0.00011301 | 2.9812e-05 | 4.4346e-05 | 3.1413e-06 | 0.08436 | 0.22009 | 0.165
|  | 585.9605 | 0 | 585.9605 | 0 | 517.3499 | 0.0057342 | 519.1323 | 0.00066313 | 517.8903 | 0.00362 | 512.375 | 0.07477 | 512.375 | 0.909 | 585.9605 | 0.027714 | 514.6755 | 0.89828 | 519.1323 | -5.3623e-06 | 512.375 | 0.00682 | 512.1514 | 0.00173 | 514.6755 | 0.00094133 | 517.3499 | 0.00050326 | 512.375 | -0.00024859 | 585.9605 | 0.00032761 | 512.375 | -5.4226e-05 | 514.6755 | 0.38509 | 585.9605 | 0.96387 | 585.9605 | 0.72153 | 0 | 0 | 0.0014163 | 0.00019256 | 0.0008089 | 0.016449 | 0.20261 | 0.0062246 | 0.19892 | 0.0001096 | 0.0017903 | 0.00021198 | 0.000229 | 0.00011211 | 6.8693e-05 | 3.7397e-05 | 8.3414e-07 | 0.085579 | 0.22015 | 0.16463
|  | 586.1891 | 0 | 586.1891 | 0 | 517.5735 | 0.0069287 | 519.3571 | 0.00105 | 518.1162 | 0.00354 | 512.5985 | 0.07242 | 512.5985 | 0.90395 | 586.1891 | 0.026727 | 514.8959 | 0.90633 | 519.3571 | 0.00098045 | 512.5985 | 0.0092 | 512.375 | 0.0001663 | 514.8959 | 0.0011362 | 517.5735 | 0.00049911 | 512.5985 | 0.00086326 | 586.1891 | -5.1929e-07 | 512.5985 | 6.169e-05 | 514.8959 | 0.39128 | 586.1891 | 0.96163 | 586.1891 | 0.71839 | 0 | 0 | 0.0014008 | 0.00018495 | 0.00080008 | 0.016106 | 0.20196 | 0.0061183 | 0.19977 | 8.1802e-05 | 0.0018775 | 0.00017392 | 0.00022327 | 0.00011112 | 8.6293e-05 | 3.2901e-05 | -5.8415e-06 | 0.086508 | 0.21999 | 0.16406
|  | 586.4178 | 0 | 586.4178 | 0 | 517.7972 | 0.0055994 | 519.5819 | 0.00059597 | 518.3422 | 0.00354 | 512.822 | 0.0717 | 512.822 | 0.90324 | 586.4178 | 0.026782 | 515.1164 | 0.90605 | 519.5819 | -0.00025245 | 512.822 | 0.0076 | 512.5985 | 0.00139 | 515.1164 | 0.00088928 | 517.7972 | 0.00049469 | 512.822 | -9.1102e-05 | 586.4178 | 0.00028827 | 512.822 | -0.00011396 | 515.1164 | 0.39352 | 586.4178 | 0.96234 | 586.4178 | 0.71642 | 0 | 0 | 0.0013977 | 0.00019399 | 0.0007922 | 0.015757 | 0.20146 | 0.0060177 | 0.20063 | 6.5752e-05 | 0.0018601 | 0.00011605 | 0.00029647 | 0.00011012 | 0.00010831 | 2.9667e-05 | 2.5937e-06 | 0.087443 | 0.21987 | 0.16336
|  | 586.6465 | 0 | 586.6465 | 0 | 518.0209 | 0.0068967 | 519.8066 | 0.00113 | 518.5682 | 0.00347 | 513.0456 | 0.06926 | 513.0456 | 0.89894 | 586.6465 | 0.025843 | 515.3369 | 0.91403 | 519.8066 | 0.00083746 | 513.0456 | 0.00904 | 512.822 | -0.00035161 | 515.3369 | 0.0018003 | 518.0209 | 0.00048986 | 513.0456 | 0.00106 | 586.6465 | -2.8827e-05 | 513.0456 | 0.00013716 | 515.3369 | 0.39977 | 586.6465 | 0.96046 | 586.6465 | 0.71215 | 0 | 0 | 0.0014019 | 0.00021173 | 0.00078425 | 0.01512 | 0.19962 | 0.0059241 | 0.20117 | 2.6684e-05 | 0.0019546 | 3.3264e-05 | 0.00017893 | 0.00010902 | 0.00012242 | 3.6714e-05 | 1.0757e-05 | 0.087947 | 0.22002 | 0.16291
|  | 586.8752 | 0 | 586.8752 | 0 | 518.2446 | 0.0056341 | 520.0314 | 0.00075381 | 518.7943 | 0.00347 | 513.2691 | 0.06604 | 513.2691 | 0.8873 | 586.8752 | 0.025964 | 515.5573 | 0.91099 | 520.0314 | -0.00060005 | 513.2691 | 0.00845 | 513.0456 | 0.00064917 | 515.5573 | -0.00017705 | 518.2446 | 0.00048456 | 513.2691 | 3.541e-05 | 586.8752 | 0.0003499 | 513.2691 | -4.091e-05 | 515.5573 | 0.39809 | 586.8752 | 0.96366 | 586.8752 | 0.71254 | 0 | 0 | 0.0013869 | 0.00019442 | 0.00077521 | 0.014829 | 0.19763 | 0.0058214 | 0.20207 | 5.3947e-05 | 0.0019697 | 3.5243e-05 | 2.3996e-05 | 0.00010774 | 5.9791e-06 | 3.2079e-05 | -3.7205e-06 | 0.088345 | 0.22025 | 0.1626
|  | 587.1039 | 0 | 587.1039 | 0 | 518.4683 | 0.0067658 | 520.2562 | 0.00097594 | 519.0203 | 0.00339 | 513.4927 | 0.06661 | 513.4927 | 0.88053 | 587.1039 | 0.02494 | 515.7778 | 0.92214 | 520.2562 | 0.00108 | 513.4927 | 0.00917 | 513.2691 | -0.00033381 | 515.7778 | 0.00039473 | 518.4683 | 0.00047876 | 513.4927 | 1.8075e-05 | 587.1039 | -6.9389e-05 | 513.4927 | 7.6287e-06 | 515.7778 | 0.40338 | 587.1039 | 0.96229 | 587.1039 | 0.70933 | 0 | 0 | 0.0013939 | 0.00018683 | 0.00076415 | 0.014709 | 0.19619 | 0.0057266 | 0.20322 | 3.9677e-05 | 0.0019959 | 0.00010019 | 8.6076e-05 | 0.00010642 | -3.4421e-05 | 3.0436e-05 | -1.5435e-05 | 0.089591 | 0.22038 | 0.16224
|  | 587.3327 | 0 | 587.3327 | 0 | 518.6921 | 0.0056938 | 520.4811 | 0.0006859 | 519.2463 | 0.00337 | 513.7163 | 0.06494 | 513.7163 | 0.87402 | 587.3327 | 0.025133 | 515.9982 | 0.92143 | 520.4811 | -0.00072708 | 513.7163 | 0.00868 | 513.4927 | 0.00123 | 515.9982 | 0.00038615 | 518.6921 | 0.00047245 | 513.7163 | -0.00032592 | 587.3327 | 0.00033552 | 513.7163 | -0.00014567 | 515.9982 | 0.40939 | 587.3327 | 0.96469 | 587.3327 | 0.70926 | 0 | 0 | 0.0013734 | 0.00018699 | 0.00075281 | 0.014509 | 0.19533 | 0.0056367 | 0.20377 | 6.4394e-05 | 0.0021798 | 9.4374e-05 | 0.00021237 | 0.00010492 | 2.7926e-05 | 2.9292e-05 | -3.4001e-06 | 0.090578 | 0.22046 | 0.16189
|  | 587.5614 | 0 | 587.5614 | 0 | 518.9158 | 0.0065851 | 520.7059 | 0.00097775 | 519.4724 | 0.00329 | 513.9399 | 0.06485 | 513.9399 | 0.87336 | 587.5614 | 0.024152 | 516.2188 | 0.92665 | 520.7059 | 0.0013 | 513.9399 | 0.01082 | 513.7163 | -0.00038598 | 516.2188 | 0.0015399 | 518.9158 | 0.0004656 | 513.9399 | 0.00057573 | 587.5614 | -7.9403e-05 | 513.9399 | 0.00011525 | 516.2188 | 0.4121 | 587.5614 | 0.96287 | 587.5614 | 0.70621 | 0 | 0 | 0.0013634 | 0.00018825 | 0.00074135 | 0.014398 | 0.19466 | 0.0055691 | 0.20477 | 0.000185 | 0.0022726 | 6.9756e-05 | 0.00014514 | 0.00010335 | 2.0757e-05 | 2.7137e-05 | 2.0405e-05 | 0.091239 | 0.22071 | 0.16166
|  | 587.7902 | 0 | 587.7902 | 0 | 519.1395 | 0.0056013 | 520.9307 | 0.00069662 | 519.6984 | 0.00327 | 514.1635 | 0.06395 | 514.1635 | 0.86805 | 587.7902 | 0.02454 | 516.4393 | 0.93048 | 520.9307 | 0.00034548 | 514.1635 | 0.00951 | 513.9399 | 0.00101 | 516.4393 | -0.00022361 | 519.1395 | 0.00045821 | 514.1635 | -0.00039004 | 587.7902 | 0.00031667 | 514.1635 | 6.7282e-05 | 516.4393 | 0.41538 | 587.7902 | 0.96684 | 587.7902 | 0.70725 | 0 | 0 | 0.0013773 | 0.00017447 | 0.00072908 | 0.013971 | 0.1932 | 0.0054736 | 0.20606 | 0.00012133 | 0.0022106 | 7.6008e-05 | 9.0169e-05 | 0.00010165 | 4.9148e-05 | 3.7603e-05 | 1.1971e-06 | 0.092412 | 0.22099 | 0.1614
|  | 588.0189 | 0 | 588.0189 | 0 | 519.3633 | 0.0067094 | 521.1556 | 0.00085523 | 519.9245 | 0.00318 | 514.3871 | 0.061 | 514.3871 | 0.85981 | 588.0189 | 0.023314 | 516.6598 | 0.93835 | 521.1556 | 0.00073372 | 514.3871 | 0.01026 | 514.1635 | -0.00033005 | 516.6598 | 0.0010414 | 519.3633 | 0.00045036 | 514.3871 | 0.00082959 | 588.0189 | 1.2089e-05 | 514.3871 | -5.6576e-05 | 516.6598 | 0.42274 | 588.0189 | 0.9652 | 588.0189 | 0.70379 | 0 | 0 | 0.0013667 | 0.00017399 | 0.00071344 | 0.013509 | 0.19229 | 0.0053793 | 0.20633 | -1.6545e-05 | 0.0022174 | 9.0565e-05 | 0.00014632 | 9.9866e-05 | 5.0596e-05 | 4.4126e-05 | -1.2383e-05 | 0.093278 | 0.22126 | 0.16106
|  | 588.2477 | 0 | 588.2477 | 0 | 519.587 | 0.0055063 | 521.3804 | 0.00069235 | 520.1506 | 0.00313 | 514.6107 | 0.05981 | 514.6107 | 0.85985 | 588.2477 | 0.023712 | 516.8803 | 0.93292 | 521.3804 | -0.00088089 | 514.6107 | 0.00957 | 514.3871 | 0.00114 | 516.8803 | 0.00028565 | 519.587 | 0.00044228 | 514.6107 | -0.00037711 | 588.2477 | 0.00037366 | 514.6107 | -5.4163e-05 | 516.8803 | 0.42324 | 588.2477 | 0.96906 | 588.2477 | 0.70417 | 0 | 0 | 0.0013622 | 0.00020151 | 0.00070198 | 0.013429 | 0.19222 | 0.0053109 | 0.20665 | -1.787e-05 | 0.0022766 | 0.00011018 | 0.00012687 | 9.8106e-05 | 3.6403e-05 | 3.964e-05 | -5.8806e-06 | 0.094215 | 0.22151 | 0.16074
|  | 588.4765 | 0 | 588.4765 | 0 | 519.8109 | 0.0066657 | 521.6053 | 0.0011 | 520.3767 | 0.00308 | 514.8343 | 0.06029 | 514.8343 | 0.85923 | 588.4765 | 0.022716 | 517.1008 | 0.94129 | 521.6053 | 0.00072195 | 514.8343 | 0.01079 | 514.6107 | -0.00015468 | 517.1008 | 0.00086501 | 519.8109 | 0.00043438 | 514.8343 | 0.00070267 | 588.4765 | -2.7123e-05 | 514.8343 | 1.5707e-06 | 517.1008 | 0.43124 | 588.4765 | 0.96742 | 588.4765 | 0.70099 | 0 | 0 | 0.0013415 | 0.00019 | 0.00069196 | 0.013035 | 0.19106 | 0.0052233 | 0.20856 | 1.1225e-05 | 0.0023235 | 6.5446e-05 | 0.00011571 | 9.6398e-05 | 6.3892e-05 | 4.7618e-05 | -1.1147e-05 | 0.095099 | 0.22172 | 0.16045
|  | 588.7053 | 0 | 588.7053 | 0 | 520.0346 | 0.0053249 | 521.8302 | 0.0005896 | 520.6028 | 0.00304 | 515.058 | 0.05629 | 515.058 | 0.84949 | 588.7053 | 0.022942 | 517.3214 | 0.94976 | 521.8302 | -0.00062214 | 515.058 | 0.00999 | 514.8343 | 0.00073999 | 517.3214 | 0.0001841 | 520.0346 | 0.00042726 | 515.058 | -0.00013126 | 588.7053 | 0.00044336 | 515.058 | -0.00010126 | 517.3214 | 0.43102 | 588.7053 | 0.97068 | 588.7053 | 0.70151 | 0 | 0 | 0.0013353 | 0.00020012 | 0.00068294 | 0.01303 | 0.18993 | 0.0051406 | 0.20909 | 8.1852e-05 | 0.0023806 | 1.2042e-05 | 0.00012247 | 9.4998e-05 | 3.707e-05 | 5.1026e-05 | -2.0503e-05 | 0.095234 | 0.22196 | 0.16007
|  | 588.9341 | 0 | 588.9341 | 0 | 520.2584 | 0.0066069 | 522.0551 | 0.00119 | 520.829 | 0.003 | 515.2816 | 0.06024 | 515.2816 | 0.84906 | 588.9341 | 0.021991 | 517.5419 | 0.9466 | 522.0551 | 0.00135 | 515.2816 | 0.0113 | 515.058 | -0.00063229 | 517.5419 | 0.00092664 | 520.2584 | 0.00042163 | 515.2816 | 0.00046278 | 588.9341 | 2.6487e-06 | 515.2816 | -8.21e-05 | 517.5419 | 0.43271 | 588.9341 | 0.96946 | 588.9341 | 0.69766 | 0 | 0 | 0.0013539 | 0.00020508 | 0.00067387 | 0.013212 | 0.18958 | 0.0050848 | 0.20863 | 0.00011882 | 0.0024024 | 7.1309e-05 | 9.7336e-05 | 9.3984e-05 | -5.2573e-05 | 3.8951e-05 | -1.7377e-05 | 0.095715 | 0.22214 | 0.15974
|  | 589.1629 | 0 | 589.1629 | 0 | 520.4822 | 0.0054917 | 522.28 | 0.00063358 | 521.0551 | 0.00296 | 515.5053 | 0.05789 | 515.5053 | 0.84597 | 589.1629 | 0.022453 | 517.7625 | 0.94509 | 522.28 | -0.00029341 | 515.5053 | 0.01018 | 515.2816 | 0.00127 | 517.7625 | -4.4101e-05 | 520.4822 | 0.0004182 | 515.5053 | -0.00093283 | 589.1629 | 0.0003378 | 515.5053 | -7.3269e-05 | 517.7625 | 0.43514 | 589.1629 | 0.97213 | 589.1629 | 0.69851 | 0 | 0 | 0.0012104 | 0.00014329 | 0.00066485 | 0.012694 | 0.18709 | 0.005027 | 0.20932 | -0.00011948 | 0.0023957 | 0.00014686 | -1.8743e-05 | 9.3527e-05 | -0.00020747 | 3.3077e-05 | -3.4284e-05 | 0.096569 | 0.22232 | 0.15951
|  | 589.3918 | 0 | 589.3918 | 0 | 520.7061 | 0.0053245 | 522.5049 | 0.00064058 | 521.2812 | 0.00292 | 515.729 | 0.05561 | 515.729 | 0.82677 | 589.3918 | 0.021482 | 517.9831 | 0.95279 | 522.5049 | -0.00076906 | 515.729 | 0.01124 | 515.5053 | 4.3043e-05 | 517.9831 | -0.00012584 | 520.7061 | 0.00041755 | 515.729 | -0.00092214 | 589.3918 | -4.8716e-05 | 515.729 | -0.00023326 | 517.9831 | 0.44045 | 589.3918 | 0.97088 | 589.3918 | 0.69554 | 0 | 0 | 0.0013379 | 0.00019355 | 0.00065581 | 0.012389 | 0.18514 | 0.0049569 | 0.2105 | -2.8655e-06 | 0.0027728 | -4.0429e-05 | 0.00023762 | 9.3751e-05 | -5.8356e-05 | 4.435e-05 | -1.3037e-05 | 0.097652 | 0.22264 | 0.15935
|  | 589.6206 | 0 | 589.6206 | 0 | 520.9299 | 0.0066273 | 522.7299 | 0.00108 | 521.5074 | 0.00288 | 515.9527 | 0.05515 | 515.9527 | 0.82844 | 589.6206 | 0.02184 | 518.2037 | 0.95579 | 522.7299 | 0.00074358 | 515.9527 | 0.01355 | 515.729 | -0.00040451 | 518.2037 | 0.0022803 | 520.9299 | 0.00041997 | 515.9527 | 0.0004004 | 589.6206 | 0.00043632 | 515.9527 | 0.0001167 | 518.2037 | 0.44495 | 589.6206 | 0.97494 | 589.6206 | 0.69712 | 0 | 0 | 0.0013378 | 0.00018376 | 0.00064803 | 0.012349 | 0.18472 | 0.0048723 | 0.21111 | -3.4096e-07 | 0.0028375 | 3.5824e-05 | 0.00029916 | 9.4606e-05 | 2.5841e-05 | 3.919e-05 | 1.4731e-05 | 0.098848 | 0.22291 | 0.15911
|  | 589.8495 | 0 | 589.8495 | 0 | 521.1537 | 0.0053268 | 522.9548 | 0.0005541 | 521.7336 | 0.00285 | 516.1764 | 0.05526 | 516.1764 | 0.8231 | 589.8495 | 0.020739 | 518.4243 | 0.95771 | 522.9548 | -0.00074661 | 516.1764 | 0.01182 | 515.9527 | 0.0007248 | 518.4243 | 0.00043147 | 521.1537 | 0.00042542 | 516.1764 | -0.00016936 | 589.8495 | -9.3838e-05 | 516.1764 | 1.5005e-05 | 518.4243 | 0.45105 | 589.8495 | 0.97307 | 589.8495 | 0.69335 | 0 | 0 | 0.0013302 | 0.00019057 | 0.00064111 | 0.011925 | 0.18316 | 0.0048099 | 0.21241 | -2.2576e-05 | 0.0028253 | 3.0125e-05 | 0.00026367 | 9.6144e-05 | 0.0001287 | 2.5853e-05 | 1.1206e-05 | 0.10009 | 0.2235 | 0.15904
|  | 590.0783 | 0 | 590.0783 | 0 | 521.3776 | 0.0065564 | 523.1798 | 0.00114 | 521.9597 | 0.00282 | 516.4001 | 0.05136 | 516.4001 | 0.81442 | 590.0783 | 0.021295 | 518.6449 | 0.9682 | 523.1798 | 0.00054592 | 516.4001 | 0.01344 | 516.1764 | -0.00045545 | 518.6449 | 0.0019593 | 521.3776 | 0.00043348 | 516.4001 | 0.00132 | 590.0783 | 0.00031976 | 516.4001 | 8.5183e-05 | 518.6449 | 0.45643 | 590.0783 | 0.98011 | 590.0783 | 0.69646 | 0 | 0 | 0.0013175 | 0.00020498 | 0.00063559 | 0.011519 | 0.18167 | 0.0047541 | 0.21282 | 4.3007e-06 | 0.0029781 | 9.5582e-05 | 0.00018759 | 9.8135e-05 | 6.8832e-05 | 1.9638e-05 | 1.0445e-05 | 0.10092 | 0.22425 | 0.15914
|  | 590.3072 | 0 | 590.3072 | 0 | 521.6014 | 0.0052167 | 523.4048 | 0.00068221 | 522.1859 | 0.0028 | 516.6238 | 0.0516 | 516.6238 | 0.80946 | 590.3072 | 0.020247 | 518.8655 | 0.96087 | 523.4048 | -0.00050769 | 516.6238 | 0.01318 | 516.4001 | 0.00131 | 518.8655 | -0.00025884 | 521.6014 | 0.00044344 | 516.6238 | -0.00070474 | 590.3072 | -0.00014816 | 516.6238 | 8.182e-06 | 518.8655 | 0.45838 | 590.3072 | 0.97942 | 590.3072 | 0.6941 | 0 | 0 | 0.0013016 | 0.00020272 | 0.00063013 | 0.011284 | 0.18056 | 0.0047132 | 0.21286 | -2.8192e-06 | 0.0030467 | 5.165e-05 | 0.00015585 | 0.0001005 | 2.8441e-05 | 2.5577e-05 | -9.381e-06 | 0.10157 | 0.22476 | 0.15911
|  | 590.5361 | 0 | 590.5361 | 0 | 521.8253 | 0.0064109 | 523.6298 | 0.00112 | 522.4122 | 0.00277 | 516.8475 | 0.04929 | 516.8475 | 0.80492 | 590.5361 | 0.020935 | 519.0862 | 0.96864 | 523.6298 | 0.00048263 | 516.8475 | 0.01406 | 516.6238 | -0.00084832 | 519.0862 | 0.0016716 | 521.8253 | 0.00045438 | 516.8475 | 0.00095903 | 590.5361 | 0.00037164 | 516.8475 | -9.2057e-05 | 519.0862 | 0.46229 | 590.5361 | 0.98439 | 590.5361 | 0.6961 | 0 | 0 | 0.0012972 | 0.00020265 | 0.00062884 | 0.011097 | 0.17949 | 0.0046493 | 0.21399 | 2.3613e-05 | 0.0030924 | -2.2505e-05 | 0.00028814 | 0.00010298 | 8.7875e-05 | 2.8794e-05 | -6.688e-06 | 0.10206 | 0.22518 | 0.15894
|  | 590.765 | 0 | 590.765 | 0 | 522.0493 | 0.0051748 | 523.8548 | 0.00068106 | 522.6384 | 0.00279 | 517.0713 | 0.0499 | 517.0713 | 0.79937 | 590.765 | 0.019688 | 519.3068 | 0.9711 | 523.8548 | -0.00027277 | 517.0713 | 0.01358 | 516.8475 | 0.00064711 | 519.3068 | 0.00094023 | 522.0493 | 0.00046535 | 517.0713 | -0.00017359 | 590.765 | -0.00012005 | 517.0713 | 3.2279e-05 | 519.3068 | 0.46287 | 590.765 | 0.98313 | 590.765 | 0.69267 | 0 | 0 | 0.0013045 | 0.00020822 | 0.00062445 | 0.010996 | 0.17834 | 0.0045754 | 0.21473 | 7.2735e-05 | 0.0033238 | 4.5135e-05 | 0.00015113 | 0.00010532 | 5.5954e-05 | 3.2436e-05 | 1.8928e-05 | 0.10234 | 0.22544 | 0.15868
|  | 590.9939 | 0 | 590.9939 | 0 | 522.2731 | 0.0064791 | 524.0798 | 0.00117 | 522.8646 | 0.00273 | 517.295 | 0.04839 | 517.295 | 0.79475 | 590.9939 | 0.020288 | 519.5275 | 0.97521 | 524.0798 | 0.00091939 | 517.295 | 0.01613 | 517.0713 | -0.00024368 | 519.5275 | 0.0004297 | 522.2731 | 0.00047548 | 517.295 | 0.00067374 | 590.9939 | 0.00040344 | 517.295 | 0.00013691 | 519.5275 | 0.46476 | 590.9939 | 0.98656 | 590.9939 | 0.69374 | 0 | 0 | 0.0013197 | 0.00022482 | 0.00061866 | 0.010794 | 0.17796 | 0.0044777 | 0.21505 | 1.3965e-05 | 0.0034034 | 0.00011034 | 7.8666e-05 | 0.00010741 | 7.3996e-05 | 3.6356e-05 | 1.1223e-05 | 0.10301 | 0.22539 | 0.15833
|  | 591.2228 | 0 | 591.2228 | 0 | 522.497 | 0.0053104 | 524.3048 | 0.00082805 | 523.0908 | 0.00274 | 517.5188 | 0.04809 | 517.5188 | 0.79591 | 591.2228 | 0.01883 | 519.7481 | 0.97413 | 524.3048 | -0.00079527 | 517.5188 | 0.01429 | 517.295 | 0.00123 | 519.7481 | 0.00028336 | 522.497 | 0.00048409 | 517.5188 | -1.2349e-05 | 591.2228 | -8.5824e-05 | 517.5188 | -3.6595e-05 | 519.7481 | 0.46895 | 591.2228 | 0.98252 | 591.2228 | 0.68947 | 0 | 0 | 0.0012904 | 0.0002237 | 0.00061316 | 0.010718 | 0.17699 | 0.004416 | 0.21511 | 3.2037e-05 | 0.0035116 | 4.4505e-05 | 0.00015087 | 0.00010916 | 9.9134e-05 | 3.536e-05 | -4.7133e-07 | 0.10354 | 0.22541 | 0.15796
|  | 591.4518 | 0 | 591.4518 | 0 | 522.7209 | 0.0062141 | 524.5299 | 0.00116 | 523.3171 | 0.00268 | 517.7426 | 0.04769 | 517.7426 | 0.78567 | 591.4518 | 0.019747 | 519.9688 | 0.97519 | 524.5299 | 0.00108 | 517.7426 | 0.01709 | 517.5188 | -0.00083221 | 519.9688 | 0.0010838 | 522.7209 | 0.0004908 | 517.7426 | 0.00089823 | 591.4518 | 0.00039473 | 517.7426 | 3.2383e-05 | 519.9688 | 0.46933 | 591.4518 | 0.98665 | 591.4518 | 0.69044 | 0 | 0 | 0.0012773 | 0.00020459 | 0.00060751 | 0.010474 | 0.17443 | 0.0043914 | 0.21518 | 4.5006e-06 | 0.0035768 | 6.4658e-05 | 0.00022605 | 0.00011044 | 6.8654e-05 | 2.6276e-05 | -4.8851e-06 | 0.10321 | 0.22552 | 0.15759
|  | 591.6807 | 0 | 591.6807 | 0 | 522.9449 | 0.0051939 | 524.7549 | 0.00065838 | 523.5433 | 0.00269 | 517.9664 | 0.04593 | 517.9664 | 0.77339 | 591.6807 | 0.018613 | 520.1895 | 0.97479 | 524.7549 | -0.00104 | 517.9664 | 0.01488 | 517.7426 | 0.00141 | 520.1895 | 0.00096469 | 522.9449 | 0.00049553 | 517.9664 | -0.00028458 | 591.6807 | -0.00016519 | 517.9664 | -7.6048e-05 | 520.1895 | 0.46596 | 591.6807 | 0.98342 | 591.6807 | 0.68621 | 0 | 0 | 0.0012991 | 0.00018118 | 0.00060312 | 0.010291 | 0.17264 | 0.0043347 | 0.21451 | 4.9522e-05 | 0.0036181 | 7.9125e-05 | 0.00033119 | 0.0001113 | 7.5364e-05 | 1.9091e-05 | 3.145e-06 | 0.10327 | 0.22556 | 0.15727
|  | 591.9097 | 0 | 591.9097 | 0 | 523.1688 | 0.0064081 | 524.98 | 0.00095143 | 523.7696 | 0.00264 | 518.1902 | 0.04603 | 518.1902 | 0.76926 | 591.9097 | 0.019251 | 520.4102 | 0.96901 | 524.98 | 0.00148 | 518.1902 | 0.01745 | 517.9664 | -0.00070277 | 520.4102 | 0.0020365 | 523.1688 | 0.0004985 | 518.1902 | 0.00095802 | 591.9097 | 0.00033195 | 518.1902 | 0.00010415 | 520.4102 | 0.46983 | 591.9097 | 0.98691 | 591.9097 | 0.68754 | 0 | 0 | 0.0013229 | 0.00019212 | 0.00059959 | 0.010215 | 0.17131 | 0.0042476 | 0.21379 | 0.00015249 | 0.0038104 | 5.4526e-05 | 0.00021787 | 0.00011182 | 3.2397e-05 | 3.2223e-05 | 5.1214e-06 | 0.10403 | 0.22582 | 0.15702
|  | 592.1386 | 0 | 592.1386 | 0 | 523.3928 | 0.005407 | 525.2051 | 0.00075554 | 523.9959 | 0.00266 | 518.414 | 0.04525 | 518.414 | 0.7616 | 592.1386 | 0.01785 | 520.6309 | 0.96839 | 525.2051 | -0.00012515 | 518.414 | 0.0166 | 518.1902 | 0.00119 | 520.6309 | -6.218e-05 | 523.3928 | 0.00050015 | 518.414 | -0.00066851 | 592.1386 | -5.0488e-05 | 518.414 | -5.8384e-05 | 520.6309 | 0.47288 | 592.1386 | 0.98557 | 592.1386 | 0.68398 | 0 | 0 | 0.0013042 | 0.00021665 | 0.00059522 | 0.0099678 | 0.17054 | 0.0042015 | 0.21409 | 2.0943e-05 | 0.0038296 | 0.0001172 | 9.0315e-05 | 0.00011214 | 4.0454e-05 | 4.2744e-05 | 1.9836e-06 | 0.10478 | 0.22607 | 0.15684
|  | 592.3676 | 0 | 592.3676 | 0 | 523.6168 | 0.006238 | 525.4301 | 0.00117 | 524.2222 | 0.0026 | 518.6378 | 0.04382 | 518.6378 | 0.76227 | 592.3676 | 0.018848 | 520.8516 | 0.97172 | 525.4301 | 0.00031128 | 518.6378 | 0.01762 | 518.414 | -0.00014271 | 520.8516 | 0.00088061 | 523.6168 | 0.00050107 | 518.6378 | 0.00103 | 592.3676 | 0.00042383 | 518.6378 | 7.6109e-05 | 520.8516 | 0.47664 | 592.3676 | 0.989 | 592.3676 | 0.68588 | 0 | 0 | 0.001284 | 0.0002099 | 0.00059183 | 0.0098443 | 0.16958 | 0.0041396 | 0.21382 | -5.3092e-05 | 0.003835 | 9.7058e-05 | 7.2415e-05 | 0.0001123 | 9.2726e-05 | 3.964e-05 | 1.3641e-06 | 0.10554 | 0.226 | 0.15649
|  | 592.5966 | 0 | 592.5966 | 0 | 523.8407 | 0.0052299 | 525.6552 | 0.00069496 | 524.4485 | 0.00263 | 518.8616 | 0.04415 | 518.8616 | 0.75311 | 592.5966 | 0.017306 | 521.0723 | 0.9658 | 525.6552 | -0.000783 | 518.8616 | 0.01665 | 518.6378 | 0.00101 | 521.0723 | -0.00022439 | 523.8407 | 0.00050187 | 518.8616 | -0.00020138 | 592.5966 | -7.7631e-05 | 518.8616 | -6.3919e-05 | 521.0723 | 0.47974 | 592.5966 | 0.98477 | 592.5966 | 0.68081 | 0 | 0 | 0.0012953 | 0.00020771 | 0.00058843 | 0.0097253 | 0.16801 | 0.0040576 | 0.2141 | -6.052e-06 | 0.0038339 | -2.2381e-06 | 0.00018862 | 0.00011255 | 5.5724e-05 | 4.8112e-05 | -7.99e-06 | 0.10617 | 0.22575 | 0.15594
|  | 592.8256 | 0 | 592.8256 | 0 | 524.0647 | 0.0063349 | 525.8804 | 0.00115 | 524.6749 | 0.00257 | 519.0855 | 0.04273 | 519.0855 | 0.74775 | 592.8256 | 0.018131 | 521.2931 | 0.9739 | 525.8804 | 0.00072924 | 519.0855 | 0.0176 | 518.8616 | -0.00103 | 521.2931 | 0.0019332 | 524.0647 | 0.00050306 | 519.0855 | 0.00069919 | 592.8256 | 0.00049782 | 519.0855 | -7.4589e-06 | 521.2931 | 0.48208 | 592.8256 | 0.98685 | 592.8256 | 0.68113 | 0 | 0 | 0.0012798 | 0.0002135 | 0.00058501 | 0.009208 | 0.16684 | 0.0039929 | 0.21486 | 3.9282e-05 | 0.0039985 | -2.4265e-05 | 0.00028892 | 0.0001129 | 3.6724e-05 | 3.5821e-05 | -7.5268e-06 | 0.10666 | 0.22552 | 0.15547
|  | 593.0547 | 0 | 593.0547 | 0 | 524.2887 | 0.0050919 | 526.1055 | 0.00074698 | 524.9012 | 0.0026 | 519.3093 | 0.03955 | 519.3093 | 0.74313 | 593.0547 | 0.016739 | 521.5139 | 0.9726 | 526.1055 | -0.00038022 | 519.3093 | 0.01813 | 519.0855 | 0.00081323 | 521.5139 | 0.00068431 | 524.2887 | 0.00050497 | 519.3093 | -0.00037102 | 593.0547 | -0.00018501 | 519.3093 | -5.9799e-05 | 521.5139 | 0.48418 | 593.0547 | 0.98254 | 593.0547 | 0.67655 | 0 | 0 | 0.0012739 | 0.00020906 | 0.00058277 | 0.0090309 | 0.16513 | 0.0039351 | 0.21502 | 1.5781e-05 | 0.0042849 | 7.9539e-05 | 0.00010889 | 0.00011342 | -1.3644e-05 | 3.409e-05 | -3.7764e-07 | 0.10735 | 0.22557 | 0.15525
|  | 593.2837 | 0 | 593.2837 | 0 | 524.5127 | 0.0062827 | 526.3306 | 0.00111 | 525.1275 | 0.00255 | 519.5332 | 0.04113 | 519.5332 | 0.73206 | 593.2837 | 0.017625 | 521.7346 | 0.97538 | 526.3306 | 0.0005204 | 519.5332 | 0.02015 | 519.3093 | -0.00010249 | 521.7346 | 0.0003022 | 524.5127 | 0.00050771 | 519.5332 | 0.00024914 | 593.2837 | 0.0004827 | 519.5332 | 5.6425e-05 | 521.7346 | 0.48837 | 593.2837 | 0.98722 | 593.2837 | 0.67913 | 0 | 0 | 0.0012797 | 0.00022767 | 0.00057953 | 0.0089474 | 0.16269 | 0.0038901 | 0.21483 | 3.331e-05 | 0.0043489 | 8.5403e-05 | 2.2055e-05 | 0.00011411 | 2.3977e-05 | 3.6791e-05 | 8.5943e-06 | 0.10746 | 0.22547 | 0.15492
|  | 593.5127 | 0 | 593.5127 | 0 | 524.7367 | 0.0051432 | 526.5558 | 0.00091234 | 525.3539 | 0.00257 | 519.7571 | 0.0388 | 519.7571 | 0.72132 | 593.5127 | 0.016344 | 521.9554 | 0.97086 | 526.5558 | -0.00022452 | 519.7571 | 0.0187 | 519.5332 | 0.00086547 | 521.9554 | -0.0001024 | 524.7367 | 0.00051114 | 519.7571 | -3.4946e-05 | 593.5127 | -0.00016143 | 519.7571 | 2.0351e-05 | 521.9554 | 0.48518 | 593.5127 | 0.98162 | 593.5127 | 0.67362 | 0 | 0 | 0.0012685 | 0.00021978 | 0.00057614 | 0.0085948 | 0.16128 | 0.0038206 | 0.21519 | 2.0663e-05 | 0.0043041 | -7.6641e-06 | 2.7952e-06 | 0.00011495 | 4.1847e-05 | 2.607e-05 | -3.0066e-06 | 0.10772 | 0.22521 | 0.15431
|  | 593.7418 | 0 | 593.7418 | 0 | 524.9608 | 0.00618 | 526.7809 | 0.00104 | 525.5803 | 0.00252 | 519.981 | 0.03798 | 519.981 | 0.71945 | 593.7418 | 0.017015 | 522.1762 | 0.97861 | 526.7809 | 0.00040807 | 519.981 | 0.01975 | 519.7571 | -0.00093393 | 522.1761 | 0.00012772 | 524.9608 | 0.00051497 | 519.981 | 0.00040878 | 593.7418 | 0.00038906 | 519.981 | -4.721e-05 | 522.1761 | 0.49066 | 593.7418 | 0.98474 | 593.7418 | 0.67372 | 0 | 0 | 0.0012679 | 0.00020141 | 0.00057387 | 0.0085776 | 0.15909 | 0.0037618 | 0.21498 | 3.7274e-05 | 0.0044696 | 0.00013613 | 0.0001566 | 0.00011578 | -2.6001e-05 | 4.141e-05 | -6.6174e-06 | 0.10839 | 0.22492 | 0.15372
|  | 593.9708 | 0 | 593.9708 | 0 | 525.1848 | 0.0051409 | 527.0061 | 0.00074903 | 525.8066 | 0.00255 | 520.2048 | 0.03865 | 520.2048 | 0.70185 | 593.9708 | 0.015831 | 522.397 | 0.96851 | 527.0061 | -7.6979e-05 | 520.2048 | 0.02018 | 519.981 | 0.00215 | 522.397 | 0.0012906 | 525.1848 | 0.00051881 | 520.2048 | -0.00064107 | 593.9708 | -2.7495e-05 | 520.2048 | -1.1909e-05 | 522.397 | 0.49098 | 593.9708 | 0.97912 | 593.9708 | 0.6685 | 0 | 0 | 0.0012795 | 0.00020146 | 0.00057274 | 0.008484 | 0.1578 | 0.0037006 | 0.21426 | 0.00017826 | 0.0046378 | 0.00012907 | 0.00029008 | 0.00011664 | -3.084e-05 | 4.649e-05 | 6.1234e-06 | 0.10911 | 0.22453 | 0.15314
|  | 594.1999 | 0 | 594.1999 | 0 | 525.4088 | 0.0062801 | 527.2313 | 0.00104 | 526.033 | 0.00251 | 520.4288 | 0.03712 | 520.4288 | 0.70745 | 594.1999 | 0.016477 | 522.6177 | 0.97253 | 527.2313 | 0.00166 | 520.4288 | 0.02124 | 520.2048 | -0.00099694 | 522.6177 | 0.0013374 | 525.4088 | 0.00052234 | 520.4288 | 0.00036564 | 594.1999 | 0.00043338 | 520.4288 | 6.6597e-05 | 522.6177 | 0.49752 | 594.1999 | 0.98115 | 594.1999 | 0.66849 | 0 | 0 | 0.0012765 | 0.00019159 | 0.00057063 | 0.0083765 | 0.15677 | 0.003646 | 0.21429 | 0.00013977 | 0.0046445 | 5.4089e-05 | 0.00018695 | 0.00011737 | -4.4711e-05 | 4.2859e-05 | 1.016e-05 | 0.11006 | 0.22437 | 0.15262
|  | 594.429 | 0 | 594.429 | 0 | 525.6329 | 0.0051137 | 527.4565 | 0.00066182 | 526.2595 | 0.00253 | 520.6527 | 0.03769 | 520.6527 | 0.69264 | 594.429 | 0.015353 | 522.8386 | 0.96833 | 527.4565 | -0.00041852 | 520.6527 | 0.02024 | 520.4288 | 0.00148 | 522.8386 | 0.0003558 | 525.6329 | 0.0005253 | 520.6527 | -0.00076495 | 594.429 | -5.9214e-05 | 520.6527 | 2.4144e-05 | 522.8386 | 0.49926 | 594.429 | 0.97764 | 594.429 | 0.66393 | 0 | 0 | 0.0012755 | 0.00017789 | 0.00056708 | 0.0084929 | 0.15435 | 0.0035712 | 0.21422 | 2.4658e-06 | 0.0047878 | 0.00015918 | 0.00017098 | 0.00011796 | -6.8277e-05 | 4.386e-05 | 4.2777e-06 | 0.11005 | 0.22417 | 0.1523
|  | 594.6581 | 0 | 594.6581 | 0 | 525.8569 | 0.0062714 | 527.6817 | 0.00091789 | 526.4858 | 0.00248 | 520.8767 | 0.03816 | 520.8767 | 0.68587 | 594.6581 | 0.015822 | 523.0594 | 0.97179 | 527.6817 | 0.00044042 | 520.8767 | 0.02252 | 520.6527 | -5.8396e-05 | 523.0594 | 0.0011928 | 525.8569 | 0.00052762 | 520.8767 | 0.00015517 | 594.6581 | 0.00044211 | 520.8767 | 1.4059e-05 | 523.0594 | 0.49749 | 594.6581 | 0.97928 | 594.6581 | 0.66562 | 0 | 0 | 0.0012839 | 0.00019574 | 0.00056497 | 0.0083955 | 0.15308 | 0.0035046 | 0.21423 | -3.2178e-05 | 0.0049233 | 0.00010537 | 4.2732e-05 | 0.00011845 | -5.7629e-05 | 4.778e-05 | -2.1946e-06 | 0.10999 | 0.22397 | 0.15196
|  | 594.8872 | 0 | 594.8872 | 0 | 526.0811 | 0.0051855 | 527.9069 | 0.00082034 | 526.7123 | 0.00251 | 521.1006 | 0.03682 | 521.1006 | 0.68129 | 594.8872 | 0.014771 | 523.2803 | 0.96798 | 527.9069 | -0.00072617 | 521.1006 | 0.02145 | 520.8767 | 0.00099945 | 523.2803 | -0.00080585 | 526.0811 | 0.00052936 | 521.1006 | -0.00066986 | 594.8872 | -2.5015e-05 | 521.1006 | -3.3659e-05 | 523.2803 | 0.49839 | 594.8872 | 0.97589 | 594.8872 | 0.66087 | 0 | 0 | 0.0012639 | 0.00020226 | 0.00056157 | 0.0081846 | 0.15107 | 0.0034513 | 0.21434 | 7.9279e-05 | 0.0050272 | 8.267e-05 | 1.8283e-05 | 0.00011876 | 2.0798e-05 | 4.9368e-05 | -5.1732e-06 | 0.11057 | 0.22408 | 0.15172
|  | 595.1163 | 0 | 595.1163 | 0 | 526.3051 | 0.0060961 | 528.1322 | 0.00097533 | 526.9387 | 0.00245 | 521.3245 | 0.03628 | 521.3245 | 0.668 | 595.1163 | 0.015356 | 523.5011 | 0.97321 | 528.1322 | 0.00143 | 521.3245 | 0.02345 | 521.1006 | -0.00026113 | 523.5011 | 0.00097144 | 526.3051 | 0.00053068 | 521.3245 | 0.00085561 | 595.1163 | 0.00045595 | 521.3245 | -1.2544e-05 | 523.5011 | 0.50307 | 595.1163 | 0.98011 | 595.1163 | 0.66347 | 0 | 0 | 0.0012593 | 0.00017578 | 0.00055704 | 0.0080775 | 0.14953 | 0.0034067 | 0.21493 | 0.00016714 | 0.0051338 | 0.00016558 | 0.00026843 | 0.00011906 | 7.9197e-05 | 3.7521e-05 | -6.9559e-06 | 0.11145 | 0.22414 | 0.15147
|  | 595.3455 | 0 | 595.3455 | 0 | 526.5292 | 0.0051416 | 528.3574 | 0.00058564 | 527.1652 | 0.00247 | 521.5485 | 0.03586 | 521.5485 | 0.66741 | 595.3455 | 0.01438 | 523.722 | 0.97295 | 528.3574 | 5.4244e-05 | 521.5485 | 0.0224 | 521.3245 | 0.00174 | 523.722 | 0.001459 | 526.5292 | 0.00053177 | 521.5485 | -0.00014831 | 595.3455 | -0.00012845 | 521.5485 | -4.9579e-05 | 523.722 | 0.50603 | 595.3455 | 0.97629 | 595.3455 | 0.6587 | 0 | 0 | 0.0012567 | 0.00020001 | 0.00055153 | 0.0079699 | 0.14766 | 0.0033677 | 0.21452 | 0.0001762 | 0.0051565 | 0.00013937 | 0.00024979 | 0.0001193 | 8.7062e-05 | 2.8809e-05 | -3.508e-07 | 0.11159 | 0.22408 | 0.15107
|  | 595.5746 | 0 | 595.5746 | 0 | 526.7534 | 0.0060727 | 528.5827 | 0.00119 | 527.3917 | 0.0024 | 521.7725 | 0.0353 | 521.7725 | 0.651 | 595.5746 | 0.015013 | 523.9428 | 0.96994 | 528.5827 | 0.00151 | 521.7725 | 0.02364 | 521.5485 | -0.00049528 | 523.9428 | 0.00080329 | 526.7534 | 0.00053281 | 521.7725 | 0.00092564 | 595.5746 | 0.00037989 | 521.7725 | 4.6447e-05 | 523.9428 | 0.50465 | 595.5746 | 0.97949 | 595.5746 | 0.65979 | 0 | 0 | 0.0012544 | 0.00020721 | 0.00054572 | 0.0076474 | 0.14496 | 0.0033237 | 0.21411 | 0.00020064 | 0.0053984 | 3.7972e-05 | 0.0001009 | 0.00011953 | 0.00015724 | 3.8487e-05 | 5.8367e-06 | 0.1117 | 0.22425 | 0.15102
|  | 595.8038 | 0 | 595.8038 | 0 | 526.9775 | 0.0051213 | 528.808 | 0.00064954 | 527.6181 | 0.00242 | 521.9965 | 0.03298 | 521.9965 | 0.64326 | 595.8038 | 0.013996 | 524.1637 | 0.96871 | 528.808 | 0.00027129 | 521.9965 | 0.02456 | 521.7725 | 0.00083431 | 524.1637 | 0.00011028 | 526.9775 | 0.00053387 | 521.9965 | 0.00047824 | 595.8038 | -4.3976e-05 | 521.9965 | 5.6668e-06 | 524.1637 | 0.5067 | 595.8038 | 0.97778 | 595.8038 | 0.65826 | 0 | 0 | 0.0012535 | 0.00018018 | 0.0005402 | 0.0074413 | 0.14357 | 0.0032757 | 0.21368 | 0.00010772 | 0.0055821 | 9.7546e-05 | 0.0002534 | 0.00011978 | 8.775e-05 | 4.4002e-05 | 9.4264e-06 | 0.1119 | 0.22472 | 0.15114
|  | 596.0329 | 0 | 596.0329 | 0 | 527.2016 | 0.0060644 | 529.0333 | 0.00095006 | 527.8446 | 0.00235 | 522.2205 | 0.03346 | 522.2205 | 0.63865 | 596.0329 | 0.014592 | 524.3846 | 0.96614 | 529.0333 | 0.00068502 | 522.2205 | 0.02528 | 521.9965 | 3.6634e-05 | 524.3846 | 0.0021841 | 527.2016 | 0.00053498 | 522.2205 | 0.00030525 | 596.0329 | 0.00042799 | 522.2205 | 7.8497e-05 | 524.3846 | 0.50653 | 596.0329 | 0.98342 | 596.0329 | 0.66075 | 0 | 0 | 0.0012457 | 0.00016711 | 0.00053456 | 0.0071714 | 0.14233 | 0.0032512 | 0.2125 | 4.2066e-05 | 0.0055944 | 0.00023034 | 0.00035343 | 0.00012002 | -4.4293e-05 | 3.7113e-05 | -2.6205e-06 | 0.1117 | 0.22547 | 0.1513
|  | 596.2621 | 0 | 596.2621 | 0 | 527.4257 | 0.0050517 | 529.2585 | 0.00053348 | 528.0711 | 0.00237 | 522.4445 | 0.03057 | 522.4445 | 0.63215 | 596.2621 | 0.01378 | 524.6055 | 0.95792 | 529.2585 | -0.00031157 | 522.4445 | 0.02467 | 522.2205 | 0.00202 | 524.6055 | 0.0010159 | 527.4257 | 0.00053607 | 522.4445 | -0.00070072 | 596.2621 | -0.00010411 | 522.4445 | -0.00010189 | 524.6055 | 0.5048 | 596.2621 | 0.98422 | 596.2621 | 0.6596 | 0 | 0 | 0.0012557 | 0.00017278 | 0.00053001 | 0.007121 | 0.14146 | 0.0032006 | 0.21257 | 0.00011362 | 0.0058027 | 0.00016189 | 0.00027881 | 0.00012029 | 2.9906e-05 | 3.5446e-05 | 2.994e-06 | 0.1118 | 0.22593 | 0.15118
|  | 596.4913 | 0 | 596.4913 | 0 | 527.6499 | 0.0061511 | 529.4839 | 0.001 | 528.2976 | 0.00231 | 522.6685 | 0.03301 | 522.6685 | 0.63086 | 596.4913 | 0.014149 | 524.8264 | 0.96625 | 529.4839 | 0.00132 | 522.6685 | 0.02714 | 522.4445 | -0.00057455 | 524.8264 | 0.0015078 | 527.6499 | 0.00053706 | 522.6685 | 0.00096774 | 596.4913 | 0.00041342 | 522.6685 | 0.00012863 | 524.8264 | 0.50725 | 596.4913 | 0.98732 | 596.4913 | 0.65967 | 0 | 0 | 0.0012354 | 0.00019812 | 0.00052435 | 0.0072304 | 0.13943 | 0.0031495 | 0.21334 | 0.00012337 | 0.0059846 | 2.5693e-05 | 0.00024823 | 0.00012046 | 7.7795e-05 | 4.4923e-05 | 1.0233e-06 | 0.1126 | 0.22599 | 0.151
|  | 596.7205 | 0 | 596.7205 | 0 | 527.874 | 0.0048734 | 529.7092 | 0.00075887 | 528.5241 | 0.00232 | 522.8925 | 0.03153 | 522.8925 | 0.61368 | 596.7205 | 0.013332 | 525.0474 | 0.96492 | 529.7092 | -0.00022478 | 522.8925 | 0.02628 | 522.6685 | 0.00080395 | 525.0474 | 0.00073914 | 527.874 | 0.00053787 | 522.8925 | -0.00027333 | 596.7205 | -2.1443e-05 | 522.8925 | -0.00011949 | 525.0474 | 0.512 | 596.7205 | 0.98454 | 596.7205 | 0.65791 | 0 | 0 | 0.0012382 | 0.00020268 | 0.00051882 | 0.0069944 | 0.13733 | 0.0031012 | 0.21427 | 0.00012114 | 0.0061242 | -9.6358e-06 | 0.00013084 | 0.00012065 | 5.3118e-05 | 3.8639e-05 | -4.2251e-06 | 0.11333 | 0.22611 | 0.151
|  | 596.9497 | 0 | 596.9497 | 0 | 528.0982 | 0.0061727 | 529.9345 | 0.00104 | 528.7507 | 0.00226 | 523.1165 | 0.03092 | 523.1165 | 0.6125 | 596.9497 | 0.013728 | 525.2682 | 0.97518 | 529.9345 | 0.0013 | 523.1165 | 0.0284 | 522.8925 | -0.00088996 | 525.2682 | 0.0004455 | 528.0982 | 0.00053848 | 523.1165 | 0.0007476 | 596.9497 | 0.0003586 | 523.1165 | 8.1769e-05 | 525.2682 | 0.51416 | 596.9497 | 0.98842 | 596.9497 | 0.65966 | 0 | 0 | 0.0012353 | 0.00018928 | 0.00051542 | 0.0068316 | 0.13552 | 0.0030568 | 0.21508 | 0.00010226 | 0.0062871 | 0.0001736 | 0.00014503 | 0.00012077 | 8.909e-05 | 3.4879e-05 | 1.2024e-05 | 0.11431 | 0.22644 | 0.15093
|  | 597.179 | 0 | 597.179 | 0 | 528.3224 | 0.0048477 | 530.1599 | 0.00063991 | 528.9772 | 0.00229 | 523.3406 | 0.03006 | 523.3406 | 0.59717 | 597.179 | 0.012942 | 525.4892 | 0.97168 | 530.1599 | -0.00039239 | 523.3406 | 0.02772 | 523.1165 | 0.00244 | 525.4892 | 0.00086727 | 528.3224 | 0.00053893 | 523.3406 | 4.763e-05 | 597.179 | -5.4279e-05 | 523.3406 | 2.5561e-05 | 525.4892 | 0.52059 | 597.179 | 0.98726 | 597.179 | 0.65714 | 0 | 0 | 0.0012297 | 0.00017971 | 0.00051205 | 0.0064977 | 0.13422 | 0.0030178 | 0.21502 | 1.2402e-05 | 0.0063342 | 0.000238 | 0.0002556 | 0.0001209 | 7.058e-05 | 2.3067e-05 | -1.1229e-06 | 0.11534 | 0.22669 | 0.15086
|  | 597.4082 | 0 | 597.4082 | 0 | 528.5466 | 0.0061196 | 530.3853 | 0.00095469 | 529.2038 | 0.00223 | 523.5646 | 0.02794 | 523.5646 | 0.60091 | 597.4082 | 0.013388 | 525.7101 | 0.9747 | 530.3853 | 0.00050243 | 523.5646 | 0.02882 | 523.3406 | -0.00031559 | 525.7101 | 0.0014464 | 528.5466 | 0.00053932 | 523.5646 | 0.00058238 | 597.4082 | 0.00025554 | 523.5646 | -3.5584e-05 | 525.7101 | 0.52346 | 597.4082 | 0.99055 | 597.4082 | 0.65911 | 0 | 0 | 0.0012418 | 0.00016658 | 0.00050863 | 0.0063364 | 0.13294 | 0.0029889 | 0.21564 | 3.472e-05 | 0.0064787 | 7.2742e-05 | 0.00023357 | 0.00012096 | 6.2789e-05 | 2.0339e-05 | -8.4486e-06 | 0.11548 | 0.22694 | 0.15099
|  | 597.6374 | 0 | 597.6374 | 0 | 528.7708 | 0.0049592 | 530.6106 | 0.00052373 | 529.4304 | 0.00226 | 523.7887 | 0.02862 | 523.7887 | 0.58576 | 597.6374 | 0.012687 | 525.9312 | 0.9767 | 530.6106 | -0.00019429 | 523.7887 | 0.02901 | 523.5646 | 0.0009649 | 525.9312 | 0.00066725 | 528.7708 | 0.00053977 | 523.7887 | -2.1913e-05 | 597.6374 | -7.8099e-05 | 523.7887 | -3.983e-05 | 525.9312 | 0.52158 | 597.6374 | 0.98928 | 597.6374 | 0.65815 | 0 | 0 | 0.0012329 | 0.0001751 | 0.00050636 | 0.0064188 | 0.12968 | 0.0029474 | 0.21619 | 0.00015504 | 0.0067001 | 9.9109e-05 | 2.6773e-05 | 0.00012111 | 0.00012081 | 2.2735e-05 | -2.6549e-06 | 0.11615 | 0.22737 | 0.15101
|  | 597.8667 | 0 | 597.8667 | 0 | 528.9951 | 0.0060371 | 530.836 | 0.00103 | 529.6569 | 0.00221 | 524.0128 | 0.02866 | 524.0128 | 0.57152 | 597.8667 | 0.013025 | 526.1521 | 0.98024 | 530.836 | 0.00157 | 524.0128 | 0.03078 | 523.7887 | -8.0241e-05 | 526.1521 | -0.0004249 | 528.9951 | 0.00054043 | 524.0128 | 0.0011 | 597.8667 | 0.00027643 | 524.0128 | 1.6137e-05 | 526.1521 | 0.52984 | 597.8667 | 0.99427 | 597.8667 | 0.65924 | 0 | 0 | 0.0012358 | 0.00018895 | 0.0005041 | 0.0062961 | 0.1281 | 0.0028996 | 0.21588 | 0.00016203 | 0.0068081 | 0.00010152 | 3.3584e-05 | 0.00012126 | 8.4865e-05 | 2.5036e-05 | 5.3097e-06 | 0.11697 | 0.22774 | 0.15094
|  | 598.096 | 0 | 598.096 | 0 | 529.2192 | 0.0049877 | 531.0614 | 0.00064656 | 529.8835 | 0.00224 | 524.2369 | 0.02754 | 524.2369 | 0.57192 | 598.096 | 0.012269 | 526.3731 | 0.97338 | 531.0614 | -0.00013232 | 524.2369 | 0.02999 | 524.0128 | 0.0009862 | 526.3731 | 0.00072882 | 529.2192 | 0.00054139 | 524.2369 | -0.00034248 | 598.096 | -5.8034e-05 | 524.2369 | 3.1258e-05 | 526.3731 | 0.52865 | 598.096 | 0.99241 | 598.096 | 0.65743 | 0 | 0 | 0.001248 | 0.0001912 | 0.00050312 | 0.0062888 | 0.12766 | 0.0028602 | 0.21528 | 0.00013498 | 0.0069029 | 0.00012142 | 4.1831e-05 | 0.00012154 | 5.4392e-05 | 2.5305e-05 | 1.2536e-05 | 0.11715 | 0.22761 | 0.15064
|  | 598.3253 | 0 | 598.3253 | 0 | 529.4435 | 0.0061428 | 531.2868 | 0.00105 | 530.1101 | 0.0022 | 524.461 | 0.02858 | 524.461 | 0.56729 | 598.3253 | 0.012679 | 526.5941 | 0.97474 | 531.2868 | 0.00133 | 524.461 | 0.03161 | 524.2369 | 9.762e-05 | 526.5941 | -0.00035027 | 529.4435 | 0.00054264 | 524.461 | 0.00082787 | 598.3253 | 0.00027876 | 524.461 | 8.0614e-05 | 526.5941 | 0.53148 | 598.3253 | 0.99295 | 598.3253 | 0.65652 | 0 | 0 | 0.0012418 | 0.00020654 | 0.0005031 | 0.0061734 | 0.12522 | 0.0028141 | 0.21455 | 0.00011126 | 0.0071214 | 6.4182e-05 | 7.5645e-05 | 0.00012188 | 0.00014208 | 2.9112e-05 | -4.3606e-06 | 0.11728 | 0.22707 | 0.15007
|  | 598.5545 | 0 | 598.5545 | 0 | 529.6678 | 0.0049295 | 531.5122 | 0.00078255 | 530.3367 | 0.00224 | 524.6851 | 0.02651 | 524.6851 | 0.55012 | 598.5545 | 0.011867 | 526.8151 | 0.96692 | 531.5122 | -0.00034284 | 524.6851 | 0.03194 | 524.461 | 0.00047513 | 526.8151 | 0.0010348 | 529.6678 | 0.00054408 | 524.6851 | 0.00044002 | 598.5545 | -2.4833e-05 | 524.6851 | -0.00011953 | 526.8151 | 0.52984 | 598.5545 | 0.98768 | 598.5545 | 0.65245 | 0 | 0 | 0.0012204 | 0.00019529 | 0.0005031 | 0.0058955 | 0.12354 | 0.0027761 | 0.21445 | 9.2118e-05 | 0.0073354 | -5.8136e-05 | 0.00027465 | 0.00012216 | 7.9069e-05 | 3.6809e-05 | 3.7047e-07 | 0.11699 | 0.22677 | 0.14968
|  | 598.7839 | 0 | 598.7839 | 0 | 529.892 | 0.0059547 | 531.7377 | 0.00094981 | 530.5634 | 0.0022 | 524.9092 | 0.0261 | 524.9092 | 0.5523 | 598.7839 | 0.012346 | 527.0361 | 0.97374 | 531.7377 | 0.00116 | 524.9092 | 0.03352 | 524.6851 | -0.00099393 | 527.0361 | 0.0014506 | 529.892 | 0.00054549 | 524.9092 | 0.00026557 | 598.7839 | 0.00034587 | 524.9092 | 0.00012283 | 527.0361 | 0.52883 | 598.7839 | 0.99017 | 598.7839 | 0.65305 | 0 | 0 | 0.0012261 | 0.00019662 | 0.00050199 | 0.0058294 | 0.12239 | 0.0027527 | 0.21485 | 0.00011016 | 0.0073567 | 3.3178e-05 | 0.000159 | 0.00012245 | -2.6521e-05 | 4.7013e-05 | -2.5097e-06 | 0.11715 | 0.22685 | 0.14956
|  | 599.0132 | 0 | 599.0132 | 0 | 530.1163 | 0.004981 | 531.9631 | 0.00079484 | 530.79 | 0.00223 | 525.1334 | 0.02592 | 525.1334 | 0.5399 | 599.0132 | 0.011662 | 527.2571 | 0.97056 | 531.9631 | -0.0001825 | 525.1334 | 0.03213 | 524.9092 | 0.00129 | 527.2571 | -1.1712e-05 | 530.1163 | 0.00054658 | 525.1334 | -0.00050224 | 599.0132 | 6.4147e-05 | 525.1334 | -0.00014523 | 527.2571 | 0.53127 | 599.0132 | 0.98832 | 599.0132 | 0.65131 | 0 | 0 | 0.0012292 | 0.00019763 | 0.0005021 | 0.0057928 | 0.12123 | 0.0026905 | 0.21462 | 0.00019137 | 0.0074641 | 4.0518e-05 | 0.00022111 | 0.00012265 | 5.2464e-05 | 4.6896e-05 | -1.0296e-05 | 0.11775 | 0.22692 | 0.14947
|  | 599.2425 | 0 | 599.2425 | 0 | 530.3406 | 0.0059793 | 532.1885 | 0.00095823 | 531.0167 | 0.0022 | 525.3575 | 0.02576 | 525.3575 | 0.54167 | 599.2425 | 0.011803 | 527.4782 | 0.97113 | 532.1885 | 0.00188 | 525.3575 | 0.03446 | 525.1334 | -0.00092842 | 527.4782 | 0.0020121 | 530.3406 | 0.00054704 | 525.3575 | 0.00097029 | 599.2425 | 0.00034486 | 525.3575 | 5.3376e-05 | 527.4782 | 0.53396 | 599.2425 | 0.99078 | 599.2425 | 0.65229 | 0 | 0 | 0.0012198 | 0.00019334 | 0.00050199 | 0.0055932 | 0.12048 | 0.0026336 | 0.21376 | 0.00020044 | 0.0077695 | -1.7771e-06 | 0.00025962 | 0.00012266 | 8.9991e-05 | 4.3599e-05 | -5.9842e-06 | 0.11803 | 0.22688 | 0.14921
|  | 599.4719 | 0 | 599.4719 | 0 | 530.5649 | 0.0048972 | 532.414 | 0.00075683 | 531.2433 | 0.00223 | 525.5817 | 0.02415 | 525.5817 | 0.53345 | 599.4719 | 0.011162 | 527.6992 | 0.9633 | 532.414 | -0.00010196 | 525.5817 | 0.03487 | 525.3575 | 0.00091257 | 527.6992 | 0.00033731 | 530.5649 | 0.00054662 | 525.5817 | -0.00016726 | 599.4719 | 3.5338e-05 | 525.5817 | -0.00010677 | 527.6992 | 0.53412 | 599.4719 | 0.98767 | 599.4719 | 0.64885 | 0 | 0 | 0.001239 | 0.00019647 | 0.00049983 | 0.0054196 | 0.11923 | 0.0025871 | 0.21304 | 0.00014637 | 0.0080402 | 7.0314e-05 | 0.00017734 | 0.00012245 | 8.6119e-05 | 4.1401e-05 | 5.4341e-06 | 0.11801 | 0.22658 | 0.14889
|  | 599.7012 | 0 | 599.7012 | 0 | 530.7892 | 0.0061502 | 532.6395 | 0.00098545 | 531.47 | 0.00218 | 525.8058 | 0.0242 | 525.8058 | 0.53028 | 599.7012 | 0.011398 | 527.9203 | 0.96405 | 532.6395 | 0.0014 | 525.8058 | 0.03686 | 525.5817 | -0.00028513 | 527.9203 | 0.0012671 | 530.7892 | 0.00054518 | 525.8058 | 0.00093556 | 599.7012 | 0.00032569 | 525.8058 | 0.00015526 | 527.9203 | 0.53354 | 599.7012 | 0.98822 | 599.7012 | 0.64952 | 0 | 0 | 0.0012296 | 0.00019492 | 0.00049758 | 0.0054991 | 0.11777 | 0.0025779 | 0.21336 | 0.00017881 | 0.0082386 | 7.5043e-05 | 0.00028684 | 0.00012202 | 5.0497e-05 | 5.4324e-05 | 1.2815e-05 | 0.1183 | 0.22648 | 0.1488
|  | 599.9306 | 0 | 599.9306 | 0 | 531.0135 | 0.0048136 | 532.865 | 0.00074363 | 531.6967 | 0.00221 | 526.03 | 0.02486 | 526.03 | 0.52035 | 599.9306 | 0.011081 | 528.1414 | 0.96623 | 532.865 | 0.00018614 | 526.03 | 0.03664 | 525.8058 | 0.00095462 | 528.1414 | 0.001328 | 531.0135 | 0.00054277 | 526.03 | -0.00048506 | 599.9306 | 0.00014801 | 526.03 | -4.0931e-05 | 528.1414 | 0.53673 | 599.9306 | 0.98664 | 599.9306 | 0.64803 | 0 | 0 | 0.0012179 | 0.00019077 | 0.00049643 | 0.0055305 | 0.11547 | 0.002569 | 0.21484 | 0.0001439 | 0.0083148 | 0.00012523 | 0.00027934 | 0.00012139 | 2.6942e-05 | 7.1255e-05 | -1.7883e-06 | 0.11929 | 0.22644 | 0.14863
|  | 600.1599 | 0 | 600.1599 | 0 | 531.2378 | 0.0060453 | 533.0905 | 0.00094814 | 531.9233 | 0.00217 | 526.2542 | 0.02448 | 526.2542 | 0.50978 | 600.1599 | 0.011319 | 528.3624 | 0.97739 | 533.0905 | 0.00109 | 526.2542 | 0.03754 | 526.03 | 0.00016259 | 528.3624 | 0.0011992 | 531.2378 | 0.00053963 | 526.2542 | 0.00072542 | 600.1599 | 0.0004733 | 526.2542 | 2.4977e-05 | 528.3624 | 0.54245 | 600.1599 | 0.98779 | 600.1599 | 0.64794 | 0 | 0 | 0.0012189 | 0.00017081 | 0.00049658 | 0.0051542 | 0.11366 | 0.0025198 | 0.21531 | 8.473e-05 | 0.0084953 | 0.00011332 | 0.00022092 | 0.00012068 | 8.1332e-05 | 5.7577e-05 | -1.8627e-06 | 0.12023 | 0.22639 | 0.14844
|  | 600.3893 | 0 | 600.3893 | 0 | 531.4622 | 0.0048204 | 533.316 | 0.00056664 | 532.1501 | 0.00221 | 526.4784 | 0.02149 | 526.4784 | 0.50392 | 600.3893 | 0.01065 | 528.5836 | 0.96993 | 533.316 | -0.00033858 | 526.4784 | 0.03823 | 526.2542 | 0.00084835 | 528.5836 | 0.00079891 | 531.4622 | 0.0005361 | 526.4784 | -1.4465e-08 | 600.3893 | 2.8708e-05 | 526.4784 | -4.1591e-05 | 528.5836 | 0.54493 | 600.3893 | 0.98606 | 600.3893 | 0.64629 | 0 | 0 | 0.0012206 | 0.00017363 | 0.00049643 | 0.0049288 | 0.1122 | 0.0024479 | 0.21434 | 9.8261e-05 | 0.0087412 | 7.5904e-05 | 0.00022951 | 0.00011989 | -5.5624e-06 | 2.749e-05 | 4.1541e-06 | 0.12099 | 0.22662 | 0.14844
|  | 600.6187 | 0 | 600.6187 | 0 | 531.6865 | 0.0060603 | 533.5416 | 0.0009732 | 532.3768 | 0.00217 | 526.7026 | 0.02248 | 526.7026 | 0.49702 | 600.6187 | 0.010691 | 528.8046 | 0.96916 | 533.5416 | 0.00121 | 526.7026 | 0.03975 | 526.4784 | -0.00017137 | 528.8046 | 0.0012775 | 531.6865 | 0.00053265 | 526.7026 | -4.9608e-05 | 600.6187 | 0.00021096 | 526.7026 | 7.8649e-05 | 528.8046 | 0.54966 | 600.6187 | 0.98968 | 600.6187 | 0.64787 | 0 | 0 | 0.0012282 | 0.00016601 | 0.00049545 | 0.0049053 | 0.11148 | 0.0024108 | 0.21508 | 0.0001375 | 0.0088967 | 4.9666e-05 | 0.00013527 | 0.00011915 | -7.0047e-05 | 3.2265e-05 | 8.5879e-06 | 0.12133 | 0.2266 | 0.14827
|  | 600.8481 | 0 | 600.8481 | 0 | 531.9108 | 0.0048908 | 533.7672 | 0.00049855 | 532.6035 | 0.0022 | 526.9269 | 0.02127 | 526.9269 | 0.49724 | 600.8481 | 0.010327 | 529.0258 | 0.97614 | 533.7672 | 8.9974e-06 | 526.9269 | 0.0396 | 526.7026 | 0.00061444 | 529.0258 | -5.4077e-05 | 531.9108 | 0.00052971 | 526.9269 | -0.00057515 | 600.8481 | 7.0325e-05 | 526.9269 | -2.0533e-06 | 529.0258 | 0.54768 | 600.8481 | 0.98585 | 600.8481 | 0.64475 | 0 | 0 | 0.0012332 | 0.00018364 | 0.00049203 | 0.0049288 | 0.11038 | 0.0023893 | 0.2161 | 0.00018708 | 0.0091344 | 0.00010776 | 0.00021582 | 0.00011862 | 3.8432e-06 | 4.0127e-05 | -1.5254e-06 | 0.12138 | 0.22613 | 0.14786
|  | 601.0775 | 0 | 601.0775 | 0 | 532.1352 | 0.0061019 | 533.9927 | 0.00113 | 532.8303 | 0.00214 | 527.1511 | 0.02269 | 527.1511 | 0.48722 | 601.0775 | 0.010502 | 529.2469 | 0.97837 | 533.9927 | 0.00165 | 527.1511 | 0.04187 | 526.9269 | 0.00034671 | 529.2469 | 0.002006 | 532.1352 | 0.00052766 | 527.1511 | 0.00060942 | 601.0775 | 0.00027949 | 527.1511 | -1.1552e-05 | 529.2469 | 0.55011 | 601.0775 | 0.98549 | 601.0775 | 0.64424 | 0 | 0 | 0.001233 | 0.00019901 | 0.00048865 | 0.0050109 | 0.1079 | 0.0023537 | 0.21658 | 0.00024446 | 0.0093153 | 0.0001936 | 0.00035863 | 0.00011831 | 4.494e-05 | 4.778e-05 | 2.3276e-06 | 0.12177 | 0.22592 | 0.14763
|  | 601.307 | 0 | 601.307 | 0 | 532.3596 | 0.0048858 | 534.2183 | 0.00063439 | 533.057 | 0.00217 | 527.3754 | 0.022 | 527.3754 | 0.47514 | 601.307 | 0.010015 | 529.468 | 0.98046 | 534.2183 | 0.00051739 | 527.3754 | 0.04121 | 527.1511 | 0.00138 | 529.468 | 0.0012375 | 532.3596 | 0.00052672 | 527.3754 | -0.00020862 | 601.307 | 0.00013702 | 527.3754 | 3.2311e-05 | 529.468 | 0.55126 | 601.307 | 0.98389 | 601.307 | 0.64265 | 0 | 0 | 0.0012113 | 0.0001945 | 0.00048649 | 0.0048783 | 0.10657 | 0.002314 | 0.21777 | 0.00016216 | 0.0095683 | 0.00014666 | 0.00031843 | 0.00011821 | 2.442e-05 | 3.8956e-05 | 1.3972e-05 | 0.12267 | 0.22578 | 0.14741
|  | 601.5364 | 0 | 601.5364 | 0 | 532.584 | 0.0059118 | 534.4438 | 0.00109 | 533.2838 | 0.00212 | 527.5996 | 0.02151 | 527.5996 | 0.47533 | 601.5364 | 0.010155 | 529.6892 | 0.98913 | 534.4438 | 0.00092022 | 527.5996 | 0.04413 | 527.3754 | -7.1965e-05 | 529.6891 | 0.0016425 | 532.584 | 0.00052697 | 527.5996 | 0.00042642 | 601.5364 | 0.00020256 | 527.5996 | 9.2308e-05 | 529.6891 | 0.55825 | 601.5364 | 0.98422 | 601.5364 | 0.64226 | 0 | 0 | 0.0012006 | 0.0001899 | 0.00048298 | 0.004772 | 0.10581 | 0.0022865 | 0.21767 | 0.00013148 | 0.0098344 | 0.00023523 | 0.00012827 | 0.00011842 | -3.734e-05 | 2.931e-05 | 7.3357e-07 | 0.12367 | 0.2259 | 0.14741
|  | 601.7659 | 0 | 601.7659 | 0 | 532.8084 | 0.0047877 | 534.6694 | 0.00059366 | 533.5106 | 0.00214 | 527.8239 | 0.02104 | 527.8239 | 0.46812 | 601.7659 | 0.0097744 | 529.9103 | 0.97908 | 534.6694 | 0.00024551 | 527.8239 | 0.04356 | 527.5996 | 0.00217 | 529.9103 | -0.00048269 | 532.8084 | 0.00052837 | 527.8239 | -0.00075937 | 601.7659 | 5.2916e-05 | 527.8239 | -8.5767e-05 | 529.9103 | 0.55999 | 601.7659 | 0.98474 | 601.7659 | 0.6426 | 0 | 0 | 0.0012038 | 0.00017976 | 0.0004797 | 0.0045657 | 0.1048 | 0.002247 | 0.21772 | 9.4278e-05 | 0.0099511 | 0.00024459 | 0.00015241 | 0.00011882 | -1.546e-05 | 2.4608e-05 | -5.0651e-06 | 0.12436 | 0.22641 | 0.1477
|  | 601.9953 | 0 | 601.9953 | 0 | 533.0328 | 0.0059432 | 534.895 | 0.001 | 533.7374 | 0.00209 | 528.0482 | 0.01968 | 528.0482 | 0.46654 | 601.9953 | 0.0098106 | 530.1315 | 0.99009 | 534.895 | 0.00059033 | 528.0482 | 0.04519 | 527.8239 | 1.0958e-05 | 530.1315 | 0.0018611 | 533.0328 | 0.00053076 | 528.0482 | 0.00062149 | 601.9953 | 0.00016157 | 528.0482 | 4.0593e-05 | 530.1315 | 0.56476 | 601.9953 | 0.9887 | 601.9953 | 0.64478 | 0 | 0 | 0.0011986 | 0.00018628 | 0.00047741 | 0.0043682 | 0.10291 | 0.002224 | 0.2191 | 0.00011686 | 0.010099 | 0.00015484 | 0.00023292 | 0.00011947 | 2.422e-05 | 3.0633e-05 | -5.1284e-06 | 0.12508 | 0.22695 | 0.14797
|  | 602.2248 | 0 | 602.2248 | 0 | 533.2572 | 0.0047379 | 535.1207 | 0.00065105 | 533.9642 | 0.00212 | 528.2725 | 0.01927 | 528.2725 | 0.45104 | 602.2248 | 0.0095722 | 530.3527 | 0.99098 | 535.1207 | 0.00044547 | 528.2725 | 0.04486 | 528.0482 | 0.00137 | 530.3527 | 0.00024493 | 533.2572 | 0.00053395 | 528.2725 | -0.00040552 | 602.2248 | 0.00010541 | 528.2725 | -8.6321e-05 | 530.3527 | 0.56623 | 602.2248 | 0.98926 | 602.2248 | 0.64487 | 0 | 0 | 0.0011923 | 0.00016845 | 0.0004763 | 0.0043146 | 0.10142 | 0.0022143 | 0.22002 | 0.00018451 | 0.010317 | 0.00010203 | 0.00010571 | 0.00012026 | 2.9338e-05 | 3.8371e-05 | 3.1514e-07 | 0.12531 | 0.2273 | 0.14808
|  | 602.4543 | 0 | 602.4543 | 0 | 533.4816 | 0.0058872 | 535.3463 | 0.00084207 | 534.191 | 0.00208 | 528.4968 | 0.0192 | 528.4968 | 0.45326 | 602.4543 | 0.0097251 | 530.5738 | 0.99842 | 535.3463 | 0.00119 | 528.4968 | 0.04713 | 528.2725 | -0.00046026 | 530.5739 | 0.0007109 | 533.4816 | 0.00053775 | 528.4968 | 0.00066711 | 602.4543 | 0.00022899 | 528.4968 | 8.9131e-05 | 530.5739 | 0.56678 | 602.4543 | 0.99164 | 602.4543 | 0.64562 | 0 | 0 | 0.001202 | 0.00016109 | 0.00047517 | 0.0042931 | 0.10063 | 0.002194 | 0.22047 | 0.00020987 | 0.010577 | 4.5227e-05 | 9.8308e-05 | 0.0001212 | -1.0372e-05 | 3.1041e-05 | 3.5713e-06 | 0.12616 | 0.22762 | 0.14822
|  | 602.6838 | 0 | 602.6838 | 0 | 533.7061 | 0.0048219 | 535.5719 | 0.00058608 | 534.4178 | 0.00211 | 528.7211 | 0.01908 | 528.7211 | 0.44404 | 602.6838 | 0.0093951 | 530.795 | 0.99504 | 535.5719 | 0.0006706 | 528.7211 | 0.04718 | 528.4968 | 0.00086351 | 530.795 | 0.00017799 | 533.7061 | 0.00054203 | 528.7211 | -0.00075959 | 602.6838 | 4.1514e-05 | 528.7211 | -5.7288e-05 | 530.795 | 0.57394 | 602.6838 | 0.99202 | 602.6838 | 0.64609 | 0 | 0 | 0.0012086 | 0.00017603 | 0.000473 | 0.0041473 | 0.099524 | 0.0021521 | 0.21953 | 0.00023029 | 0.010913 | 1.6806e-05 | 8.9574e-05 | 0.00012217 | -1.9269e-05 | 1.6325e-05 | -8.2185e-06 | 0.12651 | 0.2279 | 0.14844
|  | 602.9133 | 0 | 602.9133 | 0 | 533.9305 | 0.0059488 | 535.7976 | 0.0009737 | 534.6446 | 0.00206 | 528.9454 | 0.0179 | 528.9454 | 0.44338 | 602.9133 | 0.0093589 | 531.0162 | 0.98987 | 535.7976 | 0.00137 | 528.9454 | 0.05013 | 528.7211 | -0.00071366 | 531.0162 | 0.00063193 | 533.9305 | 0.00054667 | 528.9454 | 0.00058778 | 602.9133 | 0.00010074 | 528.9454 | -1.5994e-05 | 531.0162 | 0.56994 | 602.9133 | 0.99396 | 602.9133 | 0.64742 | 0 | 0 | 0.0012183 | 0.00018047 | 0.00047063 | 0.0040532 | 0.098678 | 0.0021279 | 0.21945 | 0.00017196 | 0.011161 | 1.1531e-05 | -1.1656e-05 | 0.00012327 | 5.9506e-05 | 1.6487e-05 | 3.6168e-07 | 0.12618 | 0.22835 | 0.14866
|  | 603.1428 | 0 | 603.1428 | 0 | 534.155 | 0.0049054 | 536.0232 | 0.00062598 | 534.8715 | 0.00209 | 529.1697 | 0.01823 | 529.1697 | 0.43622 | 603.1428 | 0.0091831 | 531.2375 | 0.9939 | 536.0232 | 0.00015417 | 529.1697 | 0.04936 | 528.9454 | 0.00081648 | 531.2375 | -0.00073729 | 534.155 | 0.0005516 | 529.1697 | -5.7349e-05 | 603.1428 | 4.292e-05 | 529.1697 | 1.9218e-05 | 531.2375 | 0.57067 | 603.1428 | 0.99583 | 603.1428 | 0.64801 | 0 | 0 | 0.0012181 | 0.00017932 | 0.00046849 | 0.0040542 | 0.096978 | 0.0021043 | 0.22019 | 0.00021484 | 0.011449 | 7.5249e-05 | 8.4633e-05 | 0.00012441 | 6.4027e-05 | 1.7397e-05 | 1.036e-05 | 0.12674 | 0.22884 | 0.14889
|  | 603.3724 | 0 | 603.3724 | 0 | 534.3795 | 0.005947 | 536.2489 | 0.00096337 | 535.0983 | 0.00204 | 529.394 | 0.01792 | 529.394 | 0.4285 | 603.3724 | 0.0091514 | 531.4587 | 0.99651 | 536.2489 | 0.00175 | 529.394 | 0.05273 | 529.1697 | -0.00014572 | 531.4587 | 0.0015023 | 534.3795 | 0.00055682 | 529.394 | 0.00062826 | 603.3724 | 0.00010866 | 529.394 | 7.3162e-05 | 531.4587 | 0.57496 | 603.3724 | 0.99803 | 603.3724 | 0.64931 | 0 | 0 | 0.0012146 | 0.00017858 | 0.00046622 | 0.0040331 | 0.095749 | 0.0020782 | 0.2208 | 0.00020519 | 0.011733 | 3.5075e-05 | 6.0119e-05 | 0.00012558 | 1.5222e-05 | 2.2925e-05 | 8.9489e-06 | 0.12692 | 0.22915 | 0.14906
|  | 603.6019 | 0 | 603.6019 | 0 | 534.6039 | 0.004877 | 536.4746 | 0.00061904 | 535.3252 | 0.00207 | 529.6184 | 0.01803 | 529.6184 | 0.42499 | 603.6019 | 0.008956 | 531.6799 | 1 | 536.4746 | 6.8144e-05 | 529.6184 | 0.05186 | 529.394 | 0.00045848 | 531.6799 | -0.00095874 | 534.6039 | 0.0005623 | 529.6184 | -0.00049257 | 603.6019 | 9.1087e-05 | 529.6184 | 6.6076e-06 | 531.6799 | 0.5726 | 603.6019 | 0.99857 | 603.6019 | 0.64947 | 0 | 0 | 0.0012233 | 0.00017722 | 0.00046393 | 0.0042225 | 0.094469 | 0.0020498 | 0.22089 | 0.00023001 | 0.011972 | -3.0885e-05 | 0.000215 | 0.00012691 | 2.3918e-05 | 2.4963e-05 | 1.6434e-05 | 0.12673 | 0.22929 | 0.1491
|  | 603.8315 | 0 | 603.8315 | 0 | 534.8285 | 0.0060184 | 536.7003 | 0.0009513 | 535.5521 | 0.00202 | 529.8428 | 0.01961 | 529.8428 | 0.41713 | 603.8315 | 0.0089023 | 531.9012 | 0.99678 | 536.7003 | 0.00197 | 529.8428 | 0.05486 | 529.6184 | -0.00073378 | 531.9012 | 0.0029022 | 534.8285 | 0.00056805 | 529.8428 | 0.00070578 | 603.8315 | 0.0001264 | 529.8428 | 0.00013989 | 531.9012 | 0.57294 | 603.8315 | 0.99911 | 603.8315 | 0.64955 | 0 | 0 | 0.0011891 | 0.00018222 | 0.0004618 | 0.0041665 | 0.092426 | 0.0020262 | 0.21999 | 0.0002836 | 0.012227 | 3.0987e-05 | 0.0004387 | 0.0001282 | 5.4863e-05 | 2.4962e-05 | 1.5539e-05 | 0.12693 | 0.22945 | 0.14915
|  | 604.0611 | 0 | 604.0611 | 0 | 535.053 | 0.0045759 | 536.926 | 0.00066334 | 535.779 | 0.00205 | 530.0672 | 0.01752 | 530.0672 | 0.40652 | 604.0611 | 0.00875 | 532.1225 | 0.99124 | 536.926 | 0.00054296 | 530.0672 | 0.0541 | 529.8428 | 0.00101 | 532.1225 | 0.0010624 | 535.053 | 0.00057407 | 530.0672 | -0.00021686 | 604.0611 | 9.1066e-05 | 530.0672 | -1.4188e-06 | 532.1225 | 0.57412 | 604.0611 | 0.99989 | 604.0611 | 0.64987 | 0 | 0 | 0.0011762 | 0.00018208 | 0.00045953 | 0.0038601 | 0.091352 | 0.0020102 | 0.21918 | 0.00023287 | 0.012381 | 0.00010551 | 0.00042682 | 0.00012958 | 3.7238e-05 | 2.025e-05 | 1.1568e-05 | 0.12753 | 0.22957 | 0.14923
|  | 604.2906 | 0 | 604.2906 | 0 | 535.2775 | 0.0059034 | 537.1518 | 0.00094972 | 536.0059 | 0.002 | 530.2916 | 0.01689 | 530.2916 | 0.40781 | 604.2906 | 0.0087615 | 532.3438 | 0.99003 | 537.1518 | 0.00152 | 530.2916 | 0.05627 | 530.0672 | -6.9768e-05 | 532.3438 | 0.0027958 | 535.2775 | 0.00058035 | 530.2916 | 0.00054881 | 604.2906 | 8.5343e-05 | 530.2916 | 0.00010454 | 532.3438 | 0.57867 | 604.2906 | 1 | 604.2906 | 0.65016 | 0 | 0 | 0.0011944 | 0.00017298 | 0.00045714 | 0.0037548 | 0.090341 | 0.0019995 | 0.2191 | 0.00028094 | 0.012716 | 7.3709e-05 | 0.00012867 | 0.00013104 | 1.8977e-05 | 2.6143e-05 | 2.119e-05 | 0.12811 | 0.22938 | 0.14901
|  | 604.5202 | 0 | 604.5202 | 0 | 535.502 | 0.004735 | 537.3775 | 0.00058302 | 536.2328 | 0.00203 | 530.5159 | 0.01658 | 530.5159 | 0.39748 | 604.5202 | 0.0086566 | 532.565 | 0.9905 | 537.3775 | 0.00096936 | 530.5159 | 0.05708 | 530.2916 | 0.00072683 | 532.565 | -0.0016328 | 535.502 | 0.00058682 | 530.5159 | -0.00037966 | 604.5202 | 0.00014239 | 530.5159 | 8.4343e-05 | 532.565 | 0.57937 | 604.5202 | 0.99816 | 604.5202 | 0.64792 | 0 | 0 | 0.0012055 | 0.00016219 | 0.00045499 | 0.0036279 | 0.088487 | 0.0019633 | 0.21909 | 0.00023247 | 0.013027 | 6.9002e-05 | -4.284e-05 | 0.00013251 | 4.8069e-05 | 3.0271e-05 | 1.5479e-05 | 0.12814 | 0.22899 | 0.14864
|  | 604.7498 | 0 | 604.7498 | 0 | 535.7266 | 0.0060026 | 537.6033 | 0.00085379 | 536.4597 | 0.00198 | 530.7404 | 0.01575 | 530.7404 | 0.39107 | 604.7498 | 0.008445 | 532.7863 | 0.98938 | 537.6033 | 0.00109 | 530.7404 | 0.05901 | 530.5159 | -0.00011176 | 532.7863 | 0.0012456 | 535.7266 | 0.00059338 | 530.7404 | 0.00080802 | 604.7498 | 0.0001213 | 530.7404 | 5.3596e-05 | 532.7863 | 0.57863 | 604.7498 | 0.99657 | 604.7498 | 0.64685 | 0 | 0 | 0.0011993 | 0.00016301 | 0.00045171 | 0.0034953 | 0.087702 | 0.001925 | 0.21881 | 0.00020524 | 0.013267 | 0.0001008 | 0.00015973 | 0.00013397 | 0.00013408 | 2.4713e-05 | 2.5431e-06 | 0.12798 | 0.22867 | 0.14852
|  | 604.9794 | 0 | 604.9794 | 0 | 535.9511 | 0.0046796 | 537.829 | 0.00059025 | 536.6867 | 0.002 | 530.9648 | 0.0154 | 530.9648 | 0.39052 | 604.9794 | 0.0083214 | 533.0076 | 0.98805 | 537.829 | 0.00072813 | 530.9648 | 0.05922 | 530.7404 | 0.00101 | 533.0076 | 0.0001979 | 535.9511 | 0.00059985 | 530.9648 | 0.00038688 | 604.9794 | 9.3954e-05 | 530.9648 | -3.0932e-05 | 533.0076 | 0.57787 | 604.9794 | 0.99516 | 604.9794 | 0.64673 | 0 | 0 | 0.0012033 | 0.00017828 | 0.00044705 | 0.0036571 | 0.086711 | 0.0018952 | 0.21897 | 0.00016115 | 0.013581 | 9.9709e-05 | 0.00016931 | 0.00013538 | 0.00011115 | 1.8896e-05 | -8.8032e-07 | 0.12806 | 0.22832 | 0.14843
|  | 605.2091 | 0 | 605.2091 | 0 | 536.1757 | 0.0060379 | 538.0548 | 0.00098905 | 536.9136 | 0.00194 | 531.1892 | 0.01719 | 531.1892 | 0.3822 | 605.2091 | 0.0081858 | 533.2289 | 0.99077 | 538.0548 | 0.00069944 | 531.1892 | 0.06181 | 530.9648 | -0.0001214 | 533.2289 | 0.0013321 | 536.1757 | 0.00060595 | 531.1892 | 0.00060366 | 605.2091 | 7.0632e-05 | 531.1892 | 2.3087e-05 | 533.2289 | 0.57943 | 605.2091 | 0.99352 | 605.2091 | 0.64612 | 0 | 0 | 0.0012111 | 0.00019856 | 0.00044263 | 0.003656 | 0.085074 | 0.0018766 | 0.21914 | 0.00018897 | 0.01393 | 9.9714e-05 | 0.00011721 | 0.00013667 | 2.7295e-05 | 2.7418e-05 | 6.1202e-06 | 0.12781 | 0.2282 | 0.14835
|  | 605.4387 | 0 | 605.4387 | 0 | 536.4002 | 0.0047494 | 538.2806 | 0.00076996 | 537.1406 | 0.00196 | 531.4136 | 0.01539 | 531.4136 | 0.37593 | 605.4387 | 0.0081583 | 533.4503 | 0.9895 | 538.2806 | 0.00097453 | 531.4136 | 0.06233 | 531.1892 | 0.00101 | 533.4503 | -0.00027292 | 536.4002 | 0.00061129 | 531.4136 | -0.00036042 | 605.4387 | 0.00016816 | 531.4136 | 3.1453e-05 | 533.4503 | 0.57555 | 605.4387 | 0.99391 | 605.4387 | 0.64594 | 0 | 0 | 0.0011781 | 0.00017711 | 0.00043909 | 0.0034918 | 0.083729 | 0.0018451 | 0.21902 | 0.00030199 | 0.014402 | 7.7901e-05 | 0.00012078 | 0.00013777 | -2.054e-05 | 3.1006e-05 | 6.1944e-06 | 0.12798 | 0.22811 | 0.14822
|  | 605.6684 | 0 | 605.6684 | 0 | 536.6248 | 0.0057406 | 538.5064 | 0.00079859 | 537.3676 | 0.00191 | 531.6381 | 0.01572 | 531.6381 | 0.37005 | 605.6684 | 0.0079101 | 533.6716 | 0.98977 | 538.5064 | 0.0017 | 531.6381 | 0.06598 | 531.4136 | -0.00031579 | 533.6716 | 0.0013644 | 536.6248 | 0.00061545 | 531.6381 | 0.00017743 | 605.6684 | 0.00010187 | 531.6381 | 2.3736e-05 | 533.6716 | 0.581 | 605.6684 | 0.99272 | 605.6684 | 0.6449 | 0 | 0 | 0.0011774 | 0.00016514 | 0.00043696 | 0.0033135 | 0.082308 | 0.0018149 | 0.21891 | 0.00022825 | 0.014764 | 9.4754e-05 | 0.00029841 | 0.00013852 | 1.8647e-05 | 3.0805e-05 | 1.8625e-05 | 0.12855 | 0.22786 | 0.14811
|  | 605.898 | 0 | 605.898 | 0 | 536.8494 | 0.0047438 | 538.7322 | 0.00066397 | 537.5945 | 0.00194 | 531.8626 | 0.0138 | 531.8626 | 0.36324 | 605.898 | 0.0078958 | 533.8929 | 0.98802 | 538.7322 | 0.00032144 | 531.8626 | 0.06555 | 531.6381 | 0.00116 | 533.8929 | 0.0013315 | 536.8494 | 0.00061795 | 531.8626 | -1.13e-05 | 605.898 | 0.00016641 | 531.8626 | 0.0001422 | 533.8929 | 0.58037 | 605.898 | 0.99171 | 605.898 | 0.64498 | 0 | 0 | 0.0011969 | 0.00017876 | 0.00043469 | 0.0031555 | 0.081217 | 0.0017851 | 0.21891 | 0.00018083 | 0.014947 | 8.2673e-05 | 0.00033728 | 0.00013885 | 5.4126e-05 | 3.2945e-05 | 1.0778e-05 | 0.12885 | 0.2276 | 0.14809
|  | 606.1277 | 0 | 606.1277 | 0 | 537.074 | 0.0059137 | 538.9581 | 0.00091915 | 537.8215 | 0.00189 | 532.087 | 0.01432 | 532.087 | 0.36052 | 606.1277 | 0.0076489 | 534.1143 | 0.98963 | 538.9581 | 0.00128 | 532.087 | 0.06765 | 531.8626 | -0.00042346 | 534.1143 | 0.0017157 | 537.074 | 0.00061838 | 532.087 | 0.00049364 | 606.1277 | 0.00012047 | 532.087 | -4.6148e-05 | 534.1143 | 0.58368 | 606.1277 | 0.99021 | 606.1277 | 0.64451 | 0 | 0 | 0.001199 | 0.00017565 | 0.00043253 | 0.003246 | 0.079696 | 0.001765 | 0.21864 | 0.00021359 | 0.015184 | 0.00010622 | 0.00026626 | 0.00013868 | -9.9968e-06 | 4.0096e-05 | -1.0401e-05 | 0.12871 | 0.22745 | 0.14799
|  | 606.3574 | 0 | 606.3574 | 0 | 537.2986 | 0.0047623 | 539.1839 | 0.00063644 | 538.0486 | 0.00192 | 532.3115 | 0.0146 | 532.3115 | 0.34953 | 606.3574 | 0.0077206 | 534.3357 | 0.98567 | 539.1839 | 0.00061163 | 532.3115 | 0.06763 | 532.087 | 0.00137 | 534.3357 | 0.00068983 | 537.2986 | 0.00061648 | 532.3115 | -0.00058271 | 606.3574 | 0.00022867 | 532.3115 | -4.652e-05 | 534.3357 | 0.57915 | 606.3574 | 0.99039 | 606.3574 | 0.64411 | 0 | 0 | 0.0012 | 0.00017598 | 0.00043015 | 0.0032618 | 0.078465 | 0.0017419 | 0.21865 | 0.00019553 | 0.015636 | 8.7743e-05 | 0.00043712 | 0.00013798 | 1.6806e-05 | 3.4222e-05 | 2.6963e-07 | 0.12881 | 0.22734 | 0.14777
|  | 606.587 | 0 | 606.587 | 0 | 537.5233 | 0.0059227 | 539.4097 | 0.00092211 | 538.2756 | 0.00187 | 532.536 | 0.01446 | 532.536 | 0.34952 | 606.587 | 0.0074464 | 534.5571 | 0.98969 | 539.4097 | 0.00112 | 532.536 | 0.07167 | 532.3115 | -0.00058825 | 534.5571 | 0.0032593 | 537.5233 | 0.00061215 | 532.536 | 0.00073243 | 606.587 | 6.9307e-05 | 532.536 | 4.8922e-05 | 534.5571 | 0.5846 | 606.587 | 0.98915 | 606.587 | 0.64255 | 0 | 0 | 0.0011944 | 0.00015656 | 0.00042799 | 0.0032077 | 0.077654 | 0.0017176 | 0.21853 | 0.00015662 | 0.016102 | 4.9584e-05 | 0.00038074 | 0.00013675 | 3.6864e-05 | 2.1266e-05 | 9.7813e-06 | 0.12911 | 0.22732 | 0.14776
|  | 606.8167 | 0 | 606.8167 | 0 | 537.7479 | 0.0047124 | 539.6356 | 0.00046402 | 538.5026 | 0.0019 | 532.7606 | 0.01411 | 532.7606 | 0.34212 | 606.8167 | 0.0075085 | 534.7784 | 0.98466 | 539.6356 | 0.0002667 | 532.7606 | 0.07175 | 532.536 | 0.00103 | 534.7784 | 0.00018048 | 537.7479 | 0.00060554 | 532.7606 | -0.00040409 | 606.8167 | 0.00011586 | 532.7606 | 3.8197e-05 | 534.7784 | 0.58181 | 606.8167 | 0.99011 | 606.8167 | 0.64399 | 0 | 0 | 0.0011976 | 0.00015265 | 0.00042687 | 0.0031395 | 0.076159 | 0.0016885 | 0.21824 | 0.00021987 | 0.016505 | 8.2563e-05 | 0.00027823 | 0.00013509 | 6.027e-05 | 1.3289e-05 | 8.6713e-07 | 0.12905 | 0.22735 | 0.14798
|  | 607.0465 | 0 | 607.0465 | 0 | 537.9725 | 0.0059487 | 539.8615 | 0.00088756 | 538.7297 | 0.00186 | 532.9851 | 0.01386 | 532.9851 | 0.33639 | 607.0465 | 0.0071923 | 534.9998 | 0.98694 | 539.8615 | 0.00168 | 532.9851 | 0.07529 | 532.7606 | -0.00029464 | 534.9998 | 0.0023332 | 537.9725 | 0.00059701 | 532.9851 | 0.00094104 | 607.0465 | -1.6152e-07 | 532.9851 | -3.0472e-05 | 534.9998 | 0.5841 | 607.0465 | 0.98926 | 607.0465 | 0.64436 | 0 | 0 | 0.0011935 | 0.00016661 | 0.00042685 | 0.003074 | 0.075222 | 0.0016766 | 0.2182 | 0.00023613 | 0.0169 | 2.6567e-05 | 0.00018978 | 0.00013302 | 5.9179e-05 | 2.6819e-05 | -7.503e-06 | 0.12895 | 0.22743 | 0.14813
|  | 607.2762 | 0 | 607.2762 | 0 | 538.1972 | 0.0046755 | 540.0873 | 0.00058798 | 538.9567 | 0.0019 | 533.2096 | 0.01352 | 533.2096 | 0.33362 | 607.2762 | 0.0074043 | 535.2213 | 0.98389 | 540.0873 | 0.00041121 | 533.2096 | 0.07524 | 532.9851 | 0.00053132 | 535.2213 | -0.00061911 | 538.1972 | 0.00058714 | 533.2096 | -0.00041393 | 607.2762 | 0.00023365 | 533.2096 | -3.6358e-05 | 535.2213 | 0.58053 | 607.2762 | 0.99074 | 607.2762 | 0.6452 | 0 | 0 | 0.0011851 | 0.00017299 | 0.00042685 | 0.0029046 | 0.073912 | 0.001663 | 0.21801 | 0.00017186 | 0.017204 | -8.164e-06 | 0.00017017 | 0.00013073 | 2.7546e-05 | 3.5037e-05 | 3.4216e-06 | 0.1293 | 0.2274 | 0.1481
|  | 607.5059 | 0 | 607.5059 | 0 | 538.4219 | 0.0058738 | 540.3133 | 0.00094326 | 539.1838 | 0.00186 | 533.4341 | 0.01235 | 533.4341 | 0.32469 | 607.5059 | 0.0070731 | 535.4427 | 0.98515 | 540.3133 | 0.00111 | 533.4341 | 0.07799 | 533.2096 | -0.00060404 | 535.4427 | 0.0021561 | 538.4219 | 0.00057659 | 533.4341 | 0.00065928 | 607.5059 | 7.1369e-05 | 533.4341 | 6.6833e-05 | 535.4427 | 0.58734 | 607.5059 | 0.98892 | 607.5059 | 0.64404 | 0 | 0 | 0.0011728 | 0.00016629 | 0.0004247 | 0.0027429 | 0.072758 | 0.0016417 | 0.21748 | 0.00021403 | 0.0175 | 7.9262e-05 | 0.00026184 | 0.00012836 | 6.877e-05 | 3.8301e-05 | 1.1216e-06 | 0.12976 | 0.22746 | 0.14821
|  | 607.7357 | 0 | 607.7357 | 0 | 538.6465 | 0.0045667 | 540.5392 | 0.00052908 | 539.4109 | 0.00188 | 533.6587 | 0.01208 | 533.6587 | 0.32334 | 607.7357 | 0.0072184 | 535.6641 | 0.97917 | 540.5392 | 0.000785 | 533.6587 | 0.07788 | 533.4341 | 0.00131 | 535.6641 | 0.0002088 | 538.6465 | 0.00056607 | 533.6587 | -4.6767e-05 | 607.7357 | 0.00026205 | 533.6587 | -5.6843e-05 | 535.6641 | 0.58461 | 607.7357 | 0.99117 | 607.7357 | 0.6461 | 0 | 0 | 0.0011467 | 0.00016191 | 0.00042231 | 0.0027912 | 0.071825 | 0.0016211 | 0.21709 | 0.00022652 | 0.017738 | 0.00010577 | 5.9151e-05 | 0.00012607 | 3.8747e-05 | 3.3124e-05 | -1.5006e-05 | 0.12934 | 0.22775 | 0.14853
|  | 607.9655 | 0 | 607.9655 | 0 | 538.8712 | 0.0056415 | 540.7651 | 0.000904 | 539.6379 | 0.00184 | 533.8832 | 0.01278 | 533.8832 | 0.31638 | 607.9655 | 0.0068933 | 535.8856 | 0.98152 | 540.7651 | 0.00122 | 533.8832 | 0.08011 | 533.6587 | -0.00036793 | 535.8856 | 0.00032545 | 538.8712 | 0.00055622 | 533.8832 | 0.00039187 | 607.9655 | 2.6293e-05 | 533.8832 | -7.6815e-05 | 535.8856 | 0.58357 | 607.9655 | 0.99136 | 607.9655 | 0.64679 | 0 | 0 | 0.0011529 | 0.00017129 | 0.00042242 | 0.0028518 | 0.070119 | 0.0016053 | 0.21758 | 0.00025413 | 0.018271 | 2.9876e-05 | 7.5236e-05 | 0.00012399 | 5.186e-07 | 2.3326e-05 | -1.225e-05 | 0.12932 | 0.22794 | 0.14883
|  | 608.1952 | 0 | 608.1952 | 0 | 539.0959 | 0.0046215 | 540.991 | 0.00061261 | 539.865 | 0.00188 | 534.1078 | 0.01262 | 534.1078 | 0.30815 | 608.1952 | 0.0070795 | 536.107 | 0.98368 | 540.991 | 0.00103 | 534.1078 | 0.08262 | 533.8832 | 0.00063403 | 536.107 | 0.00035408 | 539.0959 | 0.00054757 | 534.1078 | -0.00038725 | 608.1952 | 0.00017674 | 534.1078 | -3.2289e-05 | 536.107 | 0.58447 | 608.1952 | 0.99271 | 608.1952 | 0.6487 | 0 | 0 | 0.0011617 | 0.00015997 | 0.00042242 | 0.0028054 | 0.069117 | 0.0015839 | 0.21791 | 0.0003378 | 0.018773 | 1.0775e-05 | 0.00011825 | 0.00012226 | 3.929e-05 | 2.2183e-05 | 8.1584e-06 | 0.12925 | 0.22808 | 0.14907
|  | 608.425 | 0 | 608.425 | 0 | 539.3206 | 0.0057171 | 541.217 | 0.00080335 | 540.0922 | 0.00184 | 534.3324 | 0.01236 | 534.3324 | 0.30729 | 608.425 | 0.0067066 | 536.3284 | 0.98446 | 541.217 | 0.00196 | 534.3324 | 0.08454 | 534.1078 | -0.00053805 | 536.3284 | 0.00071391 | 539.3206 | 0.00054048 | 534.3324 | 0.0007371 | 608.425 | 1.6337e-05 | 534.3324 | 0.00010493 | 536.3284 | 0.58294 | 608.425 | 0.99253 | 608.425 | 0.64883 | 0 | 0 | 0.0011644 | 0.00015823 | 0.00042142 | 0.0027054 | 0.068399 | 0.0015756 | 0.21706 | 0.00033303 | 0.019031 | 2.5268e-05 | 0.00010246 | 0.00012087 | 0.00010635 | 2.9347e-05 | -3.2107e-06 | 0.12921 | 0.22831 | 0.1493
|  | 608.6548 | 0 | 608.6548 | 0 | 539.5453 | 0.0046453 | 541.4429 | 0.00059719 | 540.3193 | 0.00187 | 534.557 | 0.01173 | 534.557 | 0.30176 | 608.6548 | 0.0070063 | 536.5499 | 0.97542 | 541.4429 | 0.00098778 | 534.557 | 0.08492 | 534.3324 | 0.00076305 | 536.5499 | 0.00021127 | 539.5453 | 0.00053518 | 534.557 | 0.00020985 | 608.6548 | 0.00023908 | 534.557 | -0.00013352 | 536.5499 | 0.58372 | 608.6548 | 0.99448 | 608.6548 | 0.65057 | 0 | 0 | 0.0011855 | 0.00015925 | 0.00042015 | 0.002665 | 0.067267 | 0.0015385 | 0.2173 | 0.00036251 | 0.019414 | 4.3829e-05 | 0.00023874 | 0.00011989 | 4.3068e-05 | 3.2018e-05 | -9.9311e-06 | 0.1299 | 0.22807 | 0.14921
|  | 608.8846 | 0 | 608.8846 | 0 | 539.7701 | 0.0059047 | 541.6689 | 0.00081201 | 540.5465 | 0.00183 | 534.7816 | 0.012 | 534.7816 | 0.29721 | 608.8846 | 0.0063837 | 536.7714 | 0.98672 | 541.6689 | 0.00222 | 534.7816 | 0.08795 | 534.557 | -0.00037278 | 536.7714 | 0.0019445 | 539.7701 | 0.00053174 | 534.7816 | 0.00017365 | 608.8846 | 3.9582e-05 | 534.7816 | 4.5093e-05 | 536.7714 | 0.58925 | 608.8846 | 0.99051 | 608.8846 | 0.648 | 0 | 0 | 0.0011821 | 0.00014881 | 0.00041799 | 0.0026785 | 0.065958 | 0.0014927 | 0.21732 | 0.00035836 | 0.019938 | 2.0933e-05 | 0.00037898 | 0.00011932 | -6.1525e-06 | 3.166e-05 | 4.7213e-08 | 0.12992 | 0.22767 | 0.149
|  | 609.1144 | 0 | 609.1144 | 0 | 539.9948 | 0.0046151 | 541.8949 | 0.0005052 | 540.7736 | 0.00185 | 535.0062 | 0.01185 | 535.0062 | 0.2901 | 609.1144 | 0.0066063 | 536.9929 | 0.97557 | 541.8949 | 0.00095199 | 535.0062 | 0.08958 | 534.7816 | 0.00055917 | 536.9929 | 0.0014775 | 539.9948 | 0.00053016 | 535.0062 | -0.00022843 | 609.1144 | 0.00023594 | 535.0062 | -4.4673e-05 | 536.9929 | 0.58383 | 609.1144 | 0.99075 | 609.1144 | 0.64864 | 0 | 0 | 0.0011533 | 0.00013234 | 0.00041572 | 0.0027525 | 0.065065 | 0.0014807 | 0.21628 | 0.00032116 | 0.020369 | 5.3335e-05 | 0.00034336 | 0.00011917 | 4.8243e-05 | 2.3492e-05 | 8.7844e-06 | 0.1298 | 0.22731 | 0.14891
|  | 609.3442 | 0 | 609.3442 | 0 | 540.2195 | 0.005649 | 542.1209 | 0.00066593 | 541.0008 | 0.00181 | 535.2308 | 0.01266 | 535.2308 | 0.28929 | 609.3442 | 0.0062786 | 537.2144 | 0.97733 | 542.1209 | 0.00189 | 535.2308 | 0.0918 | 535.0062 | -8.426e-05 | 537.2144 | 0.0016229 | 540.2195 | 0.00053038 | 535.2308 | 0.00065802 | 609.3442 | -3.1509e-05 | 535.2308 | 0.0001229 | 537.2144 | 0.58815 | 609.3442 | 0.98733 | 609.3442 | 0.64721 | 0 | 0 | 0.0011315 | 0.00013207 | 0.0004146 | 0.0025614 | 0.064305 | 0.0014724 | 0.21591 | 0.00039326 | 0.020838 | 7.615e-06 | 0.00011531 | 0.00011944 | 5.5161e-05 | 2.1767e-05 | 9.7962e-06 | 0.12997 | 0.22696 | 0.14882
|  | 609.5741 | 0 | 609.5741 | 0 | 540.4443 | 0.004418 | 542.3469 | 0.00050275 | 541.228 | 0.00184 | 535.4555 | 0.01014 | 535.4555 | 0.28312 | 609.5741 | 0.006534 | 537.4359 | 0.97232 | 542.3469 | 0.00159 | 535.4555 | 0.09369 | 535.2308 | 0.00015207 | 537.4359 | -0.00058166 | 540.4443 | 0.00053229 | 535.4555 | -0.00016701 | 609.5741 | 0.00022092 | 535.4555 | -3.5694e-05 | 537.4359 | 0.58542 | 609.5741 | 0.98764 | 609.5741 | 0.64776 | 0 | 0 | 0.0011337 | 0.00016951 | 0.00041231 | 0.0023808 | 0.062959 | 0.0014567 | 0.21586 | 0.00044526 | 0.021233 | -2.4519e-05 | 0.00014958 | 0.00012001 | 5.7339e-05 | 3.0881e-05 | 1.7693e-06 | 0.13023 | 0.22676 | 0.14874
|  | 609.8039 | 0 | 609.8039 | 0 | 540.6691 | 0.0056717 | 542.5729 | 0.00099725 | 541.4551 | 0.00179 | 535.6801 | 0.01106 | 535.6801 | 0.27751 | 609.8039 | 0.0061416 | 537.6575 | 0.97619 | 542.5729 | 0.00235 | 535.6801 | 0.09538 | 535.4555 | -0.00037033 | 537.6575 | 0.0019319 | 540.6691 | 0.00053577 | 535.6801 | 0.0006776 | 609.8039 | 4.779e-05 | 535.6801 | 5.1448e-05 | 537.6575 | 0.5902 | 609.8039 | 0.98548 | 609.8039 | 0.64645 | 0 | 0 | 0.0011583 | 0.00019319 | 0.00040891 | 0.0024524 | 0.062131 | 0.0014535 | 0.21568 | 0.00045315 | 0.021685 | 0.00012911 | 0.00024284 | 0.00012098 | 8.0062e-05 | 3.5858e-05 | 2.5482e-06 | 0.13028 | 0.22675 | 0.14889
|  | 610.0338 | 0 | 610.0338 | 0 | 540.8939 | 0.0046342 | 542.7989 | 0.00071229 | 541.6823 | 0.00181 | 535.9048 | 0.01077 | 535.9048 | 0.27555 | 610.0338 | 0.0065053 | 537.879 | 0.97129 | 542.7989 | 0.00166 | 535.9048 | 0.09765 | 535.6801 | 0.00152 | 537.879 | 0.00026078 | 540.8939 | 0.00054063 | 535.9048 | 3.5077e-05 | 610.0338 | 0.00026421 | 535.9048 | -2.8765e-05 | 537.879 | 0.58621 | 610.0338 | 0.98747 | 610.0338 | 0.64902 | 0 | 0 | 0.0011522 | 0.00019581 | 0.00040676 | 0.0024613 | 0.061324 | 0.0014413 | 0.21584 | 0.00049961 | 0.02234 | 0.00015091 | 0.00029749 | 0.0001222 | 4.2607e-05 | 2.0082e-05 | 2.8976e-06 | 0.13014 | 0.22665 | 0.14915
|  | 610.2637 | 0 | 610.2637 | 0 | 541.1187 | 0.0056168 | 543.025 | 0.00102 | 541.9095 | 0.00177 | 536.1295 | 0.01114 | 536.1295 | 0.27035 | 610.2637 | 0.0060346 | 538.1005 | 0.97716 | 543.025 | 0.00276 | 536.1295 | 0.10122 | 535.9048 | -0.00017669 | 538.1005 | 0.0024247 | 541.1187 | 0.00054662 | 536.1295 | 0.0003442 | 610.2637 | -8.9497e-05 | 536.1295 | 5.456e-05 | 538.1005 | 0.58857 | 610.2637 | 0.98446 | 610.2637 | 0.64863 | 0 | 0 | 0.001143 | 0.00017478 | 0.0004055 | 0.0024579 | 0.060342 | 0.0014315 | 0.21592 | 0.00044651 | 0.022682 | 3.5615e-05 | 0.00030364 | 0.00012364 | 4.4448e-05 | 2.3581e-05 | -7.2812e-06 | 0.12972 | 0.22649 | 0.14929
|  | 610.4936 | 0 | 610.4936 | 0 | 541.3434 | 0.0045521 | 543.2511 | 0.00052621 | 542.1367 | 0.0018 | 536.3541 | 0.01074 | 536.3541 | 0.26681 | 610.4936 | 0.0064193 | 538.3221 | 0.97192 | 543.2511 | 0.00119 | 536.3541 | 0.10069 | 536.1295 | 0.00049373 | 538.3221 | 0.00031634 | 541.3434 | 0.00055342 | 536.3541 | 5.1468e-05 | 610.4936 | 0.00029465 | 536.3541 | -0.00011938 | 538.3221 | 0.58242 | 610.4936 | 0.98604 | 610.4936 | 0.65022 | 0 | 0 | 0.0011372 | 0.00015601 | 0.00040447 | 0.0024338 | 0.059467 | 0.0014042 | 0.21602 | 0.00040693 | 0.022981 | 2.4841e-05 | 0.00030756 | 0.00012525 | 8.1611e-05 | 3.5827e-05 | -7.833e-06 | 0.12942 | 0.22638 | 0.14938
|  | 610.7235 | 0 | 610.7235 | 0 | 541.5683 | 0.0055632 | 543.4772 | 0.00085401 | 542.364 | 0.00176 | 536.5789 | 0.01092 | 536.5789 | 0.26242 | 610.7235 | 0.0057964 | 538.5436 | 0.97807 | 543.4772 | 0.00241 | 536.5789 | 0.10383 | 536.3541 | -0.0002726 | 538.5436 | 0.00246 | 541.5683 | 0.00056063 | 536.5789 | 0.00067483 | 610.7235 | 1.7022e-05 | 536.5789 | 4.9667e-05 | 538.5436 | 0.58587 | 610.7235 | 0.98334 | 610.7235 | 0.64933 | 0 | 0 | 0.001133 | 0.00015804 | 0.00040221 | 0.0024489 | 0.058603 | 0.0013929 | 0.21568 | 0.00039451 | 0.023433 | 2.5426e-05 | 0.00045507 | 0.00012683 | 8.0625e-05 | 3.9043e-05 | 2.6999e-06 | 0.12964 | 0.22633 | 0.14935
|  | 610.9534 | 0 | 610.9534 | 0 | 541.7931 | 0.0045175 | 543.7033 | 0.00054408 | 542.5912 | 0.00178 | 536.8035 | 0.01088 | 536.8035 | 0.25926 | 610.9534 | 0.0063207 | 538.7653 | 0.96832 | 543.7033 | 0.00108 | 536.8035 | 0.10477 | 536.5789 | 0.00049888 | 538.7653 | 0.0016468 | 541.7931 | 0.00056779 | 536.8035 | 4.2883e-05 | 610.9534 | 0.00032263 | 536.8035 | -2.5633e-05 | 538.7653 | 0.58409 | 610.9534 | 0.98556 | 610.9534 | 0.64992 | 0 | 0 | 0.001137 | 0.00015289 | 0.00040003 | 0.0024147 | 0.057877 | 0.0013842 | 0.21559 | 0.00040693 | 0.023885 | 5.9418e-05 | 0.00044615 | 0.00012842 | 7.4595e-05 | 3.7072e-05 | 1.418e-05 | 0.12954 | 0.22619 | 0.14927
|  | 611.1833 | 0 | 611.1833 | 0 | 542.0179 | 0.0055954 | 543.9293 | 0.00080847 | 542.8185 | 0.00174 | 537.0283 | 0.01061 | 537.0283 | 0.25582 | 611.1833 | 0.0057198 | 538.9868 | 0.97776 | 543.9293 | 0.00252 | 537.0283 | 0.1078 | 536.8035 | 3.0059e-05 | 538.9868 | 0.0023806 | 542.0179 | 0.00057446 | 537.0283 | 0.00062098 | 611.1833 | -1.5108e-07 | 537.0283 | 0.00015183 | 538.9868 | 0.58524 | 611.1833 | 0.98199 | 611.1833 | 0.64856 | 0 | 0 | 0.0011306 | 0.0001599 | 0.00039881 | 0.0022136 | 0.056585 | 0.0013594 | 0.21578 | 0.00043532 | 0.024346 | 0.0001517 | 0.00042605 | 0.00012982 | 5.7628e-05 | 3.5778e-05 | 9.7331e-07 | 0.12946 | 0.22578 | 0.14928
|  | 611.4132 | 0 | 611.4132 | 0 | 542.2428 | 0.0044608 | 544.1555 | 0.00060568 | 543.0457 | 0.00177 | 537.253 | 0.00909 | 537.253 | 0.24776 | 611.4132 | 0.0061049 | 539.2084 | 0.96958 | 544.1555 | 0.00133 | 537.253 | 0.10887 | 537.0283 | 0.00132 | 539.2084 | 0.0014643 | 542.2428 | 0.00058022 | 537.253 | -0.00010812 | 611.4132 | 0.00031136 | 537.253 | -0.00014317 | 539.2084 | 0.58308 | 611.4132 | 0.98191 | 611.4132 | 0.64994 | 0 | 0 | 0.0011408 | 0.00017418 | 0.00039776 | 0.0020495 | 0.056031 | 0.0013326 | 0.21559 | 0.00043858 | 0.025039 | 0.00015692 | 0.00022138 | 0.00013098 | 3.2846e-05 | 2.9343e-05 | -3.9979e-07 | 0.1295 | 0.22494 | 0.14901
|  | 611.6431 | 0 | 611.6431 | 0 | 542.4677 | 0.0056859 | 544.3815 | 0.00093529 | 543.273 | 0.00173 | 537.4777 | 0.00915 | 537.4777 | 0.25089 | 611.6431 | 0.0054859 | 539.4301 | 0.97611 | 544.3815 | 0.00255 | 537.4777 | 0.11397 | 537.253 | 7.6557e-05 | 539.4301 | 0.00053355 | 542.4677 | 0.0005848 | 537.4777 | 0.00040043 | 611.6431 | -5.6131e-05 | 537.4777 | 0.00013961 | 539.4301 | 0.58559 | 611.6431 | 0.97465 | 611.6431 | 0.64618 | 0 | 0 | 0.0011543 | 0.00016818 | 0.00039664 | 0.0020226 | 0.055756 | 0.0013084 | 0.21506 | 0.00043645 | 0.025734 | 0.00013557 | 5.8284e-05 | 0.00013186 | 1.4515e-05 | 2.3654e-05 | 1.6978e-05 | 0.13025 | 0.22427 | 0.14871
|  | 611.8731 | 0 | 611.8731 | 0 | 542.6925 | 0.0045811 | 544.6077 | 0.00055212 | 543.5003 | 0.00176 | 537.7024 | 0.00885 | 537.7024 | 0.24531 | 611.8731 | 0.0058933 | 539.6517 | 0.96472 | 544.6077 | 0.00131 | 537.7024 | 0.11505 | 537.4777 | 0.00113 | 539.6517 | -7.5591e-06 | 542.6925 | 0.00058805 | 537.7024 | -0.00027126 | 611.8731 | 0.00026185 | 537.7024 | 1.1487e-05 | 539.6517 | 0.58985 | 611.8731 | 0.9759 | 611.8731 | 0.6472 | 0 | 0 | 0.0011267 | 0.00017022 | 0.00039548 | 0.002189 | 0.054483 | 0.0012798 | 0.2142 | 0.00038792 | 0.026242 | 0.00018991 | 0.0001587 | 0.00013248 | 4.7197e-05 | 2.4673e-05 | 1.3958e-05 | 0.13065 | 0.22389 | 0.14864
|  | 612.1031 | 0 | 612.1031 | 0 | 542.9174 | 0.0054378 | 544.8339 | 0.00095297 | 543.7276 | 0.00172 | 537.9272 | 0.01063 | 537.9272 | 0.23954 | 612.1031 | 0.0052377 | 539.8733 | 0.96831 | 544.8339 | 0.00212 | 537.9272 | 0.11848 | 537.7024 | 0.00056007 | 539.8733 | 0.0014398 | 542.9174 | 0.00059001 | 537.9272 | 0.00069127 | 612.1031 | -4.7265e-05 | 537.9272 | 0.00011273 | 539.8733 | 0.58924 | 612.1031 | 0.97128 | 612.1031 | 0.64558 | 0 | 0 | 0.0011062 | 0.0001773 | 0.00039437 | 0.0021962 | 0.05351 | 0.0012617 | 0.21503 | 0.00048846 | 0.026857 | 0.00015553 | 0.00011796 | 0.00013276 | 5.4959e-05 | 3.2504e-05 | 7.9869e-06 | 0.13062 | 0.22387 | 0.14883
|  | 612.333 | 0 | 612.333 | 0 | 543.1423 | 0.0044014 | 545.06 | 0.00061508 | 543.9549 | 0.00175 | 538.152 | 0.00891 | 538.152 | 0.23655 | 612.333 | 0.0057349 | 540.0949 | 0.97226 | 545.06 | 0.0022 | 538.152 | 0.12047 | 537.9272 | 0.000824 | 540.0949 | -0.00037527 | 543.1423 | 0.00059086 | 538.152 | -0.00020229 | 612.333 | 0.00032995 | 538.152 | -4.1669e-05 | 540.0949 | 0.58956 | 612.333 | 0.97571 | 612.333 | 0.64874 | 0 | 0 | 0.0011196 | 0.0001782 | 0.00039332 | 0.0020793 | 0.052954 | 0.0012485 | 0.21499 | 0.00055628 | 0.027334 | 0.00010618 | 5.8071e-05 | 0.0001329 | 3.9367e-05 | 3.434e-05 | 7.5959e-06 | 0.13055 | 0.22396 | 0.14901
|  | 612.563 | 0 | 612.563 | 0 | 543.3672 | 0.0055546 | 545.2861 | 0.00096101 | 544.1822 | 0.00171 | 538.3768 | 0.00959 | 538.3768 | 0.23459 | 612.563 | 0.0051222 | 540.3166 | 0.96734 | 545.2861 | 0.00272 | 538.3768 | 0.12273 | 538.152 | 0.00012073 | 540.3166 | 0.00089919 | 543.3672 | 0.00059092 | 538.3768 | 0.00055255 | 612.563 | -3.1327e-05 | 538.3768 | 0.00010925 | 540.3166 | 0.58828 | 612.563 | 0.97188 | 612.563 | 0.64707 | 0 | 0 | 0.0011242 | 0.00017539 | 0.00039209 | 0.0020343 | 0.05237 | 0.0012295 | 0.21478 | 0.00047502 | 0.0278 | 8.0238e-05 | 0.00023329 | 0.00013287 | 2.512e-05 | 3.2279e-05 | 7.1198e-06 | 0.13034 | 0.22403 | 0.14922
|  | 612.793 | 0 | 612.793 | 0 | 543.5921 | 0.0044422 | 545.5123 | 0.00058972 | 544.4095 | 0.00174 | 538.6016 | 0.00851 | 538.6016 | 0.23136 | 612.793 | 0.0055692 | 540.5382 | 0.97093 | 545.5123 | 0.00148 | 538.6016 | 0.12461 | 538.3768 | 0.00059316 | 540.5382 | 0.0012062 | 543.5921 | 0.00059056 | 538.6016 | -0.00032906 | 612.793 | 0.00031202 | 538.6016 | -4.5905e-05 | 540.5382 | 0.58801 | 612.793 | 0.97622 | 612.793 | 0.65045 | 0 | 0 | 0.0011118 | 0.00017148 | 0.00039218 | 0.0019692 | 0.051569 | 0.0012119 | 0.21518 | 0.00052591 | 0.028307 | 2.1184e-05 | 0.00054017 | 0.00013278 | 2.7133e-05 | 2.7794e-05 | -3.3019e-06 | 0.12997 | 0.22402 | 0.14943
|  | 613.023 | 0 | 613.023 | 0 | 543.817 | 0.0054447 | 545.7385 | 0.00092649 | 544.6369 | 0.00171 | 538.8264 | 0.00901 | 538.8264 | 0.22744 | 613.023 | 0.0049686 | 540.7599 | 0.97043 | 545.7385 | 0.00317 | 538.8264 | 0.12723 | 538.6016 | -0.00040469 | 540.7599 | 0.0036673 | 543.817 | 0.00059015 | 538.8264 | 0.00057046 | 613.023 | -7.0335e-05 | 538.8264 | 1.6528e-05 | 540.7599 | 0.58459 | 613.023 | 0.97167 | 613.023 | 0.64888 | 0 | 0 | 0.0011117 | 0.00015698 | 0.00039106 | 0.0018298 | 0.051005 | 0.0012209 | 0.21565 | 0.00056661 | 0.02881 | 7.3657e-05 | 0.00043051 | 0.00013271 | 3.2173e-05 | 3.9175e-05 | -2.8153e-06 | 0.12993 | 0.22393 | 0.14965
|  | 613.2531 | 0 | 613.2531 | 0 | 544.0419 | 0.004441 | 545.9647 | 0.00046157 | 544.8643 | 0.00173 | 539.0512 | 0.00727 | 539.0512 | 0.22636 | 613.2531 | 0.0056466 | 540.9816 | 0.97516 | 545.9647 | 0.00184 | 539.0512 | 0.1291 | 538.8264 | 0.00106 | 540.9816 | 0.00021678 | 544.0419 | 0.00058999 | 539.0512 | -0.00028421 | 613.2531 | 0.00041096 | 539.0512 | -4.1577e-05 | 540.9816 | 0.58761 | 613.2531 | 0.97535 | 613.2531 | 0.65228 | 0 | 0 | 0.0011264 | 0.00014273 | 0.00039001 | 0.0017174 | 0.050299 | 0.0012068 | 0.2158 | 0.00061995 | 0.029322 | 0.00010688 | 9.091e-05 | 0.00013276 | 2.3782e-05 | 3.6747e-05 | -1.7326e-06 | 0.13049 | 0.22383 | 0.14974
|  | 613.4831 | 0 | 613.4831 | 0 | 544.2669 | 0.005573 | 546.191 | 0.00080005 | 545.0917 | 0.0017 | 539.2759 | 0.00801 | 539.2759 | 0.22116 | 613.4831 | 0.0048463 | 541.2033 | 0.97178 | 546.191 | 0.00364 | 539.2759 | 0.13178 | 539.0512 | -0.00010908 | 541.2032 | 0.00060341 | 544.2669 | 0.00059027 | 539.2759 | 0.00049581 | 613.4831 | -9.1461e-05 | 539.2759 | 2.6162e-05 | 541.2032 | 0.58965 | 613.4831 | 0.97077 | 613.4831 | 0.64965 | 0 | 0 | 0.0011329 | 0.00016046 | 0.00038879 | 0.0016774 | 0.049438 | 0.0011859 | 0.21509 | 0.0006605 | 0.029857 | 9.3128e-05 | 0.00014066 | 0.00013285 | 5.3757e-05 | 2.8573e-05 | 9.4847e-06 | 0.13077 | 0.22344 | 0.14984
|  | 613.7131 | 0 | 613.7131 | 0 | 544.4918 | 0.0045011 | 546.4172 | 0.00061868 | 545.319 | 0.00172 | 539.5008 | 0.00691 | 539.5008 | 0.21858 | 613.7131 | 0.0054637 | 541.425 | 0.9682 | 546.4172 | 0.0022 | 539.5008 | 0.13379 | 539.2759 | 0.00093766 | 541.425 | 0.00066529 | 544.4918 | 0.00059107 | 539.5008 | -1.7647e-05 | 613.7131 | 0.00033988 | 539.5008 | 5.8202e-05 | 541.425 | 0.58987 | 613.7131 | 0.97189 | 613.7131 | 0.65305 | 0 | 0 | 0.0011154 | 0.00015872 | 0.00038661 | 0.0016347 | 0.049109 | 0.0011791 | 0.21542 | 0.00063802 | 0.030313 | 8.8414e-05 | 0.00031951 | 0.00013312 | 3.9179e-05 | 2.9023e-05 | 5.7028e-06 | 0.13074 | 0.22281 | 0.14972
|  | 613.9432 | 0 | 613.9432 | 0 | 544.7168 | 0.0054145 | 546.6434 | 0.00078436 | 545.5465 | 0.00168 | 539.7256 | 0.00763 | 539.7256 | 0.21822 | 613.9432 | 0.004787 | 541.6467 | 0.97536 | 546.6434 | 0.00344 | 539.7256 | 0.13583 | 539.5008 | -0.00015123 | 541.6467 | 0.0022173 | 544.7168 | 0.00059232 | 539.7256 | 0.00036612 | 613.9432 | -8.7562e-05 | 539.7256 | -7.479e-06 | 541.6467 | 0.58964 | 613.9432 | 0.96518 | 613.9432 | 0.64858 | 0 | 0 | 0.001101 | 0.00015997 | 0.00038422 | 0.0016335 | 0.048511 | 0.0011645 | 0.21666 | 0.00063466 | 0.030899 | 5.849e-05 | 0.00029769 | 0.00013344 | 3.8541e-05 | 1.9418e-05 | -2.6129e-06 | 0.13121 | 0.22232 | 0.14963
|  | 614.1733 | 0 | 614.1733 | 0 | 544.9418 | 0.0043735 | 546.8697 | 0.00062965 | 545.7738 | 0.0017 | 539.9505 | 0.0069 | 539.9505 | 0.21328 | 614.1733 | 0.0053359 | 541.8684 | 0.97885 | 546.8697 | 0.00217 | 539.9505 | 0.13901 | 539.7256 | 0.00067147 | 541.8684 | 0.00046776 | 544.9418 | 0.0005939 | 539.9505 | -2.33e-05 | 614.1733 | 0.00025637 | 539.9505 | -1.5762e-05 | 541.8684 | 0.59377 | 614.1733 | 0.96741 | 614.1733 | 0.65213 | 0 | 0 | 0.0011265 | 0.00015812 | 0.00038207 | 0.001683 | 0.047723 | 0.0011418 | 0.21688 | 0.00066747 | 0.031745 | 4.0562e-05 | 0.00014807 | 0.00013381 | 3.3184e-05 | 3.0815e-05 | -1.2009e-05 | 0.13173 | 0.22208 | 0.14969
|  | 614.4033 | 0 | 614.4033 | 0 | 545.1667 | 0.0056408 | 547.096 | 0.00076807 | 546.0012 | 0.00166 | 540.1753 | 0.00807 | 540.1753 | 0.21121 | 614.4033 | 0.0045898 | 542.0901 | 0.9773 | 547.096 | 0.00373 | 540.1753 | 0.14336 | 539.9505 | -0.00031067 | 542.0901 | 0.00086774 | 545.1667 | 0.00059562 | 540.1753 | 0.00031846 | 614.4033 | 1.1512e-05 | 540.1753 | -9.1059e-05 | 542.0901 | 0.59435 | 614.4033 | 0.96311 | 614.4033 | 0.6491 | 0 | 0 | 0.0011195 | 0.00014269 | 0.00037979 | 0.0017674 | 0.046794 | 0.0011336 | 0.21632 | 0.00069346 | 0.032356 | 7.3719e-05 | 0.00019809 | 0.00013423 | 4.673e-05 | 4.6849e-05 | -1.6717e-05 | 0.13118 | 0.22185 | 0.14973
|  | 614.6334 | 0 | 614.6334 | 0 | 545.3918 | 0.0043088 | 547.3222 | 0.00049326 | 546.2286 | 0.00168 | 540.4002 | 0.00765 | 540.4002 | 0.205 | 614.6334 | 0.0052634 | 542.3119 | 0.97381 | 547.3222 | 0.0024 | 540.4002 | 0.14443 | 540.1753 | 0.00096639 | 542.3119 | 0.00091897 | 545.3918 | 0.0005973 | 540.4002 | 9.7169e-05 | 614.6334 | 0.00039571 | 540.4002 | -5.7627e-05 | 542.3119 | 0.58885 | 614.6334 | 0.96526 | 614.6334 | 0.65238 | 0 | 0 | 0.0011129 | 0.00015383 | 0.00037762 | 0.001562 | 0.046095 | 0.0011203 | 0.21557 | 0.00065067 | 0.033031 | 0.00011152 | 0.00031364 | 0.00013454 | 8.7977e-05 | 3.6161e-05 | -3.2989e-06 | 0.13106 | 0.22134 | 0.1497
|  | 614.8635 | 0 | 614.8635 | 0 | 545.6168 | 0.0055846 | 547.5485 | 0.00086615 | 546.4561 | 0.00164 | 540.6251 | 0.00624 | 540.6251 | 0.2049 | 614.8635 | 0.004474 | 542.5336 | 0.97053 | 547.5485 | 0.00335 | 540.6251 | 0.1493 | 540.4002 | 2.5499e-05 | 542.5336 | 0.0019099 | 545.6168 | 0.00059878 | 540.6251 | 0.00068516 | 614.8635 | -8.1401e-05 | 540.6251 | 2.8292e-05 | 542.5336 | 0.59327 | 614.8635 | 0.95863 | 614.8635 | 0.64876 | 0 | 0 | 0.0011082 | 0.00017021 | 0.00037523 | 0.0014395 | 0.045836 | 0.0011074 | 0.21545 | 0.00067652 | 0.033774 | 0.00011245 | 0.00034467 | 0.00013488 | 8.4945e-05 | 2.8121e-05 | 1.0326e-06 | 0.13117 | 0.22115 | 0.14984
|  | 615.0936 | 0 | 615.0936 | 0 | 545.8418 | 0.0042645 | 547.7748 | 0.00063845 | 546.6835 | 0.00166 | 540.85 | 0.00656 | 540.85 | 0.20268 | 615.0936 | 0.0051508 | 542.7554 | 0.97219 | 547.7748 | 0.00263 | 540.85 | 0.15102 | 540.6251 | 0.00097446 | 542.7554 | 0.001198 | 545.8418 | 0.00059997 | 540.85 | 7.0176e-05 | 615.0936 | 0.00032581 | 540.85 | -1.911e-05 | 542.7554 | 0.58951 | 615.0936 | 0.96352 | 615.0936 | 0.65357 | 0 | 0 | 0.0010805 | 0.00015311 | 0.00037307 | 0.0015267 | 0.045171 | 0.0010904 | 0.21577 | 0.0006948 | 0.034339 | 0.00012417 | 0.00034072 | 0.00013511 | 9.3856e-05 | 1.8595e-05 | 6.3377e-06 | 0.13124 | 0.22105 | 0.15007
|  | 615.3237 | 0 | 615.3237 | 0 | 546.0668 | 0.0053381 | 548.0011 | 0.0007146 | 546.911 | 0.00162 | 541.0749 | 0.00702 | 541.0749 | 0.19911 | 615.3237 | 0.0043261 | 542.9772 | 0.97396 | 548.0011 | 0.00351 | 541.0749 | 0.15442 | 540.85 | 0.00012965 | 542.9772 | 0.0018751 | 546.0668 | 0.00060082 | 541.0749 | 0.00076466 | 615.3237 | -0.0001642 | 541.0749 | 7.5483e-05 | 542.9772 | 0.59423 | 615.3237 | 0.95769 | 615.3237 | 0.65069 | 0 | 0 | 0.0010932 | 0.00014186 | 0.00037079 | 0.0014945 | 0.044155 | 0.0010646 | 0.21587 | 0.0007197 | 0.035076 | 0.000136 | 0.00017343 | 0.00013526 | 8.697e-05 | 1.3595e-05 | 6.719e-06 | 0.13181 | 0.22061 | 0.14998
|  | 615.5539 | 0 | 615.5539 | 0 | 546.2919 | 0.0043776 | 548.2274 | 0.00053903 | 547.1385 | 0.00164 | 541.2998 | 0.00627 | 541.2998 | 0.19354 | 615.5539 | 0.0049262 | 543.199 | 0.97256 | 548.2274 | 0.00285 | 541.2998 | 0.15749 | 541.0749 | 0.00108 | 543.199 | -0.00031128 | 546.2919 | 0.00060131 | 541.2998 | 8.7223e-06 | 615.5539 | 0.00028236 | 541.2998 | -1.5735e-05 | 543.199 | 0.59429 | 615.5539 | 0.95958 | 615.5539 | 0.65273 | 0 | 0 | 0.001115 | 0.00015295 | 0.00036852 | 0.0016592 | 0.043002 | 0.0010599 | 0.21628 | 0.000738 | 0.035834 | 0.00011954 | 7.1314e-05 | 0.00013533 | 3.0668e-05 | 3.2971e-05 | -5.5476e-07 | 0.13164 | 0.22006 | 0.14989
|  | 615.784 | 0 | 615.784 | 0 | 546.5169 | 0.0055317 | 548.4538 | 0.00081226 | 547.366 | 0.0016 | 541.5248 | 0.00848 | 541.5248 | 0.18873 | 615.784 | 0.0042843 | 543.4208 | 0.97756 | 548.4538 | 0.00367 | 541.5248 | 0.16106 | 541.2998 | -1.6977e-05 | 543.4208 | 0.00095433 | 546.5169 | 0.00060145 | 541.5248 | 0.0002639 | 615.784 | 4.1721e-06 | 541.5248 | 1.0804e-05 | 543.4208 | 0.59275 | 615.784 | 0.95285 | 615.784 | 0.64989 | 0 | 0 | 0.0011019 | 0.00014968 | 0.00036623 | 0.0017116 | 0.042271 | 0.0010531 | 0.21638 | 0.00073664 | 0.036505 | 6.6939e-05 | 0.00016341 | 0.00013533 | -2.0739e-05 | 4.2237e-05 | -1.1939e-06 | 0.13179 | 0.21977 | 0.15005
|  | 616.0142 | 0 | 616.0142 | 0 | 546.7419 | 0.0042617 | 548.6801 | 0.00051052 | 547.5934 | 0.00162 | 541.7497 | 0.00674 | 541.7497 | 0.18716 | 616.0142 | 0.0048669 | 543.6426 | 0.9736 | 548.6801 | 0.00284 | 541.7497 | 0.16356 | 541.5248 | 0.00061204 | 543.6426 | 0.00051915 | 546.7419 | 0.00060125 | 541.7497 | -0.00044832 | 616.0142 | 0.00036287 | 541.7497 | -2.1421e-05 | 543.6426 | 0.59565 | 616.0142 | 0.95695 | 616.0142 | 0.65406 | 0 | 0 | 0.001105 | 0.0001551 | 0.00036406 | 0.0016637 | 0.041842 | 0.001034 | 0.21615 | 0.00077196 | 0.037289 | 1.9598e-05 | 0.00027669 | 0.00013528 | -2.5773e-06 | 2.5131e-05 | -5.8318e-07 | 0.13248 | 0.2196 | 0.15032
|  | 616.2443 | 0 | 616.2443 | 0 | 546.967 | 0.0055565 | 548.9065 | 0.00085974 | 547.821 | 0.00158 | 541.9747 | 0.00805 | 541.9747 | 0.1848 | 616.2443 | 0.0041176 | 543.8644 | 0.97546 | 548.9065 | 0.00398 | 541.9747 | 0.16793 | 541.7497 | -0.00043776 | 543.8644 | 0.0019758 | 546.967 | 0.00060075 | 541.9747 | 0.00042541 | 616.2443 | -0.0001445 | 541.9747 | 1.6236e-05 | 543.8644 | 0.59895 | 616.2443 | 0.95121 | 616.2443 | 0.6521 | 0 | 0 | 0.0010992 | 0.00015825 | 0.00036065 | 0.0017734 | 0.041521 | 0.0010238 | 0.21587 | 0.00086024 | 0.037999 | 6.3246e-05 | 0.0002949 | 0.0001351 | 3.9013e-05 | 1.4748e-05 | 1.4873e-05 | 0.13216 | 0.2194 | 0.15043
|  | 616.4745 | 0 | 616.4745 | 0 | 547.1921 | 0.0042129 | 549.1329 | 0.00053838 | 548.0485 | 0.00159 | 542.1996 | 0.00772 | 542.1996 | 0.18442 | 616.4745 | 0.0047786 | 544.0862 | 0.9705 | 549.1329 | 0.00362 | 542.1996 | 0.16997 | 541.9747 | 0.001 | 544.0862 | 0.00068266 | 547.1921 | 0.00059996 | 542.1996 | -7.8493e-05 | 616.4745 | 0.00027265 | 542.1996 | 0.00011602 | 544.0862 | 0.59243 | 616.4745 | 0.95525 | 616.4745 | 0.65503 | 0 | 0 | 0.0010778 | 0.00014886 | 0.00035838 | 0.0017245 | 0.041204 | 0.0010046 | 0.21577 | 0.0009191 | 0.038643 | 0.00016734 | 0.00020192 | 0.00013494 | 8.8641e-05 | 2.5338e-05 | 1.266e-05 | 0.13172 | 0.21923 | 0.15044
|  | 616.7047 | 0 | 616.7047 | 0 | 547.4172 | 0.0053634 | 549.3592 | 0.00077677 | 548.2761 | 0.00156 | 542.4246 | 0.00761 | 542.4246 | 0.18187 | 616.7047 | 0.0039501 | 544.308 | 0.97511 | 549.3592 | 0.0045 | 542.4246 | 0.17355 | 542.1996 | 0.00048802 | 544.308 | 0.0011381 | 547.4172 | 0.000599 | 542.4246 | 0.00086649 | 616.7047 | -5.2504e-05 | 542.4246 | -3.4828e-06 | 544.308 | 0.59526 | 616.7047 | 0.94951 | 616.7047 | 0.65204 | 0 | 0 | 0.0010638 | 0.00015579 | 0.00035724 | 0.0016997 | 0.040679 | 0.0010029 | 0.21641 | 0.00096438 | 0.039205 | 0.00013868 | 0.00016398 | 0.00013472 | 8.5941e-05 | 3.2802e-05 | 1.0177e-06 | 0.13217 | 0.21859 | 0.15031
|  | 616.9349 | 0 | 616.9349 | 0 | 547.6423 | 0.0040886 | 549.5856 | 0.0005996 | 548.5036 | 0.00158 | 542.6495 | 0.0075 | 542.6495 | 0.17975 | 616.9349 | 0.0047634 | 544.5299 | 0.9757 | 549.5856 | 0.00402 | 542.6495 | 0.17497 | 542.4246 | 0.00074477 | 544.5299 | 0.00034011 | 547.6423 | 0.00059797 | 542.6495 | -0.0001025 | 616.9349 | 0.00033749 | 542.6495 | 1.253e-05 | 544.5299 | 0.59621 | 616.9349 | 0.94962 | 616.9349 | 0.65385 | 0 | 0 | 0.0010675 | 0.00015035 | 0.00035724 | 0.0016123 | 0.040213 | 0.0010048 | 0.21613 | 0.0009669 | 0.040101 | 5.1903e-05 | 0.00016048 | 0.0001345 | 4.0396e-05 | 2.9591e-05 | 4.7466e-06 | 0.13235 | 0.21824 | 0.15042
|  | 617.1651 | 0 | 617.1651 | 0 | 547.8674 | 0.0053959 | 549.8121 | 0.00072837 | 548.7311 | 0.00156 | 542.8746 | 0.00683 | 542.8746 | 0.17765 | 617.1651 | 0.0039663 | 544.7518 | 0.97266 | 549.8121 | 0.00452 | 542.8746 | 0.18144 | 542.6495 | -0.00028338 | 544.7518 | 0.0011065 | 547.8674 | 0.00059707 | 542.8746 | 0.00046153 | 617.1651 | -8.0413e-05 | 542.8746 | 2.9656e-05 | 544.7518 | 0.59687 | 617.1651 | 0.94641 | 617.1651 | 0.65295 | 0 | 0 | 0.0010784 | 0.00014532 | 0.00035724 | 0.0015985 | 0.039234 | 0.000986 | 0.2158 | 0.00091797 | 0.041139 | 0.00010651 | 0.00017192 | 0.00013437 | 2.396e-05 | 3.4284e-05 | -2.6979e-06 | 0.13199 | 0.21821 | 0.15084
|  | 617.3953 | 0 | 617.3953 | 0 | 548.0925 | 0.0041831 | 550.0385 | 0.0005555 | 548.9587 | 0.00158 | 543.0996 | 0.00738 | 543.0996 | 0.17113 | 617.3953 | 0.0045994 | 544.9736 | 0.97275 | 550.0385 | 0.00359 | 543.0996 | 0.18427 | 542.8746 | 0.00123 | 544.9736 | 0.00044328 | 548.0925 | 0.00059648 | 543.0996 | -0.00024853 | 617.3953 | 0.00037825 | 543.0996 | -5.364e-05 | 544.9736 | 0.59296 | 617.3953 | 0.94927 | 617.3953 | 0.65744 | 0 | 0 | 0.0010919 | 0.00015884 | 0.00035619 | 0.001699 | 0.038542 | 0.00097868 | 0.21539 | 0.00095331 | 0.04183 | 0.0001405 | 0.00018169 | 0.00013426 | 5.4022e-05 | 3.1224e-05 | -7.5661e-06 | 0.13171 | 0.21791 | 0.15094
|  | 617.6255 | 0 | 617.6255 | 0 | 548.3176 | 0.0055188 | 550.2649 | 0.00084747 | 549.1863 | 0.00155 | 543.3246 | 0.00772 | 543.3246 | 0.17142 | 617.6255 | 0.0039024 | 545.1956 | 0.96828 | 550.2649 | 0.00483 | 543.3246 | 0.1875 | 543.0996 | 1.9019e-05 | 545.1956 | 0.0011941 | 548.3176 | 0.00059639 | 543.3246 | 0.00072866 | 617.6255 | -0.000107 | 543.3246 | -1.3606e-05 | 545.1956 | 0.59406 | 617.6255 | 0.94369 | 617.6255 | 0.65373 | 0 | 0 | 0.0010894 | 0.00017838 | 0.00035619 | 0.0015584 | 0.03807 | 0.00096217 | 0.2152 | 0.001079 | 0.042561 | 0.00012703 | 0.00014581 | 0.00013434 | 5.9073e-05 | 2.517e-05 | 2.7118e-06 | 0.13197 | 0.21735 | 0.15092
|  | 617.8558 | 0 | 617.8558 | 0 | 548.5428 | 0.0041583 | 550.4913 | 0.00072802 | 549.4139 | 0.00158 | 543.5496 | 0.00613 | 543.5496 | 0.16692 | 617.8558 | 0.0044556 | 545.4174 | 0.97171 | 550.4913 | 0.0047 | 543.5496 | 0.19075 | 543.3246 | 0.00111 | 545.4174 | 0.0001203 | 548.5428 | 0.00059692 | 543.5496 | -0.00020365 | 617.8558 | 0.00032564 | 543.5496 | 3.7706e-05 | 545.4174 | 0.59559 | 617.8558 | 0.94436 | 617.8558 | 0.65721 | 0 | 0 | 0.00106 | 0.00017108 | 0.00035619 | 0.0014223 | 0.037288 | 0.00095201 | 0.21527 | 0.0011653 | 0.04352 | 0.00013521 | 0.00015644 | 0.00013453 | 8.3353e-05 | 3.9916e-05 | 1.4685e-05 | 0.1316 | 0.21692 | 0.1511
|  | 618.0861 | 0 | 618.0861 | 0 | 548.7679 | 0.0052571 | 550.7178 | 0.00078259 | 549.6415 | 0.00155 | 543.7747 | 0.00651 | 543.7747 | 0.16447 | 618.0861 | 0.0038133 | 545.6393 | 0.96833 | 550.7178 | 0.00559 | 543.7747 | 0.19603 | 543.5496 | 9.1665e-05 | 545.6393 | 0.0012895 | 548.7679 | 0.00059808 | 543.7747 | 0.00094444 | 618.0861 | 2.1064e-05 | 543.7747 | 9.2801e-05 | 545.6393 | 0.59038 | 618.0861 | 0.93974 | 618.0861 | 0.65525 | 0 | 0 | 0.0010596 | 0.00014374 | 0.00035506 | 0.0013896 | 0.036857 | 0.00093576 | 0.21462 | 0.0011458 | 0.044431 | 0.00013971 | 0.00022355 | 0.00013486 | 7.0358e-05 | 3.4919e-05 | 1.1633e-05 | 0.13089 | 0.21658 | 0.15116
|  | 618.3163 | 0 | 618.3163 | 0 | 548.9931 | 0.0041549 | 550.9443 | 0.00048695 | 549.8691 | 0.00157 | 543.9997 | 0.00584 | 543.9997 | 0.1631 | 618.3163 | 0.0043145 | 545.8613 | 0.96579 | 550.9443 | 0.00453 | 543.9997 | 0.19886 | 543.7747 | 0.00115 | 545.8613 | 0.00072511 | 548.9931 | 0.0005998 | 543.9997 | -0.00031912 | 618.3163 | 0.00028224 | 543.9997 | 1.0594e-05 | 545.8613 | 0.58922 | 618.3163 | 0.94144 | 618.3163 | 0.65772 | 0 | 0 | 0.001063 | 0.00014309 | 0.00035392 | 0.0014909 | 0.03671 | 0.00094096 | 0.21394 | 0.0010986 | 0.045319 | 0.00016047 | 0.0002317 | 0.00013529 | 3.1723e-05 | 2.8597e-05 | 1.0206e-05 | 0.13106 | 0.21613 | 0.1512
|  | 618.5466 | 0 | 618.5466 | 0 | 549.2183 | 0.0052872 | 551.1708 | 0.00077646 | 550.0967 | 0.00154 | 544.2247 | 0.00741 | 544.2247 | 0.16315 | 618.5466 | 0.0038578 | 546.0832 | 0.96231 | 551.1708 | 0.00517 | 544.2247 | 0.2039 | 543.9997 | 0.00027619 | 546.0832 | 0.001363 | 549.2183 | 0.00060192 | 544.2247 | 0.00060105 | 618.5466 | -3.3867e-05 | 544.2247 | 8.0109e-05 | 546.0832 | 0.59189 | 618.5466 | 0.93564 | 618.5466 | 0.65544 | 0 | 0 | 0.0010626 | 0.000152 | 0.00035401 | 0.0014654 | 0.03636 | 0.00092602 | 0.21287 | 0.0011393 | 0.046157 | 0.00015035 | 0.00013975 | 0.00013583 | 5.6039e-05 | 3.2284e-05 | 1.7013e-06 | 0.13102 | 0.21565 | 0.15113
|  | 618.7769 | 0 | 618.7769 | 0 | 549.4435 | 0.0041485 | 551.3973 | 0.00056571 | 550.3243 | 0.00157 | 544.4498 | 0.00561 | 544.4498 | 0.15991 | 618.7769 | 0.0041844 | 546.3051 | 0.95613 | 551.3973 | 0.00489 | 544.4498 | 0.2062 | 544.2247 | 0.00106 | 546.3051 | -0.00010362 | 549.4435 | 0.00060425 | 544.4498 | -0.00010315 | 618.7769 | 0.00031424 | 544.4498 | -6.4993e-05 | 546.3051 | 0.5889 | 618.7769 | 0.93723 | 618.7769 | 0.65706 | 0 | 0 | 0.0010628 | 0.00015424 | 0.00035515 | 0.0012433 | 0.035556 | 0.00090446 | 0.21179 | 0.0011846 | 0.046987 | 0.00010311 | -9.0875e-05 | 0.00013632 | 7.757e-05 | 3.4865e-05 | -4.6721e-06 | 0.13015 | 0.21534 | 0.15119
|  | 619.0072 | 0 | 619.0072 | 0 | 549.6686 | 0.0052922 | 551.6238 | 0.00079626 | 550.552 | 0.00155 | 544.6749 | 0.00544 | 544.6749 | 0.15609 | 619.0072 | 0.0036705 | 546.527 | 0.95248 | 551.6238 | 0.00557 | 544.6749 | 0.21139 | 544.4498 | -0.00014384 | 546.527 | -0.00071535 | 549.6686 | 0.00060664 | 544.6749 | 0.00079254 | 619.0072 | -1.1457e-05 | 544.6749 | 2.3471e-05 | 546.527 | 0.58399 | 619.0072 | 0.93292 | 619.0072 | 0.65595 | 0 | 0 | 0.0010518 | 0.00015401 | 0.00035515 | 0.0012695 | 0.034645 | 0.00089601 | 0.21042 | 0.0011778 | 0.047937 | 0.00017847 | -2.9421e-05 | 0.00013689 | 5.8627e-05 | 2.8222e-05 | 2.4406e-06 | 0.12952 | 0.21508 | 0.15135
|  | 619.2375 | 0 | 619.2375 | 0 | 549.8939 | 0.0040482 | 551.8503 | 0.00056365 | 550.7797 | 0.00157 | 544.9 | 0.00584 | 544.9 | 0.15174 | 619.2375 | 0.0041104 | 546.749 | 0.94392 | 551.8503 | 0.00483 | 544.9 | 0.21455 | 544.6749 | 0.00173 | 546.749 | 0.00045021 | 549.8939 | 0.00060899 | 544.9 | -0.00027161 | 619.2375 | 0.00025653 | 544.9 | -1.7856e-06 | 546.749 | 0.58328 | 619.2375 | 0.93481 | 619.2375 | 0.65837 | 0 | 0 | 0.0010564 | 0.00015817 | 0.00035287 | 0.0014159 | 0.034197 | 0.00088814 | 0.2103 | 0.0011917 | 0.048907 | 0.00017847 | 0.00015942 | 0.00013742 | 6.264e-05 | 1.0725e-05 | 9.1972e-06 | 0.12941 | 0.21466 | 0.15144
|  | 619.4678 | 0 | 619.4678 | 0 | 550.1191 | 0.0053327 | 552.0768 | 0.0008326 | 551.0073 | 0.00153 | 545.1251 | 0.00674 | 545.1251 | 0.1521 | 619.4678 | 0.0036019 | 546.971 | 0.95078 | 552.0768 | 0.00569 | 545.1251 | 0.21999 | 544.9 | -0.00014422 | 546.9709 | 0.0009861 | 550.1191 | 0.00061134 | 545.1251 | 0.00082816 | 619.4678 | -0.0001634 | 545.1251 | 8.3502e-05 | 546.9709 | 0.58262 | 619.4678 | 0.92922 | 619.4678 | 0.65669 | 0 | 0 | 0.0010598 | 0.00016986 | 0.00035061 | 0.0012786 | 0.033855 | 0.00087955 | 0.21095 | 0.0012775 | 0.049847 | 0.00013008 | 0.00018056 | 0.00013796 | 8.6051e-05 | 1.1037e-05 | 1.0385e-05 | 0.12943 | 0.21401 | 0.1515
|  | 619.6981 | 0 | 619.6981 | 0 | 550.3443 | 0.0040785 | 552.3033 | 0.00066726 | 551.235 | 0.00155 | 545.3502 | 0.00462 | 545.3502 | 0.1487 | 619.6981 | 0.0040351 | 547.1929 | 0.94984 | 552.3033 | 0.00559 | 545.3502 | 0.2229 | 545.1251 | 0.0013 | 547.1929 | 0.00064065 | 550.3443 | 0.0006138 | 545.3502 | -6.3603e-05 | 619.6981 | 0.00025924 | 545.3502 | 8.7711e-06 | 547.1929 | 0.58346 | 619.6981 | 0.92899 | 619.6981 | 0.65872 | 0 | 0 | 0.0010453 | 0.00016678 | 0.00034841 | 0.001289 | 0.033155 | 0.00088127 | 0.21108 | 0.0013707 | 0.050822 | 0.00018049 | 0.00024808 | 0.00013859 | 2.6218e-05 | 3.3943e-05 | 1.2085e-05 | 0.12964 | 0.21368 | 0.15167
|  | 619.9285 | 0 | 619.9285 | 0 | 550.5696 | 0.0052011 | 552.5299 | 0.00080499 | 551.4627 | 0.00151 | 545.5753 | 0.00683 | 545.5753 | 0.1458 | 619.9285 | 0.0036168 | 547.4149 | 0.95185 | 552.5299 | 0.00651 | 545.5753 | 0.22853 | 545.3502 | 0.0003036 | 547.4149 | 0.0015945 | 550.5696 | 0.00061657 | 545.5753 | 0.00029649 | 619.9285 | 3.5488e-05 | 545.5753 | 9.8575e-05 | 547.4149 | 0.58456 | 619.9285 | 0.92631 | 619.9285 | 0.65823 | 0 | 0 | 0.0010572 | 0.00015509 | 0.00034604 | 0.0013765 | 0.03248 | 0.00086863 | 0.21052 | 0.0013571 | 0.051776 | 0.0001749 | 0.00024594 | 0.00013923 | 2.3342e-05 | 3.3181e-05 | 6.0463e-06 | 0.12991 | 0.21373 | 0.15197
|  | 620.1588 | 0 | 620.1588 | 0 | 550.7948 | 0.0041874 | 552.7565 | 0.00056409 | 551.6904 | 0.00153 | 545.8004 | 0.0054 | 545.8004 | 0.14278 | 620.1588 | 0.003925 | 547.6369 | 0.94489 | 552.7565 | 0.00547 | 545.8004 | 0.2315 | 545.5753 | 0.00125 | 547.6369 | 0.00062129 | 550.7948 | 0.00061985 | 545.8004 | -8.9094e-05 | 620.1588 | 0.00025261 | 545.8004 | -4.4854e-05 | 547.6369 | 0.58588 | 620.1588 | 0.9294 | 620.1588 | 0.66125 | 0 | 0 | 0.0010518 | 0.00014312 | 0.00034386 | 0.0013138 | 0.032077 | 0.00084776 | 0.21056 | 0.0013922 | 0.052731 | 0.00018375 | 0.00025371 | 0.00014009 | 5.4238e-05 | 3.444e-05 | 4.2255e-06 | 0.1301 | 0.21368 | 0.15226
|  | 620.3892 | 0 | 620.3892 | 0 | 551.0201 | 0.0051499 | 552.983 | 0.0006993 | 551.9181 | 0.00149 | 546.0256 | 0.00627 | 546.0256 | 0.14216 | 620.3892 | 0.003435 | 547.8589 | 0.9521 | 552.983 | 0.00682 | 546.0256 | 0.23691 | 545.8004 | 0.00038258 | 547.8589 | 0.0016646 | 551.0201 | 0.0006238 | 546.0256 | 0.00057089 | 620.3892 | 4.6395e-05 | 546.0256 | 8.2389e-05 | 547.8589 | 0.58631 | 620.3892 | 0.92573 | 620.3892 | 0.66065 | 0 | 0 | 0.0010263 | 0.00013027 | 0.00034158 | 0.0013172 | 0.031752 | 0.00083772 | 0.21082 | 0.0014867 | 0.053678 | 0.00016915 | 0.00024941 | 0.00014106 | 3.3049e-05 | 3.3597e-05 | 8.873e-06 | 0.13031 | 0.21328 | 0.15239
|  | 620.6196 | 0 | 620.6196 | 0 | 551.2454 | 0.0039611 | 553.2097 | 0.00045035 | 552.1458 | 0.00151 | 546.2507 | 0.00543 | 546.2507 | 0.13988 | 620.6196 | 0.0038378 | 548.0809 | 0.94682 | 553.2097 | 0.0063 | 546.2507 | 0.23989 | 546.0256 | 0.00112 | 548.0809 | 0.00058188 | 551.2454 | 0.00062847 | 546.2507 | -0.00027733 | 620.6196 | 0.00024529 | 546.2507 | -3.5737e-06 | 548.0809 | 0.58737 | 620.6196 | 0.92594 | 620.6196 | 0.66237 | 0 | 0 | 0.0010532 | 0.00013015 | 0.00034046 | 0.0012114 | 0.031092 | 0.00083374 | 0.20966 | 0.0015048 | 0.054629 | 0.00014291 | 0.00015087 | 0.00014218 | 3.1104e-05 | 3.316e-05 | 7.8642e-07 | 0.13058 | 0.21286 | 0.15245
|  | 620.85 | 0 | 620.85 | 0 | 551.4706 | 0.0053892 | 553.4363 | 0.00069823 | 552.3735 | 0.00148 | 546.4759 | 0.00533 | 546.4759 | 0.1363 | 620.85 | 0.0033999 | 548.303 | 0.94155 | 553.4363 | 0.00698 | 546.4759 | 0.24536 | 546.2507 | 0.00014937 | 548.303 | 0.00077704 | 551.4706 | 0.00063378 | 546.4759 | 0.00055361 | 620.85 | 4.2575e-05 | 546.4759 | 1.0559e-05 | 548.303 | 0.58878 | 620.85 | 0.92184 | 620.85 | 0.66101 | 0 | 0 | 0.0010793 | 0.00013827 | 0.00033825 | 0.0011157 | 0.030495 | 0.00082304 | 0.20954 | 0.0014964 | 0.055475 | 0.00021721 | 0.00011255 | 0.00014342 | 6.8842e-05 | 4.1006e-05 | -2.3759e-06 | 0.13051 | 0.21261 | 0.15264
|  | 621.0804 | 0 | 621.0804 | 0 | 551.6959 | 0.0041924 | 553.6628 | 0.00052238 | 552.6013 | 0.00149 | 546.7011 | 0.00458 | 546.7011 | 0.13457 | 621.0804 | 0.0037446 | 548.525 | 0.94587 | 553.6628 | 0.00623 | 546.7011 | 0.2474 | 546.4759 | 0.00178 | 548.525 | 0.00023669 | 551.6959 | 0.00063949 | 546.7011 | 5.7883e-05 | 621.0804 | 0.00031338 | 546.7011 | -3.1663e-05 | 548.525 | 0.58677 | 621.0804 | 0.92369 | 621.0804 | 0.66401 | 0 | 0 | 0.0010679 | 0.00013734 | 0.00033598 | 0.0011115 | 0.029904 | 0.00081717 | 0.20958 | 0.0015207 | 0.056371 | 0.00026381 | 0.00015603 | 0.00014471 | 4.5733e-05 | 4.4836e-05 | 4.0648e-06 | 0.12989 | 0.21248 | 0.153
|  | 621.3108 | 0 | 621.3108 | 0 | 551.9212 | 0.0052884 | 553.8895 | 0.00068963 | 552.8291 | 0.00146 | 546.9263 | 0.00529 | 546.9263 | 0.13098 | 621.3108 | 0.0033486 | 548.7471 | 0.9418 | 553.8895 | 0.00719 | 546.9263 | 0.25319 | 546.7011 | 0.00056332 | 548.7471 | 0.0011687 | 551.9212 | 0.00064526 | 546.9263 | 0.00034824 | 621.3108 | 7.5808e-05 | 546.9263 | 6.776e-05 | 548.7471 | 0.58321 | 621.3108 | 0.92071 | 621.3108 | 0.66404 | 0 | 0 | 0.0010511 | 0.00013907 | 0.00033475 | 0.0011427 | 0.029171 | 0.00080997 | 0.20923 | 0.0015494 | 0.05753 | 0.00018168 | 0.00017613 | 0.00014602 | 4.2802e-06 | 3.2352e-05 | 1.4263e-06 | 0.12961 | 0.21223 | 0.15328
|  | 621.5412 | 0 | 621.5412 | 0 | 552.1465 | 0.0040403 | 554.1161 | 0.00053735 | 553.0568 | 0.00148 | 547.1514 | 0.00486 | 547.1514 | 0.12813 | 621.5412 | 0.0036817 | 548.9691 | 0.94276 | 554.1161 | 0.00648 | 547.1514 | 0.25782 | 546.9263 | 0.00105 | 548.9691 | 0.00041777 | 552.1465 | 0.00065069 | 547.1514 | -0.00031022 | 621.5412 | 0.000205 | 547.1514 | -5.5091e-05 | 548.9691 | 0.58423 | 621.5412 | 0.92144 | 621.5412 | 0.66637 | 0 | 0 | 0.0010133 | 0.00015474 | 0.00033371 | 0.0011576 | 0.02888 | 0.00079651 | 0.20907 | 0.0016169 | 0.058598 | 0.00014021 | 0.00019775 | 0.00014712 | 4.2979e-05 | 1.8446e-05 | -3.8613e-06 | 0.12992 | 0.2118 | 0.15338
|  | 621.7716 | 0 | 621.7716 | 0 | 552.3718 | 0.0049555 | 554.3428 | 0.00082833 | 553.2846 | 0.00145 | 547.3767 | 0.00542 | 547.3767 | 0.12833 | 621.7716 | 0.0032315 | 549.1912 | 0.94037 | 554.3428 | 0.00779 | 547.3767 | 0.26254 | 547.1514 | 0.00019541 | 549.1912 | 0.0013634 | 552.3718 | 0.00065541 | 547.3767 | 0.00069188 | 621.7716 | -4.4899e-05 | 547.3767 | 2.0802e-05 | 549.1912 | 0.58597 | 621.7716 | 0.91689 | 621.7716 | 0.66484 | 0 | 0 | 0.001011 | 0.00016841 | 0.00033265 | 0.001143 | 0.028646 | 0.00077981 | 0.20823 | 0.0017308 | 0.059572 | 0.00016727 | 0.00025165 | 0.00014811 | 1.3272e-05 | 1.382e-05 | -2.5131e-06 | 0.12989 | 0.2113 | 0.15347
|  | 622.0021 | 0 | 622.0021 | 0 | 552.5972 | 0.0040176 | 554.5695 | 0.00065751 | 553.5124 | 0.00147 | 547.6019 | 0.00473 | 547.6019 | 0.12605 | 622.0021 | 0.0035365 | 549.4133 | 0.93465 | 554.5695 | 0.00748 | 547.6019 | 0.26647 | 547.3767 | 0.00129 | 549.4133 | 0.00090264 | 552.5972 | 0.00065913 | 547.6019 | -0.00057403 | 622.0021 | 0.00016484 | 547.6019 | -4.3118e-05 | 549.4133 | 0.58367 | 622.0021 | 0.91702 | 622.0021 | 0.66712 | 0 | 0 | 0.0010318 | 0.00016506 | 0.00033028 | 0.0011588 | 0.028162 | 0.00077695 | 0.20767 | 0.0017375 | 0.060475 | 0.0001556 | 0.00022284 | 0.00014882 | -3.6969e-05 | 2.4755e-05 | -8.308e-06 | 0.12995 | 0.21109 | 0.15377
|  | 622.2325 | 0 | 622.2325 | 0 | 552.8225 | 0.0051402 | 554.7961 | 0.00079878 | 553.7402 | 0.00143 | 547.8271 | 0.00556 | 547.8271 | 0.12403 | 622.2325 | 0.0032062 | 549.6353 | 0.93588 | 554.7961 | 0.00785 | 547.8271 | 0.27056 | 547.6019 | 9.1728e-05 | 549.6353 | 0.0011045 | 552.8225 | 0.0006617 | 547.8271 | 0.00024573 | 622.2325 | 4.9988e-05 | 547.8271 | -3.0658e-05 | 549.6353 | 0.58678 | 622.2325 | 0.91492 | 622.2325 | 0.66734 | 0 | 0 | 0.0010285 | 0.00015216 | 0.00032924 | 0.0011951 | 0.027764 | 0.00076936 | 0.20747 | 0.0018169 | 0.061444 | 0.00020064 | 0.00011077 | 0.00014927 | 3.8864e-05 | 3.0466e-05 | 1.1468e-07 | 0.13011 | 0.21076 | 0.15388
|  | 622.463 | 0 | 622.463 | 0 | 553.0479 | 0.0039881 | 555.0228 | 0.00054363 | 553.9681 | 0.00146 | 548.0524 | 0.00505 | 548.0524 | 0.12245 | 622.463 | 0.0034706 | 549.8574 | 0.93232 | 555.0228 | 0.00818 | 548.0524 | 0.27493 | 547.8271 | 0.00169 | 549.8574 | -0.00010702 | 553.0479 | 0.00066316 | 548.0524 | 9.93e-05 | 622.463 | 0.00021441 | 548.0524 | 3.1676e-05 | 549.8574 | 0.58478 | 622.463 | 0.91412 | 622.463 | 0.6681 | 0 | 0 | 0.0010276 | 0.00013756 | 0.00032914 | 0.0011633 | 0.027137 | 0.0007711 | 0.20793 | 0.0019698 | 0.062535 | 0.00020233 | 0.0002396 | 0.00014954 | 0.00010004 | 2.5066e-05 | 6.8453e-06 | 0.12969 | 0.2101 | 0.15377
|  | 622.6934 | 0 | 622.6934 | 0 | 553.2733 | 0.0051298 | 555.2495 | 0.00067004 | 554.1959 | 0.00143 | 548.2776 | 0.00528 | 548.2776 | 0.11853 | 622.6934 | 0.003221 | 550.0795 | 0.94003 | 555.2495 | 0.0092 | 548.2776 | 0.28039 | 548.0524 | 0.00010628 | 550.0795 | 0.0022646 | 553.2733 | 0.00066373 | 548.2776 | 0.00078908 | 622.6934 | 3.1116e-06 | 548.2776 | 2.9112e-05 | 550.0795 | 0.58302 | 622.6934 | 0.90914 | 622.6934 | 0.66627 | 0 | 0 | 0.0010212 | 0.00012835 | 0.0003281 | 0.0010521 | 0.026825 | 0.00077208 | 0.20793 | 0.001979 | 0.063393 | 0.00015273 | 0.00038265 | 0.00014957 | 7.3206e-05 | 2.629e-05 | -4.3882e-06 | 0.12958 | 0.20945 | 0.1538
|  | 622.9239 | 0 | 622.9239 | 0 | 553.4986 | 0.0039339 | 555.4762 | 0.00046238 | 554.4237 | 0.00145 | 548.5029 | 0.00406 | 548.5029 | 0.11962 | 622.9239 | 0.0034785 | 550.3016 | 0.93227 | 555.4762 | 0.00826 | 548.5029 | 0.2824 | 548.2776 | 0.00125 | 550.3016 | 0.0011811 | 553.4986 | 0.00066375 | 548.5029 | -0.00013917 | 622.9239 | 0.00022501 | 548.5029 | -6.8069e-05 | 550.3016 | 0.58384 | 622.9239 | 0.90829 | 622.9239 | 0.6683 | 0 | 0 | 0.0010166 | 0.00014309 | 0.00032704 | 0.00097208 | 0.026549 | 0.00077908 | 0.20688 | 0.001959 | 0.064375 | 0.00020882 | 0.00021469 | 0.0001496 | 4.2902e-05 | 4.0439e-05 | -1.148e-05 | 0.12999 | 0.20904 | 0.15404
|  | 623.1544 | 0 | 623.1544 | 0 | 553.724 | 0.0050868 | 555.7029 | 0.00079978 | 554.6516 | 0.00142 | 548.7282 | 0.00457 | 548.7282 | 0.11608 | 623.1544 | 0.0032814 | 550.5238 | 0.93019 | 555.7029 | 0.00902 | 548.7282 | 0.28911 | 548.5029 | 0.00060389 | 550.5238 | 0.00075156 | 553.724 | 0.00066365 | 548.7282 | 0.00052005 | 623.1544 | 0.00012587 | 548.7282 | -3.3852e-05 | 550.5238 | 0.58633 | 623.1544 | 0.90554 | 623.1544 | 0.6683 | 0 | 0 | 0.001033 | 0.00015 | 0.00032583 | 0.0010093 | 0.025659 | 0.00077157 | 0.20637 | 0.0019954 | 0.065546 | 0.00023811 | 0.00027905 | 0.00014961 | 9.2335e-05 | 4.1792e-05 | -1.0752e-05 | 0.12985 | 0.20852 | 0.15413
|  | 623.385 | 0 | 623.385 | 0 | 553.9494 | 0.0040789 | 555.9297 | 0.0005233 | 554.8795 | 0.00144 | 548.9534 | 0.00439 | 548.9534 | 0.11172 | 623.385 | 0.0034131 | 550.7459 | 0.92805 | 555.9297 | 0.00858 | 548.9534 | 0.2928 | 548.7282 | 0.00151 | 550.7459 | 0.0017612 | 553.9494 | 0.00066384 | 548.9534 | 0.00029969 | 623.385 | 0.00023674 | 548.9534 | -6.16e-05 | 550.7459 | 0.58296 | 623.385 | 0.90368 | 623.385 | 0.66896 | 0 | 0 | 0.0010637 | 0.00014423 | 0.00032467 | 0.001069 | 0.025301 | 0.00075217 | 0.20587 | 0.0021087 | 0.066607 | 0.00023323 | 0.00031729 | 0.00014972 | 9.2923e-05 | 4.2518e-05 | -4.8266e-06 | 0.12975 | 0.2078 | 0.1541
|  | 623.6155 | 0 | 623.6155 | 0 | 554.1748 | 0.0053589 | 556.1564 | 0.00074887 | 555.1073 | 0.00141 | 549.1787 | 0.0051 | 549.1787 | 0.1129 | 623.6155 | 0.0031127 | 550.9681 | 0.92523 | 556.1564 | 0.01002 | 549.1787 | 0.29853 | 548.9534 | 0.00056056 | 550.9681 | 0.0010951 | 554.1748 | 0.00066464 | 549.1787 | 0.00052527 | 623.6155 | 0.00013215 | 549.1787 | 1.875e-05 | 550.9681 | 0.5851 | 623.6155 | 0.89921 | 623.6155 | 0.66803 | 0 | 0 | 0.0010634 | 0.00014175 | 0.00032363 | 0.001087 | 0.025174 | 0.00073426 | 0.20601 | 0.0021893 | 0.067621 | 0.00030757 | 0.0001194 | 0.00014999 | 6.1171e-05 | 3.819e-05 | 3.3608e-07 | 0.12998 | 0.20724 | 0.15408
|  | 623.846 | 0 | 623.846 | 0 | 554.4002 | 0.0040765 | 556.3832 | 0.00050136 | 555.3352 | 0.00143 | 549.404 | 0.00455 | 549.404 | 0.11059 | 623.846 | 0.0032575 | 551.1902 | 0.92929 | 556.3832 | 0.00929 | 549.404 | 0.3018 | 549.1787 | 0.00217 | 551.1902 | -2.0148e-05 | 554.4002 | 0.00066622 | 549.404 | 1.7802e-05 | 623.846 | 0.00019918 | 549.404 | -1.5766e-05 | 551.1902 | 0.58497 | 623.846 | 0.89878 | 623.846 | 0.66875 | 0 | 0 | 0.0010371 | 0.00014182 | 0.00032248 | 0.001085 | 0.024848 | 0.00073409 | 0.20579 | 0.0022255 | 0.068809 | 0.00030889 | 9.4759e-05 | 0.00015048 | 9.6382e-05 | 3.3007e-05 | 5.0164e-06 | 0.13049 | 0.20687 | 0.1541
|  | 624.0765 | 0 | 624.0765 | 0 | 554.6257 | 0.0051236 | 556.6099 | 0.00074955 | 555.5631 | 0.0014 | 549.6293 | 0.00508 | 549.6293 | 0.10995 | 624.0765 | 0.003111 | 551.4124 | 0.9233 | 556.6099 | 0.01034 | 549.6293 | 0.30891 | 549.404 | 0.00057232 | 551.4124 | 0.00087319 | 554.6257 | 0.00066859 | 549.6293 | 0.00083763 | 624.0765 | 8.7164e-05 | 549.6293 | 6.0289e-05 | 551.4124 | 0.58972 | 624.0765 | 0.89588 | 624.0765 | 0.66814 | 0 | 0 | 0.001027 | 0.00014588 | 0.00032135 | 0.0010298 | 0.024662 | 0.00072435 | 0.2058 | 0.0022715 | 0.070013 | 0.00023574 | 6.9378e-05 | 0.00015105 | 7.0084e-05 | 3.4084e-05 | 1.7745e-07 | 0.1308 | 0.20637 | 0.1542
|  | 624.3071 | 0 | 624.3071 | 0 | 554.8511 | 0.0039886 | 556.8367 | 0.00053681 | 555.791 | 0.00142 | 549.8547 | 0.00406 | 549.8547 | 0.10893 | 624.3071 | 0.0031727 | 551.6346 | 0.92934 | 556.8367 | 0.00969 | 549.8547 | 0.31246 | 549.6293 | 0.00152 | 551.6346 | -0.00024863 | 554.8511 | 0.00067163 | 549.8547 | -0.00021563 | 624.3071 | 0.00020851 | 549.8547 | -5.8714e-05 | 551.6346 | 0.58779 | 624.3071 | 0.89435 | 624.3071 | 0.66951 | 0 | 0 | 0.0010337 | 0.00015246 | 0.00031906 | 0.00093041 | 0.024299 | 0.00071403 | 0.20627 | 0.0023702 | 0.070892 | 0.00023241 | 8.5396e-05 | 0.00015182 | 3.8806e-05 | 3.6146e-05 | -4.7152e-06 | 0.13053 | 0.20592 | 0.15444
|  | 624.5377 | 0 | 624.5377 | 0 | 555.0765 | 0.0051811 | 557.0635 | 0.0008076 | 556.0189 | 0.00138 | 550.08 | 0.0042 | 550.08 | 0.10679 | 624.5377 | 0.0030209 | 551.8568 | 0.92706 | 557.0635 | 0.01121 | 550.08 | 0.31691 | 549.8547 | 0.00054267 | 551.8568 | 0.0010172 | 555.0765 | 0.00067512 | 550.08 | 0.00056014 | 624.5377 | 0.00010502 | 550.08 | 1.6854e-05 | 551.8568 | 0.58695 | 624.5377 | 0.89184 | 624.5377 | 0.67009 | 0 | 0 | 0.0010215 | 0.00015302 | 0.00031688 | 0.00098924 | 0.024101 | 0.00071103 | 0.20585 | 0.0024585 | 0.071713 | 0.000265 | 0.00028997 | 0.00015263 | 3.6678e-05 | 3.4504e-05 | 2.6286e-08 | 0.13053 | 0.20561 | 0.15474
|  | 624.7682 | 0 | 624.7682 | 0 | 555.302 | 0.0038806 | 557.2903 | 0.00054177 | 556.2469 | 0.0014 | 550.3053 | 0.00458 | 550.3053 | 0.10712 | 624.7682 | 0.0031466 | 552.079 | 0.92607 | 557.2903 | 0.01047 | 550.3053 | 0.31958 | 550.08 | 0.00181 | 552.079 | 0.0015932 | 555.302 | 0.00067882 | 550.3053 | -0.00023461 | 624.7682 | 0.00019427 | 550.3053 | -1.6621e-05 | 552.079 | 0.58809 | 624.7682 | 0.89169 | 624.7682 | 0.67215 | 0 | 0 | 0.0010108 | 0.00015069 | 0.00031572 | 0.00097598 | 0.024111 | 0.00070354 | 0.20666 | 0.0025063 | 0.072894 | 0.00031393 | 0.00041696 | 0.00015347 | 4.5129e-05 | 3.8305e-05 | 1.4921e-06 | 0.13108 | 0.2055 | 0.15508
|  | 624.9988 | 0 | 624.9988 | 0 | 555.5275 | 0.0050855 | 557.5172 | 0.00078699 | 556.4748 | 0.00137 | 550.5307 | 0.00408 | 550.5307 | 0.10682 | 624.9988 | 0.0029554 | 552.3012 | 0.93383 | 557.5172 | 0.01163 | 550.5307 | 0.32722 | 550.3053 | 0.00097627 | 552.3012 | 0.0021594 | 555.5275 | 0.00068255 | 550.5307 | 0.00063504 | 624.9988 | 0.00013796 | 550.5307 | 2.986e-05 | 552.3012 | 0.59159 | 624.9988 | 0.89069 | 624.9988 | 0.6729 | 0 | 0 | 0.0010385 | 0.00014496 | 0.00031566 | 0.0008777 | 0.023549 | 0.0006904 | 0.20705 | 0.0026106 | 0.074153 | 0.00026781 | 0.00021242 | 0.00015431 | 5.4467e-05 | 3.5612e-05 | -7.4294e-06 | 0.13148 | 0.20551 | 0.15553
|  | 625.2294 | 0 | 625.2294 | 0 | 555.7529 | 0.0041267 | 557.744 | 0.00049127 | 556.7028 | 0.0014 | 550.756 | 0.00371 | 550.756 | 0.10219 | 625.2294 | 0.0030327 | 552.5234 | 0.92959 | 557.744 | 0.01139 | 550.756 | 0.33092 | 550.5307 | 0.0014 | 552.5234 | -0.00024767 | 555.7529 | 0.00068623 | 550.756 | -0.00015161 | 625.2294 | 0.00017091 | 550.756 | -9.5799e-05 | 552.5234 | 0.59168 | 625.2294 | 0.8918 | 625.2294 | 0.67604 | 0 | 0 | 0.0010429 | 0.00013936 | 0.00031574 | 0.00086219 | 0.023082 | 0.00068708 | 0.20627 | 0.0026816 | 0.075179 | 0.00025731 | 0.00011156 | 0.00015518 | 5.3334e-05 | 2.5112e-05 | -3.556e-06 | 0.13184 | 0.20553 | 0.15605
|  | 625.46 | 0 | 625.46 | 0 | 555.9785 | 0.0051219 | 557.9708 | 0.00073731 | 556.9307 | 0.00137 | 550.9814 | 0.00394 | 550.9814 | 0.10261 | 625.46 | 0.0029262 | 552.7457 | 0.92679 | 557.9708 | 0.01225 | 550.9814 | 0.33612 | 550.756 | 0.00088377 | 552.7457 | 0.0012516 | 555.9785 | 0.00068992 | 550.9814 | 0.00062483 | 625.46 | 4.6874e-05 | 550.9814 | 6.4248e-05 | 552.7457 | 0.59481 | 625.46 | 0.89067 | 625.46 | 0.67735 | 0 | 0 | 0.0010231 | 0.00012639 | 0.00031467 | 0.00088333 | 0.022449 | 0.00068906 | 0.20621 | 0.0027121 | 0.076278 | 0.00028557 | 0.00016995 | 0.00015598 | 7.1325e-05 | 2.1009e-05 | 4.7159e-06 | 0.1317 | 0.20532 | 0.15634
|  | 625.6906 | 0 | 625.6906 | 0 | 556.2039 | 0.0039536 | 558.1977 | 0.00037691 | 557.1588 | 0.00139 | 551.2068 | 0.0039 | 551.2068 | 0.09664 | 625.6906 | 0.0030496 | 552.9679 | 0.929 | 558.1977 | 0.01166 | 551.2068 | 0.34088 | 550.9814 | 0.00165 | 552.9679 | 0.00027786 | 556.2039 | 0.00069376 | 551.2068 | 8.2112e-06 | 625.6906 | 0.00013532 | 551.2068 | -2.2392e-05 | 552.9679 | 0.59043 | 625.6906 | 0.88994 | 625.6906 | 0.6785 | 0 | 0 | 0.0010276 | 0.00011843 | 0.00031232 | 0.00094443 | 0.021844 | 0.00070187 | 0.20584 | 0.0027701 | 0.077312 | 0.0002198 | 0.00015863 | 0.00015693 | 4.3458e-05 | 3.6649e-05 | 4.2731e-06 | 0.13133 | 0.20516 | 0.15666
|  | 625.9213 | 0 | 625.9213 | 0 | 556.4294 | 0.0051597 | 558.4246 | 0.00066714 | 557.3867 | 0.00135 | 551.4322 | 0.00448 | 551.4322 | 0.09718 | 625.9213 | 0.0030369 | 553.1902 | 0.92296 | 558.4246 | 0.01276 | 551.4322 | 0.34512 | 551.2068 | 0.00030085 | 553.1902 | 0.0011493 | 556.4294 | 0.00069795 | 551.4322 | 0.0003774 | 625.9213 | 0.0001825 | 551.4322 | 6.0307e-05 | 553.1902 | 0.59117 | 625.9213 | 0.88921 | 625.9213 | 0.68006 | 0 | 0 | 0.0010107 | 0.00012878 | 0.00031126 | 0.00088944 | 0.021773 | 0.00068945 | 0.20504 | 0.0028631 | 0.078205 | 0.0002007 | 0.00023665 | 0.00015794 | 2.746e-05 | 4.0146e-05 | 1.4878e-06 | 0.13111 | 0.20494 | 0.15698
|  | 626.1519 | 0 | 626.1519 | 0 | 556.655 | 0.0038031 | 558.6514 | 0.0004681 | 557.6147 | 0.00138 | 551.6576 | 0.00341 | 551.6576 | 0.09596 | 626.1519 | 0.0029416 | 553.4124 | 0.92238 | 558.6514 | 0.01248 | 551.6576 | 0.34862 | 551.4322 | 0.00148 | 553.4124 | 0.00098043 | 556.655 | 0.00070268 | 551.6576 | -0.0001338 | 626.1519 | 0.00016563 | 551.6576 | -4.711e-05 | 553.4124 | 0.58878 | 626.1519 | 0.88792 | 626.1519 | 0.68122 | 0 | 0 | 0.00099596 | 0.00013767 | 0.00031117 | 0.00072131 | 0.021405 | 0.00067398 | 0.20543 | 0.0029198 | 0.079079 | 0.00025828 | 0.00038714 | 0.00015908 | 7.7932e-05 | 3.7643e-05 | -6.8245e-06 | 0.13091 | 0.20457 | 0.15719
|  | 626.3826 | 0 | 626.3826 | 0 | 556.8805 | 0.0050293 | 558.8783 | 0.00074558 | 557.8427 | 0.00135 | 551.8831 | 0.00299 | 551.8831 | 0.09396 | 626.3826 | 0.0029026 | 553.6347 | 0.92595 | 558.8783 | 0.01326 | 551.8831 | 0.35303 | 551.6576 | 0.00081118 | 553.6347 | 0.0025028 | 556.8805 | 0.00070806 | 551.8831 | 0.00082527 | 626.3826 | 0.00016078 | 551.8831 | -1.3442e-05 | 553.6347 | 0.58904 | 626.3826 | 0.88591 | 626.3826 | 0.68183 | 0 | 0 | 0.0010144 | 0.0001246 | 0.00030898 | 0.00085427 | 0.021113 | 0.00066357 | 0.20556 | 0.0029897 | 0.080203 | 0.00030218 | 0.00038828 | 0.00016037 | 8.1788e-05 | 3.557e-05 | 2.8877e-06 | 0.1311 | 0.20415 | 0.15737
|  | 626.6132 | 0 | 626.6132 | 0 | 557.106 | 0.0039666 | 559.1052 | 0.0003526 | 558.0707 | 0.00136 | 552.1085 | 0.00459 | 552.1085 | 0.09338 | 626.6132 | 0.0028511 | 553.857 | 0.92356 | 559.1052 | 0.01309 | 552.1085 | 0.35862 | 551.8831 | 0.00187 | 553.857 | 0.00099073 | 557.106 | 0.00071409 | 552.1085 | -9.9555e-05 | 626.6132 | 0.00014763 | 552.1085 | 3.9064e-05 | 553.857 | 0.59055 | 626.6132 | 0.88424 | 626.6132 | 0.68265 | 0 | 0 | 0.0010242 | 0.00012651 | 0.00030678 | 0.00095933 | 0.020853 | 0.00064868 | 0.20504 | 0.0030877 | 0.08142 | 0.0003257 | 0.00032689 | 0.00016183 | 6.6881e-05 | 3.6905e-05 | 1.8576e-05 | 0.13147 | 0.20377 | 0.1576
|  | 626.8439 | 0 | 626.8439 | 0 | 557.3316 | 0.0051139 | 559.3321 | 0.00076267 | 558.2988 | 0.00133 | 552.3339 | 0.00392 | 552.3339 | 0.0916 | 626.8439 | 0.002773 | 554.0793 | 0.92123 | 559.3321 | 0.01413 | 552.3339 | 0.36364 | 552.1085 | 0.00102 | 554.0793 | 0.0019504 | 557.3316 | 0.00072062 | 552.3339 | 0.00069284 | 626.8439 | 0.00017233 | 552.3339 | 0.00012572 | 554.0793 | 0.59235 | 626.8439 | 0.88245 | 626.8439 | 0.68373 | 0 | 0 | 0.0010244 | 0.00014385 | 0.0003067 | 0.00080831 | 0.020496 | 0.00063739 | 0.20428 | 0.0031316 | 0.082511 | 0.00031001 | 0.00026833 | 0.00016328 | 9.4789e-05 | 3.2633e-05 | 1.5954e-05 | 0.13135 | 0.2033 | 0.15776
|  | 627.0746 | 0 | 627.0746 | 0 | 557.5571 | 0.0039709 | 559.559 | 0.0005051 | 558.5269 | 0.00136 | 552.5594 | 0.00325 | 552.5594 | 0.09021 | 627.0746 | 0.0027532 | 554.3016 | 0.9167 | 559.559 | 0.01347 | 552.5594 | 0.36826 | 552.3339 | 0.00173 | 554.3016 | 0.00046377 | 557.5571 | 0.00072741 | 552.5594 | 0.00014797 | 627.0746 | 0.0001106 | 552.5594 | 1.5803e-05 | 554.3016 | 0.58947 | 627.0746 | 0.88013 | 627.0746 | 0.68401 | 0 | 0 | 0.0010155 | 0.00014136 | 0.00030669 | 0.00079136 | 0.020528 | 0.00064785 | 0.20384 | 0.0032519 | 0.083952 | 0.00034835 | 0.00020279 | 0.00016485 | 0.00010549 | 2.6772e-05 | 6.5941e-06 | 0.13089 | 0.20293 | 0.15798
|  | 627.3053 | 0 | 627.3053 | 0 | 557.7827 | 0.0050327 | 559.7859 | 0.00074072 | 558.7549 | 0.00133 | 552.7849 | 0.00377 | 552.7849 | 0.09189 | 627.3053 | 0.0028632 | 554.5239 | 0.91676 | 559.7859 | 0.01519 | 552.7849 | 0.37646 | 552.5594 | 0.00136 | 554.5239 | 0.0013603 | 557.7827 | 0.00073415 | 552.7849 | 0.00078778 | 627.3053 | 0.0001215 | 552.7849 | 4.2692e-05 | 554.5239 | 0.58783 | 627.3053 | 0.87912 | 627.3053 | 0.68553 | 0 | 0 | 0.0010107 | 0.00014413 | 0.00030564 | 0.00076769 | 0.019981 | 0.0006457 | 0.20304 | 0.0033787 | 0.085325 | 0.00042161 | 0.0001398 | 0.00016633 | 6.8361e-05 | 2.4847e-05 | 6.2927e-06 | 0.13053 | 0.2026 | 0.1583
|  | 627.536 | 0 | 627.536 | 0 | 558.0083 | 0.003928 | 560.0129 | 0.00052918 | 558.983 | 0.00135 | 553.0103 | 0.00304 | 553.0103 | 0.08536 | 627.536 | 0.0027345 | 554.7462 | 0.91005 | 560.0129 | 0.01458 | 553.0103 | 0.38044 | 552.7849 | 0.00238 | 554.7462 | -0.00010248 | 558.0083 | 0.0007405 | 553.0103 | -0.00018136 | 627.536 | 9.3905e-05 | 553.0103 | 1.313e-05 | 554.7462 | 0.5866 | 627.536 | 0.8773 | 627.536 | 0.68686 | 0 | 0 | 0.0010128 | 0.0001339 | 0.0003045 | 0.00092781 | 0.019162 | 0.00064592 | 0.20265 | 0.0034369 | 0.086346 | 0.00039343 | 8.8063e-05 | 0.00016768 | 6.2725e-05 | 2.9088e-05 | 1.0345e-05 | 0.13109 | 0.20235 | 0.15867
|  | 627.7667 | 0 | 627.7667 | 0 | 558.2339 | 0.0050516 | 560.2399 | 0.00065093 | 559.2111 | 0.00132 | 553.2358 | 0.00519 | 553.2358 | 0.08461 | 627.7667 | 0.0028647 | 554.9686 | 0.91276 | 560.2399 | 0.01571 | 553.2358 | 0.38548 | 553.0103 | 0.00111 | 554.9686 | 0.00089459 | 558.2339 | 0.00074615 | 553.2358 | 0.00073776 | 627.7667 | 0.00015824 | 553.2358 | 7.863e-05 | 554.9686 | 0.59256 | 627.7667 | 0.87677 | 627.7667 | 0.68861 | 0 | 0 | 0.0010142 | 0.0001246 | 0.00030222 | 0.00089419 | 0.01905 | 0.00064299 | 0.20278 | 0.003524 | 0.087731 | 0.00043741 | 0.00026444 | 0.0001689 | 7.2816e-05 | 2.6975e-05 | 2.4875e-06 | 0.13149 | 0.20181 | 0.15878
|  | 627.9974 | 0 | 627.9974 | 0 | 558.4595 | 0.0039373 | 560.4669 | 0.00044691 | 559.4392 | 0.00133 | 553.4613 | 0.00274 | 553.4613 | 0.08433 | 627.9974 | 0.0027088 | 555.1909 | 0.91118 | 560.4669 | 0.01534 | 553.4613 | 0.39255 | 553.2358 | 0.00277 | 555.1909 | 0.001484 | 558.4595 | 0.00075088 | 553.4613 | -9.1999e-05 | 627.9974 | 7.558e-05 | 553.4613 | -5.657e-05 | 555.1909 | 0.59019 | 627.9974 | 0.87253 | 627.9974 | 0.68769 | 0 | 0 | 0.0010093 | 0.00014013 | 0.00030108 | 0.00076998 | 0.019146 | 0.00063883 | 0.20223 | 0.0036806 | 0.08908 | 0.00044089 | 0.0002755 | 0.0001698 | 5.4811e-05 | 3.1486e-05 | -4.8935e-07 | 0.13127 | 0.2012 | 0.1588
|  | 628.2282 | 0 | 628.2282 | 0 | 558.6851 | 0.0050109 | 560.6938 | 0.00078779 | 559.6672 | 0.00131 | 553.6868 | 0.00409 | 553.6868 | 0.0855 | 628.2282 | 0.0028285 | 555.4133 | 0.90788 | 560.6938 | 0.01709 | 553.6868 | 0.39762 | 553.4613 | 0.00114 | 555.4133 | 0.00099409 | 558.6851 | 0.00075451 | 553.6868 | 0.00057819 | 628.2282 | 0.00019733 | 553.6868 | 5.223e-05 | 555.4133 | 0.59053 | 628.2282 | 0.87146 | 628.2282 | 0.68875 | 0 | 0 | 0.0010107 | 0.00013437 | 0.00030116 | 0.00080962 | 0.019028 | 0.00062865 | 0.2018 | 0.0037726 | 0.090075 | 0.00036075 | 0.00037425 | 0.00017053 | 3.1472e-05 | 3.381e-05 | 2.4256e-06 | 0.13136 | 0.20088 | 0.15901
|  | 628.4589 | 0 | 628.4589 | 0 | 558.9108 | 0.0039478 | 560.9208 | 0.00039617 | 559.8954 | 0.00133 | 553.9123 | 0.00309 | 553.9123 | 0.08325 | 628.4589 | 0.0026203 | 555.6356 | 0.90725 | 560.9208 | 0.01615 | 553.9123 | 0.4012 | 553.6868 | 0.00206 | 555.6356 | 0.0023722 | 558.9108 | 0.00075699 | 553.9123 | -0.00029909 | 628.4589 | 9.5711e-05 | 553.9123 | -3.0718e-05 | 555.6356 | 0.591 | 628.4589 | 0.86968 | 628.4589 | 0.68944 | 0 | 0 | 0.0010313 | 0.00013126 | 0.00030002 | 0.0007138 | 0.01841 | 0.00061547 | 0.20136 | 0.0037885 | 0.090873 | 0.00035294 | 0.00036589 | 0.00017096 | 1.5091e-05 | 3.7655e-05 | 1.0787e-05 | 0.13157 | 0.20058 | 0.15932
|  | 628.6897 | 0 | 628.6897 | 0 | 559.1364 | 0.0051929 | 561.1478 | 0.00076037 | 560.1235 | 0.0013 | 554.1378 | 0.00324 | 554.1378 | 0.08001 | 628.6897 | 0.002714 | 555.858 | 0.9035 | 561.1478 | 0.01723 | 554.1378 | 0.40466 | 553.9123 | 0.00107 | 555.858 | 0.000918 | 559.1364 | 0.00075833 | 554.1378 | 0.00043291 | 628.6897 | 0.00023065 | 554.1378 | 0.00012638 | 555.858 | 0.59208 | 628.6897 | 0.86879 | 628.6897 | 0.6914 | 0 | 0 | 0.0010252 | 0.0001485 | 0.00029878 | 0.00071396 | 0.018227 | 0.00060461 | 0.20091 | 0.0038916 | 0.091598 | 0.00039806 | 5.6365e-05 | 0.00017115 | 4.7937e-05 | 3.947e-05 | 1.1082e-05 | 0.13116 | 0.20018 | 0.15958
|  | 628.9204 | 0 | 628.9204 | 0 | 559.3621 | 0.0038941 | 561.3749 | 0.00054769 | 560.3516 | 0.00132 | 554.3634 | 0.00309 | 554.3634 | 0.08159 | 628.9204 | 0.0025259 | 556.0804 | 0.90364 | 561.3749 | 0.01705 | 554.3634 | 0.40745 | 554.1378 | 0.00246 | 556.0804 | -0.00041101 | 559.3621 | 0.00075866 | 554.3634 | -7.9014e-06 | 628.9204 | 0.00011142 | 554.3634 | -2.8126e-05 | 556.0804 | 0.58769 | 628.9204 | 0.86609 | 628.9204 | 0.69158 | 0 | 0 | 0.0010149 | 0.00015507 | 0.00029774 | 0.00080176 | 0.018068 | 0.00060635 | 0.20044 | 0.0040097 | 0.092685 | 0.00043311 | 1.4347e-05 | 0.00017113 | 0.00010309 | 4.4021e-05 | 1.6874e-05 | 0.13119 | 0.19972 | 0.15974
|  | 629.1512 | 0 | 629.1512 | 0 | 559.5877 | 0.0051016 | 561.6019 | 0.00081824 | 560.5798 | 0.00129 | 554.5889 | 0.00402 | 554.5889 | 0.07864 | 629.1512 | 0.0027289 | 556.3028 | 0.8987 | 561.6019 | 0.01827 | 554.5889 | 0.41448 | 554.3634 | 0.00138 | 556.3028 | 0.00054002 | 559.5877 | 0.00075818 | 554.5889 | 0.0009221 | 629.1512 | 0.00027008 | 554.5889 | 0.00017776 | 556.3028 | 0.59198 | 629.1512 | 0.86472 | 629.1512 | 0.6928 | 0 | 0 | 0.001018 | 0.00015201 | 0.00029667 | 0.0007679 | 0.017526 | 0.00059971 | 0.19908 | 0.0041108 | 0.094056 | 0.00041159 | 0.00011493 | 0.00017097 | 0.00010862 | 3.6831e-05 | 1.3989e-05 | 0.13107 | 0.19989 | 0.16045
|  | 629.382 | 0 | 629.382 | 0 | 559.8134 | 0.0039216 | 561.8289 | 0.00052115 | 560.808 | 0.00131 | 554.8144 | 0.00279 | 554.8144 | 0.07679 | 629.382 | 0.0024679 | 556.5252 | 0.89153 | 561.8289 | 0.01795 | 554.8144 | 0.41965 | 554.5889 | 0.00227 | 556.5252 | 0.00049344 | 559.8134 | 0.0007572 | 554.8144 | 4.1162e-05 | 629.382 | 4.9077e-05 | 554.8144 | -5.3701e-05 | 556.5252 | 0.58666 | 629.382 | 0.86744 | 629.382 | 0.69757 | 0 | 0 | 0.001031 | 0.00013672 | 0.00029545 | 0.00063842 | 0.017319 | 0.00060135 | 0.19852 | 0.004264 | 0.0955 | 0.00042172 | 0.00018783 | 0.00017078 | 7.4756e-05 | 4.109e-05 | 6.2709e-06 | 0.13026 | 0.1999 | 0.16109
|  | 629.6128 | 0 | 629.6128 | 0 | 560.0391 | 0.0052142 | 562.056 | 0.00068284 | 561.0361 | 0.00128 | 555.04 | 0.00287 | 555.04 | 0.07675 | 629.6128 | 0.0027431 | 556.7476 | 0.89366 | 562.056 | 0.0196 | 555.04 | 0.42702 | 554.8144 | 0.00147 | 556.7476 | 0.0011956 | 560.0391 | 0.00075609 | 555.04 | 0.0006216 | 629.6128 | 0.00030699 | 555.04 | 0.0001093 | 556.7476 | 0.58464 | 629.6128 | 0.86481 | 629.6128 | 0.69839 | 0 | 0 | 0.0010083 | 0.00014123 | 0.00029553 | 0.00062376 | 0.017039 | 0.00059983 | 0.198 | 0.0044139 | 0.097 | 0.00044328 | 9.5751e-05 | 0.00017057 | 4.6089e-05 | 3.9877e-05 | 1.5403e-05 | 0.12943 | 0.19843 | 0.16046
|  | 629.8437 | 0 | 629.8437 | 0 | 560.2648 | 0.0037202 | 562.2831 | 0.00056121 | 561.2643 | 0.00131 | 555.2656 | 0.00266 | 555.2656 | 0.07431 | 629.8437 | 0.0024543 | 556.97 | 0.88688 | 562.2831 | 0.01928 | 555.2656 | 0.43295 | 555.04 | 0.00246 | 556.97 | -0.00033458 | 560.2648 | 0.00075529 | 555.2656 | -0.00021298 | 629.8437 | 3.8533e-05 | 555.2656 | 2.7258e-05 | 556.97 | 0.57924 | 629.8437 | 0.85453 | 629.8437 | 0.69193 | 0 | 0 | 0.0009882 | 0.00013828 | 0.00029545 | 0.00061358 | 0.016474 | 0.00060634 | 0.19725 | 0.0045024 | 0.098828 | 0.00040832 | 0.00010161 | 0.00017047 | 6.5539e-05 | 3.3075e-05 | 9.4105e-06 | 0.12898 | 0.19714 | 0.15989
|  | 630.0745 | 0 | 630.0745 | 0 | 560.4905 | 0.0050363 | 562.5101 | 0.00065682 | 561.4925 | 0.00128 | 555.4912 | 0.00278 | 555.4912 | 0.07175 | 630.0745 | 0.0027995 | 557.1925 | 0.88638 | 562.5101 | 0.02038 | 555.4912 | 0.44326 | 555.2656 | 0.00116 | 557.1925 | 0.001248 | 560.4905 | 0.00075523 | 555.4912 | 0.00079405 | 630.0745 | 0.00024805 | 555.4912 | 5.6175e-05 | 557.1925 | 0.58029 | 630.0745 | 0.85364 | 630.0745 | 0.69351 | 0 | 0 | 0.0010223 | 0.00012737 | 0.00029439 | 0.0005527 | 0.01622 | 0.00061626 | 0.19686 | 0.0045967 | 0.099986 | 0.00042296 | 7.7814e-06 | 0.00017058 | 7.4021e-05 | 4.2113e-05 | 2.3617e-06 | 0.12933 | 0.19725 | 0.16055
|  | 630.3053 | 0 | 630.3053 | 0 | 560.7162 | 0.0040227 | 562.7372 | 0.00046482 | 561.7207 | 0.0013 | 555.7168 | 0.00212 | 555.7168 | 0.07205 | 630.3053 | 0.0025398 | 557.4149 | 0.88376 | 562.7372 | 0.0201 | 555.7168 | 0.44318 | 555.4912 | 0.00259 | 557.4149 | -0.0011781 | 560.7162 | 0.00075632 | 555.7168 | -0.00013781 | 630.3053 | 0.00011681 | 555.7168 | -3.5238e-05 | 557.4149 | 0.58267 | 630.3053 | 0.85538 | 630.3053 | 0.69749 | 0 | 0 | 0.0010184 | 0.00012798 | 0.00029333 | 0.00053928 | 0.016365 | 0.00060361 | 0.19657 | 0.004715 | 0.10088 | 0.00047487 | 7.5477e-05 | 0.00017099 | 4.6193e-05 | 3.8143e-05 | -2.1827e-07 | 0.12966 | 0.19668 | 0.16071
|  | 630.5362 | 0 | 630.5362 | 0 | 560.9419 | 0.0050015 | 562.9644 | 0.00066214 | 561.949 | 0.00127 | 555.9424 | 0.00266 | 555.9424 | 0.073 | 630.5362 | 0.0026896 | 557.6374 | 0.88338 | 562.9644 | 0.02142 | 555.9424 | 0.45102 | 555.7168 | 0.00162 | 557.6374 | 0.0018566 | 560.9419 | 0.00075886 | 555.9424 | 0.00054725 | 630.5362 | 0.00021364 | 555.9424 | 3.3303e-05 | 557.6374 | 0.58293 | 630.5362 | 0.84862 | 630.5362 | 0.6948 | 0 | 0 | 0.00099438 | 0.00012645 | 0.00029326 | 0.00058315 | 0.016171 | 0.0005728 | 0.19628 | 0.0048215 | 0.10189 | 0.00050995 | 0.00017356 | 0.00017175 | 4.5564e-05 | 2.5767e-05 | 8.3698e-07 | 0.12979 | 0.19513 | 0.16003
|  | 630.767 | 0 | 630.767 | 0 | 561.1676 | 0.0038097 | 563.1915 | 0.00045143 | 562.1772 | 0.0013 | 556.168 | 0.00251 | 556.168 | 0.07037 | 630.767 | 0.0022727 | 557.8599 | 0.88117 | 563.1915 | 0.02104 | 556.168 | 0.45231 | 555.9424 | 0.0029 | 557.8599 | -0.00029635 | 561.1676 | 0.00076304 | 556.168 | -0.00014329 | 630.767 | 9.5795e-06 | 556.168 | -2.5883e-05 | 557.8599 | 0.58383 | 630.767 | 0.84185 | 630.767 | 0.69158 | 0 | 0 | 0.0009904 | 0.00014789 | 0.00029211 | 0.00057992 | 0.01587 | 0.00056746 | 0.19577 | 0.004926 | 0.10287 | 0.00049291 | 6.6039e-05 | 0.00017293 | 3.3831e-05 | 3.4972e-05 | 4.6046e-06 | 0.13009 | 0.19415 | 0.15979
|  | 630.9979 | 0 | 630.9979 | 0 | 561.3934 | 0.0049639 | 563.4186 | 0.00085098 | 562.4054 | 0.00126 | 556.3937 | 0.00263 | 556.3937 | 0.07029 | 630.9979 | 0.0026431 | 558.0823 | 0.87871 | 563.4186 | 0.02234 | 556.3937 | 0.45943 | 556.168 | 0.00147 | 558.0823 | 0.00089004 | 561.3934 | 0.00076887 | 556.3937 | 0.00044315 | 630.9979 | 0.00029338 | 556.3937 | 6.6695e-05 | 558.0823 | 0.5857 | 630.9979 | 0.84004 | 630.9979 | 0.69269 | 0 | 0 | 0.0010013 | 0.00014721 | 0.00029104 | 0.0006442 | 0.015434 | 0.00055819 | 0.1958 | 0.0050841 | 0.10433 | 0.00046484 | 0.00018563 | 0.00017441 | 4.8584e-05 | 3.4871e-05 | -5.2901e-07 | 0.13012 | 0.19406 | 0.16037
|  | 631.2288 | 0 | 631.2288 | 0 | 561.6191 | 0.0039061 | 563.6458 | 0.00044509 | 562.6337 | 0.00129 | 556.6193 | 0.00308 | 556.6193 | 0.06651 | 631.2288 | 0.0021922 | 558.3049 | 0.88106 | 563.6458 | 0.02242 | 556.6193 | 0.46534 | 556.3937 | 0.00265 | 558.3049 | 0.00077829 | 561.6191 | 0.0007762 | 556.6193 | -1.2513e-05 | 631.2288 | 8.6855e-06 | 556.6193 | -7.1384e-05 | 558.3049 | 0.58378 | 631.2288 | 0.84101 | 631.2288 | 0.69649 | 0 | 0 | 0.001024 | 0.00012449 | 0.00029104 | 0.00074577 | 0.015168 | 0.00055782 | 0.19605 | 0.0052394 | 0.1057 | 0.00047046 | 0.00031549 | 0.00017621 | 9.4228e-05 | 3.1477e-05 | -1.3151e-07 | 0.13029 | 0.19456 | 0.16127
|  | 631.4597 | 0 | 631.4597 | 0 | 561.8449 | 0.005165 | 563.8729 | 0.00065116 | 562.8619 | 0.00126 | 556.845 | 0.00353 | 556.845 | 0.06793 | 631.4597 | 0.0026397 | 558.5273 | 0.88146 | 563.8729 | 0.02372 | 556.845 | 0.47151 | 556.6193 | 0.00152 | 558.5273 | 0.002058 | 561.8449 | 0.00078476 | 556.845 | 0.00084768 | 631.4597 | 0.00026397 | 556.845 | 7.0218e-05 | 558.5273 | 0.58747 | 631.4597 | 0.84434 | 631.4597 | 0.70043 | 0 | 0 | 0.0010145 | 0.00012466 | 0.0002899 | 0.0005338 | 0.015168 | 0.00055471 | 0.19518 | 0.0054512 | 0.10701 | 0.00045694 | 0.00014068 | 0.00017824 | 8.9861e-05 | 2.2519e-05 | 8.6268e-06 | 0.13072 | 0.19464 | 0.16173
|  | 631.6906 | 0 | 631.6906 | 0 | 562.0707 | 0.0038221 | 564.1 | 0.00044633 | 563.0902 | 0.00128 | 557.0707 | 0.0012 | 557.0707 | 0.06647 | 631.6906 | 0.0021648 | 558.7499 | 0.87265 | 564.1 | 0.02427 | 557.0707 | 0.47668 | 556.845 | 0.00253 | 558.7499 | -0.00079362 | 562.0707 | 0.00079417 | 557.0707 | -5.1426e-05 | 631.6906 | -6.8926e-05 | 557.0707 | 6.2232e-06 | 558.7499 | 0.58734 | 631.6906 | 0.84148 | 631.6906 | 0.70039 | 0 | 0 | 0.00099676 | 0.00013145 | 0.00028762 | 0.00053818 | 0.014984 | 0.00055668 | 0.1943 | 0.0055952 | 0.10837 | 0.00047625 | 8.6284e-05 | 0.00018041 | 6.1936e-05 | 3.5507e-05 | -5.0306e-06 | 0.13064 | 0.19415 | 0.16188
|  | 631.9215 | 0 | 631.9215 | 0 | 562.2964 | 0.0050078 | 564.3272 | 0.00071092 | 563.3185 | 0.00124 | 557.2963 | 0.00357 | 557.2963 | 0.06634 | 631.9215 | 0.0026568 | 558.9724 | 0.87411 | 564.3272 | 0.02499 | 557.2963 | 0.48384 | 557.0707 | 0.00169 | 558.9724 | 0.0015693 | 562.2964 | 0.000804 | 557.2963 | 0.00060038 | 631.9215 | 0.00037647 | 557.2963 | -5.0811e-05 | 558.9724 | 0.5871 | 631.9215 | 0.84013 | 631.9215 | 0.70174 | 0 | 0 | 0.0010083 | 0.00011961 | 0.00028541 | 0.00085427 | 0.014735 | 0.00056914 | 0.19468 | 0.0057417 | 0.10981 | 0.00050997 | 0.00016462 | 0.00018263 | 5.3027e-05 | 4.4283e-05 | -1.6052e-05 | 0.13035 | 0.19437 | 0.16267
|  | 632.1524 | 0 | 632.1524 | 0 | 562.5222 | 0.0039239 | 564.5544 | 0.00034213 | 563.5468 | 0.00126 | 557.522 | 0.004 | 557.522 | 0.06423 | 632.1524 | 0.0022725 | 559.1949 | 0.87551 | 564.5544 | 0.02556 | 557.522 | 0.48921 | 557.2963 | 0.00283 | 559.1949 | -8.9812e-05 | 562.5222 | 0.00081383 | 557.522 | -0.00013049 | 632.1524 | 7.0665e-06 | 557.522 | -9.1432e-05 | 559.1949 | 0.58439 | 632.1524 | 0.84333 | 632.1524 | 0.70715 | 0 | 0 | 0.0010183 | 0.0001125 | 0.00028314 | 0.00073336 | 0.01436 | 0.00056264 | 0.1947 | 0.0060207 | 0.1113 | 0.00051911 | 0.00010539 | 0.00018486 | 7.4499e-05 | 3.9126e-05 | -7.2837e-06 | 0.13046 | 0.19325 | 0.16242
|  | 632.3833 | 0 | 632.3833 | 0 | 562.748 | 0.0050945 | 564.7816 | 0.00064798 | 563.7752 | 0.00122 | 557.7477 | 0.0025 | 557.7477 | 0.06305 | 632.3833 | 0.0026001 | 559.4175 | 0.87391 | 564.7816 | 0.02743 | 557.7477 | 0.49727 | 557.522 | 0.00177 | 559.4175 | 0.0010367 | 562.748 | 0.00082329 | 557.7477 | 0.00079079 | 632.3833 | 0.00033178 | 557.7477 | 2.6875e-05 | 559.4175 | 0.58778 | 632.3833 | 0.8303 | 632.3833 | 0.69944 | 0 | 0 | 0.0010282 | 0.00010315 | 0.00028077 | 0.00062747 | 0.014088 | 0.00053894 | 0.19443 | 0.0061154 | 0.11291 | 0.00052689 | 0.00017007 | 0.00018692 | 0.0001063 | 4.22e-05 | -7.2459e-06 | 0.13089 | 0.19074 | 0.16099
|  | 632.6143 | 0 | 632.6143 | 0 | 562.9739 | 0.0040116 | 565.0088 | 0.00026016 | 564.0034 | 0.00124 | 557.9734 | 0.00306 | 557.9734 | 0.06178 | 632.6143 | 0.0020671 | 559.64 | 0.87356 | 565.0088 | 0.02641 | 557.9734 | 0.50319 | 557.7477 | 0.0029 | 559.64 | 0.00049181 | 562.9739 | 0.00083211 | 557.9734 | 0.0001511 | 632.6143 | 3.3674e-05 | 557.9734 | -9.108e-05 | 559.64 | 0.58858 | 632.6143 | 0.82148 | 632.6143 | 0.69469 | 0 | 0 | 0.0010344 | 0.00011338 | 0.0002797 | 0.00067844 | 0.013823 | 0.00053924 | 0.19514 | 0.0062125 | 0.1145 | 0.00054396 | 0.00038821 | 0.00018882 | 5.3935e-05 | 4.5736e-05 | -2.7495e-06 | 0.13132 | 0.19027 | 0.1611
|  | 632.8452 | 0 | 632.8452 | 0 | 563.1997 | 0.0051493 | 565.236 | 0.00073774 | 564.2318 | 0.00121 | 558.1992 | 0.00295 | 558.1992 | 0.06067 | 632.8452 | 0.0026027 | 559.8626 | 0.88015 | 565.236 | 0.02827 | 558.1992 | 0.51114 | 557.9734 | 0.00192 | 559.8625 | 0.0029972 | 563.1997 | 0.00084016 | 558.1992 | 0.00032669 | 632.8452 | 0.0003624 | 558.1992 | 6.6724e-05 | 559.8625 | 0.59163 | 632.8452 | 0.82627 | 632.8452 | 0.70046 | 0 | 0 | 0.0010278 | 0.00013952 | 0.00027864 | 0.00051575 | 0.013634 | 0.00053844 | 0.19493 | 0.0063752 | 0.11573 | 0.00057684 | 0.00048097 | 0.00019055 | 1.4901e-05 | 4.0464e-05 | 7.8544e-06 | 0.13102 | 0.19024 | 0.16169
|  | 633.0762 | 0 | 633.0762 | 0 | 563.4255 | 0.0039533 | 565.4633 | 0.00049024 | 564.4601 | 0.00123 | 558.4249 | 0.00162 | 558.4249 | 0.06014 | 633.0762 | 0.0020597 | 560.0851 | 0.87135 | 565.4633 | 0.02784 | 558.4249 | 0.51434 | 558.1992 | 0.00319 | 560.0851 | 0.0013243 | 563.4255 | 0.0008474 | 558.4249 | -0.00019465 | 633.0762 | -1.2013e-05 | 558.4249 | 2.8737e-06 | 560.0851 | 0.58553 | 633.0762 | 0.82102 | 633.0762 | 0.69964 | 0 | 0 | 0.0010187 | 0.00013937 | 0.00027743 | 0.00053265 | 0.013513 | 0.00054491 | 0.19371 | 0.0065567 | 0.11692 | 0.00061167 | 0.00018297 | 0.00019211 | 6.0818e-05 | 4.2957e-05 | 6.4295e-06 | 0.13085 | 0.18934 | 0.1616
|  | 633.3072 | 0 | 633.3072 | 0 | 563.6514 | 0.0050684 | 565.6905 | 0.00073641 | 564.6885 | 0.0012 | 558.6506 | 0.0031 | 558.6506 | 0.0596 | 633.3072 | 0.0026585 | 560.3077 | 0.86904 | 565.6905 | 0.02987 | 558.6506 | 0.52173 | 558.4249 | 0.00223 | 560.3077 | 0.00031967 | 563.6514 | 0.00085393 | 558.6506 | 0.00073358 | 633.3072 | 0.00038397 | 558.6506 | 5.4101e-05 | 560.3077 | 0.59012 | 633.3072 | 0.81841 | 633.3072 | 0.69963 | 0 | 0 | 0.0010039 | 0.00012815 | 0.00027635 | 0.00069311 | 0.013244 | 0.00053642 | 0.19324 | 0.006761 | 0.11838 | 0.00055748 | 0.00011505 | 0.00019352 | 6.8827e-05 | 4.2745e-05 | -8.9494e-07 | 0.13159 | 0.18821 | 0.16124
|  | 633.5382 | 0 | 633.5382 | 0 | 563.8772 | 0.0038223 | 565.9178 | 0.00039118 | 564.9169 | 0.00122 | 558.8763 | 0.00304 | 558.8763 | 0.05772 | 633.5382 | 0.001986 | 560.5303 | 0.86724 | 565.9178 | 0.02962 | 558.8763 | 0.52692 | 558.6506 | 0.00271 | 560.5303 | 0.00071403 | 563.8772 | 0.00085996 | 558.8763 | -0.00012387 | 633.5382 | -1.3866e-05 | 558.8763 | -6.2028e-05 | 560.5303 | 0.59218 | 633.5382 | 0.81119 | 633.5382 | 0.69645 | 0 | 0 | 0.00099367 | 0.00014442 | 0.00027514 | 0.00072021 | 0.012975 | 0.00052549 | 0.19337 | 0.0069975 | 0.11968 | 0.00059603 | 0.00018506 | 0.00019491 | 9.0655e-05 | 4.9464e-05 | 1.7571e-06 | 0.13173 | 0.18692 | 0.1607
|  | 633.7692 | 0 | 633.7692 | 0 | 564.1031 | 0.0049754 | 566.145 | 0.00087993 | 565.1452 | 0.00119 | 559.1021 | 0.00334 | 559.1021 | 0.05722 | 633.7692 | 0.0025637 | 560.7529 | 0.8701 | 566.145 | 0.03197 | 559.1021 | 0.53331 | 558.8763 | 0.00257 | 560.7529 | 0.00094872 | 564.1031 | 0.00086571 | 559.1021 | 0.00092695 | 633.7692 | 0.00044213 | 559.1021 | 7.7594e-05 | 560.7529 | 0.59137 | 633.7692 | 0.80717 | 633.7692 | 0.69492 | 0 | 0 | 0.0010012 | 0.00014678 | 0.00027408 | 0.00064006 | 0.012834 | 0.00053086 | 0.19329 | 0.0072187 | 0.12115 | 0.00067618 | 0.0001177 | 0.0001962 | 9.3681e-05 | 5.2508e-05 | 1.4459e-05 | 0.13133 | 0.18628 | 0.16065
|  | 634.0002 | 0 | 634.0002 | 0 | 564.329 | 0.0038892 | 566.3723 | 0.00041168 | 565.3736 | 0.00121 | 559.3279 | 0.00233 | 559.3279 | 0.05647 | 634.0002 | 0.0020323 | 560.9755 | 0.86668 | 566.3723 | 0.03155 | 559.3279 | 0.53991 | 559.1021 | 0.00342 | 560.9755 | 0.00010876 | 564.329 | 0.00087143 | 559.3279 | -9.7064e-05 | 634.0002 | 1.2468e-05 | 559.3279 | 5.0489e-05 | 560.9755 | 0.58864 | 634.0002 | 0.80556 | 634.0002 | 0.69592 | 0 | 0 | 0.0010147 | 0.00012131 | 0.000273 | 0.00063667 | 0.012365 | 0.00053794 | 0.19237 | 0.0073452 | 0.12259 | 0.00067505 | 7.9005e-06 | 0.00019751 | 6.7953e-05 | 4.7644e-05 | 7.6038e-06 | 0.1311 | 0.18566 | 0.16069
|  | 634.2312 | 0 | 634.2312 | 0 | 564.5549 | 0.0050944 | 566.5996 | 0.00065575 | 565.602 | 0.00118 | 559.5536 | 0.00331 | 559.5536 | 0.05307 | 634.2312 | 0.0026248 | 561.1982 | 0.86128 | 566.5996 | 0.03308 | 559.5536 | 0.54608 | 559.3279 | 0.00256 | 561.1982 | -3.7797e-05 | 564.5549 | 0.0008773 | 559.5536 | 0.00069903 | 634.2312 | 0.0004 | 559.5536 | 1.687e-05 | 561.1982 | 0.58897 | 634.2312 | 0.80179 | 634.2312 | 0.69523 | 0 | 0 | 0.00099201 | 0.00012405 | 0.00027293 | 0.00063345 | 0.012272 | 0.00051274 | 0.19137 | 0.0075528 | 0.12373 | 0.00067054 | 0.00010307 | 0.00019887 | 8.0249e-05 | 3.8482e-05 | -1.0302e-05 | 0.13064 | 0.18512 | 0.16084
|  | 634.4623 | 0 | 634.4623 | 0 | 564.7808 | 0.0036887 | 566.8269 | 0.00043585 | 565.8304 | 0.00121 | 559.7795 | 0.0023 | 559.7795 | 0.05561 | 634.4623 | 0.0018137 | 561.4208 | 0.85812 | 566.8269 | 0.03338 | 559.7795 | 0.54967 | 559.5536 | 0.00338 | 561.4208 | 0.00096389 | 564.7808 | 0.00088347 | 559.7795 | 1.168e-05 | 634.4623 | -6.688e-05 | 559.7795 | -0.00010811 | 561.4208 | 0.58479 | 634.4623 | 0.80074 | 634.4623 | 0.69712 | 0 | 0 | 0.00097222 | 0.00013094 | 0.00027294 | 0.00064006 | 0.012482 | 0.00051547 | 0.19127 | 0.0077416 | 0.12506 | 0.00071136 | 0.00020305 | 0.00020031 | 8.6734e-05 | 5.4368e-05 | -1.946e-05 | 0.13051 | 0.18547 | 0.16182
|  | 634.6933 | 0 | 634.6933 | 0 | 565.0067 | 0.0049191 | 567.0543 | 0.00071601 | 566.0588 | 0.00118 | 560.0053 | 0.00337 | 560.0053 | 0.05496 | 634.6933 | 0.0026485 | 561.6434 | 0.85999 | 567.0543 | 0.03472 | 560.0053 | 0.55815 | 559.7795 | 0.00292 | 561.6434 | 0.00086004 | 565.0067 | 0.00089 | 560.0053 | 0.00075666 | 634.6933 | 0.00053752 | 560.0053 | -6.4282e-05 | 561.6434 | 0.58755 | 634.6933 | 0.80476 | 634.6933 | 0.70369 | 0 | 0 | 0.00097903 | 0.00012157 | 0.000273 | 0.00062103 | 0.01209 | 0.00050815 | 0.19107 | 0.007951 | 0.12605 | 0.00079245 | 8.2878e-06 | 0.00020188 | 0.00010597 | 6.5755e-05 | -2.5512e-05 | 0.13059 | 0.18478 | 0.1619
|  | 634.9244 | 0 | 634.9244 | 0 | 565.2326 | 0.0037467 | 567.2816 | 0.00035372 | 566.2873 | 0.00121 | 560.2311 | 0.00213 | 560.2311 | 0.05211 | 634.9244 | 0.00175 | 561.8661 | 0.85625 | 567.2816 | 0.03524 | 560.2311 | 0.55818 | 560.0053 | 0.0041 | 561.8661 | -0.0007856 | 565.2326 | 0.00089692 | 560.2311 | 0.00018182 | 634.9244 | 3.1646e-05 | 560.2311 | -0.00016166 | 561.8661 | 0.58549 | 634.9244 | 0.79465 | 634.9244 | 0.69767 | 0 | 0 | 0.00098276 | 0.00012339 | 0.00027301 | 0.00053635 | 0.011835 | 0.00050253 | 0.19087 | 0.0082017 | 0.12719 | 0.00076218 | 5.8741e-05 | 0.00020348 | 0.00010663 | 5.9463e-05 | -1.7923e-05 | 0.13081 | 0.1832 | 0.16111
|  | 635.1554 | 0 | 635.1554 | 0 | 565.4586 | 0.0049522 | 567.5089 | 0.00073171 | 566.5158 | 0.00118 | 560.4569 | 0.00262 | 560.4569 | 0.0527 | 635.1554 | 0.0025998 | 562.0888 | 0.85824 | 567.5089 | 0.03691 | 560.4569 | 0.56825 | 560.2311 | 0.00265 | 562.0887 | 0.0013132 | 565.4586 | 0.00090419 | 560.4569 | 0.00076251 | 635.1554 | 0.00048305 | 560.4569 | 2.9285e-06 | 562.0887 | 0.5895 | 635.1554 | 0.79104 | 635.1554 | 0.69689 | 0 | 0 | 0.00098847 | 0.00012935 | 0.000273 | 0.00047086 | 0.011549 | 0.00050309 | 0.19096 | 0.00841 | 0.1289 | 0.00078589 | 0.00023873 | 0.00020511 | 8.5312e-05 | 4.5634e-05 | -8.3414e-06 | 0.13119 | 0.18337 | 0.16187
|  | 635.3865 | 0 | 635.3865 | 0 | 565.6844 | 0.0037996 | 567.7363 | 0.00040615 | 566.7442 | 0.00121 | 560.6827 | 0.00155 | 560.6827 | 0.04958 | 635.3865 | 0.0017544 | 562.3114 | 0.85712 | 567.7363 | 0.03707 | 560.6827 | 0.57336 | 560.4569 | 0.00431 | 562.3114 | 0.00083115 | 565.6844 | 0.00091182 | 560.6827 | -6.9736e-06 | 635.3865 | -8.809e-05 | 560.6827 | -7.6802e-05 | 562.3114 | 0.58893 | 635.3865 | 0.79605 | 635.3865 | 0.70412 | 0 | 0 | 0.00096409 | 0.00012888 | 0.00027187 | 0.00040762 | 0.01129 | 0.00051318 | 0.19021 | 0.0086154 | 0.13025 | 0.00081412 | 0.00034632 | 0.00020693 | 5.3378e-05 | 4.4454e-05 | 5.8475e-06 | 0.13071 | 0.18287 | 0.16207
|  | 635.6176 | 0 | 635.6176 | 0 | 565.9104 | 0.004734 | 567.9636 | 0.00072764 | 566.9727 | 0.00117 | 560.9086 | 0.00206 | 560.9086 | 0.05041 | 635.6176 | 0.002687 | 562.5341 | 0.85098 | 567.9636 | 0.03872 | 560.9086 | 0.58017 | 560.6827 | 0.0029 | 562.5341 | 0.0022788 | 565.9104 | 0.0009198 | 560.9086 | 0.0004797 | 635.6176 | 0.00047282 | 560.9086 | 0.00012859 | 562.5341 | 0.58485 | 635.6176 | 0.78666 | 635.6176 | 0.6985 | 0 | 0 | 0.00096518 | 0.00013617 | 0.00027078 | 0.00050035 | 0.010966 | 0.00050924 | 0.18951 | 0.0087432 | 0.13125 | 0.00076669 | 0.00028501 | 0.00020883 | 5.406e-05 | 5.2283e-05 | 9.6821e-06 | 0.13057 | 0.18037 | 0.16056
|  | 635.8487 | 0 | 635.8487 | 0 | 566.1364 | 0.0038069 | 568.191 | 0.00046988 | 567.2012 | 0.0012 | 561.1345 | 0.00237 | 561.1345 | 0.04668 | 635.8487 | 0.0017203 | 562.7568 | 0.85077 | 568.191 | 0.03817 | 561.1345 | 0.58191 | 560.9086 | 0.00389 | 562.7568 | 0.00028055 | 566.1364 | 0.00092815 | 561.1345 | -1.0586e-06 | 635.8487 | -2.0331e-05 | 561.1345 | -4.2864e-05 | 562.7568 | 0.58764 | 635.8487 | 0.77439 | 635.8487 | 0.6911 | 0 | 0 | 0.00097707 | 0.00012589 | 0.0002708 | 0.00060297 | 0.010894 | 0.00051105 | 0.18976 | 0.0089455 | 0.13204 | 0.00079965 | 0.0002263 | 0.00021071 | 0.00010046 | 6.6689e-05 | 1.9787e-06 | 0.13076 | 0.17921 | 0.16024
|  | 636.0798 | 0 | 636.0798 | 0 | 566.3624 | 0.0048416 | 568.4184 | 0.00063752 | 567.4297 | 0.00117 | 561.3603 | 0.00297 | 561.3603 | 0.0498 | 636.0798 | 0.0027023 | 562.9795 | 0.85383 | 568.4184 | 0.04052 | 561.3603 | 0.58748 | 561.1345 | 0.00319 | 562.9795 | 0.0017522 | 566.3624 | 0.00093694 | 561.3603 | 0.00089072 | 636.0798 | 0.00059745 | 561.3603 | 6.0388e-05 | 562.9795 | 0.5869 | 636.0798 | 0.77651 | 636.0798 | 0.69562 | 0 | 0 | 0.00096385 | 0.00011815 | 0.00027071 | 0.00066412 | 0.011004 | 0.00050646 | 0.18881 | 0.0091794 | 0.13341 | 0.0008175 | 0.00036582 | 0.00021275 | 9.4407e-05 | 5.6053e-05 | 9.0541e-06 | 0.13062 | 0.17924 | 0.16077
|  | 636.3109 | 0 | 636.3109 | 0 | 566.5883 | 0.0036898 | 568.6458 | 0.00040158 | 567.6581 | 0.0012 | 561.5862 | 0.00291 | 561.5862 | 0.04763 | 636.3109 | 0.0016803 | 563.2022 | 0.84169 | 568.6458 | 0.04021 | 561.5862 | 0.59371 | 561.3603 | 0.00405 | 563.2022 | 0.0015329 | 566.5883 | 0.00094621 | 561.5862 | -5.4845e-05 | 636.3109 | -0.0001124 | 561.5862 | 1.9776e-05 | 563.2022 | 0.58607 | 636.3109 | 0.77455 | 636.3109 | 0.69561 | 0 | 0 | 0.00096276 | 0.00013434 | 0.0002708 | 0.00061894 | 0.010812 | 0.00038713 | 0.18784 | 0.0093833 | 0.13442 | 0.00084144 | 0.00035156 | 0.00021496 | 8.0017e-05 | -2.3067e-05 | 1.0719e-05 | 0.13026 | 0.1777 | 0.16026
|  | 636.542 | 0 | 636.542 | 0 | 566.8143 | 0.0048297 | 568.8732 | 0.00077985 | 567.8867 | 0.00117 | 561.8121 | 0.00257 | 561.8121 | 0.0481 | 636.542 | 0.0016696 | 563.425 | 0.84464 | 568.8732 | 0.04231 | 561.8121 | 0.59647 | 561.5862 | 0.0034 | 563.425 | 0.0016232 | 566.8143 | 0.00095601 | 561.8121 | 0.00076331 | 636.542 | -8.7208e-05 | 561.8121 | 7.5125e-05 | 563.425 | 0.58332 | 636.542 | 0.76312 | 636.542 | 0.69117 | 0 | 0 | 0.00096659 | 0.00014208 | 0.00026971 | 0.00049357 | 0.010558 | 0.00049062 | 0.18739 | 0.0096631 | 0.13528 | 0.00088323 | 0.00014844 | 0.00021724 | 8.7324e-05 | 5.3458e-05 | -1.2215e-06 | 0.13013 | 0.17723 | 0.16068
|  | 636.7732 | 0 | 636.7732 | 0 | 567.0403 | 0.0037237 | 569.1006 | 0.00046961 | 568.1152 | 0.00119 | 562.038 | 0.0018 | 562.038 | 0.04538 | 636.7732 | 0.0025756 | 563.6477 | 0.83812 | 569.1006 | 0.04267 | 562.038 | 0.60125 | 561.8121 | 0.00442 | 563.6477 | -0.00029021 | 567.0403 | 0.00096632 | 562.038 | 9.8454e-06 | 636.7732 | 0.00054977 | 562.038 | -8.594e-05 | 563.6477 | 0.58522 | 636.7732 | 0.77043 | 636.7732 | 0.69912 | 0 | 0 | 0.00096589 | 0.00012065 | 0.00026851 | 0.00054216 | 0.010367 | 0.00048762 | 0.18691 | 0.0098957 | 0.13645 | 0.00089339 | 3.5805e-05 | 0.00021962 | 5.5537e-05 | 5.5878e-05 | -1.0677e-05 | 0.13021 | 0.17679 | 0.16084
|  | 637.0043 | 0 | 637.0043 | 0 | 567.2664 | 0.0048235 | 569.3281 | 0.00059146 | 568.3438 | 0.00116 | 562.2639 | 0.003 | 562.2639 | 0.0464 | 637.0043 | 0.0016433 | 563.8704 | 0.84036 | 569.3281 | 0.04436 | 562.2639 | 0.60683 | 562.038 | 0.00349 | 563.8704 | 0.00061174 | 567.2664 | 0.00097706 | 562.2639 | 0.00048185 | 637.0043 | -6.6309e-05 | 562.2639 | -8.587e-06 | 563.8704 | 0.58407 | 637.0043 | 0.75916 | 637.0043 | 0.69244 | 0 | 0 | 0.00095287 | 0.00012998 | 0.00026744 | 0.00058408 | 0.01024 | 0.0004944 | 0.18648 | 0.010077 | 0.138 | 0.00093297 | 0.00010663 | 0.00022207 | 7.1531e-05 | 5.2469e-05 | -1.4052e-05 | 0.13008 | 0.17539 | 0.16019
|  | 637.2355 | 0 | 637.2355 | 0 | 567.4924 | 0.0036084 | 569.5555 | 0.00055132 | 568.5723 | 0.00118 | 562.4898 | 0.00217 | 562.4898 | 0.04424 | 637.2355 | 0.0026343 | 564.0932 | 0.83375 | 569.5555 | 0.04424 | 562.4898 | 0.61471 | 562.2639 | 0.00477 | 564.0932 | 0.00034553 | 567.4924 | 0.00098806 | 562.4898 | 0.00015131 | 637.2355 | 0.00052027 | 562.4898 | -0.00011579 | 564.0932 | 0.58373 | 637.2355 | 0.75834 | 637.2355 | 0.69355 | 0 | 0 | 0.00094657 | 0.00015357 | 0.00026621 | 0.00046195 | 0.010153 | 0.00049314 | 0.18596 | 0.010425 | 0.13938 | 0.00089024 | 0.00017805 | 0.00022462 | 7.0451e-05 | 4.6889e-05 | -1.5407e-05 | 0.13028 | 0.17529 | 0.16082
|  | 637.4667 | 0 | 637.4667 | 0 | 567.7184 | 0.0047656 | 569.783 | 0.00079919 | 568.8008 | 0.00115 | 562.7157 | 0.00192 | 562.7157 | 0.04565 | 637.4667 | 0.0016322 | 564.316 | 0.83571 | 569.783 | 0.04744 | 562.7157 | 0.61932 | 562.4898 | 0.00311 | 564.316 | 0.0012529 | 567.7184 | 0.00099907 | 562.7157 | 0.00047245 | 637.4667 | -0.0001146 | 562.7157 | -2.0616e-05 | 564.316 | 0.58585 | 637.4667 | 0.75818 | 637.4667 | 0.69776 | 0 | 0 | 0.00095718 | 0.00013762 | 0.00026515 | 0.00037395 | 0.009952 | 0.00047759 | 0.18507 | 0.01069 | 0.14028 | 0.00087306 | 0.00021177 | 0.00022701 | 8.804e-05 | 4.2057e-05 | 3.7104e-06 | 0.13008 | 0.17491 | 0.16121
|  | 637.6979 | 0 | 637.6979 | 0 | 567.9445 | 0.0037046 | 570.0104 | 0.00041079 | 569.0294 | 0.00117 | 562.9416 | 0.00139 | 562.9416 | 0.04244 | 637.6979 | 0.0024994 | 564.5388 | 0.82578 | 570.0104 | 0.04655 | 562.9416 | 0.6224 | 562.7157 | 0.00462 | 564.5388 | 0.00064827 | 567.9445 | 0.0010098 | 562.9416 | 0.00030683 | 637.6979 | 0.00047843 | 562.9416 | 5.3459e-05 | 564.5388 | 0.58195 | 637.6979 | 0.75496 | 637.6979 | 0.69683 | 0 | 0 | 0.00095126 | 0.00010885 | 0.00026408 | 0.00045416 | 0.0096876 | 0.00047508 | 0.18459 | 0.010922 | 0.14152 | 0.00093091 | 0.00032756 | 0.00022943 | 0.00011267 | 4.1685e-05 | 1.2295e-05 | 0.13022 | 0.17316 | 0.16015
|  | 637.929 | 0 | 637.929 | 0 | 568.1705 | 0.0047109 | 570.2379 | 0.00054623 | 569.2581 | 0.00114 | 563.1676 | 0.00263 | 563.1676 | 0.04331 | 637.929 | 0.0016105 | 564.7615 | 0.83133 | 570.2379 | 0.04948 | 563.1676 | 0.63025 | 562.9416 | 0.00362 | 564.7615 | 0.0022924 | 568.1705 | 0.0010199 | 563.1676 | 0.00069044 | 637.929 | -0.00011782 | 563.1676 | 5.5369e-05 | 564.7615 | 0.58706 | 637.929 | 0.74306 | 637.929 | 0.68862 | 0 | 0 | 0.00097178 | 0.00011514 | 0.00026286 | 0.000397 | 0.0096797 | 0.00045585 | 0.18467 | 0.011235 | 0.14248 | 0.0010484 | 0.0003356 | 0.0002316 | 0.00010361 | 4.5678e-05 | 4.2209e-06 | 0.13025 | 0.1719 | 0.15953
|  | 638.1603 | 0 | 638.1603 | 0 | 568.3966 | 0.0038861 | 570.4654 | 0.00046608 | 569.4866 | 0.00116 | 563.3936 | 0.00088404 | 563.3936 | 0.04237 | 638.1603 | 0.0023327 | 564.9843 | 0.82662 | 570.4654 | 0.0493 | 563.3936 | 0.63093 | 563.1676 | 0.00566 | 564.9843 | 0.00072045 | 568.3966 | 0.001029 | 563.3936 | 0.00022665 | 638.1603 | 0.00051294 | 563.3936 | -1.8008e-05 | 564.9843 | 0.58225 | 638.1603 | 0.74393 | 638.1603 | 0.69137 | 0 | 0 | 0.00099162 | 0.00014825 | 0.00026172 | 0.00030211 | 0.0096304 | 0.00043547 | 0.18398 | 0.011423 | 0.14347 | 0.0011196 | 0.00024334 | 0.00023355 | 0.00013379 | 4.6529e-05 | -3.4769e-06 | 0.12995 | 0.17019 | 0.1585
|  | 638.3915 | 0 | 638.3915 | 0 | 568.6227 | 0.0048864 | 570.6929 | 0.00083702 | 569.7152 | 0.00113 | 563.6195 | 0.00179 | 563.6195 | 0.04287 | 638.3915 | 0.0014342 | 565.2071 | 0.82457 | 570.6929 | 0.0511 | 563.6195 | 0.63898 | 563.3936 | 0.00425 | 565.2072 | 0.0014636 | 568.6227 | 0.0010371 | 563.6195 | 0.00095757 | 638.3915 | -0.00011046 | 563.6195 | -1.2767e-05 | 565.2072 | 0.5841 | 638.3915 | 0.72828 | 638.3915 | 0.67968 | 0 | 0 | 0.00096809 | 0.0001514 | 0.00026065 | 0.00038535 | 0.0093636 | 0.00042622 | 0.18321 | 0.011726 | 0.14465 | 0.0011208 | 0.00027608 | 0.00023525 | 9.2764e-05 | 4.2041e-05 | 2.7714e-06 | 0.12968 | 0.16915 | 0.15813
|  | 638.6227 | 0 | 638.6227 | 0 | 568.8488 | 0.003678 | 570.9205 | 0.00049378 | 569.9438 | 0.00115 | 563.8455 | 0.00162 | 563.8455 | 0.03999 | 638.6227 | 0.0022523 | 565.4299 | 0.82016 | 570.9205 | 0.05197 | 563.8455 | 0.64107 | 563.6195 | 0.00567 | 565.4299 | 0.0010149 | 568.8488 | 0.0010441 | 563.8455 | -0.00013669 | 638.6227 | 0.00047408 | 563.8455 | 3.7291e-05 | 565.4299 | 0.58013 | 638.6227 | 0.73473 | 638.6227 | 0.68808 | 0 | 0 | 0.00095448 | 0.00014181 | 0.00025951 | 0.00048818 | 0.0090008 | 0.00044281 | 0.18355 | 0.011984 | 0.14546 | 0.0011029 | 0.0004759 | 0.00023671 | 3.2392e-05 | 4.2088e-05 | 8.9309e-06 | 0.12973 | 0.16965 | 0.15936
|  | 638.8539 | 0 | 638.8539 | 0 | 569.0748 | 0.004766 | 571.148 | 0.00075301 | 570.1725 | 0.00112 | 564.0715 | 0.0027 | 564.0715 | 0.03966 | 638.8539 | 0.0015776 | 565.6528 | 0.82723 | 571.148 | 0.05339 | 564.0715 | 0.64609 | 563.8455 | 0.00409 | 565.6528 | 0.0032563 | 569.0748 | 0.0010501 | 564.0715 | 0.00042333 | 638.8539 | -0.00011006 | 564.0715 | 4.174e-05 | 565.6528 | 0.58423 | 638.8539 | 0.73254 | 638.8539 | 0.69022 | 0 | 0 | 0.00095063 | 0.00013548 | 0.00025835 | 0.0005118 | 0.0090147 | 0.00045796 | 0.18461 | 0.012287 | 0.14635 | 0.0010882 | 0.00062869 | 0.00023807 | 4.6347e-05 | 3.5354e-05 | -3.4442e-06 | 0.12986 | 0.1682 | 0.15863
|  | 639.0852 | 0 | 639.0852 | 0 | 569.301 | 0.0036417 | 571.3755 | 0.00043778 | 570.4011 | 0.00114 | 564.2975 | 0.00183 | 564.2975 | 0.04013 | 639.0852 | 0.0023832 | 565.8756 | 0.82965 | 571.3755 | 0.05461 | 564.2975 | 0.64925 | 564.0715 | 0.00554 | 565.8756 | 0.0023863 | 569.301 | 0.0010555 | 564.2975 | -1.3098e-05 | 639.0852 | 0.00041582 | 564.2975 | -7.2225e-05 | 565.8756 | 0.5813 | 639.0852 | 0.72216 | 639.0852 | 0.68173 | 0 | 0 | 0.0009419 | 0.00011858 | 0.00025722 | 0.00041473 | 0.0090856 | 0.00046176 | 0.18365 | 0.01265 | 0.1474 | 0.0011253 | 0.00053192 | 0.00023932 | 9.4748e-05 | 3.7439e-05 | -5.6206e-06 | 0.12983 | 0.16785 | 0.15865
|  | 639.3164 | 0 | 639.3164 | 0 | 569.5271 | 0.0046887 | 571.6031 | 0.00060425 | 570.6298 | 0.00111 | 564.5235 | 0.00184 | 564.5235 | 0.04027 | 639.3164 | 0.0016103 | 566.0984 | 0.81863 | 571.6031 | 0.05655 | 564.5235 | 0.65509 | 564.2975 | 0.00442 | 566.0984 | 0.0023878 | 569.5271 | 0.0010611 | 564.5235 | 0.00085154 | 639.3164 | -9.2042e-05 | 564.5235 | 2.2487e-05 | 566.0984 | 0.5839 | 639.3164 | 0.72947 | 639.3164 | 0.69032 | 0 | 0 | 0.00093321 | 0.00011507 | 0.00025729 | 0.00042162 | 0.0088043 | 0.00046559 | 0.18227 | 0.012801 | 0.14876 | 0.0010939 | 0.00044905 | 0.00024066 | 5.6796e-05 | 4.4399e-05 | 5.7421e-06 | 0.13002 | 0.16766 | 0.15918
|  | 639.5477 | 0 | 639.5477 | 0 | 569.7532 | 0.0035648 | 571.8306 | 0.00040718 | 570.8585 | 0.00114 | 564.7496 | 0.00189 | 564.7496 | 0.03762 | 639.5477 | 0.0024161 | 566.3214 | 0.81678 | 571.8306 | 0.05597 | 564.7496 | 0.66096 | 564.5235 | 0.00526 | 566.3214 | 0.0016414 | 569.7532 | 0.0010674 | 564.7496 | -0.00034908 | 639.5477 | 0.000476 | 564.7496 | 2.8313e-05 | 566.3214 | 0.58268 | 639.5477 | 0.72043 | 639.5477 | 0.68627 | 0 | 0 | 0.00094078 | 0.00012235 | 0.00025722 | 0.00057296 | 0.0084362 | 0.00046366 | 0.18221 | 0.013184 | 0.15003 | 0.0012061 | 0.00039464 | 0.00024227 | 6.1456e-05 | 5.303e-05 | 2.1655e-05 | 0.13036 | 0.16592 | 0.15822
|  | 639.779 | 0 | 639.779 | 0 | 569.9794 | 0.0047557 | 572.0582 | 0.00066795 | 571.0871 | 0.00111 | 564.9756 | 0.00318 | 564.9756 | 0.03703 | 639.779 | 0.0015934 | 566.5442 | 0.8186 | 572.0582 | 0.05988 | 564.9756 | 0.66666 | 564.7496 | 0.00541 | 566.5442 | 0.0019005 | 569.9794 | 0.0010753 | 564.9756 | 0.00089289 | 639.779 | -1.7429e-05 | 564.9756 | 0.00016331 | 566.5442 | 0.58733 | 639.779 | 0.71434 | 639.779 | 0.68193 | 0 | 0 | 0.00092324 | 0.00011637 | 0.00025729 | 0.00058665 | 0.0085398 | 0.00045315 | 0.18198 | 0.013626 | 0.15119 | 0.0013007 | 0.00050797 | 0.00024428 | 0.00013521 | 6.2508e-05 | 1.3272e-05 | 0.13068 | 0.16443 | 0.15748
|  | 640.0103 | 0 | 640.0103 | 0 | 570.2055 | 0.0034097 | 572.2858 | 0.00035459 | 571.3158 | 0.00114 | 565.2017 | 0.00201 | 565.2017 | 0.03852 | 640.0103 | 0.002325 | 566.7671 | 0.81425 | 572.2858 | 0.05986 | 565.2017 | 0.67086 | 564.9756 | 0.0061 | 566.7671 | 0.0026573 | 570.2055 | 0.0010852 | 565.2017 | 0.00030325 | 640.0103 | 0.00055794 | 565.2017 | -4.5895e-05 | 566.7671 | 0.58523 | 640.0103 | 0.70753 | 640.0103 | 0.67978 | 0 | 0 | 0.00091834 | 0.00011882 | 0.00025613 | 0.00042377 | 0.0086155 | 0.0004586 | 0.18209 | 0.013909 | 0.15214 | 0.001214 | 0.00069224 | 0.00024688 | 0.0001096 | 6.659e-05 | -6.4326e-07 | 0.13055 | 0.16288 | 0.1567
|  | 640.2416 | 0 | 640.2416 | 0 | 570.4317 | 0.0047102 | 572.5134 | 0.00068951 | 571.5445 | 0.0011 | 565.4277 | 0.00174 | 565.4277 | 0.03772 | 640.2416 | 0.0016402 | 566.99 | 0.81955 | 572.5134 | 0.06236 | 565.4277 | 0.67549 | 565.2017 | 0.00464 | 566.99 | 0.003554 | 570.4317 | 0.0010976 | 565.4277 | 0.00066664 | 640.2416 | 1.7825e-05 | 565.4277 | 4.0203e-05 | 566.99 | 0.58613 | 640.2416 | 0.7008 | 640.2416 | 0.67509 | 0 | 0 | 0.00092431 | 0.00011619 | 0.000255 | 0.00038999 | 0.008565 | 0.00046197 | 0.18219 | 0.014248 | 0.15329 | 0.0011888 | 0.00045451 | 0.00024991 | 5.181e-05 | 5.7995e-05 | -4.5425e-06 | 0.1304 | 0.16166 | 0.15599
|  | 640.4729 | 0 | 640.4729 | 0 | 570.6578 | 0.0034646 | 572.741 | 0.00033153 | 571.7732 | 0.00113 | 565.6537 | 0.00171 | 565.6537 | 0.03805 | 640.4729 | 0.0023542 | 567.2129 | 0.81519 | 572.741 | 0.06284 | 565.6537 | 0.68055 | 565.4277 | 0.00588 | 567.2129 | 0.0005242 | 570.6578 | 0.0011126 | 565.6537 | -0.00020831 | 640.4729 | 0.00048362 | 565.6537 | -8.0387e-05 | 567.2129 | 0.58387 | 640.4729 | 0.69696 | 640.4729 | 0.67367 | 0 | 0 | 0.00092543 | 0.0001086 | 0.00025507 | 0.00036736 | 0.0082821 | 0.00046289 | 0.18111 | 0.01454 | 0.15435 | 0.0012344 | 0.00031051 | 0.0002536 | 5.2861e-05 | 5.8026e-05 | -8.7796e-06 | 0.1303 | 0.16119 | 0.15622
|  | 640.7042 | 0 | 640.7042 | 0 | 570.884 | 0.004718 | 572.9686 | 0.00062273 | 572.0019 | 0.0011 | 565.8798 | 0.00154 | 565.8798 | 0.03522 | 640.7042 | 0.001648 | 567.4358 | 0.80983 | 572.9686 | 0.06493 | 565.8798 | 0.685 | 565.6537 | 0.00504 | 567.4358 | 0.0022619 | 570.884 | 0.0011298 | 565.8798 | 0.00067596 | 640.7042 | 1.8073e-05 | 565.8798 | 2.7157e-06 | 567.4358 | 0.5853 | 640.7042 | 0.69671 | 640.7042 | 0.67701 | 0 | 0 | 0.00093825 | 0.00011927 | 0.00025386 | 0.00035042 | 0.0079286 | 0.00045077 | 0.18041 | 0.014858 | 0.15541 | 0.0012728 | 0.00043824 | 0.00025768 | 8.3943e-05 | 5.2175e-05 | 6.1837e-06 | 0.13042 | 0.16102 | 0.15679
|  | 640.9356 | 0 | 640.9356 | 0 | 571.1102 | 0.0035779 | 573.1963 | 0.00042507 | 572.2306 | 0.00112 | 566.1059 | 0.00156 | 566.1059 | 0.03492 | 640.9356 | 0.0022491 | 567.6587 | 0.80895 | 573.1963 | 0.0656 | 566.1059 | 0.68985 | 565.8798 | 0.00622 | 567.6587 | 0.0016703 | 571.1102 | 0.0011486 | 566.1059 | 6.6633e-05 | 640.9356 | 0.000433 | 566.1059 | 5.1988e-05 | 567.6587 | 0.58495 | 640.9356 | 0.69532 | 640.9356 | 0.67848 | 0 | 0 | 0.00093414 | 0.00010497 | 0.00025278 | 0.00028884 | 0.0078196 | 0.00045135 | 0.18124 | 0.015151 | 0.15629 | 0.0013576 | 0.00053387 | 0.00026205 | 8.6861e-05 | 6.0082e-05 | 1.0064e-05 | 0.13064 | 0.16099 | 0.15742
|  | 641.1669 | 0 | 641.1669 | 0 | 571.3364 | 0.0046816 | 573.4239 | 0.00049738 | 572.4594 | 0.00109 | 566.332 | 0.00099468 | 566.332 | 0.03424 | 641.1669 | 0.0016529 | 567.8817 | 0.81683 | 573.4239 | 0.06754 | 566.332 | 0.69243 | 566.1059 | 0.00579 | 567.8817 | 0.0031187 | 571.3364 | 0.0011684 | 566.332 | 0.00070161 | 641.1669 | 8.6425e-05 | 566.332 | 3.702e-05 | 567.8817 | 0.58689 | 641.1669 | 0.69652 | 641.1669 | 0.68243 | 0 | 0 | 0.00091498 | 0.00010089 | 0.00025278 | 0.000308 | 0.007663 | 0.0004297 | 0.18134 | 0.015595 | 0.15733 | 0.0014393 | 0.00042472 | 0.00026654 | 0.00010339 | 5.6551e-05 | 9.0959e-06 | 0.13066 | 0.16023 | 0.15736
|  | 641.3983 | 0 | 641.3983 | 0 | 571.5626 | 0.0034085 | 573.6516 | 0.00038896 | 572.6882 | 0.00112 | 566.5581 | 0.00173 | 566.5581 | 0.03355 | 641.3983 | 0.0020616 | 568.1046 | 0.8103 | 573.6516 | 0.06946 | 566.5581 | 0.69938 | 566.332 | 0.00694 | 568.1046 | 0.00069222 | 571.5626 | 0.0011883 | 566.5581 | 0.00021298 | 641.3983 | 0.00040244 | 566.5581 | 4.3446e-05 | 568.1046 | 0.58546 | 641.3983 | 0.68863 | 641.3983 | 0.67789 | 0 | 0 | 0.00092642 | 0.0001219 | 0.00025278 | 0.00051445 | 0.007702 | 0.00041734 | 0.18055 | 0.016119 | 0.15903 | 0.0014367 | 0.00041483 | 0.00027106 | 0.00012643 | 3.8545e-05 | 5.2774e-06 | 0.13063 | 0.15975 | 0.15738
|  | 641.6296 | 0 | 641.6296 | 0 | 571.7889 | 0.0047805 | 573.8793 | 0.00068168 | 572.9169 | 0.00109 | 566.7842 | 0.00282 | 566.7842 | 0.03457 | 641.6296 | 0.001546 | 568.3275 | 0.80928 | 573.8793 | 0.07211 | 566.7842 | 0.7072 | 566.5581 | 0.00577 | 568.3275 | 0.0030289 | 571.7889 | 0.0012077 | 566.7842 | 0.00090521 | 641.6296 | -6.9248e-05 | 566.7842 | 3.2295e-06 | 568.3275 | 0.58631 | 641.6296 | 0.69226 | 641.6296 | 0.68254 | 0 | 0 | 0.00094914 | 0.00012535 | 0.00025164 | 0.00051221 | 0.0075927 | 0.00041433 | 0.18012 | 0.016504 | 0.15997 | 0.0013907 | 0.00059528 | 0.00027522 | 0.00011276 | 2.7734e-05 | 1.7992e-06 | 0.13036 | 0.15895 | 0.15709
|  | 641.861 | 0 | 641.861 | 0 | 572.0151 | 0.0036117 | 574.1069 | 0.00041955 | 573.1457 | 0.00111 | 567.0104 | 0.00171 | 567.0104 | 0.03258 | 641.861 | 0.0020354 | 568.5505 | 0.8064 | 574.1069 | 0.07288 | 567.0104 | 0.70759 | 566.7842 | 0.00653 | 568.5505 | 0.0023109 | 572.0151 | 0.0012258 | 567.0104 | 9.2049e-05 | 641.861 | 0.00030898 | 567.0104 | 1.2683e-05 | 568.5505 | 0.58308 | 641.861 | 0.68165 | 641.861 | 0.67529 | 0 | 0 | 0.00095123 | 0.00012534 | 0.00025056 | 0.00046809 | 0.0073526 | 0.00041741 | 0.18041 | 0.016929 | 0.16074 | 0.0014835 | 0.00065269 | 0.00027924 | 9.2521e-05 | 3.9254e-05 | -6.0625e-08 | 0.13051 | 0.1569 | 0.15568
|  | 642.0924 | 0 | 642.0924 | 0 | 572.2413 | 0.0047967 | 574.3346 | 0.00068153 | 573.3745 | 0.00108 | 567.2365 | 0.00243 | 567.2365 | 0.03245 | 642.0924 | 0.0015726 | 568.7734 | 0.8119 | 574.3346 | 0.07584 | 567.2365 | 0.71411 | 567.0104 | 0.00659 | 568.7734 | 0.0035439 | 572.2413 | 0.0012425 | 567.2365 | 0.00072625 | 642.0924 | 3.0329e-05 | 567.2365 | -1.3219e-05 | 568.7734 | 0.58757 | 642.0924 | 0.67455 | 642.0924 | 0.6704 | 0 | 0 | 0.00094046 | 0.00013141 | 0.00024941 | 0.00048281 | 0.0072772 | 0.00040887 | 0.17963 | 0.017235 | 0.16205 | 0.0016123 | 0.00051873 | 0.00028284 | 0.00012454 | 4.6966e-05 | -6.384e-06 | 0.13078 | 0.15538 | 0.15466
|  | 642.3238 | 0 | 642.3238 | 0 | 572.4676 | 0.0035165 | 574.5623 | 0.00047252 | 573.6033 | 0.0011 | 567.4627 | 0.00184 | 567.4627 | 0.03191 | 642.3238 | 0.0019613 | 568.9964 | 0.79945 | 574.5623 | 0.07552 | 567.4627 | 0.71907 | 567.2365 | 0.00767 | 568.9964 | 0.0011092 | 572.4676 | 0.0012576 | 567.4627 | 0.00037516 | 642.3238 | 0.0003756 | 567.4627 | -4.3242e-05 | 568.9964 | 0.58555 | 642.3238 | 0.66841 | 642.3238 | 0.66635 | 0 | 0 | 0.00093464 | 0.00012822 | 0.00024706 | 0.00042637 | 0.0070289 | 0.00040155 | 0.17843 | 0.017639 | 0.16334 | 0.0015457 | 0.00038671 | 0.0002861 | 0.00012099 | 5.484e-05 | 9.1064e-06 | 0.13036 | 0.15436 | 0.1543
|  | 642.5552 | 0 | 642.5552 | 0 | 572.6938 | 0.0047453 | 574.79 | 0.00065361 | 573.8321 | 0.00106 | 567.6888 | 0.00193 | 567.6888 | 0.03024 | 642.5552 | 0.0015092 | 569.2194 | 0.80071 | 574.79 | 0.0794 | 567.6888 | 0.72518 | 567.4627 | 0.006 | 569.2194 | 0.0023587 | 572.6938 | 0.0012713 | 567.6888 | 0.00069469 | 642.5552 | 9.8364e-05 | 567.6888 | 0.00012376 | 569.2194 | 0.58346 | 642.5552 | 0.66565 | 642.5552 | 0.66722 | 0 | 0 | 0.00093463 | 0.00010744 | 0.00024605 | 0.00042854 | 0.0070103 | 0.00040168 | 0.17751 | 0.018254 | 0.16464 | 0.0015675 | 0.00040784 | 0.00028916 | 8.574e-05 | 4.8564e-05 | 1.166e-05 | 0.12977 | 0.15426 | 0.15487
|  | 642.7866 | 0 | 642.7866 | 0 | 572.9202 | 0.0035142 | 575.0178 | 0.00029004 | 574.061 | 0.00109 | 567.915 | 0.00186 | 567.915 | 0.03176 | 642.7866 | 0.0019622 | 569.4424 | 0.79113 | 575.0178 | 0.08092 | 567.915 | 0.73092 | 567.6888 | 0.00786 | 569.4424 | 0.0012987 | 572.9202 | 0.001284 | 567.915 | 6.3603e-05 | 642.7866 | 0.00032134 | 567.915 | -2.0637e-05 | 569.4424 | 0.58026 | 642.7866 | 0.66755 | 642.7866 | 0.67125 | 0 | 0 | 0.00093384 | 0.00010182 | 0.00024484 | 0.0004128 | 0.0069994 | 0.00041353 | 0.17772 | 0.018729 | 0.16563 | 0.001635 | 0.00039914 | 0.00029186 | 9.7602e-05 | 4.0213e-05 | -3.0401e-06 | 0.12943 | 0.15418 | 0.15534
|  | 643.0181 | 0 | 643.0181 | 0 | 573.1464 | 0.0047405 | 575.2455 | 0.00060398 | 574.2898 | 0.00105 | 568.1412 | 0.00179 | 568.1412 | 0.03013 | 643.0181 | 0.0016115 | 569.6654 | 0.803 | 575.2455 | 0.08353 | 568.1412 | 0.73361 | 567.915 | 0.0066 | 569.6654 | 0.0022817 | 573.1464 | 0.001296 | 568.1412 | 0.0007994 | 643.0181 | 2.618e-05 | 568.1412 | -6.2445e-06 | 569.6654 | 0.58079 | 643.0181 | 0.66484 | 643.0181 | 0.67121 | 0 | 0 | 0.00091704 | 0.00012109 | 0.0002437 | 0.00039585 | 0.0069342 | 0.00040966 | 0.17746 | 0.019078 | 0.16656 | 0.0016874 | 0.00047248 | 0.00029464 | 0.00011348 | 4.5101e-05 | -1.4883e-05 | 0.12941 | 0.15351 | 0.15533
|  | 643.2495 | 0 | 643.2495 | 0 | 573.3727 | 0.0033635 | 575.4733 | 0.00045946 | 574.5186 | 0.00108 | 568.3674 | 0.00171 | 568.3674 | 0.03118 | 643.2495 | 0.0019285 | 569.8884 | 0.78842 | 575.4733 | 0.08402 | 568.3674 | 0.73903 | 568.1412 | 0.00832 | 569.8884 | 0.0019554 | 573.3727 | 0.0013078 | 568.3674 | 0.00020399 | 643.2495 | 0.00036355 | 568.3674 | -0.00012535 | 569.8884 | 0.57972 | 643.2495 | 0.66164 | 643.2495 | 0.67106 | 0 | 0 | 0.00089347 | 0.00011222 | 0.00024261 | 0.00043543 | 0.00676 | 0.00040981 | 0.17596 | 0.019546 | 0.16786 | 0.0018232 | 0.00047794 | 0.00029737 | 7.2263e-05 | 5.6898e-05 | -1.2265e-05 | 0.12941 | 0.15211 | 0.1545
|  | 643.481 | 0 | 643.481 | 0 | 573.5991 | 0.0045322 | 575.7011 | 0.00052589 | 574.7475 | 0.00104 | 568.5936 | 0.00214 | 568.5936 | 0.02859 | 643.481 | 0.0016128 | 570.1115 | 0.78914 | 575.7011 | 0.0876 | 568.5936 | 0.74518 | 568.3674 | 0.0078 | 570.1115 | 0.0023295 | 573.5991 | 0.0013201 | 568.5936 | 0.00043494 | 643.481 | 0.00012812 | 568.5936 | 1.6907e-05 | 570.1115 | 0.58045 | 643.481 | 0.65276 | 643.481 | 0.66402 | 0 | 0 | 0.00089483 | 0.00010717 | 0.00024147 | 0.00042298 | 0.0064464 | 0.00042383 | 0.1751 | 0.020148 | 0.16917 | 0.0018458 | 0.00059717 | 0.00030025 | 2.2538e-05 | 7.0417e-05 | 3.9234e-06 | 0.12868 | 0.15106 | 0.15398
|  | 643.7124 | 0 | 643.7124 | 0 | 573.8254 | 0.0033755 | 575.9288 | 0.00041509 | 574.9764 | 0.00107 | 568.8198 | 0.0016 | 568.8198 | 0.02841 | 643.7124 | 0.0020495 | 570.3345 | 0.78111 | 575.9288 | 0.08931 | 568.8198 | 0.75065 | 568.5936 | 0.00852 | 570.3345 | 0.0030258 | 573.8254 | 0.0013333 | 568.8198 | -0.00023566 | 643.7124 | 0.00048034 | 568.8198 | 1.7784e-05 | 570.3345 | 0.5735 | 643.7124 | 0.65253 | 643.7124 | 0.66653 | 0 | 0 | 0.00089114 | 0.00013331 | 0.00024147 | 0.00042311 | 0.0063624 | 0.00042026 | 0.17417 | 0.020768 | 0.17026 | 0.0017914 | 0.00057265 | 0.00030338 | 1.7314e-05 | 8.1644e-05 | -6.8301e-07 | 0.12829 | 0.15037 | 0.15387
|  | 643.9439 | 0 | 643.9439 | 0 | 574.0517 | 0.0044996 | 576.1566 | 0.00075536 | 575.2053 | 0.00104 | 569.046 | 0.00214 | 569.046 | 0.02783 | 643.9439 | 0.0015816 | 570.5576 | 0.78075 | 576.1566 | 0.09303 | 569.046 | 0.75436 | 568.8198 | 0.00732 | 570.5576 | 0.0021096 | 574.0517 | 0.0013477 | 569.046 | 0.00038871 | 643.9439 | 0.00022507 | 569.046 | -2.3821e-05 | 570.5576 | 0.577 | 643.9439 | 0.64667 | 643.9439 | 0.66292 | 0 | 0 | 0.00089355 | 0.00012852 | 0.00024147 | 0.00027332 | 0.0062951 | 0.00040105 | 0.17413 | 0.021264 | 0.17114 | 0.0018576 | 0.00044098 | 0.00030685 | 3.9219e-05 | 7.3633e-05 | 9.435e-07 | 0.12872 | 0.14954 | 0.15362
|  | 644.1754 | 0 | 644.1754 | 0 | 574.278 | 0.0033968 | 576.3844 | 0.00037308 | 575.4341 | 0.00107 | 569.2722 | 0.00027661 | 569.2722 | 0.02783 | 644.1754 | 0.0018835 | 570.7806 | 0.7804 | 576.3844 | 0.09368 | 569.2722 | 0.75879 | 569.046 | 0.0091 | 570.7806 | 0.0018439 | 574.278 | 0.0013639 | 569.2722 | -4.194e-05 | 644.1754 | 0.00041112 | 569.2722 | 3.2163e-05 | 570.7806 | 0.57701 | 644.1754 | 0.64535 | 644.1754 | 0.66433 | 0 | 0 | 0.00090418 | 0.00010191 | 0.00024147 | 0.00025302 | 0.0063248 | 0.0003947 | 0.1738 | 0.021744 | 0.17246 | 0.0019363 | 0.00066078 | 0.00031078 | 0.00015024 | 6.1653e-05 | 8.2709e-06 | 0.12835 | 0.14865 | 0.15337
|  | 644.4069 | 0 | 644.4069 | 0 | 574.5044 | 0.0045914 | 576.6122 | 0.00052173 | 575.663 | 0.00104 | 569.4985 | 0.00196 | 569.4985 | 0.02808 | 644.4069 | 0.0015264 | 571.0037 | 0.77781 | 576.6122 | 0.09724 | 569.4985 | 0.76568 | 569.2722 | 0.00802 | 571.0037 | 0.0040801 | 574.5044 | 0.0013818 | 569.4985 | 0.00137 | 644.4069 | 0.00012151 | 569.4985 | 4.095e-05 | 571.0037 | 0.57367 | 644.4069 | 0.63885 | 644.4069 | 0.66069 | 0 | 0 | 0.00087998 | 9.5747e-05 | 0.00024154 | 0.00039709 | 0.0061961 | 0.00038336 | 0.17262 | 0.022287 | 0.17381 | 0.0019254 | 0.0007233 | 0.00031496 | 0.00012297 | 4.5186e-05 | -4.0758e-06 | 0.12775 | 0.14759 | 0.15292
|  | 644.6384 | 0 | 644.6384 | 0 | 574.7307 | 0.0031851 | 576.84 | 0.00031871 | 575.892 | 0.00107 | 569.7247 | 0.00155 | 569.7247 | 0.02669 | 644.6384 | 0.0017855 | 571.2268 | 0.76971 | 576.84 | 0.09839 | 569.7247 | 0.77071 | 569.4985 | 0.009 | 571.2268 | 0.0024044 | 574.7307 | 0.0014015 | 569.7247 | -0.00028298 | 644.6384 | 0.00026886 | 569.7247 | -7.6977e-05 | 571.2268 | 0.57166 | 644.6384 | 0.63621 | 644.6384 | 0.66044 | 0 | 0 | 0.00086384 | 9.1802e-05 | 0.00024147 | 0.00043894 | 0.0060287 | 0.00038212 | 0.17244 | 0.022808 | 0.17485 | 0.0019741 | 0.00075809 | 0.00031971 | 0.00010827 | 4.8171e-05 | 3.4874e-06 | 0.1281 | 0.14748 | 0.15342
|  | 644.8699 | 0 | 644.8699 | 0 | 574.9571 | 0.0044467 | 577.0679 | 0.00048713 | 576.1209 | 0.00104 | 569.951 | 0.00233 | 569.951 | 0.0266 | 644.8699 | 0.0015154 | 571.4499 | 0.77629 | 577.0679 | 0.10182 | 569.951 | 0.77484 | 569.7247 | 0.00845 | 571.4499 | 0.0043921 | 574.9571 | 0.001423 | 569.951 | 0.00124 | 644.8699 | 0.00014727 | 569.951 | 0.0001078 | 571.4499 | 0.57676 | 644.8699 | 0.63779 | 644.8699 | 0.66491 | 0 | 0 | 0.00088401 | 9.9145e-05 | 0.00024039 | 0.00046509 | 0.006062 | 0.00037351 | 0.17198 | 0.0234 | 0.17587 | 0.0021268 | 0.00061178 | 0.00032473 | 0.00011334 | 5.7963e-05 | 5.4163e-06 | 0.12774 | 0.14691 | 0.15342
|  | 645.1014 | 0 | 645.1014 | 0 | 575.1835 | 0.0033633 | 577.2957 | 0.00038313 | 576.3498 | 0.00106 | 570.1773 | 0.00178 | 570.1773 | 0.02697 | 645.1014 | 0.001711 | 571.673 | 0.76555 | 577.2957 | 0.10358 | 570.1773 | 0.7793 | 569.951 | 0.01035 | 571.673 | 0.0010927 | 575.1835 | 0.0014459 | 570.1773 | -0.0002384 | 645.1014 | 0.00035342 | 570.1773 | -5.994e-05 | 571.673 | 0.56845 | 645.1014 | 0.63121 | 645.1014 | 0.6604 | 0 | 0 | 0.00087791 | 0.00011607 | 0.00023925 | 0.00036539 | 0.0060081 | 0.00036587 | 0.17085 | 0.024088 | 0.17702 | 0.0021636 | 0.00052858 | 0.00033005 | 7.114e-05 | 5.6026e-05 | 2.9043e-06 | 0.12728 | 0.14577 | 0.15271
|  | 645.3329 | 0 | 645.3329 | 0 | 575.4099 | 0.0043928 | 577.5236 | 0.00063571 | 576.5787 | 0.00103 | 570.4036 | 0.00145 | 570.4036 | 0.02614 | 645.3329 | 0.0014494 | 571.8961 | 0.76567 | 577.5236 | 0.10787 | 570.4036 | 0.7855 | 570.1773 | 0.00877 | 571.8961 | 0.0036449 | 575.4099 | 0.00147 | 570.4036 | 0.00086726 | 645.3329 | 0.00013054 | 570.4036 | 8.5614e-05 | 571.8961 | 0.57235 | 645.3329 | 0.62794 | 645.3329 | 0.65877 | 0 | 0 | 0.00088109 | 0.00011291 | 0.0002393 | 0.00040398 | 0.0058538 | 0.00036081 | 0.17001 | 0.024833 | 0.17792 | 0.0021471 | 0.00066525 | 0.00033573 | 0.00011351 | 3.9089e-05 | 1.2648e-05 | 0.1273 | 0.14514 | 0.15259
|  | 645.5645 | 0 | 645.5645 | 0 | 575.6363 | 0.0033893 | 577.7515 | 0.00035514 | 576.8077 | 0.00106 | 570.6299 | 0.00212 | 570.6299 | 0.02559 | 645.5645 | 0.0016671 | 572.1192 | 0.75854 | 577.7515 | 0.11006 | 570.6299 | 0.78679 | 570.4036 | 0.01021 | 572.1192 | 0.0023192 | 575.6363 | 0.0014952 | 570.6299 | 0.00013583 | 645.5645 | 0.00020709 | 570.6299 | 2.6158e-05 | 572.1192 | 0.56888 | 645.5645 | 0.6257 | 645.5645 | 0.65919 | 0 | 0 | 0.000908 | 0.00010615 | 0.0002381 | 0.00039493 | 0.0059081 | 0.000373 | 0.16936 | 0.025463 | 0.17855 | 0.0022134 | 0.00070323 | 0.00034145 | 6.6867e-05 | 5.3388e-05 | 1.1691e-05 | 0.12703 | 0.14426 | 0.15236
|  | 645.7961 | 0 | 645.7961 | 0 | 575.8627 | 0.0046327 | 577.9793 | 0.00057665 | 577.0367 | 0.00102 | 570.8562 | 0.00137 | 570.8562 | 0.02662 | 645.7961 | 0.0015545 | 572.3424 | 0.75935 | 577.9793 | 0.11345 | 570.8562 | 0.79103 | 570.6299 | 0.00935 | 572.3423 | 0.0039837 | 575.8627 | 0.0015214 | 570.8562 | 0.00045508 | 645.7961 | 0.00025402 | 570.8562 | 7.7155e-05 | 572.3423 | 0.56971 | 645.7961 | 0.62029 | 645.7961 | 0.65679 | 0 | 0 | 0.0008932 | 0.000107 | 0.00023703 | 0.00028177 | 0.0058798 | 0.00036747 | 0.16851 | 0.026117 | 0.17955 | 0.0022836 | 0.00065967 | 0.00034758 | 4.5992e-05 | 6.8563e-05 | 7.4093e-06 | 0.12648 | 0.14322 | 0.15198
|  | 646.0276 | 0 | 646.0276 | 0 | 576.0891 | 0.0032564 | 578.2072 | 0.00036235 | 577.2657 | 0.00105 | 571.0825 | 0.00112 | 571.0825 | 0.02534 | 646.0276 | 0.0016192 | 572.5655 | 0.751 | 578.2072 | 0.11575 | 571.0825 | 0.79569 | 570.8562 | 0.01083 | 572.5655 | 0.0019288 | 576.0891 | 0.0015486 | 571.0825 | -4.8645e-05 | 646.0276 | 0.00033814 | 571.0825 | -1.1679e-05 | 572.5655 | 0.56393 | 646.0276 | 0.61668 | 646.0276 | 0.65578 | 0 | 0 | 0.00087043 | 0.00011117 | 0.00023587 | 0.00032816 | 0.0055652 | 0.00035862 | 0.16728 | 0.026671 | 0.1806 | 0.0023594 | 0.0006206 | 0.00035387 | 4.7278e-05 | 6.6766e-05 | -2.9895e-06 | 0.12589 | 0.14256 | 0.15194
|  | 646.2592 | 0 | 646.2592 | 0 | 576.3156 | 0.0044316 | 578.4351 | 0.00061323 | 577.4947 | 0.00101 | 571.3088 | 0.00178 | 571.3088 | 0.02384 | 646.2592 | 0.0014779 | 572.7886 | 0.74826 | 578.4351 | 0.1183 | 571.3088 | 0.8003 | 571.0825 | 0.01002 | 572.7886 | 0.0036335 | 576.3156 | 0.001577 | 571.3088 | 0.00046645 | 646.2592 | 0.00023848 | 571.3088 | -1.4739e-05 | 572.7886 | 0.56438 | 646.2592 | 0.61449 | 646.2592 | 0.65645 | 0 | 0 | 0.00087238 | 0.00010805 | 0.00023358 | 0.0003474 | 0.0053977 | 0.00035105 | 0.16667 | 0.02717 | 0.18158 | 0.0024635 | 0.00072617 | 0.00036047 | 7.3652e-05 | 6.2504e-05 | -2.2812e-06 | 0.12581 | 0.14205 | 0.15209
|  | 646.4908 | 0 | 646.4908 | 0 | 576.542 | 0.0032735 | 578.663 | 0.00033497 | 577.7237 | 0.00103 | 571.5352 | 0.00129 | 571.5352 | 0.02386 | 646.4908 | 0.0015538 | 573.0118 | 0.74521 | 578.663 | 0.12014 | 571.5352 | 0.80431 | 571.3088 | 0.01175 | 573.0118 | 0.0028732 | 576.542 | 0.0016068 | 571.5352 | 0.00018442 | 646.4908 | 0.00030131 | 571.5352 | -5.4198e-06 | 573.0118 | 0.56291 | 646.4908 | 0.61221 | 646.4908 | 0.65696 | 0 | 0 | 0.00086306 | 0.00011094 | 0.00023168 | 0.00037579 | 0.005441 | 0.00034726 | 0.16626 | 0.027859 | 0.18232 | 0.0025506 | 0.00057679 | 0.00036743 | 0.00014199 | 6.1842e-05 | 4.1053e-06 | 0.12549 | 0.14165 | 0.15225
|  | 646.7224 | 0 | 646.7224 | 0 | 576.7684 | 0.0043493 | 578.8909 | 0.00063855 | 577.9527 | 0.00099329 | 571.7615 | 0.00203 | 571.7615 | 0.02421 | 646.7224 | 0.001445 | 573.235 | 0.7449 | 578.8909 | 0.12433 | 571.7615 | 0.80639 | 571.5352 | 0.01079 | 573.235 | 0.0022964 | 576.7684 | 0.0016384 | 571.7615 | 0.00107 | 646.7224 | 0.00023274 | 571.7615 | 4.1689e-05 | 573.235 | 0.56183 | 646.7224 | 0.611 | 646.7224 | 0.65777 | 0 | 0 | 0.00086222 | 0.00011409 | 0.00023052 | 0.0004017 | 0.0054348 | 0.00034207 | 0.16555 | 0.028617 | 0.18335 | 0.0025241 | 0.00072728 | 0.00037478 | 9.768e-05 | 6.2435e-05 | 2.8745e-06 | 0.12527 | 0.14118 | 0.15229
|  | 646.954 | 0 | 646.954 | 0 | 576.9949 | 0.0032662 | 579.1189 | 0.00036235 | 578.1817 | 0.00102 | 571.9878 | 0.00152 | 571.9878 | 0.02382 | 646.954 | 0.0015087 | 573.4582 | 0.73848 | 579.1189 | 0.12673 | 571.9878 | 0.81391 | 571.7615 | 0.01151 | 573.4582 | 0.0042202 | 576.9949 | 0.0016718 | 571.9878 | -0.00020676 | 646.954 | 0.00030638 | 571.9878 | -1.6286e-05 | 573.4582 | 0.56062 | 646.954 | 0.60809 | 646.954 | 0.65724 | 0 | 0 | 0.00085299 | 0.00012726 | 0.00023365 | 0.00030222 | 0.0052962 | 0.00034931 | 0.16479 | 0.029411 | 0.18444 | 0.0025686 | 0.00087277 | 0.00038263 | 1.9733e-05 | 6.555e-05 | 1.6234e-06 | 0.12487 | 0.14009 | 0.15171
|  | 647.1856 | 0 | 647.1856 | 0 | 577.2214 | 0.0042657 | 579.3469 | 0.00075416 | 578.4108 | 0.00102 | 572.2142 | 0.00115 | 572.2142 | 0.02297 | 647.1856 | 0.0015076 | 573.6813 | 0.73843 | 579.3469 | 0.13131 | 572.2142 | 0.81555 | 571.9878 | 0.01119 | 573.6813 | 0.0036022 | 577.2214 | 0.0017068 | 572.2142 | 0.00038109 | 647.1856 | 0.00025963 | 572.2142 | 3.0628e-05 | 573.6813 | 0.55852 | 647.1856 | 0.60158 | 647.1856 | 0.65279 | 0 | 0 | 0.00086479 | 0.00013363 | 0.0002325 | 0.00025128 | 0.0052316 | 0.00033821 | 0.16379 | 0.030151 | 0.1851 | 0.0026781 | 0.00062979 | 0.00039071 | 4.5713e-05 | 5.992e-05 | 2.2068e-06 | 0.12466 | 0.13903 | 0.1512
|  | 647.4173 | 0 | 647.4173 | 0 | 577.4479 | 0.0033703 | 579.5748 | 0.00041815 | 578.6398 | 0.00101 | 572.4406 | 0.00107 | 572.4406 | 0.02325 | 647.4173 | 0.0014127 | 573.9045 | 0.72919 | 579.5748 | 0.13321 | 572.4406 | 0.81976 | 572.2142 | 0.01247 | 573.9045 | 0.002041 | 577.4479 | 0.0017431 | 572.4406 | 2.2767e-05 | 647.4173 | 0.00025775 | 572.4406 | -1.1132e-05 | 573.9045 | 0.55846 | 647.4173 | 0.59884 | 647.4173 | 0.6527 | 0 | 0 | 0.00086659 | 0.00012092 | 0.00023136 | 0.00034636 | 0.0051467 | 0.00032851 | 0.16276 | 0.030777 | 0.18591 | 0.0027109 | 0.00066662 | 0.00039903 | 7.7758e-05 | 6.6639e-05 | 3.0625e-07 | 0.12463 | 0.1383 | 0.15099
|  | 647.6489 | 0 | 647.6489 | 0 | 577.6744 | 0.0042817 | 579.8028 | 0.00064273 | 578.8689 | 0.00101 | 572.667 | 0.00199 | 572.667 | 0.02222 | 647.6489 | 0.0014236 | 574.1278 | 0.72878 | 579.8028 | 0.1368 | 572.667 | 0.82269 | 572.4406 | 0.01148 | 574.1278 | 0.0039306 | 577.6744 | 0.0017803 | 572.667 | 0.0006642 | 647.6489 | 0.0003176 | 572.667 | 1.3837e-05 | 574.1278 | 0.55795 | 647.6489 | 0.59516 | 647.6489 | 0.65087 | 0 | 0 | 0.00085925 | 0.00011116 | 0.00023135 | 0.00040306 | 0.004907 | 0.00032661 | 0.16229 | 0.031527 | 0.18675 | 0.0027562 | 0.00064406 | 0.00040746 | 8.015e-05 | 6.4806e-05 | -4.609e-07 | 0.12383 | 0.13716 | 0.15016
|  | 647.8806 | 0 | 647.8806 | 0 | 577.9009 | 0.0033055 | 580.0308 | 0.00033252 | 579.098 | 0.00101 | 572.8934 | 0.00157 | 572.8934 | 0.02112 | 647.8806 | 0.0013962 | 574.351 | 0.72542 | 580.0308 | 0.1398 | 572.8934 | 0.82678 | 572.667 | 0.01287 | 574.351 | 0.0018404 | 577.9009 | 0.0018176 | 572.8934 | 4.3713e-05 | 647.8806 | 0.00024192 | 572.8934 | -1.7908e-05 | 574.351 | 0.55157 | 647.8806 | 0.58901 | 647.8806 | 0.64558 | 0 | 0 | 0.00088951 | 0.0001171 | 0.00023136 | 0.00040975 | 0.0048706 | 0.0003288 | 0.1619 | 0.032483 | 0.18787 | 0.0028248 | 0.00059853 | 0.00041586 | 9.677e-05 | 5.6266e-05 | 6.2066e-06 | 0.12371 | 0.13586 | 0.14921
|  | 648.1122 | 0 | 648.1122 | 0 | 578.1274 | 0.0045489 | 580.2588 | 0.00069456 | 579.327 | 0.00101 | 573.1198 | 0.00205 | 573.1198 | 0.02191 | 648.1122 | 0.0014423 | 574.5742 | 0.72524 | 580.2588 | 0.1451 | 573.1198 | 0.83296 | 572.8934 | 0.01208 | 574.5742 | 0.0035226 | 578.1274 | 0.0018544 | 573.1198 | 0.00081122 | 648.1122 | 0.00024382 | 573.1198 | 7.2741e-05 | 574.5742 | 0.55695 | 648.1122 | 0.58384 | 648.1122 | 0.64252 | 0 | 0 | 0.0010129 | 0.0001435 | 0.00023027 | 0.00042458 | 0.004822 | 0.00032446 | 0.16106 | 0.033952 | 0.18945 | 0.0028445 | 0.000768 | 0.00042412 | 0.00019822 | 4.5691e-05 | 2.4176e-05 | 0.12386 | 0.13454 | 0.14829
|  | 648.3439 | 0 | 648.3439 | 0 | 578.3539 | 0.0043953 | 580.4868 | 0.00056435 | 579.5562 | 0.001 | 573.3463 | 0.0017 | 573.3463 | 0.02068 | 648.3439 | 0.0013588 | 574.7975 | 0.71751 | 580.4868 | 0.15276 | 573.3463 | 0.84037 | 573.1198 | 0.01305 | 574.7975 | 0.0033571 | 578.3539 | 0.0018905 | 573.3463 | 0.00093955 | 648.3439 | 0.00015063 | 573.3463 | 0.00014079 | 574.7975 | 0.55254 | 648.3439 | 0.57766 | 648.3439 | 0.63763 | 0 | 0 | 0.00085221 | 0.00010218 | 0.00022907 | 0.00054685 | 0.0045696 | 0.00033867 | 0.15921 | 0.03518 | 0.19086 | 0.0031407 | 0.00063433 | 0.00043231 | 8.448e-05 | 5.7014e-05 | 1.8199e-05 | 0.12281 | 0.13408 | 0.14827
|  | 648.5756 | 0 | 648.5756 | 0 | 578.5804 | 0.0031276 | 580.7148 | 0.00033187 | 579.7852 | 0.001 | 573.5727 | 0.00313 | 573.5727 | 0.01968 | 648.5756 | 0.0015647 | 575.0208 | 0.70875 | 580.7148 | 0.15581 | 573.5727 | 0.8454 | 573.3463 | 0.01469 | 575.0208 | 0.0023252 | 578.5804 | 0.0019257 | 573.5727 | -0.00019339 | 648.5756 | 0.00034153 | 573.5727 | 1.9953e-05 | 575.0208 | 0.54762 | 648.5756 | 0.57976 | 648.5756 | 0.64225 | 0 | 0 | 0.00084055 | 0.00011696 | 0.00022905 | 0.00053213 | 0.0045401 | 0.00033117 | 0.15861 | 0.036113 | 0.19237 | 0.0031905 | 0.00075062 | 0.00044019 | 5.6818e-05 | 7.0708e-05 | 1.9104e-05 | 0.1222 | 0.13461 | 0.14949
|  | 648.8073 | 0 | 648.8073 | 0 | 578.807 | 0.0042925 | 580.9428 | 0.00069396 | 580.0143 | 0.00099936 | 573.7991 | 0.00157 | 573.7991 | 0.02042 | 648.8073 | 0.0012939 | 575.244 | 0.71207 | 580.9428 | 0.16093 | 573.7991 | 0.85368 | 573.5727 | 0.01349 | 575.244 | 0.0043988 | 578.807 | 0.0019601 | 573.7991 | 0.00069522 | 648.8073 | 0.00026881 | 573.7991 | 0.00014878 | 575.244 | 0.54705 | 648.8073 | 0.58218 | 648.8073 | 0.64815 | 0 | 0 | 0.00084997 | 0.00012295 | 0.00022885 | 0.00041552 | 0.0044835 | 0.00031342 | 0.15754 | 0.03701 | 0.19324 | 0.003263 | 0.00079884 | 0.00044794 | 0.00012483 | 6.9308e-05 | 1.6062e-05 | 0.1218 | 0.13463 | 0.15015
|  | 649.039 | 0 | 649.039 | 0 | 579.0336 | 0.0032107 | 581.1709 | 0.00038415 | 580.2435 | 0.00099823 | 574.0256 | 0.0021 | 574.0256 | 0.01918 | 649.039 | 0.0014114 | 575.4673 | 0.69917 | 581.1709 | 0.16359 | 574.0256 | 0.85308 | 573.7991 | 0.01533 | 575.4673 | 0.0027571 | 579.0336 | 0.0019941 | 574.0256 | 0.00040729 | 649.039 | 0.00032942 | 574.0256 | -6.9182e-06 | 575.4673 | 0.544 | 649.039 | 0.57987 | 649.039 | 0.64788 | 0 | 0 | 0.00085616 | 0.00011332 | 0.00022876 | 0.00045415 | 0.0043841 | 0.00030298 | 0.15672 | 0.037888 | 0.19386 | 0.003323 | 0.00083284 | 0.00045566 | 0.00014689 | 6.3154e-05 | 1.3266e-05 | 0.12198 | 0.13384 | 0.14979
|  | 649.2707 | 0 | 649.2707 | 0 | 579.2601 | 0.0043472 | 581.3989 | 0.00060974 | 580.4726 | 0.00099852 | 574.2521 | 0.00191 | 574.2521 | 0.01953 | 649.2707 | 0.0012038 | 575.6906 | 0.70476 | 581.3989 | 0.16872 | 574.2521 | 0.85863 | 574.0256 | 0.01402 | 575.6906 | 0.0047034 | 579.2601 | 0.0020282 | 574.2521 | 0.00088965 | 649.2707 | 0.00021569 | 574.2521 | 0.00012405 | 575.6906 | 0.5487 | 649.2707 | 0.57532 | 649.2707 | 0.64503 | 0 | 0 | 0.00086585 | 0.00011523 | 0.00022831 | 0.00039514 | 0.0043499 | 0.000298 | 0.15639 | 0.038819 | 0.19462 | 0.0033795 | 0.00093967 | 0.00046345 | 0.00011277 | 6.5263e-05 | 1.018e-05 | 0.12174 | 0.13328 | 0.14965
|  | 649.5024 | 0 | 649.5024 | 0 | 579.4867 | 0.0032962 | 581.627 | 0.00040073 | 580.7018 | 0.00099392 | 574.4785 | 0.00158 | 574.4785 | 0.01889 | 649.5024 | 0.0013681 | 575.9138 | 0.69612 | 581.627 | 0.17168 | 574.4785 | 0.86032 | 574.2521 | 0.01582 | 575.9138 | 0.0037141 | 579.4867 | 0.0020629 | 574.4785 | 0.00010635 | 649.5024 | 0.00034758 | 574.4785 | -3.4139e-05 | 575.9138 | 0.54179 | 649.5024 | 0.57502 | 649.5024 | 0.64657 | 0 | 0 | 0.00086519 | 0.00011179 | 0.00022345 | 0.0003556 | 0.0042763 | 0.00029497 | 0.15546 | 0.039811 | 0.19574 | 0.0034985 | 0.0010253 | 0.00047142 | 0.00010373 | 5.4414e-05 | -1.4574e-06 | 0.1213 | 0.13287 | 0.1498
|  | 649.7342 | 0 | 649.7342 | 0 | 579.7133 | 0.0043414 | 581.8551 | 0.00057949 | 580.9309 | 0.00095653 | 574.705 | 0.00156 | 574.705 | 0.01887 | 649.7342 | 0.0011776 | 576.1372 | 0.69609 | 581.8551 | 0.1774 | 574.705 | 0.86805 | 574.4785 | 0.01508 | 576.1371 | 0.0054678 | 579.7133 | 0.0020986 | 574.705 | 0.00080957 | 649.7342 | 0.00012203 | 574.705 | 2.1271e-05 | 576.1371 | 0.54449 | 649.7342 | 0.57166 | 649.7342 | 0.64624 | 0 | 0 | 0.00086167 | 0.00011437 | 0.00022148 | 0.00035221 | 0.0042401 | 0.00030014 | 0.15505 | 0.040943 | 0.19703 | 0.0035617 | 0.0010488 | 0.00047978 | 8.2776e-05 | 5.3013e-05 | -6.2115e-06 | 0.12116 | 0.13227 | 0.14985
|  | 649.9659 | 0 | 649.9659 | 0 | 579.9399 | 0.0032631 | 582.0832 | 0.00042339 | 581.1601 | 0.00097616 | 574.9315 | 0.00155 | 574.9315 | 0.01857 | 649.9659 | 0.0014126 | 576.3605 | 0.69248 | 582.0832 | 0.18161 | 574.9315 | 0.87173 | 574.705 | 0.01637 | 576.3605 | 0.0039246 | 579.9399 | 0.0021356 | 574.9315 | -7.8657e-05 | 649.9659 | 0.00033547 | 574.9315 | -7.6119e-05 | 576.3605 | 0.54059 | 649.9659 | 0.56983 | 649.9659 | 0.64696 | 0 | 0 | 0.00087428 | 0.00012854 | 0.00022021 | 0.00033182 | 0.0042423 | 0.00028397 | 0.15401 | 0.042115 | 0.19764 | 0.0037169 | 0.0009773 | 0.00048831 | 0.00010397 | 5.5695e-05 | -3.4472e-06 | 0.12105 | 0.13135 | 0.14962
|  | 650.1977 | 0 | 650.1977 | 0 | 580.1665 | 0.0044526 | 582.3113 | 0.00070371 | 581.3893 | 0.00094559 | 575.158 | 0.00138 | 575.158 | 0.01889 | 650.1977 | 0.001038 | 576.5838 | 0.68671 | 582.3113 | 0.18767 | 575.158 | 0.87345 | 574.9315 | 0.01645 | 576.5838 | 0.0048275 | 580.1665 | 0.0021739 | 575.158 | 0.00099673 | 650.1977 | 0.00014515 | 575.158 | 4.568e-05 | 576.5838 | 0.54346 | 650.1977 | 0.5637 | 650.1977 | 0.64418 | 0 | 0 | 0.00085948 | 0.00011951 | 0.00021954 | 0.00033295 | 0.004291 | 0.00027401 | 0.15366 | 0.043221 | 0.19818 | 0.0038177 | 0.00095102 | 0.00049714 | 8.7991e-05 | 5.7347e-05 | -3.2549e-06 | 0.12112 | 0.12999 | 0.14882
|  | 650.4295 | 0 | 650.4295 | 0 | 580.3931 | 0.0031325 | 582.5394 | 0.00034421 | 581.6185 | 0.00097017 | 575.3845 | 0.00156 | 575.3845 | 0.019 | 650.4295 | 0.0013265 | 576.8071 | 0.68934 | 582.5394 | 0.19131 | 575.3845 | 0.87651 | 575.158 | 0.01726 | 576.8071 | 0.0036893 | 580.3931 | 0.0022135 | 575.3845 | -0.00021977 | 650.4295 | 0.00034971 | 575.3845 | -7.4421e-05 | 576.8071 | 0.54118 | 650.4295 | 0.55802 | 650.4295 | 0.64002 | 0 | 0 | 0.0008268 | 0.00011458 | 0.00021907 | 0.00037609 | 0.0042605 | 0.00026582 | 0.15344 | 0.044236 | 0.19901 | 0.003761 | 0.00096495 | 0.00050625 | 5.6058e-05 | 5.9582e-05 | -1.4969e-06 | 0.12075 | 0.12893 | 0.14815
|  | 650.6613 | 0 | 650.6613 | 0 | 580.6198 | 0.0041642 | 582.7675 | 0.00066025 | 581.8477 | 0.00094099 | 575.6111 | 0.00176 | 575.6111 | 0.01861 | 650.6613 | 0.00096709 | 577.0305 | 0.68478 | 582.7675 | 0.19647 | 575.6111 | 0.8803 | 575.3845 | 0.01595 | 577.0305 | 0.0049523 | 580.6198 | 0.0022543 | 575.6111 | 0.00071463 | 650.6613 | 0.00016439 | 575.6111 | 6.1207e-05 | 577.0305 | 0.54017 | 650.6613 | 0.5545 | 650.6613 | 0.6383 | 0 | 0 | 0.00083637 | 0.00010698 | 0.00021878 | 0.00030932 | 0.0039775 | 0.0002649 | 0.15263 | 0.045402 | 0.2001 | 0.003881 | 0.0011293 | 0.00051561 | 8.081e-05 | 7.0626e-05 | 7.8493e-06 | 0.12044 | 0.1281 | 0.14768
|  | 650.8931 | 0 | 650.8931 | 0 | 580.8464 | 0.0032169 | 582.9957 | 0.0002776 | 582.0769 | 0.00096824 | 575.8376 | 0.00097117 | 575.8376 | 0.01651 | 650.8931 | 0.0013186 | 577.2539 | 0.6817 | 582.9957 | 0.20153 | 575.8376 | 0.88655 | 575.6111 | 0.01831 | 577.2538 | 0.0051582 | 580.8464 | 0.0022961 | 575.8376 | -1.1143e-06 | 650.8931 | 0.000445 | 575.8376 | 8.1001e-06 | 577.2538 | 0.53817 | 650.8931 | 0.55078 | 650.8931 | 0.63592 | 0 | 0 | 0.00085374 | 0.00011006 | 0.00021843 | 0.00026294 | 0.0040112 | 0.00025085 | 0.15204 | 0.046774 | 0.20119 | 0.0041055 | 0.0011379 | 0.00052522 | 8.6949e-05 | 6.3578e-05 | -1.157e-07 | 0.12018 | 0.12749 | 0.14751
|  | 651.1249 | 0 | 651.1249 | 0 | 581.073 | 0.0043175 | 583.2238 | 0.0006872 | 582.3062 | 0.00093737 | 576.0642 | 0.00135 | 576.0642 | 0.0189 | 651.1249 | 0.00084576 | 577.4772 | 0.67994 | 583.2238 | 0.2085 | 576.0642 | 0.88945 | 575.8376 | 0.01794 | 577.4772 | 0.0050319 | 581.073 | 0.0023391 | 576.0642 | 0.00076867 | 651.1249 | 0.00010356 | 576.0642 | -9.1214e-06 | 577.4772 | 0.53805 | 651.1249 | 0.54923 | 651.1249 | 0.63685 | 0 | 0 | 0.00083931 | 0.00011354 | 0.0002185 | 0.00032511 | 0.0040962 | 0.00024537 | 0.15107 | 0.047963 | 0.20166 | 0.0042616 | 0.0009045 | 0.00053521 | 0.00010164 | 5.2928e-05 | -3.8062e-06 | 0.12018 | 0.12716 | 0.14773
|  | 651.3567 | 0 | 651.3567 | 0 | 581.2997 | 0.0030876 | 583.452 | 0.00030809 | 582.5354 | 0.00096889 | 576.2907 | 0.00152 | 576.2907 | 0.01726 | 651.3567 | 0.0012712 | 577.7006 | 0.67261 | 583.452 | 0.21195 | 576.2907 | 0.8907 | 576.0642 | 0.01968 | 577.7006 | 0.0030661 | 581.2997 | 0.002383 | 576.2907 | 0.00012858 | 651.3567 | 0.0003531 | 576.2907 | -2.4478e-05 | 577.7006 | 0.53788 | 651.3567 | 0.54785 | 651.3567 | 0.63777 | 0 | 0 | 0.00085677 | 9.2211e-05 | 0.00021862 | 0.00048484 | 0.0038141 | 0.00026111 | 0.15026 | 0.049164 | 0.20285 | 0.0043114 | 0.00098039 | 0.00054529 | 0.00010319 | 6.1729e-05 | -6.524e-06 | 0.11995 | 0.12644 | 0.14755
|  | 651.5885 | 0 | 651.5885 | 0 | 581.5264 | 0.0044715 | 583.6801 | 0.00050028 | 582.7646 | 0.00093841 | 576.5173 | 0.00276 | 576.5173 | 0.01641 | 651.5885 | 0.00098139 | 577.9239 | 0.67265 | 583.6801 | 0.21905 | 576.5173 | 0.90003 | 576.2907 | 0.01838 | 577.924 | 0.0057114 | 581.5264 | 0.002428 | 576.5173 | 0.00078237 | 651.5885 | 0.00017944 | 576.5173 | -3.3114e-05 | 577.924 | 0.53605 | 651.5885 | 0.54294 | 651.5885 | 0.63516 | 0 | 0 | 0.00087285 | 9.9921e-05 | 0.00021843 | 0.00050638 | 0.0037248 | 0.00027005 | 0.14974 | 0.050579 | 0.20415 | 0.00435 | 0.001246 | 0.00055562 | 6.0081e-05 | 6.3405e-05 | -1.2156e-05 | 0.11968 | 0.12607 | 0.14775
|  | 651.8203 | 0 | 651.8203 | 0 | 581.7531 | 0.0032295 | 583.9083 | 0.00037538 | 582.9939 | 0.00096718 | 576.7438 | 0.00171 | 576.7438 | 0.01647 | 651.8203 | 0.0013483 | 578.1473 | 0.66797 | 583.9083 | 0.2242 | 576.7438 | 0.9021 | 576.5173 | 0.02002 | 578.1473 | 0.0054439 | 581.7531 | 0.0024741 | 576.7438 | -0.00025201 | 651.8203 | 0.00036756 | 576.7438 | -7.419e-05 | 578.1473 | 0.53544 | 651.8203 | 0.54467 | 651.8203 | 0.63952 | 0 | 0 | 0.00085257 | 0.00011244 | 0.00021816 | 0.00038525 | 0.0037619 | 0.0002332 | 0.14876 | 0.052099 | 0.2052 | 0.004485 | 0.0013735 | 0.00056623 | 7.4697e-05 | 5.8582e-05 | 5.2255e-06 | 0.11944 | 0.12636 | 0.14877
|  | 652.0522 | 0 | 652.0522 | 0 | 581.9797 | 0.0042926 | 584.1365 | 0.00060999 | 583.2232 | 0.00093561 | 576.9705 | 0.00169 | 576.9705 | 0.01673 | 652.0522 | 0.00066327 | 578.3707 | 0.66387 | 584.1365 | 0.23239 | 576.9705 | 0.90889 | 576.7438 | 0.01957 | 578.3707 | 0.0068533 | 581.9797 | 0.0025216 | 576.9705 | 0.00091124 | 652.0522 | 0.00013779 | 576.9705 | 0.00012031 | 578.3707 | 0.53389 | 652.0522 | 0.54531 | 652.0522 | 0.64381 | 0 | 0 | 0.00084023 | 0.00011577 | 0.0002173 | 0.00032511 | 0.0036771 | 0.00020799 | 0.14767 | 0.053669 | 0.20602 | 0.004597 | 0.001208 | 0.00057714 | 7.6661e-05 | 7.1198e-05 | 1.575e-06 | 0.11918 | 0.1261 | 0.14917
|  | 652.284 | 0 | 652.284 | 0 | 582.2064 | 0.0031206 | 584.3647 | 0.00040458 | 583.4525 | 0.00095974 | 577.197 | 0.00118 | 577.197 | 0.01573 | 652.284 | 0.0011309 | 578.5942 | 0.65784 | 584.3647 | 0.23796 | 577.197 | 0.90978 | 576.9705 | 0.021 | 578.5942 | 0.0039586 | 582.2064 | 0.0025705 | 577.197 | -0.0002345 | 652.284 | 0.00047639 | 577.197 | -0.0001064 | 578.5942 | 0.53284 | 652.284 | 0.5425 | 652.284 | 0.64298 | 0 | 0 | 0.00084057 | 0.00011808 | 0.00021653 | 0.00034899 | 0.0035228 | 0.00021871 | 0.14719 | 0.055074 | 0.20658 | 0.0047419 | 0.0010698 | 0.00058858 | 6.7109e-05 | 7.1492e-05 | -4.1936e-06 | 0.1189 | 0.12566 | 0.14909
|  | 652.5159 | 0 | 652.5159 | 0 | 582.4332 | 0.0042937 | 584.593 | 0.00063027 | 583.6818 | 0.00092927 | 577.4236 | 0.0019 | 577.4236 | 0.01536 | 652.5159 | 0.00075558 | 578.8176 | 0.65998 | 584.593 | 0.2447 | 577.4236 | 0.9134 | 577.197 | 0.02086 | 578.8176 | 0.0056192 | 582.4332 | 0.0026211 | 577.4236 | 0.00082676 | 652.5159 | 0.00014026 | 577.4236 | 6.9393e-05 | 578.8176 | 0.53163 | 652.5159 | 0.54136 | 652.5159 | 0.64299 | 0 | 0 | 0.00082584 | 0.00011974 | 0.00021599 | 0.00036487 | 0.0034538 | 0.0002225 | 0.14692 | 0.056393 | 0.20725 | 0.0049437 | 0.0012322 | 0.00060012 | 8.198e-05 | 6.6363e-05 | -3.5719e-06 | 0.11866 | 0.12506 | 0.14876
|  | 652.7478 | 0 | 652.7478 | 0 | 582.6599 | 0.0029926 | 584.8212 | 0.00041914 | 583.9111 | 0.00095456 | 577.6503 | 0.00132 | 577.6503 | 0.01512 | 652.7478 | 0.0011636 | 579.041 | 0.65503 | 584.8212 | 0.24952 | 577.6503 | 0.91557 | 577.4236 | 0.02277 | 579.041 | 0.0054094 | 582.6599 | 0.0026737 | 577.6503 | -0.00010329 | 652.7478 | 0.00043216 | 577.6503 | -0.00010092 | 579.041 | 0.53049 | 652.7478 | 0.53735 | 652.7478 | 0.64012 | 0 | 0 | 0.00082417 | 0.00011445 | 0.00021489 | 0.00029234 | 0.0034684 | 0.00019628 | 0.14578 | 0.057733 | 0.20825 | 0.0050731 | 0.0013299 | 0.00061248 | 0.00011747 | 5.5964e-05 | -8.5508e-06 | 0.11809 | 0.12468 | 0.14872
|  | 652.9796 | 0 | 652.9796 | 0 | 582.8866 | 0.004277 | 585.0494 | 0.00058391 | 584.1404 | 0.00091918 | 577.8769 | 0.00126 | 577.8769 | 0.01549 | 652.9796 | 0.00052925 | 579.2645 | 0.64974 | 585.0494 | 0.25644 | 577.8769 | 0.92231 | 577.6503 | 0.022 | 579.2645 | 0.0064938 | 582.8866 | 0.0027287 | 577.8769 | 0.00114 | 652.9796 | 5.0521e-05 | 577.8769 | 2.5451e-05 | 579.2645 | 0.5265 | 652.9796 | 0.53801 | 652.9796 | 0.6426 | 0 | 0 | 0.00083521 | 0.00010923 | 0.00021329 | 0.0002811 | 0.0033901 | 0.00021534 | 0.14428 | 0.059348 | 0.20921 | 0.0052179 | 0.0011883 | 0.00062526 | 0.00012523 | 5.9826e-05 | -3.1492e-06 | 0.1172 | 0.12485 | 0.14946
|  | 653.2115 | 0 | 653.2115 | 0 | 583.1133 | 0.0030899 | 585.2776 | 0.00037308 | 584.3697 | 0.00094107 | 578.1036 | 0.00122 | 578.1036 | 0.01442 | 653.2115 | 0.0013279 | 579.4879 | 0.64164 | 585.2776 | 0.26354 | 578.1036 | 0.92347 | 577.8769 | 0.02405 | 579.4879 | 0.0041423 | 583.1133 | 0.0027864 | 578.1036 | -3.5137e-05 | 653.2115 | 0.00046544 | 578.1036 | -5.3235e-05 | 579.4879 | 0.52246 | 653.2115 | 0.53872 | 653.2115 | 0.64641 | 0 | 0 | 0.00082024 | 0.00011331 | 0.00021209 | 0.00024934 | 0.003388 | 0.00022545 | 0.14358 | 0.060956 | 0.20957 | 0.0053283 | 0.0012472 | 0.00063869 | 8.5309e-05 | 5.8465e-05 | 2.0873e-06 | 0.11701 | 0.12453 | 0.14969
|  | 653.4435 | 0 | 653.4435 | 0 | 583.3401 | 0.004145 | 585.5059 | 0.00061969 | 584.5991 | 0.00090825 | 578.3302 | 0.00098055 | 578.3302 | 0.01548 | 653.4435 | 0.00061641 | 579.7114 | 0.64354 | 585.5059 | 0.27053 | 578.3302 | 0.92602 | 578.1036 | 0.02296 | 579.7114 | 0.0070211 | 583.3401 | 0.0028471 | 578.3302 | 0.00078802 | 653.4435 | 3.8761e-05 | 578.3302 | 7.1656e-05 | 579.7114 | 0.52488 | 653.4435 | 0.53525 | 653.4435 | 0.6445 | 0 | 0 | 0.00080284 | 0.00012263 | 0.00021117 | 0.0002193 | 0.0034841 | 0.00020977 | 0.14271 | 0.06246 | 0.21017 | 0.0053505 | 0.0014354 | 0.000653 | 0.00011243 | 5.4384e-05 | 1.7761e-06 | 0.11694 | 0.12371 | 0.14913
|  | 653.6754 | 0 | 653.6754 | 0 | 583.5669 | 0.0029345 | 585.7342 | 0.00045474 | 584.8284 | 0.0009335 | 578.5569 | 0.00095431 | 578.5569 | 0.01526 | 653.6754 | 0.0011926 | 579.9349 | 0.63338 | 585.7342 | 0.27672 | 578.5569 | 0.92829 | 578.3302 | 0.02426 | 579.9349 | 0.0058232 | 583.5669 | 0.002911 | 578.5569 | 0.00020397 | 653.6754 | 0.00043023 | 578.5569 | -5.5985e-05 | 579.9349 | 0.52148 | 653.6754 | 0.53156 | 653.6754 | 0.64151 | 0 | 0 | 0.0008109 | 0.00012713 | 0.00021008 | 0.00040162 | 0.0034028 | 0.00018472 | 0.14164 | 0.064186 | 0.21097 | 0.0054902 | 0.0014546 | 0.00066765 | 0.00013347 | 5.0464e-05 | 6.4796e-07 | 0.11659 | 0.12241 | 0.14806
|  | 653.9073 | 0 | 653.9073 | 0 | 583.7936 | 0.0042179 | 585.9625 | 0.00065911 | 585.0578 | 0.00089826 | 578.7835 | 0.00259 | 578.7835 | 0.01477 | 653.9073 | 0.00040033 | 580.1583 | 0.63439 | 585.9625 | 0.28565 | 578.7835 | 0.93349 | 578.5569 | 0.02418 | 580.1583 | 0.0071962 | 583.7936 | 0.0029779 | 578.7835 | 0.00097389 | 653.9073 | 4.934e-06 | 578.7835 | 6.1703e-05 | 580.1583 | 0.52208 | 653.9073 | 0.52401 | 653.9073 | 0.63528 | 0 | 0 | 0.00082919 | 0.00010584 | 0.00020855 | 0.00041142 | 0.0032053 | 0.00018145 | 0.14078 | 0.065939 | 0.21163 | 0.0057031 | 0.0015808 | 0.00068331 | 0.00011299 | 4.648e-05 | -3.2609e-06 | 0.11616 | 0.12108 | 0.14703
|  | 654.1392 | 0 | 654.1392 | 0 | 584.0204 | 0.003094 | 586.1908 | 0.00026792 | 585.2872 | 0.00092021 | 579.0102 | 0.00104 | 579.0102 | 0.01351 | 654.1392 | 0.0011644 | 580.3818 | 0.62536 | 586.1908 | 0.2919 | 579.0102 | 0.93374 | 578.7835 | 0.02615 | 580.3818 | 0.0069491 | 584.0204 | 0.0030475 | 579.0102 | 2.2998e-05 | 654.1392 | 0.00039588 | 579.0102 | -9.0474e-05 | 580.3818 | 0.51733 | 654.1392 | 0.52007 | 654.1392 | 0.63264 | 0 | 0 | 0.00081605 | 9.6052e-05 | 0.00020748 | 0.00032879 | 0.0032765 | 0.00018486 | 0.13981 | 0.067571 | 0.21201 | 0.0057996 | 0.001697 | 0.00069933 | 4.1895e-05 | 4.2799e-05 | -1.9567e-05 | 0.11598 | 0.12002 | 0.14628
|  | 654.3712 | 0 | 654.3712 | 0 | 584.2473 | 0.004102 | 586.4191 | 0.00057343 | 585.5166 | 0.00088848 | 579.2369 | 0.00186 | 579.2369 | 0.01539 | 654.3712 | 0.00042955 | 580.6054 | 0.62566 | 586.4191 | 0.29997 | 579.2369 | 0.93624 | 579.0102 | 0.02502 | 580.6053 | 0.0082362 | 584.2473 | 0.0031193 | 579.2369 | 0.00034652 | 654.3712 | -2.6846e-05 | 579.2369 | -8.2108e-05 | 580.6053 | 0.52044 | 654.3712 | 0.51484 | 654.3712 | 0.62866 | 0 | 0 | 0.0007905 | 0.00010253 | 0.0002067 | 0.00033662 | 0.0032098 | 0.00018542 | 0.13923 | 0.06939 | 0.21248 | 0.0058672 | 0.0015433 | 0.00071577 | 7.6182e-05 | 5.0057e-05 | -1.6121e-05 | 0.11547 | 0.11893 | 0.14556
|  | 654.6032 | 0 | 654.6032 | 0 | 584.4741 | 0.0028687 | 586.6474 | 0.00032491 | 585.746 | 0.00091389 | 579.4636 | 0.00111 | 579.4636 | 0.01293 | 654.6032 | 0.0011691 | 580.8289 | 0.62016 | 586.6474 | 0.30799 | 579.4636 | 0.93849 | 579.2369 | 0.02673 | 580.8289 | 0.0055736 | 584.4741 | 0.0031924 | 579.4636 | 0.00032563 | 654.6032 | 0.00045843 | 579.4636 | -6.0125e-05 | 580.8289 | 0.51276 | 654.6032 | 0.51056 | 654.6032 | 0.62632 | 0 | 0 | 0.0008006 | 0.00010374 | 0.00020635 | 0.00025956 | 0.0030501 | 0.00020152 | 0.13832 | 0.071353 | 0.21385 | 0.0059832 | 0.0015236 | 0.00073245 | 0.00013405 | 5.5504e-05 | 8.2897e-07 | 0.11498 | 0.11826 | 0.14536
|  | 654.8351 | 0 | 654.8351 | 0 | 584.7009 | 0.0041911 | 586.8757 | 0.00058373 | 585.9754 | 0.00088489 | 579.6903 | 0.00118 | 579.6903 | 0.01398 | 654.8351 | 0.0005683 | 581.0524 | 0.61752 | 586.8757 | 0.31701 | 579.6903 | 0.94819 | 579.4636 | 0.02606 | 581.0524 | 0.0080594 | 584.7009 | 0.0032663 | 579.6903 | 0.00085706 | 654.8351 | 2.0112e-05 | 579.6903 | 6.7439e-05 | 581.0524 | 0.51612 | 654.8351 | 0.50902 | 654.8351 | 0.62697 | 0 | 0 | 0.00081038 | 9.4499e-05 | 0.0002062 | 0.00027549 | 0.0030281 | 0.00020515 | 0.13778 | 0.073371 | 0.21528 | 0.0061864 | 0.0015913 | 0.00074923 | 9.0226e-05 | 6.3032e-05 | -1.0791e-06 | 0.11495 | 0.11736 | 0.14486
|  | 655.0671 | 0 | 655.0671 | 0 | 584.9277 | 0.0029549 | 587.1041 | 0.00024375 | 586.2048 | 0.00091257 | 579.9171 | 0.00125 | 579.9171 | 0.01273 | 655.0671 | 0.0012004 | 581.2759 | 0.61506 | 587.1041 | 0.32547 | 579.9171 | 0.9507 | 579.6903 | 0.02852 | 581.2759 | 0.006176 | 584.9277 | 0.0033405 | 579.9171 | -6.1201e-05 | 655.0671 | 0.00052331 | 579.9171 | -7.6957e-05 | 581.2759 | 0.51216 | 655.0671 | 0.50283 | 655.0671 | 0.62194 | 0 | 0 | 0.00080809 | 8.7656e-05 | 0.0002057 | 0.00029478 | 0.0029239 | 0.00019576 | 0.13716 | 0.075423 | 0.21608 | 0.0063567 | 0.001456 | 0.00076624 | 5.3168e-05 | 6.0747e-05 | 8.2143e-06 | 0.11467 | 0.1168 | 0.14465
|  | 655.2991 | 0 | 655.2991 | 0 | 585.1545 | 0.004169 | 587.3325 | 0.00052405 | 586.4343 | 0.0008805 | 580.1438 | 0.00135 | 580.1438 | 0.01306 | 655.2991 | 0.00048728 | 581.4995 | 0.61228 | 587.3325 | 0.33518 | 580.1438 | 0.9552 | 579.9171 | 0.02755 | 581.4995 | 0.0068525 | 585.1545 | 0.0034145 | 580.1438 | 0.00053016 | 655.2991 | 3.9345e-07 | 580.1438 | 0.00014941 | 581.4995 | 0.51394 | 655.2991 | 0.50416 | 655.2991 | 0.62507 | 0 | 0 | 0.00080969 | 0.0001072 | 0.00020489 | 0.00025459 | 0.0028535 | 0.00019524 | 0.13599 | 0.077374 | 0.21685 | 0.0065089 | 0.0016081 | 0.00078281 | 0.00010841 | 6.279e-05 | 1.8978e-05 | 0.11466 | 0.11628 | 0.14457
|  | 655.5311 | 0 | 655.5311 | 0 | 585.3813 | 0.0029709 | 587.5608 | 0.00041472 | 586.6637 | 0.00090561 | 580.3705 | 0.00089568 | 580.3705 | 0.01211 | 655.5311 | 0.0011958 | 581.723 | 0.60421 | 587.5608 | 0.34238 | 580.3705 | 0.95755 | 580.1438 | 0.02986 | 581.723 | 0.0075334 | 585.3813 | 0.0034884 | 580.3705 | 0.00042607 | 655.5311 | 0.0005409 | 580.3705 | 1.7987e-05 | 581.723 | 0.51179 | 655.5311 | 0.49826 | 655.5311 | 0.62124 | 0 | 0 | 0.00082249 | 0.00011379 | 0.00020461 | 0.00018771 | 0.0027788 | 0.00019071 | 0.13541 | 0.079229 | 0.21726 | 0.0066922 | 0.0018656 | 0.00079982 | 0.00016168 | 6.0307e-05 | -1.4847e-06 | 0.11444 | 0.11523 | 0.14386
|  | 655.7631 | 0 | 655.7631 | 0 | 585.6082 | 0.00428 | 587.7892 | 0.000582 | 586.8932 | 0.00087753 | 580.5973 | 0.00075999 | 580.5973 | 0.0124 | 655.7631 | 0.00044807 | 581.9466 | 0.60711 | 587.7892 | 0.35161 | 580.5973 | 0.95876 | 580.3705 | 0.02917 | 581.9466 | 0.0091556 | 585.6082 | 0.0035626 | 580.5973 | 0.001 | 655.7631 | -2.1062e-05 | 580.5973 | -3.1082e-05 | 581.9466 | 0.51195 | 655.7631 | 0.495 | 655.7631 | 0.61886 | 0 | 0 | 0.00081997 | 0.00010557 | 0.00020393 | 9.033e-05 | 0.0027505 | 0.0001816 | 0.13521 | 0.081468 | 0.21756 | 0.0067095 | 0.0017907 | 0.00081673 | 0.00012632 | 6.2175e-05 | 3.8715e-06 | 0.114 | 0.11487 | 0.14389
|  | 655.9951 | 0 | 655.9951 | 0 | 585.8351 | 0.0029486 | 588.0176 | 0.00034245 | 587.1226 | 0.00090015 | 580.824 | 3.6739e-05 | 580.824 | 0.01186 | 655.9951 | 0.0011173 | 582.1702 | 0.60243 | 588.0176 | 0.36177 | 580.824 | 0.96022 | 580.5973 | 0.03001 | 582.1702 | 0.0068637 | 585.8351 | 0.0036375 | 580.824 | 0.00011414 | 655.9951 | 0.000557 | 580.824 | 6.523e-05 | 582.1702 | 0.50783 | 655.9951 | 0.49521 | 655.9951 | 0.62147 | 0 | 0 | 0.0008014 | 0.00011728 | 0.00020283 | 7.7704e-05 | 0.0027171 | 0.00016278 | 0.13452 | 0.083666 | 0.21787 | 0.0069091 | 0.001706 | 0.00083392 | 0.00010294 | 5.8086e-05 | 9.0584e-06 | 0.11358 | 0.11442 | 0.14395
|  | 656.2272 | 0 | 656.2272 | 0 | 586.062 | 0.0041163 | 588.246 | 0.0006846 | 587.3521 | 0.0008675 | 581.0508 | 0.00064848 | 581.0508 | 0.0121 | 656.2272 | 0.0002858 | 582.3937 | 0.60098 | 588.246 | 0.37089 | 581.0508 | 0.96099 | 580.824 | 0.03093 | 582.3937 | 0.0083979 | 586.062 | 0.003714 | 581.0508 | 0.00079363 | 656.2272 | -5.6324e-05 | 581.0508 | 1.465e-05 | 582.3937 | 0.50825 | 656.2272 | 0.49104 | 656.2272 | 0.61934 | 0 | 0 | 0.00078913 | 0.00013141 | 0.00020171 | 0.00017752 | 0.0028272 | 0.00017656 | 0.13385 | 0.085516 | 0.21847 | 0.0071918 | 0.0017871 | 0.00085175 | 3.3096e-05 | 6.0322e-05 | -1.4798e-05 | 0.11354 | 0.1134 | 0.14316
|  | 656.4592 | 0 | 656.4592 | 0 | 586.2889 | 0.0028386 | 588.4744 | 0.0004658 | 587.5816 | 0.00089044 | 581.2776 | 0.00091691 | 581.2776 | 0.01283 | 656.4592 | 0.0012359 | 582.6173 | 0.59644 | 588.4744 | 0.37774 | 581.2776 | 0.96544 | 581.0508 | 0.03249 | 582.6173 | 0.0075892 | 586.2889 | 0.0037927 | 581.2776 | -0.00050179 | 656.4592 | 0.00057623 | 581.2776 | -0.00014514 | 582.6173 | 0.50741 | 656.4592 | 0.48634 | 656.4592 | 0.61458 | 0 | 0 | 0.00086703 | 0.00011367 | 0.00020075 | 0.00025473 | 0.002824 | 0.00016997 | 0.13305 | 0.087344 | 0.21901 | 0.0073316 | 0.0019285 | 0.00086969 | 1.7412e-05 | 6.228e-05 | -1.7869e-05 | 0.11368 | 0.11308 | 0.14326
|  | 656.6913 | 0 | 656.6913 | 0 | 586.5157 | 0.0048049 | 588.7028 | 0.00052958 | 587.8111 | 0.00085902 | 581.5044 | 0.00133 | 581.5044 | 0.01208 | 656.6913 | 0.000229 | 582.8409 | 0.59347 | 588.7028 | 0.38713 | 581.5044 | 0.96642 | 581.2776 | 0.03216 | 582.8409 | 0.0096576 | 586.5157 | 0.0038742 | 581.5044 | 0.00065538 | 656.6913 | -3.9452e-05 | 581.5044 | -1.2479e-05 | 582.8409 | 0.5093 | 656.6913 | 0.48827 | 656.6913 | 0.62016 | 0 | 0 | 0.00090284 | 0.0001022 | 0.00019945 | 0.0004162 | 0.0025924 | 0.00017877 | 0.13201 | 0.08958 | 0.21889 | 0.0074734 | 0.0019015 | 0.00088876 | 4.9953e-05 | 5.8461e-05 | 8.9325e-06 | 0.11369 | 0.1133 | 0.14415
|  | 656.9233 | 0 | 656.9233 | 0 | 586.7427 | 0.0031522 | 588.9313 | 0.00036513 | 588.0406 | 0.00087918 | 581.7312 | 0.00234 | 581.7312 | 0.01078 | 656.9233 | 0.0013117 | 583.0646 | 0.58705 | 588.9313 | 0.39711 | 581.7312 | 0.96373 | 581.5044 | 0.03376 | 583.0646 | 0.0073477 | 586.7427 | 0.0039588 | 581.7312 | -0.00021489 | 656.9233 | 0.00054327 | 581.7312 | 9.1245e-05 | 583.0646 | 0.50743 | 656.9233 | 0.48818 | 656.9233 | 0.62212 | 0 | 0 | 0.00083191 | 0.0001055 | 0.00019861 | 0.00044126 | 0.0026169 | 0.00016945 | 0.13141 | 0.092016 | 0.21933 | 0.0076242 | 0.0019698 | 0.00090832 | 6.0494e-05 | 5.7713e-05 | 2.2793e-05 | 0.11344 | 0.1128 | 0.14413
|  | 657.1554 | 0 | 657.1554 | 0 | 586.9696 | 0.0041797 | 589.1597 | 0.00055842 | 588.2701 | 0.00085124 | 581.9581 | 0.00155 | 581.9581 | 0.01229 | 657.1554 | 0.00014868 | 583.2882 | 0.58818 | 589.1597 | 0.40842 | 581.9581 | 0.96978 | 581.7312 | 0.03347 | 583.2882 | 0.010269 | 586.9696 | 0.0040466 | 581.9581 | 0.00074818 | 657.1554 | -4.5896e-05 | 581.9581 | 0.00010969 | 583.2882 | 0.5071 | 657.1554 | 0.48392 | 657.1554 | 0.62001 | 0 | 0 | 0.00081984 | 9.1779e-05 | 0.00019786 | 0.00044341 | 0.0026231 | 0.00016548 | 0.13091 | 0.094174 | 0.21981 | 0.0078973 | 0.0021787 | 0.0009286 | 9.0155e-05 | 5.8926e-05 | 2.05e-06 | 0.11308 | 0.11079 | 0.14206
|  | 657.3875 | 0 | 657.3875 | 0 | 587.1965 | 0.0030458 | 589.3882 | 0.00024508 | 588.4997 | 0.00087268 | 582.1849 | 0.00236 | 582.1849 | 0.01084 | 657.3875 | 0.0012773 | 583.5118 | 0.58255 | 589.3882 | 0.41604 | 582.1849 | 0.96846 | 581.9581 | 0.03615 | 583.5118 | 0.0092154 | 587.1965 | 0.0041375 | 582.1849 | 4.6797e-05 | 657.3875 | 0.00055368 | 582.1849 | -9.1613e-05 | 583.5118 | 0.50421 | 657.3875 | 0.47078 | 657.3875 | 0.60413 | 0 | 0 | 0.00081261 | 9.7594e-05 | 0.00019684 | 0.0004662 | 0.0025454 | 0.00018352 | 0.13055 | 0.096628 | 0.22011 | 0.0081493 | 0.0022525 | 0.00094958 | 0.00010737 | 4.8245e-05 | -1.2903e-06 | 0.11314 | 0.10986 | 0.14142
|  | 657.6196 | 0 | 657.6196 | 0 | 587.4235 | 0.004116 | 589.6166 | 0.00060928 | 588.7292 | 0.00084229 | 582.4117 | 0.00175 | 582.4117 | 0.0116 | 657.6196 | 0.00030419 | 583.7355 | 0.585 | 589.6166 | 0.42987 | 582.4117 | 0.97203 | 582.1849 | 0.03571 | 583.7355 | 0.01093 | 587.4235 | 0.0042314 | 582.4117 | 0.00089981 | 657.6196 | -0.00013793 | 582.4117 | 8.0237e-05 | 583.7355 | 0.50763 | 657.6196 | 0.47593 | 657.6196 | 0.61449 | 0 | 0 | 0.00080849 | 0.00011639 | 0.00019609 | 0.00031167 | 0.0025028 | 0.00018031 | 0.13019 | 0.099034 | 0.22031 | 0.008319 | 0.0021803 | 0.00097119 | 9.8164e-05 | 4.8741e-05 | 5.763e-06 | 0.11306 | 0.11031 | 0.14268
|  | 657.8517 | 0 | 657.8517 | 0 | 587.6504 | 0.0030094 | 589.8451 | 0.00040945 | 588.9588 | 0.00086623 | 582.6386 | 0.00099828 | 582.6386 | 0.01047 | 657.8517 | 0.0012495 | 583.9591 | 0.5793 | 589.8451 | 0.43691 | 582.6386 | 0.97064 | 582.4117 | 0.03763 | 583.9591 | 0.0085692 | 587.6504 | 0.004328 | 582.6386 | -3.4206e-05 | 657.8517 | 0.00055791 | 582.6386 | -2.9419e-05 | 583.9591 | 0.50346 | 657.8517 | 0.4746 | 657.8517 | 0.61491 | 0 | 0 | 0.00080204 | 0.0001169 | 0.00019586 | 0.00026411 | 0.0025534 | 0.00016686 | 0.12955 | 0.10115 | 0.22068 | 0.0084645 | 0.0021247 | 0.00099366 | 7.9461e-05 | 4.9776e-05 | 1.2265e-05 | 0.11263 | 0.10937 | 0.14189
|  | 658.0838 | 0 | 658.0838 | 0 | 587.8774 | 0.0040573 | 590.0737 | 0.00061365 | 589.1884 | 0.00084022 | 582.8654 | 0.00133 | 582.8654 | 0.01204 | 658.0838 | 0.00018824 | 584.1828 | 0.57896 | 590.0737 | 0.44837 | 582.8654 | 0.9748 | 582.6386 | 0.03701 | 584.1828 | 0.010427 | 587.8774 | 0.0044271 | 582.8654 | 0.00073471 | 658.0838 | -0.00012903 | 582.8654 | 0.00013754 | 584.1828 | 0.50353 | 658.0838 | 0.46775 | 658.0838 | 0.60764 | 0 | 0 | 0.00079471 | 0.00011041 | 0.00019565 | 0.00031762 | 0.0025217 | 0.00015437 | 0.1291 | 0.10382 | 0.22089 | 0.0086279 | 0.0023679 | 0.0010164 | 7.2089e-05 | 4.3715e-05 | 1.2799e-05 | 0.11229 | 0.10906 | 0.14192
|  | 658.316 | 0 | 658.316 | 0 | 588.1044 | 0.0029448 | 590.3021 | 0.00035292 | 589.4179 | 0.00086431 | 583.0923 | 0.00147 | 583.0923 | 0.01019 | 658.316 | 0.0011418 | 584.4064 | 0.5756 | 590.3021 | 0.46055 | 583.0923 | 0.97245 | 582.8654 | 0.03905 | 584.4064 | 0.010749 | 588.1044 | 0.0045286 | 583.0923 | -9.9202e-05 | 658.316 | 0.00050567 | 583.0923 | -2.4708e-05 | 584.4064 | 0.50073 | 658.316 | 0.47193 | 658.316 | 0.6151 | 0 | 0 | 0.00081044 | 0.00010144 | 0.00019535 | 0.0003505 | 0.0023503 | 0.00016151 | 0.12802 | 0.10655 | 0.22111 | 0.0088774 | 0.0025187 | 0.0010397 | 4.9152e-05 | 5.6173e-05 | -4.1259e-06 | 0.11204 | 0.10898 | 0.14235
|  | 658.5481 | 0 | 658.5481 | 0 | 588.3314 | 0.0041959 | 590.5306 | 0.0005349 | 589.6475 | 0.00083731 | 583.3192 | 0.00162 | 583.3192 | 0.01053 | 658.5481 | 0.00024972 | 584.6301 | 0.56899 | 590.5306 | 0.47194 | 583.3192 | 0.97687 | 583.0923 | 0.03921 | 584.6301 | 0.01177 | 588.3314 | 0.0046326 | 583.3192 | 0.00053252 | 658.5481 | -2.1711e-05 | 583.3192 | -1.1666e-05 | 584.6301 | 0.50103 | 658.5481 | 0.46697 | 658.5481 | 0.61134 | 0 | 0 | 0.00080386 | 0.00010215 | 0.00019483 | 0.00025692 | 0.0024395 | 0.00016606 | 0.12691 | 0.10905 | 0.2216 | 0.0090971 | 0.0025034 | 0.0010636 | 6.1037e-05 | 5.357e-05 | -2.4073e-06 | 0.11208 | 0.10801 | 0.1416
|  | 658.7802 | 0 | 658.7802 | 0 | 588.5583 | 0.0028869 | 590.7592 | 0.00035886 | 589.8771 | 0.0008597 | 583.5461 | 0.00064428 | 583.5461 | 0.01097 | 658.7802 | 0.001181 | 584.8538 | 0.56567 | 590.7592 | 0.48223 | 583.5461 | 0.97614 | 583.3192 | 0.04099 | 584.8538 | 0.010613 | 588.5583 | 0.0047392 | 583.5461 | 5.4144e-06 | 658.7802 | 0.00048325 | 583.5461 | -9.5496e-06 | 584.8538 | 0.50104 | 658.7802 | 0.46361 | 658.7802 | 0.60863 | 0 | 0 | 0.00080523 | 0.00010052 | 0.00019401 | 0.00016682 | 0.0023776 | 0.00017613 | 0.12639 | 0.11154 | 0.22186 | 0.0093041 | 0.0025853 | 0.0010882 | 6.9741e-05 | 4.1459e-05 | -3.56e-06 | 0.11204 | 0.1074 | 0.14127
|  | 659.0124 | 0 | 659.0124 | 0 | 588.7853 | 0.004208 | 590.9877 | 0.0005209 | 590.1068 | 0.00083022 | 583.773 | 0.00082633 | 583.773 | 0.00999 | 659.0124 | 0.00033634 | 585.0775 | 0.56442 | 590.9877 | 0.49401 | 583.773 | 0.9797 | 583.5461 | 0.04101 | 585.0775 | 0.012502 | 588.7853 | 0.0048488 | 583.773 | 0.0006094 | 659.0124 | -0.00012609 | 583.773 | -2.1834e-05 | 585.0775 | 0.50071 | 659.0124 | 0.46157 | 659.0124 | 0.60841 | 0 | 0 | 0.00080413 | 9.3086e-05 | 0.00019357 | 0.0002163 | 0.0023408 | 0.00016267 | 0.12622 | 0.11435 | 0.22253 | 0.0094503 | 0.0026403 | 0.0011134 | 0.00011702 | 3.1841e-05 | -1.2031e-05 | 0.11187 | 0.10637 | 0.14041
|  | 659.2446 | 0 | 659.2446 | 0 | 589.0123 | 0.0028772 | 591.2163 | 0.00029357 | 590.3364 | 0.00085584 | 583.9999 | 0.00108 | 583.9999 | 0.01064 | 659.2446 | 0.001065 | 585.3013 | 0.56372 | 591.2163 | 0.5065 | 583.9999 | 0.98148 | 583.773 | 0.0423 | 585.3013 | 0.011098 | 589.0123 | 0.0049617 | 583.9999 | 0.00042195 | 659.2446 | 0.00040038 | 583.9999 | -8.4199e-05 | 585.3013 | 0.49927 | 659.2446 | 0.45476 | 659.2446 | 0.60111 | 0 | 0 | 0.00080045 | 9.3505e-05 | 0.0001935 | 0.00025757 | 0.0025155 | 0.00016933 | 0.12544 | 0.11724 | 0.22283 | 0.00975 | 0.0025981 | 0.0011398 | 0.00017496 | 5.2885e-05 | 5.62e-06 | 0.11153 | 0.10554 | 0.13974
|  | 659.4767 | 0 | 659.4767 | 0 | 589.2394 | 0.0041737 | 591.4449 | 0.00052457 | 590.566 | 0.00082957 | 584.2268 | 0.00119 | 584.2268 | 0.01153 | 659.4767 | 0.00039362 | 585.525 | 0.55781 | 591.4449 | 0.5193 | 584.2268 | 0.98238 | 583.9999 | 0.04363 | 585.525 | 0.012131 | 589.2394 | 0.0050784 | 584.2268 | 0.00112 | 659.4767 | 5.517e-05 | 584.2268 | 0.00013373 | 585.525 | 0.49787 | 659.4767 | 0.45438 | 659.4767 | 0.60264 | 0 | 0 | 0.00080157 | 0.00010929 | 0.00019281 | 0.0002621 | 0.002334 | 0.00014732 | 0.1242 | 0.11997 | 0.2228 | 0.010025 | 0.0027305 | 0.0011668 | 0.00012293 | 5.5355e-05 | 1.2615e-06 | 0.11074 | 0.10533 | 0.13986
|  | 659.7089 | 0 | 659.7089 | 0 | 589.4664 | 0.0028871 | 591.6735 | 0.00043175 | 590.7957 | 0.00084944 | 584.4537 | 0.00112 | 584.4537 | 0.00904 | 659.7089 | 0.00087534 | 585.7487 | 0.55234 | 591.6735 | 0.53041 | 584.4537 | 0.9812 | 584.2268 | 0.04472 | 585.7487 | 0.012275 | 589.4664 | 0.0051993 | 584.4537 | -3.6624e-05 | 659.7089 | 0.00042163 | 584.4537 | -0.00012261 | 585.7487 | 0.49195 | 659.7089 | 0.45287 | 659.7089 | 0.60208 | 0 | 0 | 0.00077493 | 0.00011219 | 0.00019205 | 0.00018215 | 0.0021478 | 0.00013641 | 0.12431 | 0.12302 | 0.2232 | 0.010186 | 0.0028738 | 0.0011944 | 7.1962e-05 | 4.3909e-05 | -9.5136e-06 | 0.11046 | 0.10478 | 0.13966
|  | 659.9411 | 0 | 659.9411 | 0 | 589.6934 | 0.0039408 | 591.902 | 0.00054983 | 591.0253 | 0.00082287 | 584.6807 | 0.00048541 | 584.6807 | 0.00989 | 659.9411 | 0.00029957 | 585.9725 | 0.55882 | 591.902 | 0.54599 | 584.6807 | 0.98602 | 584.4537 | 0.04505 | 585.9725 | 0.013412 | 589.6934 | 0.0053245 | 584.6807 | 0.00067087 | 659.9411 | -4.3438e-05 | 584.6807 | 3.8762e-05 | 585.9725 | 0.49537 | 659.9411 | 0.44965 | 659.9411 | 0.60085 | 0 | 0 | 0.00077463 | 0.00011078 | 0.00019145 | 0.00023441 | 0.0021292 | 0.00015869 | 0.12392 | 0.12625 | 0.22414 | 0.010405 | 0.0029037 | 0.001224 | 7.639e-05 | 5.2526e-05 | -3.9987e-06 | 0.1107 | 0.10467 | 0.1402
|  | 660.1733 | 0 | 660.1733 | 0 | 589.9205 | 0.0028807 | 592.1306 | 0.00041946 | 591.255 | 0.00084433 | 584.9076 | 0.00158 | 584.9076 | 0.00887 | 660.1733 | 0.0010672 | 586.1962 | 0.5488 | 592.1306 | 0.55862 | 584.9076 | 0.98886 | 584.6807 | 0.04666 | 586.1962 | 0.012542 | 589.9205 | 0.0054542 | 584.9076 | 2.2009e-06 | 660.1733 | 0.00049584 | 584.9076 | -7.3994e-05 | 586.1962 | 0.49407 | 660.1733 | 0.45183 | 660.1733 | 0.60664 | 0 | 0 | 0.00077451 | 0.00010804 | 0.00019054 | 0.00034607 | 0.0021468 | 0.0001585 | 0.12298 | 0.12926 | 0.22402 | 0.010554 | 0.0030608 | 0.0012536 | 6.3453e-05 | 5.8994e-05 | -2.8827e-06 | 0.11064 | 0.10464 | 0.14077
|  | 660.4056 | 0 | 660.4056 | 0 | 590.1476 | 0.0039417 | 592.3592 | 0.00052566 | 591.4847 | 0.00081488 | 585.1346 | 0.00147 | 585.1346 | 0.01005 | 660.4056 | 0.00029777 | 586.42 | 0.55049 | 592.3592 | 0.57209 | 585.1346 | 0.98549 | 584.9076 | 0.04633 | 586.42 | 0.014817 | 590.1476 | 0.0055883 | 585.1346 | 0.00055703 | 660.4056 | 1.2229e-05 | 585.1346 | 4.8588e-05 | 586.42 | 0.4949 | 660.4056 | 0.44931 | 660.4056 | 0.60569 | 0 | 0 | 0.00078656 | 9.618e-05 | 0.00018916 | 0.00023981 | 0.0022608 | 0.00015045 | 0.12284 | 0.13197 | 0.22381 | 0.010804 | 0.0031176 | 0.0012845 | 4.2996e-05 | 5.1656e-05 | -1.0905e-06 | 0.11028 | 0.10401 | 0.14047
|  | 660.6378 | 0 | 660.6378 | 0 | 590.3746 | 0.0029868 | 592.5878 | 0.00031588 | 591.7144 | 0.00083227 | 585.3616 | 0.00064292 | 585.3616 | 0.00987 | 660.6378 | 0.00099797 | 586.6437 | 0.54749 | 592.5878 | 0.58261 | 585.3616 | 0.9865 | 585.1346 | 0.04889 | 586.6437 | 0.013049 | 590.3746 | 0.0057266 | 585.3616 | -0.0001782 | 660.6378 | 0.00043264 | 585.3616 | -5.8197e-05 | 586.6437 | 0.49078 | 660.6378 | 0.44647 | 660.6378 | 0.60409 | 0 | 0 | 0.00082318 | 0.00010732 | 0.00018788 | 0.00023527 | 0.0022665 | 0.0001544 | 0.12238 | 0.13461 | 0.22401 | 0.01113 | 0.0029838 | 0.0013167 | 8.9179e-05 | 5.7784e-05 | -4.8723e-06 | 0.10994 | 0.10366 | 0.14046
|  | 660.87 | 0 | 660.87 | 0 | 590.6017 | 0.0042623 | 592.8165 | 0.00062287 | 591.9441 | 0.00080339 | 585.5886 | 0.00143 | 585.5886 | 0.0101 | 660.87 | 0.00033173 | 586.8676 | 0.54616 | 592.8165 | 0.59485 | 585.5886 | 0.98723 | 585.3616 | 0.04918 | 586.8676 | 0.013614 | 590.6017 | 0.0058689 | 585.5886 | 0.00096395 | 660.87 | 6.4987e-05 | 585.5886 | 1.5267e-05 | 586.8676 | 0.49165 | 660.87 | 0.44623 | 660.87 | 0.60553 | 0 | 0 | 0.00080982 | 0.00011748 | 0.00018687 | 0.0003507 | 0.0021734 | 0.00015727 | 0.12195 | 0.1373 | 0.22395 | 0.011377 | 0.0029193 | 0.0013491 | 0.00012955 | 5.3821e-05 | -1.81e-06 | 0.10934 | 0.10381 | 0.14115
|  | 661.1023 | 0 | 661.1023 | 0 | 590.8288 | 0.0028711 | 593.0451 | 0.00040479 | 592.1738 | 0.00082382 | 585.8156 | 0.00166 | 585.8156 | 0.00905 | 661.1023 | 0.0010226 | 587.0913 | 0.54383 | 593.0451 | 0.60619 | 585.8156 | 0.986 | 585.5886 | 0.05106 | 587.0913 | 0.012479 | 590.8288 | 0.0060147 | 585.8156 | 0.0001775 | 661.1023 | 0.00039849 | 585.8156 | -3.1215e-05 | 587.0913 | 0.4857 | 661.1023 | 0.4477 | 661.1023 | 0.61 | 0 | 0 | 0.00077592 | 0.00010151 | 0.00018591 | 0.00029578 | 0.0019532 | 0.00015241 | 0.12095 | 0.14041 | 0.22408 | 0.011581 | 0.0031071 | 0.0013829 | 0.00010982 | 5.5504e-05 | 2.9227e-06 | 0.10892 | 0.1031 | 0.14073
|  | 661.3346 | 0 | 661.3346 | 0 | 591.0559 | 0.0039619 | 593.2738 | 0.00048296 | 592.4035 | 0.00079468 | 586.0425 | 0.00094615 | 586.0425 | 0.00816 | 661.3346 | 0.00028985 | 587.3151 | 0.53701 | 593.2738 | 0.62175 | 586.0425 | 0.98834 | 585.8156 | 0.05098 | 587.3151 | 0.015285 | 591.0559 | 0.0061638 | 586.0425 | 0.00079011 | 661.3346 | 7.9461e-05 | 586.0425 | 5.6967e-05 | 587.3151 | 0.48763 | 661.3346 | 0.44013 | 661.3346 | 0.60184 | 0 | 0 | 0.00078197 | 0.00010373 | 0.00018505 | 0.00027429 | 0.0019912 | 0.00015269 | 0.11965 | 0.14354 | 0.22425 | 0.011831 | 0.0033028 | 0.0014171 | 0.00010381 | 5.4396e-05 | -8.5119e-06 | 0.10882 | 0.10198 | 0.13976
|  | 661.5668 | 0 | 661.5668 | 0 | 591.283 | 0.0029243 | 593.5024 | 0.00042443 | 592.6332 | 0.00081628 | 586.2696 | 0.00147 | 586.2696 | 0.00938 | 661.5668 | 0.0010248 | 587.5389 | 0.53217 | 593.5024 | 0.63382 | 586.2696 | 0.98702 | 586.0425 | 0.05326 | 587.5389 | 0.014228 | 591.283 | 0.0063159 | 586.2696 | 0.00012427 | 661.5668 | 0.00038891 | 586.2696 | -0.00013195 | 587.5389 | 0.48474 | 661.5668 | 0.43799 | 661.5668 | 0.60152 | 0 | 0 | 0.00079026 | 0.00010957 | 0.00018442 | 0.00033027 | 0.0021019 | 0.00016774 | 0.11931 | 0.14676 | 0.22455 | 0.012092 | 0.0031821 | 0.0014524 | 8.6077e-05 | 4.1337e-05 | -1.7754e-05 | 0.10854 | 0.10168 | 0.13986
|  | 661.7991 | 0 | 661.7991 | 0 | 591.5102 | 0.0040331 | 593.7311 | 0.00053378 | 592.863 | 0.00078923 | 586.4966 | 0.00144 | 586.4966 | 0.00914 | 661.7991 | 0.00041942 | 587.7628 | 0.53391 | 593.7311 | 0.64961 | 586.4966 | 0.99145 | 586.2696 | 0.05325 | 587.7628 | 0.014207 | 591.5102 | 0.0064708 | 586.4966 | 0.00063415 | 661.7991 | -3.298e-05 | 586.4966 | -2.4489e-05 | 587.7628 | 0.48516 | 661.7991 | 0.43748 | 661.7991 | 0.60276 | 0 | 0 | 0.00077486 | 0.00010652 | 0.0001834 | 0.00032468 | 0.0019504 | 0.00015333 | 0.11856 | 0.15083 | 0.22558 | 0.012366 | 0.003282 | 0.0014875 | 0.0001134 | 4.2454e-05 | 6.1458e-07 | 0.10846 | 0.10158 | 0.14024
|  | 662.0314 | 0 | 662.0314 | 0 | 591.7373 | 0.0027905 | 593.9598 | 0.00039776 | 593.0928 | 0.00080702 | 586.7236 | 0.00142 | 586.7236 | 0.00804 | 662.0314 | 0.00090068 | 587.9866 | 0.52525 | 593.9598 | 0.66942 | 586.7236 | 0.99563 | 586.4966 | 0.05571 | 587.9866 | 0.015113 | 591.7373 | 0.0066286 | 586.7236 | 0.00036479 | 662.0314 | 0.00039849 | 586.7236 | 2.9903e-05 | 587.9866 | 0.48375 | 662.0314 | 0.43711 | 662.0314 | 0.60468 | 0 | 0 | 0.00077349 | 0.00011625 | 0.00018214 | 0.00029289 | 0.0018471 | 0.00014791 | 0.11789 | 0.15485 | 0.22655 | 0.012727 | 0.0035916 | 0.0015241 | 0.00012957 | 5.4498e-05 | 8.1919e-06 | 0.1084 | 0.10103 | 0.14003
|  | 662.2637 | 0 | 662.2637 | 0 | 591.9645 | 0.0040192 | 594.1885 | 0.00061883 | 593.3225 | 0.00077859 | 586.9507 | 0.00116 | 586.9507 | 0.00823 | 662.2637 | 0.0003728 | 588.2105 | 0.52817 | 594.1885 | 0.68476 | 586.9507 | 1 | 586.7236 | 0.0564 | 588.2104 | 0.016981 | 591.9645 | 0.0067892 | 586.9507 | 0.00077652 | 662.2637 | 7.072e-05 | 586.9507 | 4.2256e-05 | 588.2104 | 0.48487 | 662.2637 | 0.43275 | 662.2637 | 0.60095 | 0 | 0 | 0.00077895 | 0.0001069 | 0.00018135 | 0.00020883 | 0.001838 | 0.00013877 | 0.11744 | 0.15806 | 0.22682 | 0.013175 | 0.0038219 | 0.0015609 | 0.00011435 | 5.8817e-05 | 3.2458e-06 | 0.10821 | 0.10015 | 0.13921
|  | 662.496 | 0 | 662.496 | 0 | 592.1917 | 0.0028386 | 594.4172 | 0.00031605 | 593.5523 | 0.00079975 | 587.1777 | 0.00067952 | 587.1777 | 0.00796 | 662.496 | 0.00082185 | 588.4343 | 0.52094 | 594.4172 | 0.69753 | 587.1777 | 0.998 | 586.9507 | 0.05965 | 588.4343 | 0.017162 | 592.1917 | 0.0069527 | 587.1777 | 0.00023079 | 662.496 | 0.00043563 | 587.1777 | -1.3666e-05 | 588.4343 | 0.48183 | 662.496 | 0.42941 | 662.496 | 0.59745 | 0 | 0 | 0.00077942 | 9.728e-05 | 0.0001807 | 0.00030194 | 0.0018835 | 0.00013584 | 0.11675 | 0.16116 | 0.22671 | 0.013466 | 0.0038686 | 0.001598 | 8.8488e-05 | 6.5323e-05 | 4.6692e-06 | 0.10801 | 0.099386 | 0.13859
|  | 662.7283 | 0 | 662.7283 | 0 | 592.4188 | 0.0040251 | 594.6459 | 0.00053467 | 593.7821 | 0.00077296 | 587.4048 | 0.00198 | 587.4048 | 0.00863 | 662.7283 | 0.00034755 | 588.6581 | 0.5224 | 594.6459 | 0.71184 | 587.4048 | 0.9989 | 587.1777 | 0.05897 | 588.6581 | 0.017408 | 592.4188 | 0.0071194 | 587.4048 | 0.00054864 | 662.7283 | 0.00012673 | 587.4048 | 5.4793e-05 | 588.6581 | 0.4833 | 662.7283 | 0.42619 | 662.7283 | 0.59563 | 0 | 0 | 0.00077954 | 0.00010527 | 0.00018026 | 0.00033787 | 0.0018748 | 0.00013813 | 0.11634 | 0.16404 | 0.22639 | 0.013641 | 0.0038044 | 0.0016371 | 5.3286e-05 | 6.0428e-05 | -2.4467e-06 | 0.1078 | 0.098951 | 0.13857
|  | 662.9607 | 0 | 662.9607 | 0 | 592.646 | 0.002836 | 594.8747 | 0.00038576 | 594.0119 | 0.00079591 | 587.6319 | 0.00099535 | 587.6319 | 0.00788 | 662.9607 | 0.00084153 | 588.882 | 0.51694 | 594.8747 | 0.72236 | 587.6319 | 0.99472 | 587.4048 | 0.06118 | 588.882 | 0.016579 | 592.646 | 0.0072896 | 587.6319 | -7.9385e-05 | 662.9607 | 0.00039344 | 587.6319 | -7.634e-05 | 588.882 | 0.47976 | 662.9607 | 0.42559 | 662.9607 | 0.59723 | 0 | 0 | 0.00077927 | 0.00010431 | 0.00018017 | 0.00019708 | 0.0018323 | 0.00014231 | 0.1162 | 0.16663 | 0.22571 | 0.013939 | 0.003911 | 0.0016757 | 6.4625e-05 | 5.9073e-05 | -1.4228e-05 | 0.10738 | 0.098722 | 0.13879
|  | 663.193 | 0 | 663.193 | 0 | 592.8732 | 0.0040245 | 595.1034 | 0.00052622 | 594.2417 | 0.00077216 | 587.859 | 0.00074062 | 587.859 | 0.00826 | 663.193 | 0.00038347 | 589.106 | 0.52088 | 595.1034 | 0.73449 | 587.859 | 0.99352 | 587.6319 | 0.06157 | 589.106 | 0.01835 | 592.8732 | 0.0074635 | 587.859 | 0.00064864 | 663.193 | 0.00011506 | 587.859 | -4.8991e-05 | 589.106 | 0.47928 | 663.193 | 0.42422 | 663.193 | 0.59745 | 0 | 0 | 0.00077169 | 0.0001016 | 0.00017995 | 0.00022945 | 0.0017919 | 0.00014295 | 0.11536 | 0.16947 | 0.22516 | 0.014193 | 0.0041877 | 0.0017157 | 0.00010048 | 4.9165e-05 | -1.1627e-05 | 0.10704 | 0.098226 | 0.13863
|  | 663.4254 | 0 | 663.4254 | 0 | 593.1003 | 0.0027694 | 595.3322 | 0.00036205 | 594.4716 | 0.00079361 | 588.0861 | 0.00128 | 588.0861 | 0.00752 | 663.4254 | 0.00084695 | 589.3298 | 0.50969 | 595.3322 | 0.74718 | 588.0861 | 0.98929 | 587.859 | 0.06345 | 589.3298 | 0.019061 | 593.1003 | 0.0076416 | 588.0861 | 0.00023625 | 663.4254 | 0.00030811 | 588.0861 | -5.3404e-05 | 589.3298 | 0.47698 | 663.4254 | 0.42125 | 663.4254 | 0.59576 | 0 | 0 | 0.00076555 | 0.0001112 | 0.00017971 | 0.00030433 | 0.0018419 | 0.00014443 | 0.1143 | 0.17252 | 0.22482 | 0.014444 | 0.004322 | 0.0017572 | 9.5105e-05 | 4.9969e-05 | -5.3566e-06 | 0.10695 | 0.097872 | 0.1386
|  | 663.6577 | 0 | 663.6577 | 0 | 593.3276 | 0.0039686 | 595.561 | 0.00061013 | 594.7014 | 0.00077004 | 588.3132 | 0.0014 | 588.3132 | 0.0087 | 663.6577 | 0.00039623 | 589.5537 | 0.51138 | 595.561 | 0.76114 | 588.3132 | 0.99054 | 588.0861 | 0.06375 | 589.5537 | 0.01955 | 593.3276 | 0.0078243 | 588.3132 | 0.00060127 | 663.6577 | 0.00012199 | 588.3132 | 6.2329e-06 | 589.5537 | 0.47842 | 663.6577 | 0.42116 | 663.6577 | 0.59721 | 0 | 0 | 0.00077076 | 0.00011242 | 0.00017956 | 0.00026795 | 0.0020179 | 0.00014392 | 0.11361 | 0.17588 | 0.22463 | 0.014752 | 0.0044959 | 0.0017993 | 0.00010965 | 5.5172e-05 | -2.6959e-06 | 0.1068 | 0.097038 | 0.13786
|  | 663.8901 | 0 | 663.8901 | 0 | 593.5548 | 0.0028153 | 595.7897 | 0.00037276 | 594.9312 | 0.00079274 | 588.5403 | 0.00095969 | 588.5403 | 0.00907 | 663.8901 | 0.00084242 | 589.7776 | 0.5033 | 595.7897 | 0.77652 | 588.5403 | 0.98764 | 588.3132 | 0.06616 | 589.7776 | 0.020603 | 593.5548 | 0.0080119 | 588.5403 | 0.00036431 | 663.8901 | 0.00035286 | 588.5403 | -2.9974e-05 | 589.7776 | 0.47542 | 663.8901 | 0.414 | 663.8901 | 0.58926 | 0 | 0 | 0.00078585 | 0.00010937 | 0.00017956 | 0.00037129 | 0.0018884 | 0.00015344 | 0.11266 | 0.17961 | 0.2247 | 0.015152 | 0.0045356 | 0.0018425 | 0.00010846 | 6.2488e-05 | -3.288e-07 | 0.10624 | 0.09583 | 0.13671
|  | 664.1225 | 0 | 664.1225 | 0 | 593.782 | 0.0041014 | 596.0186 | 0.00058319 | 595.1611 | 0.00076922 | 588.7674 | 0.00231 | 588.7674 | 0.00756 | 664.1225 | 0.00047816 | 590.0016 | 0.50287 | 596.0186 | 0.79332 | 588.7674 | 0.99116 | 588.5403 | 0.06727 | 590.0016 | 0.019905 | 593.782 | 0.0082048 | 588.7674 | 0.00059084 | 664.1225 | 0.00018493 | 588.7674 | 2.7079e-05 | 590.0016 | 0.47341 | 664.1225 | 0.41073 | 664.1225 | 0.58727 | 0 | 0 | 0.00079701 | 0.00010753 | 0.000179 | 0.00039643 | 0.0017266 | 0.00014109 | 0.11247 | 0.18318 | 0.22505 | 0.015468 | 0.0044574 | 0.0018869 | 9.7009e-05 | 6.0508e-05 | -3.0728e-07 | 0.10593 | 0.09511 | 0.13618
|  | 664.3549 | 0 | 664.3549 | 0 | 594.0093 | 0.0029136 | 596.2474 | 0.00035664 | 595.391 | 0.00078823 | 588.9946 | 0.00118 | 588.9946 | 0.00764 | 664.3549 | 0.00073602 | 590.2255 | 0.50191 | 596.2474 | 0.80772 | 588.9946 | 0.99013 | 588.7674 | 0.06895 | 590.2255 | 0.019915 | 594.0093 | 0.008403 | 588.9946 | 0.00026319 | 664.3549 | 0.00033579 | 588.9946 | -2.9784e-05 | 590.2255 | 0.4729 | 664.3549 | 0.40777 | 664.3549 | 0.58469 | 0 | 0 | 0.00078777 | 9.9941e-05 | 0.00017897 | 0.00022781 | 0.0017851 | 0.00013319 | 0.11209 | 0.18674 | 0.22557 | 0.015708 | 0.0047482 | 0.0019326 | 0.00011739 | 5.4591e-05 | -1.6808e-06 | 0.10619 | 0.094456 | 0.13572
|  | 664.5873 | 0 | 664.5873 | 0 | 594.2365 | 0.00402 | 596.4762 | 0.00051689 | 595.6209 | 0.000769 | 589.2217 | 0.00082617 | 589.2217 | 0.00808 | 664.5873 | 0.00041022 | 590.4495 | 0.4989 | 596.4762 | 0.82451 | 589.2217 | 0.99629 | 588.9946 | 0.06934 | 590.4495 | 0.02248 | 594.2365 | 0.0086066 | 589.2217 | 0.0007706 | 664.5873 | 0.00013401 | 589.2217 | 1.4982e-05 | 590.4495 | 0.47522 | 664.5873 | 0.40511 | 664.5873 | 0.58326 | 0 | 0 | 0.00076314 | 0.00011279 | 0.00017935 | 0.00019597 | 0.0016879 | 0.0001291 | 0.11102 | 0.19001 | 0.226 | 0.016027 | 0.0051214 | 0.0019794 | 7.3491e-05 | 5.9575e-05 | 6.9766e-06 | 0.10589 | 0.094136 | 0.13574
|  | 664.8197 | 0 | 664.8197 | 0 | 594.4637 | 0.0026968 | 596.705 | 0.00046898 | 595.8508 | 0.00079114 | 589.4488 | 0.00089912 | 589.4488 | 0.00678 | 664.8197 | 0.00070074 | 590.6734 | 0.49265 | 596.705 | 0.83629 | 589.4488 | 0.9934 | 589.2217 | 0.0718 | 590.6734 | 0.02326 | 594.4637 | 0.0088154 | 589.4488 | -0.00012359 | 664.8197 | 0.00037864 | 589.4488 | 4.644e-05 | 590.6734 | 0.47045 | 664.8197 | 0.40494 | 664.8197 | 0.58478 | 0 | 0 | 0.00077244 | 0.0001195 | 0.00017853 | 0.00014492 | 0.0016527 | 0.00013527 | 0.11041 | 0.19315 | 0.22565 | 0.01647 | 0.005365 | 0.002028 | 5.6703e-05 | 6.6774e-05 | 1.0978e-05 | 0.10557 | 0.093907 | 0.13579
|  | 665.0522 | 0 | 665.0522 | 0 | 594.691 | 0.0041 | 596.9338 | 0.00057548 | 596.0807 | 0.0007618 | 589.676 | 0.00037665 | 589.676 | 0.00777 | 665.0522 | 0.00046322 | 590.8973 | 0.49346 | 596.9338 | 0.85195 | 589.676 | 0.99313 | 589.4488 | 0.0732 | 590.8973 | 0.024656 | 594.691 | 0.0090294 | 589.676 | 0.00062278 | 665.0522 | 0.00019594 | 589.676 | 5.0205e-05 | 590.8973 | 0.47238 | 665.0522 | 0.40311 | 665.0522 | 0.58367 | 0 | 0 | 0.00077525 | 0.00010351 | 0.00017745 | 0.00017681 | 0.0017458 | 0.00013461 | 0.1101 | 0.19647 | 0.22559 | 0.016879 | 0.0052906 | 0.0020772 | 6.6921e-05 | 6.2209e-05 | -2.3703e-06 | 0.10564 | 0.094048 | 0.13639
|  | 665.2846 | 0 | 665.2846 | 0 | 594.9183 | 0.0027216 | 597.1627 | 0.00032897 | 596.3106 | 0.00078181 | 589.9032 | 0.00118 | 589.9032 | 0.0076 | 665.2846 | 0.00069503 | 591.1213 | 0.48962 | 597.1627 | 0.86483 | 589.9032 | 0.99295 | 589.676 | 0.0754 | 591.1213 | 0.022581 | 594.9183 | 0.0092485 | 589.9032 | -3.3603e-05 | 665.2846 | 0.00033934 | 589.9032 | -7.1074e-05 | 591.1213 | 0.47088 | 665.2846 | 0.40612 | 665.2846 | 0.58991 | 0 | 0 | 0.00076889 | 9.5991e-05 | 0.00017642 | 0.00021688 | 0.001736 | 0.00013191 | 0.10979 | 0.19938 | 0.2256 | 0.017197 | 0.0052837 | 0.0021276 | 6.5285e-05 | 6.4499e-05 | -7.5033e-06 | 0.10545 | 0.093658 | 0.13636
|  | 665.5171 | 0 | 665.5171 | 0 | 595.1456 | 0.004044 | 597.3915 | 0.00051004 | 596.5405 | 0.00075285 | 590.1304 | 0.00072889 | 590.1304 | 0.00768 | 665.5171 | 0.00043995 | 591.3453 | 0.49064 | 597.3915 | 0.87783 | 590.1304 | 0.99274 | 589.9032 | 0.076 | 591.3453 | 0.024594 | 595.1456 | 0.0094725 | 590.1304 | 0.00060822 | 665.5171 | 0.00021561 | 590.1304 | 5.0319e-06 | 591.3453 | 0.47065 | 665.5171 | 0.39971 | 665.5171 | 0.58334 | 0 | 0 | 0.00076118 | 9.7535e-05 | 0.00017549 | 0.0001918 | 0.0016391 | 0.00012488 | 0.10907 | 0.20223 | 0.22526 | 0.017581 | 0.0055866 | 0.0021791 | 6.1929e-05 | 5.9937e-05 | -9.9235e-06 | 0.10492 | 0.092704 | 0.13553
|  | 665.7495 | 0 | 665.7495 | 0 | 595.3729 | 0.0026537 | 597.6204 | 0.00034224 | 596.7704 | 0.00077371 | 590.3576 | 0.00095962 | 590.3576 | 0.00675 | 665.7495 | 0.00063448 | 591.5693 | 0.48347 | 597.6204 | 0.88927 | 590.3576 | 0.99036 | 590.1304 | 0.07874 | 591.5693 | 0.0253 | 595.3729 | 0.0097015 | 590.3576 | -6.3026e-05 | 665.7495 | 0.00030006 | 590.3576 | -9.2394e-05 | 591.5693 | 0.46636 | 665.7495 | 0.39787 | 665.7495 | 0.58274 | 0 | 0 | 0.00075452 | 0.00010774 | 0.00017459 | 0.00020425 | 0.0015656 | 0.00012864 | 0.10811 | 0.20491 | 0.22519 | 0.017967 | 0.0058202 | 0.0022317 | 9.6206e-05 | 5.4473e-05 | -8.5804e-06 | 0.10432 | 0.092395 | 0.1356
|  | 665.982 | 0 | 665.982 | 0 | 595.6002 | 0.0039854 | 597.8493 | 0.0005992 | 597.0004 | 0.00074458 | 590.5848 | 0.00083811 | 590.5848 | 0.00703 | 665.982 | 0.00047224 | 591.7933 | 0.48179 | 597.8493 | 0.90124 | 590.5848 | 0.99167 | 590.3576 | 0.07943 | 591.7933 | 0.026666 | 595.6002 | 0.0099357 | 590.5848 | 0.0009098 | 665.982 | 0.00016859 | 590.5848 | 1.6872e-05 | 591.7933 | 0.46512 | 665.982 | 0.39702 | 665.982 | 0.58384 | 0 | 0 | 0.00076228 | 9.4171e-05 | 0.00017321 | 0.00021219 | 0.0014584 | 0.00012818 | 0.10784 | 0.2077 | 0.2252 | 0.018344 | 0.0058356 | 0.0022862 | 0.00012736 | 4.6276e-05 | -1.4182e-05 | 0.10412 | 0.091731 | 0.13514
|  | 666.2145 | 0 | 666.2145 | 0 | 595.8276 | 0.0027202 | 598.0782 | 0.00022364 | 597.2304 | 0.00076214 | 590.812 | 0.00103 | 590.812 | 0.00581 | 666.2145 | 0.00063045 | 592.0173 | 0.4808 | 598.0782 | 0.91364 | 590.812 | 0.99099 | 590.5848 | 0.08203 | 592.0173 | 0.025423 | 595.8276 | 0.010175 | 590.812 | 0.00021148 | 666.2145 | 0.00022952 | 590.812 | -0.00014173 | 592.0173 | 0.46425 | 666.2145 | 0.39213 | 666.2145 | 0.57876 | 0 | 0 | 0.00074976 | 9.8932e-05 | 0.00017226 | 0.00025451 | 0.0014543 | 0.00012873 | 0.10751 | 0.21062 | 0.22524 | 0.018664 | 0.0059036 | 0.0023407 | 0.0001236 | 4.3967e-05 | -8.7739e-06 | 0.1041 | 0.090792 | 0.13416
|  | 666.447 | 0 | 666.447 | 0 | 596.0549 | 0.003877 | 598.3071 | 0.00064061 | 597.4603 | 0.00073594 | 591.0393 | 0.00121 | 591.0393 | 0.00699 | 666.447 | 0.00047698 | 592.2413 | 0.47911 | 598.3071 | 0.92632 | 591.0393 | 0.99139 | 590.812 | 0.08229 | 592.2413 | 0.027287 | 596.0549 | 0.01042 | 591.0393 | 0.00087638 | 666.447 | 0.00014871 | 591.0393 | 6.4506e-05 | 592.2413 | 0.46526 | 666.447 | 0.38891 | 666.447 | 0.57538 | 0 | 0 | 0.00073689 | 0.00011404 | 0.00017116 | 0.0002493 | 0.0015763 | 0.00012393 | 0.10698 | 0.21328 | 0.22529 | 0.019005 | 0.0062224 | 0.0023977 | 0.00013506 | 4.0009e-05 | 2.85e-06 | 0.10375 | 0.090041 | 0.13341
|  | 666.6795 | 0 | 666.6795 | 0 | 596.2822 | 0.0026052 | 598.536 | 0.00035593 | 597.6903 | 0.00075252 | 591.2665 | 0.00098365 | 591.2665 | 0.00688 | 666.6795 | 0.00058907 | 592.4654 | 0.47585 | 598.536 | 0.93734 | 591.2665 | 0.99098 | 591.0393 | 0.08498 | 592.4654 | 0.028255 | 596.2822 | 0.010671 | 591.2665 | 0.0003121 | 666.6795 | 0.00019546 | 591.2665 | -3.9428e-05 | 592.4654 | 0.46086 | 666.6795 | 0.38563 | 666.6795 | 0.57222 | 0 | 0 | 0.00078181 | 0.00010812 | 0.00017003 | 0.00031399 | 0.001502 | 0.00012863 | 0.10631 | 0.21585 | 0.22498 | 0.019467 | 0.0065363 | 0.0024554 | 0.00012606 | 4.0133e-05 | 2.8275e-06 | 0.1035 | 0.089356 | 0.13282
|  | 666.912 | 0 | 666.912 | 0 | 596.5096 | 0.0042722 | 598.7649 | 0.00058862 | 597.9203 | 0.00072616 | 591.4938 | 0.00178 | 591.4938 | 0.00634 | 666.912 | 0.00051741 | 592.6894 | 0.47339 | 598.7649 | 0.9483 | 591.4938 | 0.98921 | 591.2665 | 0.08632 | 592.6894 | 0.030105 | 596.5096 | 0.010928 | 591.4938 | 0.00079748 | 666.912 | 0.00014976 | 591.4938 | 6.4315e-05 | 592.6894 | 0.46325 | 666.912 | 0.38299 | 666.912 | 0.5703 | 0 | 0 | 0.00080632 | 0.00010647 | 0.00016852 | 0.00028915 | 0.0014714 | 0.00012657 | 0.10559 | 0.21824 | 0.22506 | 0.019922 | 0.00646 | 0.0025145 | 0.00011642 | 5.129e-05 | 6.8904e-06 | 0.1035 | 0.088858 | 0.13255
|  | 667.1445 | 0 | 667.1445 | 0 | 596.7369 | 0.0028208 | 598.9939 | 0.00034148 | 598.1503 | 0.00073897 | 591.721 | 0.00076489 | 591.721 | 0.00661 | 667.1445 | 0.0005713 | 592.9135 | 0.46915 | 598.9939 | 0.95817 | 591.721 | 0.99162 | 591.4938 | 0.08903 | 592.9135 | 0.027559 | 596.7369 | 0.011191 | 591.721 | 0.00022716 | 667.1445 | 0.00029141 | 591.721 | -3.6704e-06 | 592.9135 | 0.46059 | 667.1445 | 0.38132 | 667.1445 | 0.56982 | 0 | 0 | 0.00076188 | 9.3301e-05 | 0.00016681 | 0.00017936 | 0.0014808 | 0.00013004 | 0.10523 | 0.2206 | 0.22539 | 0.020471 | 0.0063504 | 0.0025756 | 9.9623e-05 | 6.3733e-05 | -2.542e-06 | 0.10339 | 0.088415 | 0.13231
|  | 667.377 | 0 | 667.377 | 0 | 596.9644 | 0.0038795 | 599.2228 | 0.00047359 | 598.3804 | 0.0007113 | 591.9483 | 0.00081336 | 591.9483 | 0.00642 | 667.377 | 0.00054721 | 593.1375 | 0.47017 | 599.2228 | 0.96896 | 591.9483 | 0.99168 | 591.721 | 0.09114 | 593.1375 | 0.029126 | 596.9644 | 0.01146 | 591.9483 | 0.00064946 | 667.377 | 0.00025675 | 591.9483 | -1.8697e-05 | 593.1375 | 0.46231 | 667.377 | 0.37914 | 667.377 | 0.56818 | 0 | 0 | 0.00075033 | 9.4951e-05 | 0.00016631 | 0.00029474 | 0.0015343 | 0.00013048 | 0.1047 | 0.22282 | 0.22528 | 0.021013 | 0.0066305 | 0.0026366 | 0.00010316 | 6.0306e-05 | -4.9241e-06 | 0.10316 | 0.087909 | 0.13198
|  | 667.6096 | 0 | 667.6096 | 0 | 597.1917 | 0.002721 | 599.4518 | 0.00035567 | 598.6104 | 0.00073496 | 592.1756 | 0.00178 | 592.1756 | 0.00708 | 667.6096 | 0.000575 | 593.3616 | 0.46444 | 599.4518 | 0.97709 | 592.1756 | 0.99058 | 591.9483 | 0.09376 | 593.3616 | 0.030059 | 597.1917 | 0.011734 | 592.1756 | 0.00025828 | 667.6096 | 0.00026192 | 592.1756 | -2.463e-05 | 593.3616 | 0.45855 | 667.6096 | 0.37694 | 667.6096 | 0.56698 | 0 | 0 | 0.00074981 | 9.3575e-05 | 0.0001658 | 0.00023953 | 0.0015547 | 0.00012489 | 0.10427 | 0.22441 | 0.22539 | 0.02133 | 0.0071103 | 0.0027004 | 0.00013232 | 5.6543e-05 | 3.6531e-06 | 0.103 | 0.08738 | 0.13171
|  | 667.8421 | 0 | 667.8421 | 0 | 597.4191 | 0.0038731 | 599.6808 | 0.00046175 | 598.8404 | 0.00070652 | 592.4029 | 0.00032767 | 592.4029 | 0.0066 | 667.8421 | 0.00049907 | 593.5857 | 0.46601 | 599.6808 | 0.98325 | 592.4029 | 0.99268 | 592.1756 | 0.09392 | 593.5857 | 0.033392 | 597.4191 | 0.012014 | 592.4029 | 0.00090609 | 667.8421 | 0.00022437 | 592.4029 | 5.6774e-05 | 593.5857 | 0.46058 | 667.8421 | 0.37455 | 667.8421 | 0.56576 | 0 | 0 | 0.0007469 | 8.6801e-05 | 0.0001649 | 4.1377e-05 | 0.0014002 | 0.00011538 | 0.10402 | 0.22576 | 0.22534 | 0.021733 | 0.0072566 | 0.002764 | 0.00011664 | 4.8261e-05 | -3.9698e-06 | 0.10275 | 0.086895 | 0.13142
|  | 668.0747 | 0 | 668.0747 | 0 | 597.6465 | 0.0026972 | 599.9098 | 0.00029633 | 599.0704 | 0.00072718 | 592.6302 | 3.6402e-05 | 592.6302 | 0.00572 | 668.0747 | 0.00049319 | 593.8098 | 0.46249 | 599.9098 | 0.98848 | 592.6302 | 0.99005 | 592.4029 | 0.09732 | 593.8098 | 0.031382 | 597.6465 | 0.0123 | 592.6302 | 0.00012019 | 668.0747 | 0.00019067 | 592.6302 | -9.1704e-05 | 593.8098 | 0.45654 | 668.0747 | 0.37274 | 668.0747 | 0.56442 | 0 | 0 | 0.00074364 | 9.5432e-05 | 0.00016419 | 0.00015415 | 0.0013637 | 0.00012395 | 0.10337 | 0.22706 | 0.22509 | 0.022187 | 0.0073955 | 0.0028303 | 0.00010985 | 5.0519e-05 | -1.0349e-05 | 0.10235 | 0.086435 | 0.13117
|  | 668.3072 | 0 | 668.3072 | 0 | 597.8739 | 0.0038427 | 600.1388 | 0.00053714 | 599.3005 | 0.00069986 | 592.8575 | 0.00132 | 592.8575 | 0.00628 | 668.3072 | 0.00057266 | 594.0339 | 0.45995 | 600.1388 | 0.9946 | 592.8575 | 0.99058 | 592.6302 | 0.0979 | 594.0339 | 0.034613 | 597.8739 | 0.012591 | 592.8575 | 0.00084637 | 668.3072 | 0.00024375 | 592.8575 | 6.3773e-07 | 594.0339 | 0.45679 | 668.3072 | 0.37053 | 668.3072 | 0.56355 | 0 | 0 | 0.00074535 | 9.586e-05 | 0.00016337 | 0.00022866 | 0.0014369 | 0.00013246 | 0.10281 | 0.22763 | 0.22469 | 0.022607 | 0.0077933 | 0.002898 | 9.9437e-05 | 5.5248e-05 | -2.7649e-06 | 0.10192 | 0.085831 | 0.13084
|  | 668.5398 | 0 | 668.5398 | 0 | 598.1014 | 0.0027105 | 600.3678 | 0.00030003 | 599.5306 | 0.00072054 | 593.0848 | 0.00069142 | 593.0848 | 0.00636 | 668.5398 | 0.00056637 | 594.258 | 0.45742 | 600.3678 | 0.99338 | 593.0848 | 0.9859 | 592.8575 | 0.10103 | 594.258 | 0.034932 | 598.1014 | 0.012888 | 593.0848 | 2.8333e-05 | 668.5398 | 0.00023133 | 593.0848 | -2.496e-05 | 594.258 | 0.45271 | 668.5398 | 0.36755 | 668.5398 | 0.56159 | 0 | 0 | 0.00073942 | 9.0634e-05 | 0.0001631 | 0.00025359 | 0.0014012 | 0.00013544 | 0.10221 | 0.22794 | 0.2243 | 0.023135 | 0.0079104 | 0.0029654 | 6.2308e-05 | 6.3156e-05 | -5.2165e-06 | 0.1016 | 0.085281 | 0.13046
|  | 668.7724 | 0 | 668.7724 | 0 | 598.3288 | 0.0037923 | 600.5968 | 0.00049153 | 599.7607 | 0.00069707 | 593.3121 | 0.00154 | 593.3121 | 0.00597 | 668.7724 | 0.00059823 | 594.4821 | 0.45467 | 600.5968 | 0.99737 | 593.3121 | 0.98782 | 593.0848 | 0.10248 | 594.4821 | 0.035658 | 598.3288 | 0.013191 | 593.3121 | 0.00051993 | 668.7724 | 0.00031174 | 593.3121 | -2.0942e-05 | 594.4821 | 0.45393 | 668.7724 | 0.36577 | 668.7724 | 0.56024 | 0 | 0 | 0.00074149 | 9.7628e-05 | 0.0001626 | 0.00026331 | 0.0012948 | 0.00012381 | 0.10104 | 0.22864 | 0.22422 | 0.023687 | 0.0081321 | 0.0030349 | 7.879e-05 | 6.6481e-05 | -9.5411e-06 | 0.10132 | 0.084808 | 0.1302
|  | 669.005 | 0 | 669.005 | 0 | 598.5562 | 0.0027288 | 600.8259 | 0.00036085 | 599.9908 | 0.00071623 | 593.5395 | 0.00077627 | 593.5395 | 0.00542 | 669.005 | 0.0004663 | 594.7062 | 0.44697 | 600.8259 | 0.99886 | 593.5395 | 0.98457 | 593.3121 | 0.10595 | 594.7062 | 0.036911 | 598.5562 | 0.013499 | 593.5395 | 0.00017315 | 669.005 | 0.00025989 | 593.5395 | -6.2987e-05 | 594.7062 | 0.45023 | 669.005 | 0.36344 | 669.005 | 0.55925 | 0 | 0 | 0.00074734 | 0.00011468 | 0.00016222 | 0.00025536 | 0.0012937 | 0.00012254 | 0.10072 | 0.22887 | 0.22421 | 0.024129 | 0.0084198 | 0.0031066 | 8.5084e-05 | 6.815e-05 | 1.9492e-06 | 0.10106 | 0.084364 | 0.12997
|  | 669.2376 | 0 | 669.2376 | 0 | 598.7837 | 0.0038419 | 601.0549 | 0.00064073 | 600.2209 | 0.00069371 | 593.7668 | 0.00147 | 593.7668 | 0.00596 | 669.2376 | 0.00058729 | 594.9304 | 0.45186 | 601.0549 | 1 | 593.7668 | 0.9877 | 593.5395 | 0.1063 | 594.9304 | 0.038225 | 598.7837 | 0.013814 | 593.7668 | 0.0005753 | 669.2376 | 0.00032605 | 593.7668 | 8.0134e-05 | 594.9304 | 0.45162 | 669.2376 | 0.3619 | 669.2376 | 0.55823 | 0 | 0 | 0.00074672 | 0.00010867 | 0.00016173 | 0.00031715 | 0.0013686 | 0.0001218 | 0.10065 | 0.22891 | 0.22409 | 0.024638 | 0.0087375 | 0.0031788 | 0.00010986 | 6.2294e-05 | 6.5319e-06 | 0.10078 | 0.08385 | 0.12962
|  | 669.4703 | 0 | 669.4703 | 0 | 599.0112 | 0.0027233 | 601.2839 | 0.00030806 | 600.451 | 0.00071199 | 593.9942 | 0.00132 | 593.9942 | 0.00608 | 669.4703 | 0.00045993 | 595.1545 | 0.44611 | 601.2839 | 0.9986 | 593.9942 | 0.98361 | 593.7668 | 0.11043 | 595.1545 | 0.039725 | 599.0112 | 0.014135 | 593.9942 | 0.00039118 | 669.4703 | 0.00020954 | 593.9942 | -2.2672e-05 | 595.1545 | 0.44743 | 669.4703 | 0.35902 | 669.4703 | 0.55618 | 0 | 0 | 0.00073363 | 9.7756e-05 | 0.0001613 | 0.00028541 | 0.0013259 | 0.00012062 | 0.10056 | 0.22858 | 0.22393 | 0.025186 | 0.0091583 | 0.0032525 | 0.00012299 | 4.8747e-05 | 4.8269e-06 | 0.10074 | 0.083299 | 0.12926
|  | 669.7029 | 0 | 669.7029 | 0 | 599.2386 | 0.0037268 | 601.513 | 0.00054548 | 600.6812 | 0.00068962 | 594.2216 | 0.00119 | 594.2216 | 0.00558 | 669.7029 | 0.00057705 | 595.3787 | 0.45125 | 601.513 | 0.99719 | 594.2216 | 0.98572 | 593.9942 | 0.11113 | 595.3787 | 0.042002 | 599.2386 | 0.014462 | 594.2216 | 0.00069045 | 669.7029 | 0.00020954 | 594.2216 | 6.5122e-05 | 595.3787 | 0.45153 | 669.7029 | 0.35709 | 669.7029 | 0.55504 | 0 | 0 | 0.00072131 | 0.00010125 | 0.00016098 | 0.00030238 | 0.0012175 | 0.00011408 | 0.10086 | 0.2279 | 0.22394 | 0.025612 | 0.0092077 | 0.0033277 | 7.1383e-05 | 3.2332e-05 | 7.4617e-06 | 0.10035 | 0.08277 | 0.12883
|  | 669.9355 | 0 | 669.9355 | 0 | 599.4661 | 0.002615 | 601.7421 | 0.00033831 | 600.9112 | 0.0007096 | 594.449 | 0.00147 | 594.449 | 0.00513 | 669.9355 | 0.00040366 | 595.6028 | 0.44858 | 601.7421 | 0.99207 | 594.449 | 0.98431 | 594.2216 | 0.11411 | 595.6028 | 0.040143 | 599.4661 | 0.014795 | 594.449 | -6.2491e-05 | 669.9355 | 6.8417e-05 | 594.449 | 5.1907e-07 | 595.6028 | 0.4437 | 669.9355 | 0.35447 | 669.9355 | 0.55247 | 0 | 0 | 0.00071798 | 8.6788e-05 | 0.00016024 | 0.00029792 | 0.0012781 | 0.00011894 | 0.099767 | 0.22672 | 0.22378 | 0.026194 | 0.0091417 | 0.0034043 | 6.8189e-05 | 3.6708e-05 | 2.1684e-06 | 0.099613 | 0.082285 | 0.12843
|  | 670.1682 | 0 | 670.1682 | 0 | 599.6936 | 0.0036975 | 601.9712 | 0.00041947 | 601.1414 | 0.00068274 | 594.6764 | 0.00115 | 594.6764 | 0.00611 | 670.1682 | 0.00061885 | 595.827 | 0.44144 | 601.9712 | 0.98749 | 594.6764 | 0.98369 | 594.449 | 0.11632 | 595.827 | 0.041413 | 599.6936 | 0.015136 | 594.6764 | 0.00066217 | 670.1682 | 0.00024715 | 594.6764 | 1.8551e-05 | 595.827 | 0.44497 | 670.1682 | 0.3529 | 670.1682 | 0.55161 | 0 | 0 | 0.00070652 | 7.3089e-05 | 0.00015984 | 0.00027063 | 0.0012474 | 0.00011909 | 0.099002 | 0.22543 | 0.22355 | 0.026842 | 0.0093905 | 0.0034835 | 0.00010653 | 4.6901e-05 | -2.8838e-06 | 0.099758 | 0.081833 | 0.12811
|  | 670.4009 | 0 | 670.4009 | 0 | 599.9211 | 0.0025126 | 602.2003 | 0.0002185 | 601.3716 | 0.00070625 | 594.9038 | 0.00123 | 594.9038 | 0.00486 | 670.4009 | 0.00040487 | 596.0512 | 0.4418 | 602.2003 | 0.98025 | 594.9038 | 0.98228 | 594.6764 | 0.11974 | 596.0512 | 0.042362 | 599.9211 | 0.015483 | 594.9038 | 0.00027467 | 670.4009 | 0.00015601 | 594.9038 | -4.3912e-05 | 596.0512 | 0.445 | 670.4009 | 0.35053 | 670.4009 | 0.54963 | 0 | 0 | 0.00072665 | 8.6872e-05 | 0.00015995 | 0.00023371 | 0.0011553 | 0.00011433 | 0.098853 | 0.22364 | 0.22365 | 0.027443 | 0.0097364 | 0.0035623 | 9.5094e-05 | 5.2752e-05 | -7.1728e-06 | 0.10009 | 0.081393 | 0.12783
|  | 670.6335 | 0 | 670.6335 | 0 | 600.1486 | 0.0038761 | 602.4294 | 0.00054 | 601.6018 | 0.00068358 | 595.1312 | 0.00082529 | 595.1312 | 0.0053 | 670.6335 | 0.00057788 | 596.2754 | 0.43987 | 602.4294 | 0.97245 | 595.1312 | 0.98459 | 594.9038 | 0.1216 | 596.2755 | 0.044475 | 600.1486 | 0.015837 | 595.1312 | 0.00056161 | 670.6335 | 0.00029744 | 595.1312 | -1.9168e-05 | 596.2755 | 0.44773 | 670.6335 | 0.34911 | 670.6335 | 0.54922 | 0 | 0 | 0.00074796 | 0.00010095 | 0.00015938 | 0.00020011 | 0.0011302 | 0.00011167 | 0.098395 | 0.2214 | 0.22347 | 0.02808 | 0.010083 | 0.0036446 | 8.8939e-05 | 5.163e-05 | -8.7887e-06 | 0.09993 | 0.080863 | 0.12744
|  | 670.8662 | 0 | 670.8662 | 0 | 600.3762 | 0.0026982 | 602.6585 | 0.00034116 | 601.832 | 0.00070102 | 595.3586 | 0.00093462 | 595.3586 | 0.00464 | 670.8662 | 0.00038196 | 596.4996 | 0.43795 | 602.6585 | 0.96011 | 595.3586 | 0.98078 | 595.1312 | 0.12534 | 596.4996 | 0.045476 | 600.3762 | 0.016198 | 595.3586 | 0.00022058 | 670.8662 | 0.00014632 | 595.3586 | -5.8126e-05 | 596.4996 | 0.44378 | 670.8662 | 0.34591 | 670.8662 | 0.54612 | 0 | 0 | 0.00072643 | 7.6765e-05 | 0.00015886 | 0.00023477 | 0.0012485 | 0.00012842 | 0.098145 | 0.21913 | 0.22314 | 0.028635 | 0.010413 | 0.0037275 | 0.00011461 | 5.5168e-05 | -1.1454e-05 | 0.099345 | 0.08031 | 0.12694
|  | 671.0989 | 0 | 671.0989 | 0 | 600.6037 | 0.003687 | 602.8876 | 0.00032893 | 602.0621 | 0.00067941 | 595.5861 | 0.00113 | 595.5861 | 0.00634 | 671.0989 | 0.00072184 | 596.7239 | 0.43737 | 602.8876 | 0.9527 | 595.5861 | 0.98156 | 595.3586 | 0.1265 | 596.7239 | 0.047399 | 600.6037 | 0.016566 | 595.5861 | 0.00078733 | 671.0989 | 0.00032786 | 595.5861 | -4.2601e-05 | 596.7239 | 0.44227 | 671.0989 | 0.34436 | 671.0989 | 0.54492 | 0 | 0 | 0.00069838 | 8.1062e-05 | 0.00015853 | 0.00017687 | 0.0013046 | 0.00013383 | 0.09729 | 0.21642 | 0.22279 | 0.029176 | 0.010625 | 0.0038119 | 0.00010146 | 5.984e-05 | -2.4875e-06 | 0.099242 | 0.079769 | 0.12652
|  | 671.3316 | 0 | 671.3316 | 0 | 600.8312 | 0.0024516 | 603.1168 | 0.00037846 | 602.2924 | 0.00069774 | 595.8135 | 0.000425 | 595.8135 | 0.00513 | 671.3316 | 0.00042837 | 596.9481 | 0.43059 | 603.1168 | 0.93587 | 595.8135 | 0.97718 | 595.5861 | 0.13008 | 596.9481 | 0.047391 | 600.8312 | 0.01694 | 595.8135 | 0.00010467 | 671.3316 | 0.00018643 | 595.8135 | 2.0731e-05 | 596.9481 | 0.44309 | 671.3316 | 0.34121 | 671.3316 | 0.54246 | 0 | 0 | 0.00068622 | 9.1453e-05 | 0.00015771 | 0.00017681 | 0.0011985 | 0.00011649 | 0.096433 | 0.2129 | 0.22221 | 0.029799 | 0.010959 | 0.0038988 | 0.00010375 | 5.4147e-05 | 5.0036e-06 | 0.099002 | 0.079216 | 0.12616
|  | 671.5643 | 0 | 671.5643 | 0 | 601.0588 | 0.0035784 | 603.346 | 0.00041981 | 602.5226 | 0.00067233 | 596.0409 | 0.00113 | 596.0409 | 0.00541 | 671.5643 | 0.00057277 | 597.1723 | 0.4295 | 603.346 | 0.9225 | 596.0409 | 0.97713 | 595.8135 | 0.13191 | 597.1723 | 0.050347 | 601.0588 | 0.01732 | 596.0409 | 0.00080776 | 671.5643 | 0.00027894 | 596.0409 | 2.3275e-05 | 597.1723 | 0.4399 | 671.5643 | 0.33961 | 671.5643 | 0.54184 | 0 | 0 | 0.0006973 | 8.64e-05 | 0.00015683 | 0.00025705 | 0.0010737 | 9.3872e-05 | 0.095897 | 0.20945 | 0.22201 | 0.030528 | 0.011203 | 0.003985 | 0.00013401 | 5.249e-05 | 2.1214e-06 | 0.098485 | 0.078691 | 0.12574
|  | 671.7971 | 0 | 671.7971 | 0 | 601.2864 | 0.0025507 | 603.5751 | 0.00033418 | 602.7528 | 0.00069007 | 596.2684 | 0.00113 | 596.2684 | 0.00403 | 671.7971 | 0.00023393 | 597.3966 | 0.42577 | 603.5751 | 0.90531 | 596.2684 | 0.9748 | 596.0409 | 0.13657 | 597.3965 | 0.049569 | 601.2864 | 0.017707 | 596.2684 | 0.00037046 | 671.7971 | 0.00017214 | 596.2684 | -4.6235e-06 | 597.3965 | 0.43848 | 671.7971 | 0.33664 | 671.7971 | 0.5387 | 0 | 0 | 0.00070965 | 9.6413e-05 | 0.00015626 | 0.00027639 | 0.001076 | 0.00010189 | 0.095084 | 0.20546 | 0.22157 | 0.031251 | 0.011134 | 0.0040749 | 0.00013266 | 5.3907e-05 | -2.1729e-06 | 0.098168 | 0.078194 | 0.12529
|  | 672.0298 | 0 | 672.0298 | 0 | 601.514 | 0.0036853 | 603.8043 | 0.00050715 | 602.983 | 0.00066738 | 596.4959 | 0.0013 | 596.4959 | 0.00543 | 672.0298 | 0.00064168 | 597.6209 | 0.42206 | 603.8043 | 0.88757 | 596.4959 | 0.97322 | 596.2684 | 0.13819 | 597.6208 | 0.049708 | 601.514 | 0.018101 | 596.4959 | 0.00079589 | 672.0298 | 0.00029111 | 596.4959 | -1.4481e-05 | 597.6208 | 0.43682 | 672.0298 | 0.33533 | 672.0298 | 0.538 | 0 | 0 | 0.00069006 | 0.00010639 | 0.0001557 | 0.00026956 | 0.0012022 | 0.0001126 | 0.094587 | 0.20157 | 0.22129 | 0.03182 | 0.011464 | 0.0041653 | 0.00014458 | 3.4806e-05 | 4.5616e-06 | 0.098001 | 0.077698 | 0.125
|  | 672.2625 | 0 | 672.2625 | 0 | 601.7416 | 0.0023785 | 604.0335 | 0.00042127 | 603.2133 | 0.00068479 | 596.7234 | 0.00107 | 596.7234 | 0.00514 | 672.2625 | 0.0003259 | 597.8451 | 0.42156 | 604.0335 | 0.87141 | 596.7234 | 0.97235 | 596.4959 | 0.14157 | 597.8451 | 0.052543 | 601.7416 | 0.018501 | 596.7234 | 0.00047523 | 672.2625 | 7.969e-06 | 596.7234 | 5.4586e-05 | 597.8451 | 0.43724 | 672.2625 | 0.33232 | 672.2625 | 0.53608 | 0 | 0 | 0.00069075 | 0.00010255 | 0.0001548 | 0.0002958 | 0.0012151 | 0.00011183 | 0.094466 | 0.19757 | 0.22116 | 0.032567 | 0.01206 | 0.0042574 | 0.00017125 | 3.2135e-05 | 1.5468e-05 | 0.097793 | 0.077285 | 0.12479
|  | 672.4953 | 0 | 672.4953 | 0 | 601.9692 | 0.0036913 | 604.2627 | 0.00047365 | 603.4435 | 0.00066001 | 596.9509 | 0.00153 | 596.9509 | 0.00554 | 672.4953 | 0.00063498 | 598.0694 | 0.42072 | 604.2627 | 0.8527 | 596.9509 | 0.97161 | 596.7234 | 0.14476 | 598.0694 | 0.054992 | 601.9692 | 0.018909 | 596.9509 | 0.00103 | 672.4953 | 0.00026815 | 596.9509 | 8.137e-05 | 598.0694 | 0.43473 | 672.4953 | 0.33175 | 672.4953 | 0.53617 | 0 | 0 | 0.00070732 | 9.6154e-05 | 0.00015417 | 0.0002598 | 0.0011636 | 0.00010874 | 0.094105 | 0.19331 | 0.22074 | 0.033354 | 0.01216 | 0.0043511 | 0.00014836 | 4.038e-05 | 1.3173e-05 | 0.097157 | 0.076841 | 0.1244
|  | 672.7281 | 0 | 672.7281 | 0 | 602.1968 | 0.0025241 | 604.4919 | 0.00036524 | 603.6738 | 0.00067893 | 597.1784 | 0.00075418 | 597.1784 | 0.00469 | 672.7281 | 0.00029938 | 598.2936 | 0.4186 | 604.4919 | 0.83384 | 597.1784 | 0.96909 | 596.9509 | 0.14841 | 598.2936 | 0.053465 | 602.1968 | 0.019326 | 597.1784 | 0.00027437 | 672.7281 | 7.8817e-05 | 597.1784 | 3.4447e-05 | 598.2936 | 0.43181 | 672.7281 | 0.32851 | 672.7281 | 0.53272 | 0 | 0 | 0.00073109 | 0.000109 | 0.0001532 | 0.00016332 | 0.0011354 | 0.00010583 | 0.093642 | 0.18873 | 0.22055 | 0.034053 | 0.012296 | 0.0044468 | 0.0001131 | 4.4039e-05 | 4.2731e-06 | 0.096994 | 0.076406 | 0.12405
|  | 672.9608 | 0 | 672.9608 | 0 | 602.4244 | 0.0039002 | 604.7211 | 0.00058596 | 603.9041 | 0.00065162 | 597.4059 | 0.00068142 | 597.4059 | 0.00529 | 672.9608 | 0.00060988 | 598.5179 | 0.41637 | 604.7211 | 0.81305 | 597.4059 | 0.96952 | 597.1784 | 0.15098 | 598.5179 | 0.056168 | 602.4244 | 0.01975 | 597.4059 | 0.00071982 | 672.9608 | 0.00029956 | 597.4059 | 3.1132e-06 | 598.5179 | 0.43304 | 672.9608 | 0.32796 | 672.9608 | 0.53308 | 0 | 0 | 0.00073099 | 0.00010379 | 0.00015224 | 0.00019108 | 0.0010899 | 9.6142e-05 | 0.093246 | 0.18413 | 0.22045 | 0.034771 | 0.012806 | 0.0045458 | 0.00014922 | 4.3814e-05 | -1.7197e-06 | 0.096842 | 0.075942 | 0.1237
|  | 673.1936 | 0 | 673.1936 | 0 | 602.652 | 0.0025216 | 604.9504 | 0.00031949 | 604.1344 | 0.00067056 | 597.6335 | 0.00099813 | 597.6335 | 0.00429 | 673.1936 | 0.00021615 | 598.7423 | 0.41503 | 604.9504 | 0.79328 | 597.6335 | 0.96814 | 597.4059 | 0.15466 | 598.7422 | 0.058017 | 602.652 | 0.020184 | 597.6335 | 0.00059181 | 673.1936 | 7.688e-05 | 597.6335 | -1.8229e-05 | 598.7422 | 0.43045 | 673.1936 | 0.32452 | 673.1936 | 0.52971 | 0 | 0 | 0.00068702 | 9.3946e-05 | 0.00015176 | 0.00021607 | 0.0010228 | 0.00010234 | 0.092312 | 0.17923 | 0.22012 | 0.035601 | 0.013162 | 0.0046458 | 0.00017644 | 4.3634e-05 | -2.3534e-07 | 0.096678 | 0.075457 | 0.12336
|  | 673.4264 | 0 | 673.4264 | 0 | 602.8797 | 0.0035139 | 605.1796 | 0.00050011 | 604.3647 | 0.00064705 | 597.861 | 0.00090106 | 597.861 | 0.0047 | 673.4264 | 0.00066303 | 598.9666 | 0.40786 | 605.1796 | 0.77033 | 597.861 | 0.96662 | 597.6335 | 0.15826 | 598.9666 | 0.059313 | 602.8797 | 0.020629 | 597.861 | 0.00095908 | 673.4264 | 0.00029799 | 597.861 | 1.616e-05 | 598.9666 | 0.43134 | 673.4264 | 0.32374 | 673.4264 | 0.53004 | 0 | 0 | 0.00068638 | 8.2912e-05 | 0.00015101 | 0.00026748 | 0.0011309 | 0.0001061 | 0.091481 | 0.17408 | 0.21983 | 0.036427 | 0.013498 | 0.0047468 | 0.00012926 | 4.4782e-05 | -2.9744e-06 | 0.096253 | 0.074952 | 0.12297
|  | 673.6592 | 0 | 673.6592 | 0 | 603.1073 | 0.0025176 | 605.4089 | 0.00022326 | 604.595 | 0.00066445 | 598.0886 | 0.00145 | 598.0886 | 0.00524 | 673.6592 | 0.00024844 | 599.1909 | 0.40781 | 605.4089 | 0.74845 | 598.0886 | 0.96558 | 597.861 | 0.16192 | 599.1909 | 0.061039 | 603.1073 | 0.021083 | 598.0886 | 0.00017706 | 673.6592 | 8.6726e-05 | 598.0886 | -4.2304e-05 | 599.1909 | 0.42689 | 673.6592 | 0.32015 | 673.6592 | 0.52635 | 0 | 0 | 0.00067943 | 8.345e-05 | 0.00015015 | 0.00021071 | 0.0011206 | 0.00010694 | 0.091823 | 0.16917 | 0.2195 | 0.037092 | 0.013754 | 0.0048529 | 0.00014302 | 5.024e-05 | 4.2743e-06 | 0.095858 | 0.074397 | 0.12241
|  | 673.8921 | 0 | 673.8921 | 0 | 603.335 | 0.0034512 | 605.6382 | 0.00050458 | 604.8254 | 0.00063921 | 598.3161 | 0.0004021 | 598.3161 | 0.00461 | 673.8921 | 0.0006702 | 599.4153 | 0.41072 | 605.6382 | 0.72698 | 598.3161 | 0.96377 | 598.0886 | 0.16411 | 599.4153 | 0.061561 | 603.335 | 0.02155 | 598.3161 | 0.00108 | 673.8921 | 0.00034486 | 598.3161 | 7.9874e-05 | 599.4153 | 0.4276 | 673.8921 | 0.31895 | 673.8921 | 0.52515 | 0 | 0 | 0.00067466 | 8.2991e-05 | 0.00014958 | 0.0001498 | 0.00095364 | 0.00010594 | 0.090973 | 0.16406 | 0.21903 | 0.037798 | 0.014192 | 0.0049617 | 0.00015221 | 5.9021e-05 | 4.2143e-06 | 0.095438 | 0.073833 | 0.12175
|  | 674.1249 | 0 | 674.1249 | 0 | 603.5627 | 0.0024741 | 605.8674 | 0.00021944 | 605.0557 | 0.00065949 | 598.5437 | 0.00091423 | 598.5437 | 0.00377 | 674.1249 | 0.00023983 | 599.6396 | 0.40042 | 605.8674 | 0.7043 | 598.5437 | 0.9609 | 598.3161 | 0.16812 | 599.6396 | 0.06498 | 603.5627 | 0.022027 | 598.5437 | 0.00025753 | 674.1249 | 0.00016216 | 598.5437 | -4.2841e-05 | 599.6396 | 0.42338 | 674.1249 | 0.3153 | 674.1249 | 0.5207 | 0 | 0 | 0.00068657 | 8.1442e-05 | 0.00014893 | 0.00020252 | 0.0010057 | 0.00010864 | 0.090051 | 0.15886 | 0.21853 | 0.038703 | 0.014544 | 0.0050705 | 0.00011833 | 7.4174e-05 | -5.2942e-06 | 0.09547 | 0.073344 | 0.12121
|  | 674.3577 | 0 | 674.3577 | 0 | 603.7903 | 0.0035574 | 606.0967 | 0.00049088 | 605.2861 | 0.00063363 | 598.7712 | 0.00086587 | 598.7712 | 0.00507 | 674.3577 | 0.00069337 | 599.864 | 0.40232 | 606.0967 | 0.68126 | 598.7712 | 0.95994 | 598.5437 | 0.17198 | 599.864 | 0.064663 | 603.7903 | 0.022517 | 598.7712 | 0.00078256 | 674.3577 | 0.00047497 | 598.7712 | -3.6937e-06 | 599.864 | 0.42765 | 674.3577 | 0.3147 | 674.3577 | 0.52042 | 0 | 0 | 0.00066835 | 9.2302e-05 | 0.00014781 | 0.00019434 | 0.0010174 | 0.00010261 | 0.089929 | 0.15346 | 0.21836 | 0.039603 | 0.014701 | 0.0051848 | 0.00012565 | 6.2934e-05 | -5.2139e-06 | 0.095279 | 0.072955 | 0.12099
|  | 674.5906 | 0 | 674.5906 | 0 | 604.0181 | 0.0023125 | 606.3261 | 0.00031416 | 605.5164 | 0.00064972 | 598.9988 | 0.00084184 | 598.9988 | 0.00387 | 674.5906 | 0.00018801 | 600.0883 | 0.39929 | 606.3261 | 0.65721 | 598.9988 | 0.95886 | 598.7712 | 0.17612 | 600.0883 | 0.066381 | 604.0181 | 0.023019 | 598.9988 | 0.00032156 | 674.5906 | 6.5588e-05 | 598.9988 | -4.2122e-05 | 600.0883 | 0.42167 | 674.5906 | 0.31193 | 674.5906 | 0.51881 | 0 | 0 | 0.00066216 | 8.9769e-05 | 0.00014703 | 0.00025967 | 0.00096502 | 0.00010114 | 0.089377 | 0.14827 | 0.21818 | 0.040464 | 0.015103 | 0.0052992 | 0.0001487 | 5.0645e-05 | 7.7934e-07 | 0.094825 | 0.072531 | 0.12071
|  | 674.8234 | 0 | 674.8234 | 0 | 604.2457 | 0.0035046 | 606.5554 | 0.00046878 | 605.7468 | 0.00062656 | 599.2264 | 0.00144 | 599.2264 | 0.00461 | 674.8234 | 0.00068069 | 600.3127 | 0.39744 | 606.5554 | 0.63594 | 599.2264 | 0.95836 | 598.9988 | 0.17945 | 600.3127 | 0.068248 | 604.2457 | 0.023534 | 599.2264 | 0.00098511 | 674.8234 | 0.0003694 | 599.2264 | 4.8971e-05 | 600.3127 | 0.4236 | 674.8234 | 0.31103 | 674.8234 | 0.51791 | 0 | 0 | 0.00066287 | 9.4485e-05 | 0.00014682 | 0.0002936 | 0.0010652 | 0.00010037 | 0.088567 | 0.14317 | 0.21809 | 0.041342 | 0.01531 | 0.0054194 | 0.00015756 | 4.3733e-05 | -4.0646e-06 | 0.094441 | 0.072018 | 0.12025
|  | 675.0563 | 0 | 675.0563 | 0 | 604.4734 | 0.0023172 | 606.7847 | 0.00035529 | 605.9772 | 0.00064828 | 599.454 | 0.00114 | 599.454 | 0.00475 | 675.0563 | 0.0001814 | 600.5371 | 0.39182 | 606.7847 | 0.61275 | 599.454 | 0.95804 | 599.2264 | 0.18384 | 600.5371 | 0.068191 | 604.4734 | 0.024062 | 599.454 | 0.00039943 | 675.0563 | 6.2194e-06 | 599.454 | -8.4688e-05 | 600.5371 | 0.41802 | 675.0563 | 0.30753 | 675.0563 | 0.51488 | 0 | 0 | 0.00066341 | 9.3999e-05 | 0.00014648 | 0.00025384 | 0.00097666 | 0.00010897 | 0.088221 | 0.13802 | 0.21794 | 0.042262 | 0.015767 | 0.0055411 | 0.00014303 | 5.0686e-05 | -1.0228e-05 | 0.094022 | 0.071543 | 0.12
|  | 675.2892 | 0 | 675.2892 | 0 | 604.7012 | 0.0035094 | 607.014 | 0.00046434 | 606.2076 | 0.00062316 | 599.6817 | 0.00109 | 599.6817 | 0.00383 | 675.2892 | 0.00075447 | 600.7615 | 0.3946 | 607.014 | 0.59076 | 599.6817 | 0.95654 | 599.454 | 0.18753 | 600.7615 | 0.072359 | 604.7012 | 0.024603 | 599.6817 | 0.00085712 | 675.2892 | 0.00042907 | 599.6817 | -5.1652e-06 | 600.7615 | 0.42009 | 675.2892 | 0.30689 | 675.2892 | 0.51566 | 0 | 0 | 0.00068294 | 8.3593e-05 | 0.00014596 | 0.00016576 | 0.0010185 | 0.00011247 | 0.088203 | 0.13264 | 0.21733 | 0.043247 | 0.016475 | 0.0056657 | 0.00015165 | 5.8493e-05 | -3.4842e-06 | 0.093811 | 0.071048 | 0.11962
|  | 675.5221 | 0 | 675.5221 | 0 | 604.9289 | 0.0024886 | 607.2433 | 0.00026475 | 606.438 | 0.0006438 | 599.9093 | 0.00036657 | 599.9093 | 0.00512 | 675.5221 | 0.00021139 | 600.9859 | 0.39142 | 607.2433 | 0.56612 | 599.9093 | 0.95324 | 599.6817 | 0.1924 | 600.9859 | 0.074458 | 604.9289 | 0.025157 | 599.9093 | 0.00047548 | 675.5221 | 7.3245e-05 | 599.9093 | -2.5451e-05 | 600.9859 | 0.41591 | 675.5221 | 0.30325 | 675.5221 | 0.51161 | 0 | 0 | 0.00070065 | 9.0396e-05 | 0.00014581 | 0.00016922 | 0.00094479 | 0.00011224 | 0.087725 | 0.12768 | 0.21689 | 0.044115 | 0.016829 | 0.0057949 | 0.00015598 | 5.8274e-05 | -1.783e-06 | 0.093427 | 0.070581 | 0.1192
|  | 675.755 | 0 | 675.755 | 0 | 605.1567 | 0.0036632 | 607.4727 | 0.00052346 | 606.6685 | 0.00062156 | 600.137 | 0.00112 | 600.137 | 0.00318 | 675.755 | 0.00075245 | 601.2103 | 0.39034 | 607.4727 | 0.54722 | 600.137 | 0.95214 | 599.9093 | 0.19525 | 601.2103 | 0.075513 | 605.1567 | 0.025724 | 600.137 | 0.00089477 | 675.755 | 0.00042717 | 600.137 | 9.7879e-06 | 601.2103 | 0.41668 | 675.755 | 0.30285 | 675.755 | 0.512 | 0 | 0 | 0.00069581 | 8.7747e-05 | 0.00014536 | 0.00026409 | 0.00087308 | 9.9888e-05 | 0.086696 | 0.1228 | 0.2162 | 0.045178 | 0.017069 | 0.005924 | 0.00018663 | 4.8844e-05 | -6.4267e-06 | 0.092982 | 0.070066 | 0.11867
|  | 675.9879 | 0 | 675.9879 | 0 | 605.3844 | 0.0024478 | 607.7021 | 0.00024165 | 606.8989 | 0.00064025 | 600.3646 | 0.0012 | 600.3646 | 0.00449 | 675.9879 | 0.00010529 | 601.4348 | 0.38228 | 607.7021 | 0.52355 | 600.3646 | 0.94715 | 600.137 | 0.20164 | 601.4348 | 0.076602 | 605.3844 | 0.026304 | 600.3646 | 0.00074476 | 675.9879 | -7.7482e-06 | 600.3646 | -6.6246e-05 | 601.4348 | 0.41194 | 675.9879 | 0.29881 | 675.9879 | 0.50704 | 0 | 0 | 0.00068915 | 6.9385e-05 | 0.00014445 | 0.00019785 | 0.00099036 | 8.5059e-05 | 0.086087 | 0.11813 | 0.21581 | 0.046361 | 0.017612 | 0.006059 | 0.00022252 | 4.3196e-05 | -4.0177e-06 | 0.093018 | 0.069568 | 0.11831
|  | 676.2208 | 0 | 676.2208 | 0 | 605.6122 | 0.0036032 | 607.9315 | 0.00036319 | 607.1293 | 0.0006136 | 600.5923 | 0.00053806 | 600.5923 | 0.00421 | 676.2208 | 0.00062511 | 601.6592 | 0.38488 | 607.9315 | 0.50625 | 600.5923 | 0.9487 | 600.3646 | 0.20564 | 601.6592 | 0.080348 | 605.6122 | 0.026896 | 600.5923 | 0.00121 | 676.2208 | 0.00037867 | 600.5923 | 3.0953e-05 | 601.6592 | 0.417 | 676.2208 | 0.29858 | 676.2208 | 0.5089 | 0 | 0 | 0.00068543 | 6.6661e-05 | 0.00014378 | 0.00015314 | 0.00091405 | 8.2727e-05 | 0.085527 | 0.11372 | 0.21565 | 0.047316 | 0.018036 | 0.0061954 | 0.00019596 | 3.9694e-05 | -2.3771e-06 | 0.093016 | 0.069169 | 0.11789
|  | 676.4537 | 0 | 676.4537 | 0 | 605.84 | 0.0024151 | 608.1609 | 0.00021807 | 607.3597 | 0.00063413 | 600.8199 | 0.00080728 | 600.8199 | 0.00382 | 676.4537 | 8.5204e-05 | 601.8836 | 0.37729 | 608.1609 | 0.48537 | 600.8199 | 0.94579 | 600.5923 | 0.21001 | 601.8836 | 0.080382 | 605.84 | 0.027501 | 600.8199 | 0.00051154 | 676.4537 | -3.7852e-05 | 600.8199 | -5.1835e-05 | 601.8836 | 0.41192 | 676.4537 | 0.29532 | 676.4537 | 0.50334 | 0 | 0 | 0.00068592 | 8.3996e-05 | 0.00014349 | 0.00025012 | 0.00098804 | 0.00010289 | 0.084695 | 0.10907 | 0.21518 | 0.048295 | 0.01817 | 0.0063344 | 0.00017775 | 4.4991e-05 | 9.8546e-06 | 0.092555 | 0.068774 | 0.11732
|  | 676.6866 | 0 | 676.6866 | 0 | 606.0677 | 0.0036074 | 608.3903 | 0.00051415 | 607.5902 | 0.00061107 | 601.0476 | 0.00139 | 601.0476 | 0.00486 | 676.6866 | 0.00079816 | 602.1081 | 0.3773 | 608.3903 | 0.46538 | 601.0476 | 0.94455 | 600.8199 | 0.21426 | 602.1081 | 0.081495 | 606.0677 | 0.028117 | 601.0476 | 0.00105 | 676.6866 | 0.00042414 | 601.0476 | 0.00013841 | 602.1081 | 0.41267 | 676.6866 | 0.29517 | 676.6866 | 0.504 | 0 | 0 | 0.00069023 | 9.5012e-05 | 0.0001434 | 0.00027113 | 0.0011033 | 0.00010358 | 0.084096 | 0.10437 | 0.21457 | 0.049304 | 0.018541 | 0.0064763 | 0.00018187 | 5.4365e-05 | 1.8157e-05 | 0.091907 | 0.068239 | 0.11691
|  | 676.9196 | 0 | 676.9196 | 0 | 606.2955 | 0.002453 | 608.6197 | 0.00031431 | 607.8207 | 0.00063332 | 601.2753 | 0.00099124 | 601.2753 | 0.00483 | 676.9196 | 9.1153e-05 | 602.3325 | 0.37212 | 608.6197 | 0.44469 | 601.2753 | 0.93992 | 601.0476 | 0.21888 | 602.3325 | 0.083732 | 606.2955 | 0.028746 | 601.2753 | 0.00054733 | 676.9196 | 4.2605e-05 | 601.2753 | 2.1059e-05 | 602.3325 | 0.40637 | 676.9196 | 0.2907 | 676.9196 | 0.49974 | 0 | 0 | 0.00068949 | 9.86e-05 | 0.00014355 | 0.00018255 | 0.0011454 | 9.9861e-05 | 0.083615 | 0.099956 | 0.21333 | 0.050256 | 0.019124 | 0.006621 | 0.00018415 | 5.8769e-05 | 5.5746e-06 | 0.091895 | 0.067788 | 0.1166
|  | 677.1526 | 0 | 677.1526 | 0 | 606.5233 | 0.0036009 | 608.8491 | 0.00054521 | 608.0512 | 0.0006121 | 601.5031 | 0.00061203 | 601.5031 | 0.00523 | 677.1526 | 0.00076617 | 602.557 | 0.37281 | 608.8491 | 0.42665 | 601.5031 | 0.93369 | 601.2753 | 0.2225 | 602.557 | 0.086645 | 606.5233 | 0.029388 | 601.5031 | 0.00107 | 677.1526 | 0.00046194 | 601.5031 | 2.7901e-05 | 602.557 | 0.41234 | 677.1526 | 0.29127 | 677.1526 | 0.50131 | 0 | 0 | 0.00068014 | 9.5396e-05 | 0.0001432 | 0.00012123 | 0.00093341 | 0.0001121 | 0.083736 | 0.095692 | 0.21225 | 0.051309 | 0.019829 | 0.0067703 | 0.00022148 | 5.8992e-05 | 1.2282e-05 | 0.092046 | 0.067412 | 0.11633
|  | 677.3855 | 0 | 677.3855 | 0 | 606.7512 | 0.0023692 | 609.0785 | 0.00028638 | 608.2817 | 0.00063057 | 601.7307 | 0.00045301 | 601.7307 | 0.00297 | 677.3855 | 0.00019615 | 602.7815 | 0.37323 | 609.0785 | 0.40752 | 601.7307 | 0.93089 | 601.5031 | 0.22813 | 602.7815 | 0.090015 | 606.7512 | 0.030042 | 601.7307 | 0.00087566 | 677.3855 | 4.4493e-05 | 601.7307 | 7.9995e-05 | 602.7815 | 0.40771 | 677.3855 | 0.28745 | 677.3855 | 0.49737 | 0 | 0 | 0.00066418 | 8.8726e-05 | 0.00014239 | 0.00018594 | 0.00076745 | 0.00011758 | 0.083665 | 0.09149 | 0.2119 | 0.052188 | 0.020377 | 0.0069209 | 0.00024659 | 7.5193e-05 | 1.3068e-05 | 0.09113 | 0.067019 | 0.116
|  | 677.6185 | 0 | 677.6185 | 0 | 606.979 | 0.0034609 | 609.308 | 0.00048687 | 608.5122 | 0.0006048 | 601.9584 | 0.00118 | 601.9584 | 0.00377 | 677.6185 | 0.00081318 | 603.006 | 0.37215 | 609.308 | 0.38981 | 601.9584 | 0.93008 | 601.7307 | 0.23034 | 603.006 | 0.091532 | 606.979 | 0.03071 | 601.9584 | 0.00129 | 677.6185 | 0.00060099 | 601.9584 | 3.4771e-05 | 603.006 | 0.40419 | 677.6185 | 0.28787 | 677.6185 | 0.49847 | 0 | 0 | 0.00064836 | 8.82e-05 | 0.00014185 | 8.1382e-05 | 0.00065145 | 9.8091e-05 | 0.082606 | 0.087611 | 0.2116 | 0.05311 | 0.020469 | 0.0070728 | 0.00021344 | 6.5782e-05 | 5.9991e-06 | 0.090444 | 0.066598 | 0.11554
|  | 677.8515 | 0 | 677.8515 | 0 | 607.2068 | 0.0022319 | 609.5375 | 0.00028195 | 608.7427 | 0.0006262 | 602.1862 | -0.00046543 | 602.1862 | 0.00195 | 677.8515 | 2.8838e-05 | 603.2305 | 0.36379 | 609.5375 | 0.37388 | 602.1862 | 0.92784 | 601.9584 | 0.23609 | 603.2305 | 0.090831 | 607.2068 | 0.031392 | 602.1862 | 0.00058407 | 677.8515 | -3.6316e-05 | 602.1862 | 1.7903e-05 | 603.2305 | 0.40159 | 677.8515 | 0.28381 | 677.8515 | 0.49334 | 0 | 0 | 0.00065856 | 7.494e-05 | 0.00014156 | 0.00010413 | 0.00062395 | 0.00010538 | 0.081746 | 0.084146 | 0.21128 | 0.054453 | 0.02081 | 0.0072339 | 0.00020086 | 5.7701e-05 | 7.6654e-06 | 0.090113 | 0.066195 | 0.1152
|  | 678.0845 | 0 | 678.0845 | 0 | 607.4347 | 0.0035473 | 609.767 | 0.00037115 | 608.9733 | 0.00060164 | 602.4139 | 0.00138 | 602.4139 | 0.00353 | 678.0845 | 0.00087568 | 603.455 | 0.3643 | 609.767 | 0.35945 | 602.4139 | 0.92778 | 602.1862 | 0.24203 | 603.455 | 0.094522 | 607.4347 | 0.03209 | 602.4139 | 0.00118 | 678.0845 | 0.00053161 | 602.4139 | 4.942e-05 | 603.455 | 0.40102 | 678.0845 | 0.28439 | 678.0845 | 0.49547 | 0 | 0 | 0.0006757 | 6.6494e-05 | 0.00014068 | 0.000252 | 0.00080044 | 0.00011444 | 0.081555 | 0.080872 | 0.21118 | 0.055918 | 0.021502 | 0.0073929 | 0.00020344 | 6.1029e-05 | 1.3774e-06 | 0.089916 | 0.065714 | 0.11497
|  | 678.3175 | 0 | 678.3175 | 0 | 607.6625 | 0.0023839 | 609.9965 | 0.00020835 | 609.2038 | 0.00061889 | 602.6417 | 0.00083322 | 602.6417 | 0.0035 | 678.3175 | 0.00010659 | 603.6795 | 0.36231 | 609.9965 | 0.34535 | 602.6417 | 0.92697 | 602.4139 | 0.24908 | 603.6795 | 0.097044 | 607.6625 | 0.032805 | 602.6417 | 0.00060672 | 678.3175 | -7.7768e-06 | 602.6417 | -3.7322e-05 | 603.6795 | 0.40005 | 678.3175 | 0.27966 | 678.3175 | 0.49135 | 0 | 0 | 0.00067076 | 8.0465e-05 | 0.00014023 | 0.00021905 | 0.00079613 | 9.8959e-05 | 0.081185 | 0.077475 | 0.21054 | 0.057054 | 0.022299 | 0.0075578 | 0.00022514 | 5.0181e-05 | -1.2364e-06 | 0.090025 | 0.065263 | 0.11453
|  | 678.5505 | 0 | 678.5505 | 0 | 607.8904 | 0.003504 | 610.226 | 0.0004929 | 609.4343 | 0.0005977 | 602.8695 | 0.00109 | 602.8695 | 0.00349 | 678.5505 | 0.00074281 | 603.904 | 0.36078 | 610.226 | 0.32984 | 602.8695 | 0.92156 | 602.6417 | 0.25201 | 603.9041 | 0.10157 | 607.8904 | 0.033537 | 602.8695 | 0.00137 | 678.5505 | 0.0004385 | 602.8695 | 2.6467e-05 | 603.9041 | 0.40177 | 678.5505 | 0.28052 | 678.5505 | 0.49171 | 0 | 0 | 0.00067255 | 7.65e-05 | 0.00014025 | 0.0001772 | 0.0008462 | 0.00010171 | 0.080501 | 0.073992 | 0.20926 | 0.058239 | 0.022795 | 0.0077287 | 0.00022732 | 6.025e-05 | 9.878e-07 | 0.089788 | 0.064894 | 0.11402
|  | 678.7835 | 0 | 678.7835 | 0 | 608.1183 | 0.002398 | 610.4554 | 0.0001738 | 609.6649 | 0.0006187 | 603.0972 | 0.00046587 | 603.0972 | 0.00394 | 678.7835 | 0.00013009 | 604.1286 | 0.35622 | 610.4554 | 0.315 | 603.0972 | 0.91582 | 602.8695 | 0.25933 | 604.1286 | 0.10147 | 608.1183 | 0.034287 | 603.0972 | 0.00062599 | 678.7835 | 7.8602e-05 | 603.0972 | -1.7793e-05 | 604.1286 | 0.39795 | 678.7835 | 0.27645 | 678.7835 | 0.48691 | 0 | 0 | 0.00067794 | 6.6902e-05 | 0.00013968 | 0.00015362 | 0.00092137 | 0.00011044 | 0.080124 | 0.070726 | 0.20855 | 0.059535 | 0.022882 | 0.0078998 | 0.00020455 | 6.7092e-05 | 4.5031e-07 | 0.089423 | 0.064376 | 0.11356
|  | 679.0166 | 0 | 679.0166 | 0 | 608.3461 | 0.0035529 | 610.685 | 0.00040908 | 609.8954 | 0.00059313 | 603.325 | 0.00088296 | 603.325 | 0.00415 | 679.0166 | 0.00081773 | 604.3532 | 0.35742 | 610.685 | 0.30119 | 603.325 | 0.91532 | 603.0972 | 0.26341 | 604.3531 | 0.10234 | 608.3461 | 0.035056 | 603.325 | 0.00117 | 679.0166 | 0.00049719 | 603.325 | 2.1747e-05 | 604.3531 | 0.39852 | 679.0166 | 0.27604 | 679.0166 | 0.48769 | 0 | 0 | 0.00065629 | 7.9093e-05 | 0.00013877 | 0.00021094 | 0.00084282 | 0.00010263 | 0.079573 | 0.067649 | 0.2079 | 0.060724 | 0.023013 | 0.0080793 | 0.00020971 | 4.8975e-05 | -2.6194e-06 | 0.088776 | 0.063924 | 0.11316
|  | 679.2496 | 0 | 679.2496 | 0 | 608.574 | 0.0022064 | 610.9145 | 0.00028022 | 610.126 | 0.00061047 | 603.5528 | 0.00096911 | 603.5528 | 0.00325 | 679.2496 | 6.3039e-05 | 604.5777 | 0.35131 | 610.9145 | 0.28837 | 603.5528 | 0.91008 | 603.325 | 0.26977 | 604.5777 | 0.10263 | 608.574 | 0.035844 | 603.5528 | 0.00067128 | 679.2496 | -7.6896e-05 | 603.5528 | -4.4746e-05 | 604.5777 | 0.39219 | 679.2496 | 0.27254 | 679.2496 | 0.48345 | 0 | 0 | 0.00066269 | 8.3504e-05 | 0.00013778 | 0.00011879 | 0.000802 | 0.00010173 | 0.078666 | 0.064952 | 0.20713 | 0.061888 | 0.023716 | 0.0082611 | 0.00019609 | 3.3074e-05 | 1.0508e-06 | 0.088158 | 0.063582 | 0.11275
|  | 679.4827 | 0 | 679.4827 | 0 | 608.8019 | 0.0036091 | 611.144 | 0.00044733 | 610.3566 | 0.00058452 | 603.7806 | 7.3629e-05 | 603.7806 | 0.00379 | 679.4827 | 0.00080993 | 604.8023 | 0.34916 | 611.144 | 0.27754 | 603.7806 | 0.90816 | 603.5528 | 0.27361 | 604.8023 | 0.10855 | 608.8019 | 0.036652 | 603.7806 | 0.00105 | 679.4827 | 0.00036072 | 603.7806 | 5.3969e-05 | 604.8023 | 0.3928 | 679.4827 | 0.27309 | 679.4827 | 0.48415 | 0 | 0 | 0.00067746 | 8.6465e-05 | 0.0001369 | 9.0878e-05 | 0.00085418 | 0.00010259 | 0.078152 | 0.06222 | 0.20686 | 0.063443 | 0.024728 | 0.0084496 | 0.00020651 | 4.5289e-05 | -6.6888e-06 | 0.0878 | 0.063129 | 0.11228
|  | 679.7158 | 0 | 679.7158 | 0 | 609.0299 | 0.0023344 | 611.3736 | 0.00030598 | 610.5873 | 0.00060252 | 604.0084 | 0.00072432 | 604.0084 | 0.00371 | 679.7158 | 7.0441e-05 | 605.0269 | 0.34692 | 611.3736 | 0.26454 | 604.0084 | 0.90817 | 603.7806 | 0.2833 | 605.0269 | 0.1117 | 609.0299 | 0.037479 | 604.0084 | 0.00076325 | 679.7158 | 2.7912e-05 | 604.0084 | -0.0001127 | 605.0269 | 0.38922 | 679.7158 | 0.26863 | 679.7158 | 0.4793 | 0 | 0 | 0.00063326 | 8.9363e-05 | 0.00013643 | 9.5111e-05 | 0.00077583 | 8.5528e-05 | 0.077758 | 0.059715 | 0.20657 | 0.065088 | 0.02539 | 0.0086381 | 0.00024075 | 6.1324e-05 | -3.252e-06 | 0.087895 | 0.06265 | 0.11178
|  | 679.9488 | 0 | 679.9488 | 0 | 609.2578 | 0.0032228 | 611.6032 | 0.00047261 | 610.8179 | 0.00058082 | 604.2363 | 0.00011054 | 604.2363 | 0.0031 | 679.9488 | 0.00066345 | 605.2515 | 0.34549 | 611.6032 | 0.25574 | 604.2363 | 0.90504 | 604.0084 | 0.2882 | 605.2515 | 0.11438 | 609.2578 | 0.038325 | 604.2363 | 0.00135 | 679.9488 | 0.0004983 | 604.2363 | 8.4155e-05 | 605.2515 | 0.39343 | 679.9488 | 0.26896 | 679.9488 | 0.4799 | 0 | 0 | 0.00063805 | 8.473e-05 | 0.00013645 | 0.00012037 | 0.00071314 | 8.7321e-05 | 0.077529 | 0.057247 | 0.20605 | 0.066541 | 0.025897 | 0.0088334 | 0.00028708 | 5.2808e-05 | 8.7831e-06 | 0.087901 | 0.062277 | 0.11127
|  | 680.1819 | 0 | 680.1819 | 0 | 609.4857 | 0.0023764 | 611.8327 | 0.00026561 | 611.0485 | 0.00060233 | 604.4641 | 0.00094612 | 604.4641 | 0.00316 | 680.1819 | 8.5788e-05 | 605.4761 | 0.34485 | 611.8327 | 0.24304 | 604.4641 | 0.90371 | 604.2363 | 0.29588 | 605.4761 | 0.11621 | 609.4857 | 0.039193 | 604.4641 | 0.00117 | 680.1819 | -4.5185e-05 | 604.4641 | -7.0563e-06 | 605.4761 | 0.38927 | 680.1819 | 0.2654 | 680.1819 | 0.47483 | 0 | 0 | 0.00065692 | 7.3606e-05 | 0.00013612 | 0.00023766 | 0.0006733 | 8.4316e-05 | 0.076991 | 0.054743 | 0.20536 | 0.068068 | 0.026421 | 0.009036 | 0.00027342 | 4.0863e-05 | -1.8552e-06 | 0.087506 | 0.061792 | 0.11082
|  | 680.415 | 0 | 680.415 | 0 | 609.7137 | 0.0033868 | 612.0623 | 0.0003755 | 611.2792 | 0.00057801 | 604.692 | 0.00114 | 604.692 | 0.00275 | 680.415 | 0.00063765 | 605.7007 | 0.3407 | 612.0623 | 0.23377 | 604.692 | 0.89884 | 604.4641 | 0.30163 | 605.7007 | 0.11905 | 609.7137 | 0.040082 | 604.692 | 0.00123 | 680.415 | 0.00039579 | 604.692 | -9.2285e-06 | 605.7007 | 0.38991 | 680.415 | 0.26478 | 680.415 | 0.47605 | 0 | 0 | 0.00064103 | 5.4e-05 | 0.00013591 | 0.00024335 | 0.00064365 | 7.2784e-05 | 0.076102 | 0.05238 | 0.20449 | 0.069526 | 0.027195 | 0.0092413 | 0.00023949 | 4.0145e-05 | -2.4001e-06 | 0.08703 | 0.061345 | 0.1105
|  | 680.6481 | 0 | 680.6481 | 0 | 609.9417 | 0.0022371 | 612.2919 | 9.4864e-05 | 611.5098 | 0.00060043 | 604.9198 | 0.00099618 | 604.9198 | 0.0029 | 680.6481 | -1.3187e-05 | 605.9253 | 0.33694 | 612.2919 | 0.22248 | 604.9198 | 0.89617 | 604.692 | 0.30865 | 605.9253 | 0.12311 | 609.9417 | 0.040994 | 604.9198 | 0.00087226 | 680.6481 | -5.1358e-05 | 604.9198 | -1.1839e-05 | 605.9253 | 0.38503 | 680.6481 | 0.26154 | 680.6481 | 0.47198 | 0 | 0 | 0.00063506 | 7.2055e-05 | 0.00013554 | 0.0002912 | 0.00080997 | 7.3582e-05 | 0.075811 | 0.05008 | 0.20406 | 0.07114 | 0.028066 | 0.0094518 | 0.00024519 | 3.9411e-05 | -3.0972e-06 | 0.086375 | 0.060959 | 0.1101
|  | 680.8813 | 0 | 680.8813 | 0 | 610.1696 | 0.0033344 | 612.5216 | 0.00053274 | 611.7405 | 0.00057485 | 605.1476 | 0.00156 | 605.1476 | 0.00421 | 680.8813 | 0.00064447 | 606.1499 | 0.33811 | 612.5216 | 0.21372 | 605.1476 | 0.89513 | 604.9198 | 0.31582 | 606.1499 | 0.1268 | 610.1696 | 0.041929 | 605.1476 | 0.00128 | 680.8813 | 0.00038948 | 605.1476 | -1.5348e-05 | 606.1499 | 0.38408 | 680.8813 | 0.26144 | 680.8813 | 0.47258 | 0 | 0 | 0.00062305 | 8.6575e-05 | 0.00013447 | 0.00027316 | 0.0007578 | 8.733e-05 | 0.075759 | 0.047991 | 0.20352 | 0.072736 | 0.02888 | 0.0096678 | 0.00024055 | 4.8699e-05 | -5.8073e-07 | 0.086453 | 0.060518 | 0.10964
|  | 681.1144 | 0 | 681.1144 | 0 | 610.3976 | 0.0021318 | 612.7512 | 0.00022136 | 611.9711 | 0.00059118 | 605.3755 | 0.0008371 | 605.3755 | 0.00244 | 681.1144 | 0.00010473 | 606.3746 | 0.33629 | 612.7512 | 0.2043 | 605.3755 | 0.89087 | 605.1476 | 0.32266 | 606.3746 | 0.13029 | 610.3976 | 0.042889 | 605.3755 | 0.00083088 | 681.1144 | 2.8301e-05 | 605.3755 | 1.0252e-05 | 606.3746 | 0.38552 | 681.1144 | 0.25773 | 681.1144 | 0.46803 | 0 | 0 | 0.00063097 | 6.7047e-05 | 0.00013403 | 0.00019638 | 0.00069263 | 8.027e-05 | 0.075492 | 0.045989 | 0.20241 | 0.074275 | 0.029559 | 0.009892 | 0.00026553 | 4.4694e-05 | -2.6099e-06 | 0.086245 | 0.060067 | 0.10923
|  | 681.3475 | 0 | 681.3475 | 0 | 610.6256 | 0.0034024 | 612.9808 | 0.00036265 | 612.2018 | 0.00057069 | 605.6034 | 0.00088676 | 605.6034 | 0.00364 | 681.3475 | 0.00058387 | 606.5992 | 0.33574 | 612.9808 | 0.19628 | 605.6034 | 0.88592 | 605.3755 | 0.32913 | 606.5992 | 0.13284 | 610.6256 | 0.043873 | 605.6034 | 0.0015 | 681.3475 | 0.00035511 | 605.6034 | -3.3162e-05 | 606.5992 | 0.38223 | 681.3475 | 0.25756 | 681.3475 | 0.469 | 0 | 0 | 0.00065489 | 7.1739e-05 | 0.00013405 | 0.0002207 | 0.00079085 | 8.1105e-05 | 0.074821 | 0.044066 | 0.20183 | 0.075766 | 0.030055 | 0.010117 | 0.00024824 | 5.0968e-05 | -5.3462e-06 | 0.085754 | 0.059678 | 0.10883
|  | 681.5807 | 0 | 681.5807 | 0 | 610.8536 | 0.0023431 | 613.2104 | 0.0002622 | 612.4326 | 0.00059133 | 605.8313 | 0.00105 | 605.8313 | 0.0033 | 681.5807 | 0.00011186 | 606.8238 | 0.33049 | 613.2104 | 0.18754 | 605.8313 | 0.8852 | 605.6034 | 0.33595 | 606.8239 | 0.13478 | 610.8536 | 0.044883 | 605.8313 | 0.0006784 | 681.5807 | 8.2102e-05 | 605.8313 | -1.3753e-05 | 606.8239 | 0.38136 | 681.5807 | 0.25437 | 681.5807 | 0.46458 | 0 | 0 | 0.00066355 | 8.3579e-05 | 0.00013389 | 0.00028374 | 0.00069737 | 8.2595e-05 | 0.074059 | 0.042224 | 0.20148 | 0.077431 | 0.03065 | 0.010353 | 0.00023114 | 4.9251e-05 | 4.7462e-06 | 0.08579 | 0.059254 | 0.10837
|  | 681.8138 | 0 | 681.8138 | 0 | 611.0816 | 0.0034768 | 613.4401 | 0.00046562 | 612.6632 | 0.00056962 | 606.0592 | 0.00144 | 606.0592 | 0.00282 | 681.8138 | 0.00059662 | 607.0485 | 0.32878 | 613.4401 | 0.18015 | 606.0592 | 0.88294 | 605.8313 | 0.34354 | 607.0485 | 0.13806 | 611.0816 | 0.045918 | 606.0592 | 0.00135 | 681.8138 | 0.00034036 | 606.0592 | 5.5405e-05 | 607.0485 | 0.38234 | 681.8138 | 0.2539 | 681.8138 | 0.46503 | 0 | 0 | 0.00065214 | 8.1467e-05 | 0.00013346 | 0.00023154 | 0.00065068 | 7.6768e-05 | 0.073283 | 0.040551 | 0.20088 | 0.079235 | 0.031081 | 0.010592 | 0.00025639 | 4.7248e-05 | -1.5143e-06 | 0.0856 | 0.058836 | 0.10799
|  | 682.047 | 0 | 682.047 | 0 | 611.3096 | 0.002243 | 613.6697 | 0.00024378 | 612.894 | 0.00058705 | 606.2871 | 0.00059185 | 606.2871 | 0.00289 | 682.047 | 6.1847e-05 | 607.2732 | 0.32341 | 613.6697 | 0.17296 | 606.2871 | 0.87987 | 606.0592 | 0.35181 | 607.2733 | 0.13854 | 611.3096 | 0.046979 | 606.2871 | 0.00089989 | 682.047 | 6.4909e-05 | 606.2871 | -6.8693e-05 | 607.2733 | 0.37946 | 682.047 | 0.25076 | 682.047 | 0.46124 | 0 | 0 | 0.00065423 | 8.3298e-05 | 0.00013289 | 0.0002202 | 0.00067821 | 7.9254e-05 | 0.073227 | 0.038986 | 0.20069 | 0.080949 | 0.031978 | 0.010836 | 0.00026101 | 5.2128e-05 | -8.8161e-06 | 0.084983 | 0.05839 | 0.10744
|  | 682.2802 | 0 | 682.2802 | 0 | 611.5377 | 0.0034951 | 613.8994 | 0.00048159 | 613.1247 | 0.00056496 | 606.5151 | 0.00134 | 606.5151 | 0.00306 | 682.2802 | 0.00061792 | 607.4979 | 0.32845 | 613.8994 | 0.16654 | 606.5151 | 0.88078 | 606.2871 | 0.35855 | 607.4979 | 0.14612 | 611.5377 | 0.048065 | 606.5151 | 0.00139 | 682.2802 | 0.0003822 | 606.5151 | -8.651e-06 | 607.4979 | 0.37705 | 682.2802 | 0.25005 | 682.2802 | 0.46032 | 0 | 0 | 0.00066062 | 8.1109e-05 | 0.00013252 | 0.00016816 | 0.00065065 | 0.00010512 | 0.073114 | 0.037297 | 0.20029 | 0.082783 | 0.032875 | 0.011087 | 0.00027348 | 6.684e-05 | -1.0809e-05 | 0.084414 | 0.057975 | 0.10692
|  | 682.5134 | 0 | 682.5134 | 0 | 611.7657 | 0.0022992 | 614.1291 | 0.00022469 | 613.3554 | 0.00058383 | 606.743 | 0.00013571 | 606.743 | 0.00265 | 682.5134 | 0.00028364 | 607.7226 | 0.32238 | 614.1291 | 0.15823 | 606.743 | 0.87692 | 606.5151 | 0.36771 | 607.7226 | 0.14653 | 611.7657 | 0.049177 | 606.743 | 0.00101 | 682.5134 | 0.00019107 | 606.743 | -8.621e-05 | 607.7226 | 0.37439 | 682.5134 | 0.24718 | 682.5134 | 0.45672 | 0 | 0 | 0.00065384 | 8.7249e-05 | 0.00013202 | 0.00010409 | 0.00069759 | 0.0001101 | 0.072225 | 0.035663 | 0.19986 | 0.084606 | 0.033634 | 0.011346 | 0.0002918 | 7.2254e-05 | -7.078e-06 | 0.084094 | 0.057578 | 0.1065
|  | 682.7466 | 0 | 682.7466 | 0 | 611.9938 | 0.0034341 | 614.3588 | 0.00053508 | 613.5862 | 0.00056032 | 606.971 | 0.00077747 | 606.971 | 0.00347 | 682.7466 | 0.00066064 | 607.9473 | 0.32039 | 614.3588 | 0.15233 | 606.971 | 0.87643 | 606.743 | 0.37477 | 607.9473 | 0.1528 | 611.9938 | 0.050314 | 606.971 | 0.00155 | 682.7466 | 0.0004286 | 606.971 | 2.4114e-05 | 607.9473 | 0.374 | 682.7466 | 0.24663 | 682.7466 | 0.45662 | 0 | 0 | 0.00064477 | 8.4145e-05 | 0.00013156 | 8.1582e-05 | 0.00073859 | 0.00010645 | 0.071719 | 0.03418 | 0.19929 | 0.086598 | 0.034328 | 0.011606 | 0.00030661 | 6.4173e-05 | 2.6831e-06 | 0.083615 | 0.057166 | 0.10609
|  | 682.9798 | 0 | 682.9798 | 0 | 612.2218 | 0.0022211 | 614.5885 | 0.00019744 | 613.817 | 0.00057979 | 607.1989 | -6.1719e-05 | 607.1989 | 0.00301 | 682.9798 | 0.00025231 | 608.1721 | 0.31788 | 614.5885 | 0.14522 | 607.1989 | 0.87205 | 606.971 | 0.38496 | 608.1721 | 0.1527 | 612.2218 | 0.051478 | 607.1989 | 0.00114 | 682.9798 | 0.00012174 | 607.1989 | -5.7422e-07 | 608.1721 | 0.37013 | 682.9798 | 0.24362 | 682.9798 | 0.45319 | 0 | 0 | 0.00063364 | 7.604e-05 | 0.00013109 | 7.5991e-05 | 0.0007295 | 9.2562e-05 | 0.071362 | 0.032715 | 0.19837 | 0.088434 | 0.035065 | 0.011877 | 0.00028952 | 5.9545e-05 | 1.3819e-06 | 0.083579 | 0.056799 | 0.10576
|  | 683.213 | 0 | 683.213 | 0 | 612.4499 | 0.003335 | 614.8182 | 0.00046452 | 614.0477 | 0.00055635 | 607.4269 | 0.0007284 | 607.4269 | 0.00339 | 683.213 | 0.00054147 | 608.3968 | 0.31721 | 614.8182 | 0.13958 | 607.4269 | 0.86825 | 607.1989 | 0.39091 | 608.3968 | 0.15937 | 612.4499 | 0.052669 | 607.4269 | 0.0014 | 683.213 | 0.00038889 | 607.4269 | 1.2698e-05 | 608.3968 | 0.37368 | 683.213 | 0.24346 | 683.213 | 0.45376 | 0 | 0 | 0.00064794 | 8.3128e-05 | 0.00013106 | 0.00014917 | 0.00068961 | 8.6534e-05 | 0.071106 | 0.031432 | 0.19765 | 0.090163 | 0.036093 | 0.012152 | 0.00026375 | 5.9654e-05 | -2.4403e-06 | 0.083461 | 0.056509 | 0.10543
|  | 683.4462 | 0 | 683.4462 | 0 | 612.678 | 0.0023465 | 615.048 | 0.00025918 | 614.2785 | 0.00057949 | 607.6549 | 0.00058027 | 607.6549 | 0.00266 | 683.4462 | 0.00020058 | 608.6215 | 0.3156 | 615.048 | 0.13406 | 607.6549 | 0.86577 | 607.4269 | 0.4001 | 608.6215 | 0.16184 | 612.678 | 0.053887 | 607.6549 | 0.00091386 | 683.4462 | 0.00012266 | 607.6549 | -3.4107e-05 | 608.6215 | 0.36908 | 683.4462 | 0.24112 | 683.4462 | 0.45035 | 0 | 0 | 0.00064203 | 8.3578e-05 | 0.00013128 | 3.6588e-05 | 0.00062233 | 8.5354e-05 | 0.070378 | 0.030195 | 0.19712 | 0.092314 | 0.036821 | 0.012433 | 0.00027513 | 4.8745e-05 | 1.1389e-06 | 0.082828 | 0.056088 | 0.10493
|  | 683.6795 | 0 | 683.6795 | 0 | 612.9061 | 0.0032831 | 615.2777 | 0.00046841 | 614.5093 | 0.00055822 | 607.8828 | -0.00025927 | 607.8828 | 0.0028 | 683.6795 | 0.00053132 | 608.8463 | 0.31073 | 615.2777 | 0.1288 | 607.8828 | 0.86367 | 607.6549 | 0.40978 | 608.8463 | 0.16585 | 612.9061 | 0.055132 | 607.8828 | 0.0015 | 683.6795 | 0.00029532 | 607.8828 | 4.4099e-05 | 608.8463 | 0.36805 | 683.6795 | 0.23983 | 683.6795 | 0.44941 | 0 | 0 | 0.00064515 | 8.594e-05 | 0.00013096 | 9.2435e-05 | 0.00053245 | 8.631e-05 | 0.069253 | 0.028897 | 0.19667 | 0.094354 | 0.037642 | 0.01272 | 0.00028117 | 5.0236e-05 | 6.6189e-06 | 0.08269 | 0.055708 | 0.10458
|  | 683.9127 | 0 | 683.9127 | 0 | 613.1342 | 0.0023739 | 615.5074 | 0.00027974 | 614.7401 | 0.0005765 | 608.1108 | 0.00107 | 608.1108 | 0.00187 | 683.9127 | 0.00020874 | 609.071 | 0.30559 | 615.5074 | 0.12276 | 608.1108 | 0.86131 | 607.8828 | 0.41803 | 609.071 | 0.16915 | 613.1342 | 0.056405 | 608.1108 | 0.00096607 | 683.9127 | 0.00013542 | 608.1108 | 1.3954e-05 | 609.071 | 0.36785 | 683.9127 | 0.23784 | 683.9127 | 0.44734 | 0 | 0 | 0.00067078 | 7.9988e-05 | 0.00013037 | 0.00025761 | 0.00049925 | 8.5354e-05 | 0.068947 | 0.027704 | 0.1959 | 0.096196 | 0.038334 | 0.013014 | 0.00027882 | 5.2731e-05 | -3.8171e-06 | 0.082487 | 0.055363 | 0.1042
|  | 684.146 | 0 | 684.146 | 0 | 613.3622 | 0.0035079 | 615.7372 | 0.00041663 | 614.971 | 0.00055303 | 608.3388 | 0.00119 | 608.3388 | 0.00251 | 684.146 | 0.0005231 | 609.2958 | 0.30782 | 615.7372 | 0.11843 | 608.3388 | 0.85734 | 608.1108 | 0.42568 | 609.2958 | 0.17192 | 613.3622 | 0.057706 | 608.3388 | 0.00148 | 684.146 | 0.00031669 | 608.3388 | -4.7442e-05 | 609.2958 | 0.36605 | 684.146 | 0.23685 | 684.146 | 0.44611 | 0 | 0 | 0.00065113 | 8.1211e-05 | 0.0001298 | 0.00014834 | 0.00056663 | 8.3422e-05 | 0.069265 | 0.026489 | 0.19475 | 0.098103 | 0.039462 | 0.013317 | 0.00028959 | 5.4631e-05 | -5.4279e-06 | 0.081826 | 0.054978 | 0.10374
|  | 684.3793 | 0 | 684.3793 | 0 | 613.5904 | 0.0022 | 615.967 | 0.00029017 | 615.2018 | 0.0005716 | 608.5668 | 0.00011107 | 608.5668 | 0.00246 | 684.3793 | 0.00019215 | 609.5206 | 0.30844 | 615.967 | 0.11211 | 608.5668 | 0.85082 | 608.3388 | 0.43499 | 609.5206 | 0.17918 | 613.5904 | 0.059036 | 608.5668 | 0.00106 | 684.3793 | 0.0001517 | 608.5668 | -1.6745e-07 | 609.5206 | 0.36196 | 684.3793 | 0.23452 | 684.3793 | 0.44335 | 0 | 0 | 0.00064782 | 8.2477e-05 | 0.00012942 | 0.00011536 | 0.00056893 | 7.6528e-05 | 0.069023 | 0.02535 | 0.194 | 0.10011 | 0.040444 | 0.013624 | 0.0003295 | 5.2565e-05 | 6.4027e-06 | 0.081745 | 0.054586 | 0.10336
|  | 684.6125 | 0 | 684.6125 | 0 | 613.8185 | 0.003479 | 616.1968 | 0.00042765 | 615.4326 | 0.00054974 | 608.7949 | 0.00090075 | 608.7949 | 0.00253 | 684.6125 | 0.00046396 | 609.7454 | 0.30567 | 616.1968 | 0.10852 | 608.7949 | 0.85071 | 608.5668 | 0.44307 | 609.7454 | 0.18065 | 613.8185 | 0.060393 | 608.7949 | 0.00183 | 684.6125 | 0.00029896 | 608.7949 | 5.6324e-05 | 609.7454 | 0.36533 | 684.6125 | 0.23347 | 684.6125 | 0.4428 | 0 | 0 | 0.00065725 | 8.1712e-05 | 0.00012934 | 0.00021528 | 0.00057023 | 7.6651e-05 | 0.068123 | 0.024376 | 0.19408 | 0.1024 | 0.040909 | 0.013937 | 0.00032179 | 5.262e-05 | 2.7832e-06 | 0.081243 | 0.054176 | 0.10293
|  | 684.8458 | 0 | 684.8458 | 0 | 614.0467 | 0.0022826 | 616.4266 | 0.00028353 | 615.6635 | 0.00057093 | 609.023 | 0.00098689 | 609.023 | 0.00247 | 684.8458 | 0.00019317 | 609.9701 | 0.30043 | 616.4266 | 0.10364 | 609.023 | 0.85106 | 608.7949 | 0.45502 | 609.9702 | 0.18332 | 614.0467 | 0.06178 | 609.023 | 0.00099165 | 684.8458 | 0.00015215 | 609.023 | -3.1919e-05 | 609.9702 | 0.3575 | 684.8458 | 0.23099 | 684.8458 | 0.43961 | 0 | 0 | 0.0006203 | 8.7856e-05 | 0.00012897 | 0.000271 | 0.00052561 | 7.6539e-05 | 0.067325 | 0.02329 | 0.19275 | 0.10487 | 0.042257 | 0.014257 | 0.00030119 | 5.7874e-05 | 4.1678e-06 | 0.080765 | 0.053792 | 0.10242
|  | 685.0791 | 0 | 685.0791 | 0 | 614.2748 | 0.0031551 | 616.6564 | 0.0004811 | 615.8943 | 0.00054645 | 609.251 | 0.00139 | 609.251 | 0.00214 | 685.0791 | 0.00046297 | 610.1949 | 0.29855 | 616.6564 | 0.09906 | 609.251 | 0.83947 | 609.023 | 0.46455 | 610.1949 | 0.19264 | 614.2748 | 0.063197 | 609.251 | 0.00165 | 685.0791 | 0.00034398 | 609.251 | 6.8474e-05 | 610.1949 | 0.36108 | 685.0791 | 0.23015 | 685.0791 | 0.43837 | 0 | 0 | 0.00062605 | 8.4307e-05 | 0.0001281 | 0.0001655 | 0.00052103 | 7.927e-05 | 0.066883 | 0.02239 | 0.19179 | 0.10655 | 0.043726 | 0.014584 | 0.00034431 | 6.2787e-05 | 1.3074e-05 | 0.080629 | 0.053485 | 0.10198
|  | 685.3124 | 0 | 685.3124 | 0 | 614.503 | 0.002333 | 616.8862 | 0.00025245 | 616.1252 | 0.00056319 | 609.479 | 6.1645e-05 | 609.479 | 0.00243 | 685.3124 | 0.00021656 | 610.4197 | 0.29652 | 616.8862 | 0.09575 | 609.479 | 0.84275 | 609.251 | 0.46998 | 610.4197 | 0.1964 | 614.503 | 0.064646 | 609.479 | 0.00137 | 685.3124 | 0.00019424 | 609.479 | 4.6196e-05 | 610.4197 | 0.35629 | 685.3124 | 0.22834 | 685.3124 | 0.43587 | 0 | 0 | 0.00063942 | 8.3081e-05 | 0.00012719 | 0.00014845 | 0.00063181 | 6.4782e-05 | 0.066562 | 0.02162 | 0.19264 | 0.10895 | 0.0444 | 0.014918 | 0.00038319 | 6.1967e-05 | 3.8312e-06 | 0.080034 | 0.053121 | 0.10146
|  | 685.5458 | 0 | 685.5458 | 0 | 614.7311 | 0.0032722 | 617.116 | 0.00047062 | 616.3561 | 0.0005385 | 609.7071 | 0.00124 | 609.7071 | 0.00311 | 685.5458 | 0.00033874 | 610.6446 | 0.29554 | 617.116 | 0.09241 | 609.7071 | 0.84643 | 609.479 | 0.48564 | 610.6446 | 0.19852 | 614.7311 | 0.066127 | 609.7071 | 0.00199 | 685.5458 | 0.00033694 | 609.7071 | -1.2602e-05 | 610.6446 | 0.35559 | 685.5458 | 0.22701 | 685.5458 | 0.43385 | 0 | 0 | 0.00063333 | 7.396e-05 | 0.00012655 | 0.00018919 | 0.00066374 | 6.5607e-05 | 0.066117 | 0.020583 | 0.19148 | 0.112 | 0.045202 | 0.015264 | 0.00042881 | 5.9386e-05 | 6.4047e-06 | 0.079844 | 0.052685 | 0.10093
|  | 685.7791 | 0 | 685.7791 | 0 | 614.9594 | 0.0022782 | 617.3459 | 0.0001729 | 616.587 | 0.00055761 | 609.9352 | 0.00041892 | 609.9352 | 0.00271 | 685.7791 | 0.00022361 | 610.8694 | 0.29272 | 617.3459 | 0.08668 | 609.9352 | 0.83252 | 609.7071 | 0.49639 | 610.8694 | 0.20364 | 614.9594 | 0.067642 | 609.9352 | 0.00177 | 685.7791 | 0.00017209 | 609.9352 | 6.8761e-05 | 610.8694 | 0.35479 | 685.7791 | 0.22458 | 685.7791 | 0.43126 | 0 | 0 | 0.00064345 | 8.0636e-05 | 0.00012563 | 0.00020402 | 0.00068085 | 7.6673e-05 | 0.06572 | 0.019692 | 0.19055 | 0.11359 | 0.046465 | 0.015613 | 0.00044592 | 5.3513e-05 | 9.7605e-06 | 0.079639 | 0.052252 | 0.10046
|  | 686.0124 | 0 | 686.0124 | 0 | 615.1876 | 0.003361 | 617.5757 | 0.00052874 | 616.8179 | 0.00053057 | 610.1633 | 0.00137 | 610.1633 | 0.00326 | 686.0124 | 0.00043357 | 611.0942 | 0.29182 | 617.5757 | 0.08467 | 610.1633 | 0.83828 | 609.9352 | 0.49962 | 611.0942 | 0.20966 | 615.1876 | 0.069191 | 610.1633 | 0.00214 | 686.0124 | 0.00028658 | 610.1633 | 1.6823e-05 | 611.0942 | 0.35357 | 686.0124 | 0.22328 | 686.0124 | 0.42982 | 0 | 0 | 0.00064293 | 7.8936e-05 | 0.00012502 | 0.00025452 | 0.00065462 | 7.9114e-05 | 0.065122 | 0.018917 | 0.19062 | 0.11611 | 0.047384 | 0.015967 | 0.00042425 | 5.5325e-05 | 6.9963e-07 | 0.078805 | 0.051858 | 0.099996
|  | 686.2458 | 0 | 686.2458 | 0 | 615.4157 | 0.002275 | 617.8056 | 0.00015808 | 617.0488 | 0.00055231 | 610.3914 | 0.00086177 | 610.3914 | 0.00248 | 686.2458 | 0.00024451 | 611.3191 | 0.28743 | 617.8056 | 0.07993 | 610.3914 | 0.8332 | 610.1633 | 0.51851 | 611.3191 | 0.21181 | 615.4157 | 0.070776 | 610.3914 | 0.00158 | 686.2458 | 0.0001876 | 610.3914 | -1.0688e-05 | 611.3191 | 0.34738 | 686.2458 | 0.22118 | 686.2458 | 0.42723 | 0 | 0 | 0.00064573 | 6.2752e-05 | 0.00012469 | 0.00028303 | 0.00049496 | 7.0615e-05 | 0.064748 | 0.018162 | 0.18867 | 0.11918 | 0.048378 | 0.016337 | 0.00039231 | 5.3382e-05 | 6.4979e-06 | 0.078447 | 0.051485 | 0.09954
|  | 686.4791 | 0 | 686.4791 | 0 | 615.6439 | 0.003384 | 618.0355 | 0.00038792 | 617.2797 | 0.00052751 | 610.6195 | 0.00162 | 610.6195 | 0.00186 | 686.4791 | 0.0003607 | 611.5439 | 0.28847 | 618.0355 | 0.0781 | 610.6195 | 0.82118 | 610.3914 | 0.52651 | 611.5439 | 0.21849 | 615.6439 | 0.072397 | 610.6195 | 0.00186 | 686.4791 | 0.00026991 | 610.6195 | 6.7665e-05 | 611.5439 | 0.35039 | 686.4791 | 0.22007 | 686.4791 | 0.42587 | 0 | 0 | 0.00063744 | 6.3938e-05 | 0.00012446 | 0.00016516 | 0.00051334 | 6.6584e-05 | 0.064493 | 0.017343 | 0.18701 | 0.12094 | 0.049902 | 0.016715 | 0.00038101 | 5.2851e-05 | 2.0273e-06 | 0.078447 | 0.051119 | 0.099121
|  | 686.7125 | 0 | 686.7125 | 0 | 615.8722 | 0.0022009 | 618.2654 | 0.00016826 | 617.5107 | 0.00055026 | 610.8476 | -0.00017218 | 610.8476 | 0.00264 | 686.7125 | 0.00020994 | 611.7689 | 0.28503 | 618.2654 | 0.07276 | 610.8476 | 0.81817 | 610.6195 | 0.53396 | 611.7689 | 0.22525 | 615.8722 | 0.074055 | 610.8476 | 0.00148 | 686.7125 | 0.00018303 | 610.8476 | -4.9893e-05 | 611.7689 | 0.34719 | 686.7125 | 0.21803 | 686.7125 | 0.4236 | 0 | 0 | 0.00064794 | 6.1998e-05 | 0.0001243 | 0.00015032 | 0.00068442 | 6.8818e-05 | 0.063839 | 0.01665 | 0.18777 | 0.12294 | 0.051266 | 0.017093 | 0.00041978 | 4.5994e-05 | -3.1927e-06 | 0.078069 | 0.050722 | 0.0987
|  | 686.9459 | 0 | 686.9459 | 0 | 616.1004 | 0.0034776 | 618.4952 | 0.00037118 | 617.7416 | 0.00052609 | 611.0757 | 0.00149 | 611.0757 | 0.00336 | 686.9459 | 0.00037982 | 611.9937 | 0.28281 | 618.4952 | 0.07211 | 611.0757 | 0.82792 | 610.8476 | 0.54378 | 611.9937 | 0.23075 | 616.1004 | 0.07575 | 611.0757 | 0.0022 | 686.9459 | 0.00021112 | 611.0757 | 2.1904e-05 | 611.9937 | 0.34721 | 686.9459 | 0.21665 | 686.9459 | 0.42223 | 0 | 0 | 0.00064609 | 7.1392e-05 | 0.00012417 | 0.00025961 | 0.00063523 | 9.1869e-05 | 0.063513 | 0.016083 | 0.18692 | 0.12642 | 0.052328 | 0.017489 | 0.00041284 | 4.7962e-05 | -8.1779e-07 | 0.077704 | 0.050368 | 0.098292
|  | 687.1793 | 0 | 687.1793 | 0 | 616.3287 | 0.0021831 | 618.7252 | 0.00024983 | 617.9726 | 0.00054918 | 611.3038 | 0.00078638 | 611.3038 | 0.00221 | 687.1793 | 0.00040744 | 612.2186 | 0.28195 | 618.7252 | 0.06779 | 611.3038 | 0.81106 | 611.0757 | 0.56453 | 612.2186 | 0.23457 | 616.3287 | 0.077481 | 611.3038 | 0.00142 | 687.1793 | 0.00019988 | 611.3038 | -2.9075e-05 | 612.2186 | 0.34376 | 687.1793 | 0.21497 | 687.1793 | 0.42007 | 0 | 0 | 0.00063609 | 6.5046e-05 | 0.00012381 | 0.00019478 | 0.0004004 | 9.7139e-05 | 0.062798 | 0.015362 | 0.18518 | 0.12888 | 0.053301 | 0.017884 | 0.00041637 | 5.8334e-05 | 6.296e-07 | 0.077136 | 0.050032 | 0.097821
|  | 687.4127 | 0 | 687.4127 | 0 | 616.5569 | 0.0033914 | 618.9551 | 0.00031598 | 618.2035 | 0.00052297 | 611.532 | 0.00092108 | 611.532 | 0.0013 | 687.4127 | 0.00042494 | 612.4435 | 0.27648 | 618.9551 | 0.06584 | 611.532 | 0.81229 | 611.3038 | 0.56555 | 612.4435 | 0.2394 | 616.5569 | 0.07925 | 611.532 | 0.00223 | 687.4127 | 0.00029998 | 611.532 | 3.4594e-05 | 612.4435 | 0.34216 | 687.4127 | 0.21375 | 687.4127 | 0.41816 | 0 | 0 | 0.00063667 | 6.0151e-05 | 0.00012322 | 8.5491e-05 | 0.00033889 | 8.3602e-05 | 0.06197 | 0.014734 | 0.18546 | 0.1308 | 0.054676 | 0.018297 | 0.00043246 | 6.9215e-05 | -5.4062e-06 | 0.076743 | 0.049737 | 0.097392
|  | 687.6461 | 0 | 687.6461 | 0 | 616.7852 | 0.0021867 | 619.185 | 0.00020726 | 618.4346 | 0.00054375 | 611.7602 | -0.00017185 | 611.7602 | 0.00167 | 687.6461 | 0.00029141 | 612.6685 | 0.27456 | 619.185 | 0.06233 | 611.7602 | 0.81304 | 611.532 | 0.58109 | 612.6685 | 0.24679 | 616.7852 | 0.081056 | 611.7602 | 0.00156 | 687.6461 | 0.0002931 | 611.7602 | -8.1973e-05 | 612.6685 | 0.34026 | 687.6461 | 0.21243 | 687.6461 | 0.41635 | 0 | 0 | 0.00063451 | 7.4006e-05 | 0.00012276 | 0.00011158 | 0.00053615 | 7.7373e-05 | 0.061649 | 0.014286 | 0.18585 | 0.13412 | 0.056566 | 0.018713 | 0.00043234 | 6.4241e-05 | -3.8089e-06 | 0.076856 | 0.049395 | 0.096968
|  | 687.8795 | 0 | 687.8795 | 0 | 617.0134 | 0.0033726 | 619.415 | 0.00043633 | 618.6655 | 0.00051928 | 611.9883 | 0.00115 | 611.9883 | 0.00303 | 687.8795 | 0.00037154 | 612.8934 | 0.27365 | 619.415 | 0.06191 | 611.9883 | 0.81611 | 611.7602 | 0.59432 | 612.8934 | 0.25621 | 617.0134 | 0.0829 | 611.9883 | 0.00223 | 687.8795 | 0.00025733 | 611.9883 | 4.8583e-05 | 612.8934 | 0.34317 | 687.8795 | 0.2108 | 687.8795 | 0.41449 | 0 | 0 | 0.00064574 | 7.1545e-05 | 0.00012245 | 0.00020253 | 0.00061144 | 8.8851e-05 | 0.061246 | 0.013708 | 0.18457 | 0.13747 | 0.057941 | 0.019144 | 0.00043234 | 5.2653e-05 | -1.3137e-05 | 0.076683 | 0.049039 | 0.096584
|  | 688.1129 | 0 | 688.1129 | 0 | 617.2418 | 0.0022836 | 619.6449 | 0.00018602 | 618.8966 | 0.00054078 | 612.2165 | 0.00062541 | 612.2165 | 0.00233 | 688.1129 | 0.00038973 | 613.1183 | 0.27095 | 619.6449 | 0.05733 | 612.2165 | 0.8019 | 611.9883 | 0.61076 | 613.1183 | 0.25902 | 617.2418 | 0.084783 | 612.2165 | 0.00156 | 688.1129 | 0.0001938 | 612.2165 | -0.00016374 | 613.1183 | 0.33872 | 688.1129 | 0.20937 | 688.1129 | 0.41303 | 0 | 0 | 0.00062882 | 8.0414e-05 | 0.00012218 | 0.00016787 | 0.00058194 | 8.5501e-05 | 0.061245 | 0.013072 | 0.18355 | 0.13984 | 0.058986 | 0.019573 | 0.00041762 | 4.6034e-05 | -1.0672e-05 | 0.076172 | 0.048709 | 0.096246
|  | 688.3464 | 0 | 688.3464 | 0 | 617.47 | 0.0032259 | 619.8749 | 0.00051329 | 619.1276 | 0.00051696 | 612.4447 | 0.00084574 | 612.4447 | 0.00277 | 688.3464 | 0.0003428 | 613.3432 | 0.27367 | 619.8749 | 0.05635 | 612.4447 | 0.80667 | 612.2165 | 0.6151 | 613.3432 | 0.2655 | 617.47 | 0.086704 | 612.4447 | 0.0021 | 688.3464 | 0.0002006 | 612.4447 | 7.0212e-05 | 613.3432 | 0.33863 | 688.3464 | 0.20795 | 688.3464 | 0.41156 | 0 | 0 | 0.00061551 | 7.942e-05 | 0.00012165 | 0.00014962 | 0.00043132 | 8.1836e-05 | 0.060944 | 0.012618 | 0.18336 | 0.14254 | 0.060521 | 0.020021 | 0.00045642 | 5.3045e-05 | 9.2884e-06 | 0.075824 | 0.048394 | 0.095856
|  | 688.5798 | 0 | 688.5798 | 0 | 617.6984 | 0.0021655 | 620.1049 | 0.00017737 | 619.3586 | 0.00053622 | 612.6729 | 0.00046553 | 612.6729 | 0.00101 | 688.5798 | 0.00035833 | 613.5682 | 0.2681 | 620.1049 | 0.05338 | 612.6729 | 0.80023 | 612.4447 | 0.63408 | 613.5682 | 0.27252 | 617.6984 | 0.088665 | 612.6729 | 0.0019 | 688.5798 | 0.00025387 | 612.6729 | 1.119e-05 | 613.5682 | 0.33544 | 688.5798 | 0.20667 | 688.5798 | 0.40969 | 0 | 0 | 0.00063496 | 7.2627e-05 | 0.00012074 | 0.00013695 | 0.00045528 | 8.0484e-05 | 0.060248 | 0.011992 | 0.18135 | 0.14573 | 0.061845 | 0.020468 | 0.0004781 | 5.5454e-05 | 5.2887e-06 | 0.07548 | 0.048103 | 0.095418
|  | 688.8133 | 0 | 688.8133 | 0 | 617.9266 | 0.0033977 | 620.3348 | 0.00045422 | 619.5896 | 0.00050902 | 612.9011 | 0.00073471 | 612.9011 | 0.00298 | 688.8133 | 0.00033116 | 613.7931 | 0.26751 | 620.3348 | 0.05091 | 612.9011 | 0.78909 | 612.6729 | 0.64309 | 613.7932 | 0.27727 | 617.9266 | 0.090667 | 612.9011 | 0.00229 | 688.8133 | 0.0002212 | 612.9011 | 3.5159e-05 | 613.7932 | 0.33556 | 688.8133 | 0.20542 | 688.8133 | 0.40773 | 0 | 0 | 0.00063276 | 8.1922e-05 | 0.00012031 | 0.00021391 | 0.00064013 | 8.6059e-05 | 0.059419 | 0.011442 | 0.18042 | 0.14713 | 0.062938 | 0.020936 | 0.00048723 | 5.4358e-05 | 2.0474e-06 | 0.075248 | 0.047836 | 0.095039
|  | 689.0467 | 0 | 689.0467 | 0 | 618.155 | 0.0021447 | 620.5648 | 0.0002582 | 619.8207 | 0.00053222 | 613.1293 | 0.00114 | 613.1293 | 0.00263 | 689.0467 | 0.00040606 | 614.0181 | 0.26071 | 620.5648 | 0.04859 | 613.1293 | 0.7921 | 612.9011 | 0.6463 | 614.0181 | 0.28224 | 618.155 | 0.092711 | 613.1293 | 0.00198 | 689.0467 | 0.00024445 | 613.1293 | -1.7216e-05 | 614.0181 | 0.33338 | 689.0467 | 0.20436 | 689.0467 | 0.40641 | 0 | 0 | 0.00060759 | 7.1416e-05 | 0.00011964 | 0.00028412 | 0.00059791 | 7.9246e-05 | 0.058664 | 0.011153 | 0.18088 | 0.14961 | 0.06476 | 0.021407 | 0.00050092 | 5.0364e-05 | -1.9367e-06 | 0.074623 | 0.047508 | 0.094679
|  | 689.2802 | 0 | 689.2802 | 0 | 618.3833 | 0.0031773 | 620.7949 | 0.0003627 | 620.0518 | 0.00050327 | 613.3575 | 0.00135 | 613.3575 | 0.00261 | 689.2802 | 0.00027277 | 614.2431 | 0.26082 | 620.7949 | 0.04838 | 613.3575 | 0.7931 | 613.1293 | 0.66489 | 614.2431 | 0.29346 | 618.3833 | 0.094797 | 613.3575 | 0.00241 | 689.2802 | 0.00018697 | 613.3575 | 2.4328e-07 | 614.2431 | 0.33001 | 689.2802 | 0.20259 | 689.2802 | 0.40461 | 0 | 0 | 0.00061218 | 6.7271e-05 | 0.00011922 | 0.00023642 | 0.00058782 | 7.1169e-05 | 0.058638 | 0.010793 | 0.18057 | 0.15393 | 0.066396 | 0.021889 | 0.00049308 | 5.0629e-05 | -5.8588e-06 | 0.074073 | 0.0471 | 0.094309
|  | 689.5137 | 0 | 689.5137 | 0 | 618.6116 | 0.0021848 | 621.0249 | 0.00022217 | 620.2828 | 0.00052855 | 613.5858 | 0.00072133 | 613.5858 | 0.00254 | 689.5137 | 0.00033684 | 614.4681 | 0.26045 | 621.0249 | 0.04546 | 613.5858 | 0.78887 | 613.3575 | 0.68411 | 614.4681 | 0.29678 | 618.6116 | 0.096928 | 613.5858 | 0.00191 | 689.5137 | 0.00024671 | 613.5858 | -5.1573e-05 | 614.4681 | 0.32849 | 689.5137 | 0.20085 | 689.5137 | 0.40321 | 0 | 0 | 0.00062729 | 7.6431e-05 | 0.0001189 | 0.0001827 | 0.00064698 | 6.0724e-05 | 0.05894 | 0.010297 | 0.17937 | 0.15719 | 0.067667 | 0.022386 | 0.00050663 | 5.2938e-05 | -4.6272e-06 | 0.073924 | 0.046691 | 0.093877
|  | 689.7472 | 0 | 689.7472 | 0 | 618.84 | 0.0033082 | 621.2549 | 0.00044251 | 620.5139 | 0.00050051 | 613.814 | 0.00087985 | 613.814 | 0.00313 | 689.7472 | 0.00018328 | 614.693 | 0.26353 | 621.2549 | 0.04409 | 613.814 | 0.78309 | 613.5858 | 0.69305 | 614.6931 | 0.30476 | 618.84 | 0.099103 | 613.814 | 0.00253 | 689.7472 | 0.00020672 | 613.814 | 1.1021e-05 | 614.6931 | 0.32869 | 689.7472 | 0.19907 | 689.7472 | 0.40087 | 0 | 0 | 0.00062584 | 7.5342e-05 | 0.00011844 | 0.0001534 | 0.00052616 | 5.9421e-05 | 0.058621 | 0.0099228 | 0.17842 | 0.15958 | 0.069259 | 0.022882 | 0.00051361 | 6.27e-05 | -2.0486e-05 | 0.073886 | 0.046369 | 0.093406
|  | 689.9807 | 0 | 689.9807 | 0 | 619.0684 | 0.0021736 | 621.4849 | 0.00021252 | 620.745 | 0.00052456 | 614.0423 | 0.00046416 | 614.0423 | 0.00148 | 689.9807 | 0.00032566 | 614.9181 | 0.25745 | 621.4849 | 0.04218 | 614.0423 | 0.78012 | 613.814 | 0.70547 | 614.9181 | 0.31077 | 619.0684 | 0.10132 | 614.0423 | 0.00197 | 689.9807 | 0.0003303 | 614.0423 | -0.00019051 | 614.9181 | 0.32797 | 689.9807 | 0.19808 | 689.9807 | 0.39915 | 0 | 0 | 0.00061975 | 7.7499e-05 | 0.00011823 | 0.00014913 | 0.00051589 | 5.7641e-05 | 0.057966 | 0.0096232 | 0.17791 | 0.16233 | 0.070637 | 0.023401 | 0.00052388 | 5.7593e-05 | -1.0373e-05 | 0.073695 | 0.046045 | 0.092891
|  | 690.2142 | 0 | 690.2142 | 0 | 619.2968 | 0.0032535 | 621.715 | 0.00046106 | 620.9761 | 0.00049876 | 614.2706 | 0.00084244 | 614.2706 | 0.00304 | 690.2142 | 0.00016803 | 615.1431 | 0.25771 | 621.715 | 0.04146 | 614.2706 | 0.77868 | 614.0423 | 0.71677 | 615.1431 | 0.31701 | 619.2968 | 0.10359 | 614.2706 | 0.00262 | 690.2142 | 0.00016298 | 614.2706 | 9.9619e-05 | 615.1431 | 0.32699 | 690.2142 | 0.19629 | 690.2142 | 0.39646 | 0 | 0 | 0.00061898 | 7.6777e-05 | 0.00011814 | 0.00019922 | 0.00068595 | 6.2801e-05 | 0.05764 | 0.0092603 | 0.17749 | 0.16551 | 0.071994 | 0.023923 | 0.00053073 | 5.5e-05 | 8.7362e-06 | 0.073301 | 0.045712 | 0.092452
|  | 690.4478 | 0 | 690.4478 | 0 | 619.5251 | 0.0021669 | 621.9451 | 0.00020645 | 621.2072 | 0.00052344 | 614.4988 | 0.00090307 | 614.4988 | 0.00297 | 690.4478 | 0.0003698 | 615.3681 | 0.25471 | 621.9451 | 0.03905 | 614.4988 | 0.77637 | 614.2706 | 0.73332 | 615.3681 | 0.323 | 619.5251 | 0.1059 | 614.4988 | 0.00203 | 690.4478 | 0.00030805 | 614.4988 | -2.3077e-05 | 615.3681 | 0.32464 | 690.4478 | 0.19519 | 690.4478 | 0.39532 | 0 | 0 | 0.00063119 | 8.5067e-05 | 0.00011852 | 0.000336 | 0.00067357 | 6.4997e-05 | 0.057276 | 0.0089405 | 0.17763 | 0.16848 | 0.074147 | 0.024457 | 0.00054571 | 6.0243e-05 | 3.2831e-06 | 0.072906 | 0.045349 | 0.091987
|  | 690.6813 | 0 | 690.6813 | 0 | 619.7535 | 0.0033604 | 622.1752 | 0.00053294 | 621.4384 | 0.00050205 | 614.7272 | 0.00204 | 614.7272 | 0.00293 | 690.6813 | 0.00018682 | 615.5931 | 0.25432 | 622.1752 | 0.03866 | 614.7272 | 0.77954 | 614.4988 | 0.74287 | 615.5931 | 0.33597 | 619.7535 | 0.10826 | 614.7272 | 0.00275 | 690.6813 | 0.00020787 | 614.7272 | 5.1834e-05 | 615.5931 | 0.32331 | 690.6813 | 0.19317 | 690.6813 | 0.39244 | 0 | 0 | 0.00063152 | 8.5047e-05 | 0.00011827 | 0.00035268 | 0.00053986 | 6.9695e-05 | 0.056524 | 0.0085356 | 0.17672 | 0.17176 | 0.076591 | 0.025 | 0.00054214 | 6.0722e-05 | -6.1149e-07 | 0.07257 | 0.044976 | 0.09146
|  | 690.9149 | 0 | 690.9149 | 0 | 619.9819 | 0.0021698 | 622.4052 | 0.00020647 | 621.6695 | 0.00052127 | 614.9554 | 0.00105 | 614.9554 | 0.0018 | 690.9149 | 0.00041001 | 615.8182 | 0.24789 | 622.4052 | 0.03555 | 614.9554 | 0.76877 | 614.7272 | 0.76163 | 615.8182 | 0.34454 | 619.9819 | 0.11066 | 614.9554 | 0.002 | 690.9149 | 0.00031213 | 614.9554 | -5.7191e-05 | 615.8182 | 0.32148 | 690.9149 | 0.19199 | 690.9149 | 0.39077 | 0 | 0 | 0.00064052 | 7.4537e-05 | 0.0001179 | 0.00017833 | 0.00043042 | 6.3633e-05 | 0.056417 | 0.0081881 | 0.17519 | 0.1743 | 0.078294 | 0.025561 | 0.00053432 | 5.4531e-05 | 5.7738e-06 | 0.072152 | 0.044631 | 0.090992
|  | 691.1484 | 0 | 691.1484 | 0 | 620.2104 | 0.0034376 | 622.6353 | 0.0004414 | 621.9006 | 0.00049888 | 615.1838 | 0.00051193 | 615.1838 | 0.00197 | 691.1484 | 0.00013489 | 616.0433 | 0.25353 | 622.6353 | 0.03562 | 615.1838 | 0.7657 | 614.9554 | 0.7655 | 616.0433 | 0.35129 | 620.2104 | 0.11311 | 615.1838 | 0.00268 | 691.1484 | 0.00015482 | 615.1838 | 0.00010776 | 616.0433 | 0.31977 | 691.1484 | 0.19019 | 691.1484 | 0.3884 | 0 | 0 | 0.00064908 | 8.123e-05 | 0.00011816 | 0.00016833 | 0.00047036 | 6.1892e-05 | 0.056526 | 0.007902 | 0.17468 | 0.17659 | 0.080092 | 0.026118 | 0.00055484 | 5.1014e-05 | 7.0899e-06 | 0.071792 | 0.044345 | 0.090591
|  | 691.382 | 0 | 691.382 | 0 | 620.4388 | 0.0022463 | 622.8654 | 0.00026461 | 622.1318 | 0.0005235 | 615.4121 | 0.00096252 | 615.4121 | 0.00215 | 691.382 | 0.0003951 | 616.2683 | 0.24883 | 622.8654 | 0.03306 | 615.4121 | 0.76436 | 615.1838 | 0.78123 | 616.2683 | 0.36053 | 620.4388 | 0.1156 | 615.4121 | 0.00218 | 691.382 | 0.00028201 | 615.4121 | -4.5661e-05 | 616.2683 | 0.31828 | 691.382 | 0.18954 | 691.382 | 0.38734 | 0 | 0 | 0.00062916 | 8.6737e-05 | 0.00011791 | 0.00019887 | 0.00052516 | 5.256e-05 | 0.05563 | 0.0075366 | 0.1745 | 0.1798 | 0.082176 | 0.026699 | 0.00060279 | 4.3432e-05 | 1.6861e-07 | 0.071569 | 0.043997 | 0.090163
|  | 691.6156 | 0 | 691.6156 | 0 | 620.6672 | 0.0032617 | 623.0956 | 0.0004891 | 622.363 | 0.00049648 | 615.6404 | 0.00077947 | 615.6404 | 0.00245 | 691.6156 | 5.4937e-05 | 616.4934 | 0.24544 | 623.0956 | 0.03243 | 615.6404 | 0.76413 | 615.4121 | 0.79368 | 616.4934 | 0.36961 | 620.6672 | 0.11814 | 615.6404 | 0.0031 | 691.6156 | 8.9869e-05 | 615.6404 | 4.7138e-05 | 616.4934 | 0.31762 | 691.6156 | 0.18719 | 691.6156 | 0.38467 | 0 | 0 | 0.0006237 | 8.6045e-05 | 0.00011753 | 0.00016543 | 0.0004715 | 5.654e-05 | 0.054766 | 0.0073034 | 0.17386 | 0.18305 | 0.084036 | 0.027283 | 0.00067814 | 4.8396e-05 | 1.3793e-05 | 0.071202 | 0.043632 | 0.089683
|  | 691.8492 | 0 | 691.8492 | 0 | 620.8957 | 0.0021985 | 623.3257 | 0.0002588 | 622.5942 | 0.00052024 | 615.8688 | 0.0006696 | 615.8688 | 0.00168 | 691.8492 | 0.00042916 | 616.7185 | 0.24115 | 623.3257 | 0.03105 | 615.8688 | 0.75875 | 615.6404 | 0.80969 | 616.7185 | 0.37706 | 620.8957 | 0.12071 | 615.8688 | 0.00284 | 691.8492 | 0.0003245 | 615.8688 | 7.3682e-05 | 616.7185 | 0.31502 | 691.8492 | 0.18639 | 691.8492 | 0.38321 | 0 | 0 | 0.00061876 | 8.1478e-05 | 0.00011718 | 0.00024085 | 0.00049778 | 7.0993e-05 | 0.054522 | 0.0070397 | 0.17277 | 0.18598 | 0.086023 | 0.027878 | 0.00066789 | 4.9388e-05 | 1.1765e-05 | 0.070923 | 0.043302 | 0.089167
|  | 692.0827 | 0 | 692.0827 | 0 | 621.1241 | 0.0032184 | 623.5558 | 0.00044918 | 622.8253 | 0.00049368 | 616.0971 | 0.00144 | 616.0971 | 0.00268 | 692.0827 | 0.00017869 | 616.9436 | 0.2433 | 623.5558 | 0.03012 | 616.0971 | 0.75456 | 615.8688 | 0.81936 | 616.9436 | 0.38726 | 621.1241 | 0.12334 | 616.0971 | 0.00301 | 692.0827 | 9.8363e-05 | 616.0971 | 2.9367e-05 | 616.9436 | 0.31513 | 692.0827 | 0.18436 | 692.0827 | 0.38024 | 0 | 0 | 0.00061078 | 7.7284e-05 | 0.000117 | 0.00021162 | 0.00060279 | 7.2557e-05 | 0.054476 | 0.0068081 | 0.17237 | 0.1886 | 0.088398 | 0.028483 | 0.0006359 | 5.4222e-05 | 2.8335e-06 | 0.070733 | 0.043001 | 0.088748
|  | 692.3164 | 0 | 692.3164 | 0 | 621.3526 | 0.0021286 | 623.786 | 0.00022239 | 623.0566 | 0.0005182 | 616.3254 | 0.00041364 | 616.3254 | 0.0026 | 692.3164 | 0.00044249 | 617.1687 | 0.24072 | 623.786 | 0.02904 | 616.3254 | 0.75526 | 616.0971 | 0.83254 | 617.1687 | 0.39816 | 621.3526 | 0.12601 | 616.3254 | 0.00256 | 692.3164 | 0.00036584 | 616.3254 | -4.5483e-06 | 617.1687 | 0.31333 | 692.3164 | 0.18379 | 692.3164 | 0.37955 | 0 | 0 | 0.00061728 | 6.9791e-05 | 0.00011659 | 0.0001514 | 0.00054699 | 6.4376e-05 | 0.054149 | 0.0066413 | 0.17159 | 0.19152 | 0.091016 | 0.029107 | 0.00066918 | 6.1499e-05 | 6.0169e-06 | 0.07062 | 0.042689 | 0.088355
|  | 692.55 | 0 | 692.55 | 0 | 621.5811 | 0.0032739 | 624.0162 | 0.00038407 | 623.2878 | 0.00049035 | 616.5538 | 0.00091216 | 616.5538 | 0.00219 | 692.55 | 0.00010863 | 617.3938 | 0.24039 | 624.0162 | 0.02867 | 616.5538 | 0.74737 | 616.3254 | 0.84506 | 617.3938 | 0.41052 | 621.5811 | 0.12873 | 616.5538 | 0.0033 | 692.55 | 0.00016065 | 616.5538 | 5.7238e-05 | 617.3938 | 0.31413 | 692.55 | 0.18166 | 692.55 | 0.37685 | 0 | 0 | 0.00062468 | 6.0173e-05 | 0.00011631 | 0.00019025 | 0.00047393 | 7.1451e-05 | 0.053632 | 0.0063216 | 0.17055 | 0.19411 | 0.092762 | 0.029726 | 0.00064295 | 6.9741e-05 | 1.7482e-06 | 0.07016 | 0.042398 | 0.087965
|  | 692.7836 | 0 | 692.7836 | 0 | 621.8096 | 0.0021949 | 624.2463 | 0.00013878 | 623.519 | 0.00051581 | 616.7822 | 0.00075382 | 616.7822 | 0.00196 | 692.7836 | 0.00050306 | 617.619 | 0.236 | 624.2463 | 0.02626 | 616.7822 | 0.74604 | 616.5538 | 0.85477 | 617.619 | 0.41344 | 621.8096 | 0.13151 | 616.7822 | 0.00233 | 692.7836 | 0.0004364 | 616.7822 | -4.1929e-05 | 617.619 | 0.30908 | 692.7836 | 0.1813 | 692.7836 | 0.37622 | 0 | 0 | 0.0006456 | 7.0313e-05 | 0.00011619 | 0.00012356 | 0.0005036 | 6.2897e-05 | 0.052842 | 0.0061096 | 0.17027 | 0.19675 | 0.094552 | 0.030374 | 0.00060866 | 7.0951e-05 | 1.8391e-06 | 0.069496 | 0.042087 | 0.087569
|  | 693.0172 | 0 | 693.0172 | 0 | 622.0381 | 0.0034555 | 624.4765 | 0.00047221 | 623.7502 | 0.00048901 | 617.0106 | 0.00032818 | 617.0106 | 0.00245 | 693.0172 | 3.5348e-05 | 617.8441 | 0.2335 | 624.4765 | 0.02683 | 617.0106 | 0.74503 | 616.7822 | 0.86807 | 617.8441 | 0.42665 | 622.0381 | 0.13433 | 617.0106 | 0.003 | 693.0172 | 0.00017095 | 617.0106 | 5.8035e-05 | 617.8441 | 0.3084 | 693.0172 | 0.17897 | 693.0172 | 0.37339 | 0 | 0 | 0.00065159 | 7.8685e-05 | 0.00011554 | 0.00015396 | 0.00042366 | 5.9279e-05 | 0.052652 | 0.0060067 | 0.17034 | 0.19984 | 0.096991 | 0.031026 | 0.00062236 | 6.3612e-05 | 6.6911e-06 | 0.069081 | 0.041767 | 0.087107
|  | 693.2509 | 0 | 693.2509 | 0 | 622.2666 | 0.0022473 | 624.7067 | 0.00021133 | 623.9815 | 0.00051019 | 617.239 | 0.00102 | 617.239 | 0.00126 | 693.2509 | 0.00047207 | 618.0692 | 0.23421 | 624.7067 | 0.02535 | 617.239 | 0.74665 | 617.0106 | 0.88191 | 618.0692 | 0.43488 | 622.2666 | 0.13721 | 617.239 | 0.00245 | 693.2509 | 0.00037356 | 617.239 | 5.5933e-07 | 618.0692 | 0.30522 | 693.2509 | 0.17855 | 693.2509 | 0.37222 | 0 | 0 | 0.00063273 | 5.9621e-05 | 0.00011526 | 0.00033118 | 0.00042597 | 5.2725e-05 | 0.052391 | 0.0057517 | 0.17013 | 0.20393 | 0.099173 | 0.03169 | 0.00067949 | 5.6959e-05 | 5.8017e-06 | 0.068961 | 0.041436 | 0.086554
|  | 693.4845 | 0 | 693.4845 | 0 | 622.4951 | 0.0032904 | 624.9369 | 0.00030675 | 624.2128 | 0.0004866 | 617.4674 | 0.00188 | 617.4674 | 0.00247 | 693.4845 | -2.0753e-05 | 618.2944 | 0.23116 | 624.9369 | 0.02463 | 617.4674 | 0.74314 | 617.239 | 0.90389 | 618.2944 | 0.44603 | 622.4951 | 0.14015 | 617.4674 | 0.0035 | 693.4845 | 0.000114 | 617.4674 | 5.0243e-05 | 618.2944 | 0.30734 | 693.4845 | 0.17614 | 693.4845 | 0.36866 | 0 | 0 | 0.00060748 | 6.1957e-05 | 0.0001154 | 0.00018284 | 0.00054942 | 5.6231e-05 | 0.051548 | 0.0054631 | 0.16871 | 0.20727 | 0.10121 | 0.032368 | 0.00074932 | 5.8363e-05 | 2.3442e-06 | 0.068714 | 0.041162 | 0.086146
|  | 693.7182 | 0 | 693.7182 | 0 | 622.7236 | 0.0020263 | 625.1671 | 0.00023149 | 624.444 | 0.00051146 | 617.6959 | -0.00027933 | 617.6959 | 0.00234 | 693.7182 | 0.00050204 | 618.5195 | 0.22672 | 625.1671 | 0.02283 | 617.6959 | 0.73384 | 617.4674 | 0.91105 | 618.5195 | 0.45299 | 622.7236 | 0.14314 | 617.6959 | 0.00306 | 693.7182 | 0.00038553 | 617.6959 | -2.972e-05 | 618.5195 | 0.30302 | 693.7182 | 0.17617 | 693.7182 | 0.36867 | 0 | 0 | 0.00060195 | 7.4659e-05 | 0.00011537 | 8.9153e-05 | 0.00049449 | 5.5358e-05 | 0.051438 | 0.0052941 | 0.16761 | 0.20852 | 0.1037 | 0.033067 | 0.00074344 | 5.6746e-05 | 4.5335e-06 | 0.068333 | 0.040864 | 0.085715
|  | 693.9519 | 0 | 693.9519 | 0 | 622.9522 | 0.0032406 | 625.3973 | 0.00041706 | 624.6753 | 0.00048632 | 617.9243 | 0.00106 | 617.9243 | 0.00199 | 693.9519 | -2.8224e-05 | 618.7447 | 0.23018 | 625.3973 | 0.02316 | 617.9243 | 0.73384 | 617.6959 | 0.91445 | 618.7447 | 0.46816 | 622.9522 | 0.14619 | 617.9243 | 0.00345 | 693.9519 | 0.00010016 | 617.9243 | 6.9418e-05 | 618.7447 | 0.30395 | 693.9519 | 0.17359 | 693.9519 | 0.36498 | 0 | 0 | 0.00060066 | 7.807e-05 | 0.00011496 | 0.00014604 | 0.00038608 | 5.7394e-05 | 0.051538 | 0.0051905 | 0.16748 | 0.21032 | 0.10654 | 0.033763 | 0.00071733 | 6.7636e-05 | 4.7658e-07 | 0.06813 | 0.040569 | 0.085219
|  | 694.1856 | 0 | 694.1856 | 0 | 623.1807 | 0.0020164 | 625.6276 | 0.00026098 | 624.9066 | 0.00050763 | 618.1527 | 0.0002185 | 618.1527 | 0.00139 | 694.1856 | 0.00051942 | 618.9698 | 0.22761 | 625.6276 | 0.02192 | 618.1527 | 0.73243 | 617.9243 | 0.92724 | 618.9698 | 0.47823 | 623.1807 | 0.1493 | 618.1527 | 0.00283 | 694.1856 | 0.00047869 | 618.1527 | -6.5246e-05 | 618.9698 | 0.30122 | 694.1856 | 0.17361 | 694.1856 | 0.36435 | 0 | 0 | 0.00060469 | 8.3425e-05 | 0.00011477 | 0.00013725 | 0.00046604 | 5.3677e-05 | 0.05126 | 0.0050087 | 0.16726 | 0.21342 | 0.10876 | 0.03449 | 0.00074932 | 6.4809e-05 | -1.9937e-06 | 0.067782 | 0.040255 | 0.084801
|  | 694.4193 | 0 | 694.4193 | 0 | 623.4093 | 0.0032745 | 625.8578 | 0.00046373 | 625.1379 | 0.00048493 | 618.3812 | 0.00098306 | 618.3812 | 0.00269 | 694.4193 | -6.0034e-05 | 619.1951 | 0.22759 | 625.8578 | 0.02159 | 618.3812 | 0.73184 | 618.1527 | 0.94116 | 619.1951 | 0.48758 | 623.4093 | 0.15247 | 618.3812 | 0.00373 | 694.4193 | 7.5969e-05 | 618.3812 | 4.7792e-05 | 619.1951 | 0.30069 | 694.4193 | 0.1709 | 694.4193 | 0.36141 | 0 | 0 | 0.00059833 | 7.6126e-05 | 0.00011467 | 0.00013031 | 0.00055402 | 5.3877e-05 | 0.050999 | 0.0047714 | 0.16705 | 0.21605 | 0.11101 | 0.035222 | 0.00074821 | 5.8824e-05 | 1.3317e-06 | 0.067306 | 0.039996 | 0.08455
|  | 694.653 | 0 | 694.653 | 0 | 623.6379 | 0.0019608 | 626.0881 | 0.00019743 | 625.3692 | 0.00050649 | 618.6096 | 0.00015774 | 618.6096 | 0.00216 | 694.653 | 0.00052109 | 619.4203 | 0.22529 | 626.0881 | 0.01985 | 618.6096 | 0.73052 | 618.3812 | 0.95032 | 619.4203 | 0.49819 | 623.6379 | 0.15571 | 618.6096 | 0.00282 | 694.653 | 0.00042743 | 618.6096 | -3.6133e-05 | 619.4203 | 0.29699 | 694.653 | 0.17138 | 694.653 | 0.36214 | 0 | 0 | 0.00058054 | 6.7698e-05 | 0.00011391 | 8.0373e-05 | 0.00052087 | 5.8994e-05 | 0.050413 | 0.004569 | 0.16615 | 0.21843 | 0.11362 | 0.035968 | 0.00075845 | 6.0106e-05 | 4.5939e-06 | 0.066957 | 0.039809 | 0.084336
|  | 694.8867 | 0 | 694.8867 | 0 | 623.8665 | 0.0031189 | 626.3184 | 0.0003905 | 625.6005 | 0.00047838 | 618.8381 | 0.0005459 | 618.8381 | 0.0024 | 694.8867 | -1.6239e-05 | 619.6454 | 0.22251 | 626.3184 | 0.01983 | 618.8381 | 0.72405 | 618.6096 | 0.96191 | 619.6454 | 0.51108 | 623.8665 | 0.159 | 618.8381 | 0.00382 | 694.8867 | 8.6932e-05 | 618.8381 | 7.6351e-05 | 619.6454 | 0.29776 | 694.8867 | 0.1693 | 694.8867 | 0.35957 | 0 | 0 | 0.00059712 | 6.8098e-05 | 0.00011318 | 0.00010256 | 0.00050846 | 6.1999e-05 | 0.049562 | 0.0043928 | 0.16513 | 0.22041 | 0.11592 | 0.036728 | 0.00077011 | 7.2158e-05 | 2.0136e-06 | 0.066794 | 0.039541 | 0.084013
|  | 695.1204 | 0 | 695.1204 | 0 | 624.095 | 0.0021058 | 626.5487 | 0.00020091 | 625.8319 | 0.00050015 | 619.0666 | 0.00035171 | 619.0666 | 0.00205 | 695.1204 | 0.00054676 | 619.8707 | 0.21761 | 626.5487 | 0.01832 | 619.0666 | 0.72112 | 618.8381 | 0.96772 | 619.8707 | 0.51834 | 624.095 | 0.16236 | 619.0666 | 0.00292 | 695.1204 | 0.00053051 | 619.0666 | -5.8729e-05 | 619.8707 | 0.29538 | 695.1204 | 0.16905 | 695.1204 | 0.35932 | 0 | 0 | 0.0005934 | 7.796e-05 | 0.00011252 | 0.00010946 | 0.0004559 | 0.00013571 | 0.049563 | 0.0042441 | 0.16448 | 0.22172 | 0.11897 | 0.037503 | 0.00073583 | 0.0001195 | -7.2151e-06 | 0.066883 | 0.039183 | 0.08341
|  | 695.3541 | 0 | 695.3541 | 0 | 624.3236 | 0.0030864 | 626.779 | 0.00047618 | 626.0632 | 0.00047247 | 619.2951 | 0.00060626 | 619.2951 | 0.00194 | 695.3541 | 0.00061451 | 620.096 | 0.2224 | 626.779 | 0.01854 | 619.2951 | 0.71839 | 619.0666 | 0.97274 | 620.0959 | 0.53783 | 624.3236 | 0.16578 | 619.2951 | 0.00352 | 695.3541 | 0.000492 | 619.2951 | -4.4176e-06 | 620.0959 | 0.29839 | 695.3541 | 0.16623 | 695.3541 | 0.35441 | 0 | 0 | 0.00060326 | 7.124e-05 | 0.00011219 | 0.00013156 | 0.00046147 | 7.3585e-05 | 0.049678 | 0.0041222 | 0.16365 | 0.22313 | 0.12168 | 0.038303 | 0.00080529 | 5.868e-05 | 5.0499e-06 | 0.066654 | 0.038477 | 0.08217
|  | 695.5879 | 0 | 695.5879 | 0 | 624.5522 | 0.0021906 | 627.0093 | 0.00014251 | 626.2946 | 0.0004975 | 619.5236 | 0.00054551 | 619.5236 | 0.0021 | 695.5879 | 1.5091e-05 | 620.3212 | 0.21875 | 627.0093 | 0.01726 | 619.5236 | 0.71434 | 619.2951 | 0.98006 | 620.3212 | 0.54268 | 624.5522 | 0.16927 | 619.5236 | 0.00353 | 695.5879 | 1.0074e-05 | 619.5236 | 4.8628e-05 | 620.3212 | 0.29351 | 695.5879 | 0.16298 | 695.5879 | 0.34865 | 0 | 0 | 0.00059942 | 6.6161e-05 | 0.00011214 | 0.00017035 | 0.00051531 | 7.6617e-05 | 0.048998 | 0.0040217 | 0.16333 | 0.22445 | 0.12373 | 0.039109 | 0.00086609 | 6.4601e-05 | 1.6231e-05 | 0.066223 | 0.03813 | 0.081525
|  | 695.8216 | 0 | 695.8216 | 0 | 624.7809 | 0.0030528 | 627.2396 | 0.00043195 | 626.5259 | 0.00047182 | 619.7521 | 0.00094536 | 619.7521 | 0.00241 | 695.8216 | 0.00064046 | 620.5464 | 0.21636 | 627.2396 | 0.01766 | 619.7521 | 0.71515 | 619.5236 | 0.98493 | 620.5464 | 0.55608 | 624.7809 | 0.17283 | 619.7521 | 0.00405 | 695.8216 | 0.00054266 | 619.7521 | 9.3427e-05 | 620.5464 | 0.29456 | 695.8216 | 0.16327 | 695.8216 | 0.34889 | 0 | 0 | 0.00058549 | 7.4529e-05 | 0.00011195 | 0.00017724 | 0.00050615 | 6.4962e-05 | 0.048599 | 0.0038825 | 0.16296 | 0.22627 | 0.12632 | 0.03993 | 0.00083863 | 7.2513e-05 | 3.9656e-06 | 0.066003 | 0.037868 | 0.081163
|  | 696.0554 | 0 | 696.0554 | 0 | 625.0095 | 0.0020688 | 627.47 | 0.00021514 | 626.7573 | 0.00049584 | 619.9806 | 0.00060587 | 619.9806 | 0.00202 | 696.0554 | -8.4682e-05 | 620.7717 | 0.21509 | 627.47 | 0.01605 | 619.9806 | 0.71109 | 619.7521 | 0.99536 | 620.7717 | 0.56539 | 625.0095 | 0.17646 | 619.9806 | 0.00329 | 696.0554 | 7.7716e-05 | 619.9806 | -5.8719e-05 | 620.7717 | 0.2914 | 696.0554 | 0.16071 | 696.0554 | 0.34549 | 0 | 0 | 0.00061583 | 7.9953e-05 | 0.00011162 | 0.0001814 | 0.00058516 | 6.077e-05 | 0.048881 | 0.0037388 | 0.16118 | 0.22739 | 0.12962 | 0.040767 | 0.00083203 | 6.7642e-05 | -2.0398e-06 | 0.065477 | 0.037571 | 0.080777
|  | 696.2892 | 0 | 696.2892 | 0 | 625.2382 | 0.0033182 | 627.7003 | 0.00047923 | 626.9887 | 0.00046892 | 620.2092 | 0.00098133 | 620.2092 | 0.0031 | 696.2892 | 0.00060459 | 620.9969 | 0.21887 | 627.7003 | 0.01642 | 620.2092 | 0.6992 | 619.9806 | 0.99485 | 620.9969 | 0.58535 | 625.2382 | 0.18015 | 620.2092 | 0.00399 | 696.2892 | 0.00050099 | 620.2092 | 4.0871e-05 | 620.9969 | 0.28989 | 696.2892 | 0.16072 | 696.2892 | 0.34559 | 0 | 0 | 0.00060857 | 6.949e-05 | 0.00011108 | 0.0001052 | 0.00036367 | 4.7435e-05 | 0.048673 | 0.003562 | 0.1597 | 0.22648 | 0.13285 | 0.04162 | 0.00086834 | 6.2413e-05 | 4.2325e-06 | 0.065158 | 0.037196 | 0.08024
|  | 696.523 | 0 | 696.523 | 0 | 625.4668 | 0.0020053 | 627.9307 | 0.00012399 | 627.2201 | 0.00049094 | 620.4377 | -6.0565e-05 | 620.4377 | 8.3007e-05 | 696.523 | -0.00019879 | 621.2222 | 0.21324 | 627.9307 | 0.0145 | 620.4377 | 0.69855 | 620.2092 | 0.98679 | 621.2222 | 0.59408 | 625.4668 | 0.18392 | 620.4377 | 0.00361 | 696.523 | 3.2958e-05 | 620.4377 | -3.8266e-06 | 621.2222 | 0.28857 | 696.523 | 0.15749 | 696.523 | 0.34087 | 0 | 0 | 0.00058682 | 6.8384e-05 | 0.00011063 | 5.5367e-05 | 0.00015464 | 4.7642e-05 | 0.047853 | 0.0034345 | 0.16025 | 0.22586 | 0.13509 | 0.042489 | 0.00092918 | 6.3139e-05 | 3.3072e-06 | 0.065082 | 0.03695 | 0.079905
|  | 696.7568 | 0 | 696.7568 | 0 | 625.6954 | 0.0031279 | 628.161 | 0.00046976 | 627.4515 | 0.00046524 | 620.6663 | 0.00054501 | 620.6663 | 0.00127 | 696.7568 | 0.00060633 | 621.4475 | 0.21159 | 628.161 | 0.01532 | 620.6663 | 0.70355 | 620.4377 | 0.98999 | 621.4475 | 0.60522 | 625.6954 | 0.18775 | 620.6663 | 0.00452 | 696.7568 | 0.00050716 | 620.6663 | 3.2764e-05 | 621.4475 | 0.28921 | 696.7568 | 0.15859 | 696.7568 | 0.34266 | 0 | 0 | 0.00059304 | 7.3653e-05 | 0.00010999 | 0.00013975 | 0.00037934 | 5.2684e-05 | 0.047378 | 0.0033758 | 0.16021 | 0.22744 | 0.13795 | 0.043386 | 0.00092551 | 6.1628e-05 | -4.8508e-06 | 0.064897 | 0.036751 | 0.079563
|  | 696.9905 | 0 | 696.9905 | 0 | 625.9241 | 0.0020583 | 628.3914 | 0.00016973 | 627.683 | 0.00048522 | 620.8948 | 0.00067812 | 620.8948 | 0.00205 | 696.9905 | -0.00015565 | 621.6728 | 0.20902 | 628.3914 | 0.01399 | 620.8948 | 0.69863 | 620.6663 | 1 | 621.6728 | 0.61944 | 625.9241 | 0.19166 | 620.8948 | 0.00358 | 696.9905 | 2.0032e-05 | 620.8948 | -7.5218e-05 | 621.6728 | 0.28693 | 696.9905 | 0.15579 | 696.9905 | 0.33795 | 0 | 0 | 0.0005988 | 7.2804e-05 | 0.00010924 | 0.00026836 | 0.00050171 | 6.8725e-05 | 0.047044 | 0.003296 | 0.15948 | 0.22813 | 0.1411 | 0.044276 | 0.00089257 | 6.736e-05 | 2.7729e-06 | 0.064845 | 0.036511 | 0.079132
|  | 697.2244 | 0 | 697.2244 | 0 | 626.1528 | 0.0031797 | 628.6218 | 0.00046223 | 627.9144 | 0.00045875 | 621.1233 | 0.00167 | 621.1233 | 0.00234 | 697.2244 | 0.00074353 | 621.8981 | 0.20863 | 628.6218 | 0.01462 | 621.1233 | 0.6968 | 620.8948 | 0.99661 | 621.8981 | 0.63318 | 626.1528 | 0.19564 | 621.1233 | 0.00423 | 697.2244 | 0.00055617 | 621.1233 | 9.9481e-05 | 621.8981 | 0.28876 | 697.2244 | 0.15652 | 697.2244 | 0.33895 | 0 | 0 | 0.00060419 | 7.8049e-05 | 0.00010936 | 0.00027803 | 0.00040116 | 7.9399e-05 | 0.046746 | 0.0031311 | 0.15898 | 0.22742 | 0.14388 | 0.045206 | 0.00095318 | 6.6785e-05 | 3.3851e-06 | 0.064609 | 0.036228 | 0.078744
|  | 697.4582 | 0 | 697.4582 | 0 | 626.3815 | 0.002104 | 628.8522 | 0.00021528 | 628.1459 | 0.0004863 | 621.3519 | 0.00076271 | 621.3519 | 0.00117 | 697.4582 | -6.4378e-05 | 622.1234 | 0.20626 | 628.8522 | 0.01256 | 621.3519 | 0.69425 | 621.1233 | 0.9933 | 622.1234 | 0.64381 | 626.3815 | 0.19969 | 621.3519 | 0.00411 | 697.4582 | 1.5081e-05 | 621.3519 | -6.9862e-05 | 622.1234 | 0.28467 | 697.4582 | 0.15336 | 697.4582 | 0.3346 | 0 | 0 | 0.00060822 | 8.325e-05 | 0.00010959 | 0.0002198 | 0.00031667 | 5.8213e-05 | 0.046427 | 0.0029815 | 0.1581 | 0.22672 | 0.14704 | 0.046141 | 0.00099001 | 6.3402e-05 | -2.364e-06 | 0.064112 | 0.035961 | 0.078338
|  | 697.692 | 0 | 697.692 | 0 | 626.6102 | 0.003215 | 629.0826 | 0.00050734 | 628.3773 | 0.00046069 | 621.5806 | 0.00116 | 621.5806 | 0.0016 | 697.692 | 0.00056227 | 622.3487 | 0.2058 | 629.0826 | 0.01332 | 621.5806 | 0.68873 | 621.3519 | 0.99044 | 622.3488 | 0.66122 | 626.6102 | 0.20382 | 621.5806 | 0.00455 | 697.692 | 0.00052718 | 621.5806 | 4.9183e-05 | 622.3488 | 0.28435 | 697.692 | 0.15421 | 697.692 | 0.33542 | 0 | 0 | 0.00061425 | 8.1886e-05 | 0.00010947 | 0.00016162 | 0.00029226 | 5.0429e-05 | 0.046581 | 0.0028928 | 0.1578 | 0.22544 | 0.15065 | 0.047105 | 0.00097028 | 7.4021e-05 | 8.9713e-07 | 0.063701 | 0.035671 | 0.077976
|  | 697.9259 | 0 | 697.9259 | 0 | 626.8389 | 0.0021552 | 629.313 | 0.00020345 | 628.6088 | 0.00048531 | 621.8091 | 0.00025421 | 621.8091 | 0.00095731 | 697.9259 | -0.00013095 | 622.5741 | 0.20761 | 629.313 | 0.01179 | 621.8091 | 0.69201 | 621.5806 | 0.98156 | 622.5741 | 0.67584 | 626.8389 | 0.20801 | 621.8091 | 0.00394 | 697.9259 | 0.00010591 | 621.8091 | -4.1333e-05 | 622.5741 | 0.28102 | 697.9259 | 0.15088 | 697.9259 | 0.3315 | 0 | 0 | 0.00060977 | 7.5247e-05 | 0.00010909 | 0.00011625 | 0.00032207 | 6.8068e-05 | 0.046532 | 0.0027914 | 0.15684 | 0.22461 | 0.1538 | 0.048061 | 0.0010312 | 7.5058e-05 | 4.5186e-06 | 0.063573 | 0.035345 | 0.077538
|  | 698.1597 | 0 | 698.1597 | 0 | 627.0676 | 0.0031773 | 629.5434 | 0.00044971 | 628.8403 | 0.00045713 | 622.0378 | 0.00076264 | 622.0378 | 0.00186 | 698.1597 | 0.00071311 | 622.7994 | 0.20538 | 629.5434 | 0.01244 | 622.0378 | 0.67996 | 621.8091 | 0.98375 | 622.7994 | 0.68916 | 627.0676 | 0.21228 | 622.0378 | 0.00508 | 698.1597 | 0.00053603 | 622.0378 | 8.086e-05 | 622.7994 | 0.28321 | 698.1597 | 0.15141 | 698.1597 | 0.33164 | 0 | 0 | 0.00058967 | 6.6177e-05 | 0.00010843 | 0.00017433 | 0.00047087 | 6.134e-05 | 0.045805 | 0.002731 | 0.15593 | 0.22233 | 0.15577 | 0.049059 | 0.001 | 6.71e-05 | 3.0243e-06 | 0.063127 | 0.035041 | 0.07699
|  | 698.3936 | 0 | 698.3936 | 0 | 627.2964 | 0.0019781 | 629.7739 | 0.00012459 | 629.0717 | 0.0004798 | 622.2664 | 0.00076272 | 622.2664 | 0.00226 | 698.3936 | -0.00018852 | 623.0248 | 0.20116 | 629.7739 | 0.01126 | 622.2664 | 0.6844 | 622.0378 | 0.96103 | 623.0248 | 0.69333 | 627.2964 | 0.21663 | 622.2664 | 0.00367 | 698.3936 | 3.7816e-05 | 622.2664 | -5.4398e-05 | 623.0248 | 0.27707 | 698.3936 | 0.14827 | 698.3936 | 0.32679 | 0 | 0 | 0.00059353 | 5.8526e-05 | 0.00010781 | 0.00018133 | 0.0004367 | 6.4297e-05 | 0.045175 | 0.0025864 | 0.15546 | 0.21968 | 0.15874 | 0.050049 | 0.000966 | 6.0948e-05 | -1.2394e-06 | 0.062589 | 0.034745 | 0.076466
|  | 698.6274 | 0 | 698.6274 | 0 | 627.5251 | 0.0032124 | 630.0043 | 0.00038343 | 629.3032 | 0.00045161 | 622.495 | 0.00082343 | 622.495 | 0.00156 | 698.6274 | 0.00073837 | 623.2501 | 0.19979 | 630.0043 | 0.01119 | 622.495 | 0.67543 | 622.2664 | 0.96111 | 623.2501 | 0.71557 | 627.5251 | 0.22105 | 622.495 | 0.00478 | 698.6274 | 0.0004834 | 622.495 | 4.3557e-05 | 623.2501 | 0.27843 | 698.6274 | 0.14887 | 698.6274 | 0.32713 | 0 | 0 | 0.00061293 | 6.7948e-05 | 0.00010737 | 0.0001509 | 0.00036466 | 6.5584e-05 | 0.044944 | 0.0025213 | 0.1543 | 0.21795 | 0.16196 | 0.051083 | 0.001038 | 5.0008e-05 | -1.0407e-06 | 0.062361 | 0.034439 | 0.076065
|  | 698.8613 | 0 | 698.8613 | 0 | 627.7538 | 0.0021463 | 630.2347 | 0.00020622 | 629.5348 | 0.0004757 | 622.7236 | 0.00049658 | 622.7236 | 0.00163 | 698.8613 | -0.00017753 | 623.4755 | 0.199 | 630.2347 | 0.01069 | 622.7236 | 0.67437 | 622.495 | 0.94541 | 623.4755 | 0.72146 | 627.7538 | 0.22555 | 622.7236 | 0.0043 | 698.8613 | -5.5758e-05 | 622.7236 | -5.2661e-05 | 623.4755 | 0.2749 | 698.8613 | 0.14563 | 698.8613 | 0.32333 | 0 | 0 | 0.00058728 | 6.6741e-05 | 0.00010698 | 0.0001551 | 0.00043785 | 5.0485e-05 | 0.044871 | 0.0024787 | 0.1537 | 0.21468 | 0.16441 | 0.052121 | 0.0010758 | 6.0912e-05 | 6.1465e-06 | 0.061981 | 0.034208 | 0.075765
|  | 699.0952 | 0 | 699.0952 | 0 | 627.9826 | 0.0029881 | 630.4652 | 0.00037295 | 629.7663 | 0.00044846 | 622.9523 | 0.00086013 | 622.9523 | 0.0022 | 699.0952 | 0.00060923 | 623.7009 | 0.19923 | 630.4652 | 0.01082 | 622.9523 | 0.67012 | 622.7236 | 0.93258 | 623.7009 | 0.73776 | 627.9826 | 0.23013 | 622.9523 | 0.00511 | 699.0952 | 0.00057662 | 622.9523 | 0.00010643 | 623.7009 | 0.27521 | 699.0952 | 0.14689 | 699.0952 | 0.32454 | 0 | 0 | 0.00058378 | 6.5333e-05 | 0.00010678 | 0.00013577 | 0.00051686 | 5.6744e-05 | 0.044325 | 0.0024413 | 0.15339 | 0.21127 | 0.16756 | 0.053176 | 0.001084 | 8.8141e-05 | 3.3673e-06 | 0.06202 | 0.034019 | 0.075379
|  | 699.3291 | 0 | 699.3291 | 0 | 628.2114 | 0.0021158 | 630.6957 | 0.00019386 | 629.9978 | 0.00047401 | 623.181 | 0.00032719 | 623.181 | 0.00232 | 699.3291 | -0.00012403 | 623.9263 | 0.19407 | 630.6957 | 0.01036 | 623.181 | 0.67129 | 622.9523 | 0.9155 | 623.9263 | 0.74897 | 628.2114 | 0.23478 | 623.181 | 0.00437 | 699.3291 | 0.00017704 | 623.181 | -7.698e-05 | 623.9263 | 0.27509 | 699.3291 | 0.144 | 699.3291 | 0.32 | 0 | 0 | 0.00060616 | 6.6057e-05 | 0.0001068 | 9.1452e-05 | 0.00054874 | 5.6576e-05 | 0.044044 | 0.0024303 | 0.15326 | 0.20851 | 0.17067 | 0.054264 | 0.001118 | 9.125e-05 | -6.7859e-06 | 0.061756 | 0.033719 | 0.074884
|  | 699.563 | 0 | 699.563 | 0 | 628.4402 | 0.0031823 | 630.9262 | 0.00037937 | 630.2294 | 0.00044843 | 623.4096 | 0.00047278 | 623.4096 | 0.00248 | 699.563 | 0.00060777 | 624.1517 | 0.19674 | 630.9262 | 0.01073 | 623.4096 | 0.66932 | 623.181 | 0.90795 | 624.1517 | 0.76543 | 628.4402 | 0.23951 | 623.4096 | 0.00541 | 699.563 | 0.00060318 | 623.4096 | 1.7621e-05 | 624.1517 | 0.27286 | 699.563 | 0.1443 | 699.563 | 0.32028 | 0 | 0 | 0.00058975 | 5.6304e-05 | 0.00010649 | 5.8223e-05 | 0.00049056 | 5.3869e-05 | 0.043979 | 0.0023145 | 0.15248 | 0.20593 | 0.17422 | 0.055341 | 0.0011103 | 8.2353e-05 | -4.4954e-06 | 0.061408 | 0.03346 | 0.074502
|  | 699.7969 | 0 | 699.7969 | 0 | 628.6689 | 0.0019737 | 631.1567 | 0.0001091 | 630.4609 | 0.00047126 | 623.6383 | 3.6382e-05 | 623.6383 | 0.00181 | 699.7969 | -0.00014719 | 624.3771 | 0.19347 | 631.1567 | 0.00935 | 623.6383 | 0.66416 | 623.4096 | 0.89344 | 624.3771 | 0.78042 | 628.6689 | 0.24432 | 623.6383 | 0.0043 | 699.7969 | 0.00010093 | 623.6383 | -5.6934e-05 | 624.3771 | 0.27201 | 699.7969 | 0.14178 | 699.7969 | 0.31671 | 0 | 0 | 0.00058322 | 7.1626e-05 | 0.0001055 | 6.104e-05 | 0.00038649 | 4.7253e-05 | 0.043754 | 0.0021849 | 0.15175 | 0.20171 | 0.17746 | 0.056466 | 0.00106 | 7.6389e-05 | -6.064e-06 | 0.06126 | 0.033191 | 0.074052
|  | 700.0309 | 0 | 700.0309 | 0 | 628.8978 | 0.0031239 | 631.3872 | 0.00051247 | 630.6925 | 0.00043994 | 623.867 | 0.00049745 | 623.867 | 0.00157 | 700.0309 | 0.00055119 | 624.6025 | 0.19466 | 631.3872 | 0.00961 | 623.867 | 0.66293 | 623.6383 | 0.8705 | 624.6025 | 0.79377 | 628.8978 | 0.24921 | 623.867 | 0.00497 | 700.0309 | 0.00055216 | 623.867 | 3.9009e-06 | 624.6025 | 0.2714 | 700.0309 | 0.14199 | 700.0309 | 0.3164 | 0 | 0 | 0.0005874 | 6.786e-05 | 0.0001046 | 0.00013739 | 0.00036592 | 4.8386e-05 | 0.043598 | 0.0020575 | 0.15219 | 0.19702 | 0.18005 | 0.057593 | 0.0010795 | 6.3562e-05 | -4.2049e-06 | 0.060883 | 0.03294 | 0.073506
|  | 700.2648 | 0 | 700.2648 | 0 | 629.1266 | 0.0020102 | 631.6177 | 7.626e-05 | 630.9241 | 0.00046347 | 624.0957 | 0.00070402 | 624.0957 | 0.00163 | 700.2648 | -0.00013753 | 624.8279 | 0.19219 | 631.6177 | 0.00824 | 624.0957 | 0.66796 | 623.867 | 0.85255 | 624.8279 | 0.80384 | 629.1266 | 0.25418 | 624.0957 | 0.00447 | 700.2648 | -8.764e-06 | 624.0957 | -4.0673e-05 | 624.8279 | 0.26882 | 700.2648 | 0.13962 | 700.2648 | 0.31202 | 0 | 0 | 0.00060376 | 5.2011e-05 | 0.00010445 | 0.00019021 | 0.00033619 | 4.5765e-05 | 0.043254 | 0.0019284 | 0.152 | 0.19409 | 0.1831 | 0.058739 | 0.0011138 | 6.5323e-05 | 3.4676e-06 | 0.060507 | 0.032645 | 0.073026
|  | 700.4988 | 0 | 700.4988 | 0 | 629.3554 | 0.0032669 | 631.8483 | 0.00037497 | 631.1556 | 0.0004386 | 624.3244 | 0.00095942 | 624.3244 | 0.00131 | 700.4988 | 0.00052877 | 625.0534 | 0.19149 | 631.8483 | 0.00849 | 624.3244 | 0.6613 | 624.0957 | 0.84475 | 625.0534 | 0.82037 | 629.3554 | 0.25923 | 624.3244 | 0.00527 | 700.4988 | 0.0005672 | 624.3244 | 7.0997e-05 | 625.0534 | 0.26791 | 700.4988 | 0.13946 | 700.4988 | 0.31228 | 0 | 0 | 0.00058549 | 6.7876e-05 | 0.00010419 | 8.8891e-05 | 0.00022577 | 5.4251e-05 | 0.042951 | 0.0018966 | 0.15023 | 0.19004 | 0.18641 | 0.059904 | 0.0011278 | 8.371e-05 | 8.1962e-06 | 0.060352 | 0.032364 | 0.072666
|  | 700.7327 | 0 | 700.7327 | 0 | 629.5842 | 0.0018505 | 632.0789 | 0.00021374 | 631.3873 | 0.00046104 | 624.5532 | -0.00018227 | 624.5532 | 0.00066389 | 700.7327 | -6.5005e-05 | 625.2788 | 0.18962 | 632.0789 | 0.00796 | 624.5532 | 0.65211 | 624.3244 | 0.81713 | 625.2788 | 0.83363 | 629.5842 | 0.26436 | 624.5532 | 0.00459 | 700.7327 | 0.00014839 | 624.5532 | 6.6047e-07 | 625.2788 | 0.26759 | 700.7327 | 0.13721 | 700.7327 | 0.3089 | 0 | 0 | 0.00056149 | 8.6942e-05 | 0.00010385 | 6.5356e-05 | 0.00026459 | 5.343e-05 | 0.042467 | 0.0019537 | 0.14948 | 0.18416 | 0.18912 | 0.061088 | 0.0011481 | 7.3244e-05 | 4.9131e-06 | 0.060213 | 0.032109 | 0.072212
|  | 700.9667 | 0 | 700.9667 | 0 | 629.813 | 0.0030571 | 632.3094 | 0.00054054 | 631.6189 | 0.00043566 | 624.7819 | 0.00075382 | 624.7819 | 0.00165 | 700.9667 | 0.00052173 | 625.5043 | 0.18709 | 632.3094 | 0.00899 | 624.7819 | 0.65511 | 624.5532 | 0.79293 | 625.5043 | 0.84396 | 629.813 | 0.26958 | 624.7819 | 0.00545 | 700.9667 | 0.0004777 | 624.7819 | 4.2305e-05 | 625.5043 | 0.26653 | 700.9667 | 0.13727 | 700.9667 | 0.30837 | 0 | 0 | 0.0005649 | 8.0866e-05 | 0.00010371 | 0.00010153 | 0.00037631 | 5.6686e-05 | 0.04193 | 0.001847 | 0.14902 | 0.17962 | 0.1913 | 0.062307 | 0.0011861 | 6.5957e-05 | -8.0296e-06 | 0.059834 | 0.031823 | 0.071682
|  | 701.2007 | 0 | 701.2007 | 0 | 630.0419 | 0.001879 | 632.54 | 0.00016085 | 631.8505 | 0.00046008 | 625.0106 | 0.00013382 | 625.0106 | 0.00164 | 701.2007 | -3.7173e-05 | 625.7297 | 0.18484 | 632.54 | 0.00703 | 625.0106 | 0.6477 | 624.7819 | 0.77782 | 625.7297 | 0.85298 | 630.0419 | 0.27487 | 625.0106 | 0.00492 | 701.2007 | 8.6104e-05 | 625.0106 | -0.00011251 | 625.7297 | 0.26423 | 701.2007 | 0.13476 | 701.2007 | 0.30438 | 0 | 0 | 0.00058049 | 6.5607e-05 | 0.00010339 | 8.4929e-05 | 0.00040719 | 5.6096e-05 | 0.041623 | 0.0017283 | 0.14873 | 0.17458 | 0.19408 | 0.06353 | 0.0011713 | 8.1509e-05 | -7.4777e-06 | 0.059532 | 0.031586 | 0.07119
|  | 701.4347 | 0 | 701.4347 | 0 | 630.2708 | 0.0031933 | 632.7706 | 0.00040819 | 632.0821 | 0.00043238 | 625.2394 | 0.0006087 | 625.2394 | 0.00192 | 701.4347 | 0.00051664 | 625.9552 | 0.18439 | 632.7706 | 0.00796 | 625.2394 | 0.6526 | 625.0106 | 0.74851 | 625.9552 | 0.86858 | 630.2708 | 0.28026 | 625.2394 | 0.00532 | 701.4347 | 0.00061058 | 625.2394 | 4.713e-05 | 625.9552 | 0.26385 | 701.4347 | 0.13522 | 701.4347 | 0.30411 | 0 | 0 | 0.00057479 | 6.3633e-05 | 0.00010323 | 9.1917e-05 | 0.0004518 | 4.25e-05 | 0.04157 | 0.0016868 | 0.14829 | 0.16988 | 0.19758 | 0.064771 | 0.001153 | 8.9694e-05 | -1.22e-06 | 0.059583 | 0.03139 | 0.070773
|  | 701.6686 | 0 | 701.6686 | 0 | 630.4997 | 0.0018293 | 633.0012 | 0.00014372 | 632.3138 | 0.00045896 | 625.4681 | 0.00019491 | 625.4681 | 0.00203 | 701.6686 | -0.00015339 | 626.1807 | 0.18425 | 633.0012 | 0.00667 | 625.4681 | 0.64384 | 625.2394 | 0.73672 | 626.1807 | 0.88361 | 630.4997 | 0.28572 | 625.4681 | 0.00476 | 701.6686 | 0.00015603 | 625.4681 | -5.7797e-05 | 626.1807 | 0.26454 | 701.6686 | 0.13308 | 701.6686 | 0.30078 | 0 | 0 | 0.00055787 | 4.9776e-05 | 0.00010299 | 9.898e-05 | 0.00047468 | 3.622e-05 | 0.041642 | 0.0015576 | 0.14677 | 0.1653 | 0.20004 | 0.066032 | 0.001201 | 8.2235e-05 | -6.1022e-06 | 0.059323 | 0.031125 | 0.070467
|  | 701.9027 | 0 | 701.9027 | 0 | 630.7286 | 0.0030455 | 633.2318 | 0.00028801 | 632.5454 | 0.00043028 | 625.6969 | 0.00067045 | 625.6969 | 0.00212 | 701.9027 | 0.00046295 | 626.4062 | 0.18515 | 633.2318 | 0.00684 | 625.6969 | 0.63933 | 625.4681 | 0.70845 | 626.4062 | 0.89086 | 630.7286 | 0.29127 | 625.6969 | 0.00574 | 701.9027 | 0.0005468 | 625.6969 | 4.446e-06 | 626.4062 | 0.26168 | 701.9027 | 0.13294 | 701.9027 | 0.30147 | 0 | 0 | 0.00056307 | 5.4454e-05 | 0.00010259 | 0.00015063 | 0.00039804 | 4.4075e-05 | 0.041279 | 0.0014931 | 0.14571 | 0.15928 | 0.2018 | 0.067312 | 0.0012216 | 8.0534e-05 | 6.449e-06 | 0.059134 | 0.030842 | 0.070101
|  | 702.1367 | 0 | 702.1367 | 0 | 630.9575 | 0.0018747 | 633.4623 | 0.00018429 | 632.7771 | 0.00045526 | 625.9257 | 0.00064651 | 625.9257 | 0.00136 | 702.1367 | -8.626e-05 | 626.6317 | 0.18093 | 633.4623 | 0.00611 | 625.9257 | 0.63458 | 625.6969 | 0.68406 | 626.6317 | 0.89872 | 630.9575 | 0.29691 | 625.9257 | 0.00494 | 702.1367 | 0.0001415 | 625.9257 | 5.1936e-05 | 626.6317 | 0.26273 | 702.1367 | 0.13066 | 702.1367 | 0.29766 | 0 | 0 | 0.00053806 | 7.2419e-05 | 0.00010229 | 0.00023414 | 0.00030204 | 4.3339e-05 | 0.040937 | 0.0015396 | 0.14495 | 0.1534 | 0.20432 | 0.06861 | 0.0012208 | 8.322e-05 | 1.4263e-05 | 0.059001 | 0.030595 | 0.069655
|  | 702.3707 | 0 | 702.3707 | 0 | 631.1863 | 0.0028269 | 633.693 | 0.00044367 | 633.0088 | 0.00042773 | 626.1545 | 0.0014 | 626.1545 | 0.00128 | 702.3707 | 0.00045663 | 626.8572 | 0.1821 | 633.693 | 0.00724 | 626.1545 | 0.63238 | 625.9257 | 0.6571 | 626.8572 | 0.91325 | 631.1863 | 0.30262 | 626.1545 | 0.00573 | 702.3707 | 0.00056969 | 626.1545 | 7.2726e-05 | 626.8572 | 0.2605 | 702.3707 | 0.13081 | 702.3707 | 0.29761 | 0 | 0 | 0.0005288 | 8.3675e-05 | 0.00010203 | 0.00022027 | 0.00032721 | 3.7758e-05 | 0.040564 | 0.0015257 | 0.14463 | 0.14786 | 0.20689 | 0.069946 | 0.0012608 | 8.5349e-05 | 4.71e-06 | 0.058232 | 0.030351 | 0.069258
|  | 702.6047 | 0 | 702.6047 | 0 | 631.4153 | 0.0017926 | 633.9236 | 0.00028189 | 633.2405 | 0.00045299 | 626.3833 | 0.00052527 | 626.3833 | 0.00158 | 702.6047 | -0.00013396 | 627.0828 | 0.17764 | 633.9236 | 0.00599 | 626.3833 | 0.63173 | 626.1545 | 0.63528 | 627.0828 | 0.92147 | 631.4153 | 0.30842 | 626.3833 | 0.00529 | 702.6047 | 0.00015969 | 626.3833 | -3.1558e-05 | 627.0828 | 0.25591 | 702.6047 | 0.12856 | 702.6047 | 0.29426 | 0 | 0 | 0.00056211 | 8.774e-05 | 0.00010176 | 0.00016495 | 0.00032026 | 4.5573e-05 | 0.04033 | 0.0014151 | 0.14363 | 0.14307 | 0.20999 | 0.071263 | 0.0012948 | 7.3525e-05 | -1.613e-06 | 0.058177 | 0.030083 | 0.068808
|  | 702.8388 | 0 | 702.8388 | 0 | 631.6442 | 0.0031192 | 634.1543 | 0.00047888 | 633.4722 | 0.00042545 | 626.6121 | 0.00091683 | 626.6121 | 0.00122 | 702.8388 | 0.00052339 | 627.3083 | 0.18001 | 634.1543 | 0.00628 | 626.6121 | 0.62402 | 626.3833 | 0.6152 | 627.3083 | 0.94074 | 631.6442 | 0.31429 | 626.6121 | 0.00603 | 702.8388 | 0.00046859 | 626.6121 | 1.7456e-05 | 627.3083 | 0.26001 | 702.8388 | 0.1285 | 702.8388 | 0.29371 | 0 | 0 | 0.00055078 | 7.1369e-05 | 0.00010121 | 0.00016788 | 0.00037412 | 5.642e-05 | 0.040491 | 0.001362 | 0.14193 | 0.13753 | 0.21265 | 0.072637 | 0.0012722 | 6.9619e-05 | 5.789e-07 | 0.058221 | 0.029872 | 0.068379
|  | 703.0728 | 0 | 703.0728 | 0 | 631.8731 | 0.0016923 | 634.385 | 0.00013997 | 633.7039 | 0.00044826 | 626.8409 | 0.00055049 | 626.8409 | 0.00205 | 703.0728 | -4.1292e-05 | 627.5338 | 0.17908 | 634.385 | 0.00553 | 626.8409 | 0.6165 | 626.6121 | 0.58716 | 627.5338 | 0.94506 | 631.8731 | 0.32025 | 626.8409 | 0.00509 | 703.0728 | 0.00012629 | 626.8409 | -1.2397e-05 | 627.5338 | 0.2563 | 703.0728 | 0.12676 | 703.0728 | 0.29057 | 0 | 0 | 0.00054012 | 5.3833e-05 | 0.00010069 | 0.00014426 | 0.0004795 | 3.9616e-05 | 0.040326 | 0.0013378 | 0.14234 | 0.13127 | 0.21398 | 0.07401 | 0.0012577 | 6.9846e-05 | 2.2558e-06 | 0.057925 | 0.029671 | 0.067998
|  | 703.3069 | 0 | 703.3069 | 0 | 632.1021 | 0.0030261 | 634.6156 | 0.00032682 | 633.9356 | 0.00042073 | 627.0698 | 0.00071005 | 627.0698 | 0.00214 | 703.3069 | 0.0003798 | 627.7594 | 0.17844 | 634.6156 | 0.00607 | 627.0698 | 0.62733 | 626.8409 | 0.56019 | 627.7594 | 0.95204 | 632.1021 | 0.32629 | 627.0698 | 0.0059 | 703.3069 | 0.00047054 | 627.0698 | 3.2108e-05 | 627.7594 | 0.25725 | 703.3069 | 0.12677 | 703.3069 | 0.29045 | 0 | 0 | 0.00058079 | 5.5553e-05 | 0.00010021 | 0.00016113 | 0.00034011 | 4.3496e-05 | 0.039985 | 0.0012308 | 0.14206 | 0.12742 | 0.21567 | 0.075423 | 0.0012791 | 7.8537e-05 | -1.3142e-05 | 0.057983 | 0.029493 | 0.067691
|  | 703.541 | 0 | 703.541 | 0 | 632.3311 | 0.0020462 | 634.8463 | 0.00015477 | 634.1673 | 0.00044429 | 627.2986 | 0.00069831 | 627.2986 | 0.00083271 | 703.541 | -8.1557e-06 | 627.9849 | 0.17616 | 634.8463 | 0.0046 | 627.2986 | 0.61432 | 627.0698 | 0.55321 | 627.9849 | 0.96053 | 632.3311 | 0.33241 | 627.2986 | 0.00528 | 703.541 | 0.00020052 | 627.2986 | -0.00014698 | 627.9849 | 0.25695 | 703.541 | 0.12523 | 703.541 | 0.28793 | 0 | 0 | 0.00058186 | 5.8883e-05 | 9.9861e-05 | 0.00016546 | 0.0003321 | 4.535e-05 | 0.039707 | 0.0012306 | 0.14008 | 0.12313 | 0.21692 | 0.076815 | 0.0012539 | 6.977e-05 | -1.1018e-05 | 0.057879 | 0.029328 | 0.067363
|  | 703.7751 | 0 | 703.7751 | 0 | 632.56 | 0.0030368 | 635.077 | 0.00035579 | 634.399 | 0.00041751 | 627.5274 | 0.00074788 | 627.5274 | 0.00207 | 703.7751 | 0.00039561 | 628.2105 | 0.17587 | 635.077 | 0.00607 | 627.5274 | 0.61001 | 627.2986 | 0.52302 | 628.2105 | 0.96262 | 632.56 | 0.33862 | 627.5274 | 0.00568 | 703.7751 | 0.00039557 | 627.5274 | 5.068e-05 | 628.2105 | 0.25619 | 703.7751 | 0.12534 | 703.7751 | 0.2876 | 0 | 0 | 0.00056601 | 5.9354e-05 | 9.9502e-05 | 0.00011508 | 0.00030114 | 4.9282e-05 | 0.039484 | 0.001262 | 0.13952 | 0.11751 | 0.21854 | 0.078246 | 0.0012497 | 6.3903e-05 | 1.3032e-06 | 0.05741 | 0.029102 | 0.066952
|  | 704.0091 | 0 | 704.0091 | 0 | 632.7889 | 0.0019078 | 635.3077 | 0.00015874 | 634.6308 | 0.0004412 | 627.7563 | 0.00025766 | 627.7563 | 0.00056128 | 704.0091 | 2.5441e-05 | 628.4361 | 0.17418 | 635.3077 | 0.00487 | 627.7563 | 0.6091 | 627.5274 | 0.50406 | 628.4361 | 0.97493 | 632.7889 | 0.34492 | 627.7563 | 0.00524 | 704.0091 | 0.0001504 | 627.7563 | -3.9293e-05 | 628.4361 | 0.25279 | 704.0091 | 0.12329 | 704.0091 | 0.28442 | 0 | 0 | 0.00057417 | 7.3752e-05 | 9.9234e-05 | 8.4289e-05 | 0.00024047 | 5.1934e-05 | 0.039047 | 0.0011651 | 0.13926 | 0.11322 | 0.22131 | 0.079719 | 0.0013275 | 6.7986e-05 | -6.7199e-07 | 0.056799 | 0.028833 | 0.066474
|  | 704.2433 | 0 | 704.2433 | 0 | 633.0179 | 0.0031068 | 635.5384 | 0.00048061 | 634.8626 | 0.00041519 | 627.9852 | 0.00047887 | 627.9852 | 0.00154 | 704.2433 | 0.00041823 | 628.6617 | 0.17201 | 635.5384 | 0.00523 | 627.9852 | 0.60777 | 627.7563 | 0.48522 | 628.6617 | 0.98715 | 633.0179 | 0.35131 | 627.9852 | 0.00636 | 704.2433 | 0.00043041 | 627.9852 | 3.3421e-05 | 628.6617 | 0.25078 | 704.2433 | 0.12303 | 704.2433 | 0.28347 | 0 | 0 | 0.00056982 | 6.9719e-05 | 9.8905e-05 | 1.9646e-05 | 0.00033302 | 4.9566e-05 | 0.03884 | 0.0010855 | 0.13847 | 0.1089 | 0.22204 | 0.081192 | 0.001371 | 6.7542e-05 | 1.9358e-06 | 0.057027 | 0.028541 | 0.065962
|  | 704.4774 | 0 | 704.4774 | 0 | 633.2469 | 0.0018698 | 635.7691 | 0.00012378 | 635.0944 | 0.00043814 | 628.2141 | -0.0003072 | 628.2141 | 0.00137 | 704.4774 | 5.207e-06 | 628.8873 | 0.17233 | 635.7691 | 0.00418 | 628.2141 | 0.60225 | 627.9852 | 0.46635 | 628.8873 | 0.98138 | 633.2469 | 0.35778 | 628.2141 | 0.00562 | 704.4774 | 0.00014661 | 628.2141 | -1.6505e-05 | 628.8873 | 0.25481 | 704.4774 | 0.12079 | 704.4774 | 0.28004 | 0 | 0 | 0.00055433 | 6.4707e-05 | 9.8166e-05 | 0.00011819 | 0.000317 | 4.9781e-05 | 0.038831 | 0.00102 | 0.137 | 0.10442 | 0.22162 | 0.082686 | 0.0013183 | 6.5531e-05 | -1.9311e-06 | 0.057616 | 0.028225 | 0.065447
|  | 704.7115 | 0 | 704.7115 | 0 | 633.476 | 0.0029715 | 635.9999 | 0.00043699 | 635.3261 | 0.00040903 | 628.4429 | 0.00134 | 628.4429 | 0.0014 | 704.7115 | 0.00042006 | 629.1129 | 0.17184 | 635.9999 | 0.00466 | 628.4429 | 0.59489 | 628.2141 | 0.4461 | 629.1129 | 0.98295 | 633.476 | 0.36435 | 628.4429 | 0.0059 | 704.7115 | 0.0004132 | 628.4429 | -3.6846e-07 | 629.1129 | 0.25586 | 704.7115 | 0.12032 | 704.7115 | 0.27905 | 0 | 0 | 0.0005346 | 7.4771e-05 | 9.7707e-05 | 0.00026742 | 0.00030098 | 5.3352e-05 | 0.038499 | 0.0009736 | 0.13694 | 0.099922 | 0.22246 | 0.084202 | 0.0013389 | 7.3007e-05 | -3.2356e-06 | 0.057202 | 0.028004 | 0.065038
|  | 704.9456 | 0 | 704.9456 | 0 | 633.705 | 0.0016974 | 636.2306 | 0.00021118 | 635.5579 | 0.00043396 | 628.6718 | 0.00099673 | 628.6718 | 0.00123 | 704.9456 | 3.5691e-05 | 629.3385 | 0.16949 | 636.2306 | 0.00378 | 628.6718 | 0.60172 | 628.4429 | 0.42704 | 629.3385 | 0.98936 | 633.705 | 0.37102 | 628.6718 | 0.0058 | 704.9456 | 0.00021045 | 628.6718 | -2.7905e-05 | 629.3385 | 0.25128 | 704.9456 | 0.1189 | 704.9456 | 0.27652 | 0 | 0 | 0.00053441 | 6.4768e-05 | 9.7919e-05 | 0.00017472 | 0.00036174 | 4.1009e-05 | 0.038277 | 0.00094846 | 0.13733 | 0.096296 | 0.22445 | 0.085741 | 0.0013634 | 7.5002e-05 | -1.5974e-05 | 0.056662 | 0.027821 | 0.064735
|  | 705.1798 | 0 | 705.1798 | 0 | 633.934 | 0.0029698 | 636.4614 | 0.00035014 | 635.7897 | 0.00041086 | 628.9008 | 0.00052951 | 628.9008 | 0.00193 | 705.1798 | 0.00031458 | 629.5642 | 0.16977 | 636.4614 | 0.00444 | 628.9008 | 0.59793 | 628.6718 | 0.41441 | 629.5641 | 1 | 633.934 | 0.37779 | 628.9008 | 0.00611 | 705.1798 | 0.00043019 | 628.9008 | -0.00011164 | 629.5641 | 0.25094 | 705.1798 | 0.11873 | 705.1798 | 0.27641 | 0 | 0 | 0.00054722 | 5.7959e-05 | 9.8276e-05 | 9.5853e-05 | 0.00029949 | 4.7396e-05 | 0.038146 | 0.0009762 | 0.13614 | 0.092745 | 0.22483 | 0.087327 | 0.0013389 | 7.7972e-05 | -1.8846e-05 | 0.05634 | 0.027674 | 0.06452
|  | 705.4139 | 0 | 705.4139 | 0 | 634.163 | 0.0018081 | 636.6921 | 0.00015214 | 636.0216 | 0.00043701 | 629.1296 | 0.00030807 | 629.1296 | 0.00068696 | 705.4139 | 9.0252e-05 | 629.7898 | 0.16834 | 636.6921 | 0.00402 | 629.1296 | 0.59166 | 628.9008 | 0.39577 | 629.7898 | 0.99273 | 634.163 | 0.38467 | 629.1296 | 0.00559 | 705.4139 | 0.00023581 | 629.1296 | -5.3042e-05 | 629.7898 | 0.24843 | 705.4139 | 0.11764 | 705.4139 | 0.27469 | 0 | 0 | 0.00053812 | 6.1389e-05 | 9.8501e-05 | 0.00014254 | 0.00026064 | 5.7357e-05 | 0.037649 | 0.00094385 | 0.13467 | 0.088371 | 0.22473 | 0.088917 | 0.0013359 | 7.3577e-05 | 3.0118e-07 | 0.056006 | 0.02751 | 0.064207
|  | 705.6481 | 0 | 705.6481 | 0 | 634.3921 | 0.0028904 | 636.9229 | 0.00037989 | 636.2534 | 0.00041262 | 629.3586 | 0.00093717 | 629.3586 | 0.00159 | 705.6481 | 0.00039965 | 630.0154 | 0.16535 | 636.9229 | 0.00416 | 629.3586 | 0.58478 | 629.1296 | 0.37643 | 630.0154 | 0.99918 | 634.3921 | 0.39167 | 629.3586 | 0.00608 | 705.6481 | 0.00039263 | 629.3586 | 5.5673e-05 | 630.0154 | 0.24797 | 705.6481 | 0.11732 | 705.6481 | 0.27372 | 0 | 0 | 0.00054126 | 5.3344e-05 | 9.8604e-05 | 0.00016095 | 0.00030335 | 6.615e-05 | 0.037362 | 0.00084581 | 0.13363 | 0.084401 | 0.22427 | 0.090534 | 0.0013301 | 7.5696e-05 | -3.8042e-06 | 0.055745 | 0.027327 | 0.063933
|  | 705.8822 | 0 | 705.8822 | 0 | 634.6212 | 0.0018355 | 637.1537 | 8.2403e-05 | 636.4852 | 0.00043812 | 629.5875 | 0.00046891 | 629.5875 | 0.00106 | 705.8822 | 0.00016533 | 630.2411 | 0.1658 | 637.1537 | 0.00317 | 629.5875 | 0.58259 | 629.3586 | 0.36089 | 630.2411 | 0.98863 | 634.6212 | 0.39879 | 629.5875 | 0.00554 | 705.8822 | 0.00025388 | 629.5875 | -8.8906e-05 | 630.2411 | 0.24611 | 705.8822 | 0.11607 | 705.8822 | 0.27232 | 0 | 0 | 0.0005324 | 6.9407e-05 | 9.8198e-05 | 0.00011022 | 0.00031366 | 5.2147e-05 | 0.037392 | 0.00082385 | 0.13333 | 0.080779 | 0.2238 | 0.092181 | 0.0013394 | 7.6667e-05 | 2.2534e-06 | 0.055721 | 0.027138 | 0.063657
|  | 706.1164 | 0 | 706.1164 | 0 | 634.8502 | 0.002813 | 637.3845 | 0.00051912 | 636.7171 | 0.00040889 | 629.8165 | 0.00049393 | 629.8165 | 0.00168 | 706.1164 | 0.00028003 | 630.4668 | 0.16553 | 637.3845 | 0.00397 | 629.8165 | 0.58213 | 629.5875 | 0.34479 | 630.4668 | 0.99443 | 634.8502 | 0.40606 | 629.8165 | 0.00616 | 706.1164 | 0.00040089 | 629.8165 | 0.00010859 | 630.4668 | 0.24763 | 706.1164 | 0.1157 | 706.1164 | 0.27134 | 0 | 0 | 0.00053675 | 6.7479e-05 | 9.7601e-05 | 9.1926e-05 | 0.00033205 | 4.5683e-05 | 0.037158 | 0.00084141 | 0.13243 | 0.077733 | 0.22332 | 0.093862 | 0.0013958 | 8.1564e-05 | 8.5701e-06 | 0.055501 | 0.026938 | 0.063226
|  | 706.3506 | 0 | 706.3506 | 0 | 635.0793 | 0.0018735 | 637.6153 | 6.5515e-05 | 636.949 | 0.00043297 | 630.0455 | 0.00030892 | 630.0455 | 0.00122 | 706.3506 | 0.0001101 | 630.6924 | 0.16383 | 637.6153 | 0.00332 | 630.0455 | 0.5745 | 629.8165 | 0.33425 | 630.6924 | 0.98493 | 635.0793 | 0.41347 | 630.0455 | 0.00603 | 706.3506 | 0.00029568 | 630.0455 | -3.3742e-05 | 630.6924 | 0.24429 | 706.3506 | 0.11435 | 706.3506 | 0.26862 | 0 | 0 | 0.00055684 | 5.7553e-05 | 9.6932e-05 | 0.00018303 | 0.00033196 | 4.33e-05 | 0.037269 | 0.00085984 | 0.13202 | 0.074449 | 0.22178 | 0.09558 | 0.0014572 | 7.797e-05 | -1.5233e-06 | 0.05513 | 0.026631 | 0.062733
|  | 706.5848 | 0 | 706.5848 | 0 | 635.3083 | 0.0029884 | 637.8461 | 0.00043314 | 637.1808 | 0.00040308 | 630.2744 | 0.00129 | 630.2744 | 0.00168 | 706.5848 | 0.00025966 | 630.9181 | 0.16641 | 637.8461 | 0.00413 | 630.2744 | 0.57881 | 630.0455 | 0.31596 | 630.9182 | 0.98027 | 635.3083 | 0.42105 | 630.2744 | 0.0067 | 706.5848 | 0.00037016 | 630.2744 | 2.0434e-05 | 630.9182 | 0.24422 | 706.5848 | 0.11308 | 706.5848 | 0.2671 | 0 | 0 | 0.00055283 | 7.1195e-05 | 9.3237e-05 | 0.00018171 | 0.00032748 | 4.6659e-05 | 0.036911 | 0.00080909 | 0.13146 | 0.071208 | 0.22091 | 0.097362 | 0.0014336 | 7.8729e-05 | 1.7741e-06 | 0.055145 | 0.026366 | 0.06231
|  | 706.819 | 0 | 706.819 | 0 | 635.5375 | 0.0018372 | 638.077 | 0.00018369 | 637.4127 | 0.00040114 | 630.5034 | 0.00029693 | 630.5034 | 0.00118 | 706.819 | 0.00013877 | 631.1438 | 0.16074 | 638.077 | 0.00288 | 630.5034 | 0.56925 | 630.2744 | 0.30611 | 631.1438 | 0.97771 | 635.5375 | 0.4288 | 630.5034 | 0.00582 | 706.819 | 0.00030213 | 630.5034 | -4.9407e-06 | 631.1438 | 0.24456 | 706.819 | 0.11207 | 706.819 | 0.26498 | 0 | 0 | 0.00055508 | 6.8468e-05 | 9.268e-05 | 0.00011193 | 0.00042354 | 4.4404e-05 | 0.036652 | 0.00077443 | 0.12992 | 0.068447 | 0.2195 | 0.099132 | 0.0014583 | 8.0968e-05 | -1.7949e-06 | 0.055025 | 0.026223 | 0.061957
|  | 707.0533 | 0 | 707.0533 | 0 | 635.7665 | 0.0030093 | 638.3078 | 0.00040955 | 637.6446 | 0.00039827 | 630.7324 | 0.00068088 | 630.7324 | 0.00252 | 707.0533 | 0.0002404 | 631.3695 | 0.16403 | 638.3078 | 0.00383 | 630.7324 | 0.56569 | 630.5034 | 0.29165 | 631.3695 | 0.96731 | 635.7665 | 0.43674 | 630.7324 | 0.00692 | 707.0533 | 0.00038926 | 630.7324 | -1.0739e-05 | 631.3695 | 0.24302 | 707.0533 | 0.11185 | 707.0533 | 0.26407 | 0 | 0 | 0.00053784 | 6.7201e-05 | 9.2453e-05 | 0.0001659 | 0.00044197 | 3.7264e-05 | 0.036646 | 0.0007687 | 0.12936 | 0.065473 | 0.21697 | 0.101 | 0.0014919 | 7.6457e-05 | -1.234e-06 | 0.054195 | 0.026046 | 0.061596
|  | 707.2875 | 0 | 707.2875 | 0 | 635.9957 | 0.0016854 | 638.5386 | 0.00017268 | 637.8765 | 0.00039894 | 630.9614 | 0.00076799 | 630.9614 | 0.00134 | 707.2875 | 7.7787e-05 | 631.5952 | 0.1607 | 638.5386 | 0.00283 | 630.9614 | 0.56407 | 630.7324 | 0.28032 | 631.5952 | 0.95524 | 635.9957 | 0.44484 | 630.9614 | 0.00611 | 707.2875 | 0.00026358 | 630.9614 | -3.8321e-08 | 631.5952 | 0.23721 | 707.2875 | 0.11055 | 707.2875 | 0.26188 | 0 | 0 | 0.00054567 | 6.5927e-05 | 9.2318e-05 | 8.3681e-05 | 0.00029428 | 2.6126e-05 | 0.036395 | 0.00077002 | 0.12852 | 0.062771 | 0.21531 | 0.10287 | 0.0014657 | 6.759e-05 | 9.5085e-06 | 0.053684 | 0.025811 | 0.06118
|  | 707.5217 | 0 | 707.5217 | 0 | 636.2248 | 0.0030776 | 638.7695 | 0.00039839 | 638.1084 | 0.00039735 | 631.1904 | -3.7181e-05 | 631.1904 | 0.00123 | 707.5217 | 0.00014529 | 631.821 | 0.16171 | 638.7695 | 0.00384 | 631.1904 | 0.55831 | 630.9614 | 0.2679 | 631.821 | 0.95207 | 636.2248 | 0.4531 | 631.1904 | 0.00669 | 707.5217 | 0.00031354 | 631.1904 | 8.3079e-05 | 631.821 | 0.23836 | 707.5217 | 0.10984 | 707.5217 | 0.26052 | 0 | 0 | 0.00056124 | 6.4196e-05 | 9.1693e-05 | 0.000116 | 0.00020899 | 2.9746e-05 | 0.035891 | 0.00078139 | 0.1279 | 0.059891 | 0.2131 | 0.10478 | 0.0014923 | 7.8217e-05 | -2.8988e-06 | 0.053704 | 0.02562 | 0.060884
|  | 707.756 | 0 | 707.756 | 0 | 636.4539 | 0.0018213 | 639.0004 | 0.00015781 | 638.3403 | 0.00039334 | 631.4194 | 0.00105 | 631.4194 | 0.0005948 | 707.756 | 0.00010868 | 632.0467 | 0.15632 | 639.0004 | 0.00293 | 631.4194 | 0.55846 | 631.1904 | 0.25514 | 632.0467 | 0.93621 | 636.4539 | 0.46149 | 631.4194 | 0.00634 | 707.756 | 0.00035427 | 631.4194 | -0.00010839 | 632.0467 | 0.23751 | 707.756 | 0.1089 | 707.756 | 0.2593 | 0 | 0 | 0.00041765 | 4.1212e-05 | 9.1255e-05 | 9.8923e-05 | 0.0001252 | 2.9899e-05 | 0.035063 | 0.00060493 | 0.12596 | 0.057468 | 0.20881 | 0.10674 | 0.0014805 | 9.0003e-05 | -1.4863e-05 | 0.053111 | 0.025436 | 0.060597
|  | 707.9902 | 0 | 707.9902 | 0 | 636.6831 | 0.0018233 | 639.2313 | 0.00019918 | 638.5723 | 0.00039354 | 631.6484 | -0.00018608 | 631.6484 | 0.00049857 | 707.9902 | 0.00014658 | 632.2725 | 0.15429 | 639.2313 | 0.00231 | 631.6484 | 0.54157 | 631.4194 | 0.24663 | 632.2725 | 0.91359 | 636.6831 | 0.46999 | 631.6484 | 0.00659 | 707.9902 | 0.00041413 | 631.6484 | -2.1413e-05 | 632.2725 | 0.23297 | 707.9902 | 0.10826 | 707.9902 | 0.25805 | 0 | 0 | 0.000546 | 6.9506e-05 | 9.0601e-05 | 0.00011841 | 0.00023462 | 4.0825e-05 | 0.035046 | 0.00063267 | 0.12457 | 0.053524 | 0.20425 | 0.10867 | 0.0016023 | 9.2619e-05 | 2.7426e-06 | 0.052734 | 0.025275 | 0.060291
|  | 708.2245 | 0 | 708.2245 | 0 | 636.9122 | 0.0029427 | 639.4622 | 0.00040287 | 638.8043 | 0.00038753 | 631.8775 | 0.00122 | 631.8775 | 0.00155 | 708.2245 | 0.00020194 | 632.4982 | 0.15625 | 639.4622 | 0.00317 | 631.8775 | 0.54608 | 631.6484 | 0.22081 | 632.4982 | 0.89625 | 636.9122 | 0.47855 | 631.8775 | 0.0074 | 708.2245 | 0.00037657 | 631.8775 | 4.5359e-05 | 632.4982 | 0.2343 | 708.2245 | 0.10752 | 708.2245 | 0.25667 | 0 | 0 | 0.00053253 | 7.6227e-05 | 8.965e-05 | 0.00020515 | 0.00031039 | 4.0449e-05 | 0.035078 | 0.00065804 | 0.12384 | 0.049967 | 0.20058 | 0.11066 | 0.0015645 | 8.9377e-05 | 3.7539e-06 | 0.052706 | 0.025077 | 0.059905
|  | 708.4588 | 0 | 708.4588 | 0 | 637.1414 | 0.0017044 | 639.693 | 0.00025742 | 639.0362 | 0.00038555 | 632.1066 | 0.00057112 | 632.1066 | 0.00116 | 708.4588 | 0.00014338 | 632.7239 | 0.15449 | 639.693 | 0.00253 | 632.1066 | 0.53518 | 631.8775 | 0.21547 | 632.7239 | 0.88062 | 637.1414 | 0.48713 | 632.1066 | 0.00626 | 708.4588 | 0.00038646 | 632.1066 | -1.2584e-05 | 632.7239 | 0.23259 | 708.4588 | 0.10657 | 708.4588 | 0.25475 | 0 | 0 | 0.00051911 | 7.9988e-05 | 8.9429e-05 | 0.00011943 | 0.00025762 | 3.7464e-05 | 0.034618 | 0.00061666 | 0.12278 | 0.048128 | 0.19691 | 0.11263 | 0.0015904 | 8.9809e-05 | 7.0261e-06 | 0.052565 | 0.024861 | 0.059443
|  | 708.693 | 0 | 708.693 | 0 | 637.3706 | 0.0028256 | 639.924 | 0.00043524 | 639.2682 | 0.00038539 | 632.3356 | 0.00047195 | 632.3356 | 0.00109 | 708.693 | 0.00017643 | 632.9497 | 0.15218 | 639.924 | 0.00281 | 632.3356 | 0.53711 | 632.1066 | 0.20473 | 632.9497 | 0.86377 | 637.3706 | 0.49572 | 632.3356 | 0.00763 | 708.693 | 0.00038019 | 632.3356 | 7.3947e-05 | 632.9497 | 0.23306 | 708.693 | 0.10565 | 708.693 | 0.25268 | 0 | 0 | 0.00052225 | 7.7022e-05 | 8.9253e-05 | 0.00011669 | 0.00017417 | 4.1454e-05 | 0.034498 | 0.00054839 | 0.12224 | 0.046204 | 0.19274 | 0.11456 | 0.0016303 | 8.6934e-05 | 8.0292e-06 | 0.052283 | 0.024637 | 0.058998
|  | 708.9273 | 0 | 708.9273 | 0 | 637.5997 | 0.001733 | 640.1549 | 0.0002319 | 639.5002 | 0.00038407 | 632.5647 | 0.00054664 | 632.5647 | 0.00043028 | 708.9273 | 0.00017744 | 633.1755 | 0.15342 | 640.1549 | 0.00194 | 632.5647 | 0.52989 | 632.3356 | 0.1988 | 633.1755 | 0.84361 | 637.5997 | 0.50428 | 632.5647 | 0.0066 | 708.9273 | 0.00036191 | 632.5647 | -3.8633e-06 | 633.1755 | 0.2301 | 708.9273 | 0.10466 | 708.9273 | 0.25095 | 0 | 0 | 0.00052237 | 7.6063e-05 | 8.9356e-05 | 0.00021493 | 0.0001787 | 5.0527e-05 | 0.034193 | 0.0006074 | 0.12102 | 0.044145 | 0.18875 | 0.11658 | 0.0015817 | 8.5213e-05 | 1.0752e-05 | 0.051832 | 0.024417 | 0.058579
|  | 709.1617 | 0 | 709.1617 | 0 | 637.829 | 0.0028242 | 640.3859 | 0.0004268 | 639.7322 | 0.00038624 | 632.7938 | 0.00133 | 632.7938 | 0.00113 | 709.1617 | 0.00025384 | 633.4013 | 0.1494 | 640.3859 | 0.00332 | 632.7938 | 0.52678 | 632.5647 | 0.18653 | 633.4013 | 0.828 | 637.829 | 0.51279 | 632.7938 | 0.00721 | 709.1617 | 0.00036544 | 632.7938 | 9.774e-05 | 633.4013 | 0.22894 | 709.1617 | 0.10376 | 709.1617 | 0.24906 | 0 | 0 | 0.00052906 | 7.2093e-05 | 9.2091e-05 | 0.00035735 | 0.00023884 | 4.8911e-05 | 0.033544 | 0.00062244 | 0.12055 | 0.041912 | 0.18439 | 0.1185 | 0.0016115 | 7.659e-05 | 1.9771e-06 | 0.051286 | 0.024152 | 0.058059
|  | 709.396 | 0 | 709.396 | 0 | 638.0582 | 0.0017927 | 640.6168 | 0.00019749 | 639.9642 | 0.00040768 | 633.0228 | 0.00179 | 633.0228 | 0.00095532 | 709.396 | 0.00016364 | 633.6271 | 0.14775 | 640.6168 | 0.00207 | 633.0228 | 0.52577 | 632.7938 | 0.17942 | 633.6271 | 0.80545 | 638.0582 | 0.52127 | 633.0228 | 0.00686 | 709.396 | 0.00028831 | 633.0228 | -8.0477e-05 | 633.6271 | 0.22538 | 709.396 | 0.10239 | 709.396 | 0.24652 | 0 | 0 | 0.00052521 | 7.5416e-05 | 9.1889e-05 | 0.00026915 | 0.00027785 | 5.3563e-05 | 0.033694 | 0.00059472 | 0.11961 | 0.040285 | 0.17994 | 0.12043 | 0.0016153 | 8.3266e-05 | -7.2419e-06 | 0.050935 | 0.023924 | 0.057585
|  | 709.6303 | 0 | 709.6303 | 0 | 638.2874 | 0.0027906 | 640.8478 | 0.00045558 | 640.1962 | 0.00038447 | 633.2519 | 0.0005594 | 633.2519 | 0.00147 | 709.6303 | 0.00029351 | 633.8529 | 0.15065 | 640.8478 | 0.00308 | 633.2519 | 0.51828 | 633.0228 | 0.17231 | 633.8529 | 0.78815 | 638.2874 | 0.5297 | 633.2519 | 0.00724 | 709.6303 | 0.00042236 | 633.2519 | 1.7263e-05 | 633.8529 | 0.22571 | 709.6303 | 0.1018 | 709.6303 | 0.24497 | 0 | 0 | 0.00048874 | 8.0983e-05 | 9.1716e-05 | 1.419e-06 | 0.00024616 | 4.3399e-05 | 0.03353 | 0.00057509 | 0.11869 | 0.038611 | 0.17559 | 0.1224 | 0.0016138 | 8.6898e-05 | 7.6669e-06 | 0.050817 | 0.0237 | 0.057206
|  | 709.8646 | 0 | 709.8646 | 0 | 638.5166 | 0.0014733 | 641.0787 | 0.0002457 | 640.4282 | 0.00040602 | 633.481 | -0.00054701 | 633.481 | 0.00067924 | 709.8646 | 7.6902e-05 | 634.0787 | 0.1463 | 641.0787 | 0.0019 | 633.481 | 0.51804 | 633.2519 | 0.16473 | 634.0787 | 0.76695 | 638.5166 | 0.53812 | 633.481 | 0.00685 | 709.8646 | 0.00031932 | 633.481 | 4.9677e-05 | 634.0787 | 0.22433 | 709.8646 | 0.10048 | 709.8646 | 0.24328 | 0 | 0 | 0.00048293 | 7.0663e-05 | 9.1442e-05 | 4.5581e-05 | 0.00028517 | 3.797e-05 | 0.033046 | 0.00053363 | 0.11815 | 0.037034 | 0.17106 | 0.12433 | 0.0016668 | 8.6662e-05 | 3.653e-06 | 0.050562 | 0.023498 | 0.056876
|  | 710.099 | 0 | 710.099 | 0 | 638.7458 | 0.0027399 | 641.3098 | 0.00036607 | 640.6602 | 0.00038227 | 633.7101 | 0.00094489 | 633.7101 | 0.00181 | 710.099 | 0.00024716 | 634.3046 | 0.14636 | 641.3098 | 0.00272 | 633.7101 | 0.51333 | 633.481 | 0.15861 | 634.3046 | 0.74799 | 638.7458 | 0.54653 | 633.7101 | 0.0077 | 710.099 | 0.00042031 | 633.7101 | -1.779e-05 | 634.3046 | 0.22346 | 710.099 | 0.10007 | 710.099 | 0.24214 | 0 | 0 | 0.00049743 | 6.5017e-05 | 9.175e-05 | 0.0001695 | 0.00027727 | 4.7989e-05 | 0.032876 | 0.00053698 | 0.11753 | 0.035499 | 0.1665 | 0.12626 | 0.0017299 | 9.0625e-05 | -1.5266e-05 | 0.050135 | 0.023365 | 0.056565
|  | 710.3333 | 0 | 710.3333 | 0 | 638.9751 | 0.0015997 | 641.5407 | 0.00019694 | 640.8923 | 0.00040851 | 633.9393 | 0.00053463 | 633.9393 | 0.00061022 | 710.3333 | 0.00016237 | 634.5304 | 0.1448 | 641.5407 | 0.00193 | 633.9393 | 0.51255 | 633.7101 | 0.15126 | 634.5304 | 0.72658 | 638.9751 | 0.55495 | 633.9393 | 0.0074 | 710.3333 | 0.00035308 | 633.9393 | -0.00011546 | 634.5304 | 0.22055 | 710.3333 | 0.099329 | 710.3333 | 0.24058 | 0 | 0 | 0.00049961 | 7.2256e-05 | 9.1626e-05 | 0.00018617 | 0.00017785 | 6.9815e-05 | 0.032778 | 0.00044818 | 0.11654 | 0.034056 | 0.16241 | 0.12819 | 0.0017407 | 0.00010411 | -1.6968e-06 | 0.049947 | 0.023234 | 0.056286
|  | 710.5677 | 0 | 710.5677 | 0 | 639.2043 | 0.0027589 | 641.7717 | 0.0004286 | 641.1243 | 0.00038117 | 634.1685 | 0.00109 | 634.1685 | 0.0009418 | 710.5677 | 0.00043342 | 634.7562 | 0.14549 | 641.7717 | 0.00195 | 634.1685 | 0.50438 | 633.9393 | 0.146 | 634.7562 | 0.71171 | 639.2043 | 0.5634 | 634.1685 | 0.00779 | 710.5677 | 0.00053534 | 634.1685 | 0.00010066 | 634.7562 | 0.22179 | 710.5677 | 0.098949 | 710.5677 | 0.23976 | 0 | 0 | 0.00047422 | 6.2831e-05 | 9.1356e-05 | 0.00018896 | 0.00027286 | 6.296e-05 | 0.032477 | 0.00037194 | 0.11556 | 0.032715 | 0.15799 | 0.13013 | 0.0017665 | 9.6439e-05 | 1.213e-05 | 0.049901 | 0.023049 | 0.055984
|  | 710.8021 | 0 | 710.8021 | 0 | 639.4336 | 0.0013782 | 642.0027 | 0.00011534 | 641.3564 | 0.00040622 | 634.3976 | 0.00055944 | 634.3976 | 0.00144 | 710.8021 | 0.00010385 | 634.9821 | 0.14206 | 642.0027 | 0.00127 | 634.3976 | 0.50439 | 634.1685 | 0.13948 | 634.9821 | 0.68707 | 639.4336 | 0.57189 | 634.3976 | 0.00763 | 710.8021 | 0.00028762 | 634.3976 | 5.2252e-06 | 634.9821 | 0.22003 | 710.8021 | 0.097745 | 710.8021 | 0.23799 | 0 | 0 | 0.00047889 | 5.6331e-05 | 9.1471e-05 | 0.0002085 | 0.00030826 | 5.7262e-05 | 0.032244 | 0.00041235 | 0.11483 | 0.031234 | 0.15265 | 0.13212 | 0.001782 | 9.3528e-05 | 6.9992e-06 | 0.049469 | 0.022872 | 0.055705
|  | 711.0364 | 0 | 711.0364 | 0 | 639.6629 | 0.0027986 | 642.2338 | 0.00037235 | 641.5885 | 0.00038192 | 634.6268 | 0.00126 | 634.6268 | 0.00125 | 711.0364 | 0.00038477 | 635.2079 | 0.1435 | 642.2338 | 0.0023 | 634.6268 | 0.49768 | 634.3976 | 0.13316 | 635.2079 | 0.66487 | 639.6629 | 0.58042 | 634.6268 | 0.00792 | 711.0364 | 0.00051046 | 634.6268 | 5.5852e-05 | 635.2079 | 0.21808 | 711.0364 | 0.097422 | 711.0364 | 0.23735 | 0 | 0 | 0.00051445 | 6.2886e-05 | 9.1304e-05 | 0.00013011 | 0.00020994 | 4.5207e-05 | 0.032123 | 0.00046678 | 0.11392 | 0.029916 | 0.14639 | 0.13404 | 0.0018353 | 9.8168e-05 | -1.3797e-05 | 0.04869 | 0.022699 | 0.055399
|  | 711.2708 | 0 | 711.2708 | 0 | 639.8922 | 0.0016895 | 642.4648 | 0.00017192 | 641.8206 | 0.00040498 | 634.8559 | -0.00012431 | 634.8559 | 0.00058246 | 711.2708 | 9.75e-07 | 635.4338 | 0.14091 | 642.4648 | 0.00174 | 634.8559 | 0.4967 | 634.6268 | 0.1279 | 635.4338 | 0.63124 | 639.8922 | 0.589 | 634.8559 | 0.0081 | 711.2708 | 0.00032718 | 634.8559 | -0.00017628 | 635.4338 | 0.21302 | 711.2708 | 0.096268 | 711.2708 | 0.23535 | 0 | 0 | 0.00051959 | 6.6322e-05 | 9.0868e-05 | 3.7033e-05 | 0.00010183 | 5.1679e-05 | 0.03152 | 0.00046204 | 0.11316 | 0.028754 | 0.14122 | 0.13605 | 0.0019079 | 9.2456e-05 | -5.1237e-06 | 0.048422 | 0.022532 | 0.055109
|  | 711.5052 | 0 | 711.5052 | 0 | 640.1215 | 0.0028422 | 642.6959 | 0.00040225 | 642.0527 | 0.00037799 | 635.0851 | 0.00044749 | 635.0851 | 0.00030618 | 711.5052 | 0.00043998 | 635.6597 | 0.13816 | 642.6959 | 0.00226 | 635.0851 | 0.4908 | 634.8559 | 0.12308 | 635.6597 | 0.6191 | 640.1215 | 0.59762 | 635.0851 | 0.00855 | 711.5052 | 0.00046169 | 635.0851 | 0.00013157 | 635.6597 | 0.21571 | 711.5052 | 0.095986 | 711.5052 | 0.23486 | 0 | 0 | 0.0005121 | 8.0209e-05 | 9.0345e-05 | 0.00015099 | 0.00021844 | 4.7966e-05 | 0.031163 | 0.00041594 | 0.11244 | 0.027623 | 0.13728 | 0.13803 | 0.0018782 | 8.4539e-05 | 1.9311e-05 | 0.048582 | 0.022327 | 0.054747
|  | 711.7396 | 0 | 711.7396 | 0 | 640.3508 | 0.0016242 | 642.9269 | 0.00029197 | 642.2848 | 0.00040045 | 635.3143 | 0.00087007 | 635.3143 | 0.0016 | 711.7396 | -3.0725e-05 | 635.8856 | 0.13775 | 642.9269 | 0.00134 | 635.3143 | 0.49041 | 635.0851 | 0.11798 | 635.8856 | 0.59637 | 640.3508 | 0.60628 | 635.3143 | 0.00784 | 711.7396 | 0.0002596 | 635.3143 | 3.6945e-05 | 635.8856 | 0.21443 | 711.7396 | 0.094505 | 711.7396 | 0.23225 | 0 | 0 | 0.00050552 | 7.9867e-05 | 9.0365e-05 | 0.00018944 | 0.00031628 | 3.365e-05 | 0.031151 | 0.0003963 | 0.1122 | 0.026441 | 0.13196 | 0.14002 | 0.0018736 | 9.2019e-05 | -2.3306e-07 | 0.048176 | 0.022164 | 0.054363
|  | 711.9741 | 0 | 711.9741 | 0 | 640.5801 | 0.0027849 | 643.158 | 0.00039928 | 642.5169 | 0.00037816 | 635.5435 | 0.00078306 | 635.5435 | 0.00116 | 711.9741 | 0.00031782 | 636.1115 | 0.13806 | 643.158 | 0.00209 | 635.5435 | 0.48872 | 635.3143 | 0.11275 | 636.1115 | 0.57195 | 640.5801 | 0.61498 | 635.5435 | 0.00851 | 711.9741 | 0.00052548 | 635.5435 | -3.8978e-05 | 636.1115 | 0.21211 | 711.9741 | 0.094589 | 711.9741 | 0.23156 | 0 | 0 | 0.00050627 | 7.5697e-05 | 9.0554e-05 | 7.1236e-05 | 0.00024722 | 3.1281e-05 | 0.03063 | 0.00035403 | 0.11171 | 0.025495 | 0.12652 | 0.14206 | 0.0019463 | 0.00010085 | -1.6367e-05 | 0.047286 | 0.022032 | 0.05404
|  | 712.2085 | 0 | 712.2085 | 0 | 640.8094 | 0.0016296 | 643.3891 | 0.00025588 | 642.7491 | 0.00040191 | 635.7727 | -0.00016159 | 635.7727 | 0.00099679 | 712.2085 | -5.0947e-05 | 636.3374 | 0.13313 | 643.3891 | 0.00097411 | 635.7727 | 0.48589 | 635.5435 | 0.10973 | 636.3374 | 0.54823 | 640.8094 | 0.62373 | 635.7727 | 0.00847 | 712.2085 | 0.00033492 | 635.7727 | -0.00010381 | 636.3374 | 0.20655 | 712.2085 | 0.093376 | 712.2085 | 0.22948 | 0 | 0 | 0.00050336 | 8.817e-05 | 9.0463e-05 | 4.7002e-05 | 0.00025861 | 3.9437e-05 | 0.030494 | 0.00036443 | 0.11056 | 0.024609 | 0.12194 | 0.14404 | 0.001987 | 0.00010753 | -1.8929e-05 | 0.046793 | 0.021922 | 0.053733
|  | 712.4429 | 0 | 712.4429 | 0 | 641.0388 | 0.0027607 | 643.6202 | 0.00050723 | 642.9812 | 0.00037755 | 636.0019 | 0.00057176 | 636.0019 | 0.00126 | 712.4429 | 0.00038738 | 636.5634 | 0.13679 | 643.6202 | 0.00218 | 636.0019 | 0.47896 | 635.7727 | 0.10496 | 636.5634 | 0.53115 | 641.0388 | 0.63252 | 636.0019 | 0.00887 | 712.4429 | 0.00058242 | 636.0019 | -6.1381e-05 | 636.5634 | 0.20764 | 712.4429 | 0.093636 | 712.4429 | 0.22891 | 0 | 0 | 0.00051146 | 6.4601e-05 | 9.0131e-05 | -5.6997e-06 | 0.00022702 | 4.7943e-05 | 0.030527 | 0.00036857 | 0.11017 | 0.023603 | 0.11821 | 0.1461 | 0.0019807 | 0.00010853 | -3.719e-06 | 0.047108 | 0.021824 | 0.053446
|  | 712.6774 | 0 | 712.6774 | 0 | 641.2681 | 0.001699 | 643.8513 | 5.1886e-05 | 643.2134 | 0.00039884 | 636.2311 | -0.00062149 | 636.2311 | 0.00072055 | 712.6774 | 2.1601e-05 | 636.7893 | 0.13348 | 643.8513 | 0.00101 | 636.2311 | 0.48214 | 636.0019 | 0.10102 | 636.7892 | 0.5155 | 641.2681 | 0.64137 | 636.2311 | 0.00841 | 712.6774 | 0.00034337 | 636.2311 | 2.8937e-05 | 636.7892 | 0.20945 | 712.6774 | 0.092538 | 712.6774 | 0.22702 | 0 | 0 | 0.00050294 | 6.4759e-05 | 8.912e-05 | -7.5512e-05 | 0.00025338 | 5.2014e-05 | 0.030138 | 0.00035018 | 0.11009 | 0.022685 | 0.11381 | 0.14813 | 0.002038 | 0.00011659 | 1.9221e-05 | 0.04704 | 0.021662 | 0.05317
|  | 712.9118 | 0 | 712.9118 | 0 | 641.4975 | 0.0026864 | 644.0824 | 0.00050846 | 643.4456 | 0.00036884 | 636.4604 | -3.729e-05 | 636.4604 | 0.00149 | 712.9118 | 0.00042211 | 637.0152 | 0.13329 | 644.0824 | 0.00202 | 636.4604 | 0.47826 | 636.2311 | 0.09689 | 637.0152 | 0.49185 | 641.4975 | 0.65027 | 636.4604 | 0.00937 | 712.9118 | 0.00065118 | 636.4604 | 0.00013875 | 637.0152 | 0.20692 | 712.9118 | 0.092248 | 712.9118 | 0.22656 | 0 | 0 | 0.00048586 | 8.3747e-05 | 8.852e-05 | 3.8472e-05 | 0.00034388 | 5.2566e-05 | 0.029857 | 0.00041027 | 0.1089 | 0.021901 | 0.10901 | 0.15014 | 0.0020782 | 0.00011693 | 1.5711e-05 | 0.046497 | 0.021484 | 0.052842
|  | 713.1463 | 0 | 713.1463 | 0 | 641.7268 | 0.0015512 | 644.3135 | 0.00021618 | 643.6777 | 0.0003937 | 636.6896 | 0.00037292 | 636.6896 | 0.00151 | 713.1463 | 2.6267e-05 | 637.2411 | 0.13099 | 644.3135 | 0.00153 | 636.6896 | 0.47181 | 636.4604 | 0.09418 | 637.2411 | 0.47307 | 641.7268 | 0.65924 | 636.6896 | 0.00876 | 713.1463 | 0.00034619 | 636.6896 | -1.6783e-06 | 637.2411 | 0.20465 | 713.1463 | 0.091009 | 713.1463 | 0.22418 | 0 | 0 | 0.00050783 | 7.5392e-05 | 8.8446e-05 | 0.00017112 | 0.00033698 | 6.0781e-05 | 0.029547 | 0.00042299 | 0.10773 | 0.021008 | 0.10506 | 0.15229 | 0.0020643 | 0.00011427 | 8.4197e-06 | 0.046069 | 0.021313 | 0.052551
|  | 713.3808 | 0 | 713.3808 | 0 | 641.9562 | 0.0028757 | 644.5447 | 0.00043617 | 643.9099 | 0.00036817 | 636.9189 | 0.00112 | 636.9189 | 0.00143 | 713.3808 | 0.00049216 | 637.4671 | 0.13055 | 644.5447 | 0.00213 | 636.9189 | 0.4681 | 636.6896 | 0.0891 | 637.4671 | 0.4569 | 641.9562 | 0.66827 | 636.9189 | 0.00925 | 713.3808 | 0.00062849 | 636.9189 | 7.5136e-05 | 637.4671 | 0.20313 | 713.3808 | 0.090776 | 713.3808 | 0.22406 | 0 | 0 | 0.00052194 | 8.0136e-05 | 8.8573e-05 | 0.00016116 | 0.00034961 | 5.9617e-05 | 0.029275 | 0.00035269 | 0.10719 | 0.019995 | 0.1002 | 0.15433 | 0.0020908 | 0.00010574 | 4.394e-07 | 0.045326 | 0.021078 | 0.05219
|  | 713.6152 | 0 | 713.6152 | 0 | 642.1856 | 0.0016754 | 644.7758 | 0.00025723 | 644.1421 | 0.0003948 | 637.1481 | 0.00028598 | 637.1481 | 0.00162 | 713.6152 | 1.6347e-05 | 637.6931 | 0.1285 | 644.7758 | 0.00092175 | 637.1481 | 0.46706 | 636.9189 | 0.08535 | 637.6931 | 0.42979 | 642.1856 | 0.67739 | 637.1481 | 0.00899 | 713.6152 | 0.00027342 | 637.1481 | -7.1303e-05 | 637.6931 | 0.19796 | 713.6152 | 0.089012 | 713.6152 | 0.22109 | 0 | 0 | 0.00051044 | 7.8639e-05 | 8.8682e-05 | 0.00010266 | 0.00032677 | 6.1589e-05 | 0.029198 | 0.00029144 | 0.10629 | 0.01917 | 0.096048 | 0.15643 | 0.0021521 | 0.00010282 | -1.5016e-05 | 0.045451 | 0.020927 | 0.051837
|  | 713.8497 | 0 | 713.8497 | 0 | 642.415 | 0.0027754 | 645.007 | 0.00042322 | 644.3743 | 0.00036891 | 637.3774 | 0.00060938 | 637.3774 | 0.00123 | 713.8497 | 0.00050893 | 637.9191 | 0.12995 | 645.007 | 0.0016 | 637.3774 | 0.45999 | 637.1481 | 0.08189 | 637.9191 | 0.42037 | 642.415 | 0.68658 | 637.3774 | 0.00978 | 713.8497 | 0.00060353 | 637.3774 | -5.9664e-05 | 637.9191 | 0.20435 | 713.8497 | 0.089473 | 713.8497 | 0.22102 | 0 | 0 | 0.00051284 | 8.7085e-05 | 8.8527e-05 | 0.00010265 | 0.00030146 | 4.8366e-05 | 0.028959 | 0.00027459 | 0.10526 | 0.018478 | 0.09284 | 0.15859 | 0.0022031 | 0.00010696 | -1.7618e-05 | 0.045817 | 0.020756 | 0.051484
|  | 714.0842 | 0 | 714.0842 | 0 | 642.6444 | 0.0016952 | 645.2381 | 0.00033031 | 644.6065 | 0.00039366 | 637.6067 | 0.00028611 | 637.6067 | 0.0014 | 714.0842 | -9.6434e-05 | 638.1451 | 0.12631 | 645.2381 | 0.00077596 | 637.6067 | 0.45833 | 637.3774 | 0.07927 | 638.1451 | 0.40117 | 642.6444 | 0.69586 | 637.6067 | 0.00944 | 714.0842 | 0.00030868 | 637.6067 | -9.4038e-05 | 638.1451 | 0.20108 | 714.0842 | 0.087551 | 714.0842 | 0.21808 | 0 | 0 | 0.00049167 | 9.7819e-05 | 8.8535e-05 | 8.1312e-05 | 0.0003474 | 4.4916e-05 | 0.028655 | 0.00026772 | 0.10488 | 0.017712 | 0.089381 | 0.16072 | 0.0022415 | 0.00011768 | -7.8513e-06 | 0.045486 | 0.020588 | 0.05118
|  | 714.3188 | 0 | 714.3188 | 0 | 642.8738 | 0.0025908 | 645.4693 | 0.00051588 | 644.8388 | 0.00036878 | 637.836 | 0.00042308 | 637.836 | 0.00163 | 714.3188 | 0.0004795 | 638.371 | 0.12733 | 645.4693 | 0.00154 | 637.836 | 0.45645 | 637.6067 | 0.07525 | 638.371 | 0.38998 | 642.8738 | 0.70521 | 637.836 | 0.01011 | 714.3188 | 0.00069492 | 637.836 | 2.556e-05 | 638.371 | 0.20153 | 714.3188 | 0.088035 | 714.3188 | 0.21841 | 0 | 0 | 0.00045668 | 8.3867e-05 | 8.803e-05 | 0.00011559 | 0.00027121 | 4.4201e-05 | 0.02817 | 0.00027428 | 0.10432 | 0.017019 | 0.085918 | 0.16288 | 0.0022782 | 0.00011694 | -5.7479e-06 | 0.044893 | 0.020468 | 0.05092
|  | 714.5533 | 0 | 714.5533 | 0 | 643.1033 | 0.0013902 | 645.7005 | 0.00020961 | 645.071 | 0.00038935 | 638.0653 | 0.00058507 | 638.0653 | 0.00073545 | 714.5533 | -0.00010257 | 638.597 | 0.12194 | 645.7005 | 0.00083267 | 638.0653 | 0.4534 | 637.836 | 0.07319 | 638.597 | 0.37031 | 643.1033 | 0.71462 | 638.0653 | 0.00976 | 714.5533 | 0.0003023 | 638.0653 | -7.5692e-05 | 638.597 | 0.19573 | 714.5533 | 0.086508 | 714.5533 | 0.21582 | 0 | 0 | 0.00045137 | 7.0121e-05 | 8.7411e-05 | 0.00013848 | 0.00027924 | 5.3487e-05 | 0.027811 | 0.00029625 | 0.10322 | 0.016384 | 0.082182 | 0.16504 | 0.0022874 | 0.00011447 | -2.7826e-06 | 0.044327 | 0.020314 | 0.050666
|  | 714.7878 | 0 | 714.7878 | 0 | 643.3327 | 0.0025445 | 645.9317 | 0.00039698 | 645.3033 | 0.00036322 | 638.2946 | 0.00062269 | 638.2946 | 0.0017 | 714.7878 | 0.00055868 | 638.8231 | 0.12416 | 645.9317 | 0.00173 | 638.2946 | 0.44687 | 638.0653 | 0.06971 | 638.8231 | 0.35692 | 643.3327 | 0.72407 | 638.2946 | 0.01019 | 714.7878 | 0.00067387 | 638.2946 | 5.1422e-05 | 638.8231 | 0.19653 | 714.7878 | 0.086722 | 714.7878 | 0.21624 | 0 | 0 | 0.00045192 | 4.7516e-05 | 8.7315e-05 | 0.00019866 | 0.00029519 | 5.2999e-05 | 0.027995 | 0.00033408 | 0.10256 | 0.01576 | 0.079206 | 0.16721 | 0.002339 | 0.00010605 | -3.6207e-06 | 0.044335 | 0.02012 | 0.050382
|  | 715.0224 | 0 | 715.0224 | 0 | 643.5621 | 0.001395 | 646.1629 | 1.4059e-05 | 645.5355 | 0.00038872 | 638.5239 | 0.00111 | 638.5239 | 0.00087463 | 715.0224 | -0.00010674 | 639.0491 | 0.12357 | 646.1629 | 0.00116 | 638.5239 | 0.44764 | 638.2946 | 0.06775 | 639.0491 | 0.34398 | 643.5621 | 0.73354 | 638.5239 | 0.01021 | 715.0224 | 0.00023042 | 638.5239 | -8.3001e-05 | 639.0491 | 0.19579 | 715.0224 | 0.084845 | 715.0224 | 0.21338 | 0 | 0 | 0.00047125 | 5.1601e-05 | 8.6965e-05 | 0.00019165 | 0.00029068 | 4.3359e-05 | 0.028043 | 0.00032946 | 0.10228 | 0.015108 | 0.075636 | 0.16938 | 0.0024302 | 0.00011188 | -6.6001e-06 | 0.044518 | 0.019967 | 0.050074
|  | 715.2569 | 0 | 715.2569 | 0 | 643.7916 | 0.002713 | 646.3941 | 0.00043232 | 645.7678 | 0.00036001 | 638.7533 | 0.00056106 | 638.7533 | 0.00166 | 715.2569 | 0.00047645 | 639.2752 | 0.12451 | 646.3941 | 0.00169 | 638.7533 | 0.44422 | 638.5239 | 0.06402 | 639.2751 | 0.32515 | 643.7916 | 0.743 | 638.7533 | 0.01098 | 715.2569 | 0.00072357 | 638.7533 | 2.5452e-05 | 639.2751 | 0.19804 | 715.2569 | 0.085409 | 715.2569 | 0.21358 | 0 | 0 | 0.0004963 | 8.0195e-05 | 8.6458e-05 | 0.00018128 | 0.00040244 | 4.4812e-05 | 0.027813 | 0.00027256 | 0.10116 | 0.014567 | 0.0718 | 0.17159 | 0.0024307 | 0.00012038 | 9.9658e-06 | 0.044217 | 0.019826 | 0.04979
|  | 715.4915 | 0 | 715.4915 | 0 | 644.0211 | 0.0016122 | 646.6254 | 0.0002612 | 646.0001 | 0.00038435 | 638.9826 | 0.00102 | 638.9826 | 0.00185 | 715.4915 | -9.4353e-05 | 639.5012 | 0.12161 | 646.6254 | 0.00066706 | 638.9826 | 0.43807 | 638.7533 | 0.063 | 639.5012 | 0.31021 | 644.0211 | 0.75241 | 638.9826 | 0.01022 | 715.4915 | 0.00030284 | 638.9826 | 6.1469e-05 | 639.5012 | 0.19323 | 715.4915 | 0.08364 | 715.4915 | 0.21096 | 0 | 0 | 0.00049574 | 6.2748e-05 | 8.6221e-05 | 0.00019574 | 0.00046333 | 4.8666e-05 | 0.027621 | 0.0002633 | 0.10021 | 0.013889 | 0.069582 | 0.17375 | 0.0024164 | 0.00010439 | 1.1452e-05 | 0.043841 | 0.019651 | 0.049468
|  | 715.726 | 0 | 715.726 | 0 | 644.2505 | 0.0027081 | 646.8566 | 0.00028146 | 646.2324 | 0.00035797 | 639.212 | 0.00068672 | 639.212 | 0.00219 | 715.726 | 0.00050929 | 639.7272 | 0.12275 | 646.8566 | 0.00161 | 639.212 | 0.43568 | 638.9826 | 0.05814 | 639.7272 | 0.30536 | 644.2505 | 0.76176 | 639.212 | 0.01085 | 715.726 | 0.00058721 | 639.212 | 3.8384e-05 | 639.7272 | 0.19461 | 715.726 | 0.083909 | 715.726 | 0.21082 | 0 | 0 | 0.00048962 | 4.4827e-05 | 8.6032e-05 | 0.00010312 | 0.00028646 | 2.5647e-05 | 0.027348 | 0.00027062 | 0.099724 | 0.013284 | 0.067125 | 0.17588 | 0.0024405 | 9.9831e-05 | 8.7483e-06 | 0.043387 | 0.019464 | 0.049137
|  | 715.9606 | 0 | 715.9606 | 0 | 644.48 | 0.0015589 | 647.0878 | 0.00010632 | 646.4647 | 0.00038273 | 639.4414 | 0.00021245 | 639.4414 | 0.00030783 | 715.9606 | -0.00029063 | 639.9533 | 0.11918 | 647.0878 | 0.00073104 | 639.4414 | 0.43387 | 639.212 | 0.05769 | 639.9533 | 0.28848 | 644.48 | 0.771 | 639.4414 | 0.01043 | 715.9606 | 0.00026394 | 639.4414 | 3.7897e-05 | 639.9533 | 0.18921 | 715.9606 | 0.082042 | 715.9606 | 0.20811 | 0 | 0 | 0.00049423 | 5.782e-05 | 8.5456e-05 | 9.6098e-05 | 0.00018439 | 4.4014e-05 | 0.027053 | 0.00029035 | 0.099191 | 0.012935 | 0.063762 | 0.17798 | 0.0025254 | 0.00011791 | 9.4636e-06 | 0.042804 | 0.019321 | 0.048772
|  | 716.1952 | 0 | 716.1952 | 0 | 644.7095 | 0.0027483 | 647.3191 | 0.00039372 | 646.697 | 0.00035301 | 639.6707 | 0.00062548 | 639.6707 | 0.0013 | 716.1952 | 0.00066587 | 640.1794 | 0.12015 | 647.3191 | 0.00178 | 639.6707 | 0.43103 | 639.4414 | 0.0551 | 640.1794 | 0.2756 | 644.7095 | 0.78011 | 639.6707 | 0.01159 | 716.1952 | 0.00074132 | 639.6707 | 4.4621e-05 | 640.1794 | 0.18946 | 716.1952 | 0.082675 | 716.1952 | 0.2077 | 0 | 0 | 0.0004735 | 7.5131e-05 | 8.4781e-05 | 8.3225e-05 | 0.00027524 | 6.4777e-05 | 0.027023 | 0.00027832 | 0.098732 | 0.01248 | 0.061018 | 0.18006 | 0.0026148 | 0.00012134 | 5.2369e-07 | 0.042854 | 0.019175 | 0.048508
|  | 716.4298 | 0 | 716.4298 | 0 | 644.939 | 0.0013783 | 647.5504 | 0.00025584 | 646.9293 | 0.00037692 | 639.9001 | 0.0001002 | 639.9001 | 0.0011 | 716.4298 | -0.00011364 | 640.4055 | 0.11891 | 647.5504 | 0.00062626 | 639.9001 | 0.42987 | 639.6707 | 0.05372 | 640.4055 | 0.26421 | 644.939 | 0.78909 | 639.9001 | 0.01121 | 716.4298 | 0.00029314 | 639.9001 | -4.0055e-05 | 640.4055 | 0.18966 | 716.4298 | 0.080791 | 716.4298 | 0.20584 | 0 | 0 | 0.00046788 | 8.1346e-05 | 8.4632e-05 | 0.00020307 | 0.00027532 | 6.6574e-05 | 0.026778 | 0.00024817 | 0.09839 | 0.011988 | 0.058437 | 0.18215 | 0.0027084 | 0.00012047 | 1.0669e-05 | 0.042546 | 0.019026 | 0.048174
|  | 716.6644 | 0 | 716.6644 | 0 | 645.1686 | 0.0026982 | 647.7817 | 0.00044767 | 647.1617 | 0.00035154 | 640.1295 | 0.00167 | 640.1295 | 0.0013 | 716.6644 | 0.00068117 | 640.6315 | 0.11799 | 647.7817 | 0.00152 | 640.1295 | 0.42782 | 639.9001 | 0.05081 | 640.6315 | 0.25277 | 645.1686 | 0.79791 | 640.1295 | 0.0124 | 716.6644 | 0.00073383 | 640.1295 | 0.00013306 | 640.6315 | 0.18673 | 716.6644 | 0.081398 | 716.6644 | 0.20483 | 0 | 0 | 0.00047774 | 7.3166e-05 | 8.4753e-05 | 0.00018432 | 0.00016696 | 3.8257e-05 | 0.026278 | 0.00024082 | 0.097847 | 0.011517 | 0.056133 | 0.18411 | 0.0027605 | 0.0001043 | 2.0786e-05 | 0.041866 | 0.018867 | 0.047791
|  | 716.899 | 0 | 716.899 | 0 | 645.3981 | 0.0014653 | 648.013 | 0.00018493 | 647.394 | 0.00037797 | 640.3589 | -6.2799e-05 | 640.3589 | 0.00015585 | 716.899 | -0.00035504 | 640.8576 | 0.11448 | 648.013 | 0.00056212 | 640.3589 | 0.42536 | 640.1295 | 0.04959 | 640.8576 | 0.24382 | 645.3981 | 0.80657 | 640.3589 | 0.01167 | 716.899 | 0.00015528 | 640.3589 | 4.8187e-05 | 640.8576 | 0.18364 | 716.899 | 0.079437 | 716.899 | 0.20257 | 0 | 0 | 0.00044819 | 7.9708e-05 | 8.508e-05 | 7.2167e-05 | 0.00015095 | 3.2101e-05 | 0.025859 | 0.0001945 | 0.097577 | 0.011102 | 0.053468 | 0.18613 | 0.002791 | 0.00011442 | 1.7228e-05 | 0.041617 | 0.018741 | 0.047621
|  | 717.1337 | 0 | 717.1337 | 0 | 645.6276 | 0.0024396 | 648.2443 | 0.0005044 | 647.6264 | 0.00035435 | 640.5883 | 0.0006919 | 640.5883 | 0.00116 | 717.1337 | 0.00062867 | 641.0837 | 0.11423 | 648.2443 | 0.00112 | 640.5883 | 0.42524 | 640.3589 | 0.04721 | 641.0837 | 0.22906 | 645.6276 | 0.81509 | 640.5883 | 0.01266 | 717.1337 | 0.00082007 | 640.5883 | 0.00010199 | 641.0837 | 0.18443 | 717.1337 | 0.080314 | 717.1337 | 0.20335 | 0 | 0 | 0.00043915 | 9.5248e-05 | 8.5015e-05 | 0.0002067 | 0.00030399 | 4.1867e-05 | 0.025735 | 0.00016596 | 0.096733 | 0.010784 | 0.051044 | 0.18807 | 0.0027658 | 0.00012057 | 7.3479e-06 | 0.041635 | 0.018631 | 0.047313
|  | 717.3683 | 0 | 717.3683 | 0 | 645.8572 | 0.0013865 | 648.4756 | 0.00031908 | 647.8588 | 0.0003774 | 640.8178 | 0.00111 | 640.8178 | 0.00149 | 717.3683 | -0.0002718 | 641.3099 | 0.11337 | 648.4756 | 0.00031484 | 640.8178 | 0.41801 | 640.5883 | 0.0468 | 641.3099 | 0.22238 | 645.8572 | 0.82346 | 640.8178 | 0.01145 | 717.3683 | 0.00020761 | 640.8178 | -3.7939e-05 | 641.3099 | 0.1838 | 717.3683 | 0.078495 | 717.3683 | 0.19993 | 0 | 0 | 0.00046837 | 8.0931e-05 | 8.4303e-05 | 0.00024434 | 0.00032694 | 4.9654e-05 | 0.025588 | 0.0002261 | 0.096201 | 0.010269 | 0.049208 | 0.18998 | 0.0028013 | 0.00012485 | 8.8613e-06 | 0.041374 | 0.018478 | 0.047018
|  | 717.6029 | 0 | 717.6029 | 0 | 646.0867 | 0.0026942 | 648.7069 | 0.00038065 | 648.0912 | 0.000348 | 641.0472 | 0.00102 | 641.0472 | 0.00136 | 717.6029 | 0.00069504 | 641.536 | 0.11294 | 648.7069 | 0.00164 | 641.0472 | 0.4206 | 640.8178 | 0.04272 | 641.536 | 0.21282 | 646.0867 | 0.83172 | 641.0472 | 0.01297 | 717.6029 | 0.00085654 | 641.0472 | 0.00011519 | 641.536 | 0.18212 | 717.6029 | 0.079003 | 717.6029 | 0.20084 | 0 | 0 | 0.00047833 | 8.0496e-05 | 8.4388e-05 | 0.00013586 | 0.00024005 | 4.206e-05 | 0.025392 | 0.00017057 | 0.096044 | 0.0098689 | 0.047301 | 0.19186 | 0.0029 | 0.00012147 | 1.2251e-05 | 0.041131 | 0.018292 | 0.04672
|  | 717.8376 | 0 | 717.8376 | 0 | 646.3163 | 0.0014733 | 648.9383 | 0.00031514 | 648.3235 | 0.00037835 | 641.2766 | 0.00016429 | 641.2766 | 0.0007326 | 717.8376 | -0.00033656 | 641.7622 | 0.11163 | 648.9383 | -0.00016567 | 641.2766 | 0.41664 | 641.0472 | 0.04331 | 641.7621 | 0.20552 | 646.3163 | 0.83988 | 641.2766 | 0.01231 | 717.8376 | 0.00017875 | 641.2766 | -8.3933e-06 | 641.7621 | 0.18165 | 717.8376 | 0.076895 | 717.8376 | 0.19735 | 0 | 0 | 0.00047304 | 6.8981e-05 | 8.5263e-05 | 0.00011669 | 0.00022405 | 2.1295e-05 | 0.02513 | 0.00010344 | 0.095455 | 0.0097129 | 0.045344 | 0.19373 | 0.0029111 | 0.00010631 | -4.0883e-06 | 0.040812 | 0.018187 | 0.046371
|  | 718.0723 | 0 | 718.0723 | 0 | 646.5458 | 0.0026481 | 649.1696 | 0.00028125 | 648.556 | 0.00035535 | 641.5061 | 0.00085266 | 641.5061 | 0.00122 | 718.0723 | 0.00051805 | 641.9883 | 0.11063 | 649.1696 | 0.00106 | 641.5061 | 0.41525 | 641.2766 | 0.04136 | 641.9883 | 0.19552 | 646.5458 | 0.84799 | 641.5061 | 0.01306 | 718.0723 | 0.00072733 | 641.5061 | -2.7236e-05 | 641.9883 | 0.1793 | 718.0723 | 0.078108 | 718.0723 | 0.19786 | 0 | 0 | 0.0004709 | 5.6409e-05 | 8.541e-05 | 0.00019264 | 0.00014995 | 3.8903e-05 | 0.024996 | 0.0001345 | 0.094622 | 0.0094584 | 0.043371 | 0.19564 | 0.0029596 | 0.0001081 | -6.8108e-06 | 0.040643 | 0.018063 | 0.046192
|  | 718.307 | 0 | 718.307 | 0 | 646.7755 | 0.0014536 | 649.401 | 0.00020634 | 648.7884 | 0.00037962 | 641.7355 | 0.00082665 | 641.7355 | 8.715e-05 | 718.307 | -0.00018652 | 642.2144 | 0.11044 | 649.401 | 0.00010256 | 641.7355 | 0.40959 | 641.5061 | 0.04107 | 642.2144 | 0.18806 | 646.7755 | 0.85606 | 641.7355 | 0.01274 | 718.307 | 0.0001939 | 641.7355 | -3.2135e-05 | 642.2144 | 0.18016 | 718.307 | 0.075832 | 718.307 | 0.19579 | 0 | 0 | 0.00048358 | 6.3931e-05 | 8.5388e-05 | 0.00026125 | 0.00010951 | 4.7143e-05 | 0.025193 | 0.00015297 | 0.093712 | 0.0090327 | 0.041522 | 0.19749 | 0.002964 | 0.00011534 | -4.3841e-06 | 0.040666 | 0.017914 | 0.045938
|  | 718.5416 | 0 | 718.5416 | 0 | 647.0051 | 0.0027585 | 649.6323 | 0.00034641 | 649.0208 | 0.00035515 | 641.965 | 0.00145 | 641.965 | 0.00086719 | 718.5416 | 0.00058828 | 642.4406 | 0.11232 | 649.6323 | 0.00122 | 641.965 | 0.40707 | 641.7355 | 0.03767 | 642.4406 | 0.17907 | 647.0051 | 0.86414 | 641.965 | 0.01309 | 718.5416 | 0.00078902 | 641.965 | -6.0703e-06 | 642.4406 | 0.17941 | 718.5416 | 0.076837 | 718.5416 | 0.1957 | 0 | 0 | 0.00048136 | 4.8712e-05 | 8.5681e-05 | 0.00017077 | 0.00017302 | 2.1236e-05 | 0.024864 | 0.00017191 | 0.092861 | 0.008581 | 0.039769 | 0.19935 | 0.0029914 | 0.00010875 | -1.5815e-06 | 0.04019 | 0.017762 | 0.045536
|  | 718.7763 | 0 | 718.7763 | 0 | 647.2347 | 0.0014342 | 649.8637 | 7.463e-05 | 649.2532 | 0.00038214 | 642.1945 | 3.8292e-05 | 642.1945 | 0.00064064 | 718.7763 | -0.00040733 | 642.6667 | 0.10758 | 649.8637 | 0.00026589 | 642.1945 | 0.40221 | 641.965 | 0.03711 | 642.6667 | 0.17266 | 647.2347 | 0.87224 | 642.1945 | 0.01298 | 718.7763 | 0.00013767 | 642.1945 | -7.7122e-06 | 642.6667 | 0.17605 | 718.7763 | 0.07452 | 718.7763 | 0.19233 | 0 | 0 | 0.00045354 | 7.008e-05 | 8.5742e-05 | 9.7891e-05 | 0.00016449 | 3.1249e-05 | 0.024578 | 0.00014765 | 0.092759 | 0.0082605 | 0.038354 | 0.20121 | 0.0030901 | 0.00012619 | 3.1684e-06 | 0.039994 | 0.017592 | 0.045283
|  | 719.011 | 0 | 719.011 | 0 | 647.4643 | 0.0025163 | 650.0951 | 0.00053097 | 649.4857 | 0.00035546 | 642.424 | 0.00081482 | 642.424 | 0.00079288 | 719.011 | 0.00067361 | 642.8929 | 0.10974 | 650.0951 | 0.00101 | 642.424 | 0.40618 | 642.1945 | 0.03488 | 642.8929 | 0.16646 | 647.4643 | 0.88036 | 642.424 | 0.01395 | 719.011 | 0.00093767 | 642.424 | 3.5325e-05 | 642.8929 | 0.17757 | 719.011 | 0.075392 | 719.011 | 0.19355 | 0 | 0 | 0.00044148 | 6.4641e-05 | 8.5163e-05 | 0.0001533 | 0.00012116 | 5.9208e-05 | 0.024426 | 0.00013633 | 0.092918 | 0.0080287 | 0.03632 | 0.20308 | 0.0031784 | 0.00016381 | 4.1733e-06 | 0.039606 | 0.017502 | 0.045028
|  | 719.2457 | 0 | 719.2457 | 0 | 647.6939 | 0.0013291 | 650.3265 | 2.7746e-05 | 649.7181 | 0.00037738 | 642.6535 | 0.00052118 | 642.6535 | 0.00026303 | 719.2457 | -0.00016909 | 643.1191 | 0.10623 | 650.3265 | 0.00016833 | 642.6535 | 0.4036 | 642.424 | 0.03509 | 643.1191 | 0.15468 | 647.6939 | 0.88851 | 642.6535 | 0.01375 | 719.2457 | 0.00045822 | 642.6535 | 1.0455e-06 | 643.1191 | 0.17262 | 719.2457 | 0.073749 | 719.2457 | 0.19014 | 0 | 0 | 0.00043808 | 5.564e-05 | 8.4238e-05 | 0.00010698 | 0.00012178 | 4.1599e-05 | 0.024125 | 0.00016987 | 0.092352 | 0.00772 | 0.034709 | 0.20495 | 0.0032417 | 0.00015103 | 2.5129e-06 | 0.039225 | 0.017354 | 0.044675
|  | 719.4805 | 0 | 719.4805 | 0 | 647.9235 | 0.0024867 | 650.5579 | 0.0004532 | 649.9506 | 0.0003473 | 642.883 | 0.00041112 | 642.883 | 0.00079827 | 719.4805 | 0.00052355 | 643.3453 | 0.10708 | 650.5579 | 0.0013 | 642.883 | 0.40121 | 642.6535 | 0.03219 | 643.3453 | 0.15222 | 647.9235 | 0.89665 | 642.883 | 0.0145 | 719.4805 | 0.00082872 | 642.883 | 2.0854e-05 | 643.3453 | 0.1742 | 719.4805 | 0.074116 | 719.4805 | 0.19053 | 0 | 0 | 0.000426 | 7.702e-05 | 8.3492e-05 | 9.182e-05 | 0.00014835 | 3.2175e-05 | 0.023701 | 0.00018848 | 0.091683 | 0.0074771 | 0.033502 | 0.20687 | 0.0033216 | 0.00013617 | 7.0047e-06 | 0.038959 | 0.017211 | 0.044416
|  | 719.7152 | 0 | 719.7152 | 0 | 648.1532 | 0.0012229 | 650.7894 | 0.00021234 | 650.1831 | 0.00037094 | 643.1126 | 0.00038888 | 643.1126 | 0.00049423 | 719.7152 | -0.0002494 | 643.5715 | 0.10249 | 650.7894 | 0.00032873 | 643.1126 | 0.3976 | 642.883 | 0.03297 | 643.5715 | 0.144 | 648.1532 | 0.90472 | 643.1126 | 0.01444 | 719.7152 | 0.00033151 | 643.1126 | 4.0176e-05 | 643.5715 | 0.17027 | 719.7152 | 0.072528 | 719.7152 | 0.18792 | 0 | 0 | 0.00042191 | 6.6667e-05 | 8.3346e-05 | 0.00010699 | 0.00017073 | 4.1474e-05 | 0.02351 | 0.00017922 | 0.091105 | 0.0073066 | 0.031644 | 0.20871 | 0.0034031 | 0.00013248 | 1.6164e-05 | 0.038206 | 0.017081 | 0.044146
|  | 719.9499 | 0 | 719.9499 | 0 | 648.3829 | 0.002451 | 651.0208 | 0.00036376 | 650.4156 | 0.00034608 | 643.3421 | 0.00054329 | 643.3421 | 0.00099331 | 719.9499 | 0.00060277 | 643.7978 | 0.10532 | 651.0208 | 0.00122 | 643.3421 | 0.39617 | 643.1126 | 0.03069 | 643.7978 | 0.13571 | 648.3829 | 0.91269 | 643.3421 | 0.01521 | 719.9499 | 0.00079724 | 643.3421 | 0.00010066 | 643.7978 | 0.16745 | 719.9499 | 0.073001 | 719.9499 | 0.18821 | 0 | 0 | 0.00037762 | 6.2359e-05 | 8.3311e-05 | 0.00016807 | 0.0002838 | 5.413e-05 | 0.023559 | 0.00016674 | 0.09049 | 0.0070483 | 0.030411 | 0.21046 | 0.0034297 | 0.00014895 | 9.8529e-06 | 0.038288 | 0.016965 | 0.043832
|  | 720.1847 | 0 | 720.1847 | 0 | 648.6125 | 0.00083815 | 651.2523 | 0.0001751 | 650.6481 | 0.00037045 | 643.5716 | 0.00092145 | 643.5716 | 0.00148 | 720.1847 | -0.0001416 | 644.024 | 0.10298 | 651.2523 | 0.00022083 | 643.5716 | 0.39245 | 643.3421 | 0.03072 | 644.024 | 0.13318 | 648.6125 | 0.92047 | 643.5716 | 0.01468 | 720.1847 | 0.00047176 | 643.5716 | -1.4791e-05 | 644.024 | 0.17109 | 720.1847 | 0.071538 | 720.1847 | 0.18522 | 0 | 0 | 0.00036232 | 6.7529e-05 | 8.2664e-05 | 8.2659e-05 | 0.00032598 | 3.8254e-05 | 0.023045 | 0.0001621 | 0.090389 | 0.0067309 | 0.029665 | 0.21233 | 0.0034687 | 0.00014203 | -6.2203e-06 | 0.038437 | 0.016795 | 0.043532
|  | 720.4194 | 0 | 720.4194 | 0 | 648.8422 | 0.002316 | 651.4837 | 0.00040845 | 650.8806 | 0.00034067 | 643.8012 | -0.00020131 | 643.8012 | 0.00136 | 720.4194 | 0.0004675 | 644.2502 | 0.10073 | 651.4837 | 0.00118 | 643.8012 | 0.39505 | 643.5716 | 0.02794 | 644.2502 | 0.12904 | 648.8422 | 0.92802 | 643.8012 | 0.01554 | 720.4194 | 0.00073825 | 643.8012 | -3.9402e-05 | 644.2502 | 0.16867 | 720.4194 | 0.071547 | 720.4194 | 0.18564 | 0 | 0 | 0.00037364 | 6.0866e-05 | 8.1491e-05 | -1.1691e-05 | 0.00024345 | 3.5296e-05 | 0.02287 | 0.00013384 | 0.090534 | 0.0064392 | 0.028632 | 0.21398 | 0.0035452 | 0.00013175 | -4.9168e-06 | 0.0386 | 0.016627 | 0.043233
|  | 720.6542 | 0 | 720.6542 | 0 | 649.0719 | 0.00093758 | 651.7151 | 0.0001175 | 651.1132 | 0.00036021 | 644.0308 | 9.947e-05 | 644.0308 | 0.00076058 | 720.6542 | -0.00016682 | 644.4765 | 0.10143 | 651.7151 | -2.3504e-05 | 644.0308 | 0.39354 | 643.8012 | 0.02816 | 644.4765 | 0.12405 | 649.0719 | 0.93527 | 644.0308 | 0.01534 | 720.6542 | 0.00038409 | 644.0308 | -3.4254e-06 | 644.4765 | 0.17254 | 720.6542 | 0.070098 | 720.6542 | 0.18267 | 0 | 0 | 0.0003577 | 7.8827e-05 | 8.0519e-05 | 0.00019735 | 0.00020551 | 2.9108e-05 | 0.023102 | 0.00011651 | 0.090086 | 0.0062994 | 0.028035 | 0.2156 | 0.0036671 | 0.00014744 | 8.6131e-06 | 0.038748 | 0.016567 | 0.042916
|  | 720.889 | 0 | 720.889 | 0 | 649.3016 | 0.0021772 | 651.9467 | 0.00056348 | 651.3457 | 0.00033231 | 644.2603 | 0.00162 | 644.2603 | 0.00103 | 720.889 | 0.00041477 | 644.7028 | 0.10278 | 651.9467 | 0.00103 | 644.2603 | 0.39135 | 644.0308 | 0.02671 | 644.7028 | 0.12376 | 649.3016 | 0.9422 | 644.2603 | 0.01661 | 720.889 | 0.0008719 | 644.2603 | 7.8469e-05 | 644.7028 | 0.16997 | 720.889 | 0.071033 | 720.889 | 0.18292 | 0 | 0 | 0.00035073 | 9.1365e-05 | 8.0091e-05 | 0.00020879 | 0.00023645 | 2.0439e-05 | 0.02316 | 0.00011662 | 0.089555 | 0.0061657 | 0.027312 | 0.21721 | 0.0037108 | 0.0001433 | 1.8292e-06 | 0.038232 | 0.016429 | 0.042647
|  | 721.1238 | 0 | 721.1238 | 0 | 649.5313 | 0.00087613 | 652.1782 | 0.00022585 | 651.5783 | 0.0003565 | 644.4899 | 0.000199 | 644.4899 | 0.00103 | 721.1238 | -0.00024066 | 644.929 | 0.10194 | 652.1782 | -2.2506e-05 | 644.4899 | 0.38888 | 644.2603 | 0.02701 | 644.929 | 0.11767 | 649.5313 | 0.94878 | 644.4899 | 0.01572 | 721.1238 | 0.0003488 | 644.4899 | -6.2532e-05 | 644.929 | 0.16798 | 721.1238 | 0.068918 | 721.1238 | 0.18037 | 0 | 0 | 0.00033046 | 8.0354e-05 | 7.9373e-05 | 0.0001411 | 0.00030194 | 2.32e-05 | 0.023248 | 0.00011059 | 0.089114 | 0.0059559 | 0.026004 | 0.21863 | 0.0037036 | 0.00013031 | -7.7813e-07 | 0.037962 | 0.01623 | 0.042366
|  | 721.3586 | 0 | 721.3586 | 0 | 649.761 | 0.0020015 | 652.4097 | 0.00046832 | 651.8108 | 0.00032616 | 644.7195 | 0.00103 | 644.7195 | 0.0016 | 721.3586 | 0.00043827 | 645.1553 | 0.10357 | 652.4097 | 0.00097785 | 644.7195 | 0.38734 | 644.4899 | 0.02488 | 645.1553 | 0.11219 | 649.761 | 0.95501 | 644.7195 | 0.01654 | 721.3586 | 0.0007612 | 644.7195 | 5.5754e-05 | 645.1553 | 0.16758 | 721.3586 | 0.069327 | 721.3586 | 0.18049 | 0 | 0 | 0.00029933 | 9.1643e-05 | 7.895e-05 | 0.00018463 | 0.00044431 | 2.0579e-05 | 0.02318 | 0.0001661 | 0.089225 | 0.0057115 | 0.025121 | 0.22008 | 0.0038415 | 0.00012902 | 6.552e-06 | 0.037918 | 0.016138 | 0.04206
|  | 721.5934 | 0 | 721.5934 | 0 | 649.9907 | 0.00060434 | 652.6412 | 0.00032341 | 652.0433 | 0.00035284 | 644.9491 | 0.00057812 | 644.9491 | 0.00227 | 721.5934 | -0.00026298 | 645.3816 | 0.10127 | 652.6412 | 0.00045714 | 644.9491 | 0.38981 | 644.7195 | 0.02487 | 645.3816 | 0.1098 | 649.9907 | 0.96089 | 644.9491 | 0.01692 | 721.5934 | 0.00033779 | 644.9491 | 1.3139e-06 | 645.3816 | 0.1675 | 721.5934 | 0.068136 | 721.5934 | 0.17777 | 0 | 0 | 0.00028799 | 7.6908e-05 | 7.8842e-05 | 5.8215e-05 | 0.00041445 | 3.0274e-05 | 0.022681 | 0.00018025 | 0.089298 | 0.005504 | 0.024329 | 0.22139 | 0.0039837 | 0.00014976 | 1.2921e-06 | 0.037884 | 0.016071 | 0.041771
|  | 721.8282 | 0 | 721.8282 | 0 | 650.2205 | 0.0019028 | 652.8727 | 0.00034099 | 652.2759 | 0.00032508 | 645.1787 | -7.1046e-05 | 645.1787 | 0.00134 | 721.8282 | 0.00052083 | 645.6078 | 0.09922 | 652.8727 | 0.0011 | 645.1787 | 0.38801 | 644.9491 | 0.02307 | 645.6078 | 0.10525 | 650.2205 | 0.96645 | 645.1787 | 0.01778 | 721.8282 | 0.00093778 | 645.1787 | 9.9408e-06 | 645.6078 | 0.16737 | 721.8282 | 0.068747 | 721.8282 | 0.178 | 0 | 0 | 0.000294 | 5.6908e-05 | 7.8535e-05 | 4.8854e-05 | 0.00033295 | 4.8726e-05 | 0.022363 | 0.00015924 | 0.088527 | 0.0053614 | 0.022757 | 0.22263 | 0.0040023 | 0.00016764 | -1.8761e-06 | 0.037062 | 0.015968 | 0.041596
|  | 722.063 | 0 | 722.063 | 0 | 650.4502 | 0.00065668 | 653.1042 | 0.00015063 | 652.5085 | 0.0003502 | 645.4083 | 0.00049657 | 645.4083 | 0.00156 | 722.063 | -0.00010582 | 645.8342 | 0.0984 | 653.1042 | 0.00027562 | 645.4083 | 0.38306 | 645.1787 | 0.02363 | 645.8342 | 0.095849 | 650.4502 | 0.97169 | 645.4083 | 0.01708 | 722.063 | 0.00049003 | 645.4083 | -2.6282e-05 | 645.8342 | 0.16014 | 722.063 | 0.067256 | 722.063 | 0.17628 | 0 | 0 | 0.00029836 | 5.613e-05 | 7.7584e-05 | 3.5747e-05 | 0.00026482 | 4.1725e-05 | 0.022204 | 0.00016043 | 0.088259 | 0.0052388 | 0.021594 | 0.22386 | 0.0041226 | 0.00015433 | 1.3275e-05 | 0.036437 | 0.01583 | 0.041404
|  | 722.2979 | 0 | 722.2979 | 0 | 650.68 | 0.00194 | 653.3357 | 0.00033417 | 652.7411 | 0.00031687 | 645.6379 | -0.0001852 | 645.6379 | 0.00074669 | 722.2979 | 0.00046117 | 646.0605 | 0.09782 | 653.3357 | 0.00111 | 645.6379 | 0.38571 | 645.4083 | 0.022 | 646.0605 | 0.094984 | 650.68 | 0.97662 | 645.6379 | 0.01883 | 722.2979 | 0.00082434 | 645.6379 | 0.00014192 | 646.0605 | 0.16186 | 722.2979 | 0.06756 | 722.2979 | 0.17633 | 0 | 0 | 0.00030385 | 5.5274e-05 | 7.609e-05 | 1.9636e-05 | 0.00019328 | 3.3633e-05 | 0.021779 | 0.00015623 | 0.087807 | 0.0051031 | 0.021162 | 0.22489 | 0.0042294 | 0.00015199 | 1.0469e-05 | 0.036827 | 0.015743 | 0.041193
|  | 722.5327 | 0 | 722.5327 | 0 | 650.9097 | 0.00070521 | 653.5673 | 0.00014322 | 652.9737 | 0.00033739 | 645.8676 | 0.00035624 | 645.8676 | 0.00093689 | 722.5327 | -0.00017473 | 646.2868 | 0.09465 | 653.5673 | 0.00023927 | 645.8676 | 0.37913 | 645.6379 | 0.02245 | 646.2868 | 0.092024 | 650.9097 | 0.98123 | 645.8676 | 0.01801 | 722.5327 | 0.00047011 | 645.8676 | -5.0731e-05 | 646.2868 | 0.16358 | 722.5327 | 0.066516 | 722.5327 | 0.17449 | 0 | 0 | 0.00027674 | 7.0094e-05 | 7.5059e-05 | 0.00010474 | 0.00027296 | 3.0939e-05 | 0.021627 | 0.00016665 | 0.087026 | 0.0050193 | 0.020386 | 0.22597 | 0.0042583 | 0.00015848 | -9.0401e-07 | 0.036524 | 0.015641 | 0.040998
|  | 722.7675 | 0 | 722.7675 | 0 | 651.1395 | 0.0017034 | 653.7989 | 0.00046217 | 653.2064 | 0.00030798 | 646.0972 | 0.00055579 | 646.0972 | 0.00144 | 722.7675 | 0.00043821 | 646.5131 | 0.09647 | 653.7989 | 0.0012 | 646.0972 | 0.37867 | 645.8676 | 0.02127 | 646.5131 | 0.088129 | 651.1395 | 0.98549 | 646.0972 | 0.01907 | 722.7675 | 0.00087948 | 646.0972 | 4.2859e-05 | 646.5131 | 0.15918 | 722.7675 | 0.066686 | 722.7675 | 0.17466 | 0 | 0 | 0.00025763 | 7.9052e-05 | 7.4231e-05 | 0.00018785 | 0.00015661 | 4.8124e-05 | 0.021533 | 0.0001555 | 0.086883 | 0.0048761 | 0.019193 | 0.22691 | 0.0043373 | 0.00015942 | -1.0091e-05 | 0.035719 | 0.01552 | 0.040786
|  | 723.0024 | 0 | 723.0024 | 0 | 651.3693 | 0.00053889 | 654.0305 | 0.00022058 | 653.439 | 0.0003301 | 646.3269 | 0.00108 | 646.3269 | -7.6253e-05 | 723.0024 | -2.8397e-05 | 646.7395 | 0.09377 | 654.0305 | 0.000143 | 646.3269 | 0.37792 | 646.0972 | 0.02119 | 646.7395 | 0.081432 | 651.3693 | 0.98935 | 646.3269 | 0.0187 | 723.0024 | 0.00047812 | 646.3269 | -0.00013073 | 646.7395 | 0.15639 | 723.0024 | 0.065474 | 723.0024 | 0.17267 | 0 | 0 | 0.00023706 | 8.7015e-05 | 7.3346e-05 | 9.1347e-05 | 7.3255e-05 | 3.407e-05 | 0.021472 | 0.00019138 | 0.086886 | 0.00466 | 0.018433 | 0.22774 | 0.0044753 | 0.00015158 | -9.6416e-06 | 0.035589 | 0.015398 | 0.040485
|  | 723.2373 | 0 | 723.2373 | 0 | 651.5991 | 0.0015243 | 654.262 | 0.00053097 | 653.6716 | 0.00030057 | 646.5566 | -0.00028457 | 646.5566 | 0.00071414 | 723.2373 | 0.00031851 | 646.9658 | 0.09598 | 654.262 | 0.00151 | 646.5566 | 0.37866 | 646.3269 | 0.01939 | 646.9658 | 0.081461 | 651.5991 | 0.99274 | 646.5566 | 0.02027 | 723.2373 | 0.00081261 | 646.5566 | 4.6772e-05 | 646.9658 | 0.15811 | 723.2373 | 0.065646 | 723.2373 | 0.17208 | 0 | 0 | 0.00021214 | 8.0289e-05 | 7.2633e-05 | 4.6274e-05 | 0.00024278 | 1.8402e-05 | 0.021513 | 0.00023151 | 0.085993 | 0.0044455 | 0.017823 | 0.22845 | 0.0045842 | 0.00015957 | -9.0365e-07 | 0.035189 | 0.015263 | 0.040262
|  | 723.4722 | 0 | 723.4722 | 0 | 651.8289 | 0.00032201 | 654.4936 | 0.00016246 | 653.9043 | 0.00032378 | 646.7862 | 0.00068753 | 646.7862 | 0.0014 | 723.4722 | -0.00016183 | 647.1922 | 0.09408 | 654.4936 | 0.00048951 | 646.7862 | 0.37018 | 646.5566 | 0.01932 | 647.1922 | 0.076002 | 651.8289 | 0.99558 | 646.7862 | 0.01965 | 723.4722 | 0.00054603 | 646.7862 | -5.4641e-05 | 647.1922 | 0.15277 | 723.4722 | 0.064314 | 723.4722 | 0.17073 | 0 | 0 | 0.0002258 | 7.6461e-05 | 7.1293e-05 | 0.00021217 | 0.00031696 | 2.2212e-05 | 0.021204 | 0.00011377 | 0.084538 | 0.004242 | 0.017034 | 0.22903 | 0.0045867 | 0.00015808 | -1.4484e-05 | 0.034624 | 0.015142 | 0.04007
|  | 723.707 | 0 | 723.707 | 0 | 652.0587 | 0.0016432 | 654.7252 | 0.00049774 | 654.137 | 0.00028907 | 647.0159 | 0.00116 | 647.0159 | 0.00136 | 723.707 | 0.00035096 | 647.4186 | 0.09325 | 654.7252 | 0.00049282 | 647.0159 | 0.36596 | 646.7862 | 0.01762 | 647.4186 | 0.07449 | 652.0587 | 0.99778 | 647.0159 | 0.02029 | 723.707 | 0.00080005 | 647.0159 | -7.1482e-05 | 647.4186 | 0.15313 | 723.707 | 0.064623 | 723.707 | 0.17047 | 0 | 0 | 0.00022219 | 6.1388e-05 | 6.9832e-05 | 0.0001977 | 0.0001767 | 4.0786e-05 | 0.020855 | 9.9898e-05 | 0.084573 | 0.0041147 | 0.016465 | 0.22952 | 0.0046659 | 0.00015695 | -3.921e-06 | 0.034644 | 0.015092 | 0.039856
|  | 723.9419 | 0 | 723.9419 | 0 | 652.2886 | 0.00029009 | 654.9569 | 3.2314e-05 | 654.3696 | 0.00031119 | 647.2456 | 0.00056152 | 647.2456 | 0.00017866 | 723.9419 | -3.701e-06 | 647.645 | 0.091 | 654.9569 | 0.00036975 | 647.2456 | 0.37048 | 647.0159 | 0.01821 | 647.645 | 0.070975 | 652.2886 | 0.99927 | 647.2456 | 0.02034 | 723.9419 | 0.00053623 | 647.2456 | 3.7339e-05 | 647.645 | 0.15294 | 723.9419 | 0.063871 | 723.9419 | 0.16888 | 0 | 0 | 0.0002063 | 5.324e-05 | 6.8248e-05 | 0.00023909 | 0.00017444 | 5.0035e-05 | 0.020872 | 0.00017717 | 0.084788 | 0.0040561 | 0.015809 | 0.22971 | 0.0047692 | 0.00015285 | 1.4635e-05 | 0.034814 | 0.015038 | 0.039639
|  | 724.1768 | 0 | 724.1768 | 0 | 652.5184 | 0.0015054 | 655.1885 | 0.00042739 | 654.6024 | 0.00027531 | 647.4753 | 0.00152 | 647.4753 | 0.00134 | 724.1768 | 0.0004297 | 647.8713 | 0.0934 | 655.1885 | 0.00116 | 647.4753 | 0.36767 | 647.2456 | 0.01711 | 647.8713 | 0.068691 | 652.5184 | 1 | 647.4753 | 0.02118 | 724.1768 | 0.00076514 | 647.4753 | 9.0073e-05 | 647.8713 | 0.15463 | 724.1768 | 0.064158 | 724.1768 | 0.1686 | 0 | 0 | 0.00018857 | 6.1945e-05 | 6.6561e-05 | 0.00014321 | 0.00021298 | 5.7896e-05 | 0.021039 | 0.00015655 | 0.084251 | 0.0040019 | 0.015215 | 0.22985 | 0.0048257 | 0.00015045 | 3.9187e-06 | 0.034976 | 0.014955 | 0.039433
|  | 724.4118 | 0 | 724.4118 | 0 | 652.7482 | 0.00013533 | 655.4201 | 0.00010747 | 654.835 | 0.00029686 | 647.7051 | -0.00027329 | 647.7051 | 0.00051414 | 724.4118 | 6.3202e-05 | 648.0977 | 0.09247 | 655.4201 | 0.00019168 | 647.7051 | 0.36578 | 647.4753 | 0.01773 | 648.0977 | 0.065732 | 652.7482 | 0.99997 | 647.7051 | 0.02083 | 724.4118 | 0.00051572 | 647.7051 | -5.5959e-05 | 648.0977 | 0.15438 | 724.4118 | 0.063161 | 724.4118 | 0.16711 | 0 | 0 | 0.00018276 | 5.4152e-05 | 6.5365e-05 | 5.5047e-05 | 0.00020379 | 5.0857e-05 | 0.020862 | 0.00012821 | 0.083778 | 0.0038665 | 0.01456 | 0.22976 | 0.0049415 | 0.00014645 | 8.4796e-06 | 0.034616 | 0.014826 | 0.039202
|  | 724.6467 | 0 | 724.6467 | 0 | 652.9781 | 0.0014549 | 655.6517 | 0.00036012 | 655.0678 | 0.00026486 | 647.9348 | 0.00075252 | 647.9348 | 0.00126 | 724.6467 | 0.00036975 | 648.3242 | 0.09179 | 655.6517 | 0.00091536 | 647.9348 | 0.36358 | 647.7051 | 0.01593 | 648.3242 | 0.062866 | 652.9781 | 0.99919 | 647.9348 | 0.02219 | 724.6467 | 0.00073103 | 647.9348 | 0.00012978 | 648.3242 | 0.15136 | 724.6467 | 0.063052 | 724.6467 | 0.16662 | 0 | 0 | 0.00018677 | 4.6742e-05 | 6.4563e-05 | 9.801e-05 | 0.00020748 | 5.2018e-05 | 0.020513 | 0.00010254 | 0.08293 | 0.0037182 | 0.013881 | 0.22951 | 0.0050589 | 0.00014601 | 1.0441e-05 | 0.034168 | 0.01471 | 0.038991
|  | 724.8816 | 0 | 724.8816 | 0 | 653.2079 | 0.00017017 | 655.8834 | 4.3366e-05 | 655.3005 | 0.00028997 | 648.1645 | 0.00010071 | 648.1645 | 0.00054622 | 724.8816 | 7.3089e-05 | 648.5505 | 0.08944 | 655.8834 | -3.0253e-05 | 648.1645 | 0.35837 | 647.9348 | 0.01644 | 648.5505 | 0.059772 | 653.2079 | 0.99776 | 648.1645 | 0.02185 | 724.8816 | 0.00051195 | 648.1645 | -3.8884e-05 | 648.5505 | 0.1505 | 724.8816 | 0.062179 | 724.8816 | 0.16532 | 0 | 0 | 0.00017735 | 5.7084e-05 | 6.4279e-05 | 6.9595e-05 | 4.2786e-05 | 4.3015e-05 | 0.020337 | 0.00015053 | 0.082202 | 0.0035437 | 0.013231 | 0.22917 | 0.0051462 | 0.0001443 | 1.1093e-05 | 0.034105 | 0.01458 | 0.038798
|  | 725.1166 | 0 | 725.1166 | 0 | 653.4379 | 0.0013726 | 656.115 | 0.00044953 | 655.5332 | 0.00026244 | 648.3943 | 0.00050515 | 648.3943 | -0.00017375 | 725.1166 | 0.00029308 | 648.777 | 0.09018 | 656.115 | 0.00133 | 648.3943 | 0.35724 | 648.1645 | 0.01441 | 648.777 | 0.057089 | 653.4379 | 0.99575 | 648.3943 | 0.02295 | 725.1166 | 0.00071641 | 648.3943 | 0.00013546 | 648.777 | 0.15072 | 725.1166 | 0.061932 | 725.1166 | 0.16495 | 0 | 0 | 0.00016913 | 5.1241e-05 | 6.3361e-05 | 0.00010447 | -6.7579e-05 | 3.4688e-05 | 0.019931 | 0.00013324 | 0.081639 | 0.0033611 | 0.012793 | 0.2286 | 0.0052792 | 0.00014854 | 1.5532e-05 | 0.033888 | 0.014428 | 0.038536
|  | 725.3515 | 0 | 725.3515 | 0 | 653.6677 | 9.8976e-05 | 656.3467 | -7.208e-06 | 655.7659 | 0.00028206 | 648.624 | 0.00040437 | 648.624 | -0.00041458 | 725.3515 | 2.206e-06 | 649.0034 | 0.08586 | 656.3467 | -0.00017981 | 648.624 | 0.3535 | 648.3943 | 0.01485 | 649.0034 | 0.055899 | 653.6677 | 0.99329 | 648.624 | 0.02301 | 725.3515 | 0.00054802 | 648.624 | -2.3394e-07 | 649.0034 | 0.14858 | 725.3515 | 0.060885 | 725.3515 | 0.16308 | 0 | 0 | 0.00014507 | 3.0975e-05 | 6.1793e-05 | 5.6224e-05 | 5.0948e-06 | 2.8734e-05 | 0.019709 | 6.0017e-05 | 0.081008 | 0.0033173 | 0.012217 | 0.22805 | 0.005375 | 0.00014853 | 7.127e-06 | 0.033541 | 0.014301 | 0.038232
|  | 725.5865 | 0 | 725.5865 | 0 | 653.8976 | 0.001163 | 656.5784 | 0.00027459 | 655.9987 | 0.00024897 | 648.8538 | 8.4957e-05 | 648.8538 | 0.00045893 | 725.5865 | 0.00024238 | 649.2299 | 0.08822 | 656.5784 | 0.00069789 | 648.8538 | 0.35153 | 648.624 | 0.01403 | 649.2299 | 0.052004 | 653.8976 | 0.99046 | 648.8538 | 0.02377 | 725.5865 | 0.00071626 | 648.8538 | 6.2261e-05 | 649.2299 | 0.14767 | 725.5865 | 0.06085 | 725.5865 | 0.16235 | 0 | 0 | 0.00014205 | 3.6998e-05 | 6.0348e-05 | 5.3771e-05 | 0.00010374 | 2.4226e-05 | 0.019618 | 3.1815e-05 | 0.080403 | 0.0033585 | 0.011898 | 0.22737 | 0.0054322 | 0.00015211 | -1.5733e-06 | 0.033097 | 0.014217 | 0.037974
|  | 725.8215 | 0 | 725.8215 | 0 | 654.1276 | 7.2642e-05 | 656.8102 | 4.4704e-05 | 656.2314 | 0.0002695 | 649.0836 | 0.00038314 | 649.0836 | 0.00044416 | 725.8215 | -3.6186e-05 | 649.4563 | 0.08505 | 656.8102 | -0.00042333 | 649.0836 | 0.34842 | 648.8538 | 0.0152 | 649.4563 | 0.053081 | 654.1276 | 0.98734 | 649.0836 | 0.02352 | 725.8215 | 0.00057838 | 649.0836 | -7.5958e-05 | 649.4563 | 0.14465 | 725.8215 | 0.060152 | 725.8215 | 0.16085 | 0 | 0 | 0.00016041 | 4.7392e-05 | 5.9072e-05 | 9.9015e-05 | 0.0001412 | 1.7274e-05 | 0.019513 | 0.0001143 | 0.079934 | 0.0031865 | 0.011537 | 0.22662 | 0.005446 | 0.00015322 | -1.6483e-06 | 0.032743 | 0.014123 | 0.037718
|  | 726.0565 | 0 | 726.0565 | 0 | 654.3575 | 0.0013228 | 657.0419 | 0.00036439 | 656.4642 | 0.00023804 | 649.3134 | 0.00047864 | 649.3134 | 0.00078479 | 726.0565 | 0.00018321 | 649.6828 | 0.08725 | 657.0419 | 0.00141 | 649.3134 | 0.34729 | 649.0836 | 0.01254 | 649.6828 | 0.04879 | 654.3575 | 0.98396 | 649.3134 | 0.02388 | 726.0565 | 0.00072573 | 649.3134 | 6.1611e-05 | 649.6828 | 0.14446 | 726.0565 | 0.060053 | 726.0565 | 0.16018 | 0 | 0 | 0.00018333 | 5.1879e-05 | 5.7772e-05 | 0.00015327 | 0.00014155 | 2.0015e-05 | 0.019157 | 0.00018348 | 0.079781 | 0.0030114 | 0.010818 | 0.22581 | 0.0055681 | 0.0001522 | 1.3001e-05 | 0.032659 | 0.014032 | 0.037482
|  | 726.2914 | 0 | 726.2914 | 0 | 654.5874 | 0.00027202 | 657.2736 | 8.344e-05 | 656.697 | 0.00025831 | 649.5431 | 0.00085531 | 649.5431 | 0.00044712 | 726.2914 | -1.2864e-05 | 649.9092 | 0.08195 | 657.2736 | 0.00017387 | 649.5431 | 0.34706 | 649.3134 | 0.01367 | 649.9092 | 0.046759 | 654.5874 | 0.98032 | 649.5431 | 0.02458 | 726.2914 | 0.00056961 | 649.5431 | 5.1536e-05 | 649.9092 | 0.14399 | 726.2914 | 0.059372 | 726.2914 | 0.15883 | 0 | 0 | 0.0002018 | 4.1969e-05 | 5.6296e-05 | 0.00016613 | 0.00019385 | 6.032e-06 | 0.018828 | 0.00011898 | 0.079582 | 0.0029736 | 0.010648 | 0.22494 | 0.0057117 | 0.00015417 | 1.4385e-05 | 0.032677 | 0.013893 | 0.037252
|  | 726.5264 | 0 | 726.5264 | 0 | 654.8173 | 0.0014833 | 657.5053 | 0.00027875 | 656.9298 | 0.00022536 | 649.773 | 0.00059052 | 649.773 | 0.00124 | 726.5264 | 6.42e-05 | 650.1357 | 0.0843 | 657.5053 | 0.00085292 | 649.773 | 0.34556 | 649.5431 | 0.01221 | 650.1357 | 0.047262 | 654.8173 | 0.97637 | 649.773 | 0.02513 | 726.5264 | 0.00074246 | 649.773 | 7.3657e-05 | 650.1357 | 0.14455 | 726.5264 | 0.058867 | 726.5264 | 0.15821 | 0 | 0 | 0.00017644 | 2.6204e-05 | 5.5032e-05 | 9.3064e-05 | 0.0002373 | 5.6117e-06 | 0.019031 | 0.00012892 | 0.078665 | 0.0028622 | 0.010443 | 0.22405 | 0.0056695 | 0.00016259 | -4.6778e-06 | 0.032428 | 0.013748 | 0.037059
|  | 726.7614 | 0 | 726.7614 | 0 | 655.0473 | 5.109e-05 | 657.7371 | -5.2612e-05 | 657.1626 | 0.00024745 | 650.0028 | 0.00021923 | 650.0028 | 0.00082473 | 726.7614 | -1.6443e-05 | 650.3622 | 0.08374 | 657.7371 | 0.00025966 | 650.0028 | 0.3389 | 649.773 | 0.0127 | 650.3622 | 0.044953 | 655.0473 | 0.97206 | 650.0028 | 0.0242 | 726.7614 | 0.00064123 | 650.0028 | -0.00011436 | 650.3622 | 0.14179 | 726.7614 | 0.058129 | 726.7614 | 0.15718 | 0 | 0 | 0.00015962 | 2.4937e-05 | 5.4178e-05 | 2.5189e-05 | 9.4761e-05 | 2.4164e-05 | 0.019289 | 0.0001415 | 0.077641 | 0.0027388 | 0.010367 | 0.22295 | 0.0057726 | 0.00015829 | -1.4544e-05 | 0.032411 | 0.013646 | 0.03682
|  | 726.9965 | 0 | 726.9965 | 0 | 655.2772 | 0.0013374 | 657.9688 | 0.00026782 | 657.3954 | 0.00021789 | 650.2326 | 0 | 650.2326 | 0 | 726.9965 | 0.00022208 | 650.5887 | 0.08663 | 657.9688 | 0.00096151 | 650.2326 | 0.33683 | 650.0028 | 0.01113 | 650.5887 | 0.046612 | 655.2772 | 0.96732 | 650.2326 | 0.02604 | 726.9965 | 0.00070583 | 650.2326 | -1.2221e-05 | 650.5887 | 0.14447 | 726.9965 | 0.057994 | 726.9965 | 0.15615 | 0 | 0 | 0.00016511 | 2.7277e-05 | 5.3136e-05 | 0 | 0 | 4.1461e-05 | 0.01909 | 7.6396e-05 | 0.076954 | 0.0025898 | 0.01017 | 0.22186 | 0.0058819 | 0.00015711 | -1.0485e-05 | 0.032473 | 0.013571 | 0.036503
|  | 727.2315 | 0 | 727.2315 | 0 | 655.5072 | 9.8538e-05 | 658.2006 | -3.2418e-05 | 657.6282 | 0.00023864 | 650.4625 | 0 | 650.4625 | 0 | 727.2315 | 0.00013074 | 650.8152 | 0.08188 | 658.2006 | -0.00030221 | 650.4625 | 0.33277 | 650.2326 | 0.01141 | 650.8152 | 0.043168 | 655.5072 | 0.96207 | 650.4625 | 0.02514 | 727.2315 | 0.00063113 | 650.4625 | -7.9017e-05 | 650.8152 | 0.14219 | 727.2315 | 0.057493 | 727.2315 | 0.15447 | 0 | 0 | 0.00015325 | 1.9644e-05 | 5.1992e-05 | 0 | 0 | 4.3943e-05 | 0.018743 | 5.5747e-05 | 0.076099 | 0.0024594 | 0.0097922 | 0.22059 | 0.0059476 | 0.00015954 | -9.8868e-06 | 0.032229 | 0.013486 | 0.036232
|  | 727.4665 | 0 | 727.4665 | 0 | 655.7372 | 0.0012342 | 658.4324 | 0.0002019 | 657.8611 | 0.00020794 | 650.6923 | 0 | 650.6923 | 0 | 727.4665 | 0.00024318 | 651.0417 | 0.08362 | 658.4324 | 0.00078318 | 650.6923 | 0.32936 | 650.4625 | 0.00999 | 651.0417 | 0.043296 | 655.7372 | 0.95626 | 650.6923 | 0.02661 | 727.4665 | 0.00072639 | 650.6923 | -7.0075e-06 | 651.0417 | 0.14239 | 727.4665 | 0.057265 | 727.4665 | 0.15383 | 0 | 0 | 0.00018389 | 2.0653e-05 | 5.0501e-05 | 0 | 0 | 4.1375e-05 | 0.018558 | 8.5814e-05 | 0.075221 | 0.0024434 | 0.0093101 | 0.21918 | 0.0060212 | 0.0001677 | -3.3149e-06 | 0.032039 | 0.01339 | 0.036012
|  | 727.7016 | 0 | 727.7016 | 0 | 655.9672 | 0.00036501 | 658.6641 | -2.3667e-05 | 658.0939 | 0.00022583 | 650.9222 | 0 | 650.9222 | 0 | 727.7016 | 0.00010889 | 651.2682 | 0.08025 | 658.6641 | -4.2609e-05 | 650.9222 | 0.32513 | 650.6923 | 0.01127 | 651.2682 | 0.038912 | 655.9672 | 0.94986 | 650.9222 | 0.02578 | 727.7016 | 0.00070064 | 650.9222 | -2.1835e-05 | 651.2682 | 0.14051 | 727.7016 | 0.056677 | 727.7016 | 0.15261 | 0 | 0 | 0.00019628 | 3.2087e-05 | 4.9481e-05 | 0 | 0 | 2.9254e-05 | 0.018015 | 7.9772e-05 | 0.075132 | 0.0024032 | 0.0087054 | 0.21764 | 0.006135 | 0.00016484 | -3.4434e-06 | 0.031459 | 0.013257 | 0.035741
|  | 727.9366 | 0 | 727.9366 | 0 | 656.1971 | 0.0013419 | 658.8959 | 0.00030049 | 658.3268 | 0.00019917 | 651.152 | 0 | 651.152 | 0 | 727.9366 | 0.00014002 | 651.4948 | 0.07878 | 658.8959 | 0.00073083 | 651.152 | 0.32859 | 650.9222 | 0.00964 | 651.4948 | 0.037936 | 656.1971 | 0.94285 | 651.152 | 0.0276 | 727.9366 | 0.00070191 | 651.152 | -8.1257e-06 | 651.4948 | 0.1372 | 727.9366 | 0.056116 | 727.9366 | 0.1515 | 0 | 0 | 0.00015514 | 3.2781e-05 | 4.8929e-05 | 0 | 0 | 3.5887e-05 | 0.017727 | 4.1249e-05 | 0.074969 | 0.0023216 | 0.0084402 | 0.21602 | 0.0063384 | 0.00016359 | -1.0942e-05 | 0.031231 | 0.013138 | 0.0355
|  | 728.1717 | 0 | 728.1717 | 0 | 656.4272 | 6.8961e-06 | 659.1277 | -1.7667e-05 | 658.5597 | 0.00022099 | 651.3819 | 0 | 651.3819 | 0 | 728.1717 | 0.00016531 | 651.7214 | 0.07771 | 659.1277 | -0.00037494 | 651.3819 | 0.32371 | 651.152 | 0.01056 | 651.7214 | 0.036571 | 656.4272 | 0.93525 | 651.3819 | 0.02755 | 728.1717 | 0.00068993 | 651.3819 | -8.7077e-05 | 651.7214 | 0.13849 | 728.1717 | 0.055662 | 728.1717 | 0.15054 | 0 | 0 | 0.00014427 | 2.5629e-05 | 4.8889e-05 | 0 | 0 | 3.2619e-05 | 0.018043 | 1.6343e-05 | 0.074275 | 0.0023181 | 0.0083976 | 0.21415 | 0.0064464 | 0.00016524 | 2.0251e-07 | 0.0314 | 0.01304 | 0.035271
|  | 728.4068 | 0 | 728.4068 | 0 | 656.6572 | 0.0012477 | 659.3596 | 0.00023878 | 658.7925 | 0.00019893 | 651.6118 | 0 | 651.6118 | 0 | 728.4068 | 0.00011222 | 651.9479 | 0.0816 | 659.3596 | 0.00051595 | 651.6118 | 0.32255 | 651.3819 | 0.00961 | 651.9479 | 0.03758 | 656.6572 | 0.92707 | 651.6118 | 0.02854 | 728.4068 | 0.00071599 | 651.6118 | 8.8839e-05 | 651.9479 | 0.13878 | 728.4068 | 0.055286 | 728.4068 | 0.14955 | 0 | 0 | 0.0001528 | 1.9433e-05 | 4.8407e-05 | 0 | 0 | 3.1008e-05 | 0.018264 | 5.9305e-05 | 0.073398 | 0.0022342 | 0.0082471 | 0.21226 | 0.0064662 | 0.00016756 | 3.274e-06 | 0.031657 | 0.012945 | 0.035037
|  | 728.6419 | 0 | 728.6419 | 0 | 656.8872 | 8.0757e-05 | 659.5914 | -7.1121e-05 | 659.0254 | 0.00021674 | 651.8417 | 0 | 651.8417 | 0 | 728.6419 | 0.00015158 | 652.1744 | 0.07963 | 659.5914 | -4.282e-06 | 651.8417 | 0.31594 | 651.6118 | 0.00983 | 652.1744 | 0.035222 | 656.8872 | 0.91834 | 651.8417 | 0.02771 | 728.6419 | 0.00070947 | 651.8417 | -6.0358e-05 | 652.1744 | 0.14068 | 728.6419 | 0.054843 | 728.6419 | 0.14852 | 0 | 0 | 0.00016515 | 2.4357e-05 | 4.7628e-05 | 0 | 0 | 3.7928e-05 | 0.018099 | 6.2626e-05 | 0.072646 | 0.0021117 | 0.0080029 | 0.21019 | 0.0065309 | 0.0001757 | 1.1891e-07 | 0.031959 | 0.012846 | 0.034782
|  | 728.877 | 0 | 728.877 | 0 | 657.1172 | 0.0013551 | 659.8232 | 0.00028121 | 659.2584 | 0.00019224 | 652.0716 | 0 | 652.0716 | 0 | 728.877 | 0.00017109 | 652.4011 | 0.0801 | 659.8232 | 0.00054446 | 652.0716 | 0.31598 | 651.8417 | 0.00854 | 652.4011 | 0.035405 | 657.1172 | 0.90909 | 652.0716 | 0.0291 | 728.877 | 0.00078525 | 652.0716 | 6.1392e-05 | 652.4011 | 0.14137 | 728.877 | 0.054445 | 728.877 | 0.14738 | 0 | 0 | 0.00018716 | 3.6877e-05 | 4.7459e-05 | 0 | 0 | 4.4508e-05 | 0.017857 | 3.8076e-05 | 0.072546 | 0.0020348 | 0.0077544 | 0.20801 | 0.0067194 | 0.00018496 | 5.8813e-06 | 0.031855 | 0.012738 | 0.034517
|  | 729.1121 | 0 | 729.1121 | 0 | 657.3473 | 0.00027208 | 660.0551 | 3.6873e-05 | 659.4913 | 0.00021529 | 652.3015 | 0 | 652.3015 | 0 | 729.1121 | 0.00020754 | 652.6276 | 0.07754 | 660.0551 | -0.00021603 | 652.3015 | 0.31507 | 652.0716 | 0.00916 | 652.6276 | 0.033048 | 657.3473 | 0.89934 | 652.3015 | 0.02935 | 729.1121 | 0.00078821 | 652.3015 | -1.0233e-05 | 652.6276 | 0.13984 | 729.1121 | 0.053921 | 729.1121 | 0.14626 | 0 | 0 | 0.00019504 | 3.9506e-05 | 4.7596e-05 | 0 | 0 | 3.2719e-05 | 0.017655 | 6.3228e-05 | 0.072068 | 0.0019888 | 0.0075421 | 0.20571 | 0.0068976 | 0.00017301 | 2.9544e-06 | 0.031627 | 0.012627 | 0.034283
|  | 729.3472 | 0 | 729.3472 | 0 | 657.5773 | 0.0014236 | 660.2869 | 0.00030396 | 659.7242 | 0.00019342 | 652.5314 | 0 | 652.5314 | 0 | 729.3472 | 7.0782e-05 | 652.8542 | 0.07831 | 660.2869 | 0.00076152 | 652.5314 | 0.31183 | 652.3015 | 0.00814 | 652.8542 | 0.03353 | 657.5773 | 0.88911 | 652.5314 | 0.03065 | 729.3472 | 0.00068353 | 652.5314 | 3.5933e-05 | 652.8542 | 0.13935 | 729.3472 | 0.053497 | 729.3472 | 0.14537 | 0 | 0 | 0.00019162 | 3.7297e-05 | 4.7483e-05 | 0 | 0 | 3.0264e-05 | 0.017547 | 5.1549e-05 | 0.071432 | 0.0018313 | 0.007194 | 0.20336 | 0.006962 | 0.00016849 | 5.3757e-06 | 0.031552 | 0.012565 | 0.034086
|  | 729.5823 | 0 | 729.5823 | 0 | 657.8074 | 0.00024189 | 660.5188 | 1.7745e-05 | 659.9571 | 0.00021432 | 652.7613 | 0 | 652.7613 | 0 | 729.5823 | 0.00018665 | 653.0808 | 0.07655 | 660.5188 | -0.00031688 | 652.7613 | 0.30953 | 652.5314 | 0.00779 | 653.0808 | 0.029959 | 657.8074 | 0.87842 | 652.7613 | 0.02991 | 729.5823 | 0.00074969 | 652.7613 | 1.0829e-05 | 653.0808 | 0.1391 | 729.5823 | 0.053384 | 729.5823 | 0.14457 | 0 | 0 | 0.00015769 | 1.6842e-05 | 4.694e-05 | 0 | 0 | 2.9143e-05 | 0.017327 | 8.1421e-07 | 0.070728 | 0.0017405 | 0.0067166 | 0.20079 | 0.0069965 | 0.00016946 | -8.3476e-06 | 0.031438 | 0.012477 | 0.0338
|  | 729.8174 | 0 | 729.8174 | 0 | 658.0375 | 0.0011291 | 660.7507 | 0.00012753 | 660.1901 | 0.00018866 | 652.9913 | 0 | 652.9913 | 0 | 729.8174 | 6.1237e-05 | 653.3074 | 0.07637 | 660.7507 | 0.00032391 | 652.9913 | 0.30571 | 652.7613 | 0.00735 | 653.3074 | 0.029316 | 658.0375 | 0.86727 | 652.9913 | 0.03095 | 729.8174 | 0.00069174 | 652.9913 | -8.3442e-05 | 653.3074 | 0.13835 | 729.8174 | 0.052748 | 729.8174 | 0.14292 | 0 | 0 | 0.00015634 | 1.4567e-05 | 4.6226e-05 | 0 | 0 | 3.2311e-05 | 0.01737 | 4.6792e-05 | 0.070217 | 0.0017704 | 0.0065924 | 0.19823 | 0.0071627 | 0.00017898 | 2.8499e-06 | 0.03095 | 0.012364 | 0.033536
|  | 730.0526 | 0 | 730.0526 | 0 | 658.2676 | 0.00022978 | 660.9826 | -1.9207e-06 | 660.423 | 0.00020819 | 653.2213 | 0 | 653.2213 | 0 | 730.0526 | 0.00021359 | 653.5341 | 0.07692 | 660.9826 | 7.9578e-05 | 653.2213 | 0.30493 | 652.9913 | 0.00805 | 653.5341 | 0.028863 | 658.2676 | 0.85568 | 653.2213 | 0.03134 | 730.0526 | 0.00083062 | 653.2213 | 0.00010823 | 653.5341 | 0.1348 | 730.0526 | 0.052417 | 730.0526 | 0.14232 | 0 | 0 | 0.00019184 | 2.1813e-05 | 4.5877e-05 | 0 | 0 | 2.8262e-05 | 0.01718 | 8.7177e-05 | 0.069821 | 0.0017053 | 0.0065157 | 0.19551 | 0.0073643 | 0.00017596 | 1.6288e-05 | 0.030574 | 0.012239 | 0.033365
|  | 730.2877 | 0 | 730.2877 | 0 | 658.4977 | 0.0014376 | 661.2145 | 0.00019007 | 660.656 | 0.00018564 | 653.4512 | 0 | 653.4512 | 0 | 730.2877 | 2.6785e-05 | 653.7607 | 0.0747 | 661.2145 | 0.00067237 | 653.4512 | 0.30242 | 653.2213 | 0.00678 | 653.7607 | 0.028639 | 658.4977 | 0.84364 | 653.4512 | 0.03272 | 730.2877 | 0.00066595 | 653.4512 | 3.3458e-05 | 653.7607 | 0.13502 | 730.2877 | 0.051682 | 730.2877 | 0.14145 | 0 | 0 | 0.00015425 | 1.4626e-05 | 4.5787e-05 | 0 | 0 | 3.7315e-05 | 0.017149 | 7.3434e-05 | 0.069756 | 0.0016715 | 0.006146 | 0.19269 | 0.0074893 | 0.00017059 | -4.5236e-06 | 0.030744 | 0.012137 | 0.033182
|  | 730.5229 | 0 | 730.5229 | 0 | 658.7278 | -9.6977e-05 | 661.4464 | -6.394e-05 | 660.889 | 0.00020743 | 653.6812 | 0 | 653.6812 | 0 | 730.5229 | 0.00029057 | 653.9873 | 0.07665 | 661.4464 | -3.9123e-05 | 653.6812 | 0.30421 | 653.4512 | 0.00776 | 653.9873 | 0.025601 | 658.7278 | 0.83118 | 653.6812 | 0.03241 | 730.5229 | 0.00078492 | 653.6812 | -7.2797e-05 | 653.9873 | 0.1363 | 730.5229 | 0.051545 | 730.5229 | 0.14076 | 0 | 0 | 0.00013805 | 1.1251e-05 | 4.5671e-05 | 0 | 0 | 5.134e-05 | 0.017398 | 0.00011375 | 0.06923 | 0.0016409 | 0.0058637 | 0.18978 | 0.0075295 | 0.0001748 | -2.7172e-07 | 0.030735 | 0.012058 | 0.032934
|  | 730.758 | 0 | 730.758 | 0 | 658.9579 | 0.0012969 | 661.6783 | 0.00016096 | 661.1219 | 0.00018465 | 653.9111 | 0 | 653.9111 | 0 | 730.758 | 0.00014605 | 654.2139 | 0.07689 | 661.6783 | 0.00102 | 653.9111 | 0.29784 | 653.6812 | 0.00651 | 654.2139 | 0.026148 | 658.9579 | 0.81831 | 653.9111 | 0.03307 | 730.758 | 0.00070164 | 653.9111 | 7.0434e-05 | 654.2139 | 0.13495 | 730.758 | 0.051003 | 730.758 | 0.13933 | 0 | 0 | 0.00017419 | 1.595e-05 | 4.508e-05 | 0 | 0 | 6.855e-05 | 0.017137 | 9.9659e-05 | 0.068349 | 0.0016087 | 0.0056002 | 0.18682 | 0.0076396 | 0.00019167 | 4.8152e-06 | 0.03013 | 0.012003 | 0.032747
|  | 730.9932 | 0 | 730.9932 | 0 | 659.188 | 0.00021671 | 661.9103 | -2.3427e-05 | 661.355 | 0.00020226 | 654.1412 | 0 | 654.1412 | 0 | 730.9932 | 0.00043693 | 654.4406 | 0.07431 | 661.9103 | -0.00016065 | 654.1412 | 0.2964 | 653.9111 | 0.00748 | 654.4406 | 0.023261 | 659.188 | 0.80503 | 654.1412 | 0.03335 | 730.9932 | 0.00092845 | 654.1412 | -2.857e-05 | 654.4406 | 0.13088 | 730.9932 | 0.051074 | 730.9932 | 0.13917 | 0 | 0 | 0.00017648 | 2.0443e-05 | 4.4599e-05 | 0 | 0 | 6.628e-05 | 0.01714 | 8.9973e-05 | 0.067779 | 0.0015298 | 0.0053941 | 0.18367 | 0.0078653 | 0.00019697 | 5.9506e-06 | 0.030054 | 0.011894 | 0.032534
|  | 731.2284 | 0 | 731.2284 | 0 | 659.4182 | 0.0013173 | 662.1422 | 0.00019971 | 661.5879 | 0.00018061 | 654.3711 | 0 | 654.3711 | 0 | 731.2284 | 0.00012671 | 654.6673 | 0.07691 | 662.1422 | 0.00093651 | 654.3711 | 0.29303 | 654.1412 | 0.00582 | 654.6673 | 0.02433 | 659.4182 | 0.79138 | 654.3711 | 0.03505 | 731.2284 | 0.00074657 | 654.3711 | 8.0318e-05 | 654.6673 | 0.13428 | 731.2284 | 0.050068 | 731.2284 | 0.1375 | 0 | 0 | 0.00015871 | 3.8848e-05 | 4.447e-05 | 0 | 0 | 5.4464e-05 | 0.016986 | 0.00010725 | 0.067267 | 0.001488 | 0.0055166 | 0.18054 | 0.008029 | 0.00018595 | 1.4579e-05 | 0.030081 | 0.011761 | 0.032229
|  | 731.4636 | 0 | 731.4636 | 0 | 659.6483 | 6.1827e-05 | 662.3741 | 0.00013527 | 661.821 | 0.00020105 | 654.6011 | 0 | 654.6011 | 0 | 731.4636 | 0.00033644 | 654.8939 | 0.073 | 662.3741 | -1.1735e-05 | 654.6011 | 0.29193 | 654.3711 | 0.00712 | 654.8939 | 0.024355 | 659.6483 | 0.77739 | 654.6011 | 0.03477 | 731.4636 | 0.00083469 | 654.6011 | 4.6461e-05 | 654.8939 | 0.1312 | 731.4636 | 0.049946 | 731.4636 | 0.13657 | 0 | 0 | 0.00015582 | 5.5651e-05 | 4.4025e-05 | 0 | 0 | 3.5578e-05 | 0.016925 | 0.00010744 | 0.067054 | 0.0014926 | 0.0053964 | 0.17728 | 0.0081733 | 0.00017146 | 1.589e-05 | 0.02977 | 0.011663 | 0.031976
|  | 731.6988 | 0 | 731.6988 | 0 | 659.8785 | 0.0012922 | 662.6061 | 0.00034451 | 662.054 | 0.00017678 | 654.8312 | 0 | 654.8312 | 0 | 731.6988 | -3.3911e-05 | 655.1206 | 0.07632 | 662.6061 | 0.00093794 | 654.8312 | 0.29105 | 654.6011 | 0.00586 | 655.1206 | 0.023256 | 659.8785 | 0.76306 | 654.8312 | 0.03629 | 731.6988 | 0.00062329 | 654.8312 | 9.1691e-05 | 655.1206 | 0.13145 | 731.6988 | 0.049225 | 731.6988 | 0.13533 | 0 | 0 | 0.00015933 | 5.0052e-05 | 4.3354e-05 | 0 | 0 | 2.9007e-05 | 0.017095 | 0.00011233 | 0.066643 | 0.0014032 | 0.0051858 | 0.17395 | 0.0083102 | 0.00017944 | 1.233e-05 | 0.029608 | 0.011601 | 0.031801
|  | 731.934 | 0 | 731.934 | 0 | 660.1086 | 9.2295e-05 | 662.8381 | 8.6998e-05 | 662.2871 | 0.00019532 | 655.0612 | 0 | 655.0612 | 0 | 731.934 | 0.00028055 | 655.3474 | 0.07447 | 662.8381 | 3.0429e-05 | 655.0612 | 0.28835 | 654.8312 | 0.00634 | 655.3474 | 0.022485 | 660.1086 | 0.74845 | 655.0612 | 0.03596 | 731.934 | 0.00090244 | 655.0612 | 1.551e-05 | 655.3474 | 0.1297 | 731.934 | 0.049418 | 731.934 | 0.13506 | 0 | 0 | 0.00016212 | 2.9676e-05 | 4.2954e-05 | 0 | 0 | 2.3026e-05 | 0.016649 | 6.6431e-05 | 0.066093 | 0.0013262 | 0.0051065 | 0.17055 | 0.0084632 | 0.00019311 | 2.0274e-06 | 0.029611 | 0.011527 | 0.031584
|  | 732.1692 | 0 | 732.1692 | 0 | 660.3388 | 0.0013164 | 663.0701 | 0.0001689 | 662.5201 | 0.00017324 | 655.2913 | 0 | 655.2913 | 0 | 732.1692 | -8.4768e-05 | 655.574 | 0.07242 | 663.0701 | 0.0005424 | 655.2913 | 0.28627 | 655.0612 | 0.00519 | 655.574 | 0.022568 | 660.3388 | 0.73356 | 655.2913 | 0.03762 | 732.1692 | 0.00073949 | 655.2913 | 2.1169e-06 | 655.574 | 0.13155 | 732.1692 | 0.048589 | 732.1692 | 0.13349 | 0 | 0 | 0.00017943 | 1.6322e-05 | 4.3178e-05 | 0 | 0 | 2.6708e-05 | 0.016192 | 2.904e-05 | 0.065652 | 0.0013112 | 0.0047915 | 0.16714 | 0.0086092 | 0.00019552 | -7.0606e-07 | 0.029617 | 0.011419 | 0.031351
|  | 732.4045 | 0 | 732.4045 | 0 | 660.569 | 0.00024226 | 663.3021 | -2.8187e-05 | 662.7532 | 0.00019734 | 655.5213 | 0 | 655.5213 | 0 | 732.4045 | 0.00031185 | 655.8007 | 0.07044 | 663.3021 | -0.00029204 | 655.5213 | 0.28452 | 655.2913 | 0.00621 | 655.8007 | 0.019706 | 660.569 | 0.71844 | 655.5213 | 0.03723 | 732.4045 | 0.00092291 | 655.5213 | -8.2555e-06 | 655.8007 | 0.12975 | 732.4045 | 0.048498 | 732.4045 | 0.13306 | 0 | 0 | 0.00017913 | 2.6229e-05 | 4.3482e-05 | 0 | 0 | 2.6215e-05 | 0.016177 | 0.00010883 | 0.065689 | 0.001325 | 0.0046797 | 0.1636 | 0.0087553 | 0.00017968 | 1.0539e-05 | 0.029291 | 0.011311 | 0.031152
|  | 732.6397 | 0 | 732.6397 | 0 | 660.7992 | 0.0013143 | 663.5341 | 0.00025424 | 662.9863 | 0.00017574 | 655.7513 | 0 | 655.7513 | 0 | 732.6397 | -8.8971e-05 | 656.0275 | 0.07225 | 663.5341 | 0.00123 | 655.7513 | 0.28659 | 655.5213 | 0.00531 | 656.0275 | 0.02157 | 660.7992 | 0.70312 | 655.7513 | 0.03889 | 732.6397 | 0.00060471 | 655.7513 | 9.9885e-05 | 656.0275 | 0.1286 | 732.6397 | 0.047664 | 732.6397 | 0.13179 | 0 | 0 | 0.00015277 | 3.5483e-05 | 4.3551e-05 | 0 | 0 | 2.4408e-05 | 0.016331 | 0.00011712 | 0.065454 | 0.0012629 | 0.0044737 | 0.16009 | 0.0089248 | 0.00018464 | -3.3441e-06 | 0.028758 | 0.01127 | 0.031001
|  | 732.875 | 0 | 732.875 | 0 | 661.0294 | 1.2838e-05 | 663.7661 | 5.1657e-05 | 663.2194 | 0.00019794 | 655.9814 | 0 | 655.9814 | 0 | 732.875 | 0.00029648 | 656.2542 | 0.0718 | 663.7661 | -0.00022028 | 655.9814 | 0.2823 | 655.7513 | 0.00567 | 656.2542 | 0.01789 | 661.0294 | 0.68762 | 655.9814 | 0.03868 | 732.875 | 0.00096504 | 655.9814 | -0.00012895 | 656.2542 | 0.12505 | 732.875 | 0.048147 | 732.875 | 0.13177 | 0 | 0 | 0.00013703 | 3.7123e-05 | 4.3368e-05 | 0 | 0 | 3.361e-05 | 0.016216 | 5.4037e-05 | 0.065086 | 0.0011667 | 0.0040827 | 0.15651 | 0.0091015 | 0.00019067 | -1.2129e-05 | 0.028467 | 0.011181 | 0.03078
|  | 733.1102 | 0 | 733.1102 | 0 | 661.2596 | 0.0011776 | 663.9982 | 0.00026828 | 663.4524 | 0.00017417 | 656.2115 | 0 | 656.2115 | 0 | 733.1102 | -1.0749e-05 | 656.4809 | 0.07127 | 663.9982 | 0.000686 | 656.2115 | 0.28357 | 655.9814 | 0.00447 | 656.4809 | 0.01813 | 661.2596 | 0.67198 | 656.2115 | 0.04045 | 733.1102 | 0.00065588 | 656.2115 | 2.3501e-05 | 656.4809 | 0.12611 | 733.1102 | 0.046909 | 733.1102 | 0.1299 | 0 | 0 | 0.00015503 | 3.4798e-05 | 4.3038e-05 | 0 | 0 | 4.7081e-05 | 0.015907 | 7.5937e-05 | 0.064529 | 0.0012043 | 0.0042729 | 0.15289 | 0.0092592 | 0.00018674 | 4.8276e-06 | 0.028471 | 0.011081 | 0.030552
|  | 733.3455 | 0 | 733.3455 | 0 | 661.4899 | 0.0001692 | 664.2302 | 3.1716e-05 | 663.6856 | 0.0001951 | 656.4416 | 0 | 656.4416 | 0 | 733.3455 | 0.000411 | 656.7076 | 0.06904 | 664.2302 | -3.1341e-05 | 656.4416 | 0.27731 | 656.2115 | 0.006 | 656.7076 | 0.019558 | 661.4899 | 0.65623 | 656.4416 | 0.04003 | 733.3455 | 0.00093161 | 656.4416 | 1.846e-05 | 656.7076 | 0.12501 | 733.3455 | 0.047297 | 733.3455 | 0.12983 | 0 | 0 | 0.00017715 | 2.4016e-05 | 4.295e-05 | 0 | 0 | 4.1266e-05 | 0.015637 | 8.6123e-05 | 0.063688 | 0.0012057 | 0.0043085 | 0.14926 | 0.0093329 | 0.00019504 | 9.0902e-06 | 0.028346 | 0.010998 | 0.030394
|  | 733.5807 | 0 | 733.5807 | 0 | 661.7201 | 0.0013697 | 664.4622 | 0.00017526 | 663.9186 | 0.00017343 | 656.6717 | 0 | 656.6717 | 0 | 733.5807 | -6.0219e-05 | 656.9344 | 0.06885 | 664.4622 | 0.00077359 | 656.6717 | 0.27626 | 656.4416 | 0.00448 | 656.9344 | 0.018434 | 661.7201 | 0.6404 | 656.6717 | 0.04109 | 733.5807 | 0.00072631 | 656.6717 | 6.0551e-05 | 656.9344 | 0.12494 | 733.5807 | 0.046191 | 733.5807 | 0.12854 | 0 | 0 | 0.00016702 | 2.8434e-05 | 4.2948e-05 | 0 | 0 | 3.3149e-05 | 0.015422 | 5.8836e-05 | 0.063303 | 0.0010642 | 0.0039043 | 0.14561 | 0.0095676 | 0.00020509 | 1.6121e-05 | 0.028064 | 0.01092 | 0.030193
|  | 733.816 | 0 | 733.816 | 0 | 661.9503 | 8.1209e-05 | 664.6943 | 6.9811e-05 | 664.1518 | 0.00019499 | 656.9018 | 0 | 656.9018 | 0 | 733.816 | 0.00034199 | 657.1612 | 0.06718 | 664.6943 | -0.00026649 | 656.9018 | 0.27396 | 656.6717 | 0.00477 | 657.1612 | 0.016004 | 661.9503 | 0.62453 | 656.9018 | 0.04207 | 733.816 | 0.001017 | 656.9018 | 7.9568e-05 | 657.1612 | 0.1226 | 733.816 | 0.046635 | 733.816 | 0.12811 | 0 | 0 | 0.00014506 | 3.6337e-05 | 4.3086e-05 | 0 | 0 | 2.1949e-05 | 0.015339 | 7.7091e-05 | 0.062754 | 0.0010354 | 0.0038474 | 0.14199 | 0.0097946 | 0.00020801 | 1.3417e-05 | 0.027515 | 0.010839 | 0.029931
|  | 734.0513 | 0 | 734.0513 | 0 | 662.1806 | 0.0011786 | 664.9264 | 0.00024327 | 664.385 | 0.0001746 | 657.1319 | 0 | 657.1319 | 0 | 734.0513 | -0.00015542 | 657.3879 | 0.06811 | 664.9264 | 0.00093072 | 657.1319 | 0.27147 | 656.9018 | 0.00423 | 657.3879 | 0.017932 | 662.1806 | 0.60864 | 657.1319 | 0.04306 | 734.0513 | 0.00075114 | 657.1319 | 3.7044e-05 | 657.3879 | 0.1201 | 734.0513 | 0.045497 | 734.0513 | 0.12631 | 0 | 0 | 0.000155 | 2.1595e-05 | 4.3358e-05 | 0 | 0 | 4.1218e-05 | 0.01532 | 8.6427e-05 | 0.062338 | 0.0011252 | 0.0038102 | 0.1383 | 0.0099372 | 0.00022225 | 1.0506e-05 | 0.027475 | 0.010772 | 0.029756
|  | 734.2866 | 0 | 734.2866 | 0 | 662.4108 | 0.00016786 | 665.1585 | -5.7163e-05 | 664.6181 | 0.00019733 | 657.3621 | 0 | 657.3621 | 0 | 734.2866 | 0.00050574 | 657.6147 | 0.06698 | 665.1585 | -0.00018585 | 657.3621 | 0.27022 | 657.1319 | 0.00555 | 657.6147 | 0.015667 | 662.4108 | 0.59277 | 657.3621 | 0.04329 | 734.2866 | 0.0011378 | 657.3621 | 5.425e-05 | 657.6147 | 0.12218 | 734.2866 | 0.046058 | 734.2866 | 0.1266 | 0 | 0 | 0.00016585 | 1.5602e-05 | 4.3657e-05 | 0 | 0 | 5.86e-05 | 0.015176 | 7.2756e-05 | 0.061985 | 0.0010771 | 0.0036196 | 0.13468 | 0.010089 | 0.00020679 | 1.98e-05 | 0.027576 | 0.010656 | 0.029604
|  | 734.5219 | 0 | 734.5219 | 0 | 662.6411 | 0.0012725 | 665.3906 | 0.0001916 | 664.8513 | 0.00017715 | 657.5922 | 0 | 657.5922 | 0 | 734.5219 | -7.6754e-06 | 657.8415 | 0.06685 | 665.3906 | 0.00081275 | 657.5922 | 0.26855 | 657.3621 | 0.00381 | 657.8416 | 0.016252 | 662.6411 | 0.57694 | 657.5922 | 0.0444 | 734.5219 | 0.00061973 | 657.5922 | 0.00011785 | 657.8416 | 0.12099 | 734.5219 | 0.04451 | 734.5219 | 0.12502 | 0 | 0 | 0.00017924 | 1.5679e-05 | 4.3783e-05 | 0 | 0 | 5.7276e-05 | 0.014912 | 5.6469e-05 | 0.061614 | 0.00099518 | 0.0036277 | 0.13105 | 0.010214 | 0.00018881 | 3.7935e-06 | 0.027226 | 0.010527 | 0.029397
|  | 734.7573 | 0 | 734.7573 | 0 | 662.8714 | 0.00028419 | 665.6226 | -5.6469e-05 | 665.0844 | 0.00019843 | 657.8223 | 0 | 657.8223 | 0 | 734.7573 | 0.00049447 | 658.0684 | 0.06464 | 665.6226 | -0.00032607 | 657.8223 | 0.26683 | 657.5922 | 0.00484 | 658.0684 | 0.015738 | 662.8714 | 0.56119 | 657.8223 | 0.04435 | 734.7573 | 0.000985 | 657.8223 | -8.4884e-05 | 658.0684 | 0.1191 | 734.7573 | 0.044964 | 734.7573 | 0.12483 | 0 | 0 | 0.00017286 | 2.2278e-05 | 4.3287e-05 | 0 | 0 | 4.3301e-05 | 0.014712 | 5.0961e-05 | 0.061013 | 0.00091377 | 0.0036597 | 0.12743 | 0.010364 | 0.00019737 | -2.434e-05 | 0.026814 | 0.010469 | 0.029221
|  | 734.9926 | 0 | 734.9926 | 0 | 663.1017 | 0.0012171 | 665.8547 | 0.00024842 | 665.3176 | 0.00017288 | 658.0525 | 0 | 658.0525 | 0 | 734.9926 | -0.00012647 | 658.2952 | 0.06509 | 665.8547 | 0.00076517 | 658.0525 | 0.26335 | 657.8223 | 0.0031 | 658.2952 | 0.016534 | 663.1017 | 0.54553 | 658.0525 | 0.04571 | 734.9926 | 0.00069236 | 658.0525 | -0.00012662 | 658.2952 | 0.11735 | 734.9926 | 0.044012 | 734.9926 | 0.12351 | 0 | 0 | 0.00016179 | 3.9325e-05 | 4.2673e-05 | 0 | 0 | 3.6727e-05 | 0.014795 | 6.9238e-05 | 0.060681 | 0.00091028 | 0.0033051 | 0.12387 | 0.010556 | 0.00021592 | -1.9068e-05 | 0.026563 | 0.01042 | 0.029051
|  | 735.2279 | 0 | 735.2279 | 0 | 663.332 | 0.0001877 | 666.0869 | 9.0431e-05 | 665.5508 | 0.00019308 | 658.2826 | 0 | 658.2826 | 0 | 735.2279 | 0.00043859 | 658.522 | 0.06538 | 666.0869 | -0.00016857 | 658.2826 | 0.26394 | 658.0525 | 0.00481 | 658.522 | 0.012611 | 663.332 | 0.52999 | 658.2826 | 0.04602 | 735.2279 | 0.0011426 | 658.2826 | -3.9072e-05 | 658.522 | 0.11689 | 735.2279 | 0.04454 | 735.2279 | 0.12338 | 0 | 0 | 0.00016089 | 4.7735e-05 | 4.1953e-05 | 0 | 0 | 2.2288e-05 | 0.014739 | 8.6467e-05 | 0.060415 | 0.00094596 | 0.0030095 | 0.12028 | 0.010724 | 0.00022053 | 1.6698e-06 | 0.02653 | 0.010326 | 0.028849
|  | 735.4633 | 0 | 735.4633 | 0 | 663.5623 | 0.0012096 | 666.319 | 0.00032076 | 665.784 | 0.00016669 | 658.5128 | 0 | 658.5128 | 0 | 735.4633 | -0.00024918 | 658.7488 | 0.06455 | 666.319 | 0.00091339 | 658.5128 | 0.26102 | 658.2826 | 0.00341 | 658.7488 | 0.013919 | 663.5623 | 0.51461 | 658.5128 | 0.04716 | 735.4633 | 0.00073145 | 658.5128 | 5.3581e-05 | 658.7488 | 0.117 | 735.4633 | 0.043212 | 735.4633 | 0.12178 | 0 | 0 | 0.0001643 | 3.2195e-05 | 4.1345e-05 | 0 | 0 | 2.174e-05 | 0.014703 | 0.00010995 | 0.059755 | 0.00092643 | 0.0032229 | 0.11679 | 0.010956 | 0.00022659 | 8.9151e-06 | 0.02671 | 0.010257 | 0.028633
|  | 735.6987 | 0 | 735.6987 | 0 | 663.7927 | 0.00021698 | 666.5512 | -4.3362e-05 | 666.0172 | 0.00018788 | 658.743 | 0 | 658.743 | 0 | 735.6987 | 0.00043393 | 658.9756 | 0.0651 | 666.5512 | 3.4004e-05 | 658.743 | 0.25809 | 658.5128 | 0.00464 | 658.9756 | 0.0145 | 663.7927 | 0.49939 | 658.743 | 0.04802 | 735.6987 | 0.001194 | 658.743 | 2.3868e-05 | 658.9756 | 0.11853 | 735.6987 | 0.043945 | 735.6987 | 0.12153 | 0 | 0 | 0.00017741 | 9.8325e-06 | 4.1176e-05 | 0 | 0 | 3.6043e-05 | 0.014615 | 9.1594e-05 | 0.059329 | 0.00092433 | 0.0031952 | 0.1133 | 0.011193 | 0.00022618 | 6.0378e-06 | 0.026901 | 0.010202 | 0.028449
|  | 735.934 | 0 | 735.934 | 0 | 664.023 | 0.0013234 | 666.7833 | 0.00012806 | 666.2504 | 0.00016523 | 658.9732 | 0 | 658.9732 | 0 | 735.934 | -0.00012766 | 659.2025 | 0.06375 | 666.7833 | 0.00075499 | 658.9732 | 0.25743 | 658.743 | 0.00339 | 659.2025 | 0.013668 | 664.023 | 0.48437 | 658.9732 | 0.04924 | 735.934 | 0.00072785 | 658.9732 | 2.8596e-05 | 659.2025 | 0.11862 | 735.934 | 0.04274 | 735.934 | 0.12021 | 0 | 0 | 0.00016602 | 1.4176e-05 | 4.0908e-05 | 0 | 0 | 4.0688e-05 | 0.014355 | 5.5399e-05 | 0.059125 | 0.00087004 | 0.0030775 | 0.10987 | 0.011342 | 0.00022456 | -5.6953e-06 | 0.026421 | 0.010124 | 0.028295
|  | 736.1694 | 0 | 736.1694 | 0 | 664.2534 | 0.00011805 | 667.0155 | -5.9438e-06 | 666.4836 | 0.0001856 | 659.2034 | 0 | 659.2034 | 0 | 736.1694 | 0.00047339 | 659.4294 | 0.0628 | 667.0155 | -0.00027776 | 659.2034 | 0.25621 | 658.9732 | 0.00417 | 659.4294 | 0.013463 | 664.2534 | 0.46956 | 659.2034 | 0.04929 | 736.1694 | 0.0011802 | 659.2034 | -7.8073e-05 | 659.4294 | 0.1143 | 736.1694 | 0.043282 | 736.1694 | 0.12021 | 0 | 0 | 0.0001491 | 2.7762e-05 | 4.0598e-05 | 0 | 0 | 2.7636e-05 | 0.01438 | 2.0888e-05 | 0.058677 | 0.0008334 | 0.0029988 | 0.10648 | 0.011549 | 0.00021668 | -3.8977e-06 | 0.025973 | 0.010017 | 0.028071
|  | 736.4048 | 0 | 736.4048 | 0 | 664.4837 | 0.0011766 | 667.2477 | 0.00024508 | 666.7169 | 0.00016247 | 659.4336 | 0 | 659.4336 | 0 | 736.4048 | -0.00023856 | 659.6562 | 0.06397 | 667.2477 | 0.00045769 | 659.4336 | 0.25354 | 659.2034 | 0.00307 | 659.6562 | 0.012974 | 664.4837 | 0.45499 | 659.4336 | 0.05104 | 736.4048 | 0.00066087 | 659.4336 | 4.4212e-05 | 659.6562 | 0.11467 | 736.4048 | 0.041828 | 736.4048 | 0.11831 | 0 | 0 | 0.0001475 | 2.9262e-05 | 4.0206e-05 | 0 | 0 | 3.8713e-05 | 0.01421 | 5.6892e-05 | 0.058084 | 0.0007862 | 0.0027647 | 0.10316 | 0.011842 | 0.00021088 | 5.9254e-07 | 0.025785 | 0.0098958 | 0.027811
|  | 736.6402 | 0 | 736.6402 | 0 | 664.7141 | 0.00010409 | 667.4799 | 6.979e-06 | 666.9501 | 0.00018234 | 659.6639 | 0 | 659.6639 | 0 | 736.6402 | 0.00056747 | 659.8831 | 0.0613 | 667.4799 | 3.2372e-05 | 659.6639 | 0.25103 | 659.4336 | 0.00376 | 659.8831 | 0.011398 | 664.7141 | 0.44067 | 659.6639 | 0.05183 | 736.6402 | 0.0011308 | 659.6639 | -3.9065e-05 | 659.8831 | 0.11264 | 736.6402 | 0.042248 | 736.6402 | 0.11798 | 0 | 0 | 0.00016331 | 2.3993e-05 | 3.9784e-05 | 0 | 0 | 3.1481e-05 | 0.013974 | 3.5549e-05 | 0.057767 | 0.00076897 | 0.002743 | 0.099917 | 0.01208 | 0.00021045 | 6.6359e-07 | 0.025667 | 0.0098125 | 0.027553
|  | 736.8756 | 0 | 736.8756 | 0 | 664.9445 | 0.0013135 | 667.712 | 0.00019969 | 667.1834 | 0.00015874 | 659.8941 | 0 | 659.8941 | 0 | 736.8756 | -0.0003 | 660.11 | 0.06189 | 667.712 | 0.00027385 | 659.8941 | 0.25081 | 659.6639 | 0.00292 | 660.11 | 0.012783 | 664.9445 | 0.42663 | 659.8941 | 0.05311 | 736.8756 | 0.00065721 | 659.8941 | 4.4829e-05 | 660.11 | 0.11363 | 736.8756 | 0.04112 | 736.8756 | 0.11612 | 0 | 0 | 0.00017476 | 2.0938e-05 | 3.9019e-05 | 0 | 0 | 3.9079e-05 | 0.01392 | -7.0812e-06 | 0.05753 | 0.00074016 | 0.0027882 | 0.096689 | 0.01217 | 0.00023571 | -1.751e-06 | 0.025392 | 0.0097669 | 0.027398
|  | 737.111 | 0 | 737.111 | 0 | 665.1748 | 0.00020385 | 667.9442 | -1.9326e-05 | 667.4167 | 0.00017578 | 660.1243 | 0 | 660.1243 | 0 | 737.111 | 0.000632 | 660.3369 | 0.06083 | 667.9442 | -0.00033485 | 660.1243 | 0.24895 | 659.8941 | 0.00351 | 660.3369 | 0.011796 | 665.1748 | 0.41288 | 660.1243 | 0.05261 | 737.111 | 0.0013453 | 660.1243 | -6.0041e-05 | 660.3369 | 0.11021 | 737.111 | 0.041854 | 737.111 | 0.11664 | 0 | 0 | 0.00016289 | 1.3339e-05 | 3.8535e-05 | 0 | 0 | 4.3909e-05 | 0.013741 | 4.8889e-06 | 0.057096 | 0.00066767 | 0.0026757 | 0.093581 | 0.012301 | 0.00024739 | -3.681e-06 | 0.025184 | 0.009699 | 0.027246
|  | 737.3464 | 0 | 737.3464 | 0 | 665.4052 | 0.0012101 | 668.1765 | 0.0001342 | 667.65 | 0.00015452 | 660.3546 | 0 | 660.3546 | 0 | 737.3464 | -0.00025897 | 660.5638 | 0.06027 | 668.1765 | 0.00037695 | 660.3546 | 0.24706 | 660.1243 | 0.00229 | 660.5638 | 0.011785 | 665.4052 | 0.39943 | 660.3546 | 0.05425 | 737.3464 | 0.00075637 | 660.3546 | 2.8063e-05 | 660.5638 | 0.11174 | 737.3464 | 0.040543 | 737.3464 | 0.11483 | 0 | 0 | 0.00014082 | 1.5328e-05 | 3.8366e-05 | 0 | 0 | 3.0083e-05 | 0.013431 | 2.1288e-05 | 0.056634 | 0.00067224 | 0.0025549 | 0.090519 | 0.012547 | 0.00022518 | -4.1589e-06 | 0.025227 | 0.0096233 | 0.027061
|  | 737.5819 | 0 | 737.5819 | 0 | 665.6356 | 1.2238e-05 | 668.4087 | -2.1964e-06 | 667.8833 | 0.00017441 | 660.5848 | 0 | 660.5848 | 0 | 737.5819 | 0.00051453 | 660.7907 | 0.0581 | 668.4087 | -0.00019362 | 660.5848 | 0.24479 | 660.3546 | 0.00355 | 660.7907 | 0.010732 | 665.6356 | 0.3863 | 660.5848 | 0.05472 | 737.5819 | 0.0011566 | 660.5848 | -6.4181e-05 | 660.7907 | 0.11059 | 737.5819 | 0.041208 | 737.5819 | 0.11506 | 0 | 0 | 0.00013832 | 3.7286e-05 | 3.8279e-05 | 0 | 0 | 3.1475e-05 | 0.013602 | 4.8637e-05 | 0.056217 | 0.00071966 | 0.002473 | 0.087532 | 0.012835 | 0.00022627 | 7.9783e-07 | 0.025094 | 0.0095501 | 0.026843
|  | 737.8173 | 0 | 737.8173 | 0 | 665.866 | 0.0011884 | 668.6409 | 0.0003233 | 668.1166 | 0.00015377 | 660.8151 | 0 | 660.8151 | 0 | 737.8173 | -0.00024716 | 661.0176 | 0.06178 | 668.6409 | 0.00061247 | 660.8151 | 0.24346 | 660.5848 | 0.0027 | 661.0176 | 0.011063 | 665.866 | 0.3735 | 660.8151 | 0.05675 | 737.8173 | 0.00076559 | 660.8151 | 7.1111e-05 | 661.0176 | 0.11058 | 737.8173 | 0.039918 | 737.8173 | 0.11296 | 0 | 0 | 0.00013665 | 3.7888e-05 | 3.8237e-05 | 0 | 0 | 3.2645e-05 | 0.013843 | 2.9967e-05 | 0.055881 | 0.00072193 | 0.0022827 | 0.08462 | 0.013024 | 0.00024454 | 2.2858e-06 | 0.024646 | 0.0095122 | 0.026673
|  | 738.0527 | 0 | 738.0527 | 0 | 666.0964 | -2.2466e-06 | 668.8732 | 2.9893e-06 | 668.3499 | 0.00017398 | 661.0454 | 0 | 661.0454 | 0 | 738.0527 | 0.00052446 | 661.2446 | 0.06022 | 668.8732 | -0.0003544 | 661.0454 | 0.24185 | 660.8151 | 0.00357 | 661.2446 | 0.0090549 | 666.0964 | 0.36103 | 661.0454 | 0.05636 | 738.0527 | 0.0013116 | 661.0454 | -5.1259e-05 | 661.2446 | 0.10664 | 738.0527 | 0.040883 | 738.0527 | 0.1136 | 0 | 0 | 0.0001557 | 2.0132e-05 | 3.8013e-05 | 0 | 0 | 2.819e-05 | 0.013568 | 4.0507e-05 | 0.055534 | 0.00066554 | 0.0024321 | 0.081808 | 0.013181 | 0.00024256 | -3.1618e-06 | 0.024335 | 0.0094213 | 0.026509
|  | 738.2882 | 0 | 738.2882 | 0 | 666.3269 | 0.0013534 | 669.1054 | 0.00017038 | 668.5833 | 0.00015184 | 661.2757 | 0 | 661.2757 | 0 | 738.2882 | -0.00028501 | 661.4715 | 0.05936 | 669.1054 | 0.00070323 | 661.2757 | 0.24045 | 661.0454 | 0.00221 | 661.4715 | 0.01238 | 666.3269 | 0.3489 | 661.2757 | 0.05811 | 738.2882 | 0.00074864 | 661.2757 | 2.38e-05 | 661.4715 | 0.10784 | 738.2882 | 0.039142 | 738.2882 | 0.11156 | 0 | 0 | 0.00016273 | 1.5286e-05 | 3.8126e-05 | 0 | 0 | 2.8126e-05 | 0.01321 | 4.8376e-05 | 0.055101 | 0.00059185 | 0.0024976 | 0.079032 | 0.013447 | 0.00023387 | 2.5452e-06 | 0.02452 | 0.0092805 | 0.026284
|  | 738.5237 | 0 | 738.5237 | 0 | 666.5573 | 5.9158e-05 | 669.3377 | -3.8777e-05 | 668.8166 | 0.00017494 | 661.506 | 0 | 661.506 | 0 | 738.5237 | 0.00052391 | 661.6984 | 0.05706 | 669.3377 | -0.00028673 | 661.506 | 0.23811 | 661.2757 | 0.00293 | 661.6984 | 0.0096322 | 666.5573 | 0.33712 | 661.506 | 0.05868 | 738.5237 | 0.0012378 | 661.506 | -1.6949e-06 | 661.6984 | 0.10827 | 738.5237 | 0.039683 | 738.5237 | 0.11169 | 0 | 0 | 0.00014904 | 2.2472e-05 | 3.8335e-05 | 0 | 0 | 1.6434e-05 | 0.01318 | 5.2558e-05 | 0.054738 | 0.00060103 | 0.0022434 | 0.076377 | 0.013682 | 0.00023413 | 1.432e-05 | 0.024458 | 0.0091807 | 0.025997
|  | 738.7591 | 0 | 738.7591 | 0 | 666.7878 | 0.0012342 | 669.57 | 0.00023225 | 669.0499 | 0.00015364 | 661.7363 | 0 | 661.7363 | 0 | 738.7591 | -0.00038432 | 661.9254 | 0.05907 | 669.57 | 0.00073924 | 661.7363 | 0.23715 | 661.506 | 0.00229 | 661.9254 | 0.010134 | 666.7878 | 0.32568 | 661.7363 | 0.06011 | 738.7591 | 0.00075086 | 661.7363 | 0.00012602 | 661.9254 | 0.10723 | 738.7591 | 0.038294 | 738.7591 | 0.10913 | 0 | 0 | 0.00014514 | 3.0218e-05 | 3.8471e-05 | 0 | 0 | 1.4108e-05 | 0.013284 | 0.00010327 | 0.054165 | 0.0006565 | 0.002077 | 0.073781 | 0.013907 | 0.00024112 | 1.43e-05 | 0.024012 | 0.0091272 | 0.02583
|  | 738.9946 | 0 | 738.9946 | 0 | 667.0182 | 2.5304e-05 | 669.8022 | 2.7981e-05 | 669.2833 | 0.00017602 | 661.9666 | 0 | 661.9666 | 0 | 738.9946 | 0.00050414 | 662.1523 | 0.05801 | 669.8022 | 0.00015007 | 661.9666 | 0.23328 | 661.7363 | 0.00341 | 662.1523 | 0.0081713 | 667.0182 | 0.31459 | 661.9666 | 0.06067 | 738.9946 | 0.001297 | 661.9666 | -1.8305e-06 | 662.1523 | 0.1044 | 738.9946 | 0.039222 | 738.9946 | 0.11025 | 0 | 0 | 0.00015429 | 2.2998e-05 | 3.8322e-05 | 0 | 0 | 4.6102e-05 | 0.013041 | 6.9374e-05 | 0.053676 | 0.00067127 | 0.0020097 | 0.071266 | 0.014149 | 0.00025334 | 4.0276e-06 | 0.024024 | 0.009102 | 0.02572
|  | 739.2301 | 0 | 739.2301 | 0 | 667.2487 | 0.0013136 | 670.0345 | 0.00017002 | 669.5167 | 0.00015237 | 662.197 | 0 | 662.197 | 0 | 739.2301 | -0.0001126 | 662.3793 | 0.05689 | 670.0345 | 0.00044721 | 662.197 | 0.23276 | 661.9666 | 0.00242 | 662.3793 | 0.0095359 | 667.2487 | 0.30385 | 662.197 | 0.06218 | 739.2301 | 0.00085464 | 662.197 | 3.68e-05 | 662.3793 | 0.10728 | 739.2301 | 0.03808 | 739.2301 | 0.10818 | 0 | 0 | 0.00014627 | 1.0114e-05 | 3.8037e-05 | 0 | 0 | 4.4798e-05 | 0.012842 | 4.8541e-05 | 0.053448 | 0.00065995 | 0.0020709 | 0.068829 | 0.014363 | 0.00025377 | 5.5208e-06 | 0.024033 | 0.0090254 | 0.02554
|  | 739.4656 | 0 | 739.4656 | 0 | 667.4792 | -4.4319e-05 | 670.2669 | -8.2972e-05 | 669.7501 | 0.00017365 | 662.4273 | 0 | 662.4273 | 0 | 739.4656 | 0.00049304 | 662.6063 | 0.05626 | 670.2669 | -2.9401e-05 | 662.4273 | 0.2313 | 662.197 | 0.00331 | 662.6063 | 0.0087107 | 667.4792 | 0.29345 | 662.4273 | 0.06253 | 739.4656 | 0.0013004 | 662.4273 | 1.1134e-05 | 662.6063 | 0.10447 | 739.4656 | 0.038565 | 739.4656 | 0.10871 | 0 | 0 | 0.00013766 | 1.0978e-05 | 3.8284e-05 | 0 | 0 | 3.288e-05 | 0.012848 | 9.0928e-05 | 0.052931 | 0.00061043 | 0.0019037 | 0.066489 | 0.014548 | 0.00025214 | 2.3634e-06 | 0.023645 | 0.0089113 | 0.02537
|  | 739.7011 | 0 | 739.7011 | 0 | 667.7097 | 0.0012386 | 670.4992 | 0.00017749 | 669.9835 | 0.00015441 | 662.6576 | 0 | 662.6576 | 0 | 739.7011 | -0.00021381 | 662.8333 | 0.05694 | 670.4992 | 0.00081225 | 662.6576 | 0.22829 | 662.4273 | 0.00199 | 662.8333 | 0.0080632 | 667.7097 | 0.28339 | 662.6576 | 0.06379 | 739.7011 | 0.00084075 | 662.6576 | 9.3865e-06 | 662.8333 | 0.10386 | 739.7011 | 0.037111 | 739.7011 | 0.10674 | 0 | 0 | 0.00014195 | 8.3359e-07 | 3.7996e-05 | 0 | 0 | 4.2968e-05 | 0.012797 | 7.9582e-05 | 0.05238 | 0.00056664 | 0.0019031 | 0.064191 | 0.014757 | 0.00025445 | -3.9881e-06 | 0.023511 | 0.0088583 | 0.02521
|  | 739.9367 | 0 | 739.9367 | 0 | 667.9402 | -6.7013e-06 | 670.7316 | -0.00017031 | 670.2169 | 0.00017117 | 662.888 | 0 | 662.888 | 0 | 739.9367 | 0.00057869 | 663.0603 | 0.05581 | 670.7316 | -0.00012726 | 662.888 | 0.2265 | 662.6576 | 0.00293 | 663.0603 | 0.008705 | 667.9402 | 0.27366 | 662.888 | 0.06434 | 739.9367 | 0.00132 | 662.888 | -4.4013e-05 | 663.0603 | 0.10329 | 739.9367 | 0.038112 | 739.9367 | 0.10734 | 0 | 0 | 0.00015097 | -4.0273e-06 | 3.7249e-05 | 0 | 0 | 5.7043e-05 | 0.012752 | 2.2472e-05 | 0.051998 | 0.00057012 | 0.0018366 | 0.062004 | 0.015041 | 0.00026721 | -3.6706e-07 | 0.023481 | 0.0088292 | 0.025008
|  | 740.1722 | 0 | 740.1722 | 0 | 668.1707 | 0.0013164 | 670.9639 | 0.00013564 | 670.4503 | 0.00014793 | 663.1183 | 0 | 663.1183 | 0 | 740.1722 | -9.4308e-05 | 663.2873 | 0.05652 | 670.9639 | 0.00032074 | 663.1183 | 0.22497 | 662.888 | 0.00202 | 663.2874 | 0.007473 | 668.1707 | 0.26426 | 663.1183 | 0.06625 | 740.1722 | 0.00094906 | 663.1183 | 4.0826e-05 | 663.2874 | 0.10354 | 740.1722 | 0.03686 | 740.1722 | 0.10502 | 0 | 0 | 0.00015201 | 2.2279e-05 | 3.676e-05 | 0 | 0 | 4.7249e-05 | 0.012547 | 1.2335e-05 | 0.051726 | 0.00057472 | 0.0016806 | 0.059874 | 0.015324 | 0.00026225 | -9.8522e-07 | 0.023469 | 0.0087336 | 0.024754
|  | 740.4077 | 0 | 740.4077 | 0 | 668.4012 | 2.3172e-06 | 671.1962 | 5.6126e-05 | 670.6837 | 0.00016707 | 663.3487 | 0 | 663.3487 | 0 | 740.4077 | 0.00049551 | 663.5143 | 0.05403 | 671.1962 | -0.00021457 | 663.3487 | 0.22404 | 663.1183 | 0.00297 | 663.5143 | 0.0073348 | 668.4012 | 0.25518 | 663.3487 | 0.06677 | 740.4077 | 0.0012778 | 663.3487 | -4.9379e-05 | 663.5143 | 0.10325 | 740.4077 | 0.037298 | 740.4077 | 0.10517 | 0 | 0 | 0.00012093 | 3.9783e-05 | 3.6703e-05 | 0 | 0 | 2.3898e-05 | 0.012549 | 5.0953e-05 | 0.051342 | 0.00055642 | 0.0018999 | 0.057816 | 0.015584 | 0.00026445 | 2.1834e-06 | 0.023538 | 0.0086522 | 0.024608
|  | 740.6433 | 0 | 740.6433 | 0 | 668.6318 | 0.0010468 | 671.4286 | 0.0002863 | 670.9172 | 0.00014736 | 663.5792 | 0 | 663.5792 | 0 | 740.6433 | -0.00029259 | 663.7414 | 0.05651 | 671.4286 | 0.00065314 | 663.5792 | 0.22162 | 663.3487 | 0.00186 | 663.7414 | 0.0094006 | 668.6318 | 0.24641 | 663.5792 | 0.0685 | 740.6433 | 0.00096758 | 663.5792 | 6.8331e-05 | 663.7414 | 0.1041 | 740.6433 | 0.036166 | 740.6433 | 0.10377 | 0 | 0 | 0.0001222 | 3.2103e-05 | 3.6928e-05 | 0 | 0 | 1.5648e-05 | 0.012615 | 6.8614e-05 | 0.050803 | 0.00051727 | 0.0019262 | 0.05583 | 0.015812 | 0.00025577 | 1.1211e-05 | 0.023344 | 0.0085745 | 0.024452
|  | 740.8788 | 0 | 740.8788 | 0 | 668.8623 | 1.3333e-05 | 671.6609 | -9.9766e-06 | 671.1506 | 0.00016901 | 663.8095 | 0 | 663.8095 | 0 | 740.8788 | 0.00042545 | 663.9684 | 0.05461 | 671.6609 | -6.255e-05 | 663.8095 | 0.21947 | 663.5792 | 0.00263 | 663.9684 | 0.0075665 | 668.8623 | 0.23795 | 663.8095 | 0.06879 | 740.8788 | 0.001204 | 663.8095 | 2.9007e-05 | 663.9684 | 0.10154 | 740.8788 | 0.036635 | 740.8788 | 0.10384 | 0 | 0 | 0.00013958 | 1.4896e-05 | 3.6456e-05 | 0 | 0 | 3.3401e-05 | 0.0124 | 3.4281e-05 | 0.050444 | 0.0005252 | 0.0016829 | 0.053928 | 0.016103 | 0.00025176 | 5.8234e-06 | 0.022948 | 0.0084921 | 0.024298
|  | 741.1144 | 0 | 741.1144 | 0 | 669.0929 | 0.0011973 | 671.8934 | 0.00013815 | 671.3841 | 0.0001433 | 664.0399 | 0 | 664.0399 | 0 | 741.1144 | -0.00014187 | 664.1955 | 0.05461 | 671.8934 | 0.00035754 | 664.0399 | 0.21839 | 663.8095 | 0.00193 | 664.1955 | 0.0072576 | 669.0929 | 0.22978 | 664.0399 | 0.07099 | 741.1144 | 0.00093342 | 664.0399 | 2.1541e-05 | 664.1955 | 0.1006 | 741.1144 | 0.035463 | 741.1144 | 0.10245 | 0 | 0 | 0.00011717 | 1.5241e-05 | 3.5748e-05 | 0 | 0 | 3.8383e-05 | 0.012141 | 2.0356e-05 | 0.050106 | 0.00053916 | 0.0015486 | 0.052064 | 0.016415 | 0.000281 | 6.0914e-06 | 0.022842 | 0.0084551 | 0.024179
|  | 741.35 | 0 | 741.35 | 0 | 669.3234 | -0.00018074 | 672.1257 | -6.9668e-06 | 671.6176 | 0.00016294 | 664.2704 | 0 | 664.2704 | 0 | 741.35 | 0.00046774 | 664.4226 | 0.05234 | 672.1257 | -0.00018233 | 664.2704 | 0.21643 | 664.0399 | 0.00275 | 664.4225 | 0.0063832 | 669.3234 | 0.22191 | 664.2704 | 0.07146 | 741.35 | 0.0014522 | 664.2704 | 3.1319e-05 | 664.4225 | 0.1006 | 741.35 | 0.036321 | 741.35 | 0.10283 | 0 | 0 | 9.8835e-05 | 2.5379e-05 | 3.5411e-05 | 0 | 0 | 3.5902e-05 | 0.012155 | 5.8388e-05 | 0.049701 | 0.00049205 | 0.0015571 | 0.050294 | 0.016646 | 0.00028964 | 1.2205e-05 | 0.022733 | 0.0084304 | 0.024012
|  | 741.5856 | 0 | 741.5856 | 0 | 669.554 | 0.001038 | 672.3582 | 0.00022536 | 671.851 | 0.00014042 | 664.5008 | 0 | 664.5008 | 0 | 741.5856 | -0.00016296 | 664.6496 | 0.05473 | 672.3582 | 0.00068476 | 664.5008 | 0.215 | 664.2704 | 0.00152 | 664.6496 | 0.0073327 | 669.554 | 0.21431 | 664.5008 | 0.07304 | 741.5856 | 0.0010066 | 664.5008 | 7.4629e-05 | 664.6496 | 0.099642 | 741.5856 | 0.035248 | 741.5856 | 0.10102 | 0 | 0 | 0.00011223 | 2.4247e-05 | 3.494e-05 | 0 | 0 | 3.8468e-05 | 0.012179 | 4.5966e-05 | 0.049339 | 0.00048614 | 0.0015133 | 0.048574 | 0.016871 | 0.00028397 | -7.4225e-07 | 0.022726 | 0.008352 | 0.023772
|  | 741.8212 | 0 | 741.8212 | 0 | 669.7846 | -6.4534e-05 | 672.5906 | -1.6714e-05 | 672.0845 | 0.00015883 | 664.7312 | 0 | 664.7312 | 0 | 741.8212 | 0.00048952 | 664.8767 | 0.05255 | 672.5906 | -0.00028924 | 664.7312 | 0.21327 | 664.5008 | 0.0027 | 664.8766 | 0.0059971 | 669.7846 | 0.20699 | 664.7312 | 0.0734 | 741.8212 | 0.0014042 | 664.7312 | -8.1072e-05 | 664.8766 | 0.10054 | 741.8212 | 0.035655 | 741.8212 | 0.10079 | 0 | 0 | 0.00012078 | 2.3174e-05 | 3.4584e-05 | 0 | 0 | 3.8867e-05 | 0.012086 | 9.553e-06 | 0.048867 | 0.00044815 | 0.0014531 | 0.046916 | 0.01714 | 0.00029221 | -7.6824e-06 | 0.022782 | 0.0082575 | 0.023563
|  | 742.0568 | 0 | 742.0568 | 0 | 670.0152 | 0.0011121 | 672.823 | 0.00021613 | 672.318 | 0.00013737 | 664.9617 | 0 | 664.9617 | 0 | 742.0568 | -0.00015958 | 665.1038 | 0.05388 | 672.823 | 0.00037145 | 664.9617 | 0.21079 | 664.7312 | 0.00119 | 665.1038 | 0.0067997 | 670.0152 | 0.19993 | 664.9617 | 0.07534 | 742.0568 | 0.0010764 | 664.9617 | 1.4405e-05 | 665.1038 | 0.10008 | 742.0568 | 0.034442 | 742.0568 | 0.099239 | 0 | 0 | 0.00014139 | 2.2088e-05 | 3.4345e-05 | 0 | 0 | 1.4902e-05 | 0.012027 | 1.4215e-05 | 0.048498 | 0.00040563 | 0.0015481 | 0.045319 | 0.017483 | 0.00029245 | -9.4949e-07 | 0.022731 | 0.0081891 | 0.023369
|  | 742.2924 | 0 | 742.2924 | 0 | 670.2458 | 0.00011422 | 673.0554 | -2.6053e-05 | 672.5515 | 0.00015685 | 665.1921 | 0 | 665.1921 | 0 | 742.2924 | 0.00028607 | 665.3309 | 0.05203 | 673.0554 | -0.00024912 | 665.1921 | 0.21007 | 664.9617 | 0.00233 | 665.3309 | 0.0068329 | 670.2458 | 0.19313 | 665.1921 | 0.07638 | 742.2924 | 0.001406 | 665.1921 | -2.2645e-05 | 665.3309 | 0.1001 | 742.2924 | 0.035069 | 742.2924 | 0.099123 | 0 | 0 | 0.00013727 | 1.8183e-05 | 3.4219e-05 | 0 | 0 | 1.2683e-05 | 0.011844 | 2.1779e-05 | 0.048386 | 0.0004667 | 0.0015466 | 0.04378 | 0.017803 | 0.00029554 | 3.9246e-06 | 0.022481 | 0.0081454 | 0.02324
|  | 742.528 | 0 | 742.528 | 0 | 670.4764 | 0.0010764 | 673.2879 | 0.00018248 | 672.785 | 0.00013622 | 665.4226 | 0 | 665.4226 | 0 | 742.528 | -0.00017841 | 665.558 | 0.05227 | 673.2879 | 0.00043649 | 665.4226 | 0.20982 | 665.1921 | 0.00172 | 665.558 | 0.0067865 | 670.4764 | 0.18658 | 665.4226 | 0.07811 | 742.528 | 0.0011026 | 665.4226 | 5.6702e-05 | 665.558 | 0.097878 | 742.528 | 0.034071 | 742.528 | 0.09814 | 0 | 0 | 0.00013516 | 2.5143e-05 | 3.4288e-05 | 0 | 0 | 1.1439e-05 | 0.011772 | 2.7864e-05 | 0.04804 | 0.00044826 | 0.0014392 | 0.042308 | 0.018033 | 0.00029989 | 3.0574e-06 | 0.022128 | 0.0080593 | 0.023089
|  | 742.7636 | 0 | 742.7636 | 0 | 670.707 | 9.5608e-05 | 673.5203 | 3.3875e-05 | 673.0186 | 0.00015735 | 665.6531 | 0 | 665.6531 | 0 | 742.7636 | 0.00027551 | 665.7851 | 0.05139 | 673.5203 | -0.00019672 | 665.6531 | 0.20707 | 665.4226 | 0.00217 | 665.7851 | 0.0058877 | 670.707 | 0.18028 | 665.6531 | 0.07838 | 742.7636 | 0.0014428 | 665.6531 | -3.0171e-05 | 665.7851 | 0.096989 | 742.7636 | 0.034335 | 742.7636 | 0.097836 | 0 | 0 | 0.00014411 | 2.7389e-05 | 3.4368e-05 | 0 | 0 | -7.5012e-07 | 0.011971 | 6.7506e-05 | 0.047565 | 0.000416 | 0.0015147 | 0.04088 | 0.018299 | 0.00030656 | 2.7043e-06 | 0.022069 | 0.0080158 | 0.0229
|  | 742.9993 | 0 | 742.9993 | 0 | 670.9377 | 0.001154 | 673.7528 | 0.00020174 | 673.2521 | 0.00013699 | 665.8835 | 0 | 665.8835 | 0 | 742.9993 | -0.00028188 | 666.0122 | 0.05403 | 673.7528 | 0.00077744 | 665.8835 | 0.20571 | 665.6531 | 0.00144 | 666.0122 | 0.0074509 | 670.9377 | 0.1742 | 665.8835 | 0.08042 | 742.9993 | 0.0011591 | 665.8835 | 5.364e-05 | 666.0122 | 0.097359 | 742.9993 | 0.033699 | 742.9993 | 0.096526 | 0 | 0 | 0.00015567 | 2.2369e-05 | 3.4401e-05 | 0 | 0 | 3.4209e-06 | 0.011787 | 3.1898e-05 | 0.047175 | 0.00041944 | 0.0014619 | 0.039494 | 0.018636 | 0.00030752 | 7.7733e-06 | 0.021983 | 0.0079573 | 0.022731
|  | 743.2349 | 0 | 743.2349 | 0 | 671.1683 | 0.00019627 | 673.9853 | -9.3013e-06 | 673.4857 | 0.00015756 | 666.114 | 0 | 666.114 | 0 | 743.2349 | 0.00031091 | 666.2393 | 0.04977 | 673.9853 | -0.00050302 | 666.114 | 0.20367 | 665.8835 | 0.0022 | 666.2393 | 0.0054226 | 671.1683 | 0.16835 | 666.114 | 0.0813 | 743.2349 | 0.001451 | 666.114 | 1.3816e-05 | 666.2393 | 0.096229 | 743.2349 | 0.033838 | 743.2349 | 0.096407 | 0 | 0 | 0.00016392 | 1.7934e-05 | 3.4193e-05 | 0 | 0 | 3.6522e-05 | 0.011603 | -3.3176e-06 | 0.046805 | 0.00038143 | 0.0012461 | 0.038179 | 0.019037 | 0.00031102 | 7.8711e-06 | 0.021879 | 0.0078806 | 0.02259
|  | 743.4706 | 0 | 743.4706 | 0 | 671.3989 | 0.0012251 | 674.2178 | 0.00016358 | 673.7192 | 0.00013529 | 666.3445 | 0 | 666.3445 | 0 | 743.4706 | -9.5717e-07 | 666.4665 | 0.05238 | 674.2178 | 0.00047448 | 666.3445 | 0.20239 | 666.114 | 0.00111 | 666.4665 | 0.005548 | 671.3989 | 0.16271 | 666.3445 | 0.08386 | 743.4706 | 0.0011885 | 666.3445 | 5.4471e-05 | 666.4665 | 0.096394 | 743.4706 | 0.033043 | 743.4706 | 0.095308 | 0 | 0 | 0.00013793 | 4.4015e-06 | 3.3863e-05 | 0 | 0 | 4.3052e-05 | 0.011717 | 2.3755e-05 | 0.046536 | 0.00036078 | 0.0012308 | 0.036913 | 0.019381 | 0.00031034 | 6.5411e-07 | 0.021576 | 0.0078304 | 0.022455
|  | 743.7062 | 0 | 743.7062 | 0 | 671.6296 | -2.9458e-05 | 674.4503 | -0.00012572 | 673.9528 | 0.00015466 | 666.5751 | 0 | 666.5751 | 0 | 743.7062 | 0.00036631 | 666.6936 | 0.0508 | 674.4503 | -0.00027013 | 666.5751 | 0.20134 | 666.3445 | 0.00202 | 666.6936 | 0.0052904 | 671.6296 | 0.15728 | 666.5751 | 0.08428 | 743.7062 | 0.0014451 | 666.5751 | -4.8796e-05 | 666.6936 | 0.093607 | 743.7062 | 0.033409 | 743.7062 | 0.095254 | 0 | 0 | 0.00011566 | 1.5049e-06 | 3.3427e-05 | 0 | 0 | 3.7621e-05 | 0.01165 | 5.3714e-05 | 0.046233 | 0.00035732 | 0.0010782 | 0.035673 | 0.019589 | 0.00031204 | -1.9971e-06 | 0.02147 | 0.0077827 | 0.02226
|  | 743.9419 | 0 | 743.9419 | 0 | 671.8603 | 0.0010323 | 674.6828 | 0.00013866 | 674.1864 | 0.00013156 | 666.8056 | 0 | 666.8056 | 0 | 743.9419 | -4.7047e-05 | 666.9208 | 0.05176 | 674.6828 | 0.00073211 | 666.8056 | 0.19976 | 666.5751 | 0.00108 | 666.9208 | 0.0042018 | 671.8603 | 0.15205 | 666.8056 | 0.08567 | 743.9419 | 0.001203 | 666.8056 | 3.1471e-05 | 666.9208 | 0.095416 | 743.9419 | 0.032638 | 743.9419 | 0.093652 | 0 | 0 | 9.7739e-05 | 2.2202e-05 | 3.3192e-05 | 0 | 0 | 2.3576e-05 | 0.011506 | 6.2024e-05 | 0.045677 | 0.00033427 | 0.0010388 | 0.034489 | 0.019901 | 0.00030941 | 1.2396e-05 | 0.021349 | 0.0076824 | 0.022053
|  | 744.1776 | 0 | 744.1776 | 0 | 672.0909 | -0.00018483 | 674.9153 | 5.2341e-05 | 674.42 | 0.00015257 | 667.0361 | 0 | 667.0361 | 0 | 744.1776 | 0.00024711 | 667.148 | 0.04954 | 674.9153 | -0.00019853 | 667.0361 | 0.19652 | 666.8056 | 0.00182 | 667.1479 | 0.0049434 | 672.0909 | 0.14701 | 667.0361 | 0.08698 | 744.1776 | 0.0014226 | 667.0361 | 7.6073e-05 | 667.1479 | 0.092538 | 744.1776 | 0.032552 | 744.1776 | 0.093487 | 0 | 0 | 0.00010005 | 2.4912e-05 | 3.3356e-05 | 0 | 0 | 1.6514e-05 | 0.01124 | 0.00010947 | 0.045422 | 0.00039536 | 0.0012963 | 0.033356 | 0.020229 | 0.00031045 | 1.643e-05 | 0.021229 | 0.0075842 | 0.021881
|  | 744.4133 | 0 | 744.4133 | 0 | 672.3217 | 0.0010521 | 675.1478 | 0.00016191 | 674.6536 | 0.00013303 | 667.2667 | 0 | 667.2667 | 0 | 744.4133 | -0.00010697 | 667.3751 | 0.04942 | 675.1478 | 0.00114 | 667.2667 | 0.19755 | 667.0361 | 0.00161 | 667.3751 | 0.0064692 | 672.3217 | 0.14215 | 667.2667 | 0.08852 | 744.4133 | 0.0012118 | 667.2667 | 6.6464e-05 | 667.3751 | 0.094361 | 744.4133 | 0.031806 | 744.4133 | 0.092188 | 0 | 0 | 0.00013077 | 1.5031e-05 | 3.3491e-05 | 0 | 0 | 9.3578e-06 | 0.010925 | 0.00013855 | 0.045233 | 0.00039305 | 0.0011591 | 0.032256 | 0.020492 | 0.00031374 | 4.8596e-06 | 0.021186 | 0.0075051 | 0.021693
|  | 744.649 | 0 | 744.649 | 0 | 672.5524 | 8.1473e-05 | 675.3804 | -3.2631e-05 | 674.8873 | 0.00015366 | 667.4972 | 0 | 667.4972 | 0 | 744.649 | 0.00018638 | 667.6023 | 0.04676 | 675.3804 | 5.1609e-05 | 667.4972 | 0.19488 | 667.2667 | 0.0018 | 667.6023 | 0.0037351 | 672.5524 | 0.13747 | 667.4972 | 0.08926 | 744.649 | 0.0014504 | 667.4972 | -2.4304e-05 | 667.6023 | 0.092154 | 744.649 | 0.031878 | 744.649 | 0.091882 | 0 | 0 | 0.00014293 | 1.0855e-05 | 3.3454e-05 | 0 | 0 | 1.4879e-05 | 0.010806 | 8.9429e-05 | 0.044826 | 0.00031051 | 0.0010986 | 0.031196 | 0.020766 | 0.00031517 | -1.338e-06 | 0.020973 | 0.0074453 | 0.021528
|  | 744.8847 | 0 | 744.8847 | 0 | 672.7831 | 0.0011576 | 675.6129 | 0.00012599 | 675.1209 | 0.00013271 | 667.7278 | 0 | 667.7278 | 0 | 744.8847 | -6.0131e-05 | 667.8295 | 0.04837 | 675.6129 | 0.00071751 | 667.7278 | 0.19391 | 667.4972 | 0.00089392 | 667.8295 | 0.005937 | 672.7831 | 0.13296 | 667.7278 | 0.09085 | 744.8847 | 0.0012238 | 667.7278 | 1.2699e-05 | 667.8295 | 0.092485 | 744.8847 | 0.031296 | 744.8847 | 0.090787 | 0 | 0 | 0.00011638 | 1.4838e-05 | 3.3144e-05 | 0 | 0 | 2.0667e-05 | 0.011024 | 5.1902e-05 | 0.044408 | 0.0002933 | 0.0011076 | 0.030174 | 0.021123 | 0.00031334 | -7.1157e-06 | 0.020861 | 0.0074091 | 0.021336
|  | 745.1204 | 0 | 745.1204 | 0 | 673.0138 | -0.00014872 | 675.8455 | 1.629e-06 | 675.3546 | 0.00015101 | 667.9583 | 0 | 667.9583 | 0 | 745.1204 | 0.00023548 | 668.0567 | 0.04866 | 675.8455 | -0.00027111 | 667.9583 | 0.19136 | 667.7278 | 0.00165 | 668.0567 | 0.0038119 | 673.0138 | 0.12861 | 667.9583 | 0.09241 | 745.1204 | 0.0014348 | 667.9583 | -7.4432e-05 | 668.0567 | 0.091122 | 745.1204 | 0.031568 | 745.1204 | 0.090239 | 0 | 0 | 0.00011486 | 1.831e-05 | 3.3019e-05 | 0 | 0 | 2.8138e-05 | 0.01101 | 4.6305e-05 | 0.044072 | 0.00032735 | 0.0010217 | 0.029189 | 0.021588 | 0.00032561 | -1.532e-05 | 0.020561 | 0.0073888 | 0.021139
|  | 745.3561 | 0 | 745.3561 | 0 | 673.2445 | 0.0011444 | 676.0781 | 0.00015581 | 675.5882 | 0.00013163 | 668.1889 | 0 | 668.1889 | 0 | 745.3561 | 3.2483e-06 | 668.2839 | 0.04824 | 676.0781 | 0.00066926 | 668.1889 | 0.19089 | 667.9583 | 0.00119 | 668.2839 | 0.0051803 | 673.2445 | 0.12442 | 668.1889 | 0.09483 | 745.3561 | 0.0013278 | 668.1889 | -5.8445e-05 | 668.2839 | 0.089849 | 745.3561 | 0.031121 | 745.3561 | 0.089113 | 0 | 0 | 0.00012091 | 7.2416e-06 | 3.2944e-05 | 0 | 0 | 3.208e-05 | 0.010743 | -1.12e-05 | 0.043801 | 0.0003332 | 0.00093225 | 0.028246 | 0.021972 | 0.00033618 | -9.1557e-06 | 0.020323 | 0.0073359 | 0.020992
|  | 745.5919 | 0 | 745.5919 | 0 | 673.4753 | -9.6593e-05 | 676.3106 | -9.353e-05 | 675.8218 | 0.00015038 | 668.4195 | 0 | 668.4195 | 0 | 745.5919 | 0.00026891 | 668.5111 | 0.04634 | 676.3106 | -0.00076558 | 668.4195 | 0.18901 | 668.1889 | 0.0017 | 668.5111 | 0.0030272 | 673.4753 | 0.12038 | 668.4195 | 0.09574 | 745.5919 | 0.0015244 | 668.4195 | -2.0966e-05 | 668.5111 | 0.089069 | 745.5919 | 0.031116 | 745.5919 | 0.088985 | 0 | 0 | 0.00011575 | 1.1372e-05 | 3.2564e-05 | 0 | 0 | 3.6294e-05 | 0.0107 | -4.8402e-06 | 0.043591 | 0.00031937 | 0.00088512 | 0.027323 | 0.022268 | 0.00034749 | 1.2719e-06 | 0.020452 | 0.0072666 | 0.020893
|  | 745.8276 | 0 | 745.8276 | 0 | 673.706 | 0.0011 | 676.5432 | 0.00019131 | 676.0555 | 0.00012831 | 668.6501 | 0 | 668.6501 | 0 | 745.8276 | 3.9004e-05 | 668.7383 | 0.04784 | 676.5432 | 0.00072396 | 668.6501 | 0.18906 | 668.4195 | 0.00107 | 668.7383 | 0.0047632 | 673.706 | 0.11648 | 668.6501 | 0.09739 | 745.8276 | 0.0014237 | 668.6501 | 3.1997e-05 | 668.7383 | 0.090937 | 745.8276 | 0.030534 | 745.8276 | 0.088271 | 0 | 0 | 0.00012109 | 1.1787e-05 | 3.2174e-05 | 0 | 0 | 3.0094e-05 | 0.010813 | 7.1476e-05 | 0.043399 | 0.00034936 | 0.00091355 | 0.026446 | 0.022614 | 0.00034637 | -3.1322e-06 | 0.020555 | 0.0071834 | 0.020773
|  | 746.0634 | 0 | 746.0634 | 0 | 673.9368 | -5.0657e-05 | 676.7758 | -8.9971e-05 | 676.2892 | 0.0001471 | 668.8807 | 0 | 668.8807 | 0 | 746.0634 | 0.00021629 | 668.9656 | 0.04733 | 676.7758 | -0.0001094 | 668.8807 | 0.18726 | 668.6501 | 0.00196 | 668.9656 | 0.0032774 | 673.9368 | 0.11272 | 668.8807 | 0.0987 | 746.0634 | 0.0015146 | 668.8807 | -5.9157e-05 | 668.9656 | 0.08998 | 746.0634 | 0.030405 | 746.0634 | 0.087948 | 0 | 0 | 0.00011194 | 7.1597e-06 | 3.2137e-05 | 0 | 0 | 3.1071e-05 | 0.010755 | -7.3601e-06 | 0.042814 | 0.0003371 | 0.00074052 | 0.025594 | 0.022968 | 0.00034262 | -5.4855e-06 | 0.020157 | 0.0071033 | 0.020597
|  | 746.2992 | 0 | 746.2992 | 0 | 674.1675 | 0.0010208 | 677.0084 | 0.00015153 | 676.5229 | 0.00012791 | 669.1113 | 0 | 669.1113 | 0 | 746.2992 | 4.7296e-05 | 669.1929 | 0.04731 | 677.0084 | 4.6117e-05 | 669.1113 | 0.18408 | 668.8807 | 0.00096302 | 669.1929 | 0.0032385 | 674.1675 | 0.10909 | 669.1113 | 0.10051 | 746.2992 | 0.0013919 | 669.1113 | 1.1579e-05 | 669.1929 | 0.087387 | 746.2992 | 0.029854 | 746.2992 | 0.086778 | 0 | 0 | 0.00010697 | 9.9142e-06 | 3.2369e-05 | 0 | 0 | 3.1068e-05 | 0.010563 | -1.1993e-05 | 0.042402 | 0.00032202 | 0.00069218 | 0.024771 | 0.023281 | 0.00035229 | -8.1034e-06 | 0.019932 | 0.0070564 | 0.020407
|  | 746.5349 | 0 | 746.5349 | 0 | 674.3983 | -9.3703e-05 | 677.2411 | -6.6312e-05 | 676.7566 | 0.0001491 | 669.342 | 0 | 669.342 | 0 | 746.5349 | 0.00021624 | 669.4201 | 0.04566 | 677.2411 | -0.00014921 | 669.342 | 0.18359 | 669.1113 | 0.00183 | 669.4201 | 0.0028538 | 674.3983 | 0.10559 | 669.342 | 0.10136 | 746.5349 | 0.0015964 | 669.342 | -8.1845e-05 | 669.4201 | 0.088041 | 746.5349 | 0.030002 | 746.5349 | 0.086322 | 0 | 0 | 0.00011643 | 1.6025e-05 | 3.1924e-05 | 0 | 0 | 3.5429e-05 | 0.010324 | 6.7182e-05 | 0.04216 | 0.00031397 | 0.00089259 | 0.023978 | 0.023678 | 0.00037198 | -6.7033e-06 | 0.020124 | 0.0070513 | 0.020265
|  | 746.7707 | 0 | 746.7707 | 0 | 674.6291 | 0.0011028 | 677.4737 | 0.0002041 | 676.9903 | 0.00012409 | 669.5726 | 0 | 669.5726 | 0 | 746.7707 | 8.4292e-05 | 669.6473 | 0.04521 | 677.4737 | 0.00072687 | 669.5726 | 0.18208 | 669.342 | 0.00089248 | 669.6473 | 0.0050024 | 674.6291 | 0.10222 | 669.5726 | 0.10401 | 746.7707 | 0.0015589 | 669.5726 | 2.3705e-05 | 669.6473 | 0.089083 | 746.7707 | 0.029811 | 746.7707 | 0.085574 | 0 | 0 | 0.00011379 | 1.3053e-05 | 3.144e-05 | 0 | 0 | 2.963e-05 | 0.010249 | 6.3802e-05 | 0.04175 | 0.00031043 | 0.00099369 | 0.02322 | 0.024119 | 0.0003707 | 5.1206e-06 | 0.019879 | 0.0070089 | 0.020126
|  | 747.0065 | 0 | 747.0065 | 0 | 674.8599 | -0.00011689 | 677.7064 | -9.1901e-05 | 677.2241 | 0.0001449 | 669.8032 | 0 | 669.8032 | 0 | 747.0065 | 0.00016704 | 669.8746 | 0.04497 | 677.7064 | -0.00017843 | 669.8032 | 0.17994 | 669.5726 | 0.0018 | 669.8746 | 0.0037412 | 674.8599 | 0.098962 | 669.8032 | 0.10513 | 747.0065 | 0.0015854 | 669.8032 | 2.0696e-05 | 669.8746 | 0.085836 | 747.0065 | 0.02964 | 747.0065 | 0.085139 | 0 | 0 | 0.00012458 | 1.4062e-06 | 3.1106e-05 | 0 | 0 | 2.4165e-05 | 0.01011 | 3.2236e-05 | 0.041334 | 0.00031235 | 0.00098568 | 0.022475 | 0.024479 | 0.00036483 | 8.9895e-06 | 0.019589 | 0.0069509 | 0.020011
|  | 747.2423 | 0 | 747.2423 | 0 | 675.0907 | 0.0011965 | 677.939 | 0.00010399 | 677.4578 | 0.0001213 | 670.0339 | 0 | 670.0339 | 0 | 747.2423 | 3.7929e-05 | 670.1019 | 0.04399 | 677.939 | 0.00045561 | 670.0339 | 0.17847 | 669.8032 | 0.0009084 | 670.1019 | 0.004932 | 675.0907 | 0.095822 | 670.0339 | 0.10713 | 747.2423 | 0.0015089 | 670.0339 | 5.7253e-05 | 670.1019 | 0.086528 | 747.2423 | 0.029317 | 747.2423 | 0.084591 | 0 | 0 | 0.00013423 | -2.0143e-06 | 3.0468e-05 | 0 | 0 | 1.3658e-05 | 0.01012 | -2.0739e-05 | 0.0411 | 0.00027429 | 0.00087431 | 0.021769 | 0.024805 | 0.0003645 | 5.1143e-06 | 0.019646 | 0.0068836 | 0.019866
|  | 747.4781 | 0 | 747.4781 | 0 | 675.3215 | -3.3528e-05 | 678.1716 | -0.00012131 | 677.6915 | 0.00013936 | 670.2646 | 0 | 670.2646 | 0 | 747.4781 | 7.7907e-05 | 670.3292 | 0.04506 | 678.1716 | -0.00063388 | 670.2646 | 0.17781 | 670.0339 | 0.00147 | 670.3292 | 0.0027612 | 675.3215 | 0.092791 | 670.2646 | 0.10789 | 747.4781 | 0.0015825 | 670.2646 | -1.292e-05 | 670.3292 | 0.086337 | 747.4781 | 0.029066 | 747.4781 | 0.083902 | 0 | 0 | 0.00011107 | 4.6592e-07 | 3.0115e-05 | 0 | 0 | 1.7076e-05 | 0.01033 | 1.5711e-06 | 0.041036 | 0.00029994 | 0.00083581 | 0.021082 | 0.025243 | 0.0003654 | 6.0989e-06 | 0.019554 | 0.0068096 | 0.019681
|  | 747.7139 | 0 | 747.7139 | 0 | 675.5524 | 0.00099582 | 678.4043 | 0.00012531 | 677.9253 | 0.00011829 | 670.4952 | 0 | 670.4952 | 0 | 747.7139 | 6.6919e-05 | 670.5565 | 0.04583 | 678.4043 | 0.00064739 | 670.4952 | 0.17802 | 670.2646 | 0.00113 | 670.5565 | 0.0045932 | 675.5524 | 0.089865 | 670.4952 | 0.111 | 747.7139 | 0.0015164 | 670.4952 | 6.5804e-05 | 670.5565 | 0.085723 | 747.7139 | 0.028686 | 747.7139 | 0.083017 | 0 | 0 | 9.3457e-05 | 2.9946e-06 | 3.0038e-05 | 0 | 0 | 2.0673e-05 | 0.010064 | 1.185e-05 | 0.040641 | 0.00035635 | 0.00074842 | 0.020418 | 0.025784 | 0.0003687 | -1.7563e-06 | 0.019262 | 0.0067701 | 0.019574
|  | 747.9497 | 0 | 747.9497 | 0 | 675.7832 | -0.00018609 | 678.637 | -9.9577e-05 | 678.1591 | 0.00013869 | 670.726 | 0 | 670.726 | 0 | 747.9497 | 0.00010841 | 670.7838 | 0.04273 | 678.637 | -0.00054555 | 670.726 | 0.17429 | 670.4952 | 0.00196 | 670.7838 | 0.0019922 | 675.7832 | 0.087039 | 670.726 | 0.11252 | 747.9497 | 0.0016105 | 670.726 | -8.103e-05 | 670.7838 | 0.08377 | 747.9497 | 0.028731 | 747.9497 | 0.082989 | 0 | 0 | 0.00010387 | 1.1721e-05 | 2.9997e-05 | 0 | 0 | 2.1339e-05 | 0.009814 | 5.7522e-05 | 0.040283 | 0.00030971 | 0.00064836 | 0.019776 | 0.026174 | 0.00038638 | 7.903e-06 | 0.019053 | 0.0067395 | 0.019518
|  | 748.1856 | 0 | 748.1856 | 0 | 676.014 | 0.001086 | 678.8697 | 0.00020033 | 678.3928 | 0.00011796 | 670.9566 | 0 | 670.9566 | 0 | 748.1856 | 7.2551e-05 | 671.0112 | 0.0436 | 678.8697 | 0.00104 | 670.9566 | 0.17501 | 670.726 | 0.00072481 | 671.0112 | 0.0037112 | 676.014 | 0.084308 | 670.9566 | 0.11444 | 748.1856 | 0.0016661 | 670.9566 | 0.00014956 | 671.0112 | 0.083833 | 748.1856 | 0.028422 | 748.1856 | 0.082529 | 0 | 0 | 0.00012147 | 2.6657e-05 | 2.9886e-05 | 0 | 0 | 1.6212e-05 | 0.0096928 | 9.6552e-05 | 0.040128 | 0.00027503 | 0.00056585 | 0.019162 | 0.026597 | 0.00038779 | 2.0606e-05 | 0.018864 | 0.0066597 | 0.019374
|  | 748.4214 | 0 | 748.4214 | 0 | 676.2449 | -3.3902e-05 | 679.1024 | 2.8753e-05 | 678.6267 | 0.00013766 | 671.1873 | 0 | 671.1873 | 0 | 748.4214 | 6.4931e-05 | 671.2385 | 0.04169 | 679.1024 | -0.00021026 | 671.1873 | 0.17284 | 670.9566 | 0.00166 | 671.2385 | 0.0012678 | 676.2449 | 0.08167 | 671.1873 | 0.11612 | 748.4214 | 0.0016225 | 671.1873 | 2.9064e-05 | 671.2385 | 0.082157 | 748.4214 | 0.028054 | 748.4214 | 0.081771 | 0 | 0 | 0.00011796 | 2.8395e-05 | 2.9304e-05 | 0 | 0 | 2.2629e-05 | 0.0097174 | 1.7946e-05 | 0.039721 | 0.00026276 | 0.00060364 | 0.018558 | 0.027003 | 0.00038228 | 6.7561e-06 | 0.018892 | 0.006604 | 0.01922
|  | 748.6573 | 0 | 748.6573 | 0 | 676.4758 | 0.0010559 | 679.3351 | 0.00021528 | 678.8604 | 0.00011305 | 671.418 | 0 | 671.418 | 0 | 748.6573 | 0.00012697 | 671.4658 | 0.04379 | 679.3351 | 0.00036449 | 671.418 | 0.1715 | 671.1873 | 0.00061776 | 671.4658 | 0.0040423 | 676.4758 | 0.07912 | 671.418 | 0.11797 | 748.6573 | 0.0016193 | 671.418 | 2.9504e-05 | 671.4658 | 0.084027 | 748.6573 | 0.027947 | 748.6573 | 0.081212 | 0 | 0 | 0.00011114 | 2.9979e-05 | 2.9047e-05 | 0 | 0 | 2.4802e-05 | 0.0097572 | -1.5647e-05 | 0.039413 | 0.00026621 | 0.00082637 | 0.017984 | 0.0274 | 0.00038469 | -2.772e-06 | 0.01888 | 0.0065798 | 0.019089
|  | 748.8931 | 0 | 748.8931 | 0 | 676.7067 | -9.3202e-05 | 679.5679 | 4.235e-05 | 679.0942 | 0.0001354 | 671.6487 | 0 | 671.6487 | 0 | 748.8931 | 8.3338e-05 | 671.6932 | 0.04204 | 679.5679 | -0.00049896 | 671.6487 | 0.17017 | 671.418 | 0.00169 | 671.6932 | 0.0032271 | 676.7067 | 0.076655 | 671.6487 | 0.11956 | 748.8931 | 0.0016426 | 671.6487 | -5.3534e-05 | 671.6932 | 0.082052 | 748.8931 | 0.027845 | 748.8931 | 0.080645 | 0 | 0 | 0.0001235 | 2.9587e-05 | 2.9249e-05 | 0 | 0 | 1.9853e-05 | 0.0097374 | 5.1294e-07 | 0.039144 | 0.00026172 | 0.00093774 | 0.017424 | 0.027847 | 0.0003999 | -8.0203e-07 | 0.018591 | 0.0065513 | 0.018956
|  | 749.129 | 0 | 749.129 | 0 | 676.9376 | 0.001163 | 679.8006 | 0.00021191 | 679.3281 | 0.00011478 | 671.8795 | 0 | 671.8795 | 0 | 749.129 | 8.4998e-05 | 671.9205 | 0.04362 | 679.8006 | 0.00050337 | 671.8795 | 0.16906 | 671.6487 | 0.00057881 | 671.9205 | 0.005022 | 676.9376 | 0.074272 | 671.8795 | 0.12177 | 749.129 | 0.0017482 | 671.8795 | 4.6583e-05 | 671.9205 | 0.081487 | 749.129 | 0.027706 | 749.129 | 0.080088 | 0 | 0 | 0.00012661 | 2.3591e-05 | 2.925e-05 | 0 | 0 | 2.1882e-05 | 0.0096025 | 3.0714e-05 | 0.038741 | 0.00020872 | 0.00077793 | 0.016883 | 0.028247 | 0.0004167 | 9.2398e-06 | 0.01853 | 0.0064993 | 0.018815
|  | 749.3649 | 0 | 749.3649 | 0 | 677.1685 | -6.6257e-05 | 680.0333 | -9.1803e-06 | 679.5619 | 0.0001354 | 672.1102 | 0 | 672.1102 | 0 | 749.3649 | 0.00010054 | 672.1479 | 0.04085 | 680.0333 | -0.00023943 | 672.1102 | 0.16678 | 671.8795 | 0.00123 | 672.1479 | 0.0018213 | 677.1685 | 0.071968 | 672.1102 | 0.1231 | 749.3649 | 0.0017849 | 672.1102 | 3.3516e-05 | 672.1479 | 0.081515 | 749.3649 | 0.027401 | 749.3649 | 0.079446 | 0 | 0 | 0.00011829 | 8.0467e-06 | 2.9088e-05 | 0 | 0 | 3.1346e-05 | 0.0095339 | 5.2457e-05 | 0.03857 | 0.00024182 | 0.00047108 | 0.01636 | 0.028717 | 0.00042958 | 1.4065e-05 | 0.018427 | 0.0064436 | 0.018667
|  | 749.6008 | 0 | 749.6008 | 0 | 677.3994 | 0.0010908 | 680.2661 | 7.8316e-05 | 679.7957 | 0.0001134 | 672.341 | 0 | 672.341 | 0 | 749.6008 | 0.00016523 | 672.3752 | 0.04302 | 680.2661 | 0.00069012 | 672.341 | 0.16749 | 672.1102 | 0.0008663 | 672.3752 | 0.0023227 | 677.3994 | 0.069742 | 672.341 | 0.12578 | 749.6008 | 0.0018572 | 672.341 | 8.8382e-05 | 672.3752 | 0.080581 | 749.6008 | 0.027231 | 749.6008 | 0.078823 | 0 | 0 | 0.00012307 | 1.4557e-06 | 2.8895e-05 | 0 | 0 | 2.4239e-05 | 0.0095209 | 7.6423e-05 | 0.038277 | 0.00028804 | 0.00038149 | 0.015855 | 0.029186 | 0.00042872 | 6.0002e-06 | 0.018016 | 0.0063797 | 0.018513
|  | 749.8367 | 0 | 749.8367 | 0 | 677.6302 | -2.4808e-05 | 680.4988 | -6.5806e-05 | 680.0296 | 0.0001337 | 672.5718 | 0 | 672.5718 | 0 | 749.8367 | 4.0284e-05 | 672.6027 | 0.04071 | 680.4988 | -3.337e-05 | 672.5718 | 0.16423 | 672.341 | 0.00163 | 672.6027 | 0.0010324 | 677.6302 | 0.06759 | 672.5718 | 0.12715 | 749.8367 | 0.0017777 | 672.5718 | -3.6383e-05 | 672.6027 | 0.077858 | 749.8367 | 0.026859 | 749.8367 | 0.078138 | 0 | 0 | 0.00013095 | 8.4848e-06 | 2.8713e-05 | 0 | 0 | 2.5289e-05 | 0.0094309 | 3.8362e-05 | 0.037838 | 0.00022874 | 0.00058108 | 0.01537 | 0.029519 | 0.00043198 | 1.783e-06 | 0.017952 | 0.0063406 | 0.018403
|  | 750.0726 | 0 | 750.0726 | 0 | 677.8612 | 0.0011588 | 680.7316 | 0.0001387 | 680.2634 | 0.00011189 | 672.8025 | 0 | 672.8025 | 0 | 750.0726 | 0.00017411 | 672.83 | 0.04225 | 680.7316 | 0.00036295 | 672.8025 | 0.1637 | 672.5718 | 0.00035233 | 672.83 | 0.0040793 | 677.8612 | 0.065509 | 672.8025 | 0.12868 | 750.0726 | 0.0018845 | 672.8025 | 5.1835e-05 | 672.83 | 0.080057 | 750.0726 | 0.026896 | 750.0726 | 0.077883 | 0 | 0 | 0.00012487 | 2.8214e-06 | 2.8608e-05 | 0 | 0 | 2.7454e-05 | 0.0095046 | 1.7161e-06 | 0.037583 | 0.00017219 | 0.00077274 | 0.014898 | 0.029975 | 0.00043568 | -8.3992e-08 | 0.018122 | 0.0063014 | 0.018291
|  | 750.3085 | 0 | 750.3085 | 0 | 678.0922 | -7.7518e-05 | 680.9644 | -0.00011446 | 680.4973 | 0.00013275 | 673.0333 | 0 | 673.0333 | 0 | 750.3085 | 5.8628e-05 | 673.0574 | 0.04134 | 680.9644 | -0.00034821 | 673.0333 | 0.162 | 672.8025 | 0.00114 | 673.0574 | 0.0027165 | 678.0922 | 0.063498 | 673.0333 | 0.13109 | 750.3085 | 0.0018089 | 673.0333 | -5.2563e-05 | 673.0574 | 0.079311 | 750.3085 | 0.026524 | 750.3085 | 0.077182 | 0 | 0 | 0.00010906 | 1.0532e-05 | 2.8351e-05 | 0 | 0 | 2.3785e-05 | 0.0093595 | 4.7648e-05 | 0.037219 | 0.00019035 | 0.00072708 | 0.014441 | 0.030418 | 0.00044591 | -7.8624e-06 | 0.017896 | 0.0062502 | 0.018168
|  | 750.5444 | 0 | 750.5444 | 0 | 678.3231 | 0.0010219 | 681.1972 | 0.00020495 | 680.7312 | 0.00010968 | 673.2641 | 0 | 673.2641 | 0 | 750.5444 | 0.00014301 | 673.2849 | 0.04097 | 681.1972 | 0.00075759 | 673.2641 | 0.16056 | 673.0333 | 0.00050965 | 673.2849 | 0.0036777 | 678.3231 | 0.061554 | 673.2641 | 0.13253 | 750.5444 | 0.0019713 | 673.2641 | -1.5578e-05 | 673.2849 | 0.078073 | 750.5444 | 0.026462 | 750.5444 | 0.076835 | 0 | 0 | 0.00010344 | 1.1123e-05 | 2.8128e-05 | 0 | 0 | 1.0864e-05 | 0.0090081 | 0.00012303 | 0.036921 | 0.00023765 | 0.00073906 | 0.013999 | 0.030859 | 0.0004518 | -1.2355e-05 | 0.017718 | 0.006185 | 0.018018
|  | 750.7804 | 0 | 750.7804 | 0 | 678.5541 | -0.00012622 | 681.4301 | -0.00010942 | 680.9651 | 0.00013084 | 673.4949 | 0 | 673.4949 | 0 | 750.7804 | -5.0916e-05 | 673.5123 | 0.03825 | 681.4301 | 0.00029914 | 673.4949 | 0.15942 | 673.2641 | 0.00155 | 673.5123 | 0.0028218 | 678.5541 | 0.059674 | 673.4949 | 0.13491 | 750.7804 | 0.0018587 | 673.4949 | -9.1499e-05 | 673.5123 | 0.077743 | 750.7804 | 0.02597 | 750.7804 | 0.075908 | 0 | 0 | 0.00011636 | 1.1948e-05 | 2.7818e-05 | 0 | 0 | 1.1764e-05 | 0.0089092 | 7.4078e-05 | 0.036609 | 0.00020027 | 0.00058268 | 0.013572 | 0.031416 | 0.00044984 | -7.0464e-06 | 0.017664 | 0.0061267 | 0.017855
|  | 751.0163 | 0 | 751.0163 | 0 | 678.785 | 0.0011338 | 681.6628 | 0.00021207 | 681.199 | 0.00010697 | 673.7257 | 0 | 673.7257 | 0 | 751.0163 | 0.00015063 | 673.7397 | 0.0401 | 681.6628 | 0.0003373 | 673.7257 | 0.15776 | 673.4949 | 0.00018569 | 673.7397 | 0.0023025 | 678.785 | 0.057856 | 673.7257 | 0.13728 | 751.0163 | 0.0019545 | 673.7257 | 3.0449e-05 | 673.7397 | 0.077598 | 751.0163 | 0.025965 | 751.0163 | 0.075445 | 0 | 0 | 0.00012693 | 1.913e-05 | 2.7766e-05 | 0 | 0 | 9.3029e-06 | 0.0091887 | 6.5564e-05 | 0.036142 | 0.00019225 | 0.0003284 | 0.013159 | 0.031813 | 0.00044966 | 6.623e-06 | 0.017593 | 0.0060691 | 0.017707
|  | 751.2523 | 0 | 751.2523 | 0 | 679.016 | -3.4685e-05 | 681.8957 | -4.7756e-05 | 681.4329 | 0.00013046 | 673.9565 | 0 | 673.9565 | 0 | 751.2523 | -7.1784e-05 | 673.9672 | 0.04069 | 681.8957 | 0.00022585 | 673.9565 | 0.15539 | 673.7257 | 0.00148 | 673.9672 | 0.00058474 | 679.016 | 0.056098 | 673.9565 | 0.13836 | 751.2523 | 0.0018568 | 673.9565 | 2.6935e-05 | 673.9672 | 0.07708 | 751.2523 | 0.025477 | 751.2523 | 0.07464 | 0 | 0 | 0.00011776 | 2.4509e-05 | 2.7511e-05 | 0 | 0 | 3.1131e-06 | 0.0091809 | 6.1235e-05 | 0.035905 | 0.00015509 | 0.00051411 | 0.012763 | 0.032233 | 0.00046367 | 5.6953e-06 | 0.017438 | 0.0060356 | 0.017571
|  | 751.4882 | 0 | 751.4882 | 0 | 679.247 | 0.0010542 | 682.1285 | 0.00025827 | 681.6669 | 0.00010472 | 674.1874 | 0 | 674.1874 | 0 | 751.4882 | 9.8171e-05 | 674.1946 | 0.04005 | 682.1285 | 0.00030012 | 674.1874 | 0.15569 | 673.9565 | -0.00013626 | 674.1946 | 0.0039366 | 679.247 | 0.054399 | 674.1874 | 0.14091 | 751.4882 | 0.0020734 | 674.1874 | 2.2409e-05 | 674.1946 | 0.076274 | 751.4882 | 0.025683 | 751.4882 | 0.0743 | 0 | 0 | 0.00010552 | 3.3094e-05 | 2.6936e-05 | 0 | 0 | 5.5759e-06 | 0.0089252 | 2.2399e-05 | 0.03569 | 0.00020703 | 0.00059157 | 0.012374 | 0.032717 | 0.00047513 | 3.0589e-06 | 0.017272 | 0.0060118 | 0.017437
|  | 751.7242 | 0 | 751.7242 | 0 | 679.478 | -0.00014039 | 682.3614 | 2.598e-05 | 681.9008 | 0.00012555 | 674.4182 | 0 | 674.4182 | 0 | 751.7242 | -5.0912e-05 | 674.4221 | 0.03842 | 682.3614 | -0.00010773 | 674.4182 | 0.15354 | 674.1874 | 0.00193 | 674.4221 | 0.0012646 | 679.478 | 0.052757 | 674.4182 | 0.14256 | 751.7242 | 0.0019537 | 674.4182 | 4.0943e-06 | 674.4221 | 0.075584 | 751.7242 | 0.025271 | 751.7242 | 0.073489 | 0 | 0 | 0.00011279 | 2.4843e-05 | 2.6725e-05 | 0 | 0 | 2.3122e-05 | 0.0087352 | 2.7274e-05 | 0.03543 | 0.00024264 | 0.00054994 | 0.012004 | 0.033195 | 0.00048165 | 9.2193e-06 | 0.017286 | 0.0059561 | 0.017305
|  | 751.9602 | 0 | 751.9602 | 0 | 679.709 | 0.0011169 | 682.5942 | 0.0001874 | 682.1348 | 0.00010292 | 674.649 | 0 | 674.649 | 0 | 751.9602 | 0.00024687 | 674.6495 | 0.03838 | 682.5942 | 0.00034199 | 674.649 | 0.15343 | 674.4182 | 0.00017234 | 674.6495 | 0.0035705 | 679.709 | 0.05117 | 674.649 | 0.14504 | 751.9602 | 0.0021285 | 674.649 | 7.5782e-05 | 674.6495 | 0.076392 | 751.9602 | 0.025209 | 751.9602 | 0.073179 | 0 | 0 | 0.00012564 | 1.3744e-05 | 2.6411e-05 | 0 | 0 | 1.9451e-05 | 0.0089054 | 2.4924e-05 | 0.035151 | 0.00020803 | 0.00066479 | 0.011644 | 0.033751 | 0.00048363 | -6.5938e-07 | 0.017183 | 0.0058835 | 0.017155
|  | 752.1961 | 0 | 752.1961 | 0 | 679.94 | -2.9145e-05 | 682.8271 | -6.9346e-05 | 682.3687 | 0.00012287 | 674.8799 | 0 | 674.8799 | 0 | 752.1961 | -8.2027e-05 | 674.8769 | 0.03994 | 682.8271 | -0.00012791 | 674.8799 | 0.15113 | 674.649 | 0.00163 | 674.877 | 0.0022759 | 679.94 | 0.049636 | 674.8799 | 0.14739 | 752.1961 | 0.0019703 | 674.8799 | -8.1495e-05 | 674.877 | 0.074719 | 752.1961 | 0.024654 | 752.1961 | 0.072212 | 0 | 0 | 0.00013891 | 1.2445e-05 | 2.601e-05 | 0 | 0 | 7.1417e-06 | 0.009055 | 3.6743e-05 | 0.034944 | 0.00021952 | 0.00069066 | 0.011296 | 0.034431 | 0.0004881 | -1.0004e-05 | 0.017085 | 0.0058398 | 0.017052
|  | 752.4321 | 0 | 752.4321 | 0 | 680.171 | 0.0012318 | 683.06 | 0.00017621 | 682.6027 | 9.9483e-05 | 675.1108 | 0 | 675.1108 | 0 | 752.4321 | 0.00014255 | 675.1045 | 0.03965 | 683.06 | 0.00044342 | 675.1108 | 0.15155 | 674.8799 | 0.00027201 | 675.1045 | 0.0037948 | 680.171 | 0.048155 | 675.1108 | 0.15084 | 752.4321 | 0.0021663 | 675.1108 | -5.1583e-06 | 675.1045 | 0.075452 | 752.4321 | 0.024838 | 752.4321 | 0.072303 | 0 | 0 | 0.00013149 | 1.0972e-05 | 2.6156e-05 | 0 | 0 | 5.5494e-06 | 0.0087659 | -3.0468e-05 | 0.034859 | 0.00021035 | 0.00047949 | 0.010959 | 0.034943 | 0.00049201 | -6.4804e-06 | 0.016973 | 0.0058257 | 0.016961
|  | 752.6681 | 0 | 752.6681 | 0 | 680.402 | -9.3388e-05 | 683.2929 | -8.1971e-05 | 682.8367 | 0.00012406 | 675.3416 | 0 | 675.3416 | 0 | 752.6681 | -9.5524e-05 | 675.332 | 0.03742 | 683.2929 | -0.00070511 | 675.3416 | 0.15048 | 675.1108 | 0.00155 | 675.332 | 0.0004209 | 680.402 | 0.046724 | 675.3416 | 0.15192 | 752.6681 | 0.0020033 | 675.3416 | -5.099e-05 | 675.332 | 0.073772 | 752.6681 | 0.024533 | 752.6681 | 0.071437 | 0 | 0 | 0.00010471 | 2.0577e-05 | 2.6423e-05 | 0 | 0 | 1.6943e-05 | 0.0086124 | -3.6986e-05 | 0.034566 | 0.00027343 | 0.00039452 | 0.010637 | 0.035519 | 0.00051592 | -6.9491e-06 | 0.016711 | 0.0058228 | 0.016834
|  | 752.9042 | 0 | 752.9042 | 0 | 680.6331 | 0.0009997 | 683.5258 | 0.00025866 | 683.0707 | 0.00010176 | 675.5725 | 0 | 675.5725 | 0 | 752.9042 | 0.00023909 | 675.5594 | 0.0383 | 683.5258 | 0.00038751 | 675.5725 | 0.14892 | 675.3416 | 0.00081911 | 675.5594 | 0.0030477 | 680.6331 | 0.045341 | 675.5725 | 0.15574 | 752.9042 | 0.0023685 | 675.5725 | -9.2008e-06 | 675.5594 | 0.073154 | 752.9042 | 0.024809 | 752.9042 | 0.071214 | 0 | 0 | 9.5679e-05 | 1.8911e-05 | 2.6322e-05 | 0 | 0 | 1.6261e-05 | 0.0086829 | -2.8186e-05 | 0.034135 | 0.00025389 | 0.00043084 | 0.01032 | 0.036137 | 0.00053248 | -1.9319e-05 | 0.016697 | 0.0057588 | 0.0167
|  | 753.1402 | 0 | 753.1402 | 0 | 680.8641 | -0.00017137 | 683.7587 | -9.6273e-05 | 683.3047 | 0.0001232 | 675.8034 | 0 | 675.8034 | 0 | 753.1402 | -0.0001013 | 675.787 | 0.03802 | 683.7587 | -0.00062954 | 675.8034 | 0.14675 | 675.5725 | 0.00138 | 675.787 | 0.00073922 | 680.8641 | 0.044005 | 675.8034 | 0.15727 | 753.1402 | 0.0021436 | 675.8034 | -0.00015813 | 675.787 | 0.073607 | 753.1402 | 0.023991 | 753.1402 | 0.070298 | 0 | 0 | 0.00011109 | 4.5324e-06 | 2.6032e-05 | 0 | 0 | 2.2484e-05 | 0.0085726 | -1.4267e-05 | 0.033797 | 0.00016837 | 0.00027222 | 0.010019 | 0.036571 | 0.00053745 | -1.4604e-05 | 0.016787 | 0.0056985 | 0.016609
|  | 753.3762 | 0 | 753.3762 | 0 | 681.0952 | 0.0011328 | 683.9916 | 0.00013519 | 683.5387 | 9.928e-05 | 676.0343 | 0 | 676.0343 | 0 | 753.3762 | 0.00029183 | 676.0145 | 0.03735 | 683.9916 | 0.00050703 | 676.0343 | 0.146 | 675.8034 | 7.8402e-05 | 676.0145 | 0.0016542 | 681.0952 | 0.042712 | 676.0343 | 0.15951 | 753.3762 | 0.0024105 | 676.0343 | 3.1628e-05 | 676.0145 | 0.073987 | 753.3762 | 0.024295 | 753.3762 | 0.070442 | 0 | 0 | 0.0001147 | -8.2005e-07 | 2.6136e-05 | 0 | 0 | 1.6693e-05 | 0.0083617 | -6.32e-06 | 0.033476 | 0.00015567 | 0.00040018 | 0.0097252 | 0.037109 | 0.00053713 | -3.9557e-06 | 0.016655 | 0.0056417 | 0.01651
|  | 753.6123 | 0 | 753.6123 | 0 | 681.3263 | -0.00014011 | 684.2246 | -0.00014223 | 683.7727 | 0.00012409 | 676.2653 | 0 | 676.2653 | 0 | 753.6123 | -0.00015039 | 676.242 | 0.03615 | 684.2246 | -0.00056129 | 676.2653 | 0.14389 | 676.0343 | 0.00127 | 676.242 | 0.0018633 | 681.3263 | 0.041461 | 676.2653 | 0.16184 | 753.6123 | 0.0021407 | 676.2653 | -6.5882e-05 | 676.242 | 0.072409 | 753.6123 | 0.023508 | 753.6123 | 0.06945 | 0 | 0 | 0.00010733 | 1.4382e-06 | 2.6455e-05 | 0 | 0 | 1.127e-05 | 0.0082631 | -5.7999e-06 | 0.033098 | 0.00014426 | 0.00050466 | 0.0094407 | 0.037659 | 0.00053915 | -2.0704e-05 | 0.016305 | 0.0055955 | 0.016401
|  | 753.8483 | 0 | 753.8483 | 0 | 681.5574 | 0.0010691 | 684.4575 | 0.00015458 | 684.0067 | 0.00010202 | 676.4961 | 0 | 676.4961 | 0 | 753.8483 | 0.00024587 | 676.4695 | 0.03648 | 684.4575 | 0.00051148 | 676.4961 | 0.14281 | 676.2653 | -2.0819e-05 | 676.4695 | 0.0025725 | 681.5574 | 0.040249 | 676.4961 | 0.16437 | 753.8483 | 0.0024274 | 676.4961 | -0.00011346 | 676.4695 | 0.070908 | 753.8483 | 0.023901 | 753.8483 | 0.069512 | 0 | 0 | 0.00010795 | -2.5963e-06 | 2.6842e-05 | 0 | 0 | 1.1059e-05 | 0.0082813 | 3.3654e-05 | 0.032852 | 0.00013151 | 0.00049212 | 0.0091678 | 0.038098 | 0.00054956 | -1.1508e-05 | 0.015962 | 0.005568 | 0.016301
|  | 754.0843 | 0 | 754.0843 | 0 | 681.7885 | -0.00013504 | 684.6904 | -0.00017687 | 684.2408 | 0.00012733 | 676.7271 | 0 | 676.7271 | 0 | 754.0843 | -0.00015217 | 676.6971 | 0.03631 | 684.6904 | -0.00022257 | 676.7271 | 0.14167 | 676.4961 | 0.00116 | 676.6971 | 0.001753 | 681.7885 | 0.039077 | 676.7271 | 0.16554 | 754.0843 | 0.0022289 | 676.7271 | 1.3807e-05 | 676.6971 | 0.069395 | 754.0843 | 0.023275 | 754.0843 | 0.068601 | 0 | 0 | 9.9685e-05 | 1.4782e-05 | 2.6725e-05 | 0 | 0 | 1.8451e-05 | 0.0083598 | 5.6802e-06 | 0.032683 | 0.00014059 | 0.00045541 | 0.0088988 | 0.038561 | 0.00056598 | -6.8068e-06 | 0.015909 | 0.0055346 | 0.01618
|  | 754.3204 | 0 | 754.3204 | 0 | 682.0196 | 0.00099781 | 684.9234 | 0.00030377 | 684.4748 | 0.00010102 | 676.958 | 0 | 676.958 | 0 | 754.3204 | 0.00030849 | 676.9246 | 0.03717 | 684.9234 | 0.00027133 | 676.958 | 0.14142 | 676.7271 | 5.7428e-05 | 676.9246 | 0.0022499 | 682.0196 | 0.037942 | 676.958 | 0.16847 | 754.3204 | 0.0025661 | 676.958 | -7.2765e-05 | 676.9246 | 0.070437 | 754.3204 | 0.023614 | 754.3204 | 0.06848 | 0 | 0 | 0.00010354 | 1.1664e-05 | 2.6672e-05 | 0 | 0 | 2.153e-05 | 0.0083279 | 2.152e-05 | 0.032326 | 0.00010953 | 0.00032445 | 0.0086431 | 0.03919 | 0.0005783 | -1.6639e-05 | 0.016084 | 0.0055039 | 0.016028
|  | 754.5565 | 0 | 754.5565 | 0 | 682.2507 | -0.00010191 | 685.1564 | -0.00020364 | 684.7089 | 0.00012688 | 677.189 | 0 | 677.189 | 0 | 754.5565 | -0.00012608 | 677.1522 | 0.03601 | 685.1564 | -8.6589e-05 | 677.189 | 0.13852 | 676.958 | 0.00089134 | 677.1522 | 0.00060112 | 682.2507 | 0.036844 | 677.189 | 0.17091 | 754.5565 | 0.0023333 | 677.189 | -7.1329e-05 | 677.1522 | 0.070895 | 754.5565 | 0.023015 | 754.5565 | 0.067309 | 0 | 0 | 0.00010429 | 8.5255e-06 | 2.7038e-05 | 0 | 0 | -5.8242e-05 | 0.0083143 | 4.0767e-05 | 0.032026 | 0.0001246 | 0.00014527 | 0.0083914 | 0.039701 | 0.00053719 | 1.2662e-06 | 0.0161 | 0.0053754 | 0.015762
|  | 754.7926 | 0 | 754.7926 | 0 | 682.4818 | 0.0010046 | 685.3893 | 0.00027683 | 684.943 | 0.00010414 | 677.4199 | 0 | 677.4199 | 0 | 754.7926 | -0.00036733 | 677.3798 | 0.03707 | 685.3893 | 0.00043656 | 677.4199 | 0.13881 | 677.189 | 0.00018771 | 677.3798 | 0.0006758 | 682.4818 | 0.035783 | 677.4199 | 0.17288 | 754.7926 | 0.0022176 | 677.4199 | 8.2294e-05 | 677.3798 | 0.070622 | 754.7926 | 0.022523 | 754.7926 | 0.066223 | 0 | 0 | 9.9477e-05 | 2.2297e-05 | 2.7476e-05 | 0 | 0 | -1.1485e-05 | 0.0084553 | 2.6969e-05 | 0.031932 | 0.00021568 | 0.00015212 | 0.0081525 | 0.040239 | 0.00056896 | 1.2386e-05 | 0.015811 | 0.0053764 | 0.015641
|  | 755.0287 | 0 | 755.0287 | 0 | 682.713 | -0.00014381 | 685.6223 | -8.542e-05 | 685.1771 | 0.00013062 | 677.6509 | 0 | 677.6509 | 0 | 755.0287 | 0.00027004 | 677.6074 | 0.03723 | 685.6223 | -0.00020504 | 677.6509 | 0.13763 | 677.4199 | 0.00168 | 677.6074 | 0.00066095 | 682.713 | 0.034758 | 677.6509 | 0.17548 | 755.0287 | 0.0026021 | 677.6509 | 2.4938e-05 | 677.6074 | 0.068312 | 755.0287 | 0.02302 | 755.0287 | 0.066267 | 0 | 0 | 0.00010958 | 8.054e-06 | 2.7229e-05 | 0 | 0 | 2.0881e-05 | 0.0084508 | 2.2632e-06 | 0.031757 | 0.00020526 | 0.00037145 | 0.0079195 | 0.040904 | 0.00058963 | 1.0863e-05 | 0.015589 | 0.005334 | 0.015519
|  | 755.2648 | 0 | 755.2648 | 0 | 682.9441 | 0.001092 | 685.8554 | 0.00015454 | 685.4111 | 0.00010203 | 677.8819 | 0 | 677.8819 | 0 | 755.2648 | -9.3152e-05 | 677.835 | 0.03703 | 685.8554 | 0.00022446 | 677.8819 | 0.13737 | 677.6509 | 9.6997e-05 | 677.835 | 0.0026031 | 682.9441 | 0.033768 | 677.8819 | 0.17873 | 755.2648 | 0.0023927 | 677.8819 | 6.913e-05 | 677.835 | 0.068675 | 755.2648 | 0.022164 | 755.2648 | 0.06519 | 0 | 0 | 0.00010558 | 1.3378e-05 | 2.6529e-05 | 0 | 0 | 4.192e-05 | 0.0080275 | 3.2818e-06 | 0.03164 | 0.00018789 | 0.00033459 | 0.0076947 | 0.041525 | 0.00060978 | 3.9084e-07 | 0.015404 | 0.0052969 | 0.015435
|  | 755.5009 | 0 | 755.5009 | 0 | 683.1752 | -0.0001784 | 686.0883 | -3.9697e-05 | 685.6453 | 0.00012459 | 678.1129 | 0 | 678.1129 | 0 | 755.5009 | 0.00044826 | 678.0626 | 0.03351 | 686.0883 | -0.00019629 | 678.1129 | 0.13655 | 677.8819 | 0.00153 | 678.0626 | 0.00033702 | 683.1752 | 0.032812 | 678.1129 | 0.18076 | 755.5009 | 0.0027728 | 678.1129 | -6.5746e-05 | 678.0626 | 0.066689 | 755.5009 | 0.022706 | 755.5009 | 0.065559 | 0 | 0 | 9.3483e-05 | 1.6061e-05 | 2.6146e-05 | 0 | 0 | 3.1547e-05 | 0.0079034 | 3.5976e-05 | 0.031421 | 0.00018559 | 0.00026796 | 0.0074795 | 0.042137 | 0.00061385 | -8.9055e-07 | 0.015408 | 0.0052693 | 0.015328
|  | 755.737 | 0 | 755.737 | 0 | 683.4064 | 0.00098708 | 686.3214 | 0.00017754 | 685.8794 | 9.8761e-05 | 678.3439 | 0 | 678.3439 | 0 | 755.737 | -0.00018105 | 678.2902 | 0.03594 | 686.3214 | 0.00050505 | 678.3439 | 0.13555 | 678.1129 | 7.6688e-05 | 678.2902 | 0.0020176 | 683.4064 | 0.031889 | 678.3439 | 0.18414 | 755.737 | 0.0024267 | 678.3439 | 5.8034e-05 | 678.2902 | 0.068708 | 755.737 | 0.021927 | 755.737 | 0.064277 | 0 | 0 | 9.7222e-05 | 1.8567e-05 | 2.5737e-05 | 0 | 0 | 2.2358e-05 | 0.0081674 | 1.2904e-05 | 0.031167 | 0.00017283 | 0.00029824 | 0.0072678 | 0.042868 | 0.00062518 | 1.8655e-06 | 0.015484 | 0.0052209 | 0.015217
|  | 755.9731 | 0 | 755.9731 | 0 | 683.6376 | -0.00014584 | 686.5544 | -1.8183e-05 | 686.1135 | 0.00012108 | 678.5749 | 0 | 678.5749 | 0 | 755.9731 | 0.00037042 | 678.5178 | 0.03583 | 686.5544 | -0.0003943 | 678.5749 | 0.13427 | 678.3439 | 0.00142 | 678.5178 | 0.00060318 | 683.6376 | 0.030998 | 678.5749 | 0.18698 | 755.9731 | 0.0028686 | 678.5749 | -4.1884e-05 | 678.5178 | 0.067352 | 755.9731 | 0.022294 | 755.9731 | 0.064609 | 0 | 0 | 0.00010093 | 1.5227e-05 | 2.5404e-05 | 0 | 0 | 1.2541e-05 | 0.0081354 | -5.5887e-05 | 0.030992 | 0.00014721 | 0.00015926 | 0.0070671 | 0.043441 | 0.00063095 | 6.4498e-06 | 0.015346 | 0.0051687 | 0.01511
|  | 756.2092 | 0 | 756.2092 | 0 | 683.8688 | 0.0010189 | 686.7874 | 0.00014887 | 686.3477 | 9.5924e-05 | 678.8059 | 0 | 678.8059 | 0 | 756.2092 | -0.0002642 | 678.7454 | 0.03564 | 686.7874 | -8.5354e-05 | 678.8059 | 0.13404 | 678.5749 | -0.00014556 | 678.7454 | 0.00079589 | 683.8688 | 0.030136 | 678.8059 | 0.1891 | 756.2092 | 0.0024755 | 678.8059 | 9.7722e-05 | 678.7454 | 0.067467 | 756.2092 | 0.021485 | 756.2092 | 0.06337 | 0 | 0 | 0.00010376 | 2.6259e-07 | 2.4916e-05 | 0 | 0 | 1.41e-05 | 0.0078055 | -2.9396e-05 | 0.030736 | 8.6568e-05 | 0.00041785 | 0.0068712 | 0.043948 | 0.00065025 | 3.3382e-06 | 0.015203 | 0.0051556 | 0.015022
|  | 756.4454 | 0 | 756.4454 | 0 | 684.1 | -0.00012134 | 687.0205 | -0.00014662 | 686.5818 | 0.00011691 | 679.0369 | 0 | 679.0369 | 0 | 756.4454 | 0.00038361 | 678.973 | 0.03295 | 687.0205 | -0.00016687 | 679.0369 | 0.13205 | 678.8059 | 0.000895 | 678.973 | 0.0028759 | 684.1 | 0.029303 | 679.0369 | 0.19137 | 756.4454 | 0.0030316 | 679.0369 | -6.8822e-05 | 678.973 | 0.066132 | 756.4454 | 0.022179 | 756.4454 | 0.063858 | 0 | 0 | 0.00010305 | 3.1376e-06 | 2.4037e-05 | 0 | 0 | 2.4376e-05 | 0.0077678 | 8.699e-05 | 0.030407 | 0.00015121 | 0.00050594 | 0.0066819 | 0.044551 | 0.00066955 | 1.6774e-05 | 0.01506 | 0.0051313 | 0.014937
|  | 756.6816 | 0 | 756.6816 | 0 | 684.3312 | 0.0010127 | 687.2535 | 0.00017355 | 686.816 | 8.8365e-05 | 679.268 | 0 | 679.268 | 0 | 756.6816 | -0.00017717 | 679.2007 | 0.03529 | 687.2535 | 0.00091347 | 679.268 | 0.13112 | 679.0369 | 0.00041403 | 679.2007 | 0.0015687 | 684.3312 | 0.028498 | 679.268 | 0.19422 | 756.6816 | 0.0026389 | 679.268 | 0.000214 | 679.2007 | 0.066171 | 756.6816 | 0.021279 | 756.6816 | 0.062647 | 0 | 0 | 0.00010431 | 1.7539e-05 | 2.3945e-05 | 0 | 0 | 3.0987e-05 | 0.0078144 | 9.4421e-05 | 0.030121 | 0.00018533 | 0.00011011 | 0.0064987 | 0.045158 | 0.00068196 | 2.4539e-05 | 0.014821 | 0.005112 | 0.014842
|  | 756.9177 | 0 | 756.9177 | 0 | 684.5624 | -0.00011038 | 687.4866 | -2.3056e-05 | 687.0501 | 0.00011618 | 679.499 | 0 | 679.499 | 0 | 756.9177 | 0.0004396 | 679.4283 | 0.03336 | 687.4866 | -0.0001033 | 679.499 | 0.12966 | 679.268 | 0.00119 | 679.4283 | -0.00060148 | 684.5624 | 0.027719 | 679.499 | 0.19674 | 756.9177 | 0.0031365 | 679.499 | -1.5496e-06 | 679.4283 | 0.064031 | 756.9177 | 0.022014 | 756.9177 | 0.063048 | 0 | 0 | 9.8423e-05 | 2.3835e-05 | 2.3992e-05 | 0 | 0 | 2.2087e-05 | 0.0075473 | 5.4241e-05 | 0.029926 | 0.0001799 | 0.00010236 | 0.0063233 | 0.04577 | 0.00068441 | 6.9531e-06 | 0.014737 | 0.0050672 | 0.014743
|  | 757.1539 | 0 | 757.1539 | 0 | 684.7936 | 0.00096156 | 687.7197 | 0.00022756 | 687.2843 | 8.8713e-05 | 679.7301 | 0 | 679.7301 | 0 | 757.1539 | -0.00025256 | 679.656 | 0.03294 | 687.7197 | 0.00056868 | 679.7301 | 0.12935 | 679.499 | 0.00036751 | 679.656 | 0.0015007 | 684.7936 | 0.026966 | 679.7301 | 0.1994 | 757.1539 | 0.0026594 | 679.7301 | 6.1729e-05 | 679.656 | 0.065431 | 757.1539 | 0.020898 | 757.1539 | 0.061802 | 0 | 0 | 0.00010648 | 1.6864e-07 | 2.3677e-05 | 0 | 0 | 2.2937e-05 | 0.0073215 | 8.578e-05 | 0.029783 | 0.00017995 | 0.00016895 | 0.0061504 | 0.046328 | 0.00067727 | -5.2366e-06 | 0.014941 | 0.0050029 | 0.014622
|  | 757.3901 | 0 | 757.3901 | 0 | 685.0248 | -4.0498e-05 | 687.9528 | -0.00022611 | 687.5185 | 0.00011349 | 679.9611 | 0 | 679.9611 | 0 | 757.3901 | 0.00044679 | 679.8837 | 0.03138 | 687.9528 | 0.00016734 | 679.9611 | 0.12849 | 679.7301 | 0.00119 | 679.8837 | -1.6557e-05 | 685.0248 | 0.026238 | 679.9611 | 0.20167 | 757.3901 | 0.0030758 | 679.9611 | -0.00010706 | 679.8837 | 0.065826 | 757.3901 | 0.021467 | 757.3901 | 0.062018 | 0 | 0 | 0.00010094 | -7.8238e-06 | 2.3462e-05 | 0 | 0 | 2.3719e-05 | 0.0071519 | 9.9829e-05 | 0.02947 | 0.00017193 | 0.00021858 | 0.0059865 | 0.046979 | 0.00069169 | -5.1358e-06 | 0.014758 | 0.0049615 | 0.014503
|  | 757.6263 | 0 | 757.6263 | 0 | 685.2561 | 0.00091349 | 688.1859 | 0.00015898 | 687.7527 | 8.6861e-05 | 680.1922 | 0 | 680.1922 | 0 | 757.6263 | -0.00024594 | 680.1113 | 0.03145 | 688.1859 | 0.00068922 | 680.1922 | 0.12657 | 679.9611 | 0.00029842 | 680.1113 | 0.0019368 | 685.2561 | 0.025534 | 680.1922 | 0.20493 | 757.6263 | 0.0027813 | 680.1922 | 6.2613e-05 | 680.1113 | 0.063825 | 757.6263 | 0.020546 | 757.6263 | 0.060787 | 0 | 0 | 9.4546e-05 | -3.3753e-07 | 2.3276e-05 | 0 | 0 | 3.501e-05 | 0.0073053 | -2.9781e-05 | 0.029251 | 0.0001558 | 0.00036244 | 0.0058265 | 0.047562 | 0.0007104 | 8.0121e-06 | 0.014447 | 0.0049288 | 0.014411
|  | 757.8624 | 0 | 757.8624 | 0 | 685.4874 | -9.5834e-05 | 688.419 | -0.00016188 | 687.9869 | 0.00011187 | 680.4233 | 0 | 680.4233 | 0 | 757.8624 | 0.00054238 | 680.3391 | 0.03271 | 688.419 | -0.00094474 | 680.4233 | 0.1266 | 680.1922 | 0.00105 | 680.3391 | 0.0012464 | 685.4874 | 0.024854 | 680.4233 | 0.20672 | 757.8624 | 0.0032339 | 680.4233 | 6.7316e-06 | 680.3391 | 0.063054 | 757.8624 | 0.021189 | 757.8624 | 0.061233 | 0 | 0 | 8.9837e-05 | 4.6409e-06 | 2.3313e-05 | 0 | 0 | 2.3111e-05 | 0.0072624 | -6.0978e-05 | 0.028991 | 0.00014265 | 0.00038578 | 0.0056718 | 0.048131 | 0.00071017 | 1.2271e-05 | 0.014566 | 0.0048695 | 0.014283
|  | 758.0987 | 0 | 758.0987 | 0 | 685.7186 | 0.00087277 | 688.6522 | 0.00020169 | 688.2211 | 8.7224e-05 | 680.6544 | 0 | 680.6544 | 0 | 758.0987 | -0.00034669 | 680.5667 | 0.03109 | 688.6522 | 0.00042166 | 680.6544 | 0.12425 | 680.4233 | 0.00018465 | 680.5667 | 0.0021426 | 685.7186 | 0.024197 | 680.6544 | 0.20975 | 758.0987 | 0.0027794 | 680.6544 | 9.9449e-05 | 680.5667 | 0.064904 | 758.0987 | 0.020043 | 758.0987 | 0.059705 | 0 | 0 | 9.1375e-05 | 2.2587e-05 | 2.3311e-05 | 0 | 0 | 2.1712e-05 | 0.0071868 | 7.0703e-05 | 0.028593 | 0.00012828 | 0.00047454 | 0.0055222 | 0.048619 | 0.0007223 | 1.1872e-05 | 0.014544 | 0.0048371 | 0.014177
|  | 758.3349 | 0 | 758.3349 | 0 | 685.9499 | -8.2536e-05 | 688.8853 | -7.9316e-06 | 688.4554 | 0.0001118 | 680.8855 | 0 | 680.8855 | 0 | 758.3349 | 0.00053052 | 680.7944 | 0.03203 | 688.8853 | 0.00018484 | 680.8855 | 0.12322 | 680.6544 | 0.00092534 | 680.7944 | 0.0020251 | 685.9499 | 0.023561 | 680.8855 | 0.21105 | 758.3349 | 0.0033361 | 680.8855 | 3.3036e-06 | 680.7944 | 0.062831 | 758.3349 | 0.020911 | 758.3349 | 0.060326 | 0 | 0 | 0.00011372 | 5.0614e-06 | 2.3337e-05 | 0 | 0 | 4.0151e-05 | 0.0073921 | 5.7104e-05 | 0.028504 | 9.5103e-05 | 0.00038615 | 0.0053774 | 0.049235 | 0.00075229 | 4.0257e-06 | 0.014454 | 0.0048393 | 0.014119
|  | 758.5711 | 0 | 758.5711 | 0 | 686.1812 | 0.001066 | 689.1185 | 5.1347e-05 | 688.6896 | 8.7442e-05 | 681.1166 | 0 | 681.1166 | 0 | 758.5711 | -0.00019057 | 681.0222 | 0.03289 | 689.1185 | 0.00030499 | 681.1166 | 0.12342 | 680.8855 | -0.00010222 | 681.0222 | 0.0013664 | 686.1812 | 0.022944 | 681.1166 | 0.21497 | 758.5711 | 0.0030333 | 681.1166 | 3.153e-05 | 681.0222 | 0.064109 | 758.5711 | 0.020061 | 758.5711 | 0.059211 | 0 | 0 | 0.0001125 | -5.5424e-06 | 2.3038e-05 | 0 | 0 | 4.5974e-05 | 0.007385 | -3.8866e-05 | 0.028369 | 0.00016154 | 0.00032441 | 0.0052384 | 0.049913 | 0.00077042 | -1.1153e-05 | 0.014196 | 0.0047982 | 0.014006
|  | 758.8073 | 0 | 758.8073 | 0 | 686.4125 | -9.331e-05 | 689.3516 | -9.8891e-05 | 688.9239 | 0.00010925 | 681.3477 | 0 | 681.3477 | 0 | 758.8073 | 0.0005798 | 681.2499 | 0.03197 | 689.3516 | -0.00063839 | 681.3477 | 0.12211 | 681.1166 | 0.0015 | 681.2499 | 0.0014828 | 686.4125 | 0.022347 | 681.3477 | 0.21703 | 758.8073 | 0.0034894 | 681.3477 | -0.00012806 | 681.2499 | 0.060566 | 758.8073 | 0.020562 | 758.8073 | 0.059372 | 0 | 0 | 0.00010596 | 1.2485e-05 | 2.2615e-05 | 0 | 0 | 3.3023e-05 | 0.0071914 | -2.5782e-05 | 0.02822 | 0.00017432 | 0.00031101 | 0.0051009 | 0.050679 | 0.00076643 | -1.637e-05 | 0.014131 | 0.0047275 | 0.013869
|  | 759.0436 | 0 | 759.0436 | 0 | 686.6437 | 0.0010096 | 689.5848 | 0.00020598 | 689.1581 | 8.3836e-05 | 681.5789 | 0 | 681.5789 | 0 | 759.0436 | -0.00030023 | 681.4776 | 0.03119 | 689.5848 | 0.00041723 | 681.5789 | 0.12207 | 681.3477 | 8.7119e-06 | 681.4776 | 0.0012487 | 686.6437 | 0.021767 | 681.5789 | 0.22148 | 759.0436 | 0.0029992 | 681.5789 | -1.3588e-05 | 681.4776 | 0.063538 | 759.0436 | 0.019461 | 759.0436 | 0.058041 | 0 | 0 | 0.00010079 | 1.7252e-06 | 2.2376e-05 | 0 | 0 | 4.0725e-06 | 0.0070445 | 2.3854e-05 | 0.027888 | 0.0001917 | 0.00017857 | 0.0049699 | 0.051596 | 0.00076676 | -8.1518e-07 | 0.014259 | 0.0047045 | 0.013747
|  | 759.2798 | 0 | 759.2798 | 0 | 686.8751 | -0.00013825 | 689.8179 | -0.00019118 | 689.3925 | 0.00010715 | 681.81 | 0 | 681.81 | 0 | 759.2798 | 0.00033471 | 681.7053 | 0.03068 | 689.8179 | -0.00021261 | 681.81 | 0.11924 | 681.5789 | 0.00165 | 681.7053 | 0.00031965 | 686.8751 | 0.021203 | 681.81 | 0.22497 | 759.2798 | 0.0034919 | 681.81 | 6.5345e-06 | 681.7053 | 0.061695 | 759.2798 | 0.020365 | 759.2798 | 0.058338 | 0 | 0 | 0.00010155 | 9.8377e-06 | 2.2142e-05 | 0 | 0 | 4.7181e-06 | 0.0069692 | 4.8334e-05 | 0.027617 | 0.00021526 | 0.000308 | 0.0048413 | 0.052279 | 0.00077355 | 4.2521e-06 | 0.013923 | 0.0046736 | 0.013639
|  | 759.5161 | 0 | 759.5161 | 0 | 687.1064 | 0.0010163 | 690.0512 | 0.00027555 | 689.6267 | 8.1895e-05 | 682.0411 | 0 | 682.0411 | 0 | 759.5161 | -0.00029477 | 681.9331 | 0.03051 | 690.0512 | 0.0006271 | 682.0411 | 0.11972 | 681.81 | 0.00021258 | 681.9331 | 0.0023846 | 687.1064 | 0.020654 | 682.0411 | 0.22739 | 759.5161 | 0.0030564 | 682.0411 | 3.0258e-05 | 681.9331 | 0.060551 | 759.5161 | 0.019198 | 759.5161 | 0.057118 | 0 | 0 | 8.6441e-05 | 1.4715e-05 | 2.2238e-05 | 0 | 0 | 2.8896e-05 | 0.006712 | 1.8318e-05 | 0.027468 | 0.00018059 | 0.00050514 | 0.0047161 | 0.052921 | 0.00080047 | -1.8168e-06 | 0.01378 | 0.004649 | 0.013613
|  | 759.7523 | 0 | 759.7523 | 0 | 687.3377 | -0.00026891 | 690.2843 | -0.00014932 | 689.861 | 0.00010793 | 682.2723 | 0 | 682.2723 | 0 | 759.7523 | 0.00053938 | 682.1608 | 0.02844 | 690.2843 | -0.00046996 | 682.2723 | 0.11789 | 682.0411 | 0.00135 | 682.1608 | 0.0020519 | 687.3377 | 0.020121 | 682.2723 | 0.2304 | 759.7523 | 0.0037198 | 682.2723 | -4.5974e-05 | 682.1608 | 0.060477 | 759.7523 | 0.020156 | 759.7523 | 0.058123 | 0 | 0 | 8.4973e-05 | 1.2028e-05 | 2.1873e-05 | 0 | 0 | 3.1407e-05 | 0.0066796 | -5.6684e-06 | 0.027138 | 9.7961e-05 | 0.00047627 | 0.0045944 | 0.053726 | 0.00081938 | 9.7264e-08 | 0.013765 | 0.0046122 | 0.013505
|  | 759.9886 | 0 | 759.9886 | 0 | 687.569 | 0.0010036 | 690.5175 | 0.00025247 | 690.0953 | 7.8771e-05 | 682.5035 | 0 | 682.5035 | 0 | 759.9886 | -0.00027353 | 682.3886 | 0.03021 | 690.5175 | 0.00042135 | 682.5035 | 0.11693 | 682.2723 | -0.00050258 | 682.3886 | 0.0021299 | 687.569 | 0.019602 | 682.5035 | 0.23448 | 759.9886 | 0.0032159 | 682.5035 | 4.6816e-05 | 682.3886 | 0.060387 | 759.9886 | 0.018884 | 759.9886 | 0.056187 | 0 | 0 | 9.3817e-05 | 2.2225e-05 | 2.1391e-05 | 0 | 0 | 1.5017e-05 | 0.0069052 | -1.4576e-05 | 0.026835 | 8.9846e-05 | 0.0004271 | 0.0044772 | 0.054361 | 0.00081567 | -4.1437e-06 | 0.013685 | 0.0045552 | 0.01332
|  | 760.2249 | 0 | 760.2249 | 0 | 687.8004 | -0.00019266 | 690.7507 | -6.1869e-05 | 690.3297 | 0.00010381 | 682.7347 | 0 | 682.7347 | 0 | 760.2249 | 0.00040064 | 682.6164 | 0.03042 | 690.7507 | -0.00054635 | 682.7347 | 0.11521 | 682.5035 | 0.00128 | 682.6164 | 0.0016202 | 687.8004 | 0.019097 | 682.7347 | 0.23577 | 760.2249 | 0.0036884 | 682.7347 | -8.2661e-05 | 682.6164 | 0.059773 | 760.2249 | 0.019673 | 760.2249 | 0.056564 | 0 | 0 | 9.7862e-05 | 3.3267e-06 | 2.1326e-05 | 0 | 0 | 2.995e-05 | 0.006869 | 1.645e-05 | 0.026553 | 0.00014669 | 0.00046277 | 0.004361 | 0.054879 | 0.00082095 | -2.461e-06 | 0.01369 | 0.0045289 | 0.013244
|  | 760.4612 | 0 | 760.4612 | 0 | 688.0317 | 0.0010388 | 690.984 | 9.0398e-05 | 690.564 | 7.822e-05 | 682.9659 | 0 | 682.9659 | 0 | 760.4612 | -0.00014714 | 682.8442 | 0.02989 | 690.984 | 0.00068742 | 682.9659 | 0.11449 | 682.7347 | -1.106e-05 | 682.8442 | 0.0024431 | 688.0317 | 0.018607 | 682.9659 | 0.23896 | 760.4612 | 0.0032603 | 682.9659 | 6.1372e-05 | 682.8442 | 0.06043 | 760.4612 | 0.01866 | 760.4612 | 0.055532 | 0 | 0 | 0.00011795 | 1.2996e-05 | 2.1231e-05 | 0 | 0 | 3.3899e-05 | 0.006855 | 6.9148e-05 | 0.026354 | 8.1393e-05 | 0.00047878 | 0.0042503 | 0.055446 | 0.00083539 | 1.2063e-05 | 0.013289 | 0.0044675 | 0.013171
|  | 760.6975 | 0 | 760.6975 | 0 | 688.2631 | -1.9283e-05 | 691.2172 | 2.1029e-05 | 690.7983 | 0.00010295 | 683.1971 | 0 | 683.1971 | 0 | 760.6975 | 0.00043405 | 683.072 | 0.0303 | 691.2172 | -9.4559e-05 | 683.1971 | 0.11349 | 682.9659 | 0.00071515 | 683.072 | 0.0017607 | 688.2631 | 0.018131 | 683.1971 | 0.24068 | 760.6975 | 0.0038103 | 683.1971 | 4.2981e-05 | 683.072 | 0.056253 | 760.6975 | 0.019152 | 760.6975 | 0.055948 | 0 | 0 | 0.00010605 | 1.7565e-05 | 2.0896e-05 | 0 | 0 | 2.6995e-05 | 0.0069001 | 4.3352e-05 | 0.026205 | 0.00012215 | 0.00041507 | 0.0041416 | 0.05599 | 0.00085553 | 7.2478e-06 | 0.013058 | 0.0044434 | 0.013045
|  | 760.9338 | 0 | 760.9338 | 0 | 688.4945 | 0.00093598 | 691.4504 | 0.0001296 | 691.0326 | 7.5407e-05 | 683.4283 | 0 | 683.4283 | 0 | 760.9338 | -0.00020558 | 683.2998 | 0.03027 | 691.4504 | 0.00046633 | 683.4283 | 0.1132 | 683.1971 | 0.00034155 | 683.2998 | 0.0018827 | 688.4945 | 0.017668 | 683.4283 | 0.24366 | 760.9338 | 0.0034304 | 683.4283 | 1.9717e-05 | 683.2998 | 0.058366 | 760.9338 | 0.018454 | 760.9338 | 0.054454 | 0 | 0 | 9.116e-05 | -3.9639e-06 | 2.0512e-05 | 0 | 0 | 2.2778e-05 | 0.0067118 | 2.7486e-05 | 0.026111 | 0.00016318 | 0.00029918 | 0.0040361 | 0.05673 | 0.00086174 | 3.8267e-06 | 0.01329 | 0.0044606 | 0.012962
|  | 761.1701 | 0 | 761.1701 | 0 | 688.7259 | -0.00014803 | 691.6837 | -0.00016358 | 691.267 | 9.9627e-05 | 683.6595 | 0 | 683.6595 | 0 | 761.1701 | 0.00039835 | 683.5276 | 0.02866 | 691.6837 | -0.00023069 | 683.6595 | 0.11267 | 683.4283 | 0.00107 | 683.5276 | 0.0007441 | 688.7259 | 0.017218 | 683.6595 | 0.24708 | 761.1701 | 0.0038626 | 683.6595 | 1.3386e-05 | 683.5276 | 0.05832 | 761.1701 | 0.019296 | 761.1701 | 0.05524 | 0 | 0 | 0.00011111 | 1.0248e-05 | 2.0522e-05 | 0 | 0 | 2.0922e-05 | 0.0065789 | 9.6335e-06 | 0.026009 | 0.00012516 | 0.0002716 | 0.0039336 | 0.057348 | 0.00087587 | 5.7702e-06 | 0.013319 | 0.0044513 | 0.012916
|  | 761.4064 | 0 | 761.4064 | 0 | 688.9573 | 0.0011084 | 691.917 | 0.00025145 | 691.5014 | 7.5495e-05 | 683.8908 | 0 | 683.8908 | 0 | 761.4064 | -0.00022129 | 683.7554 | 0.02909 | 691.917 | 0.00031328 | 683.8908 | 0.11225 | 683.6595 | 1.2676e-05 | 683.7554 | 0.00164 | 688.9573 | 0.016782 | 683.8908 | 0.24886 | 761.4064 | 0.0035497 | 683.8908 | 3.6514e-05 | 683.7554 | 0.058589 | 761.4064 | 0.018374 | 761.4064 | 0.054061 | 0 | 0 | 0.00010651 | 1.1724e-05 | 2.0644e-05 | 0 | 0 | 1.2989e-05 | 0.0064897 | 2.4393e-05 | 0.025634 | 0.00013213 | 0.00010819 | 0.003835 | 0.057929 | 0.00088809 | 3.1625e-06 | 0.013046 | 0.00439 | 0.012786
|  | 761.6428 | 0 | 761.6428 | 0 | 689.1887 | -0.00018797 | 692.1503 | -0.00015093 | 691.7358 | 0.00010066 | 684.1219 | 0 | 684.1219 | 0 | 761.6428 | 0.00033121 | 683.9832 | 0.02789 | 692.1503 | -0.00010415 | 684.1219 | 0.1095 | 683.8908 | 0.00113 | 683.9832 | -0.0006901 | 689.1887 | 0.016358 | 684.1219 | 0.25226 | 761.6428 | 0.0039657 | 684.1219 | -9.1564e-06 | 683.9832 | 0.055958 | 761.6428 | 0.018776 | 761.6428 | 0.054136 | 0 | 0 | 6.2224e-05 | 2.8645e-05 | 2.1022e-05 | 0 | 0 | 2.0162e-05 | 0.0065094 | 0.00010271 | 0.025477 | 0.00010299 | 0.00022565 | 0.0037373 | 0.058728 | 0.00091327 | 9.7729e-06 | 0.012945 | 0.0043467 | 0.012659
|  | 761.8791 | 0 | 761.8791 | 0 | 689.4201 | 0.00072582 | 692.3835 | 0.00039653 | 691.9701 | 7.8735e-05 | 684.3532 | 0 | 684.3532 | 0 | 761.8791 | -0.00016059 | 684.2111 | 0.02925 | 692.3835 | 0.00098478 | 684.3532 | 0.11083 | 684.1219 | -0.00023909 | 684.2111 | 0.0026709 | 689.4201 | 0.015946 | 684.3532 | 0.25564 | 761.8791 | 0.0037628 | 684.3532 | 9.3675e-05 | 684.2111 | 0.057669 | 761.8791 | 0.018007 | 761.8791 | 0.052991 | 0 | 0 | 6.7092e-05 | 2.3121e-05 | 2.127e-05 | 0 | 0 | 2.6534e-05 | 0.0064296 | 4.1485e-05 | 0.025155 | 0.00015736 | 0.00028821 | 0.0036442 | 0.059452 | 0.0009352 | 4.4255e-06 | 0.012774 | 0.0043226 | 0.012558
|  | 762.1155 | 0 | 762.1155 | 0 | 689.6516 | -0.00014606 | 692.6168 | -0.00019831 | 692.2046 | 0.00010272 | 684.5845 | 0 | 684.5845 | 0 | 762.1155 | 0.00038512 | 684.4389 | 0.02719 | 692.6168 | -0.00062911 | 684.5845 | 0.10672 | 684.3532 | 0.0016 | 684.4389 | -0.00014102 | 689.6516 | 0.015545 | 684.5845 | 0.25852 | 762.1155 | 0.0041509 | 684.5845 | -5.5402e-05 | 684.4389 | 0.05446 | 762.1155 | 0.01857 | 762.1155 | 0.053279 | 0 | 0 | 8.5779e-05 | -7.4006e-06 | 2.0829e-05 | 0 | 0 | 2.5377e-05 | 0.0064134 | -6.89e-05 | 0.024881 | 0.00013269 | 0.00012624 | 0.0035527 | 0.060207 | 0.00094538 | -5.3327e-07 | 0.012695 | 0.0042851 | 0.012503
|  | 762.3518 | 0 | 762.3518 | 0 | 689.883 | 0.0008873 | 692.8502 | 0.00013487 | 692.439 | 7.503e-05 | 684.8157 | 0 | 684.8157 | 0 | 762.3518 | -0.00017039 | 684.6668 | 0.02909 | 692.8502 | 3.8562e-05 | 684.8157 | 0.10846 | 684.5845 | -0.00045249 | 684.6668 | 0.0012488 | 689.883 | 0.015155 | 684.8157 | 0.26217 | 762.3518 | 0.0038486 | 684.8157 | 5.079e-05 | 684.6668 | 0.056945 | 762.3518 | 0.017689 | 762.3518 | 0.052517 | 0 | 0 | 8.24e-05 | 8.7278e-06 | 2.0714e-05 | 0 | 0 | 2.2902e-05 | 0.0064319 | -5.7357e-05 | 0.024888 | 3.3435e-05 | 0.00017491 | 0.0034637 | 0.060915 | 0.00095736 | 1.3167e-05 | 0.012903 | 0.0042345 | 0.012427
|  | 762.5882 | 0 | 762.5882 | 0 | 690.1144 | -0.00017525 | 693.0834 | -6.0047e-05 | 692.6734 | 0.00010168 | 685.047 | 0 | 685.047 | 0 | 762.5882 | 0.00036417 | 684.8946 | 0.02737 | 693.0834 | -0.0005303 | 685.047 | 0.10677 | 684.8157 | 0.00074165 | 684.8947 | 0.00028648 | 690.1144 | 0.014776 | 685.047 | 0.26462 | 762.5882 | 0.0042519 | 685.047 | 6.3077e-05 | 684.8947 | 0.056314 | 762.5882 | 0.018141 | 762.5882 | 0.052634 | 0 | 0 | 0.00010693 | 2.0893e-05 | 2.0673e-05 | 0 | 0 | 2.4712e-05 | 0.00641 | 6.413e-05 | 0.024636 | 2.5871e-05 | 0.00018511 | 0.0033771 | 0.061812 | 0.00096748 | 2.1124e-05 | 0.012659 | 0.0042057 | 0.01234
|  | 762.8246 | 0 | 762.8246 | 0 | 690.3459 | 0.0010993 | 693.3168 | 0.00023913 | 692.9078 | 7.4674e-05 | 685.2783 | 0 | 685.2783 | 0 | 762.8246 | -0.00015508 | 685.1226 | 0.02888 | 693.3168 | 0.00108 | 685.2783 | 0.10629 | 685.047 | -0.00051791 | 685.1226 | 0.001338 | 690.3459 | 0.014407 | 685.2783 | 0.26995 | 762.8246 | 0.0039339 | 685.2783 | 0.00011961 | 685.1226 | 0.054776 | 762.8246 | 0.017443 | 762.8246 | 0.051776 | 0 | 0 | 0.00010585 | 1.8408e-05 | 2.0706e-05 | 0 | 0 | 2.3736e-05 | 0.0061972 | 7.5156e-05 | 0.024356 | 5.3072e-05 | 0.00017699 | 0.0032928 | 0.062706 | 0.00097132 | 4.468e-06 | 0.012364 | 0.0041773 | 0.012226
|  | 763.061 | 0 | 763.061 | 0 | 690.5773 | -0.00018462 | 693.5501 | -8.1355e-05 | 693.1423 | 0.00010198 | 685.5096 | 0 | 685.5096 | 0 | 763.061 | 0.00035591 | 685.3504 | 0.02552 | 693.5501 | -0.00043582 | 685.5096 | 0.10429 | 685.2783 | 0.0009769 | 685.3504 | 0.00021562 | 690.5773 | 0.014048 | 685.5096 | 0.27221 | 763.061 | 0.004284 | 685.5096 | -8.0978e-05 | 685.3504 | 0.053753 | 763.061 | 0.017899 | 763.061 | 0.051667 | 0 | 0 | 0.00010356 | 1.1456e-06 | 2.0473e-05 | 0 | 0 | 3.2599e-05 | 0.0060932 | -1.4153e-05 | 0.024192 | 4.9692e-05 | 0.0001798 | 0.0032118 | 0.063238 | 0.00099771 | -1.7312e-05 | 0.01251 | 0.004169 | 0.012132
|  | 763.2974 | 0 | 763.2974 | 0 | 690.8088 | 0.0010793 | 693.7835 | 9.1172e-05 | 693.3768 | 7.2632e-05 | 685.7408 | 0 | 685.7408 | 0 | 763.2974 | -8.0113e-05 | 685.5783 | 0.02795 | 693.7835 | 0.00031455 | 685.7408 | 0.10493 | 685.5096 | -0.00054725 | 685.5783 | 0.0013622 | 690.8088 | 0.013699 | 685.7408 | 0.27469 | 763.2974 | 0.0041569 | 685.7408 | -6.8738e-05 | 685.5783 | 0.056027 | 763.2974 | 0.017371 | 763.2974 | 0.05097 | 0 | 0 | 0.00010977 | 1.1753e-05 | 2.0421e-05 | 0 | 0 | 3.3459e-05 | 0.0061305 | -6.6229e-06 | 0.024069 | 6.1601e-05 | 0.00041705 | 0.0031322 | 0.063895 | 0.0010171 | -8.5975e-06 | 0.012581 | 0.0041574 | 0.012083
|  | 763.5338 | 0 | 763.5338 | 0 | 691.0403 | -0.00013096 | 694.0168 | 9.562e-06 | 693.6112 | 0.00010158 | 685.9722 | 0 | 685.9722 | 0 | 763.5338 | 0.00036318 | 685.8062 | 0.02585 | 694.0168 | -0.00037131 | 685.9722 | 0.10316 | 685.7408 | 0.00108 | 685.8062 | 0.0022976 | 691.0403 | 0.01336 | 685.9722 | 0.27772 | 763.5338 | 0.0044477 | 685.9722 | -5.5938e-06 | 685.8062 | 0.054379 | 763.5338 | 0.017801 | 763.5338 | 0.051258 | 0 | 0 | 9.9029e-05 | 2.7459e-05 | 2.0914e-05 | 0 | 0 | 2.3835e-05 | 0.0060841 | 6.9973e-05 | 0.023816 | 9.4077e-05 | 0.00058884 | 0.003055 | 0.064482 | 0.0010255 | 6.4957e-06 | 0.012291 | 0.0041277 | 0.011997
|  | 763.7702 | 0 | 763.7702 | 0 | 691.2719 | 0.00098648 | 694.2502 | 0.00022581 | 693.8457 | 7.6799e-05 | 686.2035 | 0 | 686.2035 | 0 | 763.7702 | -0.00016155 | 686.0341 | 0.02754 | 694.2502 | 0.00097109 | 686.2035 | 0.10275 | 685.9722 | -0.00026664 | 686.0341 | 0.0028698 | 691.2719 | 0.013032 | 686.2035 | 0.27979 | 763.7702 | 0.0042279 | 686.2035 | 6.1756e-05 | 686.0341 | 0.053478 | 763.7702 | 0.017117 | 763.7702 | 0.050229 | 0 | 0 | 8.7655e-05 | 1.4701e-05 | 2.0948e-05 | 0 | 0 | 2.5362e-05 | 0.006053 | 5.027e-05 | 0.023544 | 7.6403e-05 | 0.00049496 | 0.0029801 | 0.065114 | 0.0010357 | 1.3068e-06 | 0.012181 | 0.0040875 | 0.011888
|  | 764.0066 | 0 | 764.0066 | 0 | 691.5034 | -0.00022922 | 694.4836 | -9.9838e-05 | 694.0802 | 0.00010186 | 686.4348 | 0 | 686.4348 | 0 | 764.0066 | 0.00037611 | 686.262 | 0.02558 | 694.4836 | -0.00054033 | 686.4348 | 0.10081 | 686.2035 | 0.00092723 | 686.262 | 0.0014738 | 691.5034 | 0.012714 | 686.4348 | 0.28319 | 764.0066 | 0.0045336 | 686.4348 | -5.0457e-05 | 686.262 | 0.053419 | 764.0066 | 0.017461 | 764.0066 | 0.050342 | 0 | 0 | 8.5472e-05 | -1.8917e-06 | 2.1028e-05 | 0 | 0 | 3.2836e-05 | 0.0061506 | 4.7991e-06 | 0.023434 | 0.00012145 | 0.00046893 | 0.0029077 | 0.065975 | 0.0010501 | -1.1484e-05 | 0.012283 | 0.0040663 | 0.011827
|  | 764.243 | 0 | 764.243 | 0 | 691.7349 | 0.00096762 | 694.717 | 8.3628e-05 | 694.3147 | 7.7478e-05 | 686.6662 | 0 | 686.6662 | 0 | 764.243 | -9.8342e-05 | 686.49 | 0.02838 | 694.717 | 0.00058145 | 686.6662 | 0.10174 | 686.4348 | 0.00012286 | 686.49 | 0.0026402 | 691.7349 | 0.012406 | 686.6662 | 0.28706 | 764.243 | 0.0043496 | 686.6662 | -4.8807e-05 | 686.49 | 0.054339 | 764.243 | 0.016937 | 764.243 | 0.049701 | 0 | 0 | 0.0001041 | 6.4724e-06 | 2.1176e-05 | 0 | 0 | 1.2193e-05 | 0.006402 | 9.7248e-05 | 0.023218 | 0.00014611 | 0.00027296 | 0.0028376 | 0.066683 | 0.0010635 | -6.4264e-06 | 0.012336 | 0.0040342 | 0.011762
|  | 764.4795 | 0 | 764.4795 | 0 | 691.9664 | -6.8291e-05 | 694.9504 | -2.8166e-05 | 694.5492 | 0.00010313 | 686.8975 | 0 | 686.8975 | 0 | 764.4795 | 0.00020148 | 686.7179 | 0.0278 | 694.9504 | 0.00025186 | 686.8975 | 0.099 | 686.6662 | 0.00114 | 686.7179 | -0.00024484 | 691.9664 | 0.012108 | 686.8975 | 0.28948 | 764.4795 | 0.0046463 | 686.8975 | -6.7563e-06 | 686.7179 | 0.053916 | 764.4795 | 0.017188 | 764.4795 | 0.049789 | 0 | 0 | 8.4206e-05 | 2.9581e-05 | 2.0767e-05 | 0 | 0 | 2.1112e-06 | 0.0061025 | 7.5169e-05 | 0.022932 | 0.00020024 | 0.00013842 | 0.0027699 | 0.067502 | 0.0010759 | 5.8221e-06 | 0.012093 | 0.0039852 | 0.011661
|  | 764.7159 | 0 | 764.7159 | 0 | 692.1979 | 0.00079575 | 695.1838 | 0.00028165 | 694.7837 | 7.399e-05 | 687.1289 | 0 | 687.1289 | 0 | 764.7159 | -0.00018362 | 686.9459 | 0.02574 | 695.1838 | 0.00039226 | 687.1289 | 0.09921 | 686.8975 | 0.0005913 | 686.9459 | 0.0014592 | 692.1979 | 0.011821 | 687.1289 | 0.29397 | 764.7159 | 0.0044545 | 687.1289 | 5.708e-05 | 686.9459 | 0.05218 | 764.7159 | 0.01652 | 764.7159 | 0.048841 | 0 | 0 | 5.9192e-05 | 2.2044e-05 | 2.0355e-05 | 0 | 0 | 2.6631e-06 | 0.0056992 | 2.9897e-05 | 0.022736 | 0.00020609 | 0.00046394 | 0.0027051 | 0.068323 | 0.0010817 | -4.7286e-06 | 0.01165 | 0.0039386 | 0.011552
|  | 764.9524 | 0 | 764.9524 | 0 | 692.4294 | -0.00028452 | 695.4172 | -9.2752e-05 | 695.0182 | 9.957e-05 | 687.3602 | 0 | 687.3602 | 0 | 764.9524 | 0.00020615 | 687.1738 | 0.02426 | 695.4172 | -0.00013607 | 687.3602 | 0.09737 | 687.1289 | 0.00119 | 687.1738 | 0.002611 | 692.4294 | 0.011542 | 687.3602 | 0.29675 | 764.9524 | 0.0046946 | 687.3602 | -9.7963e-05 | 687.1738 | 0.050026 | 764.9524 | 0.016794 | 764.9524 | 0.048867 | 0 | 0 | 8.1992e-05 | 6.7868e-06 | 1.9957e-05 | 0 | 0 | 1.9293e-05 | 0.0055539 | 0.00010785 | 0.022652 | 0.00011294 | 0.00052164 | 0.0026416 | 0.06911 | 0.0011001 | -8.3808e-06 | 0.011603 | 0.0039077 | 0.011479
|  | 765.1889 | 0 | 765.1889 | 0 | 692.661 | 0.00099267 | 695.6506 | 0.0001509 | 695.2528 | 7.0594e-05 | 687.5916 | 0 | 687.5916 | 0 | 765.1889 | -4.2972e-05 | 687.4017 | 0.02448 | 695.6506 | 0.00106 | 687.5916 | 0.09843 | 687.3602 | -0.00021356 | 687.4017 | 0.0019666 | 692.661 | 0.011273 | 687.5916 | 0.30062 | 765.1889 | 0.0046099 | 687.5916 | 2.5521e-05 | 687.4017 | 0.0518 | 765.1889 | 0.016257 | 765.1889 | 0.048215 | 0 | 0 | 9.5681e-05 | 9.9188e-06 | 1.934e-05 | 0 | 0 | 1.7821e-05 | 0.0058227 | 0.00015967 | 0.022517 | 0.00013032 | 0.00032042 | 0.0025801 | 0.069972 | 0.0011256 | 1.0556e-05 | 0.011669 | 0.003885 | 0.011407
|  | 765.4253 | 0 | 765.4253 | 0 | 692.8926 | -0.00016629 | 695.8841 | -6.5923e-05 | 695.4873 | 9.4359e-05 | 687.823 | 0 | 687.823 | 0 | 765.4253 | 0.0001937 | 687.6298 | 0.02659 | 695.8841 | 0.00030788 | 687.823 | 0.09619 | 687.5916 | 0.00134 | 687.6298 | 0.00084377 | 692.8926 | 0.011011 | 687.823 | 0.30418 | 765.4253 | 0.00491 | 687.823 | 6.5717e-05 | 687.6298 | 0.050545 | 765.4253 | 0.016602 | 765.4253 | 0.048259 | 0 | 0 | 0.00010709 | 1.3559e-05 | 1.875e-05 | 0 | 0 | 1.4259e-05 | 0.0061153 | 0.00017364 | 0.022171 | 0.00015742 | 0.0002604 | 0.0025203 | 0.07088 | 0.00114 | 3.931e-06 | 0.01147 | 0.0038657 | 0.011317
|  | 765.6618 | 0 | 765.6618 | 0 | 693.1241 | 0.0010912 | 696.1175 | 0.00018211 | 695.7219 | 6.5471e-05 | 688.0544 | 0 | 688.0544 | 0 | 765.6618 | -7.3107e-05 | 687.8577 | 0.02706 | 696.1175 | 0.00118 | 688.0544 | 0.09545 | 687.823 | 2.064e-05 | 687.8577 | 0.0014408 | 693.1241 | 0.010756 | 688.0544 | 0.30849 | 765.6618 | 0.0047318 | 688.0544 | -3.1738e-05 | 687.8577 | 0.050087 | 765.6618 | 0.016092 | 765.6618 | 0.047455 | 0 | 0 | 0.00010222 | 7.1862e-06 | 1.8488e-05 | 0 | 0 | 1.2854e-05 | 0.006066 | 7.1182e-05 | 0.021908 | 9.1803e-05 | 0.00030595 | 0.0024621 | 0.071608 | 0.001152 | -1.3673e-05 | 0.011523 | 0.0038421 | 0.011249
|  | 765.8983 | 0 | 765.8983 | 0 | 693.3557 | -0.00020835 | 696.351 | -0.00012055 | 695.9565 | 9.2166e-05 | 688.2858 | 0 | 688.2858 | 0 | 765.8983 | 0.00018181 | 688.0857 | 0.02616 | 696.351 | -0.0005702 | 688.2858 | 0.09386 | 688.0544 | 0.00077289 | 688.0857 | 0.0012434 | 693.3557 | 0.010508 | 688.2858 | 0.31029 | 765.8983 | 0.0050106 | 688.2858 | -8.6414e-05 | 688.0857 | 0.051007 | 765.8983 | 0.0164 | 765.8983 | 0.047675 | 0 | 0 | 8.1303e-05 | 2.076e-05 | 1.8256e-05 | 0 | 0 | 1.102e-05 | 0.0059026 | -2.6821e-05 | 0.021724 | 5.3196e-05 | 0.00030876 | 0.0024058 | 0.072342 | 0.0011704 | -1.6259e-05 | 0.011669 | 0.003832 | 0.011207
|  | 766.1348 | 0 | 766.1348 | 0 | 693.5873 | 0.00091037 | 696.5845 | 0.00029835 | 696.191 | 6.3495e-05 | 688.5172 | 0 | 688.5172 | 0 | 766.1348 | -8.8626e-05 | 688.3137 | 0.02561 | 696.5845 | 0.00034049 | 688.5172 | 0.09392 | 688.2858 | -0.00031321 | 688.3137 | 0.0014646 | 693.5873 | 0.010265 | 688.5172 | 0.31502 | 766.1348 | 0.0048873 | 688.5172 | -5.4129e-05 | 688.3137 | 0.051341 | 766.1348 | 0.016006 | 766.1348 | 0.047102 | 0 | 0 | 8.2737e-05 | 2.9849e-05 | 1.7768e-05 | 0 | 0 | 1.3085e-05 | 0.0057528 | 2.5501e-05 | 0.021564 | 9.3338e-05 | 0.00020505 | 0.0023495 | 0.073184 | 0.0011909 | -1.181e-05 | 0.011402 | 0.0038014 | 0.01113
|  | 766.3713 | 0 | 766.3713 | 0 | 693.8189 | -0.00019579 | 696.8179 | -4.2635e-05 | 696.4257 | 8.7965e-05 | 688.7487 | 0 | 688.7487 | 0 | 766.3713 | 0.00019928 | 688.5417 | 0.02486 | 696.8179 | -0.00012204 | 688.7487 | 0.09242 | 688.5172 | 0.00112 | 688.5417 | 0.00033436 | 693.8189 | 0.010027 | 688.7487 | 0.31738 | 766.3713 | 0.0051832 | 688.7487 | -4.7922e-05 | 688.5417 | 0.048687 | 766.3713 | 0.01614 | 766.3713 | 0.04702 | 0 | 0 | 8.9796e-05 | 2.9255e-05 | 1.7389e-05 | 0 | 0 | 2.6947e-05 | 0.0058453 | 3.547e-05 | 0.021449 | 0.00010699 | 0.00030292 | 0.0022954 | 0.073972 | 0.0012112 | 6.97e-06 | 0.011309 | 0.003765 | 0.011029
|  | 766.6078 | 0 | 766.6078 | 0 | 694.0505 | 0.00097113 | 697.0514 | 0.00029326 | 696.6602 | 6.0306e-05 | 688.9801 | 0 | 688.9801 | 0 | 766.6078 | 2.8588e-05 | 688.7697 | 0.02641 | 697.0514 | 0.0004259 | 688.9801 | 0.09293 | 688.7487 | -0.00019552 | 688.7697 | 0.0023225 | 694.0505 | 0.0097928 | 688.9801 | 0.32185 | 766.6078 | 0.0050583 | 688.9801 | 0.00010815 | 688.7697 | 0.050499 | 766.6078 | 0.015697 | 766.6078 | 0.046241 | 0 | 0 | 9.2915e-05 | 1.7114e-05 | 1.7285e-05 | 0 | 0 | 3.4909e-05 | 0.0056449 | -3.642e-05 | 0.021327 | 0.00010814 | 0.00015276 | 0.0022416 | 0.075015 | 0.0012234 | 9.6287e-06 | 0.011055 | 0.0037322 | 0.010928
|  | 766.8443 | 0 | 766.8443 | 0 | 694.2822 | -0.00016885 | 697.2849 | -0.00014668 | 696.8948 | 8.7038e-05 | 689.2115 | 0 | 689.2115 | 0 | 766.8443 | 0.0002666 | 688.9977 | 0.0231 | 697.2849 | -0.00073782 | 689.2115 | 0.09136 | 688.9801 | 0.00113 | 688.9977 | -0.00098272 | 694.2822 | 0.0095621 | 689.2115 | 0.32637 | 766.8443 | 0.0052867 | 689.2115 | -2.495e-05 | 688.9977 | 0.046467 | 766.8443 | 0.015862 | 766.8443 | 0.046166 | 0 | 0 | 9.8959e-05 | -3.3138e-06 | 1.9934e-05 | 0 | 0 | 4.3322e-05 | 0.0054146 | 8.4247e-06 | 0.02118 | 8.4859e-05 | 0.00010658 | 0.0021885 | 0.07602 | 0.0012552 | -1.409e-06 | 0.010886 | 0.0037324 | 0.010872
|  | 767.0809 | 0 | 767.0809 | 0 | 694.5138 | 0.0010233 | 697.5184 | 0.0001183 | 697.1295 | 8.2883e-05 | 689.443 | 0 | 689.443 | 0 | 767.0809 | 9.9699e-05 | 689.2258 | 0.02439 | 697.5184 | 0.00080998 | 689.443 | 0.09167 | 689.2115 | -0.00039672 | 689.2258 | 0.0019176 | 694.5138 | 0.0093344 | 689.443 | 0.33056 | 767.0809 | 0.005326 | 689.443 | 1.2774e-05 | 689.2258 | 0.04901 | 767.0809 | 0.015696 | 767.0809 | 0.045759 | 0 | 0 | 0.00011028 | 5.8888e-06 | 1.9177e-05 | 0 | 0 | 3.8558e-05 | 0.0053769 | 6.7801e-05 | 0.020972 | 6.9712e-05 | 0.00025198 | 0.002136 | 0.076924 | 0.0012798 | -1.1048e-06 | 0.010941 | 0.0037325 | 0.010818
|  | 767.3174 | 0 | 767.3174 | 0 | 694.7454 | -7.1103e-05 | 697.7519 | -6.7867e-05 | 697.3641 | 8.055e-05 | 689.6744 | 0 | 689.6744 | 0 | 767.3174 | 0.00022632 | 689.4538 | 0.02277 | 697.7519 | -0.00022929 | 689.6744 | 0.08955 | 689.443 | 0.00099914 | 689.4538 | 0.00029253 | 694.7454 | 0.0091092 | 689.6744 | 0.33415 | 767.3174 | 0.0054947 | 689.6744 | -2.232e-05 | 689.4538 | 0.046956 | 767.3174 | 0.015863 | 767.3174 | 0.045709 | 0 | 0 | 9.7234e-05 | -2.9616e-06 | 1.8948e-05 | 0 | 0 | 2.8997e-05 | 0.0053371 | 4.3149e-05 | 0.020811 | 0.00010713 | 0.00032871 | 0.0020847 | 0.077598 | 0.001289 | 2.0774e-06 | 0.010896 | 0.0036931 | 0.010773
|  | 767.554 | 0 | 767.554 | 0 | 694.9771 | 0.00091045 | 697.9855 | 4.2503e-05 | 697.5987 | 8.0975e-05 | 689.9059 | 0 | 689.9059 | 0 | 767.554 | 1.8847e-05 | 689.6819 | 0.02403 | 697.9855 | 0.00059884 | 689.9059 | 0.09024 | 689.6744 | -7.3438e-05 | 689.6819 | 0.0025898 | 694.9771 | 0.0088863 | 689.9059 | 0.33624 | 767.554 | 0.0054038 | 689.9059 | 4.0268e-05 | 689.6819 | 0.04859 | 767.554 | 0.015362 | 767.554 | 0.045375 | 0 | 0 | 6.5563e-05 | -7.8787e-06 | 1.9456e-05 | 0 | 0 | 1.8219e-05 | 0.0053952 | 9.6894e-06 | 0.020677 | 0.00011767 | 0.00031145 | 0.0020328 | 0.078279 | 0.0012949 | 1.4428e-06 | 0.010949 | 0.0036318 | 0.010695
|  | 767.7905 | 0 | 767.7905 | 0 | 695.2087 | -0.00034435 | 698.219 | -0.00010998 | 697.8334 | 8.4825e-05 | 690.1374 | 0 | 690.1374 | 0 | 767.7905 | 0.00013518 | 689.9099 | 0.02329 | 698.219 | -0.00051586 | 690.1374 | 0.08843 | 689.9059 | 0.00109 | 689.9099 | 0.00014185 | 695.2087 | 0.0086658 | 690.1374 | 0.34018 | 767.7905 | 0.0055441 | 690.1374 | -2.78e-05 | 689.9099 | 0.047444 | 767.7905 | 0.015343 | 767.7905 | 0.045043 | 0 | 0 | 4.8344e-05 | -2.8835e-06 | 1.9663e-05 | 0 | 0 | 2.0953e-05 | 0.0055586 | 3.8546e-05 | 0.020459 | 8.5033e-05 | 0.00031703 | 0.0019826 | 0.079117 | 0.0013125 | 5.9443e-06 | 0.010687 | 0.0036155 | 0.010611
|  | 768.0271 | 0 | 768.0271 | 0 | 695.4404 | 0.00076166 | 698.4526 | 8.5292e-05 | 698.0681 | 8.2748e-05 | 690.3689 | 0 | 690.3689 | 0 | 768.0271 | 4.1951e-05 | 690.138 | 0.02545 | 698.4526 | 0.00084589 | 690.3689 | 0.08831 | 690.1374 | -0.00035522 | 690.138 | 0.002638 | 695.4404 | 0.0084481 | 690.3689 | 0.34331 | 768.0271 | 0.005552 | 690.3689 | 7.9153e-05 | 690.138 | 0.046266 | 768.0271 | 0.015222 | 768.0271 | 0.044664 | 0 | 0 | 0.00020162 | 2.1182e-05 | 1.9681e-05 | 0 | 0 | 1.8512e-05 | 0.0054171 | 0.00013679 | 0.020156 | 8.0424e-05 | 0.00056453 | 0.0019325 | 0.08032 | 0.0013297 | 1.2986e-05 | 0.010731 | 0.0035923 | 0.010534
|  | 768.2637 | 0 | 768.2637 | 0 | 695.6721 | 0.00097882 | 698.6861 | 9.6127e-05 | 698.3027 | 8.5028e-05 | 690.6004 | 0 | 690.6004 | 0 | 768.2637 | 0.00011455 | 690.3661 | 0.02205 | 698.6861 | 0.00032566 | 690.6004 | 0.08582 | 690.3689 | 0.00105 | 690.3661 | 0.0023121 | 695.6721 | 0.0082337 | 690.6004 | 0.3506 | 768.2637 | 0.0056892 | 690.6004 | 3.3036e-05 | 690.3661 | 0.047828 | 768.2637 | 0.015147 | 768.2637 | 0.044392 | 0 | 0 | 8.4252e-05 | -1.8858e-06 | 1.976e-05 | 0 | 0 | 1.3837e-05 | 0.0049359 | -7.7413e-06 | 0.019735 | 0.00020974 | 0.00021773 | 0.0018833 | 0.081863 | 0.0013527 | -1.4941e-05 | 0.010625 | 0.0035668 | 0.01047
|  | 768.5003 | 0 | 768.5003 | 0 | 695.9038 | -0.00025153 | 698.9197 | -0.00011227 | 698.5375 | 8.3321e-05 | 690.8319 | 0 | 690.8319 | 0 | 768.5003 | 2.4191e-06 | 690.5942 | 0.02123 | 698.9197 | -0.00039195 | 690.8319 | 0.08467 | 690.6004 | 0.00076197 | 690.5942 | -0.00040287 | 695.9038 | 0.0080237 | 690.8319 | 0.35661 | 768.5003 | 0.0057454 | 690.8319 | -0.00016211 | 690.5942 | 0.045335 | 768.5003 | 0.015004 | 768.5003 | 0.044111 | 0 | 0 | 6.9897e-05 | 6.2385e-06 | 1.962e-05 | 0 | 0 | 8.9222e-06 | 0.0050134 | 3.0829e-05 | 0.01964 | 1.8547e-06 | 0.0001698 | 0.0018353 | 0.082945 | 0.0013705 | -9.1518e-06 | 0.010508 | 0.0035583 | 0.010401
|  | 768.7369 | 0 | 768.7369 | 0 | 696.1355 | 0.0008549 | 699.1533 | 0.00016569 | 698.7722 | 8.3888e-05 | 691.0634 | 0 | 691.0634 | 0 | 768.7369 | 7.3004e-05 | 690.8223 | 0.02273 | 699.1533 | 0.00065592 | 691.0634 | 0.085 | 690.8319 | -0.00074595 | 690.8223 | 0.0018918 | 696.1355 | 0.0078192 | 691.0634 | 0.35995 | 768.7369 | 0.0058399 | 691.0634 | 8.3048e-05 | 690.8223 | 0.046805 | 768.7369 | 0.015076 | 768.7369 | 0.043814 | 0 | 0 | 7.7599e-05 | 4.0864e-06 | 1.9612e-05 | 0 | 0 | 1.2074e-05 | 0.0050371 | 3.6665e-05 | 0.019554 | 3.7511e-05 | 0.00035038 | 0.0017887 | 0.083532 | 0.0013911 | 2.4905e-05 | 0.010611 | 0.0035537 | 0.0103
|  | 768.9735 | 0 | 768.9735 | 0 | 696.3672 | -0.00018505 | 699.3868 | -0.0001307 | 699.0068 | 8.3249e-05 | 691.2949 | 0 | 691.2949 | 0 | 768.9735 | 2.9055e-05 | 691.0503 | 0.02144 | 699.3868 | -0.00034198 | 691.2949 | 0.08393 | 691.0634 | 0.00107 | 691.0504 | 0.0011805 | 696.3672 | 0.0076213 | 691.2949 | 0.36171 | 768.9735 | 0.0059191 | 691.2949 | 0.00013211 | 691.0504 | 0.046236 | 768.9735 | 0.014963 | 768.9735 | 0.04325 | 0 | 0 | 8.4932e-05 | 1.9918e-05 | 1.9158e-05 | 0 | 0 | 1.5143e-05 | 0.0050524 | 7.0456e-05 | 0.019451 | 0.00010963 | 0.00035257 | 0.0017442 | 0.084379 | 0.0014173 | 2.0226e-05 | 0.010465 | 0.0035271 | 0.010195
|  | 769.2101 | 0 | 769.2101 | 0 | 696.5989 | 0.00091801 | 699.6205 | 0.0003012 | 699.2416 | 7.9977e-05 | 691.5265 | 0 | 691.5265 | 0 | 769.2101 | 9.8945e-05 | 691.2785 | 0.02285 | 699.6205 | 0.0009451 | 691.5265 | 0.08406 | 691.2949 | -0.00012289 | 691.2785 | 0.0019102 | 696.5989 | 0.007431 | 691.5265 | 0.36705 | 769.2101 | 0.0060605 | 691.5265 | 4.2572e-05 | 691.2785 | 0.045499 | 769.2101 | 0.014851 | 769.2101 | 0.042925 | 0 | 0 | 9.5492e-05 | 4.3281e-05 | 1.8535e-05 | 0 | 0 | 2.7088e-05 | 0.0050476 | 5.2574e-05 | 0.019153 | 0.00011661 | 0.00030143 | 0.0017011 | 0.085433 | 0.0014459 | -1.2978e-06 | 0.010216 | 0.003514 | 0.010136
|  | 769.4467 | 0 | 769.4467 | 0 | 696.8307 | -9.3914e-05 | 699.8541 | 6.9382e-05 | 699.4763 | 7.794e-05 | 691.7581 | 0 | 691.7581 | 0 | 769.4467 | 0.00013001 | 691.5066 | 0.02141 | 699.8541 | -0.00049493 | 691.7581 | 0.08136 | 691.5265 | 0.00113 | 691.5066 | 0.00073297 | 696.8307 | 0.0072491 | 691.7581 | 0.37081 | 769.4467 | 0.0061606 | 691.7581 | -5.378e-05 | 691.5066 | 0.044078 | 769.4467 | 0.014851 | 769.4467 | 0.042747 | 0 | 0 | 9.2876e-05 | 1.1972e-05 | 1.5133e-05 | 0 | 0 | 2.3394e-05 | 0.0048927 | 5.1007e-05 | 0.018922 | 0.00013826 | 0.00021645 | 0.0016595 | 0.086329 | 0.0014524 | -4.394e-07 | 0.010084 | 0.0034954 | 0.01008
|  | 769.6833 | 0 | 769.6833 | 0 | 697.0624 | 0.00089564 | 700.0877 | 3.3097e-05 | 699.7111 | 5.0995e-05 | 691.9896 | 0 | 691.9896 | 0 | 769.6833 | 6.7724e-05 | 691.7347 | 0.02148 | 700.0877 | 0.00093155 | 691.9896 | 0.08211 | 691.7581 | 6.4135e-05 | 691.7347 | 0.0011645 | 697.0624 | 0.0070759 | 691.9896 | 0.37501 | 769.6833 | 0.0061157 | 691.9896 | 4.9984e-05 | 691.7347 | 0.044317 | 769.6833 | 0.014694 | 769.6833 | 0.042449 | 0 | 0 | 7.2351e-05 | -2.7514e-06 | 1.5026e-05 | 0 | 0 | 1.9444e-05 | 0.0048379 | 0.0001049 | 0.018764 | 0.00013938 | 0.0001907 | 0.0016208 | 0.087404 | 0.0014671 | 8.9458e-06 | 0.010099 | 0.0034613 | 0.01003
|  | 769.9199 | 0 | 769.9199 | 0 | 697.2941 | -0.00027125 | 700.3213 | -5.6655e-05 | 699.9458 | 7.7026e-05 | 692.2211 | 0 | 692.2211 | 0 | 769.9199 | 9.6608e-05 | 691.9629 | 0.02093 | 700.3213 | -3.3349e-05 | 692.2211 | 0.07995 | 691.9896 | 0.00114 | 691.9629 | 0.00050722 | 697.2941 | 0.0069112 | 692.2211 | 0.37987 | 769.9199 | 0.0062841 | 692.2211 | 2.7278e-05 | 691.9629 | 0.044212 | 769.9199 | 0.01456 | 769.9199 | 0.042317 | 0 | 0 | 7.8267e-05 | 2.6068e-05 | 1.4629e-05 | 0 | 0 | 1.5102e-05 | 0.0048836 | 2.277e-05 | 0.018513 | 0.00012189 | 0.00027379 | 0.0015839 | 0.088292 | 0.0015 | 1.5129e-05 | 0.010009 | 0.0034405 | 0.009976
|  | 770.1566 | 0 | 770.1566 | 0 | 697.5259 | 0.00094652 | 700.5549 | 0.0002798 | 700.1805 | 4.7614e-05 | 692.4527 | 0 | 692.4527 | 0 | 770.1566 | 3.1027e-05 | 692.191 | 0.02188 | 700.5549 | 0.00022826 | 692.4527 | 0.07994 | 692.2211 | -8.7249e-05 | 692.191 | 0.0018929 | 697.5259 | 0.0067546 | 692.4527 | 0.38268 | 770.1566 | 0.0063938 | 692.4527 | 0.00010339 | 692.191 | 0.043531 | 770.1566 | 0.014517 | 770.1566 | 0.041996 | 0 | 0 | 8.7951e-05 | 2.5372e-05 | 1.4142e-05 | 0 | 0 | 2.5279e-05 | 0.0047752 | -2.4432e-05 | 0.018371 | 6.7493e-05 | 0.00034975 | 0.0015481 | 0.089277 | 0.0015262 | -5.02e-06 | 0.0098272 | 0.0034293 | 0.0099146
|  | 770.3932 | 0 | 770.3932 | 0 | 697.7577 | -0.0001875 | 700.7886 | -6.2675e-05 | 700.4153 | 7.2846e-05 | 692.6843 | 0 | 692.6843 | 0 | 770.3932 | 0.0001826 | 692.4192 | 0.01998 | 700.7886 | -0.00043734 | 692.6843 | 0.07868 | 692.4527 | 0.00067017 | 692.4192 | 0.0011731 | 697.7577 | 0.0066053 | 692.6843 | 0.38818 | 770.3932 | 0.0065038 | 692.6843 | -0.00014673 | 692.4192 | 0.042616 | 770.3932 | 0.014464 | 770.3932 | 0.041792 | 0 | 0 | 9.213e-05 | 1.1581e-05 | 1.4173e-05 | 0 | 0 | 2.9699e-05 | 0.0046143 | 1.6066e-05 | 0.018243 | 1.0908e-05 | 0.00030882 | 0.0015142 | 0.090231 | 0.0015385 | -1.1688e-05 | 0.009859 | 0.0033789 | 0.0098568
|  | 770.6299 | 0 | 770.6299 | 0 | 697.9894 | 0.00098258 | 701.0223 | 0.00016181 | 700.6501 | 4.7907e-05 | 692.9159 | 0 | 692.9159 | 0 | 770.6299 | 6.8381e-05 | 692.6473 | 0.02047 | 701.0223 | 0.00057487 | 692.9159 | 0.07889 | 692.6843 | -0.00057598 | 692.6473 | 0.001534 | 697.9894 | 0.0064625 | 692.9159 | 0.39115 | 770.6299 | 0.006498 | 692.9159 | 4.5783e-05 | 692.6473 | 0.04381 | 770.6299 | 0.014091 | 770.6299 | 0.041507 | 0 | 0 | 9.1557e-05 | 1.138e-05 | 1.4128e-05 | 0 | 0 | 2.5901e-05 | 0.004692 | 5.6055e-05 | 0.01808 | 3.4161e-05 | 3.7343e-05 | 0.0014822 | 0.091146 | 0.0015638 | 9.7245e-07 | 0.009788 | 0.0033566 | 0.0097898
|  | 770.8666 | 0 | 770.8666 | 0 | 698.2213 | -0.00019265 | 701.2559 | -6.4402e-05 | 700.8849 | 7.2437e-05 | 693.1475 | 0 | 693.1475 | 0 | 770.8666 | 0.00015049 | 692.8755 | 0.02065 | 701.2559 | -9.5026e-05 | 693.1475 | 0.07722 | 692.9159 | 0.00087103 | 692.8755 | -0.0012068 | 698.2213 | 0.0063251 | 693.1475 | 0.39585 | 770.8666 | 0.006717 | 693.1475 | -3.7386e-05 | 692.8755 | 0.041971 | 770.8666 | 0.014274 | 770.8666 | 0.041223 | 0 | 0 | 8.0519e-05 | 1.4404e-05 | 1.4332e-05 | 0 | 0 | 1.3357e-05 | 0.0047546 | 6.9339e-05 | 0.017885 | 5.0228e-05 | 4.0121e-05 | 0.0014508 | 0.092072 | 0.0015904 | 3.6098e-06 | 0.0097807 | 0.0033409 | 0.0096741
|  | 771.1033 | 0 | 771.1033 | 0 | 698.4531 | 0.00088734 | 701.4896 | 0.00018767 | 701.1197 | 4.9642e-05 | 693.3791 | 0 | 693.3791 | 0 | 771.1033 | -3.7625e-05 | 693.1037 | 0.02103 | 701.4896 | 0.00068842 | 693.3791 | 0.07725 | 693.1475 | -0.00043734 | 693.1037 | 0.0015585 | 698.4531 | 0.0061922 | 693.3791 | 0.39935 | 771.1033 | 0.0067223 | 693.3791 | 6.8563e-05 | 693.1037 | 0.043769 | 771.1033 | 0.013957 | 771.1033 | 0.040526 | 0 | 0 | 7.8019e-05 | 1.069e-05 | 1.4737e-05 | 0 | 0 | 1.5277e-05 | 0.0047057 | 4.507e-05 | 0.017688 | 0.00015893 | 0.0002738 | 0.0014204 | 0.093116 | 0.0016155 | -3.6021e-06 | 0.0097822 | 0.0033013 | 0.0096211
|  | 771.34 | 0 | 771.34 | 0 | 698.6849 | -0.00021422 | 701.7233 | -9.6184e-05 | 701.3545 | 7.5884e-05 | 693.6107 | 0 | 693.6107 | 0 | 771.34 | 0.00016671 | 693.3319 | 0.02021 | 701.7233 | -0.00030273 | 693.6107 | 0.07548 | 693.3791 | 0.00181 | 693.3319 | 0.00084111 | 698.6849 | 0.006063 | 693.6107 | 0.40466 | 771.34 | 0.0069283 | 693.6107 | -9.9666e-05 | 693.3319 | 0.041961 | 771.34 | 0.013939 | 771.34 | 0.040771 | 0 | 0 | 8.898e-05 | 2.7506e-06 | 1.4462e-05 | 0 | 0 | 1.6234e-05 | 0.0045585 | 4.3885e-05 | 0.017723 | 0.00013233 | 0.00020282 | 0.0013909 | 0.094122 | 0.0016389 | -1.1223e-05 | 0.0096226 | 0.0032885 | 0.0096146
|  | 771.5766 | 0 | 771.5766 | 0 | 698.9167 | 0.00098191 | 701.957 | 0.00011972 | 701.5894 | 4.7265e-05 | 693.8424 | 0 | 693.8424 | 0 | 771.5766 | -2.9531e-05 | 693.5601 | 0.01974 | 701.957 | 0.0006783 | 693.8424 | 0.07755 | 693.6107 | -0.0006674 | 693.5601 | 0.00093636 | 698.9167 | 0.0059369 | 693.8424 | 0.40803 | 771.5766 | 0.00692 | 693.8424 | 2.765e-06 | 693.5601 | 0.04237 | 771.5766 | 0.013849 | 771.5766 | 0.040471 | 0 | 0 | 8.7538e-05 | 4.6928e-06 | 1.448e-05 | 0 | 0 | 2.2203e-05 | 0.0045768 | -2.8541e-05 | 0.017651 | 6.337e-06 | 8.8245e-05 | 0.0013619 | 0.095159 | 0.0016649 | -7.4681e-06 | 0.0094422 | 0.0033083 | 0.0095355
|  | 771.8134 | 0 | 771.8134 | 0 | 699.1485 | -0.00022666 | 702.1907 | -7.9562e-05 | 701.8242 | 7.6076e-05 | 694.074 | 0 | 694.074 | 0 | 771.8134 | 0.00021713 | 693.7883 | 0.02037 | 702.1907 | -0.00092256 | 694.074 | 0.07482 | 693.8424 | 0.00072211 | 693.7883 | -0.000163 | 699.1485 | 0.0058135 | 694.074 | 0.4134 | 771.8134 | 0.0071474 | 694.074 | -6.7231e-05 | 693.7883 | 0.04038 | 771.8134 | 0.014104 | 771.8134 | 0.040096 | 0 | 0 | 7.8161e-05 | 7.1338e-06 | 1.4395e-05 | 0 | 0 | 3.0187e-05 | 0.0046395 | -5.3292e-05 | 0.017355 | 4.2066e-05 | 0.00019727 | 0.001334 | 0.096191 | 0.0016827 | -5.9323e-06 | 0.0094291 | 0.0032887 | 0.0094419
|  | 772.0501 | 0 | 772.0501 | 0 | 699.3804 | 0.00090083 | 702.4244 | 0.00014061 | 702.059 | 4.6511e-05 | 694.3057 | 0 | 694.3057 | 0 | 772.0501 | 3.7929e-05 | 694.0165 | 0.02029 | 702.4244 | 0.0004665 | 694.3057 | 0.07504 | 694.074 | -0.00035899 | 694.0165 | 0.0018919 | 699.3804 | 0.0056925 | 694.3057 | 0.41719 | 772.0501 | 0.0070698 | 694.3057 | 1.6007e-05 | 694.0165 | 0.042255 | 772.0501 | 0.013683 | 772.0501 | 0.03968 | 0 | 0 | 6.3816e-05 | -7.6172e-06 | 1.4075e-05 | 0 | 0 | 3.9818e-05 | 0.0044136 | -1.241e-05 | 0.017287 | 9.7397e-05 | 0.00039698 | 0.0013059 | 0.097059 | 0.001706 | 1.0445e-06 | 0.0094661 | 0.0032455 | 0.009403
|  | 772.2868 | 0 | 772.2868 | 0 | 699.6122 | -0.00035025 | 702.6581 | -0.0002058 | 702.2939 | 7.3345e-05 | 694.5373 | 0 | 694.5373 | 0 | 772.2868 | 0.00029849 | 694.2447 | 0.01839 | 702.6581 | -0.00057271 | 694.5373 | 0.07422 | 694.3057 | 0.0012 | 694.2448 | 0.0015872 | 699.6122 | 0.005574 | 694.5373 | 0.42086 | 772.2868 | 0.0073437 | 694.5373 | -6.9885e-06 | 694.2448 | 0.040705 | 772.2868 | 0.013737 | 772.2868 | 0.039765 | 0 | 0 | 5.5564e-05 | 1.1228e-05 | 1.423e-05 | 0 | 0 | 1.7229e-05 | 0.0043725 | -1.9368e-05 | 0.017297 | 0.00010705 | 0.00047896 | 0.001279 | 0.098151 | 0.0017184 | 1.4436e-05 | 0.0092691 | 0.0032148 | 0.0093494
|  | 772.5235 | 0 | 772.5235 | 0 | 699.8441 | 0.00082951 | 702.8919 | 0.00030186 | 702.5287 | 4.7825e-05 | 694.769 | 0 | 694.769 | 0 | 772.5235 | -0.00015293 | 694.473 | 0.01993 | 702.8919 | 0.00040701 | 694.769 | 0.07509 | 694.5373 | -0.00027567 | 694.473 | 0.0026103 | 699.8441 | 0.0054579 | 694.769 | 0.4264 | 772.5235 | 0.0071742 | 694.769 | 0.0001316 | 694.473 | 0.040528 | 772.5235 | 0.013423 | 772.5235 | 0.039223 | 0 | 0 | 7.9931e-05 | 2.6654e-05 | 1.4639e-05 | 0 | 0 | 1.1384e-05 | 0.0044478 | -9.7665e-06 | 0.017096 | 7.9928e-05 | 0.00042911 | 0.0012524 | 0.099393 | 0.001739 | 1.1445e-05 | 0.0092448 | 0.0032267 | 0.0092923
|  | 772.7603 | 0 | 772.7603 | 0 | 700.0759 | -0.00014007 | 703.1257 | -7.3806e-05 | 702.7636 | 7.6837e-05 | 695.0007 | 0 | 695.0007 | 0 | 772.7603 | 0.0002491 | 694.7012 | 0.01904 | 703.1257 | -0.00049057 | 695.0007 | 0.07249 | 694.769 | 0.00096562 | 694.7012 | 0.0011493 | 700.0759 | 0.0053447 | 695.0007 | 0.43158 | 772.7603 | 0.0075168 | 695.0007 | -3.2805e-05 | 694.7012 | 0.04047 | 772.7603 | 0.013836 | 772.7603 | 0.039279 | 0 | 0 | 9.4126e-05 | 1.0225e-05 | 1.4863e-05 | 0 | 0 | 3.0265e-05 | 0.0044239 | 5.9305e-06 | 0.016816 | 6.2687e-05 | 0.00038499 | 0.0012265 | 0.10037 | 0.0017641 | 1.1864e-06 | 0.0092804 | 0.0031962 | 0.0092101
|  | 772.997 | 0 | 772.997 | 0 | 700.3078 | 0.00095194 | 703.3594 | 0.00016128 | 702.9985 | 4.9729e-05 | 695.2324 | 0 | 695.2324 | 0 | 772.997 | 6.568e-06 | 694.9295 | 0.01972 | 703.3594 | 0.00054131 | 695.2324 | 0.07267 | 695.0007 | -0.0004245 | 694.9295 | 0.0022237 | 700.3078 | 0.0052344 | 695.2324 | 0.43483 | 772.997 | 0.0073861 | 695.2324 | 4.3046e-05 | 694.9295 | 0.04084 | 772.997 | 0.013165 | 772.997 | 0.038525 | 0 | 0 | 7.7014e-05 | 1.0173e-06 | 1.4742e-05 | 0 | 0 | 4.3728e-05 | 0.0044193 | 4.6548e-05 | 0.016737 | 3.0486e-05 | 0.00026806 | 0.0012013 | 0.1011 | 0.0017801 | -1.5824e-06 | 0.0091385 | 0.0031607 | 0.0091093
|  | 773.2337 | 0 | 773.2337 | 0 | 700.5397 | -0.00028766 | 703.5932 | -0.00015258 | 703.2334 | 7.5774e-05 | 695.4641 | 0 | 695.4641 | 0 | 773.2337 | 0.00036283 | 695.1577 | 0.01901 | 703.5932 | -0.00014306 | 695.4641 | 0.07181 | 695.2324 | 0.00068766 | 695.1577 | 0.00012551 | 700.5397 | 0.0051274 | 695.4641 | 0.43791 | 773.2337 | 0.0076519 | 695.4641 | -5.6705e-05 | 695.1577 | 0.039249 | 773.2337 | 0.013535 | 773.2337 | 0.038428 | 0 | 0 | 9.1394e-05 | 3.0373e-06 | 1.4231e-05 | 0 | 0 | 2.9159e-05 | 0.0046489 | 8.7783e-05 | 0.016693 | 6.6337e-05 | -2.2278e-05 | 0.0011769 | 0.10215 | 0.0018004 | 7.508e-06 | 0.009132 | 0.0031486 | 0.0090239
|  | 773.4705 | 0 | 773.4705 | 0 | 700.7715 | 0.001076 | 703.827 | 0.00017856 | 703.4683 | 4.5385e-05 | 695.6957 | 0 | 695.6957 | 0 | 773.4705 | -0.00011653 | 695.386 | 0.02172 | 703.827 | 0.00089407 | 695.6957 | 0.07229 | 695.4641 | -0.00011503 | 695.386 | -0.00032071 | 700.7715 | 0.0050239 | 695.6957 | 0.44388 | 773.4705 | 0.0075561 | 695.6957 | 0.00012152 | 695.386 | 0.040761 | 773.4705 | 0.013061 | 773.4705 | 0.037797 | 0 | 0 | 8.4884e-05 | 1.0224e-05 | 1.3506e-05 | 0 | 0 | 1.9462e-05 | 0.0045426 | 6.9627e-05 | 0.016372 | 0.00011758 | 0.00012377 | 0.0011536 | 0.10337 | 0.0018408 | 8.9365e-06 | 0.0091605 | 0.0031401 | 0.0089935
|  | 773.7073 | 0 | 773.7073 | 0 | 701.0035 | -0.00034401 | 704.0607 | -9.109e-05 | 703.7033 | 6.9595e-05 | 695.9275 | 0 | 695.9275 | 0 | 773.7073 | 0.00028093 | 695.6143 | 0.01807 | 704.0607 | -0.00029836 | 695.9275 | 0.069 | 695.6957 | 0.00113 | 695.6143 | 0.0014048 | 701.0035 | 0.0049238 | 695.9275 | 0.44821 | 773.7073 | 0.0079935 | 695.9275 | -4.4394e-05 | 695.6143 | 0.039477 | 773.7073 | 0.013464 | 773.7073 | 0.038172 | 0 | 0 | 5.2895e-05 | -4.6031e-06 | 1.2757e-05 | 0 | 0 | 2.4443e-05 | 0.0042629 | -2.0447e-06 | 0.016131 | 0.00010042 | 0.00032595 | 0.0011308 | 0.10444 | 0.0018674 | -3.8294e-06 | 0.0089969 | 0.0031138 | 0.0089182
|  | 773.9441 | 0 | 773.9441 | 0 | 701.2354 | 0.00080013 | 704.2946 | 5.1719e-05 | 703.9382 | 3.9014e-05 | 696.1592 | 0 | 696.1592 | 0 | 773.9441 | -7.4465e-05 | 695.8426 | 0.01928 | 704.2946 | 0.00028087 | 696.1592 | 0.07025 | 695.9275 | -0.00026334 | 695.8426 | 0.001451 | 701.2354 | 0.004827 | 696.1592 | 0.45337 | 773.9441 | 0.0077802 | 696.1592 | 1.1338e-05 | 695.8426 | 0.039349 | 773.9441 | 0.012838 | 773.9441 | 0.037157 | 0 | 0 | 6.4303e-05 | -1.3621e-05 | 1.2353e-05 | 0 | 0 | 2.8358e-05 | 0.004223 | -1.9846e-05 | 0.016081 | 4.8928e-05 | 0.00010007 | 0.0011087 | 0.10555 | 0.0018938 | -3.5861e-07 | 0.008899 | 0.0030791 | 0.0088317
|  | 774.1809 | 0 | 774.1809 | 0 | 701.4673 | -0.00024564 | 704.5284 | -0.00016823 | 704.1731 | 6.6151e-05 | 696.3909 | 0 | 696.3909 | 0 | 774.1809 | 0.00031399 | 696.0709 | 0.01772 | 704.5284 | -0.00045063 | 696.3909 | 0.06853 | 696.1592 | 0.0006857 | 696.0709 | -0.00057427 | 701.4673 | 0.0047332 | 696.3909 | 0.45755 | 774.1809 | 0.0082152 | 696.3909 | -1.4433e-05 | 696.0709 | 0.038619 | 774.1809 | 0.013169 | 774.1809 | 0.037437 | 0 | 0 | 7.8733e-05 | -1.8416e-06 | 1.2236e-05 | 0 | 0 | 3.2621e-05 | 0.0041248 | 2.8711e-05 | 0.015781 | 0.0001209 | 0.00027493 | 0.0010872 | 0.10653 | 0.0019241 | -2.8169e-06 | 0.0088724 | 0.0030585 | 0.0087884
|  | 774.4176 | 0 | 774.4176 | 0 | 701.6993 | 0.00092456 | 704.7622 | 0.00015248 | 704.408 | 3.8024e-05 | 696.6227 | 0 | 696.6227 | 0 | 774.4176 | -3.8462e-05 | 696.2992 | 0.01841 | 704.7622 | 0.0006962 | 696.6227 | 0.06766 | 696.3909 | 0.00035764 | 696.2992 | 0.0029824 | 701.6993 | 0.004642 | 696.6227 | 0.46184 | 774.4176 | 0.0080366 | 696.6227 | -9.8772e-06 | 696.2992 | 0.039096 | 774.4176 | 0.012663 | 774.4176 | 0.036792 | 0 | 0 | 7.4373e-05 | 6.0424e-06 | 1.2412e-05 | 0 | 0 | 4.8587e-05 | 0.0041444 | -1.0839e-05 | 0.015599 | 0.00015312 | 0.00033187 | 0.0010663 | 0.10759 | 0.0019577 | 2.6036e-06 | 0.0088342 | 0.0030777 | 0.0087705
|  | 774.6545 | 0 | 774.6545 | 0 | 701.9312 | -0.00028323 | 704.996 | -0.00010079 | 704.643 | 6.7615e-05 | 696.8544 | 0 | 696.8544 | 0 | 774.6545 | 0.00044881 | 696.5275 | 0.01789 | 704.996 | -0.00078891 | 696.8544 | 0.06696 | 696.6227 | 0.00096382 | 696.5275 | -7.5527e-05 | 701.9312 | 0.004553 | 696.8544 | 0.4667 | 774.6545 | 0.0084971 | 696.8544 | 3.2346e-05 | 696.5275 | 0.038284 | 774.6545 | 0.013329 | 774.6545 | 0.03728 | 0 | 0 | 8.3127e-05 | 1.5743e-05 | 1.2223e-05 | 0 | 0 | 3.8918e-05 | 0.0041032 | -3.0957e-05 | 0.015738 | 9.5098e-05 | 0.00013533 | 0.0010459 | 0.10882 | 0.0019668 | 1.5676e-05 | 0.0087573 | 0.0030563 | 0.0087181
|  | 774.8913 | 0 | 774.8913 | 0 | 702.1631 | 0.001 | 705.2299 | 0.00023545 | 704.878 | 3.6421e-05 | 697.0862 | 0 | 697.0862 | 0 | 774.8913 | -0.00012012 | 696.7558 | 0.01806 | 705.2299 | 0.00052413 | 697.0862 | 0.06886 | 696.8544 | -0.00014312 | 696.7558 | 0.0012612 | 702.1631 | 0.0044657 | 697.0862 | 0.4724 | 774.8913 | 0.0081139 | 697.0862 | 0.00010294 | 696.7558 | 0.038443 | 774.8913 | 0.012483 | 774.8913 | 0.03635 | 0 | 0 | 8.3792e-05 | 1.3931e-06 | 1.1556e-05 | 0 | 0 | 4.4904e-05 | 0.0042789 | -4.1903e-05 | 0.015656 | 6.8031e-05 | 9.9657e-05 | 0.0010261 | 0.11015 | 0.0019868 | -8.4427e-07 | 0.0086436 | 0.0030199 | 0.0086237
|  | 775.1281 | 0 | 775.1281 | 0 | 702.3951 | -0.00027768 | 705.4637 | -0.00022353 | 705.113 | 6.1934e-05 | 697.3179 | 0 | 697.3179 | 0 | 775.1281 | 0.00049933 | 696.9841 | 0.01942 | 705.4637 | -0.00088255 | 697.3179 | 0.06625 | 697.0862 | 0.00073023 | 696.9841 | -0.00038834 | 702.3951 | 0.0043799 | 697.3179 | 0.47819 | 775.1281 | 0.0086646 | 697.3179 | -0.00011022 | 696.9841 | 0.037267 | 775.1281 | 0.01302 | 775.1281 | 0.036476 | 0 | 0 | 9.4773e-05 | -2.3173e-05 | 1.0666e-05 | 0 | 0 | 4.4177e-05 | 0.0044662 | 6.1693e-06 | 0.015404 | 2.66e-05 | 0.0001017 | 0.001006 | 0.11132 | 0.0020262 | -4.0701e-06 | 0.008572 | 0.0029834 | 0.0085374
|  | 775.3649 | 0 | 775.3649 | 0 | 702.6271 | 0.0010949 | 705.6976 | 2.538e-05 | 705.348 | 2.8847e-05 | 697.5497 | 0 | 697.5497 | 0 | 775.3649 | -0.00012626 | 697.2125 | 0.01969 | 705.6976 | 0.0009353 | 697.5497 | 0.06665 | 697.3179 | -0.00050068 | 697.2125 | 0.0012789 | 702.6271 | 0.0042952 | 697.5497 | 0.48221 | 775.3649 | 0.008446 | 697.5497 | 7.5109e-05 | 697.2125 | 0.037796 | 775.3649 | 0.012175 | 775.3649 | 0.035621 | 0 | 0 | 8.5798e-05 | -1.8663e-05 | 9.895e-06 | 0 | 0 | 2.5757e-05 | 0.0042277 | 6.0126e-06 | 0.015096 | 5.2678e-05 | 0.00018639 | 0.00098677 | 0.11235 | 0.0020631 | -5.1773e-07 | 0.0084382 | 0.0029534 | 0.0085029
|  | 775.6018 | 0 | 775.6018 | 0 | 702.8591 | -0.00035526 | 705.9315 | -0.00018496 | 705.5829 | 5.537e-05 | 697.7815 | 0 | 697.7815 | 0 | 775.6018 | 0.00034377 | 697.4409 | 0.01734 | 705.9315 | -0.00088389 | 697.7815 | 0.06363 | 697.5497 | 0.00095517 | 697.4409 | 0.00035367 | 702.8591 | 0.0042116 | 697.7815 | 0.48736 | 775.6018 | 0.0089758 | 697.7815 | -7.9577e-05 | 697.4409 | 0.036116 | 775.6018 | 0.012766 | 775.6018 | 0.036182 | 0 | 0 | 5.7796e-05 | -1.9472e-06 | 9.844e-06 | 0 | 0 | -3.7811e-06 | 0.0041202 | -9.76e-05 | 0.014915 | 6.2585e-05 | 0.00016622 | 0.0009675 | 0.11358 | 0.0020766 | -2.8229e-06 | 0.0083491 | 0.0029027 | 0.0084514
|  | 775.8386 | 0 | 775.8386 | 0 | 703.0911 | 0.00085351 | 706.1653 | 0.00016831 | 705.8179 | 2.8416e-05 | 698.0133 | 0 | 698.0133 | 0 | 775.8386 | -0.0003757 | 697.6692 | 0.01875 | 706.1653 | 4.9268e-05 | 698.0133 | 0.06505 | 697.7815 | -0.00041507 | 697.6692 | 0.0011023 | 703.0911 | 0.0041291 | 698.0133 | 0.49257 | 775.8386 | 0.0085595 | 698.0133 | 5.5223e-05 | 697.6692 | 0.037016 | 775.8386 | 0.011745 | 775.8386 | 0.035184 | 0 | 0 | 7.9114e-05 | 1.9882e-05 | 9.9132e-06 | 0 | 0 | -4.48e-06 | 0.0040505 | -2.9135e-05 | 0.015063 | -6.438e-06 | 0.00011465 | 0.0009485 | 0.11484 | 0.0020913 | -3.6561e-07 | 0.0082533 | 0.0028867 | 0.0083698
|  | 776.0755 | 0 | 776.0755 | 0 | 703.3231 | -0.00017148 | 706.3992 | 1.7004e-06 | 706.053 | 5.5934e-05 | 698.2451 | 0 | 698.2451 | 0 | 776.0755 | 0.00033787 | 697.8976 | 0.01672 | 706.3992 | -0.0002984 | 698.2451 | 0.06491 | 698.0133 | 0.00035952 | 697.8976 | -9.8329e-05 | 703.3231 | 0.0040478 | 698.2451 | 0.49825 | 776.0755 | 0.0090996 | 698.2451 | -5.8378e-05 | 697.8976 | 0.035257 | 776.0755 | 0.012631 | 776.0755 | 0.035492 | 0 | 0 | 7.8667e-05 | 2.0625e-05 | 1.0322e-05 | 0 | 0 | 9.3268e-06 | 0.003812 | -2.0596e-05 | 0.015038 | -2.3998e-05 | -4.6501e-05 | 0.00092982 | 0.11596 | 0.0021304 | 6.6127e-07 | 0.0082895 | 0.002922 | 0.0083011
|  | 776.3123 | 0 | 776.3123 | 0 | 703.5551 | 0.00084965 | 706.6331 | 0.00017467 | 706.288 | 3.1897e-05 | 698.4769 | 0 | 698.4769 | 0 | 776.3123 | -0.00025912 | 698.126 | 0.01666 | 706.6331 | 0.00012228 | 698.4769 | 0.06483 | 698.2451 | -0.00056658 | 698.126 | -0.00030887 | 703.5551 | 0.003968 | 698.4769 | 0.50224 | 776.3123 | 0.0088881 | 698.4769 | 6.4083e-05 | 698.126 | 0.037332 | 776.3123 | 0.01204 | 776.3123 | 0.034597 | 0 | 0 | 7.0758e-05 | 3.288e-06 | 1.0547e-05 | 0 | 0 | 4.9882e-06 | 0.0036476 | -4.464e-05 | 0.014856 | 2.0416e-05 | 3.4682e-06 | 0.00091172 | 0.11709 | 0.0021619 | 5.543e-06 | 0.0083718 | 0.0029098 | 0.0082482
|  | 776.5492 | 0 | 776.5492 | 0 | 703.7871 | -0.00023981 | 706.867 | -0.00014655 | 706.5231 | 5.7848e-05 | 698.7087 | 0 | 698.7087 | 0 | 776.5492 | 0.00030124 | 698.3543 | 0.01529 | 706.867 | -0.00050402 | 698.7087 | 0.06334 | 698.4769 | 0.00074272 | 698.3543 | 0.00033925 | 703.7871 | 0.0038898 | 698.7087 | 0.50801 | 776.5492 | 0.0093658 | 698.7087 | -1.6259e-05 | 698.3543 | 0.035998 | 776.5492 | 0.012528 | 776.5492 | 0.035046 | 0 | 0 | 6.9969e-05 | 1.1725e-05 | 1.0234e-05 | 0 | 0 | 1.9447e-06 | 0.003998 | -8.3011e-06 | 0.01475 | 5.0762e-05 | 0.00011107 | 0.00089355 | 0.1184 | 0.0021768 | 6.9277e-06 | 0.0082112 | 0.0028654 | 0.0081862
|  | 776.7861 | 0 | 776.7861 | 0 | 704.0191 | 0.00084301 | 707.101 | 0.00024679 | 706.7581 | 2.9232e-05 | 698.9406 | 0 | 698.9406 | 0 | 776.7861 | -0.00028482 | 698.5827 | 0.01972 | 707.101 | 0.00043305 | 698.9406 | 0.06389 | 698.7087 | -0.00030476 | 698.5827 | 0.00063338 | 704.0191 | 0.0038134 | 698.9406 | 0.51328 | 776.7861 | 0.0090134 | 698.9406 | 7.6014e-05 | 698.5827 | 0.035906 | 776.7861 | 0.011664 | 776.7861 | 0.034071 | 0 | 0 | 6.6969e-05 | 2.5933e-05 | 1.0224e-05 | 0 | 0 | 3.0162e-05 | 0.003997 | -1.446e-05 | 0.014521 | 4.68e-05 | 0.00014294 | 0.00087628 | 0.11951 | 0.0022223 | 6.9405e-06 | 0.0081069 | 0.0028729 | 0.0081516
|  | 777.023 | 0 | 777.023 | 0 | 704.2512 | -0.00026583 | 707.3348 | -2.5036e-05 | 706.9932 | 5.7767e-05 | 699.1724 | 0 | 699.1724 | 0 | 777.023 | 0.00053947 | 698.8111 | 0.01528 | 707.3348 | -0.0005567 | 699.1724 | 0.06139 | 698.9406 | 0.00070843 | 698.8111 | 0.00061835 | 704.2512 | 0.0037389 | 699.1724 | 0.51779 | 777.023 | 0.0097488 | 699.1724 | -1.6132e-05 | 698.8111 | 0.035085 | 777.023 | 0.012591 | 777.023 | 0.034751 | 0 | 0 | 5.7482e-05 | 1.7758e-05 | 1.0075e-05 | 0 | 0 | 4.0695e-05 | 0.0038939 | -2.8565e-05 | 0.014403 | -7.2043e-05 | 0.00025679 | 0.00085921 | 0.12074 | 0.0022441 | -2.9407e-06 | 0.0081318 | 0.0028254 | 0.0080883
|  | 777.2599 | 0 | 777.2599 | 0 | 704.4832 | 0.00076125 | 707.5688 | 0.00017685 | 707.2283 | 2.7936e-05 | 699.4043 | 0 | 699.4043 | 0 | 777.2599 | -0.00019591 | 699.0395 | 0.01881 | 707.5688 | 0.0003125 | 699.4043 | 0.06284 | 699.1724 | -0.00133 | 699.0396 | 0.0016298 | 704.4832 | 0.0036663 | 699.4043 | 0.52361 | 777.2599 | 0.0091963 | 699.4043 | -9.2316e-06 | 699.0396 | 0.036104 | 777.2599 | 0.011262 | 777.2599 | 0.033534 | 0 | 0 | 6.0032e-05 | -1.6536e-05 | 1.0234e-05 | 0 | 0 | 3.365e-05 | 0.0039923 | 1.7892e-05 | 0.014302 | -9.2091e-05 | 0.00017878 | 0.00084253 | 0.12201 | 0.0022734 | -5.3751e-06 | 0.0080634 | 0.0027835 | 0.0079982
|  | 777.4968 | 0 | 777.4968 | 0 | 704.7153 | -0.00024385 | 707.8027 | -0.00031822 | 707.4633 | 5.9147e-05 | 699.6362 | 0 | 699.6362 | 0 | 777.4968 | 0.00047998 | 699.2679 | 0.01615 | 707.8027 | -0.00015954 | 699.6362 | 0.06052 | 699.4043 | 0.0005357 | 699.2679 | -6.4207e-05 | 704.7153 | 0.0035952 | 699.6362 | 0.52881 | 777.4968 | 0.0099961 | 699.6362 | -3.7131e-05 | 699.2679 | 0.034506 | 777.4968 | 0.012237 | 777.4968 | 0.033988 | 0 | 0 | 9.5994e-05 | -1.7891e-05 | 1.0551e-05 | 0 | 0 | 1.2899e-05 | 0.0037662 | 5.0035e-05 | 0.014266 | 2.0365e-05 | 0.00017752 | 0.00082618 | 0.12308 | 0.0023249 | -9.7897e-07 | 0.0080975 | 0.0027814 | 0.0079831
|  | 777.7337 | 0 | 777.7337 | 0 | 704.9473 | 0.0010712 | 708.0367 | 0.00016527 | 707.6984 | 3.0609e-05 | 699.868 | 0 | 699.868 | 0 | 777.7337 | -0.00037109 | 699.4964 | 0.01682 | 708.0367 | 0.00058727 | 699.868 | 0.06253 | 699.6362 | -0.00036005 | 699.4964 | 0.0016183 | 704.9473 | 0.0035253 | 699.868 | 0.5328 | 777.7337 | 0.0096305 | 699.868 | 2.8687e-05 | 699.4964 | 0.036383 | 777.7337 | 0.011244 | 777.7337 | 0.033406 | 0 | 0 | 8.8297e-05 | -1.8607e-05 | 1.0468e-05 | 0 | 0 | 1.8362e-05 | 0.0036097 | 4.1378e-05 | 0.014157 | -1.3936e-05 | 0.00035723 | 0.00081028 | 0.12446 | 0.0023409 | -1.0171e-05 | 0.0080872 | 0.0027737 | 0.0079327
|  | 777.9706 | 0 | 777.9706 | 0 | 705.1794 | -0.00031039 | 708.2707 | -0.00032429 | 707.9335 | 5.8443e-05 | 700.0999 | 0 | 700.0999 | 0 | 777.9706 | 0.00052609 | 699.7248 | 0.01479 | 708.2707 | -0.00023363 | 700.0999 | 0.05958 | 699.868 | 0.00023984 | 699.7248 | 0.0015099 | 705.1794 | 0.0034564 | 700.0999 | 0.54069 | 777.9706 | 0.01013 | 700.0999 | -0.00011642 | 699.7248 | 0.034435 | 777.9706 | 0.01217 | 777.9706 | 0.033556 | 0 | 0 | 7.2458e-05 | -1.0216e-05 | 1.0568e-05 | 0 | 0 | 2.3578e-05 | 0.0035971 | 4.2925e-05 | 0.013928 | -8.4509e-05 | 0.00024336 | 0.00079412 | 0.12592 | 0.0023537 | -1.2045e-06 | 0.008051 | 0.0027743 | 0.0078022
|  | 778.2076 | 0 | 778.2076 | 0 | 705.4115 | 0.00093488 | 708.5046 | 0.00023696 | 708.1686 | 3.1456e-05 | 700.3318 | 0 | 700.3318 | 0 | 778.2076 | -0.00032706 | 699.9533 | 0.0167 | 708.5046 | 0.00060059 | 700.3318 | 0.06055 | 700.0999 | -0.00096877 | 699.9532 | 0.00062057 | 705.4115 | 0.0033879 | 700.3318 | 0.54537 | 778.2076 | 0.0097386 | 700.3318 | 0.00010603 | 699.9532 | 0.036047 | 778.2076 | 0.011248 | 778.2076 | 0.032304 | 0 | 0 | 7.9907e-05 | 2.3565e-05 | 1.0418e-05 | 0 | 0 | 2.6687e-05 | 0.0037077 | 8.3139e-05 | 0.013779 | -4.3876e-05 | 0.00025418 | 0.00077846 | 0.12731 | 0.0024001 | 1.3178e-05 | 0.0079436 | 0.0027388 | 0.007775
|  | 778.4445 | 0 | 778.4445 | 0 | 705.6436 | -0.00024637 | 708.7387 | -3.5555e-05 | 708.4037 | 5.7165e-05 | 700.5637 | 0 | 700.5637 | 0 | 778.4445 | 0.00055233 | 700.1817 | 0.01576 | 708.7387 | 0.00010997 | 700.5637 | 0.05827 | 700.3318 | 0.00059034 | 700.1817 | 0.0016047 | 705.6436 | 0.0033196 | 700.5637 | 0.5525 | 778.4445 | 0.01052 | 700.5637 | 7.6132e-06 | 700.1817 | 0.033495 | 778.4445 | 0.01187 | 778.4445 | 0.033324 | 0 | 0 | 7.2048e-05 | 2.6103e-05 | 1.0734e-05 | 0 | 0 | 2.7126e-05 | 0.0035994 | 0.00013338 | 0.013752 | 5.3581e-05 | 0.00034202 | 0.00076266 | 0.12852 | 0.0024452 | 2.1426e-05 | 0.0077696 | 0.0026881 | 0.0077645
|  | 778.6815 | 0 | 778.6815 | 0 | 705.8757 | 0.00086716 | 708.9727 | 0.00025865 | 708.6389 | 3.4118e-05 | 700.7956 | 0 | 700.7956 | 0 | 778.6815 | -0.00032337 | 700.4102 | 0.01575 | 708.9727 | 0.00103 | 700.7956 | 0.06035 | 700.5637 | -0.00012829 | 700.4102 | 0.0013896 | 705.8757 | 0.0032517 | 700.7956 | 0.55606 | 778.6815 | 0.010118 | 700.7956 | 0.00017719 | 700.4102 | 0.034524 | 778.6815 | 0.010819 | 778.6815 | 0.032213 | 0 | 0 | 7.0169e-05 | -7.4114e-06 | 1.0793e-05 | 0 | 0 | 2.2746e-05 | 0.0035762 | -4.6802e-06 | 0.013726 | 7.3684e-05 | 0.00012971 | 0.00074695 | 0.12987 | 0.0024887 | 1.3272e-05 | 0.0077222 | 0.0027036 | 0.0077
|  | 778.9184 | 0 | 778.9184 | 0 | 706.1078 | -0.00026256 | 709.2067 | -0.00032199 | 708.8741 | 5.7672e-05 | 701.0275 | 0 | 701.0275 | 0 | 778.9184 | 0.00051535 | 700.6387 | 0.01555 | 709.2067 | -0.00107 | 701.0275 | 0.05801 | 700.7956 | 0.00076385 | 700.6387 | -0.00025435 | 706.1078 | 0.0031843 | 701.0275 | 0.56378 | 778.9184 | 0.010887 | 701.0275 | -6.275e-05 | 700.6387 | 0.033061 | 778.9184 | 0.012 | 778.9184 | 0.032777 | 0 | 0 | 6.3935e-05 | -3.3368e-07 | 1.1132e-05 | 0 | 0 | -2.3027e-06 | 0.0036222 | 3.276e-05 | 0.01337 | 3.9281e-05 | 7.0901e-05 | 0.00073141 | 0.13132 | 0.0025125 | -1.0635e-05 | 0.0077506 | 0.0026781 | 0.0076171
|  | 779.1554 | 0 | 779.1554 | 0 | 706.34 | 0.00081345 | 709.4407 | 0.00031914 | 709.1092 | 3.7024e-05 | 701.2595 | 0 | 701.2595 | 0 | 779.1554 | -0.00053479 | 700.8671 | 0.01616 | 709.4407 | 0.00135 | 701.2595 | 0.05728 | 701.0275 | -0.00042514 | 700.8671 | 0.00087505 | 706.34 | 0.0031178 | 701.2595 | 0.56867 | 779.1554 | 0.010319 | 701.2595 | -2.8962e-05 | 700.8671 | 0.034791 | 779.1554 | 0.010604 | 779.1554 | 0.031513 | 0 | 0 | 6.8303e-05 | 2.492e-05 | 1.2385e-05 | 0 | 0 | 6.657e-06 | 0.0037647 | 0.00010371 | 0.013185 | 6.1161e-05 | 8.3434e-05 | 0.00071633 | 0.13269 | 0.0025526 | -1.2559e-05 | 0.0076619 | 0.0026852 | 0.0075661
|  | 779.3923 | 0 | 779.3923 | 0 | 706.5721 | -0.00022508 | 709.6747 | -0.00010616 | 709.3444 | 6.83e-05 | 701.4914 | 0 | 701.4914 | 0 | 779.3923 | 0.00059097 | 701.0956 | 0.01679 | 709.6747 | -0.0004636 | 701.4914 | 0.05642 | 701.2595 | 0.00095254 | 701.0956 | -0.00014482 | 706.5721 | 0.0030528 | 701.4914 | 0.57552 | 779.3923 | 0.011224 | 701.4914 | -7.9339e-05 | 701.0956 | 0.032268 | 779.3923 | 0.012058 | 779.3923 | 0.032341 | 0 | 0 | 6.5492e-05 | 1.3646e-05 | 1.2866e-05 | 0 | 0 | 3.3117e-05 | 0.003781 | -5.0498e-05 | 0.013216 | 2.5007e-05 | 0.00021757 | 0.00070129 | 0.13394 | 0.0025874 | -4.811e-06 | 0.0074787 | 0.0026757 | 0.0075315
|  | 779.6293 | 0 | 779.6293 | 0 | 706.8043 | 0.00078937 | 709.9088 | 0.00022275 | 709.5795 | 4.1118e-05 | 701.7233 | 0 | 701.7233 | 0 | 779.6293 | -0.00031148 | 701.3241 | 0.01631 | 709.9088 | 3.2128e-05 | 701.7233 | 0.05754 | 701.4914 | -0.0007369 | 701.3241 | 0.0020495 | 706.8043 | 0.0029898 | 701.7233 | 0.57946 | 779.6293 | 0.010613 | 701.7233 | 3.7855e-05 | 701.3241 | 0.033204 | 779.6293 | 0.010523 | 779.6293 | 0.031222 | 0 | 0 | 5.6125e-05 | 2.5224e-05 | 1.2817e-05 | 0 | 0 | 3.2792e-05 | 0.0035808 | 9.0089e-06 | 0.013197 | -7.5894e-06 | 0.00026019 | 0.00068716 | 0.13508 | 0.0026173 | 9.3526e-06 | 0.0074321 | 0.0026611 | 0.0074745
|  | 779.8663 | 0 | 779.8663 | 0 | 707.0364 | -0.00030591 | 710.1428 | -7.1758e-06 | 709.8148 | 6.7856e-05 | 701.9553 | 0 | 701.9553 | 0 | 779.8663 | 0.00058822 | 701.5526 | 0.01503 | 710.1428 | 4.4868e-05 | 701.9553 | 0.05623 | 701.7233 | 0.00067146 | 701.5526 | 0.00022768 | 707.0364 | 0.0029294 | 701.9553 | 0.58505 | 779.8663 | 0.011475 | 701.9553 | 4.2775e-05 | 701.5526 | 0.031843 | 779.8663 | 0.011934 | 779.8663 | 0.031857 | 0 | 0 | 6.4203e-05 | 2.1499e-05 | 1.3054e-05 | 0 | 0 | 2.7325e-05 | 0.003598 | 6.4359e-05 | 0.013041 | 3.4194e-05 | 0.000328 | 0.00067348 | 0.13659 | 0.0026416 | 8.3738e-06 | 0.0073143 | 0.0026251 | 0.0074549
|  | 780.1033 | 0 | 780.1033 | 0 | 707.2686 | 0.00085896 | 710.3768 | 0.00019087 | 710.0499 | 4.3164e-05 | 702.1873 | 0 | 702.1873 | 0 | 780.1033 | -0.00035763 | 701.7811 | 0.01646 | 710.3768 | 0.00050504 | 702.1873 | 0.05622 | 701.9553 | -0.00037667 | 701.7811 | 0.002643 | 707.2686 | 0.002872 | 702.1873 | 0.59272 | 780.1033 | 0.010817 | 702.1873 | 2.9432e-05 | 701.7811 | 0.032173 | 780.1033 | 0.010219 | 780.1033 | 0.031054 | 0 | 0 | 7.7037e-05 | 3.8824e-06 | 1.3354e-05 | 0 | 0 | 3.1609e-05 | 0.003599 | -1.9756e-05 | 0.012862 | 0.00011288 | 0.0003013 | 0.00066051 | 0.13802 | 0.0026706 | 4.9433e-06 | 0.0073013 | 0.0025965 | 0.0074078
|  | 780.3403 | 0 | 780.3403 | 0 | 707.5008 | -0.00019536 | 710.6109 | -0.0001577 | 710.2852 | 7.0377e-05 | 702.4193 | 0 | 702.4193 | 0 | 780.3403 | 0.00062436 | 702.0096 | 0.01504 | 710.6109 | -0.00067385 | 702.4193 | 0.05466 | 702.1873 | 0.00135 | 702.0096 | -5.9401e-06 | 707.5008 | 0.0028177 | 702.4193 | 0.59715 | 780.3403 | 0.011719 | 702.4193 | 1.3184e-05 | 702.0096 | 0.031729 | 780.3403 | 0.011692 | 780.3403 | 0.031457 | 0 | 0 | 6.8672e-05 | -5.7562e-06 | 1.3916e-05 | 0 | 0 | 2.2091e-05 | 0.0035304 | -4.7638e-06 | 0.012775 | 0.00014467 | 0.00017208 | 0.00064827 | 0.13933 | 0.0027028 | 5.1379e-06 | 0.0073054 | 0.0026241 | 0.0073015
|  | 780.5773 | 0 | 780.5773 | 0 | 707.733 | 0.0007869 | 710.845 | 0.00010852 | 710.5204 | 4.7945e-05 | 702.6513 | 0 | 702.6513 | 0 | 780.5773 | -0.00043795 | 702.2382 | 0.01585 | 710.845 | 0.00063314 | 702.6513 | 0.05547 | 702.4193 | -0.00010278 | 702.2382 | 0.0015116 | 707.733 | 0.0027666 | 702.6513 | 0.60394 | 780.5773 | 0.011088 | 702.6513 | 3.1109e-05 | 702.2382 | 0.032192 | 780.5773 | 0.010451 | 780.5773 | 0.030156 | 0 | 0 | 6.2411e-05 | -1.5456e-05 | 1.3946e-05 | 0 | 0 | 2.4154e-05 | 0.0033901 | 5.3638e-05 | 0.012686 | 9.4577e-05 | 0.00024775 | 0.00063676 | 0.14099 | 0.0027479 | -1.9113e-06 | 0.0072841 | 0.0025925 | 0.0072428
|  | 780.8144 | 0 | 780.8144 | 0 | 707.9651 | -0.00024928 | 711.0791 | -0.00024054 | 710.7556 | 7.0625e-05 | 702.8832 | 0 | 702.8832 | 0 | 780.8144 | 0.00064175 | 702.4667 | 0.01382 | 711.0791 | -0.00017495 | 702.8832 | 0.0539 | 702.6513 | 0.0009181 | 702.4667 | 0.00065674 | 707.9651 | 0.0027186 | 702.8832 | 0.61157 | 780.8144 | 0.012098 | 702.8832 | -4.7586e-05 | 702.4667 | 0.031559 | 780.8144 | 0.011423 | 780.8144 | 0.030956 | 0 | 0 | 7.8014e-05 | -1.6444e-05 | 1.3607e-05 | 0 | 0 | 4.226e-05 | 0.0033691 | 8.8956e-05 | 0.012619 | 3.6762e-05 | 0.00042744 | 0.00062611 | 0.14242 | 0.0028082 | 5.411e-06 | 0.0073243 | 0.0025968 | 0.0072207
|  | 781.0514 | 0 | 781.0514 | 0 | 708.1974 | 0.00092113 | 711.3132 | 0.00010004 | 710.9908 | 4.5072e-05 | 703.1152 | 0 | 703.1152 | 0 | 781.0514 | -0.00028517 | 702.6953 | 0.01566 | 711.3132 | 0.00093503 | 703.1152 | 0.05489 | 702.8832 | -0.00060117 | 702.6953 | 0.0030833 | 708.1974 | 0.0026734 | 703.1152 | 0.61624 | 781.0514 | 0.011596 | 703.1152 | 9.4234e-05 | 702.6953 | 0.032526 | 781.0514 | 0.010488 | 781.0514 | 0.02997 | 0 | 0 | 9.838e-05 | 7.7018e-07 | 1.3188e-05 | 0 | 0 | 4.032e-05 | 0.0034518 | 9.093e-06 | 0.012569 | 6.8559e-06 | 0.00027845 | 0.00061577 | 0.14354 | 0.0028317 | 1.602e-05 | 0.0071655 | 0.0025593 | 0.0071606
|  | 781.2884 | 0 | 781.2884 | 0 | 708.4296 | -7.3675e-05 | 711.5473 | -9.3461e-05 | 711.2261 | 6.7056e-05 | 703.3472 | 0 | 703.3472 | 0 | 781.2884 | 0.00062536 | 702.9238 | 0.01455 | 711.5473 | -0.00085736 | 703.3472 | 0.05346 | 703.1152 | 0.00066028 | 702.9238 | -0.00064624 | 708.4296 | 0.0026309 | 703.3472 | 0.62114 | 781.2884 | 0.012296 | 703.3472 | 4.387e-05 | 702.9238 | 0.030187 | 781.2884 | 0.011106 | 781.2884 | 0.030447 | 0 | 0 | 7.4416e-05 | -7.1467e-06 | 1.2555e-05 | 0 | 0 | 1.8415e-05 | 0.0035268 | -1.7677e-05 | 0.012318 | 2.8305e-05 | -9.1083e-05 | 0.00060633 | 0.14487 | 0.0028469 | 1.3563e-06 | 0.0069741 | 0.0025116 | 0.0071
|  | 781.5255 | 0 | 781.5255 | 0 | 708.6618 | 0.00071453 | 711.7814 | 3.2396e-05 | 711.4614 | 3.9664e-05 | 703.5793 | 0 | 703.5793 | 0 | 781.5255 | -0.00046999 | 703.1524 | 0.01631 | 711.7814 | 0.00070632 | 703.5793 | 0.05271 | 703.3472 | -0.00041627 | 703.1524 | -0.00015072 | 708.6618 | 0.0025907 | 703.5793 | 0.62749 | 781.5255 | 0.011724 | 703.5793 | -3.2181e-05 | 703.1524 | 0.030834 | 781.5255 | 0.010084 | 781.5255 | 0.029456 | 0 | 0 | 5.3574e-05 | -7.4203e-06 | 1.2182e-05 | 0 | 0 | 1.2317e-05 | 0.0035476 | 4.0491e-05 | 0.012164 | 7.3529e-05 | -0.00020251 | 0.00059723 | 0.14621 | 0.0028926 | 7.6349e-06 | 0.0070634 | 0.0024978 | 0.0070987
|  | 781.7626 | 0 | 781.7626 | 0 | 708.894 | -0.00025316 | 712.0155 | -9.5783e-05 | 711.6967 | 6.388e-05 | 703.8113 | 0 | 703.8113 | 0 | 781.7626 | 0.00057391 | 703.381 | 0.01473 | 712.0155 | -0.00036043 | 703.8113 | 0.05215 | 703.5793 | 0.00105 | 703.381 | -0.0016212 | 708.894 | 0.0025525 | 703.8113 | 0.6329 | 781.7626 | 0.01268 | 703.8113 | 9.7999e-05 | 703.381 | 0.030969 | 781.7626 | 0.010989 | 781.7626 | 0.030433 | 0 | 0 | 6.6869e-05 | 2.9924e-07 | 1.2011e-05 | 0 | 0 | 3.241e-05 | 0.0034538 | 4.706e-05 | 0.01218 | 7.0131e-05 | 7.8227e-05 | 0.00058855 | 0.14733 | 0.0029536 | 1.1507e-05 | 0.0070634 | 0.0024799 | 0.0070781
|  | 781.9996 | 0 | 781.9996 | 0 | 709.1263 | 0.00082902 | 712.2496 | 9.8339e-05 | 711.932 | 3.8219e-05 | 704.0433 | 0 | 704.0433 | 0 | 781.9996 | -0.00030047 | 703.6096 | 0.01549 | 712.2496 | 0.00076243 | 704.0433 | 0.05283 | 703.8113 | -0.00044542 | 703.6096 | 0.0023057 | 709.1263 | 0.0025159 | 704.0433 | 0.6369 | 781.9996 | 0.012239 | 704.0433 | 1.1781e-06 | 703.6096 | 0.030834 | 781.9996 | 0.0099327 | 781.9996 | 0.029282 | 0 | 0 | 5.6891e-05 | 1.8476e-05 | 1.1326e-05 | 0 | 0 | 1.6139e-05 | 0.0032903 | -1.6041e-05 | 0.012126 | 2.3701e-05 | 0.000241 | 0.00058018 | 0.1488 | 0.0029982 | 6.1984e-06 | 0.0070495 | 0.0024955 | 0.0070157
|  | 782.2367 | 0 | 782.2367 | 0 | 709.3585 | -0.00033908 | 712.4838 | 5.9444e-05 | 712.1672 | 5.8055e-05 | 704.2754 | 0 | 704.2754 | 0 | 782.2367 | 0.00043662 | 703.8381 | 0.0133 | 712.4838 | -0.00089941 | 704.2754 | 0.05168 | 704.0433 | 0.00064969 | 703.8381 | -0.00019703 | 709.3585 | 0.0024805 | 704.2754 | 0.64549 | 782.2367 | 0.013054 | 704.2754 | 5.2242e-05 | 703.8381 | 0.030848 | 782.2367 | 0.011119 | 782.2367 | 0.029902 | 0 | 0 | 6.936e-05 | 2.5811e-05 | 1.025e-05 | 0 | 0 | 1.6313e-05 | 0.0030626 | -1.8649e-05 | 0.012032 | 7.8581e-05 | 0.00018408 | 0.00057219 | 0.15039 | 0.0030421 | 9.9959e-06 | 0.0070235 | 0.0025034 | 0.0069774
|  | 782.4738 | 0 | 782.4738 | 0 | 709.5908 | 0.00093625 | 712.718 | 0.00016104 | 712.4025 | 2.907e-05 | 704.5074 | 0 | 704.5074 | 0 | 782.4738 | -0.00029901 | 704.0668 | 0.01349 | 712.718 | 0.00074011 | 704.5074 | 0.05202 | 704.2754 | 2.7553e-05 | 704.0668 | 0.0018073 | 709.5908 | 0.0024458 | 704.5074 | 0.65067 | 782.4738 | 0.012609 | 704.5074 | 3.3907e-05 | 704.0668 | 0.03059 | 782.4738 | 0.0099996 | 782.4738 | 0.02896 | 0 | 0 | 8.5207e-05 | 1.0772e-06 | 9.775e-06 | 0 | 0 | 1.7906e-05 | 0.0032618 | -6.6732e-05 | 0.01192 | 0.00012271 | 9.4704e-05 | 0.00056402 | 0.15175 | 0.00308 | -4.0679e-06 | 0.0070834 | 0.0024892 | 0.0069004
|  | 782.7109 | 0 | 782.7109 | 0 | 709.8231 | -0.00020246 | 712.9521 | -0.00015184 | 712.6378 | 5.4019e-05 | 704.7395 | 0 | 704.7395 | 0 | 782.7109 | 0.00045006 | 704.2953 | 0.01505 | 712.9521 | -0.00131 | 704.7395 | 0.05072 | 704.5074 | 0.00103 | 704.2953 | -0.00097863 | 709.8231 | 0.0024114 | 704.7395 | 0.65726 | 782.7109 | 0.013373 | 704.7395 | -6.8967e-05 | 704.2953 | 0.031388 | 782.7109 | 0.010998 | 782.7109 | 0.02925 | 0 | 0 | 7.1004e-05 | 7.745e-07 | 9.9948e-06 | 0 | 0 | 2.7617e-05 | 0.0035222 | -7.7537e-05 | 0.011874 | 0.00013484 | 1.2826e-05 | 0.00055617 | 0.15327 | 0.003118 | -1.9575e-06 | 0.0071033 | 0.0024983 | 0.0068744
|  | 782.948 | 0 | 782.948 | 0 | 710.0554 | 0.00081377 | 713.1863 | 0.00015846 | 712.8732 | 3.0916e-05 | 704.9716 | 0 | 704.9716 | 0 | 782.948 | -0.0002171 | 704.524 | 0.01576 | 713.1863 | 0.00064766 | 704.9716 | 0.05159 | 704.7395 | 0.00013214 | 704.524 | 0.0010908 | 710.0554 | 0.0023769 | 704.9716 | 0.66331 | 782.948 | 0.012928 | 704.9716 | 5.2101e-05 | 704.524 | 0.030747 | 782.948 | 0.010076 | 782.948 | 0.028737 | 0 | 0 | 5.5763e-05 | 2.7011e-05 | 1.0266e-05 | 0 | 0 | 3.9943e-05 | 0.0034157 | -1.0013e-06 | 0.01173 | 0.000143 | 0.00013959 | 0.0005481 | 0.15465 | 0.0031642 | 1.0194e-05 | 0.0068071 | 0.00248 | 0.0068758
|  | 783.1851 | 0 | 783.1851 | 0 | 710.2877 | -0.00033368 | 713.4205 | 7.2217e-05 | 713.1085 | 5.6347e-05 | 705.2037 | 0 | 705.2037 | 0 | 783.1851 | 0.00055401 | 704.7526 | 0.01412 | 713.4205 | -0.00065621 | 705.2037 | 0.04951 | 704.9716 | 0.0011 | 704.7526 | 0.00013021 | 710.2877 | 0.002342 | 705.2037 | 0.6696 | 783.1851 | 0.013762 | 705.2037 | 3.5756e-05 | 704.7526 | 0.028798 | 783.1851 | 0.010842 | 783.1851 | 0.029259 | 0 | 0 | 6.2817e-05 | 2.714e-05 | 1.0191e-05 | 0 | 0 | 3.2829e-05 | 0.0035016 | 1.4242e-05 | 0.011608 | 9.1451e-05 | 0.00010569 | 0.00053992 | 0.15601 | 0.0032124 | -8.512e-06 | 0.0066348 | 0.0024604 | 0.0068041
|  | 783.4222 | 0 | 783.4222 | 0 | 710.52 | 0.00087451 | 713.6547 | 0.00015956 | 713.3438 | 3.0256e-05 | 705.4358 | 0 | 705.4358 | 0 | 783.4222 | -0.0002771 | 704.9813 | 0.01651 | 713.6547 | 0.00077784 | 705.4358 | 0.05051 | 705.2037 | -0.0003118 | 704.9813 | 0.00079427 | 710.52 | 0.0023065 | 705.4358 | 0.67458 | 783.4222 | 0.013334 | 705.4358 | -0.0001091 | 704.9813 | 0.02924 | 783.4222 | 0.0099107 | 783.4222 | 0.028133 | 0 | 0 | 5.2379e-05 | -8.2378e-06 | 1.0261e-05 | 0 | 0 | 2.023e-05 | 0.0035851 | 5.8532e-05 | 0.01153 | 6.0824e-05 | 5.1771e-05 | 0.00053159 | 0.1576 | 0.0032549 | -1.8911e-06 | 0.006585 | 0.0023913 | 0.006711
|  | 783.6593 | 0 | 783.6593 | 0 | 710.7523 | -0.00042355 | 713.8889 | -0.00022989 | 713.5792 | 5.6941e-05 | 705.6679 | 0 | 705.6679 | 0 | 783.6593 | 0.00044774 | 705.2099 | 0.01485 | 713.8889 | -0.00027812 | 705.6679 | 0.04886 | 705.4358 | 0.00083588 | 705.2099 | -0.00034141 | 710.7523 | 0.0022703 | 705.6679 | 0.68371 | 783.6593 | 0.014119 | 705.6679 | 9.2798e-05 | 705.2099 | 0.028362 | 783.6593 | 0.010258 | 783.6593 | 0.028472 | 0 | 0 | 5.1203e-05 | -5.3539e-06 | 1.0568e-05 | 0 | 0 | 6.8848e-06 | 0.0034868 | 4.0774e-05 | 0.011462 | 0.00010125 | 0.0001466 | 0.00052312 | 0.15927 | 0.0033148 | 2.3973e-05 | 0.0066952 | 0.0023801 | 0.0066702
|  | 783.8964 | 0 | 783.8964 | 0 | 710.9846 | 0.00086439 | 714.1231 | 0.00018417 | 713.8146 | 3.2839e-05 | 705.9 | 0 | 705.9 | 0 | 783.8964 | -0.00038967 | 705.4385 | 0.01565 | 714.1231 | 0.00062633 | 705.9 | 0.0499 | 705.6679 | 3.6737e-05 | 705.4385 | 0.0016238 | 710.9846 | 0.0022335 | 705.9 | 0.68863 | 783.8964 | 0.013837 | 705.9 | 0.00011377 | 705.4385 | 0.030204 | 783.8964 | 0.0098152 | 783.8964 | 0.027783 | 0 | 0 | 5.8881e-05 | 1.5293e-05 | 1.0629e-05 | 0 | 0 | 3.7043e-06 | 0.0032395 | -8.3226e-06 | 0.011393 | 7.5669e-05 | 9.6472e-05 | 0.00051469 | 0.16062 | 0.003359 | 5.5454e-06 | 0.0068026 | 0.0023823 | 0.0065923
|  | 784.1336 | 0 | 784.1336 | 0 | 711.2169 | -0.00035758 | 714.3574 | -5.3599e-05 | 714.0499 | 5.7489e-05 | 706.1321 | 0 | 706.1321 | 0 | 784.1336 | 0.00042091 | 705.6672 | 0.01268 | 714.3574 | -0.00069739 | 706.1321 | 0.04824 | 705.9 | 0.00061527 | 705.6672 | -0.00078011 | 711.2169 | 0.0021966 | 706.1321 | 0.69491 | 784.1336 | 0.014492 | 706.1321 | -6.5999e-05 | 705.6672 | 0.029286 | 784.1336 | 0.010277 | 784.1336 | 0.027815 | 0 | 0 | 6.3093e-05 | 8.9014e-06 | 1.034e-05 | 0 | 0 | 1.8687e-05 | 0.0029779 | 4.3631e-05 | 0.011289 | 4.3764e-05 | 2.4575e-05 | 0.00050611 | 0.16174 | 0.0033927 | -5.8059e-07 | 0.0065579 | 0.0023396 | 0.0065224
|  | 784.3707 | 0 | 784.3707 | 0 | 711.4493 | 0.00090064 | 714.5915 | 0.00012962 | 714.2853 | 3.0361e-05 | 706.3643 | 0 | 706.3643 | 0 | 784.3707 | -0.00026332 | 705.8959 | 0.01337 | 714.5915 | 0.00107 | 706.3643 | 0.04903 | 706.1321 | -0.00023829 | 705.8959 | 0.00099508 | 711.4493 | 0.0021597 | 706.3643 | 0.69871 | 784.3707 | 0.01412 | 706.3643 | 6.0997e-05 | 705.8959 | 0.02808 | 784.3707 | 0.009454 | 784.3707 | 0.027192 | 0 | 0 | 5.8786e-05 | -1.6714e-05 | 9.7723e-06 | 0 | 0 | 2.6453e-05 | 0.0030794 | 0.0001481 | 0.01112 | 4.181e-05 | 0.00017598 | 0.00049747 | 0.16323 | 0.0034343 | -8.7156e-06 | 0.0062479 | 0.002347 | 0.0065123
|  | 784.6079 | 0 | 784.6079 | 0 | 711.6816 | -0.00039452 | 714.8258 | -0.00027232 | 714.5207 | 5.2684e-05 | 706.5964 | 0 | 706.5964 | 0 | 784.6079 | 0.00048641 | 706.1246 | 0.01356 | 714.8258 | 0.00019441 | 706.5964 | 0.04679 | 706.3643 | 0.00059854 | 706.1246 | 0.00054388 | 711.6816 | 0.0021233 | 706.5964 | 0.70779 | 784.6079 | 0.014843 | 706.5964 | -0.0001361 | 706.1246 | 0.026558 | 784.6079 | 0.01034 | 784.6079 | 0.02773 | 0 | 0 | 4.9256e-05 | -1.3359e-05 | 9.8582e-06 | 0 | 0 | 4.3889e-05 | 0.0033722 | 5.3263e-05 | 0.010926 | 3.7541e-05 | 0.00016939 | 0.00048927 | 0.16506 | 0.0034913 | -1.557e-05 | 0.0062398 | 0.0023578 | 0.0065036
|  | 784.8451 | 0 | 784.8451 | 0 | 711.9139 | 0.00081848 | 715.0601 | 0.00015825 | 714.7561 | 3.1069e-05 | 706.8285 | 0 | 706.8285 | 0 | 784.8451 | -0.00011631 | 706.3533 | 0.01593 | 715.0601 | 0.00026035 | 706.8285 | 0.04733 | 706.5964 | -0.00027507 | 706.3533 | 0.00093748 | 711.9139 | 0.0020879 | 706.8285 | 0.71408 | 784.8451 | 0.014599 | 706.8285 | 1.9756e-06 | 706.3533 | 0.028009 | 784.8451 | 0.0095431 | 784.8451 | 0.027113 | 0 | 0 | 5.4721e-05 | -5.7683e-06 | 1.0711e-05 | 0 | 0 | 2.9284e-05 | 0.0030749 | -2.8686e-06 | 0.010913 | 4.0732e-05 | 0.00014562 | 0.00048133 | 0.16632 | 0.0035402 | -1.3253e-05 | 0.0063239 | 0.0023139 | 0.0064561
|  | 785.0822 | 0 | 785.0822 | 0 | 712.1464 | -0.0003476 | 715.2943 | -0.0002075 | 714.9915 | 5.9922e-05 | 707.0607 | 0 | 707.0607 | 0 | 785.0822 | 0.00036325 | 706.582 | 0.01096 | 715.2943 | -0.00028484 | 707.0607 | 0.0467 | 706.8285 | 0.00062593 | 706.582 | 0.00033603 | 712.1464 | 0.0020539 | 707.0607 | 0.71893 | 785.0822 | 0.015255 | 707.0607 | -0.00011617 | 706.582 | 0.027294 | 785.0822 | 0.0099693 | 785.0822 | 0.02733 | 0 | 0 | 6.3112e-05 | 1.3366e-05 | 1.0842e-05 | 0 | 0 | 1.116e-05 | 0.002845 | 8.9646e-05 | 0.010854 | 6.8331e-05 | 5.143e-06 | 0.00047348 | 0.1675 | 0.0035803 | -4.7914e-06 | 0.0063646 | 0.0022626 | 0.0063569
|  | 785.3194 | 0 | 785.3194 | 0 | 712.3787 | 0.00089083 | 715.5286 | 0.00032158 | 715.227 | 3.2163e-05 | 707.2929 | 0 | 707.2929 | 0 | 785.3194 | -0.00026914 | 706.8107 | 0.01392 | 715.5286 | 0.00105 | 707.2929 | 0.0468 | 707.0607 | -3.7173e-05 | 706.8107 | -0.00029105 | 712.3787 | 0.0020215 | 707.2929 | 0.7239 | 785.3194 | 0.014936 | 707.2929 | 7.4895e-05 | 706.8107 | 0.028365 | 785.3194 | 0.00911 | 785.3194 | 0.026275 | 0 | 0 | 6.2404e-05 | 3.3388e-05 | 1.0297e-05 | 0 | 0 | 3.361e-06 | 0.0030417 | 9.0469e-05 | 0.010769 | 0.00011758 | 2.1571e-05 | 0.00046614 | 0.16902 | 0.0036143 | 1.9743e-05 | 0.0063427 | 0.0022383 | 0.0062766
|  | 785.5566 | 0 | 785.5566 | 0 | 712.6111 | -0.0003537 | 715.7629 | -3.652e-05 | 715.4624 | 5.5318e-05 | 707.525 | 0 | 707.525 | 0 | 785.5566 | 0.00029748 | 707.0394 | 0.01268 | 715.7629 | -0.00027759 | 707.525 | 0.04597 | 707.2929 | 0.00105 | 707.0394 | 0.0004797 | 712.6111 | 0.0019908 | 707.525 | 0.73214 | 785.5566 | 0.01554 | 707.525 | 9.5176e-05 | 707.0394 | 0.027103 | 785.5566 | 0.0097632 | 785.5566 | 0.02665 | 0 | 0 | 6.2528e-05 | 1.6927e-05 | 9.9405e-06 | 0 | 0 | 1.4842e-05 | 0.0029548 | 1.3297e-05 | 0.010842 | 5.3044e-05 | 0.00019306 | 0.00045932 | 0.17045 | 0.0036823 | 2.595e-05 | 0.0061127 | 0.0022558 | 0.0062688
|  | 785.7938 | 0 | 785.7938 | 0 | 712.8435 | 0.00089175 | 715.9972 | 0.000181 | 715.6979 | 2.911e-05 | 707.7573 | 0 | 707.7573 | 0 | 785.7938 | -0.00017234 | 707.2681 | 0.01316 | 715.9972 | 0.00039109 | 707.7573 | 0.0474 | 707.525 | -0.00059306 | 707.2681 | 0.0012086 | 712.8435 | 0.0019617 | 707.7573 | 0.73573 | 785.7938 | 0.015508 | 707.7573 | 0.0001283 | 707.2681 | 0.026353 | 785.7938 | 0.0092568 | 785.7938 | 0.026206 | 0 | 0 | 6.7807e-05 | 2.523e-05 | 9.4439e-06 | 0 | 0 | 1.3688e-05 | 0.0029121 | 4.1404e-05 | 0.010695 | 4.8415e-05 | 0.00016956 | 0.00045274 | 0.17154 | 0.0037503 | 1.582e-05 | 0.0058916 | 0.0022611 | 0.006223
|  | 786.031 | 0 | 786.031 | 0 | 713.0759 | -0.00030827 | 716.2315 | 3.4344e-05 | 715.9333 | 5.1124e-05 | 707.9894 | 0 | 707.9894 | 0 | 786.031 | 0.00028775 | 707.4968 | 0.0123 | 716.2315 | -3.7691e-05 | 707.9894 | 0.04473 | 707.7573 | 0.00101 | 707.4968 | 0.00027381 | 713.0759 | 0.0019341 | 707.9894 | 0.7419 | 786.031 | 0.016112 | 707.9894 | 7.9704e-06 | 707.4968 | 0.025156 | 786.031 | 0.0098077 | 786.031 | 0.026262 | 0 | 0 | 6.1508e-05 | 2.3229e-05 | 8.4825e-06 | 0 | 0 | 2.5039e-05 | 0.0029041 | 6.9671e-05 | 0.010498 | 8.0985e-05 | 0.00022071 | 0.00044646 | 0.17305 | 0.0037997 | -4.2796e-06 | 0.0060556 | 0.0022404 | 0.0061477
|  | 786.2682 | 0 | 786.2682 | 0 | 713.3083 | 0.00083756 | 716.4658 | 0.00016393 | 716.1688 | 2.0924e-05 | 708.2216 | 0 | 708.2216 | 0 | 786.2682 | -7.6632e-05 | 707.7256 | 0.01309 | 716.4658 | 0.00063238 | 708.2216 | 0.0457 | 707.9894 | -0.00031239 | 707.7256 | 0.0016558 | 713.3083 | 0.0019077 | 708.2216 | 0.74877 | 786.2682 | 0.015925 | 708.2216 | -4.4835e-05 | 707.7256 | 0.027787 | 786.2682 | 0.0090821 | 786.2682 | 0.025571 | 0 | 0 | 4.6336e-05 | 3.8378e-06 | 7.3814e-06 | 0 | 0 | 2.7197e-05 | 0.0028575 | -1.0001e-05 | 0.010409 | 5.6677e-05 | 0.00021889 | 0.00044041 | 0.17462 | 0.0038534 | -1.1527e-05 | 0.006198 | 0.002205 | 0.006101
|  | 786.5054 | 0 | 786.5054 | 0 | 713.5408 | -0.00043883 | 716.7001 | -0.00013117 | 716.4042 | 4.1769e-05 | 708.4539 | 0 | 708.4539 | 0 | 786.5054 | 0.00030592 | 707.9543 | 0.0119 | 716.7001 | -0.00071775 | 708.4539 | 0.04394 | 708.2216 | 0.00080061 | 707.9543 | 0.00025841 | 713.5408 | 0.0018821 | 708.4539 | 0.75506 | 786.5054 | 0.016562 | 708.4539 | -5.4433e-05 | 707.9543 | 0.026416 | 786.5054 | 0.0095073 | 786.5054 | 0.025865 | 0 | 0 | 5.0366e-05 | -2.3865e-06 | 7.0673e-06 | 0 | 0 | 3.2232e-05 | 0.002959 | -1.187e-05 | 0.010255 | 1.1226e-05 | 0.00040003 | 0.00043451 | 0.17588 | 0.0039187 | -1.0625e-05 | 0.0059062 | 0.0021916 | 0.0060661
|  | 786.7427 | 0 | 786.7427 | 0 | 713.7732 | 0.00087224 | 716.9344 | 0.0001108 | 716.6398 | 1.8243e-05 | 708.6861 | 0 | 708.6861 | 0 | 786.7427 | -3.4179e-05 | 708.183 | 0.01397 | 716.9344 | 0.00061644 | 708.6861 | 0.04437 | 708.4539 | -0.00070393 | 708.183 | 0.003239 | 713.7732 | 0.0018569 | 708.6861 | 0.75956 | 786.7427 | 0.016475 | 708.6861 | -3.707e-05 | 708.183 | 0.025221 | 786.7427 | 0.0089691 | 786.7427 | 0.025276 | 0 | 0 | 4.2674e-05 | -2.7579e-06 | 7.2117e-06 | 0 | 0 | 3.3712e-05 | 0.0028584 | -1.2388e-05 | 0.01022 | 1.4113e-05 | 0.00034967 | 0.00042877 | 0.17729 | 0.0039648 | 5.0283e-06 | 0.0059388 | 0.0021713 | 0.0060207
|  | 786.9799 | 0 | 786.9799 | 0 | 714.0057 | -0.00050512 | 717.1688 | -0.00013434 | 716.8752 | 4.301e-05 | 708.9183 | 0 | 708.9183 | 0 | 786.9799 | 0.00031838 | 708.4118 | 0.01102 | 717.1688 | -0.00072215 | 708.9183 | 0.04365 | 708.6861 | 0.00082547 | 708.4118 | -0.00018186 | 714.0057 | 0.0018318 | 708.9183 | 0.76728 | 786.9799 | 0.016949 | 708.9183 | 8.0375e-05 | 708.4118 | 0.026701 | 786.9799 | 0.0093359 | 786.9799 | 0.02548 | 0 | 0 | 3.0085e-05 | 2.9529e-06 | 7.2194e-06 | 0 | 0 | 3.1219e-05 | 0.0027368 | -3.9827e-06 | 0.010086 | 4.6867e-05 | 0.00013108 | 0.00042282 | 0.17889 | 0.0040205 | 1.2213e-06 | 0.0061045 | 0.0021758 | 0.0059861
|  | 787.2172 | 0 | 787.2172 | 0 | 714.2381 | 0.00076401 | 717.4031 | 0.00015954 | 717.1108 | 1.829e-05 | 709.1506 | 0 | 709.1506 | 0 | 787.2172 | -5.5209e-05 | 708.6406 | 0.0129 | 717.4031 | 0.00068816 | 709.1506 | 0.04321 | 708.9183 | -0.00042184 | 708.6406 | 0.0013276 | 714.2381 | 0.0018066 | 709.1506 | 0.7733 | 787.2172 | 0.016943 | 709.1506 | -6.9857e-05 | 708.6406 | 0.026655 | 787.2172 | 0.0090061 | 787.2172 | 0.024983 | 0 | 0 | 4.9604e-05 | 1.1749e-05 | 7.0854e-06 | 0 | 0 | 1.8597e-05 | 0.0027313 | 3.7148e-05 | 0.0099828 | -6.0133e-05 | 0.00033041 | 0.00041705 | 0.18056 | 0.0040716 | -1.5463e-05 | 0.0060223 | 0.0021569 | 0.005932
|  | 787.4544 | 0 | 787.4544 | 0 | 714.4706 | -0.00033727 | 717.6375 | -5.9278e-05 | 717.3463 | 4.1891e-05 | 709.3828 | 0 | 709.3828 | 0 | 787.4544 | 0.00021198 | 708.8694 | 0.01098 | 717.6375 | -0.00037116 | 709.3828 | 0.04276 | 709.1506 | -9.6013e-05 | 708.8694 | 0.0015611 | 714.4706 | 0.0017812 | 709.3828 | 0.78166 | 787.4544 | 0.017381 | 709.3828 | -6.3309e-05 | 708.8694 | 0.025996 | 787.4544 | 0.0091763 | 787.4544 | 0.025024 | 0 | 0 | 5.4945e-05 | 2.0082e-05 | 6.7684e-06 | 0 | 0 | 1.1254e-05 | 0.0026281 | 3.2119e-05 | 0.010053 | 1.561e-05 | 0.00037836 | 0.00041113 | 0.18217 | 0.0041315 | -4.2452e-06 | 0.0059365 | 0.0021305 | 0.0059198
|  | 787.6917 | 0 | 787.6917 | 0 | 714.7031 | 0.00080995 | 717.8719 | 0.00023064 | 717.5818 | 1.5581e-05 | 709.615 | 0 | 709.615 | 0 | 787.6917 | -0.00011712 | 709.0982 | 0.01199 | 717.8719 | 0.00064523 | 709.615 | 0.04381 | 709.3828 | 0.00023044 | 709.0982 | 0.0017459 | 714.7031 | 0.0017557 | 709.615 | 0.78717 | 787.6917 | 0.017444 | 709.615 | 2.675e-05 | 709.0982 | 0.025891 | 787.6917 | 0.008782 | 787.6917 | 0.024876 | 0 | 0 | 6.0796e-05 | 2.4771e-05 | 6.7044e-06 | 0 | 0 | 6.6933e-06 | 0.0026536 | 9.3496e-06 | 0.01003 | 0.00010494 | 0.00027808 | 0.0004052 | 0.18344 | 0.0041862 | 2.0281e-06 | 0.0058196 | 0.0021219 | 0.0058882
|  | 787.9289 | 0 | 787.9289 | 0 | 714.9355 | -0.00028693 | 718.1063 | -1.9261e-05 | 717.8174 | 4.1335e-05 | 709.8474 | 0 | 709.8474 | 0 | 787.9289 | 0.00017354 | 709.327 | 0.01121 | 718.1063 | -0.00056545 | 709.8474 | 0.04254 | 709.615 | 0.00067326 | 709.327 | 0.00068531 | 714.9355 | 0.0017302 | 709.8474 | 0.79218 | 787.9289 | 0.017842 | 709.8474 | -9.2895e-06 | 709.327 | 0.024988 | 787.9289 | 0.0091042 | 787.9289 | 0.024757 | 0 | 0 | 6.0865e-05 | 3.3457e-05 | 6.8338e-06 | 0 | 0 | 1.2769e-05 | 0.0027641 | 4.8308e-05 | 0.0099108 | 3.6303e-05 | 0.00023162 | 0.00039931 | 0.18469 | 0.0042354 | 1.1805e-05 | 0.0058874 | 0.0021194 | 0.0058279
|  | 788.1662 | 0 | 788.1662 | 0 | 715.168 | 0.00081054 | 718.3407 | 0.00030469 | 718.0529 | 1.6691e-05 | 710.0796 | 0 | 710.0796 | 0 | 788.1662 | -6.5912e-05 | 709.5558 | 0.01295 | 718.3407 | 0.00097756 | 710.0796 | 0.04281 | 709.8474 | -0.00036071 | 709.5558 | 0.0013391 | 715.168 | 0.001705 | 710.0796 | 0.79837 | 788.1662 | 0.017857 | 710.0796 | 0.00011095 | 709.5558 | 0.02647 | 788.1662 | 0.0087598 | 788.1662 | 0.024366 | 0 | 0 | 5.0735e-05 | 1.4326e-05 | 7.0215e-06 | 0 | 0 | 2.3185e-05 | 0.0029598 | 3.5301e-05 | 0.009752 | 5.8935e-05 | 3.1946e-05 | 0.00039351 | 0.18628 | 0.0042838 | 6.4523e-06 | 0.0058947 | 0.002093 | 0.0058047
|  | 788.4035 | 0 | 788.4035 | 0 | 715.4005 | -0.00037408 | 718.5751 | -0.00018243 | 718.2885 | 4.2931e-05 | 710.3119 | 0 | 710.3119 | 0 | 788.4035 | 0.00026133 | 709.7846 | 0.01292 | 718.5751 | -0.00067632 | 710.3119 | 0.04115 | 710.0796 | 0.00086825 | 709.7846 | -0.0010599 | 715.4005 | 0.0016803 | 710.3119 | 0.80538 | 788.4035 | 0.018249 | 710.3119 | -5.5399e-05 | 709.7846 | 0.025052 | 788.4035 | 0.0088807 | 788.4035 | 0.02456 | 0 | 0 | 4.4399e-05 | -1.6836e-05 | 7.7068e-06 | 0 | 0 | 4.0757e-05 | 0.0028053 | -3.858e-05 | 0.0096451 | 1.5606e-05 | -2.0371e-05 | 0.00038796 | 0.18788 | 0.0043451 | 1.5358e-06 | 0.0057053 | 0.0020559 | 0.0057902
|  | 788.6408 | 0 | 788.6408 | 0 | 715.6331 | 0.00075594 | 718.8095 | 3.8802e-05 | 718.524 | 2.2491e-05 | 710.5442 | 0 | 710.5442 | 0 | 788.6408 | 8.2197e-05 | 710.0134 | 0.0116 | 718.8095 | 0.0003472 | 710.5442 | 0.04189 | 710.3119 | -0.00073389 | 710.0134 | 0.00088185 | 715.6331 | 0.0016564 | 710.5442 | 0.81216 | 788.6408 | 0.018374 | 710.5442 | 6.8621e-05 | 710.0134 | 0.024815 | 788.6408 | 0.0084471 | 788.6408 | 0.024243 | 0 | 0 | 3.9235e-05 | -1.3165e-05 | 8.5148e-06 | 0 | 0 | 2.8415e-05 | 0.0025742 | -9.4718e-06 | 0.0095917 | 7.6208e-05 | 0.00019387 | 0.00038252 | 0.1891 | 0.0044144 | 8.5005e-06 | 0.0055721 | 0.0020439 | 0.0057347
|  | 788.8781 | 0 | 788.8781 | 0 | 715.8656 | -0.00041849 | 719.0439 | -0.00015114 | 718.7596 | 4.9793e-05 | 710.7765 | 0 | 710.7765 | 0 | 788.8781 | 0.00015728 | 710.2423 | 0.0109 | 719.0439 | -0.00042803 | 710.7765 | 0.04069 | 710.5442 | 0.00139 | 710.2422 | 0.00081267 | 715.8656 | 0.0016335 | 710.7765 | 0.81587 | 788.8781 | 0.01883 | 710.7765 | 4.5645e-06 | 710.2422 | 0.023888 | 788.8781 | 0.0087787 | 788.8781 | 0.024088 | 0 | 0 | 4.8813e-05 | 2.0063e-05 | 9.1921e-06 | 0 | 0 | 1.8524e-05 | 0.0026481 | 2.9249e-06 | 0.0095756 | 0.00010985 | 0.00021811 | 0.00037723 | 0.19044 | 0.0044963 | 1.4184e-05 | 0.0055406 | 0.0020635 | 0.0056517
|  | 789.1154 | 0 | 789.1154 | 0 | 716.0981 | 0.00083843 | 719.2783 | 0.0003223 | 718.9952 | 2.8238e-05 | 711.0089 | 0 | 711.0089 | 0 | 789.1154 | -1.1612e-06 | 710.4711 | 0.01224 | 719.2783 | 0.00045298 | 711.0089 | 0.04173 | 710.7765 | -0.00044421 | 710.4711 | 0.0010932 | 716.0981 | 0.0016117 | 711.0089 | 0.82327 | 789.1154 | 0.019064 | 711.0089 | 0.00011752 | 710.4711 | 0.024527 | 789.1154 | 0.0086124 | 789.1154 | 0.023543 | 0 | 0 | 7.9797e-05 | 2.722e-05 | 9.3244e-06 | 0 | 0 | 2.4048e-05 | 0.0028191 | 4.0811e-05 | 0.0095069 | 4.2853e-05 | 0.00014034 | 0.00037238 | 0.19176 | 0.0045701 | 2.3338e-05 | 0.0054941 | 0.0020566 | 0.0055828
|  | 789.3528 | 0 | 789.3528 | 0 | 716.3306 | -0.00015213 | 719.5128 | -9.008e-05 | 719.2308 | 5.0916e-05 | 711.2411 | 0 | 711.2411 | 0 | 789.3528 | 0.00020382 | 710.6999 | 0.0124 | 719.5128 | -0.00010482 | 711.2411 | 0.04012 | 711.0089 | 0.00081306 | 710.7 | 0.00013346 | 716.3306 | 0.001591 | 711.2411 | 0.8277 | 789.3528 | 0.01945 | 711.2411 | 8.341e-05 | 710.7 | 0.023494 | 789.3528 | 0.0087191 | 789.3528 | 0.023506 | 0 | 0 | 6.0443e-05 | 2.2539e-05 | 8.8882e-06 | 0 | 0 | 3.1445e-05 | 0.0028324 | 5.7443e-05 | 0.0094849 | 8.4889e-05 | 0.00021928 | 0.00036777 | 0.19303 | 0.0046446 | 1.8098e-05 | 0.0055807 | 0.002066 | 0.00557
|  | 789.5901 | 0 | 789.5901 | 0 | 716.5632 | 0.00067184 | 719.7473 | 0.00028232 | 719.4664 | 2.4538e-05 | 711.4735 | 0 | 711.4735 | 0 | 789.5901 | 6.1168e-05 | 710.9288 | 0.01235 | 719.7473 | 0.00059476 | 711.4735 | 0.04152 | 711.2411 | -8.221e-05 | 710.9288 | 0.0017827 | 716.5632 | 0.0015712 | 711.4735 | 0.83374 | 789.5901 | 0.01969 | 711.4735 | 7.2363e-05 | 710.9288 | 0.025271 | 789.5901 | 0.0086916 | 789.5901 | 0.023433 | 0 | 0 | 4.7815e-05 | 2.2695e-05 | 8.1737e-06 | 0 | 0 | 2.6281e-05 | 0.0026875 | 3.4731e-05 | 0.0094232 | 9.1324e-05 | 0.00029433 | 0.00036318 | 0.19411 | 0.0047124 | 1.0197e-05 | 0.0057351 | 0.0020566 | 0.0055598
|  | 789.8274 | 0 | 789.8274 | 0 | 716.7958 | -0.0002606 | 719.9817 | -8.871e-05 | 719.7021 | 4.483e-05 | 711.7058 | 0 | 711.7058 | 0 | 789.8274 | 0.00016029 | 711.1576 | 0.01114 | 719.9817 | -0.00029847 | 711.7058 | 0.03961 | 711.4735 | 0.00086827 | 711.1577 | 0.00078995 | 716.7958 | 0.0015523 | 711.7058 | 0.83745 | 789.8274 | 0.020021 | 711.7058 | 1.5432e-05 | 711.1577 | 0.024856 | 789.8274 | 0.0086387 | 789.8274 | 0.023418 | 0 | 0 | 7.6983e-05 | 7.4041e-06 | 7.8395e-06 | 0 | 0 | 4.3345e-05 | 0.0029344 | 8.1529e-05 | 0.0092584 | 5.9583e-05 | 0.00035131 | 0.00035886 | 0.19528 | 0.0047715 | 1.0339e-05 | 0.0057221 | 0.0020351 | 0.0055181
|  | 790.0648 | 0 | 790.0648 | 0 | 717.0283 | 0.0009227 | 720.2162 | 0.00015186 | 719.9377 | 2.1721e-05 | 711.9382 | 0 | 711.9382 | 0 | 790.0648 | 0.00020494 | 711.3865 | 0.0145 | 720.2162 | 0.00099381 | 711.9382 | 0.04008 | 711.7058 | -0.00035528 | 711.3865 | 0.0022799 | 717.0283 | 0.001534 | 711.9382 | 0.84339 | 790.0648 | 0.020186 | 711.9382 | 7.3557e-05 | 711.3865 | 0.025145 | 790.0648 | 0.0085097 | 790.0648 | 0.02308 | 0 | 0 | 6.2586e-05 | 9.2602e-06 | 7.9717e-06 | 0 | 0 | 5.536e-05 | 0.0030269 | 9.3035e-05 | 0.0091829 | 3.6336e-05 | 0.00025926 | 0.00035473 | 0.19665 | 0.0048338 | 2.5047e-06 | 0.0056173 | 0.0020283 | 0.0054858
|  | 790.3021 | 0 | 790.3021 | 0 | 717.2609 | -0.00038457 | 720.4506 | -7.2857e-05 | 720.1733 | 4.5932e-05 | 712.1705 | 0 | 712.1705 | 0 | 790.3021 | 0.00026154 | 711.6154 | 0.01195 | 720.4506 | -0.0002001 | 712.1705 | 0.03896 | 711.9382 | 0.00066804 | 711.6154 | -1.4412e-05 | 717.2609 | 0.0015161 | 712.1705 | 0.84926 | 790.3021 | 0.020546 | 712.1705 | -5.1997e-05 | 711.6154 | 0.02394 | 790.3021 | 0.0085814 | 790.3021 | 0.023146 | 0 | 0 | 5.8369e-05 | 6.7499e-06 | 7.6988e-06 | 0 | 0 | 5.1135e-05 | 0.0028137 | 4.9033e-05 | 0.0090934 | -9.0612e-06 | 0.00026485 | 0.00035057 | 0.19827 | 0.0049173 | 7.8923e-06 | 0.005521 | 0.0020183 | 0.0054495
|  | 790.5395 | 0 | 790.5395 | 0 | 717.4935 | 0.00088644 | 720.6851 | 0.00013043 | 720.409 | 1.9406e-05 | 712.403 | 0 | 712.403 | 0 | 790.5395 | 0.0001693 | 711.8444 | 0.01263 | 720.6851 | 0.0006183 | 712.403 | 0.03929 | 712.1705 | -0.00074603 | 711.8444 | 0.002328 | 717.4935 | 0.0014982 | 712.403 | 0.85691 | 790.5395 | 0.020885 | 712.403 | 0.00011991 | 711.8444 | 0.02429 | 790.5395 | 0.0084243 | 790.5395 | 0.02277 | 0 | 0 | 7.6735e-05 | -1.3349e-05 | 7.4935e-06 | 0 | 0 | 2.5733e-05 | 0.0025669 | 2.4309e-05 | 0.0088913 | -6.49e-05 | 0.00025634 | 0.00034643 | 0.19962 | 0.0049786 | 8.5885e-06 | 0.0055722 | 0.0020055 | 0.0053615
|  | 790.7769 | 0 | 790.7769 | 0 | 717.7261 | -0.00022665 | 720.9196 | -0.00024428 | 720.6446 | 4.4192e-05 | 712.6353 | 0 | 712.6353 | 0 | 790.7769 | 4.7513e-05 | 712.0732 | 0.0098 | 720.9196 | -0.00041097 | 712.6353 | 0.03724 | 712.403 | 0.00018756 | 712.0732 | -8.8083e-05 | 717.7261 | 0.0014804 | 712.6353 | 0.86132 | 790.7769 | 0.021062 | 712.6353 | -4.5988e-05 | 712.0732 | 0.024401 | 790.7769 | 0.0084738 | 790.7769 | 0.022404 | 0 | 0 | 6.5937e-05 | -1.4154e-05 | 7.149e-06 | 0 | 0 | 8.403e-06 | 0.002576 | -3.2632e-05 | 0.0088533 | -4.8152e-05 | 0.00014929 | 0.00034227 | 0.2011 | 0.0050314 | 5.7811e-06 | 0.0053535 | 0.0019903 | 0.0053112
|  | 791.0142 | 0 | 791.0142 | 0 | 717.9587 | 0.0007936 | 721.1542 | 0.00012359 | 720.8803 | 1.648e-05 | 712.8677 | 0 | 712.8677 | 0 | 791.0142 | 2.3285e-05 | 712.3021 | 0.01271 | 721.1542 | 0.00013271 | 712.8677 | 0.03896 | 712.6353 | -0.00060203 | 712.3021 | 0.0013926 | 717.9587 | 0.0014625 | 712.8677 | 0.86952 | 791.0142 | 0.021328 | 712.8677 | 9.5746e-05 | 712.3021 | 0.022379 | 791.0142 | 0.008295 | 791.0142 | 0.022345 | 0 | 0 | 3.8006e-05 | 2.1548e-06 | 7.1532e-06 | 0 | 0 | 9.2712e-06 | 0.00276 | -3.77e-05 | 0.0089017 | 2.8865e-05 | 1.1385e-05 | 0.0003381 | 0.20269 | 0.0051111 | 2.124e-05 | 0.0051606 | 0.0019573 | 0.0052715
|  | 791.2516 | 0 | 791.2516 | 0 | 718.1913 | -0.00046682 | 721.3887 | -0.00010521 | 721.116 | 4.4213e-05 | 713.1001 | 0 | 713.1001 | 0 | 791.2516 | 5.4828e-05 | 712.5311 | 0.0114 | 721.3887 | -0.00045425 | 713.1001 | 0.03764 | 712.8677 | 0.00085046 | 712.5311 | -0.0012932 | 718.1913 | 0.0014446 | 713.1001 | 0.87465 | 791.2516 | 0.021734 | 713.1001 | 8.7025e-05 | 712.5311 | 0.022703 | 791.2516 | 0.0081957 | 791.2516 | 0.02207 | 0 | 0 | 4.8076e-05 | 1.1258e-05 | 7.4599e-06 | 0 | 0 | 2.5881e-05 | 0.0026866 | 7.0774e-06 | 0.0088912 | 6.9264e-05 | -4.1049e-05 | 0.00033393 | 0.20386 | 0.0052064 | 2.5438e-05 | 0.0053565 | 0.0019807 | 0.0052422
|  | 791.489 | 0 | 791.489 | 0 | 718.424 | 0.00088019 | 721.6232 | 0.00020122 | 721.3518 | 1.9081e-05 | 713.3325 | 0 | 713.3325 | 0 | 791.489 | 0.00016321 | 712.76 | 0.01207 | 721.6232 | 0.00051461 | 713.3325 | 0.03887 | 713.1001 | -0.00025444 | 712.76 | 0.00093457 | 718.424 | 0.0014266 | 713.3325 | 0.87961 | 791.489 | 0.022128 | 713.3325 | 0.00013187 | 712.76 | 0.024091 | 791.489 | 0.0084908 | 791.489 | 0.022094 | 0 | 0 | 7.6811e-05 | 1.9176e-06 | 7.7637e-06 | 0 | 0 | 1.995e-05 | 0.0025344 | 1.4286e-05 | 0.0087971 | 3.03e-05 | 0.00010065 | 0.00032985 | 0.20498 | 0.0052701 | 1.6019e-05 | 0.005276 | 0.0020062 | 0.0052236
|  | 791.7264 | 0 | 791.7264 | 0 | 718.6566 | -0.00021992 | 721.8577 | -0.00018487 | 721.5874 | 4.681e-05 | 713.5649 | 0 | 713.5649 | 0 | 791.7264 | 4.8616e-06 | 712.989 | 0.01007 | 721.8577 | -0.00039281 | 713.5649 | 0.03683 | 713.3325 | 0.00051517 | 712.989 | -5.5316e-05 | 718.6566 | 0.0014088 | 713.5649 | 0.88425 | 791.7264 | 0.02227 | 713.5649 | 5.9719e-06 | 712.989 | 0.021999 | 791.7264 | 0.0084105 | 791.7264 | 0.021913 | 0 | 0 | 5.671e-05 | 6.9669e-06 | 8.2762e-06 | 0 | 0 | 2.6371e-05 | 0.0024658 | -3.2521e-05 | 0.0087471 | -9.3529e-05 | 0.00012534 | 0.00032573 | 0.20644 | 0.0053598 | -1.8712e-06 | 0.0051571 | 0.0020398 | 0.0052478
|  | 791.9638 | 0 | 791.9638 | 0 | 718.8893 | 0.00070739 | 722.0923 | 0.00024427 | 721.8231 | 2.341e-05 | 713.7974 | 0 | 713.7974 | 0 | 791.9638 | 0.00021729 | 713.2179 | 0.01147 | 722.0923 | 0.00011551 | 713.7974 | 0.03844 | 713.5649 | -0.00132 | 713.2179 | 0.0011502 | 718.8893 | 0.0013912 | 713.7974 | 0.8922 | 791.9638 | 0.022882 | 713.7974 | -2.2074e-05 | 713.2179 | 0.023052 | 791.9638 | 0.0087732 | 791.9638 | 0.022296 | 0 | 0 | 1.9999e-05 | 1.9649e-05 | 8.4022e-06 | 0 | 0 | 2.8555e-05 | 0.0025252 | -1.5137e-05 | 0.0086987 | -5.2526e-05 | 0.00018843 | 0.00032168 | 0.20773 | 0.0054556 | -1.8737e-05 | 0.0052462 | 0.0019941 | 0.0052325
|  | 792.2012 | 0 | 792.2012 | 0 | 719.1219 | -0.00053548 | 722.3268 | -7.673e-05 | 722.0589 | 4.7862e-05 | 714.0298 | 0 | 714.0298 | 0 | 792.2012 | 2.3255e-05 | 713.4468 | 0.01059 | 722.3268 | -0.00024458 | 714.0298 | 0.03641 | 713.7974 | 0.00086801 | 713.4468 | 0.00049586 | 719.1219 | 0.0013739 | 714.0298 | 0.89529 | 792.2012 | 0.023076 | 714.0298 | -0.00013916 | 713.4468 | 0.022778 | 792.2012 | 0.0080251 | 792.2012 | 0.021783 | 0 | 0 | 1.9709e-05 | 3.7982e-06 | 8.6106e-06 | 0 | 0 | 2.3706e-05 | 0.0025847 | -2.8182e-07 | 0.0085228 | 8.5366e-05 | 0.00019784 | 0.0003177 | 0.20846 | 0.0055185 | -6.657e-06 | 0.0052638 | 0.0018947 | 0.0051353
|  | 792.4387 | 0 | 792.4387 | 0 | 719.3546 | 0.0007049 | 722.5614 | 0.00010912 | 722.2946 | 2.5196e-05 | 714.2622 | 0 | 714.2622 | 0 | 792.4387 | 0.00017643 | 713.6758 | 0.01199 | 722.5614 | 0.00024218 | 714.2622 | 0.03693 | 714.0298 | -0.00013345 | 713.6758 | 0.0012324 | 719.3546 | 0.001357 | 714.2622 | 0.89852 | 792.4387 | 0.02341 | 714.2622 | 8.1873e-05 | 713.6758 | 0.023205 | 792.4387 | 0.0079354 | 792.4387 | 0.021475 | 0 | 0 | 4.1788e-05 | -1.4539e-05 | 8.635e-06 | 0 | 0 | 1.2045e-05 | 0.0025225 | -9.005e-05 | 0.0083716 | 7.746e-05 | 0.00013243 | 0.00031381 | 0.20969 | 0.0055878 | 2.997e-06 | 0.0051573 | 0.001914 | 0.0050965
|  | 792.6761 | 0 | 792.6761 | 0 | 719.5873 | -0.00034569 | 722.796 | -0.00023309 | 722.5303 | 4.8071e-05 | 714.4947 | 0 | 714.4947 | 0 | 792.6761 | -7.4975e-05 | 713.9048 | 0.01004 | 722.796 | -0.00101 | 714.4947 | 0.03509 | 714.2622 | 0.00080001 | 713.9048 | -7.5873e-05 | 719.5873 | 0.0013405 | 714.4947 | 0.90541 | 792.6761 | 0.023657 | 714.4947 | -5.6091e-05 | 713.9048 | 0.021835 | 792.6761 | 0.0081868 | 792.6761 | 0.021454 | 0 | 0 | 5.0223e-05 | -1.9518e-05 | 8.5269e-06 | 0 | 0 | 1.8485e-05 | 0.002334 | 5.8655e-06 | 0.0083007 | 0.00010923 | 2.8558e-05 | 0.00031 | 0.21099 | 0.0056855 | 5.4959e-06 | 0.0051331 | 0.0019752 | 0.0051247
|  | 792.9136 | 0 | 792.9136 | 0 | 719.8199 | 0.0007774 | 723.0306 | 6.6707e-05 | 722.7661 | 2.4258e-05 | 714.7272 | 0 | 714.7272 | 0 | 792.9136 | 0.00023068 | 714.1337 | 0.01035 | 723.0306 | 0.00106 | 714.7272 | 0.03632 | 714.4947 | 0.00013968 | 714.1337 | 0.00032535 | 719.8199 | 0.0013243 | 714.7272 | 0.90974 | 792.9136 | 0.024233 | 714.7272 | 0.00010337 | 714.1337 | 0.023006 | 792.9136 | 0.0084505 | 792.9136 | 0.021712 | 0 | 0 | 5.4634e-05 | -1.5646e-06 | 8.9977e-06 | 0 | 0 | 2.2204e-05 | 0.0023816 | 7.7868e-05 | 0.0082474 | 8.966e-05 | 5.1952e-05 | 0.00030633 | 0.21194 | 0.005763 | 2.2224e-06 | 0.0051062 | 0.0019365 | 0.0050838
|  | 793.151 | 0 | 793.151 | 0 | 720.0527 | -0.00030789 | 723.2651 | -8.0047e-05 | 723.0019 | 5.2065e-05 | 714.9596 | 0 | 714.9596 | 0 | 793.151 | -4.3658e-05 | 714.3627 | 0.01045 | 723.2651 | -0.00039605 | 714.9596 | 0.03465 | 714.7272 | 0.00063165 | 714.3627 | 0.00012838 | 720.0527 | 0.0013083 | 714.9596 | 0.91403 | 793.151 | 0.024308 | 714.9596 | -8.4247e-05 | 714.3627 | 0.021588 | 793.151 | 0.0078599 | 793.151 | 0.021108 | 0 | 0 | 7.814e-05 | -1.3717e-06 | 9.0213e-06 | 0 | 0 | 3.2291e-05 | 0.002305 | -2.0063e-05 | 0.0080721 | 9.2931e-06 | 2.3893e-05 | 0.00030256 | 0.21289 | 0.0058481 | -7.9178e-06 | 0.0050015 | 0.0019094 | 0.0050325
|  | 793.3885 | 0 | 793.3885 | 0 | 720.2853 | 0.00097959 | 723.4998 | 6.8354e-05 | 723.2377 | 2.4458e-05 | 715.1921 | 0 | 715.1921 | 0 | 793.3885 | 0.00031563 | 714.5917 | 0.00968 | 723.4998 | 0.00022502 | 715.1921 | 0.03479 | 714.9596 | -0.00055168 | 714.5917 | 8.0289e-05 | 720.2853 | 0.0012925 | 715.1921 | 0.9174 | 793.3885 | 0.024948 | 715.1921 | 1.6134e-05 | 714.5917 | 0.022092 | 793.3885 | 0.0082221 | 793.3885 | 0.021277 | 0 | 0 | 6.4355e-05 | -1.0586e-05 | 8.8458e-06 | 0 | 0 | 3.2015e-05 | 0.0023438 | 1.6329e-05 | 0.0081273 | 2.7812e-05 | 4.5463e-05 | 0.00029901 | 0.21365 | 0.0059301 | -1.6031e-06 | 0.0048458 | 0.0019009 | 0.0050064
|  | 793.6259 | 0 | 793.6259 | 0 | 720.5181 | -0.00042654 | 723.7344 | -0.00015859 | 723.4734 | 5.0576e-05 | 715.4246 | 0 | 715.4246 | 0 | 793.6259 | -4.5998e-05 | 714.8207 | 0.01079 | 723.7344 | -8.5822e-05 | 715.4246 | 0.03511 | 715.1921 | 0.00079094 | 714.8207 | 0.00031676 | 720.5181 | 0.0012771 | 715.4246 | 0.92016 | 793.6259 | 0.024996 | 715.4246 | -2.9922e-05 | 714.8207 | 0.020228 | 793.6259 | 0.0077878 | 793.6259 | 0.020887 | 0 | 0 | 4.4879e-05 | 5.1709e-06 | 8.4928e-06 | 0 | 0 | 4.1258e-05 | 0.0024721 | 3.6697e-05 | 0.0082205 | 3.7736e-05 | 0.0002119 | 0.00029546 | 0.21444 | 0.0060261 | -8.9243e-06 | 0.004826 | 0.0019222 | 0.0050058
|  | 793.8634 | 0 | 793.8634 | 0 | 720.7508 | 0.00081221 | 723.969 | 0.00020267 | 723.7093 | 2.1445e-05 | 715.6571 | 0 | 715.6571 | 0 | 793.8634 | 0.00039346 | 715.0497 | 0.0108 | 723.969 | 0.00039866 | 715.6571 | 0.03561 | 715.4246 | -0.00046638 | 715.0497 | 0.0015338 | 720.7508 | 0.0012621 | 715.6571 | 0.92464 | 793.8634 | 0.025754 | 715.6571 | -4.6853e-05 | 715.0497 | 0.02192 | 793.8634 | 0.0084001 | 793.8634 | 0.021271 | 0 | 0 | 5.9721e-05 | -6.8389e-06 | 8.0365e-06 | 0 | 0 | 5.081e-05 | 0.0023027 | -7.3922e-06 | 0.0080035 | 4.9043e-05 | 0.00011328 | 0.00029205 | 0.21507 | 0.0061243 | -1.9837e-05 | 0.0048407 | 0.0019249 | 0.0049493
|  | 794.1009 | 0 | 794.1009 | 0 | 720.9835 | -0.00029899 | 724.2037 | -0.00026096 | 723.9451 | 4.6724e-05 | 715.8896 | 0 | 715.8896 | 0 | 794.1009 | 3.445e-05 | 715.2787 | 0.00931 | 724.2037 | -0.00046166 | 715.8896 | 0.03324 | 715.6571 | 0.00088829 | 715.2787 | -0.00054452 | 720.9835 | 0.0012477 | 715.8896 | 0.92553 | 794.1009 | 0.025824 | 715.8896 | -0.0001238 | 715.2787 | 0.020356 | 794.1009 | 0.007811 | 794.1009 | 0.020411 | 0 | 0 | 6.233e-05 | -1.523e-05 | 7.964e-06 | 0 | 0 | 6.4553e-05 | 0.0021875 | -1.7459e-05 | 0.0078819 | 3.163e-05 | 0.00010249 | 0.00028891 | 0.21581 | 0.006202 | 2.297e-06 | 0.0048666 | 0.0018775 | 0.0048513
|  | 794.3384 | 0 | 794.3384 | 0 | 721.2163 | 0.0008345 | 724.4383 | 0.00013113 | 724.1809 | 2.0813e-05 | 716.1221 | 0 | 716.1221 | 0 | 794.3384 | 0.00050916 | 715.5078 | 0.00979 | 724.4383 | 0.00031283 | 716.1221 | 0.03455 | 715.8896 | -0.00061619 | 715.5078 | 0.0014394 | 721.2163 | 0.0012344 | 716.1221 | 0.93061 | 794.3384 | 0.026404 | 716.1221 | 0.00014355 | 715.5078 | 0.022135 | 794.3384 | 0.0079995 | 794.3384 | 0.020442 | 0 | 0 | 5.2777e-05 | 1.3399e-05 | 7.5896e-06 | 0 | 0 | 5.4726e-05 | 0.0022225 | -3.4337e-05 | 0.0078334 | 3.8034e-05 | 0.00017798 | 0.00028587 | 0.21718 | 0.0062766 | 1.4276e-05 | 0.0048407 | 0.0018213 | 0.0048219
|  | 794.5759 | 0 | 794.5759 | 0 | 721.449 | -0.00038095 | 724.673 | -1.694e-05 | 724.4167 | 4.3549e-05 | 716.3547 | 0 | 716.3547 | 0 | 794.5759 | -4.8302e-05 | 715.7368 | 0.00962 | 724.673 | -0.00060546 | 716.3547 | 0.03282 | 716.1221 | 0.00094331 | 715.7368 | 0.00011497 | 721.449 | 0.0012223 | 716.3547 | 0.93722 | 794.5759 | 0.026452 | 716.3547 | -2.0773e-05 | 715.7368 | 0.020142 | 794.5759 | 0.0073378 | 794.5759 | 0.020163 | 0 | 0 | 5.7998e-05 | 1.0129e-05 | 7.1322e-06 | 0 | 0 | 4.2694e-05 | 0.0022872 | 2.189e-05 | 0.0078323 | 2.8907e-05 | 8.1475e-05 | 0.0002833 | 0.21809 | 0.0063726 | 4.6776e-06 | 0.00476 | 0.0017916 | 0.0048165
|  | 794.8134 | 0 | 794.8134 | 0 | 721.6818 | 0.00087924 | 724.9076 | 0.00010328 | 724.6526 | 1.6934e-05 | 716.5872 | 0 | 716.5872 | 0 | 794.8134 | 0.00040782 | 715.9659 | 0.01035 | 724.9076 | 0.00079206 | 716.5872 | 0.03456 | 716.3547 | -0.00069471 | 715.9659 | 0.0005964 | 721.6818 | 0.0012117 | 716.5872 | 0.93897 | 794.8134 | 0.02721 | 716.5872 | 6.1014e-05 | 715.9659 | 0.021419 | 794.8134 | 0.0077485 | 794.8134 | 0.020395 | 0 | 0 | 6.412e-05 | 7.0889e-06 | 7.0002e-06 | 0 | 0 | 3.934e-05 | 0.0023067 | 6.609e-05 | 0.007818 | 1.2304e-05 | 0.00015148 | 0.00028099 | 0.21919 | 0.0064613 | 5.3041e-06 | 0.0047609 | 0.0017691 | 0.0047515
|  | 795.0509 | 0 | 795.0509 | 0 | 721.9146 | -0.00032835 | 725.1423 | -4.2872e-05 | 724.8884 | 4.243e-05 | 716.8197 | 0 | 716.8197 | 0 | 795.0509 | -7.6549e-05 | 716.1949 | 0.00979 | 725.1423 | -0.00022882 | 716.8197 | 0.03268 | 716.5872 | 0.00080056 | 716.1949 | 0.00072617 | 721.9146 | 0.0012025 | 716.8197 | 0.94619 | 795.0509 | 0.027199 | 716.8197 | -1.5395e-05 | 716.1949 | 0.020149 | 795.0509 | 0.0071487 | 795.0509 | 0.019616 | 0 | 0 | 6.0731e-05 | 1.9385e-05 | 7.5309e-06 | 0 | 0 | 5.3397e-05 | 0.0023673 | 5.6351e-05 | 0.0078203 | -3.0165e-05 | 0.00024608 | 0.000279 | 0.22063 | 0.006561 | 2.4856e-06 | 0.0046595 | 0.0017948 | 0.0046983
|  | 795.2885 | 0 | 795.2885 | 0 | 722.1474 | 0.00085012 | 725.3769 | 0.00020808 | 725.1243 | 2.1435e-05 | 717.0523 | 0 | 717.0523 | 0 | 795.2885 | 0.00052615 | 716.424 | 0.01088 | 725.3769 | 0.00070906 | 717.0523 | 0.03456 | 716.8197 | -0.00106 | 716.424 | 0.0014224 | 722.1474 | 0.0011946 | 717.0523 | 0.9508 | 795.2885 | 0.028045 | 717.0523 | 3.6767e-05 | 716.424 | 0.020534 | 795.2885 | 0.0079631 | 795.2885 | 0.019944 | 0 | 0 | 5.853e-05 | 2.5325e-06 | 7.985e-06 | 0 | 0 | 5.288e-05 | 0.0022289 | 1.7374e-05 | 0.0077924 | 3.6055e-05 | 0.00016638 | 0.00027727 | 0.22128 | 0.0066551 | 8.4822e-06 | 0.0046121 | 0.0018224 | 0.0046753
|  | 795.526 | 0 | 795.526 | 0 | 722.3802 | -0.00034726 | 725.6117 | -0.0001865 | 725.3602 | 4.6263e-05 | 717.2849 | 0 | 717.2849 | 0 | 795.526 | -8.0903e-05 | 716.6531 | 0.00858 | 725.6117 | -0.00056104 | 717.2849 | 0.03246 | 717.0523 | 0.00137 | 716.6531 | 3.0324e-05 | 722.3802 | 0.0011876 | 717.2849 | 0.95234 | 795.526 | 0.027991 | 717.2849 | 3.6185e-05 | 716.6531 | 0.019735 | 795.526 | 0.0073815 | 795.526 | 0.019422 | 0 | 0 | 2.4129e-05 | -1.7197e-05 | 7.7778e-06 | 0 | 0 | 3.489e-05 | 0.002089 | 1.3253e-05 | 0.0075645 | 3.1393e-05 | 0.00026307 | 0.00027567 | 0.22184 | 0.0067504 | 4.3566e-06 | 0.0046894 | 0.001823 | 0.0046671
|  | 795.7635 | 0 | 795.7635 | 0 | 722.613 | 0.00055457 | 725.8464 | 3.9943e-05 | 725.596 | 1.9696e-05 | 717.5174 | 0 | 717.5174 | 0 | 795.7635 | 0.00037466 | 716.8821 | 0.00966 | 725.8464 | 0.00067398 | 717.5174 | 0.0326 | 717.2849 | -0.0011 | 716.8821 | 0.0022665 | 722.613 | 0.0011809 | 717.5174 | 0.95564 | 795.7635 | 0.028844 | 717.5174 | 1.2849e-06 | 716.8821 | 0.021209 | 795.7635 | 0.0079672 | 795.7635 | 0.019874 | 0 | 0 | 2.8019e-06 | -2.928e-06 | 7.6476e-06 | 0 | 0 | 2.0957e-05 | 0.0021378 | -7.4627e-07 | 0.0074424 | -4.4985e-05 | 0.00026251 | 0.00027408 | 0.22297 | 0.0068516 | -1.2044e-05 | 0.0046087 | 0.0017624 | 0.0046155
|  | 796.0011 | 0 | 796.0011 | 0 | 722.8458 | -0.0005305 | 726.0811 | -6.4889e-05 | 725.8319 | 4.5142e-05 | 717.75 | 0 | 717.75 | 0 | 796.0011 | -0.00019822 | 717.1113 | 0.009 | 726.0811 | -0.00068034 | 717.75 | 0.03139 | 717.5174 | 0.0007131 | 717.1113 | 2.4837e-05 | 722.8458 | 0.0011739 | 717.75 | 0.96144 | 796.0011 | 0.028841 | 717.75 | -0.00010484 | 717.1113 | 0.019019 | 796.0011 | 0.0068711 | 796.0011 | 0.018985 | 0 | 0 | 1.9018e-05 | 1.794e-05 | 7.5965e-06 | 0 | 0 | 1.6129e-05 | 0.0022173 | 1.1604e-05 | 0.0075005 | 2.4814e-06 | 0.00022579 | 0.00027242 | 0.22377 | 0.0069521 | 5.1099e-06 | 0.0046164 | 0.0016679 | 0.0045576
|  | 796.2386 | 0 | 796.2386 | 0 | 723.0786 | 0.00069384 | 726.3158 | 0.00021778 | 726.0678 | 1.9262e-05 | 717.9826 | 0 | 717.9826 | 0 | 796.2386 | 0.00033401 | 717.3403 | 0.01036 | 726.3158 | 0.00077923 | 717.9826 | 0.0331 | 717.75 | -0.00069177 | 717.3403 | 0.0019466 | 723.0786 | 0.001166 | 717.9826 | 0.96256 | 796.2386 | 0.029688 | 717.9826 | 0.00014877 | 717.3403 | 0.021287 | 796.2386 | 0.0071707 | 796.2386 | 0.019385 | 0 | 0 | 5.1719e-05 | 4.7713e-06 | 7.3038e-06 | 0 | 0 | 8.5018e-06 | 0.002155 | 7.2512e-05 | 0.0074676 | -2.397e-05 | 0.00029106 | 0.00027041 | 0.22456 | 0.0070373 | 1.3048e-05 | 0.0047411 | 0.0016573 | 0.0045561
|  | 796.4762 | 0 | 796.4762 | 0 | 723.3115 | -0.00024961 | 726.5505 | -0.00017713 | 726.3038 | 4.2645e-05 | 718.2152 | 0 | 718.2152 | 0 | 796.4762 | -0.00026244 | 717.5695 | 0.00845 | 726.5505 | -0.00016143 | 718.2152 | 0.03111 | 717.9826 | 0.00048567 | 717.5695 | 0.00059401 | 723.3115 | 0.0011567 | 718.2152 | 0.96831 | 796.4762 | 0.029556 | 718.2152 | -3.6576e-05 | 717.5695 | 0.020097 | 796.4762 | 0.0067817 | 796.4762 | 0.018971 | 0 | 0 | 5.5552e-05 | 2.138e-06 | 7.2478e-06 | 0 | 0 | 2.7816e-05 | 0.0023256 | 2.6562e-05 | 0.0073362 | -2.2027e-05 | 0.00020344 | 0.00026797 | 0.22533 | 0.0071352 | 6.0468e-06 | 0.0045971 | 0.001702 | 0.0045509
|  | 796.7138 | 0 | 796.7138 | 0 | 723.5443 | 0.00072689 | 726.7853 | 0.00019534 | 726.5397 | 1.8803e-05 | 718.4478 | 0 | 718.4478 | 0 | 796.7138 | 0.00049661 | 717.7986 | 0.01185 | 726.7853 | 0.00038774 | 718.4478 | 0.03197 | 718.2152 | -0.00067507 | 717.7986 | 0.0011818 | 723.5443 | 0.0011456 | 718.4478 | 0.96922 | 796.7138 | 0.030512 | 718.4478 | 8.857e-05 | 717.7986 | 0.02003 | 796.7138 | 0.0075471 | 796.7138 | 0.019341 | 0 | 0 | 4.5237e-05 | 9.0734e-06 | 6.8476e-06 | 0 | 0 | 3.6266e-05 | 0.0023864 | 1.001e-05 | 0.0072807 | -1.69e-05 | 5.7961e-05 | 0.00026526 | 0.22545 | 0.0072455 | 1.1488e-05 | 0.0046494 | 0.001712 | 0.0044948
|  | 796.9514 | 0 | 796.9514 | 0 | 723.7771 | -0.00033834 | 727.02 | -0.00011804 | 726.7756 | 3.9252e-05 | 718.6804 | 0 | 718.6804 | 0 | 796.9514 | -0.00019131 | 718.0277 | 0.00898 | 727.02 | -0.00030245 | 718.6804 | 0.03063 | 718.4478 | 0.00052975 | 718.0277 | -0.00067585 | 723.7771 | 0.0011328 | 718.6804 | 0.96926 | 796.9514 | 0.030482 | 718.6804 | 1.0201e-05 | 718.0277 | 0.020554 | 796.9514 | 0.0068651 | 796.9514 | 0.018497 | 0 | 0 | 5.7536e-05 | -1.1991e-06 | 6.6484e-06 | 0 | 0 | 4.9489e-05 | 0.0020816 | 3.8096e-05 | 0.0071325 | 4.0509e-05 | 0.0001952 | 0.00026216 | 0.22572 | 0.0073681 | 3.9919e-06 | 0.0045113 | 0.0017461 | 0.0044745
|  | 797.1889 | 0 | 797.1889 | 0 | 724.01 | 0.0008324 | 727.2548 | 0.00010782 | 727.0115 | 1.7098e-05 | 718.9131 | 0 | 718.9131 | 0 | 797.1889 | 0.0006079 | 718.2568 | 0.00919 | 727.2548 | 0.00062695 | 718.9131 | 0.03068 | 718.6804 | -0.00018145 | 718.2568 | 0.0023797 | 724.01 | 0.0011184 | 718.9131 | 0.97103 | 797.1889 | 0.031541 | 718.9131 | 2.4113e-05 | 718.2568 | 0.018825 | 797.1889 | 0.0078333 | 797.1889 | 0.019169 | 0 | 0 | 5.0755e-05 | -1.3214e-06 | 7.173e-06 | 0 | 0 | 5.0803e-05 | 0.0021652 | 1.5332e-06 | 0.0070664 | 6.3416e-05 | 0.00031103 | 0.0002586 | 0.2266 | 0.0074916 | -6.8502e-06 | 0.0042645 | 0.0017539 | 0.0044553
|  | 797.4265 | 0 | 797.4265 | 0 | 724.2429 | -0.00039645 | 727.4896 | -0.00011908 | 727.2475 | 4.3701e-05 | 719.1457 | 0 | 719.1457 | 0 | 797.4265 | -0.00018027 | 718.486 | 0.00971 | 727.4896 | -0.00061388 | 719.1457 | 0.03008 | 718.9131 | 0.00072657 | 718.486 | 0.00033522 | 724.2429 | 0.0011028 | 719.1457 | 0.9774 | 797.4265 | 0.03152 | 719.1457 | -8.3014e-05 | 718.486 | 0.0184 | 797.4265 | 0.0069299 | 797.4265 | 0.018334 | 0 | 0 | 4.1351e-05 | 1.6992e-05 | 7.3765e-06 | 0 | 0 | 4.4569e-05 | 0.0022587 | -1.2357e-05 | 0.0071197 | 9.8801e-05 | 0.00028799 | 0.00025494 | 0.22767 | 0.0076161 | -1.0406e-05 | 0.0043981 | 0.0017477 | 0.0044012
|  | 797.6641 | 0 | 797.6641 | 0 | 724.4758 | 0.00075153 | 727.7244 | 0.00026381 | 727.4835 | 1.8822e-05 | 719.3784 | 0 | 719.3784 | 0 | 797.6641 | 0.00055541 | 718.7151 | 0.01 | 727.7244 | 0.00050863 | 719.3784 | 0.03112 | 719.1457 | 0.00012297 | 718.7151 | 0.0021779 | 724.4758 | 0.0010864 | 719.3784 | 0.97961 | 797.6641 | 0.032587 | 719.3784 | -6.4307e-06 | 718.7151 | 0.01998 | 797.6641 | 0.0077807 | 797.6641 | 0.018712 | 0 | 0 | 5.0552e-05 | 2.6746e-05 | 7.0607e-06 | 0 | 0 | 4.5997e-05 | 0.0022591 | -2.336e-05 | 0.0071648 | 0.00010848 | 0.00022401 | 0.00025103 | 0.22853 | 0.0077203 | 7.2296e-07 | 0.0044144 | 0.0017328 | 0.0043725
|  | 797.9018 | 0 | 797.9018 | 0 | 724.7086 | -0.00031733 | 727.9592 | -3.5988e-05 | 727.7194 | 4.1024e-05 | 719.611 | 0 | 719.611 | 0 | 797.9018 | -0.00016824 | 718.9443 | 0.00972 | 727.9592 | -0.00070761 | 719.611 | 0.03047 | 719.3784 | 0.00080949 | 718.9443 | -0.00022255 | 724.7086 | 0.0010697 | 719.611 | 0.98489 | 797.9018 | 0.032397 | 719.611 | 1.2645e-05 | 718.9443 | 0.018552 | 797.9018 | 0.0068044 | 797.9018 | 0.018092 | 0 | 0 | 5.9625e-05 | 1.4815e-05 | 6.729e-06 | 0 | 0 | 6.5974e-05 | 0.002214 | -5.185e-05 | 0.0071325 | 1.1832e-06 | 0.0001154 | 0.00024724 | 0.22967 | 0.0078371 | 6.6939e-06 | 0.0043176 | 0.0017242 | 0.0044059
|  | 798.1394 | 0 | 798.1394 | 0 | 724.9415 | 0.00082933 | 728.194 | 0.00016218 | 727.9554 | 1.5996e-05 | 719.8437 | 0 | 719.8437 | 0 | 798.1394 | 0.00072353 | 719.1735 | 0.0096 | 728.194 | 0.00026595 | 719.8437 | 0.03084 | 719.611 | -0.00079931 | 719.1735 | 0.0012295 | 724.9415 | 0.0010533 | 719.8437 | 0.98934 | 798.1394 | 0.033566 | 719.8437 | 4.4894e-05 | 719.1735 | 0.019126 | 798.1394 | 0.0077077 | 798.1394 | 0.018991 | 0 | 0 | 7.1604e-05 | 1.9098e-05 | 6.3448e-06 | 0 | 0 | 5.5414e-05 | 0.002081 | -1.6621e-05 | 0.0069801 | -2.3891e-06 | 1.5078e-05 | 0.00024349 | 0.23034 | 0.0079485 | 1.0272e-05 | 0.0044596 | 0.0016811 | 0.0044009
|  | 798.377 | 0 | 798.377 | 0 | 725.1744 | -0.00021447 | 728.4288 | 4.9309e-07 | 728.1914 | 3.7781e-05 | 720.0764 | 0 | 720.0764 | 0 | 798.377 | -0.00025714 | 719.4026 | 0.00856 | 728.4288 | -0.00040752 | 720.0764 | 0.02916 | 719.8437 | 0.00077878 | 719.4026 | -0.001098 | 725.1744 | 0.0010375 | 720.0764 | 0.99059 | 798.377 | 0.033331 | 720.0764 | 4.3399e-05 | 719.4026 | 0.019791 | 798.377 | 0.0064413 | 798.377 | 0.018049 | 0 | 0 | 5.8633e-05 | 1.7208e-05 | 6.695e-06 | 0 | 0 | 5.5166e-05 | 0.0021085 | 1.8299e-05 | 0.0068611 | 3.4193e-05 | -0.00015746 | 0.0002399 | 0.23047 | 0.0080733 | 7.8473e-06 | 0.0045152 | 0.0016372 | 0.0043326
|  | 798.6146 | 0 | 798.6146 | 0 | 725.4073 | 0.00071795 | 728.6636 | 0.00014608 | 728.4274 | 1.8952e-05 | 720.309 | 0 | 720.309 | 0 | 798.6146 | 0.00072142 | 719.6318 | 0.00984 | 728.6636 | 0.00056339 | 720.309 | 0.02982 | 720.0764 | -0.00048486 | 719.6318 | -0.0002761 | 725.4073 | 0.0010225 | 720.309 | 0.99058 | 798.6146 | 0.034614 | 720.309 | 2.4059e-05 | 719.6318 | 0.019611 | 798.6146 | 0.0073373 | 798.6146 | 0.018415 | 0 | 0 | 4.2495e-05 | 2.5923e-06 | 7.1067e-06 | 0 | 0 | 3.1252e-05 | 0.0021027 | 2.3324e-05 | 0.006837 | 2.88e-05 | -0.00011042 | 0.00023655 | 0.23023 | 0.0082054 | 1.5915e-06 | 0.0043323 | 0.0016308 | 0.0042584
|  | 798.8523 | 0 | 798.8523 | 0 | 725.6403 | -0.00035305 | 728.8984 | -0.000124 | 728.6635 | 4.127e-05 | 720.5417 | 0 | 720.5417 | 0 | 798.8523 | -0.00045841 | 719.861 | 0.00851 | 728.8984 | -0.00036472 | 720.5417 | 0.02895 | 720.309 | 0.00073243 | 719.861 | -0.00068749 | 725.6403 | 0.0010087 | 720.5417 | 0.98845 | 798.8523 | 0.03444 | 720.5417 | -1.0378e-05 | 719.861 | 0.018195 | 798.8523 | 0.0063869 | 798.8523 | 0.017423 | 0 | 0 | 4.5458e-05 | 1.6884e-05 | 6.8075e-06 | 0 | 0 | 1.1703e-05 | 0.0019665 | -9.311e-06 | 0.006657 | 9.0744e-05 | 0.00015607 | 0.00023353 | 0.22996 | 0.008314 | -6.6729e-07 | 0.0041643 | 0.0016344 | 0.004219
|  | 799.09 | 0 | 799.09 | 0 | 725.8732 | 0.00074329 | 729.1332 | 0.00026778 | 728.8995 | 1.6414e-05 | 720.7744 | 0 | 720.7744 | 0 | 799.09 | 0.0005569 | 720.0902 | 0.00865 | 729.1332 | 0.00028543 | 720.7744 | 0.02826 | 720.5417 | 4.759e-05 | 720.0902 | 0.0020495 | 725.8732 | 0.00099612 | 720.7744 | 0.98785 | 799.09 | 0.035528 | 720.7744 | 4.6437e-06 | 720.0902 | 0.018145 | 799.09 | 0.007368 | 799.09 | 0.018083 | 0 | 0 | 2.0031e-05 | 1.1812e-05 | 6.4958e-06 | 0 | 0 | 2.7468e-05 | 0.0019034 | -1.1227e-05 | 0.0064815 | 1.566e-05 | 0.00019474 | 0.00023069 | 0.22996 | 0.0084085 | -2.7963e-06 | 0.0042388 | 0.0016363 | 0.0041737
|  | 799.3276 | 0 | 799.3276 | 0 | 726.1061 | -0.00057128 | 729.3681 | -0.00016719 | 729.1355 | 3.8631e-05 | 721.0071 | 0 | 721.0071 | 0 | 799.3276 | -0.00032575 | 720.3194 | 0.00796 | 729.3681 | -0.00038104 | 721.0071 | 0.02744 | 720.7744 | 8.6996e-05 | 720.3194 | -0.00035008 | 726.1061 | 0.00098479 | 721.0071 | 0.98835 | 799.3276 | 0.035233 | 721.0071 | -2.8674e-05 | 720.3194 | 0.018845 | 799.3276 | 0.006402 | 799.3276 | 0.017041 | 0 | 0 | 4.0608e-05 | -6.0565e-06 | 6.4943e-06 | 0 | 0 | 5.102e-05 | 0.0021228 | 3.8709e-06 | 0.0065374 | 5.7812e-05 | 6.1781e-05 | 0.00022825 | 0.23019 | 0.0085319 | 1.1494e-05 | 0.0043183 | 0.0016741 | 0.0041694
|  | 799.5653 | 0 | 799.5653 | 0 | 726.3391 | 0.00091989 | 729.603 | 0.00011562 | 729.3716 | 1.6387e-05 | 721.2399 | 0 | 721.2399 | 0 | 799.5653 | 0.00075509 | 720.5486 | 0.01056 | 729.603 | 0.000414 | 721.2399 | 0.02874 | 721.0071 | 0.00040982 | 720.5486 | 0.00088907 | 726.3391 | 0.00097469 | 721.2399 | 0.98982 | 799.5653 | 0.036563 | 721.2399 | 0.00012745 | 720.5486 | 0.018829 | 799.5653 | 0.0076859 | 799.5653 | 0.018045 | 0 | 0 | 6.525e-05 | -2.5626e-06 | 6.5972e-06 | 0 | 0 | 5.1034e-05 | 0.0021962 | -6.8294e-06 | 0.0065502 | 0.00014697 | 0.00013703 | 0.00022602 | 0.23077 | 0.0086531 | 2.1101e-05 | 0.00415 | 0.0016272 | 0.0041145
|  | 799.803 | 0 | 799.803 | 0 | 726.5721 | -0.00035973 | 729.8378 | -0.00013744 | 729.6076 | 3.9514e-05 | 721.4726 | 0 | 721.4726 | 0 | 799.803 | -0.00032565 | 720.7779 | 0.0086 | 729.8378 | -0.00047216 | 721.4726 | 0.02755 | 721.2399 | 0.00085315 | 720.7779 | 0.00030641 | 726.5721 | 0.00096568 | 721.4726 | 0.99337 | 799.803 | 0.03625 | 721.4726 | 5.3891e-05 | 720.7779 | 0.017377 | 799.803 | 0.0060066 | 799.803 | 0.016577 | 0 | 0 | 6.068e-05 | 3.9346e-06 | 6.5817e-06 | 0 | 0 | 4.0331e-05 | 0.0020547 | -5.0065e-05 | 0.0065418 | 5.4961e-05 | 6.2947e-05 | 0.00022403 | 0.2312 | 0.0087809 | 1.5622e-05 | 0.0040879 | 0.0016165 | 0.0040541
|  | 800.0407 | 0 | 800.0407 | 0 | 726.8051 | 0.00088065 | 730.0727 | 0.00017095 | 729.8437 | 1.6244e-05 | 721.7053 | 0 | 721.7053 | 0 | 800.0407 | 0.00066501 | 721.0071 | 0.00933 | 730.0727 | 4.5824e-05 | 721.7053 | 0.02867 | 721.4726 | -0.00038084 | 721.0071 | 0.0002429 | 726.8051 | 0.00095755 | 721.7053 | 0.99359 | 800.0407 | 0.037636 | 721.7053 | 8.0364e-05 | 721.0071 | 0.018297 | 800.0407 | 0.0075951 | 800.0407 | 0.017535 | 0 | 0 | 6.4777e-05 | 1.3426e-05 | 6.4196e-06 | 0 | 0 | 4.0585e-05 | 0.0021217 | 1.3327e-05 | 0.0064676 | 2.7351e-05 | 9.358e-05 | 0.00022221 | 0.23181 | 0.0089197 | -1.0949e-07 | 0.0039729 | 0.001622 | 0.004069
|  | 800.2783 | 0 | 800.2783 | 0 | 727.038 | -0.00032456 | 730.3076 | -5.662e-05 | 730.0798 | 3.8141e-05 | 721.938 | 0 | 721.938 | 0 | 800.2783 | -0.00032351 | 721.2363 | 0.00918 | 730.3076 | 6.7659e-05 | 721.938 | 0.02691 | 721.7053 | 0.00061589 | 721.2363 | 0.00057351 | 727.038 | 0.00095005 | 721.938 | 0.99848 | 800.2783 | 0.037417 | 721.938 | -8.1305e-05 | 721.2363 | 0.016363 | 800.2783 | 0.0060529 | 800.2783 | 0.016703 | 0 | 0 | 5.2819e-05 | 2.4489e-05 | 6.2784e-06 | 0 | 0 | 5.3046e-05 | 0.0022902 | 6.0651e-05 | 0.0063861 | 3.4696e-05 | 0.00029817 | 0.00022056 | 0.23234 | 0.0090447 | -4.9551e-06 | 0.0040424 | 0.0015787 | 0.0040062
|  | 800.516 | 0 | 800.516 | 0 | 727.2711 | 0.00077787 | 730.5425 | 0.00026511 | 730.3159 | 1.5046e-05 | 722.1708 | 0 | 722.1708 | 0 | 800.516 | 0.00076982 | 721.4656 | 0.0108 | 730.5425 | 0.0004487 | 722.1708 | 0.02797 | 721.938 | -0.00031773 | 721.4656 | 0.0020278 | 727.2711 | 0.00094291 | 722.1708 | 0.99816 | 800.516 | 0.038682 | 722.1708 | 3.8723e-05 | 721.4656 | 0.018904 | 800.516 | 0.0072294 | 800.516 | 0.017003 | 0 | 0 | 3.5106e-05 | 1.4845e-05 | 6.2584e-06 | 0 | 0 | 1.7845e-05 | 0.0020781 | -1.3668e-05 | 0.0064643 | 9.452e-05 | 0.00023868 | 0.00021886 | 0.23257 | 0.009153 | 1.6809e-06 | 0.004134 | 0.0015492 | 0.0039734
|  | 800.7538 | 0 | 800.7538 | 0 | 727.504 | -0.00047649 | 730.7774 | -0.00013873 | 730.5519 | 3.7973e-05 | 722.4036 | 0 | 722.4036 | 0 | 800.7538 | -0.00061968 | 721.6948 | 0.00733 | 730.7774 | -0.00056506 | 722.4036 | 0.02757 | 722.1708 | 0.00113 | 721.6948 | 5.4522e-05 | 727.504 | 0.00093593 | 722.4036 | 1 | 800.7538 | 0.038329 | 722.4036 | -2.4281e-05 | 721.6948 | 0.017162 | 800.7538 | 0.0058052 | 800.7538 | 0.016427 | 0 | 0 | 3.4466e-05 | -2.4791e-07 | 6.3907e-06 | 0 | 0 | 2.0654e-05 | 0.0018918 | -3.2394e-06 | 0.0064471 | 9.5407e-05 | 0.00010799 | 0.00021729 | 0.23231 | 0.0092987 | 5.8348e-06 | 0.0041231 | 0.0015359 | 0.0040217
|  | 800.9915 | 0 | 800.9915 | 0 | 727.7371 | 0.0007723 | 731.0123 | 0.00013662 | 730.7881 | 1.6151e-05 | 722.6363 | 0 | 722.6363 | 0 | 800.9915 | 0.00079345 | 721.9241 | 0.00917 | 731.0123 | 0.00053748 | 722.6363 | 0.02782 | 722.4036 | -0.00031028 | 721.9241 | 0.00088731 | 727.7371 | 0.00092895 | 722.6363 | 0.99585 | 800.9915 | 0.039907 | 722.6363 | 7.441e-05 | 721.9241 | 0.018799 | 800.9915 | 0.0071175 | 800.9915 | 0.01741 | 0 | 0 | 4.1288e-05 | -2.8879e-06 | 5.9793e-06 | 0 | 0 | 3.3764e-05 | 0.001928 | -2.6875e-05 | 0.0062795 | 5.3681e-05 | 8.9744e-05 | 0.00021566 | 0.23187 | 0.0094409 | -1.1414e-05 | 0.0041336 | 0.0015676 | 0.0040198
|  | 801.2292 | 0 | 801.2292 | 0 | 727.9701 | -0.00041795 | 731.2473 | -0.0001612 | 731.0242 | 3.4504e-05 | 722.8691 | 0 | 722.8691 | 0 | 801.2292 | -0.0005094 | 722.1534 | 0.00765 | 731.2473 | -0.00076622 | 722.8691 | 0.02613 | 722.6363 | 0.00077148 | 722.1534 | -0.00010437 | 727.9701 | 0.00092196 | 722.8691 | 0.99623 | 801.2292 | 0.039518 | 722.8691 | -0.00017247 | 722.1534 | 0.017264 | 801.2292 | 0.0060706 | 801.2292 | 0.016408 | 0 | 0 | 5.9912e-05 | 5.2423e-06 | 5.6006e-06 | 0 | 0 | 2.4742e-05 | 0.0019331 | -4.4862e-05 | 0.0061748 | 2.3689e-05 | 0.00013237 | 0.00021404 | 0.232 | 0.0095741 | -7.2052e-06 | 0.0039721 | 0.0015969 | 0.0039828
|  | 801.4669 | 0 | 801.4669 | 0 | 728.2031 | 0.00093214 | 731.4822 | 0.00020583 | 731.2603 | 1.293e-05 | 723.1019 | 0 | 723.1019 | 0 | 801.4669 | 0.00071755 | 722.3827 | 0.00921 | 731.4822 | 0.0003843 | 723.1019 | 0.02692 | 722.8691 | -0.00056796 | 722.3827 | 0.0012589 | 728.2031 | 0.000915 | 723.1019 | 0.99696 | 801.4669 | 0.041025 | 723.1019 | 0.00011057 | 722.3827 | 0.017381 | 801.4669 | 0.0073631 | 801.4669 | 0.017098 | 0 | 0 | 6.2366e-05 | 1.5962e-05 | 6.106e-06 | 0 | 0 | 1.9221e-05 | 0.0019468 | -2.963e-05 | 0.006155 | 4.2774e-06 | 0.00014307 | 0.00021243 | 0.23227 | 0.0097195 | 1.0992e-05 | 0.0040505 | 0.0015547 | 0.0039111
|  | 801.7047 | 0 | 801.7047 | 0 | 728.4362 | -0.00039689 | 731.7171 | -6.9931e-05 | 731.4965 | 3.8783e-05 | 723.3347 | 0 | 723.3347 | 0 | 801.7047 | -0.00055585 | 722.612 | 0.00777 | 731.7171 | -0.00063655 | 723.3347 | 0.02596 | 723.1019 | 0.00060471 | 722.612 | -1.1018e-05 | 728.4362 | 0.00090818 | 723.3347 | 0.9986 | 801.7047 | 0.040741 | 723.3347 | -1.6129e-05 | 722.612 | 0.017947 | 801.7047 | 0.0057158 | 801.7047 | 0.015804 | 0 | 0 | 3.8735e-05 | 2.2903e-06 | 6.3354e-06 | 0 | 0 | 3.4789e-05 | 0.002034 | -1.7934e-05 | 0.006036 | 1.2627e-05 | 9.7296e-05 | 0.00021087 | 0.2322 | 0.009886 | -1.9967e-06 | 0.0040504 | 0.0015244 | 0.0038475
|  | 801.9424 | 0 | 801.9424 | 0 | 728.6692 | 0.00072933 | 731.9521 | 8.9423e-05 | 731.7326 | 1.4873e-05 | 723.5675 | 0 | 723.5675 | 0 | 801.9424 | 0.0008485 | 722.8413 | 0.00997 | 731.9521 | 0.00048391 | 723.5675 | 0.0259 | 723.3347 | -0.00049623 | 722.8413 | 0.00085962 | 728.6692 | 0.00090158 | 723.5675 | 0.9964 | 801.9424 | 0.042422 | 723.5675 | -1.0267e-06 | 722.8413 | 0.01738 | 801.9424 | 0.0071074 | 801.9424 | 0.016562 | 0 | 0 | 3.9681e-05 | -1.036e-06 | 5.9729e-06 | 0 | 0 | 4.4778e-05 | 0.0018746 | 6.4818e-06 | 0.0059924 | 5.4057e-05 | 0.00027778 | 0.00020941 | 0.23214 | 0.010027 | -7.5456e-07 | 0.003866 | 0.001501 | 0.0038197
|  | 802.1802 | 0 | 802.1802 | 0 | 728.9023 | -0.00038886 | 732.187 | -9.8243e-05 | 731.9688 | 3.5715e-05 | 723.8003 | 0 | 723.8003 | 0 | 802.1802 | -0.00047183 | 723.0706 | 0.00638 | 732.187 | -0.00042873 | 723.8003 | 0.02557 | 723.5675 | 0.00096068 | 723.0706 | 0.0015631 | 728.9023 | 0.00089522 | 723.8003 | 0.99747 | 802.1802 | 0.041923 | 723.8003 | -5.4544e-06 | 723.0706 | 0.016339 | 802.1802 | 0.0055188 | 802.1802 | 0.015569 | 0 | 0 | 3.8795e-05 | 4.5944e-06 | 5.7821e-06 | 0 | 0 | 3.0851e-05 | 0.0016545 | 4.2957e-05 | 0.0060413 | 5.4007e-05 | 0.0001632 | 0.00020795 | 0.23226 | 0.010214 | 1.6839e-05 | 0.0037839 | 0.001516 | 0.0038268
|  | 802.418 | 0 | 802.418 | 0 | 729.1354 | 0.00072173 | 732.422 | 0.00013735 | 732.205 | 1.3243e-05 | 724.0332 | 0 | 724.0332 | 0 | 802.418 | 0.00073135 | 723.2999 | 0.00805 | 732.422 | 0.00079434 | 724.0332 | 0.02632 | 723.8003 | -0.0004968 | 723.2999 | -0.00013974 | 729.1354 | 0.00088902 | 724.0332 | 0.99745 | 802.418 | 0.043991 | 724.0332 | 0.00015009 | 723.2999 | 0.016664 | 802.418 | 0.0072332 | 802.418 | 0.016621 | 0 | 0 | 2.4931e-05 | 2.5221e-05 | 5.7901e-06 | 0 | 0 | 1.9174e-05 | 0.0017783 | 1.7418e-05 | 0.005928 | 6.6735e-05 | 6.2712e-05 | 0.00020645 | 0.2322 | 0.010399 | 5.0784e-06 | 0.0037168 | 0.001553 | 0.0037932
|  | 802.6557 | 0 | 802.6557 | 0 | 729.3684 | -0.00050776 | 732.657 | 7.7317e-05 | 732.4411 | 3.5797e-05 | 724.266 | 0 | 724.266 | 0 | 802.6557 | -0.00057007 | 723.5292 | 0.00746 | 732.657 | -0.00064609 | 724.266 | 0.02461 | 724.0332 | 0.00107 | 723.5292 | 0.0006867 | 729.3684 | 0.00088285 | 724.266 | 0.99752 | 802.6557 | 0.043479 | 724.266 | -0.00010645 | 723.5292 | 0.015753 | 802.6557 | 0.0058293 | 802.6557 | 0.015284 | 0 | 0 | 3.6964e-05 | 2.4163e-05 | 5.742e-06 | 0 | 0 | 1.4997e-05 | 0.0020976 | -5.2227e-05 | 0.0058806 | 5.416e-05 | 0.00012374 | 0.00020505 | 0.23223 | 0.010534 | -5.9941e-06 | 0.0037733 | 0.0015501 | 0.0037882
|  | 802.8935 | 0 | 802.8935 | 0 | 729.6015 | 0.00082492 | 732.892 | 0.00012833 | 732.6773 | 1.2821e-05 | 724.4988 | 0 | 724.4988 | 0 | 802.8935 | 0.00069622 | 723.7586 | 0.01083 | 732.892 | 0.00020158 | 724.4988 | 0.0259 | 724.266 | -0.00060468 | 723.7586 | 0.00039221 | 729.6015 | 0.00087652 | 724.4988 | 0.99712 | 802.8935 | 0.045127 | 724.4988 | 5.497e-05 | 723.7586 | 0.017148 | 802.8935 | 0.0072085 | 802.8935 | 0.01658 | 0 | 0 | 5.1905e-05 | 7.3898e-06 | 5.3232e-06 | 0 | 0 | 3.1723e-05 | 0.0019927 | -2.7404e-05 | 0.0058934 | 2.6276e-05 | -1.25e-06 | 0.00020354 | 0.23226 | 0.010686 | 2.0652e-06 | 0.0038966 | 0.0015329 | 0.0038045
|  | 803.1313 | 0 | 803.1313 | 0 | 729.8346 | -0.00037956 | 733.1269 | -6.5434e-05 | 732.9135 | 3.2253e-05 | 724.7317 | 0 | 724.7317 | 0 | 803.1313 | -0.0004294 | 723.9879 | 0.00655 | 733.1269 | -0.00043483 | 724.7317 | 0.02472 | 724.4988 | 0.00083037 | 723.9879 | -0.00040311 | 729.8346 | 0.00086993 | 724.7317 | 0.99781 | 803.1313 | 0.04475 | 724.7317 | -3.7232e-05 | 723.9879 | 0.016837 | 803.1313 | 0.005684 | 803.1313 | 0.015419 | 0 | 0 | 4.2412e-05 | 1.8187e-05 | 5.066e-06 | 0 | 0 | 1.1766e-05 | 0.0017031 | 1.2871e-05 | 0.0058262 | 4.5575e-05 | 7.7302e-05 | 0.00020203 | 0.23211 | 0.010828 | -9.1637e-06 | 0.0039134 | 0.0014912 | 0.0037746
|  | 803.3691 | 0 | 803.3691 | 0 | 730.0677 | 0.00074336 | 733.362 | 0.00022018 | 733.1497 | 1.0641e-05 | 724.9646 | 0 | 724.9646 | 0 | 803.3691 | 0.00052836 | 724.2173 | 0.0083 | 733.362 | 0.00054434 | 724.9646 | 0.02531 | 724.7317 | -0.00043892 | 724.2173 | 0.0010771 | 730.0677 | 0.00086309 | 724.9646 | 0.99531 | 803.3691 | 0.046318 | 724.9646 | -4.1457e-05 | 724.2173 | 0.017286 | 803.3691 | 0.0068578 | 803.3691 | 0.016327 | 0 | 0 | 4.8091e-05 | 2.4758e-05 | 5.0385e-06 | 0 | 0 | 2.2313e-05 | 0.0018934 | 2.2533e-05 | 0.005805 | 8.8631e-05 | 3.3063e-05 | 0.00020038 | 0.23166 | 0.010999 | 6.9446e-06 | 0.0038272 | 0.0014986 | 0.0037443
|  | 803.6069 | 0 | 803.6069 | 0 | 730.3008 | -0.00033073 | 733.597 | -9.4574e-06 | 733.3859 | 3.202e-05 | 725.1975 | 0 | 725.1975 | 0 | 803.6069 | -0.0003407 | 724.4467 | 0.00821 | 733.597 | -0.00035256 | 725.1975 | 0.02455 | 724.9646 | 0.0012 | 724.4467 | -0.00078885 | 730.3008 | 0.00085623 | 725.1975 | 0.99449 | 803.6069 | 0.04619 | 725.1975 | 0.00010111 | 724.4467 | 0.016086 | 803.6069 | 0.0057458 | 803.6069 | 0.015164 | 0 | 0 | 4.4855e-05 | 1.4277e-05 | 4.8546e-06 | 0 | 0 | 3.0942e-05 | 0.0018659 | -1.6144e-05 | 0.0056912 | 6.4901e-05 | 0.00013864 | 0.00019887 | 0.23155 | 0.011161 | 1.066e-05 | 0.0036679 | 0.0014817 | 0.0036956
|  | 803.8447 | 0 | 803.8447 | 0 | 730.534 | 0.0007155 | 733.832 | 0.00013094 | 733.6222 | 9.0758e-06 | 725.4304 | 0 | 725.4304 | 0 | 803.8447 | 0.00060091 | 724.676 | 0.00806 | 733.832 | 0.0002152 | 725.4304 | 0.02432 | 725.1975 | -0.00064255 | 724.676 | 0.0019977 | 730.534 | 0.00084972 | 725.4304 | 0.99383 | 803.8447 | 0.047669 | 725.4304 | -9.5656e-06 | 724.676 | 0.015896 | 803.8447 | 0.0067146 | 803.8447 | 0.015915 | 0 | 0 | 4.3841e-05 | -4.0852e-06 | 4.5206e-06 | 0 | 0 | 1.5325e-05 | 0.0016698 | -6.3771e-06 | 0.0056268 | 4.0456e-05 | 0.00028292 | 0.00019741 | 0.23119 | 0.011329 | 6.2736e-06 | 0.0036857 | 0.0014871 | 0.0037176
|  | 804.0825 | 0 | 804.0825 | 0 | 730.7671 | -0.00033933 | 734.0671 | -0.0001657 | 733.8584 | 2.9201e-05 | 725.6632 | 0 | 725.6632 | 0 | 804.0825 | -0.00047203 | 724.9054 | 0.0065 | 734.0671 | -0.00026946 | 725.6632 | 0.02401 | 725.4304 | 0.00098995 | 724.9054 | 0.00046921 | 730.7671 | 0.00084411 | 725.6632 | 0.99194 | 804.0825 | 0.047603 | 725.6632 | 6.3451e-05 | 724.9054 | 0.016241 | 804.0825 | 0.0057918 | 804.0825 | 0.015349 | 0 | 0 | 6.3256e-05 | 5.1419e-06 | 4.3176e-06 | 0 | 0 | 2.6074e-06 | 0.00157 | -1.449e-05 | 0.0055933 | 3.471e-05 | 0.00025764 | 0.00019632 | 0.231 | 0.011492 | 1.2819e-05 | 0.0037987 | 0.0015161 | 0.0037024
|  | 804.3204 | 0 | 804.3204 | 0 | 731.0002 | 0.00088194 | 734.3021 | 0.00020945 | 734.0947 | 7.3477e-06 | 725.8961 | 0 | 725.8961 | 0 | 804.3204 | 0.00049396 | 725.1348 | 0.00719 | 734.3021 | 0.00014616 | 725.8961 | 0.02402 | 725.6632 | -0.00069182 | 725.1348 | 0.0017773 | 731.0002 | 0.00083995 | 725.8961 | 0.99167 | 804.3204 | 0.049036 | 725.8961 | 4.6629e-05 | 725.1348 | 0.016882 | 804.3204 | 0.0069575 | 804.3204 | 0.015786 | 0 | 0 | 6.2044e-05 | 9.663e-06 | 4.7818e-06 | 0 | 0 | 4.3535e-05 | 0.0017317 | -5.9801e-05 | 0.0055724 | 8.3786e-06 | 0.00039593 | 0.00019558 | 0.23079 | 0.011659 | 1.0813e-05 | 0.0037879 | 0.0015215 | 0.0036176
|  | 804.5582 | 0 | 804.5582 | 0 | 731.2334 | -0.00034973 | 734.5372 | -0.00012723 | 734.3309 | 3.3131e-05 | 726.129 | 0 | 726.129 | 0 | 804.5582 | -0.00012787 | 725.3641 | 0.00791 | 734.5372 | -0.000655 | 726.129 | 0.02383 | 725.8961 | 0.00076377 | 725.3641 | 0.001675 | 731.2334 | 0.0008377 | 726.129 | 0.99015 | 804.5582 | 0.049006 | 726.129 | 4.6224e-05 | 725.3641 | 0.016147 | 804.5582 | 0.005837 | 804.5582 | 0.014634 | 0 | 0 | 4.643e-05 | -8.3546e-07 | 5.3632e-06 | 0 | 0 | 7.528e-05 | 0.0017884 | -1.1627e-06 | 0.0056865 | 8.826e-05 | 0.00040341 | 0.00019535 | 0.23059 | 0.011823 | 2.9912e-06 | 0.0036187 | 0.0014893 | 0.0035738
|  | 804.7961 | 0 | 804.7961 | 0 | 731.4666 | 0.0007479 | 734.7723 | 0.00012012 | 734.5672 | 1.2268e-05 | 726.3619 | 0 | 726.3619 | 0 | 804.7961 | 0.0007609 | 725.5936 | 0.00768 | 734.7723 | 0.00064511 | 726.3619 | 0.025 | 726.129 | -5.8814e-06 | 725.5936 | 0.0018416 | 731.4666 | 0.00083759 | 726.3619 | 0.98997 | 804.7961 | 0.050417 | 726.3619 | -2.0539e-05 | 725.5936 | 0.015398 | 804.7961 | 0.0066869 | 804.7961 | 0.015418 | 0 | 0 | 4.5616e-05 | -7.1987e-06 | 5.5206e-06 | 0 | 0 | 6.7577e-05 | 0.0016381 | 4.6185e-05 | 0.005568 | 0.00012159 | 0.00014826 | 0.00019552 | 0.23048 | 0.011992 | -6.9399e-06 | 0.0035446 | 0.0014911 | 0.0035752
|  | 805.0339 | 0 | 805.0339 | 0 | 731.6998 | -0.00035661 | 735.0073 | -0.00018138 | 734.8035 | 3.4464e-05 | 726.5949 | 0 | 726.5949 | 0 | 805.0339 | -0.00019269 | 725.823 | 0.0066 | 735.0073 | -0.00025211 | 726.5949 | 0.0228 | 726.3619 | 0.00105 | 725.823 | -0.00054914 | 731.6998 | 0.00083954 | 726.5949 | 0.98862 | 805.0339 | 0.050416 | 726.5949 | -3.9038e-05 | 725.823 | 0.015501 | 805.0339 | 0.0058505 | 805.0339 | 0.014644 | 0 | 0 | 5.2724e-05 | -5.4982e-06 | 5.5806e-06 | 0 | 0 | 4.3208e-05 | 0.0016439 | 5.5234e-06 | 0.0054093 | 0.00012655 | 3.9817e-05 | 0.00019616 | 0.23007 | 0.01215 | -5.7076e-07 | 0.0036719 | 0.0014826 | 0.0035651
|  | 805.2718 | 0 | 805.2718 | 0 | 731.9329 | 0.00080888 | 735.2424 | 0.0001346 | 735.0398 | 1.2766e-05 | 726.8278 | 0 | 726.8278 | 0 | 805.2718 | 0.000556 | 726.0524 | 0.00773 | 735.2424 | 0.0002991 | 726.8278 | 0.02365 | 726.5949 | 3.6446e-05 | 726.0524 | 0.00089623 | 731.9329 | 0.0008431 | 726.8278 | 0.987 | 805.2718 | 0.051742 | 726.8278 | 3.4137e-05 | 726.0524 | 0.016508 | 805.2718 | 0.0066154 | 805.2718 | 0.015333 | 0 | 0 | 4.7246e-05 | 1.5763e-05 | 5.3795e-06 | 0 | 0 | 1.2015e-05 | 0.0018125 | -8.4687e-06 | 0.0052954 | 4.6561e-05 | 0.00022589 | 0.00019714 | 0.22983 | 0.012305 | -1.0885e-05 | 0.0034805 | 0.0014448 | 0.0035255
|  | 805.5096 | 0 | 805.5096 | 0 | 732.1661 | -0.00040371 | 735.4775 | -5.1627e-07 | 735.2761 | 3.2771e-05 | 727.0608 | 0 | 727.0608 | 0 | 805.5096 | -0.00045498 | 726.2819 | 0.00807 | 735.4775 | -0.00037114 | 727.0608 | 0.02181 | 726.8278 | 0.00036337 | 726.2819 | 0.0010729 | 732.1661 | 0.00084752 | 727.0608 | 0.98607 | 805.5096 | 0.051719 | 727.0608 | -0.00012758 | 726.2819 | 0.013832 | 805.5096 | 0.0055327 | 805.5096 | 0.014309 | 0 | 0 | 4.3164e-05 | 1.8405e-05 | 5.1385e-06 | 0 | 0 | 3.6424e-06 | 0.0017471 | 6.309e-05 | 0.005308 | 2.682e-05 | 0.00023588 | 0.00019816 | 0.22934 | 0.012457 | -2.031e-05 | 0.003315 | 0.0013976 | 0.0034385
|  | 805.7475 | 0 | 805.7475 | 0 | 732.3994 | 0.00077387 | 735.7127 | 0.00015708 | 735.5124 | 1.0715e-05 | 727.2937 | 0 | 727.2937 | 0 | 805.7475 | 0.0004856 | 726.5113 | 0.00716 | 735.7127 | 0.00090782 | 727.2937 | 0.02377 | 727.0608 | -0.00013312 | 726.5113 | 0.00098339 | 732.3994 | 0.00085184 | 727.2937 | 0.98326 | 805.7475 | 0.053016 | 727.2937 | -4.6823e-05 | 726.5113 | 0.015066 | 805.7475 | 0.0062174 | 805.7475 | 0.0146 | 0 | 0 | 4.9899e-05 | 1.0174e-06 | 5.0354e-06 | 0 | 0 | 3.4049e-05 | 0.0015842 | 8.9621e-05 | 0.0053571 | -1.412e-05 | 0.00015693 | 0.00019903 | 0.22883 | 0.012628 | -3.8588e-06 | 0.0033222 | 0.0014012 | 0.0034221
|  | 805.9854 | 0 | 805.9854 | 0 | 732.6326 | -0.00034595 | 735.9478 | -0.00014842 | 735.7487 | 3.1899e-05 | 727.5267 | 0 | 727.5267 | 0 | 805.9854 | -0.00019933 | 726.7407 | 0.00665 | 735.9478 | -0.00014541 | 727.5267 | 0.02222 | 727.2937 | 1.1871e-05 | 726.7407 | 0.00038461 | 732.6326 | 0.00085501 | 727.5267 | 0.98122 | 805.9854 | 0.053158 | 727.5267 | 1.3696e-05 | 726.7407 | 0.013894 | 805.9854 | 0.0055631 | 805.9854 | 0.014171 | 0 | 0 | 6.1771e-05 | 1.3178e-05 | 5.1039e-06 | 0 | 0 | 4.1519e-05 | 0.0017494 | 5.9748e-05 | 0.0053711 | 3.1885e-05 | 0.00022138 | 0.00019953 | 0.22842 | 0.012837 | 8.0363e-06 | 0.0033687 | 0.0014416 | 0.0034391
|  | 806.2233 | 0 | 806.2233 | 0 | 732.8658 | 0.00087568 | 736.1829 | 0.00026052 | 735.9851 | 1.1295e-05 | 727.7596 | 0 | 727.7596 | 0 | 806.2233 | 0.00054838 | 726.9701 | 0.0086 | 736.1829 | 0.00065367 | 727.7596 | 0.02389 | 727.5267 | 0.00026186 | 726.9702 | 0.0015452 | 732.8658 | 0.00085609 | 727.7596 | 0.97975 | 806.2233 | 0.054759 | 727.7596 | 5.5294e-05 | 726.9702 | 0.015471 | 806.2233 | 0.0065566 | 806.2233 | 0.014741 | 0 | 0 | 7.4374e-05 | 2.4236e-05 | 5.1427e-06 | 0 | 0 | 4.2519e-05 | 0.0016719 | 1.2872e-05 | 0.0052772 | 0.00010333 | 0.00038911 | 0.00019946 | 0.22797 | 0.01304 | -7.5765e-07 | 0.003375 | 0.0014822 | 0.0034306
|  | 806.4612 | 0 | 806.4612 | 0 | 733.099 | -0.00023787 | 736.418 | -5.4405e-05 | 736.2214 | 3.2228e-05 | 727.9927 | 0 | 727.9927 | 0 | 806.4612 | -0.00019093 | 727.1997 | 0.00597 | 736.418 | -0.0005442 | 727.9927 | 0.0214 | 727.7596 | 0.0006252 | 727.1996 | 0.0018459 | 733.099 | 0.0008544 | 727.9927 | 0.97673 | 806.4612 | 0.054866 | 727.9927 | -6.1796e-05 | 727.1996 | 0.013941 | 806.4612 | 0.0059037 | 806.4612 | 0.0141 | 0 | 0 | 6.0609e-05 | 8.2812e-06 | 5.1728e-06 | 0 | 0 | 6.5718e-05 | 0.0014007 | -2.4636e-06 | 0.0050985 | -1.299e-05 | 0.00032465 | 0.00019875 | 0.22712 | 0.01323 | -5.7464e-07 | 0.0033392 | 0.0014636 | 0.0034163
|  | 806.6991 | 0 | 806.6991 | 0 | 733.3323 | 0.0007575 | 736.6531 | 0.00012485 | 736.4578 | 1.1537e-05 | 728.2256 | 0 | 728.2256 | 0 | 806.6991 | 0.00074339 | 727.4291 | 0.00624 | 736.6531 | 0.00052324 | 728.2256 | 0.02237 | 727.9927 | -0.00073669 | 727.4291 | 0.00098414 | 733.3323 | 0.00084961 | 728.2256 | 0.97307 | 806.6991 | 0.056354 | 728.2256 | 5.6863e-05 | 727.4291 | 0.015167 | 806.6991 | 0.0064004 | 806.6991 | 0.01462 | 0 | 0 | 5.6071e-05 | -1.9734e-05 | 4.9655e-06 | 0 | 0 | 7.6277e-05 | 0.0014619 | 1.0266e-06 | 0.0050822 | 8.9974e-06 | 9.6831e-05 | 0.00019724 | 0.22602 | 0.013437 | 4.772e-06 | 0.0034037 | 0.0014498 | 0.0034153
|  | 806.937 | 0 | 806.937 | 0 | 733.5655 | -0.00027664 | 736.8883 | -0.00029268 | 736.6941 | 3.0486e-05 | 728.4586 | 0 | 728.4586 | 0 | 806.937 | -0.00010216 | 727.6586 | 0.0065 | 736.8883 | -0.00051451 | 728.4586 | 0.02126 | 728.2256 | 0.00081393 | 727.6586 | -0.00014026 | 733.5655 | 0.00084184 | 728.4586 | 0.96728 | 806.937 | 0.056604 | 728.4586 | -1.5897e-05 | 727.6586 | 0.014496 | 806.937 | 0.0057871 | 806.937 | 0.014092 | 0 | 0 | 5.8601e-05 | -2.3287e-05 | 4.4293e-06 | 0 | 0 | 2.9962e-05 | 0.0016489 | -4.2668e-05 | 0.0049635 | 7.1749e-05 | 0.00012961 | 0.00019518 | 0.22529 | 0.013638 | -6.4358e-06 | 0.0032412 | 0.001454 | 0.0033965
|  | 807.1749 | 0 | 807.1749 | 0 | 733.7988 | 0.00077906 | 737.1235 | 9.4631e-05 | 736.9305 | 6.9889e-06 | 728.6916 | 0 | 728.6916 | 0 | 807.1749 | 0.00035402 | 727.8881 | 0.00787 | 737.1235 | 0.00015163 | 728.6916 | 0.02134 | 728.4586 | -0.00019798 | 727.8881 | 0.0012698 | 733.7988 | 0.00083156 | 728.6916 | 0.96625 | 807.1749 | 0.058038 | 728.6916 | -3.9339e-05 | 727.8881 | 0.013751 | 807.1749 | 0.0064354 | 807.1749 | 0.014458 | 0 | 0 | 4.5037e-05 | -1.5449e-07 | 3.9464e-06 | 0 | 0 | -2.0588e-06 | 0.0017177 | 3.5695e-05 | 0.0050206 | 5.2902e-05 | 0.00028305 | 0.00019259 | 0.22467 | 0.013823 | -3.7405e-07 | 0.0031997 | 0.001407 | 0.0033598
|  | 807.4129 | 0 | 807.4129 | 0 | 734.032 | -0.00039293 | 737.3586 | -9.5945e-05 | 737.1669 | 2.64e-05 | 728.9247 | 0 | 728.9247 | 0 | 807.4129 | -0.00037133 | 728.1176 | 0.0071 | 737.3586 | 0.00015194 | 728.9247 | 0.02175 | 728.6916 | 0.00065201 | 728.1176 | 0.0011969 | 734.032 | 0.00081958 | 728.9247 | 0.96197 | 807.4129 | 0.058154 | 728.9247 | 3.6129e-05 | 728.1176 | 0.014134 | 807.4129 | 0.0053917 | 807.4129 | 0.013783 | 0 | 0 | 4.4508e-05 | 7.0174e-06 | 3.3982e-06 | 0 | 0 | -1.5957e-06 | 0.0019588 | 4.6952e-05 | 0.0050393 | 6.874e-06 | 0.00023155 | 0.0001897 | 0.22382 | 0.013988 | 5.1059e-06 | 0.0032777 | 0.0013629 | 0.0032942
|  | 807.6508 | 0 | 807.6508 | 0 | 734.2653 | 0.00077453 | 737.5938 | 0.00015562 | 737.4033 | 2.3508e-06 | 729.1577 | 0 | 729.1577 | 0 | 807.6508 | 0.00035792 | 728.347 | 0.00997 | 737.5938 | 0.00024736 | 729.1577 | 0.0215 | 728.9247 | -0.00059301 | 728.347 | 0.00082097 | 734.2653 | 0.00080683 | 729.1577 | 0.95898 | 807.6508 | 0.05942 | 729.1577 | 7.6922e-06 | 728.347 | 0.014431 | 807.6508 | 0.0060644 | 807.6508 | 0.013906 | 0 | 0 | 4.2794e-05 | -2.809e-06 | 3.0985e-06 | 0 | 0 | 1.6953e-05 | 0.0018421 | -6.8268e-05 | 0.0048239 | 1.813e-05 | 0.00013238 | 0.00018675 | 0.22354 | 0.014187 | -7.4563e-06 | 0.0032198 | 0.0013571 | 0.0032403
|  | 807.8888 | 0 | 807.8888 | 0 | 734.4986 | -0.00040763 | 737.829 | -0.00017951 | 737.6396 | 2.3864e-05 | 729.3908 | 0 | 729.3908 | 0 | 807.8888 | -0.00021543 | 728.5766 | 0.00608 | 737.829 | -0.00082779 | 729.3908 | 0.0199 | 729.1577 | 0.00074862 | 728.5766 | 0.00033236 | 734.4986 | 0.00079424 | 729.3908 | 0.95953 | 807.8888 | 0.05982 | 729.3908 | -7.1684e-05 | 728.5766 | 0.013622 | 807.8888 | 0.0053419 | 807.8888 | 0.013329 | 0 | 0 | 5.9702e-05 | -1.071e-06 | 3.2226e-06 | 0 | 0 | 2.4964e-05 | 0.0015422 | -1.5905e-05 | 0.0048424 | 0.00010867 | 0.00017137 | 0.00018396 | 0.22299 | 0.01443 | -2.6619e-06 | 0.0033173 | 0.0013695 | 0.0032408
|  | 808.1267 | 0 | 808.1267 | 0 | 734.7319 | 0.00091935 | 738.0642 | 0.0001704 | 737.8761 | 3.394e-06 | 729.6238 | 0 | 729.6238 | 0 | 808.1267 | 0.00042524 | 728.8061 | 0.00736 | 738.0642 | 0.00069253 | 729.6238 | 0.02166 | 729.3908 | 0.00018404 | 728.8061 | 0.0011611 | 734.7319 | 0.00078256 | 729.6238 | 0.95433 | 808.1267 | 0.061464 | 729.6238 | 4.8838e-05 | 728.8061 | 0.015288 | 808.1267 | 0.0061685 | 808.1267 | 0.013909 | 0 | 0 | 4.7596e-05 | 9.056e-06 | 3.3098e-06 | 0 | 0 | 4.1617e-05 | 0.0015586 | 5.1066e-05 | 0.0049496 | 0.00010707 | 0.00021123 | 0.00018135 | 0.22223 | 0.014677 | 8.3873e-06 | 0.003268 | 0.0013974 | 0.0032427
|  | 808.3647 | 0 | 808.3647 | 0 | 734.9652 | -0.00051129 | 738.2994 | -9.3402e-05 | 738.1126 | 2.4602e-05 | 729.8568 | 0 | 729.8568 | 0 | 808.3647 | -7.5466e-05 | 729.0356 | 0.00622 | 738.2994 | -0.00025835 | 729.8568 | 0.02082 | 729.6238 | 0.00073487 | 729.0356 | 0.00067919 | 734.9652 | 0.00077226 | 729.8568 | 0.953 | 808.3647 | 0.061889 | 729.8568 | 2.3147e-05 | 729.0356 | 0.013184 | 808.3647 | 0.0055762 | 808.3647 | 0.013345 | 0 | 0 | 1.8626e-05 | 1.0704e-05 | 3.1886e-06 | 0 | 0 | 3.6293e-05 | 0.0016264 | 1.8442e-05 | 0.0049217 | -2.2168e-05 | 0.00023519 | 0.00017917 | 0.22169 | 0.014894 | 1.4168e-05 | 0.0031153 | 0.0013846 | 0.0031966
|  | 808.6027 | 0 | 808.6027 | 0 | 735.1985 | 0.00067094 | 738.5347 | 0.00018441 | 738.3489 | 2.3759e-06 | 730.0899 | 0 | 730.0899 | 0 | 808.6027 | 0.00038049 | 729.2652 | 0.00795 | 738.5347 | 0.00041515 | 730.0899 | 0.02141 | 729.8568 | -0.00092512 | 729.2652 | 0.0013699 | 735.1985 | 0.00076347 | 730.0899 | 0.94917 | 808.6027 | 0.063286 | 730.0899 | 9.8423e-05 | 729.2652 | 0.013958 | 808.6027 | 0.0060604 | 808.6027 | 0.013521 | 0 | 0 | 3.6553e-05 | 1.1149e-05 | 3.2007e-06 | 0 | 0 | 3.2811e-05 | 0.0015789 | -3.4465e-05 | 0.0048006 | -2.7653e-05 | 0.00015597 | 0.00017728 | 0.22091 | 0.015133 | 1.1046e-05 | 0.0030317 | 0.001348 | 0.0031396
|  | 808.8406 | 0 | 808.8406 | 0 | 735.4319 | -0.00035764 | 738.7699 | -8.9624e-05 | 738.5854 | 2.4697e-05 | 730.3229 | 0 | 730.3229 | 0 | 808.8406 | -0.00010474 | 729.4947 | 0.00581 | 738.7699 | -0.00070818 | 730.3229 | 0.01979 | 730.0899 | 0.00068785 | 729.4947 | -1.0665e-05 | 735.4319 | 0.00075606 | 730.3229 | 0.9467 | 808.8406 | 0.06389 | 730.3229 | -3.6262e-06 | 729.4947 | 0.012464 | 808.8406 | 0.0052683 | 808.8406 | 0.012864 | 0 | 0 | 4.9608e-05 | 3.8601e-06 | 3.2831e-06 | 0 | 0 | 2.4179e-05 | 0.0016769 | -1.1346e-05 | 0.0047609 | -1.2606e-05 | 0.00022109 | 0.00017568 | 0.22008 | 0.015352 | 2.2491e-05 | 0.0030652 | 0.0013358 | 0.0031203
|  | 809.0786 | 0 | 809.0786 | 0 | 735.6652 | 0.00078284 | 739.0051 | 0.00012244 | 738.8218 | 3.0732e-06 | 730.556 | 0 | 730.556 | 0 | 809.0786 | 0.00030793 | 729.7242 | 0.0088 | 739.0051 | 0.00061171 | 730.556 | 0.02106 | 730.3229 | -0.00079604 | 729.7242 | 0.001937 | 735.6652 | 0.00074971 | 730.556 | 0.94171 | 809.0786 | 0.065127 | 730.556 | 0.00019661 | 729.7242 | 0.014242 | 809.0786 | 0.0059572 | 809.0786 | 0.013358 | 0 | 0 | 5.5982e-05 | -7.358e-07 | 3.3582e-06 | 0 | 0 | 3.5312e-05 | 0.0018519 | 3.5035e-06 | 0.004755 | -2.3107e-05 | 0.00038879 | 0.00017427 | 0.21893 | 0.015572 | 1.9912e-05 | 0.0032595 | 0.0013689 | 0.0031569
|  | 809.3166 | 0 | 809.3166 | 0 | 735.8986 | -0.000303 | 739.2404 | -0.0001287 | 739.0584 | 2.5325e-05 | 730.7891 | 0 | 730.7891 | 0 | 809.3166 | -1.119e-05 | 729.9539 | 0.00733 | 739.2404 | -0.00058193 | 730.7891 | 0.01974 | 730.556 | 0.00059777 | 729.9539 | 0.0014495 | 735.8986 | 0.00074401 | 730.7891 | 0.93682 | 809.3166 | 0.065731 | 730.7891 | -2.575e-05 | 729.9539 | 0.014149 | 809.3166 | 0.0055462 | 809.3166 | 0.013171 | 0 | 0 | 5.2226e-05 | -8.159e-06 | 3.4243e-06 | 0 | 0 | 3.182e-05 | 0.0017136 | 8.522e-06 | 0.0047319 | 1.8995e-05 | 0.0002476 | 0.00017298 | 0.21821 | 0.015793 | 1.0067e-05 | 0.0032561 | 0.0013482 | 0.0031436
|  | 809.5546 | 0 | 809.5546 | 0 | 736.1319 | 0.00075064 | 739.4756 | 5.9347e-05 | 739.2948 | 3.6394e-06 | 731.0222 | 0 | 731.0222 | 0 | 809.5546 | 0.00027859 | 730.1834 | 0.0076 | 739.4756 | 0.00065436 | 731.0222 | 0.02086 | 730.7891 | -0.00043478 | 730.1834 | 0.00070774 | 736.1319 | 0.00073865 | 731.0222 | 0.93541 | 809.5546 | 0.066983 | 731.0222 | 0.00011213 | 730.1834 | 0.01422 | 809.5546 | 0.0057829 | 809.5546 | 0.013247 | 0 | 0 | 4.2143e-05 | -9.8455e-06 | 3.1588e-06 | 0 | 0 | 1.7461e-05 | 0.001686 | 7.3904e-05 | 0.0047353 | -1.3012e-05 | -4.093e-05 | 0.0001718 | 0.21772 | 0.016003 | 9.6761e-06 | 0.0030973 | 0.0012842 | 0.0030639
|  | 809.7926 | 0 | 809.7926 | 0 | 736.3653 | -0.00038952 | 739.7109 | -0.00014303 | 739.5313 | 2.3073e-05 | 731.2554 | 0 | 731.2554 | 0 | 809.7926 | -0.00013186 | 730.413 | 0.00709 | 739.7109 | -2.6173e-05 | 731.2554 | 0.01976 | 731.0222 | 0.00032313 | 730.413 | -0.0010643 | 736.3653 | 0.00073348 | 731.2554 | 0.93227 | 809.7926 | 0.067491 | 731.2554 | -2.9123e-05 | 730.413 | 0.012766 | 809.7926 | 0.0050081 | 809.7926 | 0.012499 | 0 | 0 | 3.1043e-05 | -5.1458e-06 | 3.2841e-06 | 0 | 0 | 3.6444e-06 | 0.0017543 | 4.1571e-05 | 0.0046886 | 3.3213e-05 | -0.00017255 | 0.00017062 | 0.21651 | 0.016241 | -1.2791e-06 | 0.0030341 | 0.0012438 | 0.0029905
|  | 810.0307 | 0 | 810.0307 | 0 | 736.5987 | 0.00065553 | 739.9462 | 9.9283e-05 | 739.7678 | 4.7056e-06 | 731.4885 | 0 | 731.4885 | 0 | 810.0307 | 0.00016249 | 730.6426 | 0.00819 | 739.9462 | 0.00037963 | 731.4885 | 0.02047 | 731.2554 | -3.8229e-05 | 730.6426 | -0.00043862 | 736.5987 | 0.00072855 | 731.4885 | 0.92543 | 810.0307 | 0.06898 | 731.4885 | 1.8148e-05 | 730.6426 | 0.013663 | 810.0307 | 0.005443 | 810.0307 | 0.012629 | 0 | 0 | 2.7116e-05 | -2.4077e-07 | 3.6596e-06 | 0 | 0 | -2.6888e-06 | 0.0016601 | 1.1351e-05 | 0.0046236 | 5.4937e-05 | -6.8957e-05 | 0.00016947 | 0.21524 | 0.016511 | -3.2431e-06 | 0.0031132 | 0.0012462 | 0.0029603
|  | 810.2687 | 0 | 810.2687 | 0 | 736.832 | -0.00042311 | 740.1815 | -0.00010133 | 740.0043 | 2.6241e-05 | 731.7216 | 0 | 731.7216 | 0 | 810.2687 | -0.00018508 | 730.8722 | 0.00627 | 740.1815 | -0.00028314 | 731.7216 | 0.01919 | 731.4885 | 0.00050961 | 730.8722 | -0.00016202 | 736.832 | 0.00072404 | 731.7216 | 0.92086 | 810.2687 | 0.069751 | 731.7216 | -4.5967e-05 | 730.8722 | 0.013454 | 810.2687 | 0.0050281 | 810.2687 | 0.012244 | 0 | 0 | 4.4837e-05 | 2.8286e-06 | 3.1232e-06 | 0 | 0 | -2.5468e-06 | 0.0016127 | 6.4643e-05 | 0.0045837 | 4.7703e-05 | 5.1895e-05 | 0.00016855 | 0.2146 | 0.016746 | 4.9147e-07 | 0.0030612 | 0.001236 | 0.0029532
|  | 810.5067 | 0 | 810.5067 | 0 | 737.0654 | 0.00080732 | 740.4168 | 0.00012537 | 740.2408 | 1.6265e-07 | 731.9547 | 0 | 731.9547 | 0 | 810.5067 | 0.00016368 | 731.1018 | 0.00778 | 740.4168 | 0.00083248 | 731.9547 | 0.02014 | 731.7216 | -0.00010042 | 731.1017 | 0.00061416 | 737.0654 | 0.00072023 | 731.9547 | 0.92051 | 810.5067 | 0.070957 | 731.9547 | 5.0184e-05 | 731.1017 | 0.013216 | 810.5067 | 0.0053572 | 810.5067 | 0.012569 | 0 | 0 | 4.2779e-05 | -1.319e-06 | 2.8826e-06 | 0 | 0 | 2.4208e-05 | 0.001698 | 4.541e-05 | 0.0045501 | 0.00011766 | 2.7444e-05 | 0.00016777 | 0.21386 | 0.017008 | 1.3673e-05 | 0.0029775 | 0.0012656 | 0.0030014
|  | 810.7448 | 0 | 810.7448 | 0 | 737.2988 | -0.00044075 | 740.6521 | -0.00013658 | 740.4774 | 2.4213e-05 | 732.1879 | 0 | 732.1879 | 0 | 810.7448 | 3.9708e-05 | 731.3314 | 0.00701 | 740.6521 | -0.00044648 | 732.1879 | 0.01889 | 731.9547 | 0.00111 | 731.3314 | -0.00037512 | 737.2988 | 0.00071736 | 732.1879 | 0.91391 | 810.7448 | 0.071934 | 732.1879 | 6.71e-05 | 731.3314 | 0.012719 | 810.7448 | 0.0052755 | 810.7448 | 0.012647 | 0 | 0 | 4.0365e-05 | -4.7217e-06 | 3.5939e-06 | 0 | 0 | 3.8505e-05 | 0.0018053 | -2.1921e-06 | 0.0044602 | 0.00013771 | 0.00027235 | 0.00016726 | 0.21247 | 0.017288 | 2.4792e-05 | 0.0029568 | 0.0012726 | 0.0029913
|  | 810.9828 | 0 | 810.9828 | 0 | 737.5323 | 0.00078655 | 740.8874 | 9.6444e-05 | 740.7139 | 6.1782e-06 | 732.421 | 0 | 732.421 | 0 | 810.9828 | 0.0002838 | 731.561 | 0.00871 | 740.8874 | 0.00042785 | 732.421 | 0.01937 | 732.1879 | 7.1218e-05 | 731.561 | 0.0027467 | 737.5323 | 0.0007155 | 732.421 | 0.90872 | 810.9828 | 0.073312 | 732.421 | 0.00014557 | 731.561 | 0.013029 | 810.9828 | 0.0054161 | 810.9828 | 0.012485 | 0 | 0 | 5.0381e-05 | -8.5772e-06 | 3.8007e-06 | 0 | 0 | 5.0615e-05 | 0.0015533 | -6.6463e-07 | 0.0043144 | 0.00011125 | 0.00026274 | 0.00016689 | 0.21125 | 0.017556 | 8.2532e-06 | 0.0028331 | 0.0012499 | 0.0029294
|  | 811.2209 | 0 | 811.2209 | 0 | 737.7657 | -0.00035483 | 741.1227 | -0.00016933 | 740.9504 | 2.5953e-05 | 732.6542 | 0 | 732.6542 | 0 | 811.2209 | 0.00014143 | 731.7907 | 0.00482 | 741.1227 | -0.0004335 | 732.6542 | 0.01764 | 732.421 | 0.00088306 | 731.7906 | -0.00045825 | 737.7657 | 0.00071457 | 732.6542 | 0.90342 | 811.2209 | 0.074177 | 732.6542 | -7.4775e-05 | 731.7906 | 0.011648 | 811.2209 | 0.0050844 | 811.2209 | 0.012126 | 0 | 0 | 5.235e-05 | -8.5482e-06 | 3.3124e-06 | 0 | 0 | 5.404e-05 | 0.0015372 | -1.7636e-06 | 0.0042341 | 7.7822e-05 | 3.1912e-05 | 0.00016679 | 0.21 | 0.017811 | -4.9394e-06 | 0.0029663 | 0.0012366 | 0.0029301
|  | 811.4589 | 0 | 811.4589 | 0 | 737.9991 | 0.00080331 | 741.3581 | 9.669e-05 | 741.187 | 2.0501e-06 | 732.8874 | 0 | 732.8874 | 0 | 811.4589 | 0.00031257 | 732.0203 | 0.00857 | 741.3581 | 0.00041851 | 732.8874 | 0.01867 | 732.6542 | -0.00021549 | 732.0203 | 0.00073621 | 737.9991 | 0.00071427 | 732.8874 | 0.89749 | 811.4589 | 0.075461 | 732.8874 | 3.2416e-05 | 732.0203 | 0.014189 | 811.4589 | 0.0053043 | 811.4589 | 0.012491 | 0 | 0 | 5.4916e-05 | -1.0041e-05 | 2.8873e-06 | 0 | 0 | 4.1536e-05 | 0.0016273 | 5.8361e-05 | 0.00429 | 4.0312e-05 | 0.00012555 | 0.0001667 | 0.2087 | 0.018089 | -4.2353e-06 | 0.0029463 | 0.0012412 | 0.0029789
|  | 811.697 | 0 | 811.697 | 0 | 738.2325 | -0.00033273 | 741.5934 | -0.00018204 | 741.4236 | 2.236e-05 | 733.1205 | 0 | 733.1205 | 0 | 811.697 | 3.636e-05 | 732.2499 | 0.0056 | 741.5934 | 7.7564e-05 | 733.1205 | 0.01813 | 732.8874 | 0.0005612 | 732.2499 | 0.00035704 | 738.2325 | 0.00071418 | 733.1205 | 0.89277 | 811.697 | 0.076497 | 733.1205 | -6.8747e-05 | 732.2499 | 0.011467 | 811.697 | 0.0051221 | 811.697 | 0.012533 | 0 | 0 | 5.1803e-05 | -1.7217e-05 | 2.6198e-06 | 0 | 0 | 1.912e-05 | 0.0016635 | 3.4142e-05 | 0.0043321 | 5.0132e-06 | 0.00025683 | 0.00016669 | 0.20753 | 0.018346 | -8.9469e-07 | 0.0028058 | 0.0012103 | 0.0029715
|  | 811.9351 | 0 | 811.9351 | 0 | 738.466 | 0.00077652 | 741.8288 | 3.5781e-05 | 741.6602 | -2.1245e-07 | 733.3538 | 0 | 733.3538 | 0 | 811.9351 | 0.00012426 | 732.4796 | 0.00889 | 741.8288 | 0.00021249 | 733.3538 | 0.01902 | 733.1205 | -0.00051819 | 732.4796 | 0.00188 | 738.466 | 0.00071382 | 733.3538 | 0.88695 | 811.9351 | 0.077619 | 733.3538 | 6.1075e-05 | 732.4796 | 0.012972 | 811.9351 | 0.005045 | 811.9351 | 0.012429 | 0 | 0 | 4.0716e-05 | -1.5389e-05 | 2.7205e-06 | 0 | 0 | 1.8368e-05 | 0.0016238 | 3.6639e-05 | 0.0042433 | 3.1973e-05 | 0.00037475 | 0.00016653 | 0.20638 | 0.018626 | 1.1392e-05 | 0.0029239 | 0.0012016 | 0.0029209
|  | 812.1732 | 0 | 812.1732 | 0 | 738.6995 | -0.00042771 | 742.0642 | -0.00016655 | 741.8967 | 2.3212e-05 | 733.5869 | 0 | 733.5869 | 0 | 812.1732 | 3.0038e-05 | 732.7092 | 0.00525 | 742.0642 | 9.8871e-05 | 733.5869 | 0.01738 | 733.3538 | 0.00079238 | 732.7092 | 0.0013832 | 738.6995 | 0.00071277 | 733.5869 | 0.88344 | 812.1732 | 0.078843 | 733.5869 | 3.6651e-05 | 732.7092 | 0.01249 | 812.1732 | 0.0050488 | 812.1732 | 0.012106 | 0 | 0 | 7.9749e-05 | -2.5083e-05 | 2.8638e-06 | 0 | 0 | 1.3191e-05 | 0.0014102 | 7.6375e-05 | 0.0041362 | 0.00012925 | 0.00030486 | 0.00016621 | 0.20537 | 0.018932 | 6.5087e-06 | 0.0030354 | 0.0012347 | 0.0028725
|  | 812.4113 | 0 | 812.4113 | 0 | 738.933 | 0.0011107 | 742.2995 | -4.6604e-05 | 742.1334 | 9.9325e-07 | 733.8201 | 0 | 733.8201 | 0 | 812.4113 | 8.0767e-05 | 732.9389 | 0.00703 | 742.2995 | 0.00055016 | 733.8201 | 0.01809 | 733.5869 | 0.00031639 | 732.9389 | 0.0012715 | 738.933 | 0.00071074 | 733.8201 | 0.87775 | 812.4113 | 0.080186 | 733.8201 | 1.9165e-05 | 732.9389 | 0.013942 | 812.4113 | 0.0053223 | 812.4113 | 0.012022 | 0 | 0 | 9.3423e-05 | -3.1364e-05 | 2.6257e-06 | 0 | 0 | 1.9708e-05 | 0.0015997 | 1.5912e-05 | 0.0041593 | 0.00012236 | 0.00013391 | 0.00016556 | 0.20422 | 0.019255 | 1.1189e-05 | 0.0029816 | 0.0012556 | 0.0028655
|  | 812.6494 | 0 | 812.6494 | 0 | 739.1664 | -0.0003104 | 742.5349 | -0.00021986 | 742.3699 | 2.1205e-05 | 734.0533 | 0 | 734.0533 | 0 | 812.6494 | 8.4773e-05 | 733.1686 | 0.0069 | 742.5349 | -0.00041497 | 734.0533 | 0.01758 | 733.8201 | 0.00073288 | 733.1686 | -0.00010536 | 739.1664 | 0.00070759 | 734.0533 | 0.87359 | 812.6494 | 0.081548 | 734.0533 | 7.6792e-05 | 733.1686 | 0.012021 | 812.6494 | 0.0052245 | 812.6494 | 0.012048 | 0 | 0 | 5.9665e-05 | -1.2162e-05 | 2.4032e-06 | 0 | 0 | 2.8285e-05 | 0.0015101 | 9.0417e-06 | 0.004198 | 6.6639e-05 | 0.00016 | 0.0001647 | 0.20283 | 0.019583 | 1.6711e-05 | 0.0029128 | 0.001257 | 0.0028692
|  | 812.8875 | 0 | 812.8875 | 0 | 739.3999 | 0.00082153 | 742.7703 | 0.0001165 | 742.6066 | -8.9379e-07 | 734.2866 | 0 | 734.2866 | 0 | 812.8875 | 0.00015279 | 733.3982 | 0.00625 | 742.7703 | 0.00049181 | 734.2866 | 0.01842 | 734.0533 | -0.00016139 | 733.3983 | 0.0014986 | 739.3999 | 0.00070335 | 734.2866 | 0.86582 | 812.8875 | 0.082934 | 734.2866 | 6.6518e-05 | 733.3983 | 0.013343 | 812.8875 | 0.0053331 | 812.8875 | 0.012051 | 0 | 0 | 7.2676e-05 | -8.8104e-06 | 2.6999e-06 | 0 | 0 | 3.4118e-05 | 0.0013543 | 8.3577e-05 | 0.0041011 | 4.0923e-05 | 0.00024591 | 0.00016364 | 0.20166 | 0.019872 | 7.5653e-06 | 0.0028352 | 0.0012559 | 0.0028355
|  | 813.1256 | 0 | 813.1256 | 0 | 739.6334 | -0.00019909 | 743.0057 | -0.00019135 | 742.8432 | 2.3714e-05 | 734.5198 | 0 | 734.5198 | 0 | 813.1256 | 0.00013376 | 733.628 | 0.00554 | 743.0057 | 0.00021821 | 734.5198 | 0.01674 | 734.2866 | 0.00051232 | 733.628 | 0.00064218 | 739.6334 | 0.00069819 | 734.5198 | 0.86306 | 813.1256 | 0.083974 | 734.5198 | -1.6576e-06 | 733.628 | 0.011339 | 813.1256 | 0.0052158 | 813.1256 | 0.011765 | 0 | 0 | 6.7419e-05 | -9.1574e-07 | 2.8777e-06 | 0 | 0 | 4.0878e-05 | 0.0013 | 5.6116e-05 | 0.0040707 | -1.8828e-05 | 0.00023523 | 0.00016236 | 0.20039 | 0.020114 | 3.2341e-06 | 0.0027371 | 0.0012142 | 0.0027804
|  | 813.3638 | 0 | 813.3638 | 0 | 739.8669 | 0.00077651 | 743.2411 | 0.00018357 | 743.0798 | 6.0862e-07 | 734.7531 | 0 | 734.7531 | 0 | 813.3638 | 0.00020956 | 733.8577 | 0.00578 | 743.2411 | 0.00025854 | 734.7531 | 0.01817 | 734.5198 | -0.00067374 | 733.8577 | 0.0014062 | 739.8669 | 0.00069238 | 734.7531 | 0.85545 | 813.3638 | 0.084958 | 734.7531 | 2.9393e-05 | 733.8577 | 0.012495 | 813.3638 | 0.0049822 | 813.3638 | 0.011587 | 0 | 0 | 5.1991e-05 | -5.9771e-07 | 2.7721e-06 | 0 | 0 | 6.0964e-05 | 0.0013416 | -2.8194e-06 | 0.0040427 | -2.6484e-06 | 8.9116e-05 | 0.00016097 | 0.19913 | 0.020394 | 8.1626e-06 | 0.0027006 | 0.0012163 | 0.0027715
|  | 813.6019 | 0 | 813.6019 | 0 | 740.1005 | -0.00033123 | 743.4765 | -0.00018865 | 743.3165 | 2.282e-05 | 734.9863 | 0 | 734.9863 | 0 | 813.6019 | 0.00030246 | 734.0874 | 0.0059 | 743.4765 | -0.0002825 | 734.9863 | 0.01649 | 734.7531 | 0.00065103 | 734.0874 | -0.00063037 | 740.1005 | 0.00068625 | 734.9863 | 0.85178 | 813.6019 | 0.08633 | 734.9863 | 4.0588e-05 | 734.0874 | 0.011015 | 813.6019 | 0.0052333 | 813.6019 | 0.01169 | 0 | 0 | 5.6423e-05 | 3.0783e-06 | 2.9261e-06 | 0 | 0 | 4.5575e-05 | 0.0014347 | -8.5121e-06 | 0.0039692 | -1.7257e-05 | 0.00013039 | 0.00015954 | 0.19771 | 0.020705 | 2.2027e-05 | 0.0026173 | 0.0012443 | 0.0027886
|  | 813.84 | 0 | 813.84 | 0 | 740.334 | 0.00081447 | 743.712 | 0.00021479 | 743.5532 | 1.9047e-06 | 735.2195 | 0 | 735.2195 | 0 | 813.84 | 8.0279e-05 | 734.3171 | 0.00659 | 743.712 | 0.0002102 | 735.2195 | 0.01755 | 734.9863 | -0.00079898 | 734.3171 | 0.0017655 | 740.334 | 0.00068014 | 735.2195 | 0.8438 | 813.84 | 0.087548 | 735.2195 | 0.00014832 | 734.3171 | 0.01177 | 813.84 | 0.0052161 | 813.84 | 0.011728 | 0 | 0 | 3.594e-05 | 1.3684e-05 | 3.0927e-06 | 0 | 0 | 4.4777e-05 | 0.0012165 | 1.1215e-05 | 0.0039658 | -6.5731e-05 | 0.00019167 | 0.00015816 | 0.19618 | 0.021013 | 8.5114e-06 | 0.0027184 | 0.0012464 | 0.002789
|  | 814.0782 | 0 | 814.0782 | 0 | 740.5675 | -0.00050666 | 743.9474 | -9.8536e-05 | 743.7898 | 2.4235e-05 | 735.4528 | 0 | 735.4528 | 0 | 814.0782 | 0.00029576 | 734.5469 | 0.004 | 743.9474 | -0.00011492 | 735.4528 | 0.01645 | 735.2195 | 0.00023527 | 734.5469 | -9.6883e-05 | 740.5675 | 0.00067439 | 735.4528 | 0.83809 | 814.0782 | 0.088921 | 735.4528 | -7.5346e-05 | 734.5469 | 0.011895 | 814.0782 | 0.0052517 | 814.0782 | 0.011694 | 0 | 0 | 1.0395e-05 | 1.4211e-05 | 3.3873e-06 | 0 | 0 | 4.3028e-05 | 0.0011245 | 8.2765e-05 | 0.0039028 | -2.0871e-05 | 0.00013283 | 0.00015693 | 0.19484 | 0.02133 | 5.6926e-06 | 0.0028909 | 0.0012145 | 0.0027375
|  | 814.3164 | 0 | 814.3164 | 0 | 740.8011 | 0.00059566 | 744.1829 | 0.00021924 | 744.0265 | 4.3861e-06 | 735.6861 | 0 | 735.6861 | 0 | 814.3164 | 6.5577e-05 | 734.7766 | 0.00579 | 744.1829 | 0.0008179 | 735.6861 | 0.01701 | 735.4528 | -0.00041421 | 734.7766 | 0.0012533 | 740.8011 | 0.00066932 | 735.6861 | 0.83234 | 814.3164 | 0.090204 | 735.6861 | 0.00012415 | 734.7766 | 0.013272 | 814.3164 | 0.0049476 | 814.3164 | 0.011295 | 0 | 0 | 1.0227e-05 | 1.0309e-05 | 3.8217e-06 | 0 | 0 | 2.0547e-05 | 0.0012946 | 4.0022e-05 | 0.0038418 | -3.54e-07 | 0.00018855 | 0.00015581 | 0.1934 | 0.02167 | 7.0708e-06 | 0.0029983 | 0.0012124 | 0.0027434
|  | 814.5545 | 0 | 814.5545 | 0 | 741.0346 | -0.00050807 | 744.4183 | -0.00013165 | 744.2632 | 2.7907e-05 | 735.9194 | 0 | 735.9194 | 0 | 814.5545 | 0.00010697 | 735.0063 | 0.00548 | 744.4183 | -0.00047788 | 735.9194 | 0.01592 | 735.6861 | 0.00041118 | 735.0063 | 0.00038814 | 741.0346 | 0.00066516 | 735.9194 | 0.82536 | 814.5545 | 0.091765 | 735.9194 | -6.3543e-05 | 735.0063 | 0.012831 | 814.5545 | 0.0052333 | 814.5545 | 0.011743 | 0 | 0 | 2.0464e-05 | -7.4084e-06 | 3.9897e-06 | 0 | 0 | 9.4785e-05 | 0.0011934 | 3.3409e-05 | 0.0037208 | -2.4014e-05 | 0.00033665 | 0.00015501 | 0.19167 | 0.02217 | -6.3006e-06 | 0.0028302 | 0.0013034 | 0.0028229
|  | 814.7927 | 0 | 814.7927 | 0 | 741.2682 | 0.00068329 | 744.6537 | 6.8734e-05 | 744.4999 | 5.8045e-06 | 736.1527 | 0 | 736.1527 | 0 | 814.7927 | 0.00068898 | 735.2361 | 0.00491 | 744.6537 | 0.00076163 | 736.1527 | 0.01598 | 735.9194 | -0.00061701 | 735.2361 | 0.0025426 | 741.2682 | 0.0006621 | 736.1527 | 0.81793 | 814.7927 | 0.094406 | 736.1527 | 9.5252e-06 | 735.2361 | 0.011808 | 814.7927 | 0.0057121 | 814.7927 | 0.011962 | 0 | 0 | 3.3112e-05 | -1.1499e-05 | 4.3194e-06 | 0 | 0 | 7.4603e-05 | 0.0011674 | 1.8404e-05 | 0.0036485 | -6.1522e-06 | 0.00037844 | 0.00015443 | 0.19012 | 0.022627 | 3.619e-06 | 0.0026817 | 0.0012626 | 0.0027133
|  | 815.0309 | 0 | 815.0309 | 0 | 741.5018 | -0.00039978 | 744.8892 | -0.00016641 | 744.7366 | 3.0685e-05 | 736.386 | 0 | 736.386 | 0 | 815.0309 | -6.2563e-05 | 735.4659 | 0.00525 | 744.8892 | -0.00060531 | 736.386 | 0.0153 | 736.1527 | 0.00056426 | 735.4659 | 0.00075105 | 741.5018 | 0.00066014 | 736.386 | 0.81207 | 815.0309 | 0.095588 | 736.386 | 2.1502e-05 | 735.4659 | 0.011532 | 815.0309 | 0.0048895 | 815.0309 | 0.01082 | 0 | 0 | 4.362e-05 | 9.424e-07 | 4.6529e-06 | 0 | 0 | 1.4627e-05 | 0.0014244 | 1.0014e-05 | 0.0037543 | -2.274e-05 | 4.0898e-05 | 0.00015409 | 0.1887 | 0.022952 | 1.1066e-05 | 0.0025943 | 0.0011724 | 0.002619
|  | 815.2691 | 0 | 815.2691 | 0 | 741.7354 | 0.00077326 | 745.1248 | 0.00017441 | 744.9733 | 8.6297e-06 | 736.6193 | 0 | 736.6193 | 0 | 815.2691 | 0.00018538 | 735.6956 | 0.00715 | 745.1248 | 0.00069034 | 736.6193 | 0.01688 | 736.386 | -0.00075923 | 735.6956 | -0.00039501 | 741.7354 | 0.0006592 | 736.6193 | 0.80539 | 815.2691 | 0.097131 | 736.6193 | 7.3351e-05 | 735.6956 | 0.011053 | 815.2691 | 0.0049549 | 815.2691 | 0.011171 | 0 | 0 | 4.9719e-05 | 5.6133e-06 | 4.859e-06 | 0 | 0 | 2.9853e-05 | 0.0014087 | 6.5788e-05 | 0.0037031 | -4.0978e-05 | -7.6964e-05 | 0.00015395 | 0.18691 | 0.023287 | 4.9605e-06 | 0.0026263 | 0.0011498 | 0.0026612
|  | 815.5073 | 0 | 815.5073 | 0 | 741.9689 | -0.00034756 | 745.3602 | -0.00012673 | 745.2101 | 3.2418e-05 | 736.8527 | 0 | 736.8527 | 0 | 815.5073 | 6.5274e-05 | 735.9254 | 0.00511 | 745.3602 | -0.00013156 | 736.8527 | 0.01486 | 736.6193 | 0.00040798 | 735.9254 | -0.00027483 | 741.9689 | 0.00065901 | 736.8527 | 0.79663 | 815.5073 | 0.098392 | 736.8527 | -3.0834e-05 | 735.9254 | 0.011805 | 815.5073 | 0.0046989 | 815.5073 | 0.011174 | 0 | 0 | 6.2505e-05 | 5.9759e-06 | 4.94e-06 | 0 | 0 | 6.311e-05 | 0.0013684 | 3.2497e-05 | 0.0036891 | -2.8106e-05 | 8.1813e-05 | 0.000154 | 0.18482 | 0.023646 | 4.6755e-06 | 0.0027351 | 0.0011821 | 0.0026933
|  | 815.7455 | 0 | 815.7455 | 0 | 742.2026 | 0.0008826 | 745.5957 | 0.00017749 | 745.4468 | 9.3224e-06 | 737.086 | 0 | 737.086 | 0 | 815.7455 | 0.00046462 | 736.1552 | 0.0068 | 745.5957 | 0.00040758 | 737.086 | 0.01676 | 736.8527 | -0.00064889 | 736.1552 | 0.00098688 | 742.2026 | 0.00065922 | 737.086 | 0.78753 | 815.7455 | 0.10015 | 737.086 | 7.0908e-05 | 736.1552 | 0.011999 | 815.7455 | 0.0052264 | 815.7455 | 0.01144 | 0 | 0 | 4.6567e-05 | 1.4879e-05 | 4.9764e-06 | 0 | 0 | 5.6349e-05 | 0.0012857 | -4.0333e-05 | 0.0037253 | 7.1299e-05 | 0.00016045 | 0.000154 | 0.18327 | 0.023989 | 1.3952e-05 | 0.0026571 | 0.0011695 | 0.0026857
|  | 815.9837 | 0 | 815.9837 | 0 | 742.4362 | -0.00048389 | 745.8312 | -5.1145e-05 | 745.6835 | 3.2717e-05 | 737.3193 | 0 | 737.3193 | 0 | 815.9837 | 8.469e-06 | 736.385 | 0.00439 | 745.8312 | -0.00075005 | 737.3193 | 0.01517 | 737.086 | 0.00126 | 736.385 | 0.00040961 | 742.4362 | 0.00065941 | 737.3193 | 0.7833 | 815.9837 | 0.10125 | 737.3193 | 4.8676e-05 | 736.385 | 0.011127 | 815.9837 | 0.0045921 | 815.9837 | 0.011108 | 0 | 0 | 3.2942e-05 | 6.6722e-06 | 5.0117e-06 | 0 | 0 | 5.041e-05 | 0.0011708 | -2.2215e-05 | 0.0036504 | 6.1867e-05 | 0.00037032 | 0.00015404 | 0.18156 | 0.024331 | 1.6749e-05 | 0.0026126 | 0.0011746 | 0.0026733
|  | 816.2219 | 0 | 816.2219 | 0 | 742.6698 | 0.00076587 | 746.0668 | 0.0001078 | 745.9203 | 9.6186e-06 | 737.5527 | 0 | 737.5527 | 0 | 816.2219 | 0.00041475 | 736.6148 | 0.0058 | 746.0668 | 0.00056141 | 737.5527 | 0.01612 | 737.3193 | -0.00072972 | 736.6148 | 0.0028134 | 742.6698 | 0.00065916 | 737.5527 | 0.77291 | 816.2219 | 0.10303 | 737.5527 | 9.4886e-05 | 736.6148 | 0.011611 | 816.2219 | 0.0052695 | 816.2219 | 0.011336 | 0 | 0 | 6.4146e-05 | -7.259e-06 | 5.2152e-06 | 0 | 0 | 3.3085e-05 | 0.0013098 | -2.1545e-05 | 0.0036343 | 4.4365e-05 | 0.00035055 | 0.00015389 | 0.17979 | 0.024663 | 9.1035e-06 | 0.0026272 | 0.0011762 | 0.0026154
|  | 816.4601 | 0 | 816.4601 | 0 | 742.9034 | -0.00021678 | 746.3023 | -0.00016944 | 746.1571 | 3.4427e-05 | 737.786 | 0 | 737.786 | 0 | 816.4601 | -0.00013699 | 736.8446 | 0.0056 | 746.3023 | -0.00074435 | 737.786 | 0.01503 | 737.5527 | 0.00111 | 736.8446 | 0.0002375 | 742.9034 | 0.00065814 | 737.786 | 0.76807 | 816.4601 | 0.10403 | 737.786 | -1.6858e-05 | 736.8446 | 0.011254 | 816.4601 | 0.0046052 | 816.4601 | 0.01062 | 0 | 0 | 7.9024e-05 | -3.6743e-08 | 5.2866e-06 | 0 | 0 | 1.8695e-05 | 0.0011582 | 3.865e-06 | 0.0036165 | 3.2378e-05 | 0.00016929 | 0.00015353 | 0.17803 | 0.025039 | 1.6716e-05 | 0.0027605 | 0.0011307 | 0.0025857
|  | 816.6984 | 0 | 816.6984 | 0 | 743.1371 | 0.00089323 | 746.5378 | 0.00016913 | 746.3939 | 1.0231e-05 | 738.0194 | 0 | 738.0194 | 0 | 816.6984 | 0.00029394 | 737.0744 | 0.00448 | 746.5378 | 0.00077717 | 738.0194 | 0.01596 | 737.786 | -0.00083248 | 737.0744 | 0.0012359 | 743.1371 | 0.00065612 | 738.0194 | 0.75743 | 816.6984 | 0.10617 | 738.0194 | 0.0001601 | 737.0744 | 0.012771 | 816.6984 | 0.0048868 | 816.6984 | 0.011086 | 0 | 0 | 5.6478e-05 | -1.7295e-06 | 4.9471e-06 | 0 | 0 | 2.1706e-05 | 0.00088611 | 1.5875e-06 | 0.0036142 | 2.5385e-05 | 0.00023613 | 0.00015294 | 0.17599 | 0.025412 | 1.2847e-05 | 0.0027031 | 0.001095 | 0.0025745
|  | 816.9366 | 0 | 816.9366 | 0 | 743.3707 | -0.00040977 | 746.7734 | -0.00018381 | 746.6307 | 3.1549e-05 | 738.2528 | 0 | 738.2528 | 0 | 816.9366 | -0.00011172 | 737.3043 | 0.00323 | 746.7734 | -0.00076369 | 738.2528 | 0.01501 | 738.0194 | 0.00105 | 737.3043 | 0.00081873 | 743.3707 | 0.00065302 | 738.2528 | 0.75061 | 816.9366 | 0.10716 | 738.2528 | -5.0014e-05 | 737.3043 | 0.010749 | 816.9366 | 0.0043053 | 816.9366 | 0.010527 | 0 | 0 | 4.8623e-05 | -9.9918e-06 | 4.505e-06 | 0 | 0 | 4.4738e-05 | 0.001101 | 4.1648e-06 | 0.0035443 | 6.8135e-05 | 0.00031838 | 0.00015209 | 0.17402 | 0.025764 | 9.0443e-06 | 0.0024857 | 0.0011213 | 0.0025155
|  | 817.1749 | 0 | 817.1749 | 0 | 743.6044 | 0.00082599 | 747.009 | 9.8989e-05 | 746.8675 | 6.4985e-06 | 738.4861 | 0 | 738.4861 | 0 | 817.1749 | 0.00048726 | 737.5341 | 0.00635 | 747.009 | 0.00079905 | 738.4861 | 0.01537 | 738.2528 | -0.00046615 | 737.5341 | 0.0019515 | 743.6044 | 0.00064891 | 738.4861 | 0.741 | 817.1749 | 0.10911 | 738.4861 | 0.00012754 | 737.5341 | 0.010879 | 817.1749 | 0.0051075 | 817.1749 | 0.010589 | 0 | 0 | 5.8158e-05 | 2.4273e-06 | 4.1241e-06 | 0 | 0 | 3.604e-05 | 0.0013191 | 4.7678e-05 | 0.0035197 | -3.1014e-05 | 4.5912e-05 | 0.00015108 | 0.1721 | 0.02613 | 2.4225e-05 | 0.0025789 | 0.0011454 | 0.0024618
|  | 817.4131 | 0 | 817.4131 | 0 | 743.8381 | -0.00032828 | 747.2445 | -7.8378e-05 | 747.1043 | 2.833e-05 | 738.7195 | 0 | 738.7195 | 0 | 817.4131 | -0.00018473 | 737.7639 | 0.00513 | 747.2445 | -0.00039421 | 738.7195 | 0.01479 | 738.4861 | 0.00020032 | 737.7639 | -0.0015519 | 743.8381 | 0.00064397 | 738.7195 | 0.73371 | 817.4131 | 0.11023 | 738.7195 | 8.0042e-05 | 737.7639 | 0.011566 | 817.4131 | 0.004507 | 817.4131 | 0.010076 | 0 | 0 | 4.6368e-05 | 9.9259e-06 | 3.6743e-06 | 0 | 0 | 1.7449e-05 | 0.0012067 | -3.0818e-06 | 0.0034634 | 1.1372e-06 | 3.5049e-06 | 0.00014982 | 0.17033 | 0.026547 | 1.1996e-05 | 0.0027615 | 0.0011275 | 0.0024522
|  | 817.6514 | 0 | 817.6514 | 0 | 744.0717 | 0.0007252 | 747.4801 | 0.00016264 | 747.3411 | 2.7002e-06 | 738.953 | 0 | 738.953 | 0 | 817.6514 | 0.00033119 | 737.9938 | 0.00537 | 747.4801 | 0.00036805 | 738.953 | 0.01488 | 738.7195 | -0.00019057 | 737.9938 | 0.0015824 | 744.0717 | 0.00063849 | 738.953 | 0.7255 | 817.6514 | 0.1126 | 738.953 | 2.2729e-05 | 737.9938 | 0.012462 | 817.6514 | 0.004957 | 817.6514 | 0.010508 | 0 | 0 | 3.7253e-05 | -4.4947e-06 | 3.4139e-06 | 0 | 0 | 1.8698e-05 | 0.0011826 | -2.542e-06 | 0.0034123 | 0.00010149 | 0.00014658 | 0.00014855 | 0.16849 | 0.026987 | 4.6717e-06 | 0.0025109 | 0.0010876 | 0.0024549
|  | 817.8897 | 0 | 817.8897 | 0 | 744.3054 | -0.0004064 | 747.7157 | -0.0002008 | 747.5779 | 2.6133e-05 | 739.1864 | 0 | 739.1864 | 0 | 817.8897 | -0.00017424 | 738.2236 | 0.00492 | 747.7157 | -0.00038963 | 739.1864 | 0.01436 | 738.953 | 0.00106 | 738.2236 | -0.00030701 | 744.3054 | 0.00063281 | 739.1864 | 0.71829 | 817.8897 | 0.11392 | 739.1864 | 1.7302e-05 | 738.2236 | 0.0093857 | 817.8897 | 0.0041723 | 817.8897 | 0.010098 | 0 | 0 | 4.2331e-05 | 4.0295e-06 | 3.4904e-06 | 0 | 0 | 3.4392e-05 | 0.0012485 | 3.4227e-06 | 0.0034065 | 2.0833e-05 | 0.00010394 | 0.00014724 | 0.16675 | 0.027399 | 8.4629e-06 | 0.0022582 | 0.0011306 | 0.0024588
|  | 818.128 | 0 | 818.128 | 0 | 744.5391 | 0.00076866 | 747.9513 | 0.00023501 | 747.8148 | 3.3446e-06 | 739.4198 | 0 | 739.4198 | 0 | 818.128 | 0.00046289 | 738.4535 | 0.00594 | 747.9513 | 0.00041868 | 739.4198 | 0.01483 | 739.1864 | -0.00088149 | 738.4536 | 0.0012112 | 744.5391 | 0.00062726 | 739.4198 | 0.71057 | 818.128 | 0.11605 | 739.4198 | 5.5216e-05 | 738.4536 | 0.010258 | 818.128 | 0.0053171 | 818.128 | 0.010539 | 0 | 0 | 4.0515e-05 | -5.2998e-07 | 3.2167e-06 | 0 | 0 | 2.4684e-05 | 0.0010976 | 1.7556e-05 | 0.0033793 | -6.9823e-05 | 6.1117e-05 | 0.00014599 | 0.16502 | 0.027775 | 1.2057e-05 | 0.0023205 | 0.0011577 | 0.002443
|  | 818.3663 | 0 | 818.3663 | 0 | 744.7728 | -0.00042194 | 748.1869 | -0.0002395 | 748.0516 | 2.3814e-05 | 739.6533 | 0 | 739.6533 | 0 | 818.3663 | -0.00025571 | 738.6834 | 0.00361 | 748.1869 | -0.00026965 | 739.6533 | 0.01412 | 739.4198 | 0.00028318 | 738.6834 | -0.00067941 | 744.7728 | 0.00062213 | 739.6533 | 0.70313 | 818.3663 | 0.11707 | 739.6533 | 4.8077e-05 | 738.6834 | 0.0099326 | 818.3663 | 0.0044001 | 818.3663 | 0.0099656 | 0 | 0 | 2.8192e-05 | -8.8496e-06 | 2.6358e-06 | 0 | 0 | 1.6246e-05 | 0.001193 | 8.0141e-05 | 0.0034695 | -1.4348e-05 | 0.00013541 | 0.00014487 | 0.16312 | 0.028206 | 2.5513e-05 | 0.002472 | 0.0011195 | 0.0024266
|  | 818.6046 | 0 | 818.6046 | 0 | 745.0065 | 0.0006632 | 748.4226 | 0.0001644 | 748.2885 | -1.5589e-06 | 739.8867 | 0 | 739.8867 | 0 | 818.6046 | 0.00039206 | 738.9133 | 0.00677 | 748.4226 | 0.00094979 | 739.8867 | 0.01561 | 739.6533 | -0.00040609 | 738.9133 | 0.0018576 | 745.0065 | 0.00061766 | 739.8867 | 0.69467 | 818.6046 | 0.11966 | 739.8867 | 0.00017054 | 738.9133 | 0.011576 | 818.6046 | 0.004996 | 818.6046 | 0.010401 | 0 | 0 | 1.9018e-05 | 3.4884e-06 | 2.6079e-06 | 0 | 0 | 2.564e-05 | 0.0013554 | 3.8056e-06 | 0.003461 | -1.4206e-05 | 0.00023338 | 0.00014395 | 0.16093 | 0.028648 | 9.8339e-06 | 0.0023649 | 0.0011168 | 0.0024296
|  | 818.8429 | 0 | 818.8429 | 0 | 745.2403 | -0.00050049 | 748.6581 | -0.00013479 | 748.5254 | 2.3578e-05 | 740.1201 | 0 | 740.1201 | 0 | 818.8429 | -0.00017687 | 739.1432 | 0.00502 | 748.6581 | -0.00091748 | 740.1201 | 0.01404 | 739.8867 | 0.00028436 | 739.1432 | 0.00017254 | 745.2403 | 0.00061393 | 740.1201 | 0.684 | 818.8429 | 0.12078 | 740.1201 | -8.6298e-05 | 739.1432 | 0.0089953 | 818.8429 | 0.0043768 | 818.8429 | 0.0099906 | 0 | 0 | 5.2544e-05 | -1.2561e-06 | 2.6791e-06 | 0 | 0 | 3.2443e-05 | 0.0013692 | -1.9886e-05 | 0.0033887 | 1.7996e-05 | 3.868e-05 | 0.00014313 | 0.15881 | 0.029082 | -2.0234e-06 | 0.002393 | 0.0011509 | 0.0024407
|  | 819.0812 | 0 | 819.0812 | 0 | 745.474 | 0.00095016 | 748.8938 | 0.00012413 | 748.7623 | -9.5763e-07 | 740.3536 | 0 | 740.3536 | 0 | 819.0812 | 0.00044914 | 739.3731 | 0.00689 | 748.8938 | 0.00074871 | 740.3536 | 0.01499 | 740.1201 | -0.00013019 | 739.3731 | 0.00016393 | 745.474 | 0.00061095 | 740.3536 | 0.67653 | 819.0812 | 0.12328 | 740.3536 | 6.8964e-05 | 739.3731 | 0.011821 | 819.0812 | 0.005282 | 819.0812 | 0.010492 | 0 | 0 | 7.1129e-05 | 2.3479e-06 | 2.6128e-06 | 0 | 0 | 1.4169e-05 | 0.0011301 | 3.927e-05 | 0.0032801 | 7.1815e-05 | -7.9807e-06 | 0.00014254 | 0.15701 | 0.029528 | 2.5055e-05 | 0.0024846 | 0.0011463 | 0.0024318
|  | 819.3195 | 0 | 819.3195 | 0 | 745.7078 | -0.00034161 | 749.1295 | -0.0001042 | 748.9991 | 2.3018e-05 | 740.587 | 0 | 740.587 | 0 | 819.3195 | -0.00033023 | 739.603 | 0.00294 | 749.1295 | -0.00041543 | 740.587 | 0.01311 | 740.3536 | 0.00074541 | 739.603 | -0.00023335 | 745.7078 | 0.00060857 | 740.587 | 0.66854 | 819.3195 | 0.12452 | 740.587 | 0.00014568 | 739.603 | 0.0097917 | 819.3195 | 0.0043377 | 819.3195 | 0.0099162 | 0 | 0 | 4.7343e-05 | -4.3588e-06 | 2.9796e-06 | 0 | 0 | 2.937e-05 | 0.0010323 | 5.4902e-06 | 0.0032529 | 5.8586e-06 | 0.0002611 | 0.00014203 | 0.15483 | 0.029991 | 2.7711e-05 | 0.0022784 | 0.0011117 | 0.0024367
|  | 819.5578 | 0 | 819.5578 | 0 | 745.9415 | 0.00074666 | 749.3651 | 6.7206e-05 | 749.2361 | 2.1341e-06 | 740.8206 | 0 | 740.8206 | 0 | 819.5578 | 0.00057669 | 739.8329 | 0.00604 | 749.3651 | 0.00046203 | 740.8206 | 0.01475 | 740.587 | -0.00069522 | 739.8329 | 0.0025046 | 745.9415 | 0.0006066 | 740.8206 | 0.65752 | 819.5578 | 0.12715 | 740.8206 | 9.1654e-05 | 739.8329 | 0.010028 | 819.5578 | 0.0049915 | 819.5578 | 0.010532 | 0 | 0 | 4.6739e-05 | -1.5109e-05 | 3.3618e-06 | 0 | 0 | 3.8334e-05 | 0.0011979 | 2.8385e-05 | 0.0032778 | -3.2812e-05 | 0.00037385 | 0.00014159 | 0.15277 | 0.030429 | 1.2067e-05 | 0.0022705 | 0.0010984 | 0.0024178
|  | 819.7962 | 0 | 819.7962 | 0 | 746.1753 | -0.00034678 | 749.6008 | -0.00019544 | 749.473 | 2.6249e-05 | 741.054 | 0 | 741.054 | 0 | 819.7962 | -0.00025502 | 740.0629 | 0.00438 | 749.6008 | -0.00022113 | 741.054 | 0.01333 | 740.8206 | 0.0004142 | 740.0629 | 0.00074737 | 746.1753 | 0.00060478 | 741.054 | 0.65124 | 819.7962 | 0.12819 | 741.054 | 1.1719e-05 | 740.0629 | 0.0097228 | 819.7962 | 0.0042259 | 819.7962 | 0.0097566 | 0 | 0 | 5.503e-05 | -8.9955e-06 | 3.6761e-06 | 0 | 0 | 5.9104e-05 | 0.001191 | 6.6817e-05 | 0.0032272 | 2.2636e-05 | 0.00035569 | 0.00014115 | 0.15082 | 0.030877 | 1.3577e-05 | 0.002212 | 0.0011197 | 0.0024037
|  | 820.0345 | 0 | 820.0345 | 0 | 746.4091 | 0.00081759 | 749.8364 | 0.00011909 | 749.7099 | 4.7804e-06 | 741.2875 | 0 | 741.2875 | 0 | 820.0345 | 0.00075098 | 740.2928 | 0.00598 | 749.8364 | 0.00078819 | 741.2875 | 0.01431 | 741.054 | -0.00022028 | 740.2928 | 0.0023467 | 746.4091 | 0.00060287 | 741.2875 | 0.64045 | 820.0345 | 0.13091 | 741.2875 | 0.00010456 | 740.2928 | 0.0095186 | 820.0345 | 0.0051696 | 820.0345 | 0.010414 | 0 | 0 | 5.6751e-05 | -9.3021e-06 | 3.9453e-06 | 0 | 0 | 5.7367e-05 | 0.0010878 | 0.00012165 | 0.0031809 | 0.00013074 | 5.8209e-05 | 0.00014067 | 0.14851 | 0.031339 | 3.5922e-06 | 0.0022934 | 0.0010968 | 0.0023535
|  | 820.2729 | 0 | 820.2729 | 0 | 746.6428 | -0.00033205 | 750.0721 | -0.00019802 | 749.9468 | 2.8522e-05 | 741.521 | 0 | 741.521 | 0 | 820.2729 | -0.00026963 | 740.5228 | 0.00348 | 750.0721 | 0.00024401 | 741.521 | 0.01294 | 741.2875 | 0.00134 | 740.5228 | -0.0018405 | 746.6428 | 0.00060066 | 741.521 | 0.63179 | 820.2729 | 0.13204 | 741.521 | -7.3785e-05 | 740.5228 | 0.010426 | 820.2729 | 0.0040337 | 820.2729 | 0.0093338 | 0 | 0 | 5.2492e-05 | -2.0314e-05 | 3.7155e-06 | 0 | 0 | 2.3887e-05 | 0.0010496 | 0.00012271 | 0.0031607 | 6.2721e-05 | 8.2554e-05 | 0.00014014 | 0.14641 | 0.031817 | 2.1406e-05 | 0.0023394 | 0.0010757 | 0.0023121
|  | 820.5112 | 0 | 820.5112 | 0 | 746.8766 | 0.00078104 | 750.3078 | 2.5622e-05 | 750.1838 | 2.8405e-06 | 741.7545 | 0 | 741.7545 | 0 | 820.5112 | 0.00047005 | 740.7527 | 0.00565 | 750.3078 | 0.00079738 | 741.7545 | 0.01413 | 741.521 | -0.00080268 | 740.7527 | 0.0025586 | 746.8766 | 0.00059802 | 741.7545 | 0.62214 | 820.5112 | 0.13492 | 741.7545 | 0.00025712 | 740.7527 | 0.0099238 | 820.5112 | 0.0049924 | 820.5112 | 0.010066 | 0 | 0 | 5.791e-05 | -9.4781e-06 | 3.3346e-06 | 0 | 0 | 9.0987e-06 | 0.00094522 | 4.4094e-05 | 0.0030766 | 6.5072e-05 | 0.00018402 | 0.00013943 | 0.14425 | 0.032306 | 2.4319e-05 | 0.00219 | 0.0010561 | 0.0023137
|  | 820.7496 | 0 | 820.7496 | 0 | 747.1104 | -0.00028558 | 750.5435 | -0.00010604 | 750.4207 | 2.5307e-05 | 741.988 | 0 | 741.988 | 0 | 820.7496 | -0.00039371 | 740.9827 | 0.00257 | 750.5435 | -0.00042327 | 741.988 | 0.01222 | 741.7545 | 0.00136 | 740.9827 | -0.00095834 | 747.1104 | 0.00059491 | 741.988 | 0.61326 | 820.7496 | 0.13613 | 741.988 | -4.8839e-05 | 740.9827 | 0.0091213 | 820.7496 | 0.0038683 | 820.7496 | 0.0093467 | 0 | 0 | 5.5303e-05 | 3.3053e-06 | 3.5629e-06 | 0 | 0 | -3.2259e-08 | 0.00098086 | 1.1087e-05 | 0.0030147 | 0.00015038 | 2.7971e-05 | 0.00013869 | 0.14198 | 0.032794 | -5.695e-06 | 0.0021348 | 0.0010804 | 0.0023033
|  | 820.988 | 0 | 820.988 | 0 | 747.3442 | 0.00075861 | 750.7792 | 0.00013408 | 750.6577 | 4.7611e-06 | 742.2216 | 0 | 742.2216 | 0 | 820.988 | 0.00039344 | 741.2127 | 0.00596 | 750.7792 | 0.00051734 | 742.2216 | 0.0136 | 741.988 | -7.2062e-05 | 741.2126 | 0.0012016 | 747.3442 | 0.00059136 | 742.2216 | 0.60276 | 820.988 | 0.13902 | 742.2216 | 6.3664e-08 | 741.2126 | 0.0094435 | 820.988 | 0.0051968 | 820.988 | 0.0099792 | 0 | 0 | 4.882e-05 | 7.0169e-06 | 3.7132e-06 | 0 | 0 | -1.3873e-05 | 0.0010292 | -1.7627e-05 | 0.0030798 | 4.3801e-06 | 0.00025762 | 0.00013782 | 0.13969 | 0.033271 | 3.5339e-06 | 0.0021637 | 0.0010815 | 0.002324
|  | 821.2264 | 0 | 821.2264 | 0 | 747.5781 | -0.00034103 | 751.0149 | -7.4546e-05 | 750.8946 | 2.6582e-05 | 742.4551 | 0 | 742.4551 | 0 | 821.2264 | -0.00050983 | 741.4426 | 0.00299 | 751.0149 | -0.0006669 | 742.4551 | 0.01277 | 742.2216 | 0.00010958 | 741.4426 | 0.0010387 | 747.5781 | 0.00058746 | 742.4551 | 0.59333 | 821.2264 | 0.14011 | 742.4551 | 3.0195e-05 | 741.4426 | 0.009373 | 821.2264 | 0.0038764 | 821.2264 | 0.0095187 | 0 | 0 | 4.8561e-05 | 5.9141e-06 | 3.097e-06 | 0 | 0 | -1.2242e-05 | 0.00097282 | -3.479e-05 | 0.0030568 | -3.4796e-05 | 0.00017464 | 0.00013688 | 0.13745 | 0.033741 | 1.5572e-05 | 0.0021445 | 0.0010073 | 0.0022807
|  | 821.4647 | 0 | 821.4647 | 0 | 747.8119 | 0.00075639 | 751.2507 | 0.00012473 | 751.1317 | -4.4708e-07 | 742.6887 | 0 | 742.6887 | 0 | 821.4647 | 0.00040713 | 741.6726 | 0.00547 | 751.2507 | 0.00037172 | 742.6887 | 0.01341 | 742.4551 | -0.00040751 | 741.6726 | 0.00047997 | 747.8119 | 0.00058334 | 742.6887 | 0.58388 | 821.4647 | 0.14296 | 742.6887 | 0.00010317 | 741.6726 | 0.0092761 | 821.4647 | 0.0045745 | 821.4647 | 0.0096151 | 0 | 0 | 3.9907e-05 | -1.3133e-07 | 2.6584e-06 | 0 | 0 | -1.0316e-05 | 0.00085553 | 2.7466e-05 | 0.0030027 | 4.3798e-05 | -7.8946e-06 | 0.00013595 | 0.13534 | 0.034222 | 1.9025e-05 | 0.0021456 | 0.0010165 | 0.0022365
|  | 821.7032 | 0 | 821.7032 | 0 | 748.0458 | -0.00041514 | 751.4864 | -0.00012584 | 751.3687 | 2.2881e-05 | 742.9222 | 0 | 742.9222 | 0 | 821.7032 | -0.00049367 | 741.9026 | 0.00197 | 751.4864 | -0.00013874 | 742.9222 | 0.0123 | 742.6887 | 0.00078263 | 741.9026 | -0.00054862 | 748.0458 | 0.00057917 | 742.9222 | 0.57491 | 821.7032 | 0.14413 | 742.9222 | 5.9726e-05 | 741.9026 | 0.0093826 | 821.7032 | 0.003953 | 821.7032 | 0.0091471 | 0 | 0 | 3.4792e-05 | -8.4435e-07 | 2.7365e-06 | 0 | 0 | 5.6222e-06 | 0.00076698 | 3.5961e-05 | 0.0030521 | 6.8609e-05 | 3.0778e-05 | 0.00013495 | 0.13298 | 0.034757 | 2.8805e-05 | 0.0022542 | 0.0010677 | 0.0022437
|  | 821.9416 | 0 | 821.9416 | 0 | 748.2796 | 0.00071272 | 751.7222 | 0.00011867 | 751.6056 | 2.1191e-07 | 743.1558 | 0 | 743.1558 | 0 | 821.9416 | 0.00054084 | 742.1326 | 0.0047 | 751.7222 | 0.00044385 | 743.1558 | 0.01384 | 742.9222 | -0.00019517 | 742.1326 | 0.00081627 | 748.2796 | 0.00057511 | 743.1558 | 0.56403 | 821.9416 | 0.14745 | 743.1558 | 0.00018698 | 742.1326 | 0.010221 | 821.9416 | 0.0050043 | 821.9416 | 0.0096759 | 0 | 0 | 2.4617e-05 | 5.9486e-06 | 2.5266e-06 | 0 | 0 | 8.746e-06 | 0.00085805 | -1.7776e-05 | 0.002984 | 0.00011265 | 9.0833e-05 | 0.00013403 | 0.13084 | 0.035262 | 3.2034e-05 | 0.0022378 | 0.001038 | 0.0021991
|  | 822.18 | 0 | 822.18 | 0 | 748.5134 | -0.00050216 | 751.9579 | -6.8216e-05 | 751.8427 | 2.1104e-05 | 743.3893 | 0 | 743.3893 | 0 | 822.18 | -0.00046747 | 742.3626 | 0.00276 | 751.9579 | -0.00059463 | 743.3893 | 0.01171 | 743.1558 | 0.00116 | 742.3626 | -2.6567e-05 | 748.5134 | 0.00057132 | 743.3893 | 0.55626 | 822.18 | 0.14835 | 743.3893 | 8.7313e-05 | 742.3626 | 0.0092354 | 822.18 | 0.003703 | 822.18 | 0.0087715 | 0 | 0 | 2.0292e-05 | 2.7374e-05 | 2.2029e-06 | 0 | 0 | 7.5872e-06 | 0.00082124 | -1.5602e-05 | 0.0028567 | 8.8009e-05 | 7.0323e-05 | 0.00013323 | 0.12855 | 0.035739 | 1.6175e-05 | 0.0022272 | 0.0010556 | 0.0022133
|  | 822.4184 | 0 | 822.4184 | 0 | 748.7473 | 0.00067568 | 752.1937 | 0.00030042 | 752.0797 | -2.5149e-06 | 743.6229 | 0 | 743.6229 | 0 | 822.4184 | 0.00053112 | 742.5927 | 0.00438 | 752.1937 | 0.00046229 | 743.6229 | 0.01275 | 743.3893 | -0.00040643 | 742.5927 | 0.00063796 | 748.7473 | 0.00056795 | 743.6229 | 0.54446 | 822.4184 | 0.15145 | 743.6229 | 5.1185e-05 | 742.5927 | 0.010128 | 822.4184 | 0.0051524 | 822.4184 | 0.0097948 | 0 | 0 | 4.6407e-05 | 9.2342e-06 | 1.7674e-06 | 0 | 0 | -2.5487e-06 | 0.00099121 | 4.1712e-05 | 0.0028517 | 1.0289e-05 | -2.9772e-06 | 0.0001325 | 0.12595 | 0.036208 | 1.1821e-05 | 0.0021734 | 0.0010482 | 0.0021853
|  | 822.6568 | 0 | 822.6568 | 0 | 748.9812 | -0.00027885 | 752.4295 | -0.00022208 | 752.3168 | 1.7426e-05 | 743.8566 | 0 | 743.8566 | 0 | 822.6568 | -0.0005525 | 742.8226 | 0.00424 | 752.4295 | -0.00010845 | 743.8566 | 0.01166 | 743.6229 | 0.00049453 | 742.8226 | -0.00066385 | 748.9812 | 0.00056511 | 743.8566 | 0.53363 | 822.6568 | 0.15226 | 743.8566 | 4.9999e-05 | 742.8226 | 0.0087729 | 822.6568 | 0.00364 | 822.6568 | 0.0085361 | 0 | 0 | 8.4485e-05 | -9.8211e-06 | 1.1874e-06 | 0 | 0 | 3.1878e-05 | 0.00121 | 2.7335e-05 | 0.0028906 | -1.4159e-05 | 0.0001463 | 0.00013191 | 0.12382 | 0.036708 | 9.2663e-06 | 0.0021029 | 0.0010484 | 0.0021401
|  | 822.8953 | 0 | 822.8953 | 0 | 749.2151 | 0.0010013 | 752.6653 | 0.00013878 | 752.5538 | -7.4053e-06 | 744.0901 | 0 | 744.0901 | 0 | 822.8953 | 0.00081989 | 743.0527 | 0.00628 | 752.6653 | 0.00034032 | 744.0901 | 0.01309 | 743.8566 | -0.00061573 | 743.0527 | 0.0019358 | 749.2151 | 0.00056291 | 744.0901 | 0.52655 | 822.8953 | 0.15564 | 744.0901 | 2.9343e-05 | 743.0527 | 0.0095101 | 822.8953 | 0.0051541 | 822.8953 | 0.009415 | 0 | 0 | 6.9119e-05 | -6.7274e-06 | 1.3242e-06 | 0 | 0 | 4.3756e-05 | 0.0013273 | -3.6359e-05 | 0.0028847 | 3.5667e-05 | 0.00029376 | 0.00013148 | 0.12179 | 0.037224 | 1.2444e-05 | 0.0021274 | 0.0010666 | 0.0021761
|  | 823.1337 | 0 | 823.1337 | 0 | 749.449 | -0.00041026 | 752.9011 | -0.00019584 | 752.7908 | 1.8577e-05 | 744.3237 | 0 | 744.3237 | 0 | 823.1337 | -0.00045287 | 743.2827 | 0.00526 | 752.9011 | -0.00064873 | 744.3237 | 0.01161 | 744.0901 | 0.00092112 | 743.2827 | 0.00061819 | 749.449 | 0.00056141 | 744.3237 | 0.51622 | 823.1337 | 0.15659 | 744.3237 | 7.7207e-05 | 743.2827 | 0.0089856 | 823.1337 | 0.003792 | 823.1337 | 0.0088376 | 0 | 0 | 4.5968e-05 | -7.5523e-06 | 1.6029e-06 | 0 | 0 | 2.7522e-05 | 0.0011295 | 1.9764e-05 | 0.00291 | 7.9196e-06 | 1.378e-05 | 0.00013125 | 0.11953 | 0.037794 | 3.8355e-05 | 0.0021521 | 0.0010253 | 0.0021528
|  | 823.3722 | 0 | 823.3722 | 0 | 749.6829 | 0.00080323 | 753.1368 | 0.00013178 | 753.0279 | -5.054e-06 | 744.5574 | 0 | 744.5574 | 0 | 823.3722 | 0.0006837 | 743.5128 | 0.00456 | 753.1368 | 0.00081638 | 744.5574 | 0.0133 | 744.3237 | -0.0008533 | 743.5128 | -0.00049838 | 749.6829 | 0.00056064 | 744.5574 | 0.50695 | 823.3722 | 0.16039 | 744.5574 | 0.00025112 | 743.5128 | 0.0097247 | 823.3722 | 0.0048073 | 823.3722 | 0.0092187 | 0 | 0 | 4.454e-05 | 2.6954e-06 | 1.4225e-06 | 0 | 0 | 1.693e-05 | 0.0010504 | 3.0443e-05 | 0.0028342 | 4.751e-05 | -3.3988e-05 | 0.00013112 | 0.11732 | 0.038341 | 3.375e-05 | 0.0021151 | 0.0010097 | 0.0021684
|  | 823.6106 | 0 | 823.6106 | 0 | 749.9168 | -0.00042237 | 753.3727 | -0.00010892 | 753.265 | 1.7052e-05 | 744.791 | 0 | 744.791 | 0 | 823.6106 | -0.0005417 | 743.7429 | 0.00457 | 753.3727 | -0.00055821 | 744.791 | 0.01096 | 744.5574 | 0.00126 | 743.7429 | 0.00020296 | 749.9168 | 0.00056063 | 744.791 | 0.49726 | 823.6106 | 0.16118 | 744.791 | 3.7778e-05 | 743.7429 | 0.0086593 | 823.6106 | 0.0036616 | 823.6106 | 0.0089676 | 0 | 0 | 2.4102e-05 | 7.518e-06 | 1.5022e-06 | 0 | 0 | 1.2634e-05 | 0.00097652 | 3.9121e-05 | 0.0027254 | 0.00012343 | 4.923e-05 | 0.00013124 | 0.11518 | 0.03891 | 2.7132e-05 | 0.0020831 | 0.0010761 | 0.0021964
|  | 823.8491 | 0 | 823.8491 | 0 | 750.1508 | 0.00062841 | 753.6085 | 0.00017268 | 753.5021 | -4.3794e-06 | 745.0247 | 0 | 745.0247 | 0 | 823.8491 | 0.00064766 | 743.9729 | 0.00392 | 753.6085 | 0.00088997 | 745.0247 | 0.01237 | 744.791 | -0.00020346 | 743.9729 | 0.00022505 | 750.1508 | 0.00056134 | 745.0247 | 0.48874 | 823.8491 | 0.16516 | 745.0247 | 0.00019447 | 743.9729 | 0.0094512 | 823.8491 | 0.0053638 | 823.8491 | 0.0094538 | 0 | 0 | 4.8174e-05 | -1.5106e-07 | 1.8253e-06 | 0 | 0 | 4.1578e-05 | 0.00089164 | 7.1217e-05 | 0.0027721 | 0.00010473 | -4.2126e-05 | 0.00013149 | 0.11292 | 0.039484 | 2.4423e-05 | 0.0022078 | 0.0010529 | 0.0021056
|  | 824.0876 | 0 | 824.0876 | 0 | 750.3847 | -0.00021657 | 753.8444 | -0.00017396 | 753.7392 | 1.9775e-05 | 745.2583 | 0 | 745.2583 | 0 | 824.0876 | -0.00029897 | 744.203 | 0.00383 | 753.8444 | -0.00028602 | 745.2583 | 0.01136 | 745.0247 | 0.0011 | 744.203 | -0.0005912 | 750.3847 | 0.00056273 | 745.2583 | 0.47785 | 824.0876 | 0.16597 | 745.2583 | 1.4586e-05 | 744.203 | 0.0097383 | 824.0876 | 0.0034661 | 824.0876 | 0.0082046 | 0 | 0 | 6.1454e-05 | 1.9319e-06 | 1.4917e-06 | 0 | 0 | 8.6722e-05 | 0.00097912 | 6.2989e-05 | 0.0027978 | 6.4439e-05 | 0.00012644 | 0.00013189 | 0.11067 | 0.040089 | 2.7498e-05 | 0.0020271 | 0.0010373 | 0.0020958
|  | 824.326 | 0 | 824.326 | 0 | 750.6187 | 0.00074194 | 754.0802 | 0.00019034 | 753.9763 | -7.1904e-06 | 745.4919 | 0 | 745.4919 | 0 | 824.326 | 0.0010263 | 744.4331 | 0.00468 | 754.0802 | 0.00082019 | 745.4919 | 0.01259 | 745.2583 | -0.00054839 | 744.4331 | 0.0016902 | 750.6187 | 0.00056475 | 745.4919 | 0.46947 | 824.326 | 0.17024 | 745.4919 | 0.0002208 | 744.4331 | 0.0078808 | 824.326 | 0.0052329 | 824.326 | 0.0093722 | 0 | 0 | 4.2809e-05 | -1.414e-05 | 1.1577e-06 | 0 | 0 | 5.0244e-05 | 0.0010099 | 2.1217e-05 | 0.0028038 | -9.0043e-06 | 0.00013172 | 0.00013242 | 0.10865 | 0.040724 | 2.232e-05 | 0.0018341 | 0.0010318 | 0.0021151
|  | 824.5645 | 0 | 824.5645 | 0 | 750.8526 | -0.00037597 | 754.316 | -0.00031026 | 754.2134 | 1.6955e-05 | 745.7256 | 0 | 745.7256 | 0 | 824.5645 | -0.00060491 | 744.6631 | 0.0041 | 754.316 | -0.00064025 | 745.7256 | 0.01141 | 745.4919 | 0.00047131 | 744.6631 | -0.00054502 | 750.8526 | 0.0005673 | 745.7256 | 0.46057 | 824.5645 | 0.17127 | 745.7256 | -2.9747e-05 | 744.6631 | 0.0080654 | 824.5645 | 0.0034195 | 824.5645 | 0.0083656 | 0 | 0 | 3.9637e-05 | -1.5239e-05 | 1.3826e-06 | 0 | 0 | -9.9691e-06 | 0.0013139 | -8.6474e-06 | 0.0026875 | -3.9392e-05 | 1.6495e-05 | 0.00013306 | 0.10655 | 0.041323 | 3.8697e-06 | 0.0019815 | 0.00097902 | 0.0020486
|  | 824.803 | 0 | 824.803 | 0 | 751.0865 | 0.00071482 | 754.5519 | 0.00018103 | 754.4505 | -5.2935e-06 | 745.9593 | 0 | 745.9593 | 0 | 824.803 | 0.00052131 | 744.8932 | 0.00732 | 754.5519 | 0.00056692 | 745.9593 | 0.01159 | 745.7256 | -0.0008085 | 744.8932 | 0.00068839 | 751.0865 | 0.00057024 | 745.9593 | 0.45132 | 824.803 | 0.17525 | 745.9593 | 6.2864e-05 | 744.8932 | 0.0091572 | 824.803 | 0.0047903 | 824.803 | 0.0088138 | 0 | 0 | 2.8802e-05 | 1.2519e-05 | 1.5961e-06 | 0 | 0 | 2.1657e-05 | 0.0012325 | 1.5497e-05 | 0.0026413 | -3.2043e-05 | 0.00018404 | 0.00013377 | 0.10441 | 0.041959 | 3.1786e-05 | 0.0019722 | 0.00096184 | 0.002021
|  | 825.0415 | 0 | 825.0415 | 0 | 751.3205 | -0.00046859 | 754.7878 | -7.4887e-05 | 754.6877 | 1.8752e-05 | 746.1929 | 0 | 746.1929 | 0 | 825.0415 | -0.00033971 | 745.1234 | 0.00339 | 754.7878 | -0.00043554 | 746.1929 | 0.01102 | 745.9593 | 0.00053427 | 745.1234 | 0.00091082 | 751.3205 | 0.00057338 | 746.1929 | 0.44241 | 825.0415 | 0.17659 | 746.1929 | 0.00020923 | 745.1234 | 0.0079798 | 825.0415 | 0.0032751 | 825.0415 | 0.0081326 | 0 | 0 | 3.4332e-05 | 1.3624e-05 | 1.9486e-06 | 0 | 0 | 5.039e-05 | 0.00088017 | 1.9671e-05 | 0.002614 | -4.5207e-06 | 0.00020313 | 0.00013454 | 0.10203 | 0.042543 | 2.6931e-05 | 0.0019289 | 0.00094685 | 0.0020636
|  | 825.28 | 0 | 825.28 | 0 | 751.5545 | 0.00076201 | 755.0236 | 0.00019042 | 754.9248 | -2.3167e-06 | 746.4266 | 0 | 746.4266 | 0 | 825.28 | 0.00076225 | 745.3535 | 0.00426 | 755.0236 | 0.00060235 | 746.4266 | 0.01135 | 746.1929 | -0.00057297 | 745.3535 | 0.00085476 | 751.5545 | 0.00057647 | 746.4266 | 0.43073 | 825.28 | 0.18015 | 746.4266 | 2.1231e-05 | 745.3535 | 0.0087853 | 825.28 | 0.0046646 | 825.28 | 0.0091713 | 0 | 0 | 2.7476e-05 | 3.4354e-06 | 2.7547e-06 | 0 | 0 | 5.3038e-05 | 0.00091695 | 3.2335e-05 | 0.0026139 | -4.4934e-05 | 5.3923e-05 | 0.00013521 | 0.099535 | 0.043154 | 1.6912e-05 | 0.0018277 | 0.0010062 | 0.0020866
|  | 825.5186 | 0 | 825.5186 | 0 | 751.7885 | -0.00052718 | 755.2595 | -0.0001613 | 755.162 | 2.5545e-05 | 746.6603 | 0 | 746.6603 | 0 | 825.5186 | -0.00031752 | 745.5836 | 0.00371 | 755.2595 | -0.00032821 | 746.6603 | 0.01102 | 746.4266 | 0.00018845 | 745.5836 | -0.00038607 | 751.7885 | 0.00057917 | 746.6603 | 0.42109 | 825.5186 | 0.1817 | 746.6603 | 0.0001235 | 745.5836 | 0.007101 | 825.5186 | 0.0037726 | 825.5186 | 0.0083252 | 0 | 0 | 2.6314e-05 | -1.3448e-05 | 2.9898e-06 | 0 | 0 | 3.8454e-05 | 0.0010541 | 2.0538e-05 | 0.0025719 | -7.4348e-05 | -9.6878e-05 | 0.00013576 | 0.097453 | 0.043846 | 2.3352e-05 | 0.0019476 | 0.0010175 | 0.0020613
|  | 825.7571 | 0 | 825.7571 | 0 | 752.0225 | 0.00075208 | 755.4954 | 4.728e-05 | 755.3992 | -3.3302e-07 | 746.894 | 0 | 746.894 | 0 | 825.7571 | 0.00063995 | 745.8138 | 0.00545 | 755.4954 | 0.00050234 | 746.894 | 0.01099 | 746.6603 | -0.00082472 | 745.8138 | -0.00045575 | 752.0225 | 0.00058112 | 746.894 | 0.41291 | 825.7571 | 0.18593 | 746.894 | 7.6341e-05 | 745.8138 | 0.0098223 | 825.7571 | 0.0047587 | 825.7571 | 0.0089582 | 0 | 0 | 4.8289e-05 | -7.2785e-06 | 2.973e-06 | 0 | 0 | 2.8022e-05 | 0.0011977 | -4.6049e-05 | 0.0025077 | -1.8329e-05 | -8.6932e-05 | 0.00013608 | 0.095631 | 0.044462 | 2.4197e-05 | 0.0020175 | 0.00099002 | 0.0020097
|  | 825.9956 | 0 | 825.9956 | 0 | 752.2565 | -0.00033937 | 755.7313 | -0.00010899 | 755.6363 | 2.5409e-05 | 747.1277 | 0 | 747.1277 | 0 | 825.9956 | -0.00040501 | 746.0439 | 0.00496 | 755.7313 | -0.00089275 | 747.1277 | 0.01047 | 746.894 | 0.00066785 | 746.0439 | -0.00029984 | 752.2565 | 0.00058193 | 747.1277 | 0.40546 | 825.9956 | 0.18685 | 747.1277 | 0.00013072 | 746.0439 | 0.007713 | 825.9956 | 0.003542 | 825.9956 | 0.0078917 | 0 | 0 | 5.0812e-05 | -3.662e-06 | 3.1806e-06 | 0 | 0 | 6.118e-06 | 0.0010427 | 7.5404e-06 | 0.0025456 | 4.326e-05 | 1.3062e-05 | 0.0001361 | 0.093506 | 0.045062 | 3.7254e-05 | 0.0018824 | 0.00095936 | 0.0019937
|  | 826.2342 | 0 | 826.2342 | 0 | 752.4905 | 0.00077365 | 755.9673 | 7.7951e-05 | 755.8735 | 1.403e-06 | 747.3615 | 0 | 747.3615 | 0 | 826.2342 | 0.0004563 | 746.274 | 0.0041 | 755.9673 | 0.00095666 | 747.3615 | 0.01131 | 747.1277 | -0.00029765 | 746.274 | 0.00041335 | 752.4905 | 0.00058125 | 747.3615 | 0.39456 | 826.2342 | 0.19096 | 747.3615 | 0.00018802 | 746.274 | 0.0086438 | 826.2342 | 0.0045017 | 826.2342 | 0.0088239 | 0 | 0 | 3.2869e-05 | 3.5182e-07 | 2.785e-06 | 0 | 0 | -4.9617e-06 | 0.00093215 | 9.8904e-05 | 0.002573 | -2.6971e-06 | -4.4836e-05 | 0.00013574 | 0.091394 | 0.045733 | 4.658e-05 | 0.0020069 | 0.00093151 | 0.0020438
|  | 826.4727 | 0 | 826.4727 | 0 | 752.7245 | -0.00049273 | 756.2032 | -7.4968e-05 | 756.1107 | 2.2081e-05 | 747.5952 | 0 | 747.5952 | 0 | 826.4727 | -0.0004979 | 746.5042 | 0.004 | 756.2032 | -0.00011813 | 747.5952 | 0.01071 | 747.3615 | 0.00027458 | 746.5042 | -0.00080294 | 752.7245 | 0.00057884 | 747.5952 | 0.38759 | 826.4727 | 0.19246 | 747.5952 | 0.00021062 | 746.5042 | 0.0087955 | 826.4727 | 0.0033081 | 826.4727 | 0.0083116 | 0 | 0 | 2.5217e-05 | 7.4145e-06 | 2.318e-06 | 0 | 0 | 1.9653e-06 | 0.0009483 | 1.455e-05 | 0.0025317 | -3.8037e-05 | 2.0594e-05 | 0.00013499 | 0.08962 | 0.046425 | 4.0644e-05 | 0.0021628 | 0.00092217 | 0.0019935
|  | 826.7113 | 0 | 826.7113 | 0 | 752.9586 | 0.00070819 | 756.4392 | 0.00013781 | 756.3479 | -2.5347e-06 | 747.829 | 0 | 747.829 | 0 | 826.7113 | 0.00051438 | 746.7344 | 0.00424 | 756.4392 | 0.00024146 | 747.829 | 0.01095 | 747.5952 | -0.0006001 | 746.7344 | 0.0009819 | 752.9586 | 0.00057462 | 747.829 | 0.37915 | 826.7113 | 0.19675 | 747.829 | 0.00013711 | 746.7344 | 0.0099978 | 826.7113 | 0.004423 | 826.7113 | 0.0084012 | 0 | 0 | 3.5687e-05 | 8.3198e-06 | 2.5261e-06 | 0 | 0 | 1.9177e-05 | 0.00092409 | -3.7005e-05 | 0.0024627 | -6.2105e-05 | 0.00031051 | 0.00013378 | 0.087434 | 0.047176 | 2.9198e-05 | 0.0021459 | 0.00093466 | 0.0019397
|  | 826.9499 | 0 | 826.9499 | 0 | 753.1926 | -0.00040319 | 756.6751 | -6.7277e-05 | 756.5851 | 2.3831e-05 | 748.0627 | 0 | 748.0627 | 0 | 826.9499 | -0.00035361 | 746.9645 | 0.00379 | 756.6751 | -0.00055519 | 748.0627 | 0.01012 | 747.829 | 6.8762e-05 | 746.9645 | 0.0017163 | 753.1926 | 0.00056872 | 748.0627 | 0.36892 | 826.9499 | 0.19875 | 748.0627 | 0.0001127 | 746.9645 | 0.0086489 | 826.9499 | 0.0034125 | 826.9499 | 0.0078599 | 0 | 0 | 2.8222e-05 | 9.028e-06 | 2.8206e-06 | 0 | 0 | 3.2287e-05 | 0.0011592 | -1.5563e-05 | 0.0024113 | -4.1883e-06 | 0.00018338 | 0.00013228 | 0.085345 | 0.047912 | 3.7031e-05 | 0.0019507 | 0.00093939 | 0.0019827
|  | 827.1884 | 0 | 827.1884 | 0 | 753.4267 | 0.00064433 | 756.911 | 0.0001438 | 756.8224 | -5.3129e-08 | 748.2965 | 0 | 748.2965 | 0 | 827.1884 | 0.00062428 | 747.1948 | 0.00628 | 756.911 | 0.00042328 | 748.2965 | 0.01051 | 748.0627 | -0.0001046 | 747.1948 | -0.00012323 | 753.4267 | 0.00056153 | 748.2965 | 0.36124 | 827.1884 | 0.20291 | 748.2965 | 0.00020411 | 747.1948 | 0.0082974 | 827.1884 | 0.0044626 | 827.1884 | 0.0087615 | 0 | 0 | 3.5823e-05 | -2.6616e-07 | 2.5814e-06 | 0 | 0 | 2.8943e-05 | 0.00094485 | -2.4638e-05 | 0.0023528 | 4.5833e-05 | 5.0034e-06 | 0.00013051 | 0.083365 | 0.048579 | 3.1412e-05 | 0.0019408 | 0.00093644 | 0.0019608
|  | 827.427 | 0 | 827.427 | 0 | 753.6608 | -0.00033825 | 757.147 | -0.00014605 | 757.0596 | 2.182e-05 | 748.5303 | 0 | 748.5303 | 0 | 827.427 | -0.00038165 | 747.4249 | 0.00193 | 757.147 | -0.00063211 | 748.5303 | 0.00962 | 748.2965 | 0.00049672 | 747.4249 | 0.0001667 | 753.6608 | 0.00055363 | 748.5303 | 0.35201 | 827.427 | 0.20432 | 748.5303 | 6.4641e-05 | 747.4249 | 0.008567 | 827.427 | 0.0033875 | 827.427 | 0.0076755 | 0 | 0 | 5.4833e-05 | -1.0901e-05 | 2.053e-06 | 0 | 0 | 3.2345e-05 | 0.00072289 | 1.597e-06 | 0.0022956 | -5.9993e-05 | 0.00014639 | 0.00012867 | 0.081534 | 0.049258 | 1.2249e-05 | 0.0020229 | 0.00095955 | 0.0019358
|  | 827.6656 | 0 | 827.6656 | 0 | 753.8948 | 0.00080677 | 757.3829 | 5.3654e-05 | 757.2969 | -4.518e-06 | 748.764 | 0 | 748.764 | 0 | 827.6656 | 0.00065279 | 747.6552 | 0.00435 | 757.3829 | 0.00064564 | 748.764 | 0.01002 | 748.5303 | -0.00101 | 747.6552 | 0.001105 | 753.8948 | 0.0005458 | 748.764 | 0.34555 | 827.6656 | 0.20859 | 748.764 | 4.0157e-05 | 747.6552 | 0.0090061 | 827.6656 | 0.004656 | 827.6656 | 0.0085515 | 0 | 0 | 4.3048e-05 | -1.7458e-05 | -1.5845e-06 | 0 | 0 | 4.131e-05 | 0.00091719 | 6.3041e-05 | 0.0023259 | 5.2598e-05 | 4.7125e-05 | 0.00012694 | 0.079536 | 0.049948 | 1.8805e-05 | 0.0018533 | 0.00095876 | 0.0019486
|  | 827.9042 | 0 | 827.9042 | 0 | 754.1289 | -0.00043894 | 757.619 | -0.00020158 | 757.5341 | -8.8401e-06 | 748.9978 | 0 | 748.9978 | 0 | 827.9042 | -0.00030652 | 747.8853 | 0.00362 | 757.619 | -0.00011147 | 748.9978 | 0.00988 | 748.764 | 0.00146 | 747.8853 | -0.00069548 | 754.1289 | 0.00053887 | 748.9978 | 0.33494 | 827.9042 | 0.21009 | 748.9978 | 0.00012073 | 747.8853 | 0.0070984 | 827.9042 | 0.0033805 | 827.9042 | 0.007782 | 0 | 0 | 3.5975e-05 | 1.0992e-05 | -2.5576e-06 | 0 | 0 | 3.5903e-05 | 0.0010211 | 2.6471e-05 | 0.0023114 | 8.1933e-05 | 0.00010238 | 0.00012555 | 0.077606 | 0.05064 | 1.7842e-05 | 0.00175 | 0.00095279 | 0.0019262
|  | 828.1428 | 0 | 828.1428 | 0 | 754.363 | 0.00074625 | 757.8549 | 0.00029475 | 757.7714 | -1.2721e-05 | 749.2316 | 0 | 749.2316 | 0 | 828.1428 | 0.00060746 | 748.1155 | 0.00525 | 757.8549 | 0.00033583 | 749.2316 | 0.00989 | 748.9978 | -0.000759 | 748.1155 | 0.0015849 | 754.363 | 0.00053361 | 749.2316 | 0.32884 | 828.1428 | 0.21439 | 749.2316 | 3.1873e-05 | 748.1155 | 0.0081041 | 828.1428 | 0.004606 | 828.1428 | 0.0083639 | 0 | 0 | 4.0789e-05 | 1.4937e-05 | -3.0546e-06 | 0 | 0 | 2.8719e-05 | 0.00087253 | 2.8839e-05 | 0.0022488 | 7.9619e-05 | 0.00022618 | 0.00012455 | 0.075896 | 0.051397 | 2.1092e-05 | 0.0017641 | 0.000989 | 0.0019715
|  | 828.3814 | 0 | 828.3814 | 0 | 754.5971 | -0.00039773 | 758.0909 | -0.00016817 | 758.0087 | -1.3022e-05 | 749.4654 | 0 | 749.4654 | 0 | 828.3814 | -0.00036675 | 748.3458 | 0.00233 | 758.0909 | -9.1459e-05 | 749.4654 | 0.00935 | 749.2316 | 0.00144 | 748.3458 | 0.00037998 | 754.5971 | 0.00053056 | 749.4654 | 0.32051 | 828.3814 | 0.21641 | 749.4654 | 0.00014858 | 748.3458 | 0.0072206 | 828.3814 | 0.0036837 | 828.3814 | 0.0081613 | 0 | 0 | 4.8085e-05 | 2.03e-06 | -3.1452e-06 | 0 | 0 | 1.7345e-05 | 0.00084725 | 7.13e-05 | 0.0022483 | 7.9403e-05 | 0.00019129 | 0.00012415 | 0.073981 | 0.052105 | 5.1014e-05 | 0.0018076 | 0.00097425 | 0.0019668
|  | 828.62 | 0 | 828.62 | 0 | 754.8312 | 0.00080849 | 758.327 | 0.00018537 | 758.246 | -1.3486e-05 | 749.6992 | 0 | 749.6992 | 0 | 828.62 | 0.00051213 | 748.576 | 0.00503 | 758.327 | 0.00069562 | 749.6992 | 0.00988 | 749.4654 | -0.00076065 | 748.576 | 0.0012818 | 754.8312 | 0.00052995 | 749.6992 | 0.31227 | 828.62 | 0.2203 | 749.6992 | 0.00028775 | 748.576 | 0.0084827 | 828.62 | 0.004482 | 828.62 | 0.0083235 | 0 | 0 | 4.1783e-05 | -3.5389e-06 | -2.9282e-06 | 0 | 0 | 3.5952e-05 | 0.00095912 | 3.8303e-05 | 0.0021967 | 2.7003e-05 | -9.3643e-06 | 0.00012427 | 0.072221 | 0.052807 | 4.9011e-05 | 0.0018591 | 0.00093543 | 0.0018911
|  | 828.8587 | 0 | 828.8587 | 0 | 755.0654 | -0.00045156 | 758.563 | -0.00021536 | 758.4832 | -1.1199e-05 | 749.933 | 0 | 749.933 | 0 | 828.8587 | -0.00021081 | 748.8063 | 0.0033 | 758.563 | -0.00037105 | 749.933 | 0.00891 | 749.6992 | 0.00099161 | 748.8063 | -0.0013631 | 755.0654 | 0.00053158 | 749.933 | 0.30548 | 828.8587 | 0.22228 | 749.933 | 0.00013146 | 748.8063 | 0.0076635 | 828.8587 | 0.003358 | 828.8587 | 0.007526 | 0 | 0 | -0.00010069 | -3.0692e-05 | -2.5348e-06 | 0 | 0 | 3.6488e-05 | 0.0007966 | -7.8384e-05 | 0.0021314 | 9.5523e-05 | -0.00012676 | 0.00012484 | 0.069417 | 0.053551 | 3.2488e-05 | 0.0018015 | 0.00091348 | 0.0018672
|  | 829.0973 | 0 | 829.0973 | 0 | 755.2995 | -0.00040855 | 758.799 | -4.4715e-05 | 758.7206 | -1.0159e-05 | 750.1669 | 0 | 750.1669 | 0 | 829.0973 | 0.0005166 | 749.0365 | 0.00362 | 758.799 | -0.00029317 | 750.1669 | 0.00932 | 749.933 | -0.00017455 | 749.0365 | 0.00026188 | 755.2995 | 0.00053487 | 750.1669 | 0.28826 | 829.0973 | 0.22652 | 750.1669 | 0.00014641 | 749.0365 | 0.0079861 | 829.0973 | 0.0042977 | 829.0973 | 0.008123 | 0 | 0 | 2.2941e-05 | 6.725e-06 | -2.5138e-06 | 0 | 0 | 4.4417e-05 | 0.0010259 | -6.8865e-06 | 0.0022629 | -0.00011906 | 6.2373e-05 | 0.0001257 | 0.066702 | 0.054309 | 4.7183e-05 | 0.0018712 | 0.00092192 | 0.0018765
|  | 829.3359 | 0 | 829.3359 | 0 | 755.5336 | 0.00060452 | 759.035 | 0.0001017 | 758.9579 | -1.1026e-05 | 750.4008 | 0 | 750.4008 | 0 | 829.3359 | -0.00014435 | 749.2668 | 0.00529 | 759.035 | 0.00023481 | 750.4008 | 0.01003 | 750.1669 | -0.00084377 | 749.2668 | 0.00027982 | 755.5336 | 0.00053893 | 750.4008 | 0.28211 | 829.3359 | 0.22863 | 750.4008 | 0.00025705 | 749.2668 | 0.0082646 | 829.3359 | 0.0034287 | 829.3359 | 0.0076035 | 0 | 0 | 1.3175e-05 | -7.1163e-08 | -2.3308e-06 | 0 | 0 | 5.8012e-05 | 0.0010073 | 1.8805e-05 | 0.0022178 | -9.765e-05 | -6.4402e-05 | 0.00012666 | 0.064967 | 0.055032 | 4.5235e-05 | 0.0018384 | 0.00091711 | 0.0018482
|  | 829.5746 | 0 | 829.5746 | 0 | 755.7678 | -0.000492 | 759.2711 | -0.0001023 | 759.1952 | -8.6177e-06 | 750.6346 | 0 | 750.6346 | 0 | 829.5746 | 0.00063052 | 749.497 | 0.00346 | 759.2711 | -7.5468e-05 | 750.6346 | 0.00894 | 750.4008 | 8.7654e-06 | 749.497 | -0.00083929 | 755.7678 | 0.00054274 | 750.6346 | 0.27359 | 829.5746 | 0.23257 | 750.6346 | 0.00012987 | 749.497 | 0.0077057 | 829.5746 | 0.0042571 | 829.5746 | 0.0078854 | 0 | 0 | 3.0344e-05 | -2.647e-06 | -1.9939e-06 | 0 | 0 | 5.2823e-05 | 0.00084973 | 6.3688e-05 | 0.0022284 | -0.00010757 | -0.00013035 | 0.00012738 | 0.063202 | 0.055793 | 4.5959e-05 | 0.0017797 | 0.00091922 | 0.0018223
|  | 829.8132 | 0 | 829.8132 | 0 | 756.002 | 0.00075121 | 759.5071 | 7.9879e-05 | 759.4326 | -8.1826e-06 | 750.8684 | 0 | 750.8684 | 0 | 829.8132 | -0.00018783 | 749.7273 | 0.00392 | 759.5071 | 0.00061501 | 750.8684 | 0.01012 | 750.6346 | -0.0009289 | 749.7273 | -0.0002928 | 756.002 | 0.00054535 | 750.8684 | 0.26699 | 829.8132 | 0.23501 | 750.8684 | 0.00026322 | 749.7273 | 0.0077508 | 829.8132 | 0.0034464 | 829.8132 | 0.0073865 | 0 | 0 | 3.033e-05 | 1.2062e-06 | -1.6353e-06 | 0 | 0 | 3.1412e-05 | 0.00092807 | -1.6544e-05 | 0.0023306 | -2.8719e-05 | 3.2261e-05 | 0.0001278 | 0.061666 | 0.056585 | 5.4062e-05 | 0.0015624 | 0.00091776 | 0.0018119
|  | 830.0519 | 0 | 830.0519 | 0 | 756.2361 | -0.00049219 | 759.7432 | -6.9661e-05 | 759.6699 | -5.5996e-06 | 751.1023 | 0 | 751.1023 | 0 | 830.0519 | 0.00045106 | 749.9576 | 0.00414 | 759.7432 | -0.00075516 | 751.1023 | 0.00981 | 750.8684 | 0.00068326 | 749.9576 | 0.00057298 | 756.2361 | 0.00054609 | 751.1023 | 0.26034 | 830.0519 | 0.23916 | 751.1023 | 0.00019908 | 749.9576 | 0.0058185 | 830.0519 | 0.0042442 | 830.0519 | 0.0077972 | 0 | 0 | 1.4482e-05 | 1.4519e-06 | -1.2188e-06 | 0 | 0 | 3.375e-05 | 0.00094995 | -4.4395e-05 | 0.002222 | -3.1986e-05 | 0.00016746 | 0.00012772 | 0.05992 | 0.057361 | 5.4935e-05 | 0.0016031 | 0.00094079 | 0.0017851
|  | 830.2906 | 0 | 830.2906 | 0 | 756.4703 | 0.00061586 | 759.9792 | 8.1964e-05 | 759.9072 | -4.6696e-06 | 751.3362 | 0 | 751.3362 | 0 | 830.2906 | -0.00016824 | 750.1879 | 0.00411 | 759.9792 | 0.00037896 | 751.3362 | 0.00919 | 751.1023 | -0.00095678 | 750.1879 | 0.00088139 | 756.4703 | 0.00054467 | 751.3362 | 0.25204 | 830.2906 | 0.24151 | 751.3362 | 0.00027067 | 750.1879 | 0.0081044 | 830.2906 | 0.0036394 | 830.2906 | 0.0071619 | 0 | 0 | 4.0083e-05 | -1.6586e-05 | 1.9398e-06 | 0 | 0 | 3.2545e-05 | 0.00084167 | 2.396e-05 | 0.0020781 | 2.2596e-05 | 0.00024467 | 0.00012715 | 0.058064 | 0.058184 | 6.4188e-05 | 0.0016932 | 0.00094662 | 0.0017957
|  | 830.5293 | 0 | 830.5293 | 0 | 756.7045 | -0.00027355 | 760.2153 | -0.00022248 | 760.1446 | 2.1014e-05 | 751.5701 | 0 | 751.5701 | 0 | 830.5293 | 0.00044095 | 750.4181 | 0.0032 | 760.2153 | -0.00017598 | 751.5701 | 0.00858 | 751.3362 | 0.00115 | 750.4182 | 0.0012436 | 756.7045 | 0.0005412 | 751.5701 | 0.24447 | 830.5293 | 0.24604 | 751.5701 | 0.0002782 | 750.4182 | 0.0066006 | 830.5293 | 0.0042928 | 830.5293 | 0.0078853 | 0 | 0 | 5.4185e-05 | -1.3417e-05 | 1.972e-06 | 0 | 0 | 4.8263e-05 | 0.00092255 | 6.6175e-05 | 0.0021342 | 5.4114e-05 | 0.00029292 | 0.00012615 | 0.056511 | 0.059023 | 6.328e-05 | 0.0015885 | 0.00093117 | 0.0017902
|  | 830.768 | 0 | 830.768 | 0 | 756.9387 | 0.00073629 | 760.4515 | 0.00010885 | 760.382 | -4.403e-06 | 751.804 | 0 | 751.804 | 0 | 830.768 | -3.6552e-05 | 750.6485 | 0.00481 | 760.4515 | 0.00073644 | 751.804 | 0.00967 | 751.5701 | -0.00068727 | 750.6485 | 0.0012997 | 756.9387 | 0.00053616 | 751.804 | 0.23876 | 830.768 | 0.24852 | 751.804 | 0.00026291 | 750.6485 | 0.0071912 | 830.768 | 0.0035095 | 830.768 | 0.007115 | 0 | 0 | 4.3985e-05 | 5.9759e-06 | 1.8399e-06 | 0 | 0 | 4.8058e-05 | 0.0010247 | 4.1311e-05 | 0.0021119 | -1.7261e-05 | 0.00023937 | 0.00012487 | 0.055138 | 0.059866 | 6.1631e-05 | 0.0016342 | 0.00093591 | 0.0017546
|  | 831.0066 | 0 | 831.0066 | 0 | 757.1729 | -0.00036066 | 760.6876 | -5.8219e-05 | 760.6194 | 1.9906e-05 | 752.0378 | 0 | 752.0378 | 0 | 831.0066 | 0.00043923 | 750.8788 | 0.00409 | 760.6876 | -0.00038646 | 752.0378 | 0.00839 | 751.804 | 0.00053966 | 750.8788 | 0.00077918 | 757.1729 | 0.00053021 | 752.0378 | 0.23275 | 831.0066 | 0.2531 | 752.0378 | 0.00026412 | 750.8788 | 0.0070015 | 831.0066 | 0.0043325 | 831.0066 | 0.0075873 | 0 | 0 | 4.844e-05 | 2.6939e-05 | 1.7662e-06 | 0 | 0 | 2.2253e-05 | 0.00093292 | 1.6535e-05 | 0.0020283 | -4.4692e-05 | 0.00033036 | 0.00012345 | 0.053649 | 0.060744 | 6.8674e-05 | 0.0017706 | 0.00094397 | 0.0017764
|  | 831.2453 | 0 | 831.2453 | 0 | 757.4071 | 0.00077434 | 760.9236 | 0.00028644 | 760.8568 | -5.0283e-06 | 752.2718 | 0 | 752.2718 | 0 | 831.2453 | -0.00025278 | 751.1091 | 0.00401 | 760.9236 | 0.00052654 | 752.2718 | 0.00895 | 752.0378 | -0.00092184 | 751.1091 | 0.0020892 | 757.4071 | 0.00052407 | 752.2718 | 0.22589 | 831.2453 | 0.25586 | 752.2718 | 0.00032296 | 751.1091 | 0.0083723 | 831.2453 | 0.0035768 | 831.2453 | 0.0072966 | 0 | 0 | 4.273e-05 | 1.8343e-05 | 1.4661e-06 | 0 | 0 | -9.0617e-06 | 0.00085114 | 2.9169e-05 | 0.0019998 | -1.4531e-05 | 0.00021675 | 0.00012209 | 0.052164 | 0.06157 | 5.7963e-05 | 0.0018275 | 0.00088591 | 0.0017915
|  | 831.4841 | 0 | 831.4841 | 0 | 757.6414 | -0.00040952 | 761.1598 | -0.00013109 | 761.0942 | 1.7381e-05 | 752.5057 | 0 | 752.5057 | 0 | 831.4841 | 0.00017686 | 751.3395 | 0.00338 | 761.1598 | -0.0002795 | 752.5057 | 0.00815 | 752.2718 | 0.00079762 | 751.3395 | -0.00020726 | 757.6414 | 0.00051834 | 752.5057 | 0.22017 | 831.4841 | 0.26 | 752.5057 | 0.00017268 | 751.3395 | 0.0074951 | 831.4841 | 0.0038457 | 831.4841 | 0.0077131 | 0 | 0 | 3.6612e-05 | 2.2335e-06 | 1.1676e-06 | 0 | 0 | -5.462e-06 | 0.00091191 | 1.7281e-05 | 0.0020049 | 7.6013e-05 | 0.00013902 | 0.00012085 | 0.050676 | 0.062382 | 6.7233e-05 | 0.0017029 | 0.00086609 | 0.0017767
|  | 831.7228 | 0 | 831.7228 | 0 | 757.8756 | 0.00072211 | 761.3959 | 0.00015001 | 761.3316 | -7.545e-06 | 752.7396 | 0 | 752.7396 | 0 | 831.7228 | -0.00022262 | 751.5698 | 0.00454 | 761.3959 | 0.00042585 | 752.7396 | 0.00899 | 752.5057 | -0.00014763 | 751.5698 | 0.0014146 | 757.8756 | 0.00051343 | 752.7396 | 0.21307 | 831.7228 | 0.26264 | 752.7396 | 0.0004021 | 751.5698 | 0.0072945 | 831.7228 | 0.0034104 | 831.7228 | 0.0071721 | 0 | 0 | 3.4424e-05 | 5.9018e-06 | 8.3128e-07 | 0 | 0 | 8.1835e-06 | 0.00081659 | 5.8161e-05 | 0.0020436 | 9.3212e-05 | 0.00024125 | 0.00011981 | 0.049268 | 0.063197 | 8.1094e-05 | 0.0016023 | 0.00090248 | 0.0017453
|  | 831.9615 | 0 | 831.9615 | 0 | 758.1099 | -0.0004282 | 761.6321 | -0.00010002 | 761.569 | 1.4547e-05 | 752.9736 | 0 | 752.9736 | 0 | 831.9615 | 0.00029118 | 751.8001 | 0.00255 | 761.6321 | 6.6744e-05 | 752.9736 | 0.00848 | 752.7396 | 0.00094452 | 751.8001 | 0.00068004 | 758.1099 | 0.00050949 | 752.9736 | 0.20811 | 831.9615 | 0.26683 | 752.9736 | 0.00029115 | 751.8001 | 0.0066177 | 831.9615 | 0.0041506 | 831.9615 | 0.0074504 | 0 | 0 | 5.359e-05 | 1.7921e-06 | -6.0477e-08 | 0 | 0 | 1.9064e-05 | 0.00087556 | 0.00011361 | 0.0020716 | 9.0032e-05 | 0.00023513 | 0.000119 | 0.047795 | 0.064061 | 6.1711e-05 | 0.0016428 | 0.00093048 | 0.0017369
|  | 832.2002 | 0 | 832.2002 | 0 | 758.3441 | 0.00088574 | 761.8682 | 0.0001152 | 761.8065 | -1.5057e-05 | 753.2075 | 0 | 753.2075 | 0 | 832.2002 | -0.00013147 | 752.0305 | 0.00505 | 761.8682 | 0.00089541 | 753.2075 | 0.00923 | 752.9736 | -0.00017485 | 752.0305 | 0.0013609 | 758.3441 | 0.00050653 | 753.2075 | 0.20048 | 832.2002 | 0.26983 | 753.2075 | 0.0002364 | 752.0305 | 0.0076419 | 832.2002 | 0.0036443 | 832.2002 | 0.0070998 | 0 | 0 | 6.2088e-05 | -1.9317e-05 | -6.8937e-07 | 0 | 0 | 5.7668e-06 | 0.0011402 | 6.7169e-05 | 0.0020389 | 4.3927e-05 | 6.3727e-05 | 0.00011841 | 0.046269 | 0.064895 | 5.5113e-05 | 0.0015793 | 0.00092225 | 0.001711
|  | 832.439 | 0 | 832.439 | 0 | 758.5784 | -0.00035565 | 762.1044 | -0.0002788 | 762.0439 | 9.2498e-06 | 753.4415 | 0 | 753.4415 | 0 | 832.439 | 0.00017978 | 752.2609 | 0.00485 | 762.1044 | -0.00032651 | 753.4415 | 0.0082 | 753.2075 | 0.00055038 | 752.2609 | -0.00080763 | 758.5784 | 0.00050441 | 753.4415 | 0.19507 | 832.439 | 0.27382 | 753.4415 | 0.00023475 | 752.2609 | 0.0060706 | 832.439 | 0.0040816 | 832.439 | 0.0072336 | 0 | 0 | 1.5472e-05 | -1.4396e-05 | -1.6365e-06 | 0 | 0 | 9.8781e-06 | 0.00087648 | 1.1854e-05 | 0.0019441 | -2.6687e-05 | 8.1262e-05 | 0.00011799 | 0.045035 | 0.065739 | 6.7982e-05 | 0.0014477 | 0.00091046 | 0.0016934
|  | 832.6777 | 0 | 832.6777 | 0 | 758.8126 | 0.00048775 | 762.3405 | 0.00015688 | 762.2814 | -2.3035e-05 | 753.6754 | 0 | 753.6754 | 0 | 832.6777 | -9.7028e-05 | 752.4912 | 0.00276 | 762.3405 | 0.00042691 | 753.6754 | 0.00842 | 753.4415 | -0.00077852 | 752.4912 | 0.0015132 | 758.8126 | 0.00050296 | 753.6754 | 0.18993 | 832.6777 | 0.2769 | 753.6754 | 0.00034642 | 752.4912 | 0.0064994 | 832.6777 | 0.0035456 | 832.6777 | 0.0069528 | 0 | 0 | 1.3514e-06 | -8.3405e-06 | -2.5281e-06 | 0 | 0 | 2.5913e-05 | 0.00066012 | 3.2386e-05 | 0.001872 | -1.5206e-06 | 0.00028417 | 0.00011775 | 0.043891 | 0.066584 | 7.8765e-05 | 0.0014538 | 0.00087482 | 0.0016918
|  | 832.9165 | 0 | 832.9165 | 0 | 759.0469 | -0.00047621 | 762.5767 | -0.0002275 | 762.5189 | 1.7449e-06 | 753.9094 | 0 | 753.9094 | 0 | 832.9165 | 0.00031409 | 752.7216 | 0.00297 | 762.5767 | -0.00015268 | 753.9094 | 0.00758 | 753.6754 | 0.00076552 | 752.7216 | 0.0009535 | 759.0469 | 0.00050206 | 753.9094 | 0.18521 | 832.9165 | 0.28085 | 753.9094 | 0.00032679 | 752.7216 | 0.0061204 | 832.9165 | 0.0037825 | 832.9165 | 0.0072184 | 0 | 0 | 1.5125e-05 | -2.3267e-05 | -2.5868e-06 | 0 | 0 | 2.6792e-05 | 0.0010285 | 5.8445e-05 | 0.0018634 | 1.6854e-05 | 0.0002596 | 0.00011756 | 0.042692 | 0.067487 | 6.806e-05 | 0.0013539 | 0.00087002 | 0.001712
|  | 833.1552 | 0 | 833.1552 | 0 | 759.2812 | 0.00060534 | 762.8129 | 3.0451e-05 | 762.7563 | -2.3529e-05 | 754.1434 | 0 | 754.1434 | 0 | 833.1552 | -8.9661e-05 | 752.952 | 0.00596 | 762.8129 | 0.00064766 | 754.1434 | 0.00835 | 753.9094 | -0.00062146 | 752.952 | 0.0013005 | 759.2812 | 0.0005016 | 754.1434 | 0.17976 | 833.1552 | 0.28446 | 754.1434 | 0.00025505 | 752.952 | 0.005635 | 833.1552 | 0.0035053 | 833.1552 | 0.007122 | 0 | 0 | 3.144e-05 | -9.4789e-06 | -2.1524e-06 | 0 | 0 | 3.043e-05 | 0.00082368 | 4.3414e-05 | 0.0019271 | 6.7674e-05 | 4.3678e-05 | 0.00011752 | 0.041464 | 0.068406 | 6.9153e-05 | 0.0014342 | 0.00086101 | 0.0017218
|  | 833.394 | 0 | 833.394 | 0 | 759.5155 | -0.00033698 | 763.0491 | -0.00011071 | 762.9938 | 5.4035e-06 | 754.3774 | 0 | 754.3774 | 0 | 833.394 | 0.00034455 | 753.1824 | 0.00119 | 763.0491 | -0.00028006 | 754.3774 | 0.00812 | 754.1434 | 0.0012 | 753.1824 | -0.00092136 | 759.5155 | 0.00050151 | 754.3774 | 0.17462 | 833.394 | 0.28853 | 754.3774 | 0.00033598 | 753.1824 | 0.0068142 | 833.394 | 0.0037067 | 833.394 | 0.0073003 | 0 | 0 | 5.3065e-05 | 1.1609e-05 | -1.8876e-06 | 0 | 0 | 3.583e-05 | 0.00052994 | 2.4262e-05 | 0.0020195 | 0.00018092 | 0.00011002 | 0.00011754 | 0.04041 | 0.069245 | 8.8943e-05 | 0.0016205 | 0.00085248 | 0.0016845
|  | 833.6328 | 0 | 833.6328 | 0 | 759.7498 | 0.00078992 | 763.2853 | 0.00020901 | 763.2313 | -2.13e-05 | 754.6114 | 0 | 754.6114 | 0 | 833.6328 | -4.4425e-05 | 753.4128 | 0.00341 | 763.2853 | 0.00048549 | 754.6114 | 0.00914 | 754.3774 | 0.00034624 | 753.4128 | 0.0018763 | 759.7498 | 0.00050174 | 754.6114 | 0.17075 | 833.6328 | 0.29148 | 754.6114 | 0.00042418 | 753.4128 | 0.0072523 | 833.6328 | 0.0034338 | 833.6328 | 0.0068093 | 0 | 0 | 4.2377e-05 | -3.2214e-06 | -2.0541e-06 | 0 | 0 | 2.0181e-05 | 0.00069353 | -1.731e-06 | 0.0018978 | 0.0001508 | 7.64e-05 | 0.00011762 | 0.039307 | 0.070123 | 9.022e-05 | 0.0015038 | 0.00085894 | 0.0016256
|  | 833.8716 | 0 | 833.8716 | 0 | 759.9841 | -0.00042821 | 763.5215 | -0.00023629 | 763.4689 | 4.0065e-06 | 754.8454 | 0 | 754.8454 | 0 | 833.8716 | 0.00021346 | 753.6432 | 0.00261 | 763.5215 | -0.00050014 | 754.8454 | 0.00708 | 754.6114 | 0.00094259 | 753.6432 | -0.0012132 | 759.9841 | 0.00050218 | 754.8454 | 0.16519 | 833.8716 | 0.29583 | 754.8454 | 0.0003469 | 753.6432 | 0.0058013 | 833.8716 | 0.0037602 | 833.8716 | 0.0068062 | 0 | 0 | 4.2946e-05 | -5.5931e-06 | -2.1019e-06 | 0 | 0 | 3.5711e-05 | 0.00072349 | 4.3801e-05 | 0.0018826 | 4.321e-07 | -1.7269e-05 | 0.00011776 | 0.038114 | 0.071062 | 8.7676e-05 | 0.0015298 | 0.00089197 | 0.001652
|  | 834.1104 | 0 | 834.1104 | 0 | 760.2185 | 0.00079468 | 763.7577 | 0.00018893 | 763.7064 | -2.1707e-05 | 755.0794 | 0 | 755.0794 | 0 | 834.1104 | 8.5647e-05 | 753.8736 | 0.00367 | 763.7577 | 0.00087101 | 755.0794 | 0.00901 | 754.8454 | -0.0009389 | 753.8736 | 0.0010633 | 760.2185 | 0.00050269 | 755.0794 | 0.16056 | 834.1104 | 0.29935 | 755.0794 | 0.00040244 | 753.8736 | 0.0074776 | 834.1104 | 0.0037105 | 834.1104 | 0.0070306 | 0 | 0 | 4.9628e-05 | 8.9745e-06 | -1.7387e-06 | 0 | 0 | 3.8423e-05 | 0.00080891 | 6.5335e-05 | 0.0019727 | -8.9126e-05 | 3.3909e-05 | 0.00011783 | 0.03684 | 0.07205 | 9.9463e-05 | 0.0015414 | 0.00089682 | 0.0016938
|  | 834.3492 | 0 | 834.3492 | 0 | 760.4528 | -0.00037108 | 763.994 | -0.00011296 | 763.9439 | 7.0686e-06 | 755.3134 | 0 | 755.3134 | 0 | 834.3492 | 0.00023615 | 754.1041 | 0.00335 | 763.994 | -0.00031795 | 755.3134 | 0.00785 | 755.0794 | 0.00017717 | 754.1041 | -0.000769 | 760.4528 | 0.00050307 | 755.3134 | 0.1543 | 834.3492 | 0.30408 | 755.3134 | 0.00044764 | 754.1041 | 0.0058982 | 834.3492 | 0.0038006 | 834.3492 | 0.0071556 | 0 | 0 | 5.3274e-05 | 1.6216e-05 | -1.2559e-06 | 0 | 0 | 2.6056e-05 | 0.00071658 | 1.4531e-05 | 0.0019001 | -6.6652e-06 | 2.0377e-05 | 0.00011791 | 0.035734 | 0.073131 | 0.00010597 | 0.0014958 | 0.00084451 | 0.0016416
|  | 834.588 | 0 | 834.588 | 0 | 760.6872 | 0.00082569 | 764.2302 | 0.00025027 | 764.1815 | -1.7642e-05 | 755.5474 | 0 | 755.5474 | 0 | 834.588 | -1.7942e-05 | 754.3345 | 0.00287 | 764.2302 | 0.000441 | 755.5474 | 0.00839 | 755.3134 | -0.00023414 | 754.3345 | 0.00094588 | 760.6872 | 0.00050312 | 755.5474 | 0.15112 | 834.588 | 0.30838 | 755.5474 | 0.00045807 | 754.3345 | 0.0070854 | 834.588 | 0.0032721 | 834.588 | 0.0065929 | 0 | 0 | 5.5142e-05 | 1.9918e-05 | -8.0407e-07 | 0 | 0 | 2.5837e-05 | 0.00073289 | 1.5421e-05 | 0.0018854 | 4.1571e-06 | 7.3547e-05 | 0.00011783 | 0.034745 | 0.074161 | 9.3526e-05 | 0.0014174 | 0.00082033 | 0.0016082
|  | 834.8268 | 0 | 834.8268 | 0 | 760.9215 | -0.00035502 | 764.4664 | -8.1668e-05 | 764.419 | 1.0872e-05 | 755.7815 | 0 | 755.7815 | 0 | 834.8268 | 0.00023432 | 754.5649 | 0.00349 | 764.4664 | -0.00031046 | 755.7815 | 0.00772 | 755.5474 | 0.00026967 | 754.5649 | -0.00030764 | 760.9215 | 0.00050264 | 755.7815 | 0.14576 | 834.8268 | 0.3127 | 755.7815 | 0.00034106 | 754.5649 | 0.0052144 | 834.8268 | 0.0035981 | 834.8268 | 0.0068751 | 0 | 0 | 4.8677e-05 | -7.7694e-06 | -5.3101e-07 | 0 | 0 | 4.8993e-05 | 0.0010613 | -3.8781e-05 | 0.0018936 | -4.1425e-05 | 0.00010944 | 0.00011767 | 0.033787 | 0.075179 | 9.1895e-05 | 0.0014014 | 0.00084432 | 0.0016284
|  | 835.0656 | 0 | 835.0656 | 0 | 761.1559 | 0.0007704 | 764.7027 | 1.5901e-05 | 764.6566 | -1.5343e-05 | 756.0156 | 0 | 756.0156 | 0 | 835.0656 | 0.00017597 | 754.7954 | 0.00572 | 764.7027 | -1.7816e-05 | 756.0156 | 0.00846 | 755.7815 | -0.00062362 | 754.7954 | 0.0012573 | 761.1559 | 0.00050149 | 756.0156 | 0.14293 | 835.0656 | 0.31689 | 756.0156 | 0.00044414 | 754.7954 | 0.0069467 | 835.0656 | 0.0034726 | 835.0656 | 0.006762 | 0 | 0 | 1.6326e-05 | -1.6888e-05 | 4.2258e-08 | 0 | 0 | 4.5642e-05 | 0.00089399 | -4.327e-05 | 0.0018597 | 3.4126e-05 | 0.00016161 | 0.00011732 | 0.032841 | 0.076192 | 9.847e-05 | 0.0014854 | 0.00082356 | 0.0016056
|  | 835.3044 | 0 | 835.3044 | 0 | 761.3903 | -0.00063109 | 764.939 | -0.00015886 | 764.8941 | 1.5699e-05 | 756.2496 | 0 | 756.2496 | 0 | 835.3044 | 0.00020624 | 755.0258 | 0.00204 | 764.939 | -0.00034848 | 756.2496 | 0.00743 | 756.0156 | 0.00091521 | 755.0258 | 0.00014546 | 761.3903 | 0.00049963 | 756.2496 | 0.13768 | 835.3044 | 0.32116 | 756.2496 | 0.00039724 | 755.0258 | 0.0059471 | 835.3044 | 0.003424 | 835.3044 | 0.0066833 | 0 | 0 | 1.5605e-05 | -4.5892e-06 | 7.0299e-07 | 0 | 0 | 3.7429e-05 | 0.00065569 | 3.7424e-05 | 0.0018749 | 4.3398e-05 | 9.0343e-05 | 0.00011684 | 0.031873 | 0.077198 | 0.00010294 | 0.0015139 | 0.00079166 | 0.0015907
|  | 835.5433 | 0 | 835.5433 | 0 | 761.6247 | 0.00076421 | 765.1752 | 0.00012001 | 765.1317 | -9.7818e-06 | 756.4837 | 0 | 756.4837 | 0 | 835.5433 | 0.00010719 | 755.2563 | 0.00365 | 765.1752 | 0.00066527 | 756.4837 | 0.00859 | 756.2496 | -0.0005444 | 755.2563 | 0.00063854 | 761.6247 | 0.00049713 | 756.4837 | 0.13466 | 835.5433 | 0.32528 | 756.4837 | 0.00048231 | 755.2563 | 0.0071909 | 835.5433 | 0.0032053 | 835.5433 | 0.006637 | 0 | 0 | 3.6399e-05 | 2.3241e-06 | 8.4625e-07 | 0 | 0 | 1.6835e-05 | 0.0006743 | 2.6458e-05 | 0.001759 | 4.2348e-05 | -1.5301e-05 | 0.00011616 | 0.030973 | 0.078253 | 9.0913e-05 | 0.0016493 | 0.00077407 | 0.0015669
|  | 835.7821 | 0 | 835.7821 | 0 | 761.8591 | -0.00045361 | 765.4115 | -0.00010034 | 765.3693 | 1.6905e-05 | 756.7178 | 0 | 756.7178 | 0 | 835.7821 | 3.3786e-05 | 755.4868 | 0.0022 | 765.4115 | -0.0004413 | 756.7178 | 0.00644 | 756.4837 | 0.00090624 | 755.4868 | -0.00077128 | 761.8591 | 0.00049415 | 756.7178 | 0.12999 | 835.7821 | 0.33 | 756.7178 | 0.0002945 | 755.4868 | 0.007118 | 835.7821 | 0.0032767 | 835.7821 | 0.0064837 | 0 | 0 | 1.9814e-05 | 1.4021e-06 | 8.1091e-07 | 0 | 0 | 4.2686e-06 | 0.00088846 | -2.7787e-05 | 0.0015706 | 4.8403e-05 | -8.8451e-06 | 0.00011544 | 0.030036 | 0.079359 | 8.1216e-05 | 0.0016883 | 0.00078675 | 0.0015621
|  | 836.0209 | 0 | 836.0209 | 0 | 762.0934 | 0.00062269 | 765.6478 | 0.00011221 | 765.6069 | -1.0077e-05 | 756.9518 | 0 | 756.9518 | 0 | 836.0209 | 1.9568e-06 | 755.7173 | 0.00551 | 765.6478 | 0.00020615 | 756.9518 | 0.00698 | 756.7178 | -0.00049266 | 755.7173 | 0.00069452 | 762.0934 | 0.00049095 | 756.9518 | 0.12665 | 836.0209 | 0.33451 | 756.9518 | 0.00039945 | 755.7173 | 0.0075332 | 836.0209 | 0.0033111 | 836.0209 | 0.0065964 | 0 | 0 | 1.632e-05 | 1.2059e-05 | 1.0734e-06 | 0 | 0 | 4.1631e-06 | 0.00083657 | -1.5636e-05 | 0.0015882 | 5.5953e-05 | -6.7208e-05 | 0.00011474 | 0.029068 | 0.080409 | 6.0004e-05 | 0.0015464 | 0.00079042 | 0.0015573
|  | 836.2598 | 0 | 836.2598 | 0 | 762.3279 | -0.00048346 | 765.8842 | -1.0156e-05 | 765.8445 | 1.9113e-05 | 757.1859 | 0 | 757.1859 | 0 | 836.2598 | 3.2901e-05 | 755.9478 | 0.00175 | 765.8842 | -0.00033848 | 757.1859 | 0.00659 | 756.9518 | 0.00097075 | 755.9478 | -0.0012778 | 762.3279 | 0.00048788 | 757.1859 | 0.12172 | 836.2598 | 0.33877 | 757.1859 | 0.00011325 | 755.9478 | 0.0058863 | 836.2598 | 0.0033072 | 836.2598 | 0.0064433 | 0 | 0 | 3.3669e-05 | 4.1908e-06 | 1.6005e-06 | 0 | 0 | 1.8143e-05 | 0.00079072 | 2.2328e-06 | 0.001701 | 2.0858e-05 | -9.0445e-05 | 0.00011407 | 0.02821 | 0.08145 | 6.8338e-05 | 0.0013165 | 0.00079814 | 0.0015196
|  | 836.4987 | 0 | 836.4987 | 0 | 762.5623 | 0.0007707 | 766.1204 | 4.5633e-05 | 766.0821 | -5.6446e-06 | 757.42 | 0 | 757.42 | 0 | 836.4987 | 0.00011901 | 756.1783 | 0.00511 | 766.1204 | 0.00035738 | 757.42 | 0.00794 | 757.1859 | -0.00079253 | 756.1783 | 0.00049308 | 762.5623 | 0.00048527 | 757.42 | 0.11926 | 836.4987 | 0.34322 | 757.42 | 0.00047051 | 756.1783 | 0.0055353 | 836.4987 | 0.0033757 | 836.4987 | 0.0062804 | 0 | 0 | 3.0765e-05 | -7.5292e-06 | 1.8939e-06 | 0 | 0 | 3.8353e-05 | 0.00099794 | -5.1749e-05 | 0.0017302 | 3.7165e-05 | 0.00011912 | 0.00011355 | 0.027474 | 0.082527 | 0.00011695 | 0.0013774 | 0.00082832 | 0.0015369
|  | 836.7376 | 0 | 836.7376 | 0 | 762.7968 | -0.00050824 | 766.3568 | -0.00010935 | 766.3198 | 2.1586e-05 | 757.6542 | 0 | 757.6542 | 0 | 836.7376 | 0.0002021 | 756.4088 | 0.00355 | 766.3568 | -0.00079532 | 757.6542 | 0.00684 | 757.42 | 0.00111 | 756.4088 | 0.00054066 | 762.7968 | 0.00048346 | 757.6542 | 0.11543 | 836.7376 | 0.34772 | 757.6542 | 0.00052853 | 756.4088 | 0.006418 | 836.7376 | 0.0035593 | 836.7376 | 0.0065869 | 0 | 0 | 3.5217e-05 | 6.3508e-06 | 1.8161e-06 | 0 | 0 | 5.6602e-05 | 0.00076421 | 3.9548e-05 | 0.0017619 | 8.0608e-05 | 0.00019406 | 0.00011326 | 0.026797 | 0.083607 | 0.00011027 | 0.0016136 | 0.00085839 | 0.0015966
|  | 836.9764 | 0 | 836.9764 | 0 | 763.0312 | 0.00080868 | 766.5931 | 0.0001631 | 766.5574 | -6.2997e-06 | 757.8883 | 0 | 757.8883 | 0 | 836.9764 | 0.0002718 | 756.6393 | 0.00308 | 766.5931 | 0.00113 | 757.8883 | 0.00821 | 757.6542 | -0.00042142 | 756.6393 | 0.0011429 | 763.0312 | 0.00048274 | 757.8883 | 0.11347 | 836.9764 | 0.35226 | 757.8883 | 0.0004134 | 756.6393 | 0.0075811 | 836.9764 | 0.0036275 | 836.9764 | 0.0067807 | 0 | 0 | 3.3024e-05 | -2.2416e-07 | 2.0178e-06 | 0 | 0 | 4.055e-05 | 0.00068467 | 4.6316e-05 | 0.0017536 | 3.3572e-05 | 0.00019315 | 0.00011323 | 0.025984 | 0.084678 | 0.00011102 | 0.0015699 | 0.00083552 | 0.0015724
|  | 837.2153 | 0 | 837.2153 | 0 | 763.2656 | -0.00052695 | 766.8294 | -0.00016499 | 766.795 | 2.3279e-05 | 758.1224 | 0 | 758.1224 | 0 | 837.2153 | 6.7692e-05 | 756.8698 | 0.00286 | 766.8294 | -0.00073804 | 758.1224 | 0.00677 | 757.8883 | 0.00070819 | 756.8698 | 0.00053277 | 763.2656 | 0.00048325 | 758.1224 | 0.10849 | 837.2153 | 0.35666 | 758.1224 | 0.00053498 | 756.8698 | 0.0060387 | 837.2153 | 0.0033675 | 837.2153 | 0.0063833 | 0 | 0 | 1.3879e-05 | -8.17e-06 | 1.9676e-06 | 0 | 0 | 2.1723e-05 | 0.00098897 | -2.6239e-05 | 0.001715 | -0.00010908 | 0.00023709 | 0.00011352 | 0.02513 | 0.085767 | 0.00012087 | 0.0014144 | 0.00081342 | 0.0015126
|  | 837.4542 | 0 | 837.4542 | 0 | 763.5001 | 0.00064533 | 767.0658 | 9.5869e-05 | 767.0327 | -6.7214e-06 | 758.3566 | 0 | 758.3566 | 0 | 837.4542 | 0.00011417 | 757.1003 | 0.00572 | 767.0658 | 0.00051604 | 758.3566 | 0.00788 | 758.1224 | -0.00164 | 757.1003 | 0.0015241 | 763.5001 | 0.00048498 | 758.3566 | 0.10618 | 837.4542 | 0.36138 | 758.3566 | 0.00049756 | 757.1003 | 0.0062321 | 837.4542 | 0.0034425 | 837.4542 | 0.0062802 | 0 | 0 | 2.4325e-05 | -5.8579e-06 | 1.6534e-06 | 0 | 0 | 1.5461e-05 | 0.00091175 | -3.4639e-05 | 0.0017923 | -1.873e-05 | 0.0001113 | 0.00011402 | 0.024447 | 0.086847 | 0.00011067 | 0.0012188 | 0.00080726 | 0.0015003
|  | 837.6931 | 0 | 837.6931 | 0 | 763.7346 | -0.00043781 | 767.3021 | -0.00014544 | 767.2704 | 2.0634e-05 | 758.5907 | 0 | 758.5907 | 0 | 837.6931 | 1.5262e-05 | 757.3309 | 0.00219 | 767.3021 | -0.0008092 | 758.5907 | 0.00743 | 758.3566 | 0.00148 | 757.3309 | -0.00055846 | 763.7346 | 0.00048774 | 758.5907 | 0.10265 | 837.6931 | 0.36568 | 758.5907 | 0.00044785 | 757.3309 | 0.0043419 | 837.6931 | 0.0033157 | 837.6931 | 0.0062798 | 0 | 0 | 3.7178e-05 | -3.3881e-06 | 2.4546e-06 | 0 | 0 | 2.481e-05 | 0.00085549 | 7.3376e-05 | 0.0017466 | 0.0001858 | 6.4405e-06 | 0.00011477 | 0.023786 | 0.087899 | 0.00011884 | 0.0012701 | 0.00080239 | 0.0015015
|  | 837.932 | 0 | 837.932 | 0 | 763.9691 | 0.0007549 | 767.5385 | 0.00011678 | 767.5081 | 2.1027e-08 | 758.8248 | 0 | 758.8248 | 0 | 837.932 | 0.00019242 | 757.5615 | 0.00523 | 767.5385 | 0.00143 | 758.8248 | 0.00749 | 758.5907 | 0.00010712 | 757.5615 | 0.00061432 | 763.9691 | 0.00049116 | 758.8248 | 0.10054 | 837.932 | 0.37012 | 758.8248 | 0.00056728 | 757.5615 | 0.0066742 | 837.932 | 0.0034012 | 837.932 | 0.0062892 | 0 | 0 | 3.482e-05 | -2.1497e-06 | 2.8592e-06 | 0 | 0 | 2.8948e-05 | 0.00089561 | 9.4567e-05 | 0.0016264 | 0.00010779 | 0.00019262 | 0.0001156 | 0.023077 | 0.08894 | 0.00012089 | 0.0013295 | 0.00077429 | 0.0014704
|  | 838.1709 | 0 | 838.1709 | 0 | 764.2036 | -0.00045792 | 767.7749 | -0.00013497 | 767.7457 | 2.4039e-05 | 759.059 | 0 | 759.059 | 0 | 838.1709 | 4.9915e-05 | 757.792 | 0.00254 | 767.7749 | -0.00062991 | 759.059 | 0.0064 | 758.8248 | 0.00081367 | 757.792 | 0.0010568 | 764.2036 | 0.00049474 | 759.059 | 0.09654 | 838.1709 | 0.37443 | 759.059 | 0.00046511 | 757.792 | 0.0048599 | 838.1709 | 0.0030807 | 838.1709 | 0.0060201 | 0 | 0 | 2.7395e-05 | 3.9714e-08 | 2.3028e-06 | 0 | 0 | 1.8167e-05 | 0.00083243 | 9.8248e-06 | 0.0017026 | 2.363e-07 | 0.00020245 | 0.00011639 | 0.022337 | 0.090126 | 0.0001113 | 0.0014273 | 0.00075637 | 0.0014663
|  | 838.4099 | 0 | 838.4099 | 0 | 764.438 | 0.00069157 | 768.0113 | 0.0001353 | 767.9835 | -4.6659e-06 | 759.2932 | 0 | 759.2932 | 0 | 838.4099 | 0.00010216 | 758.0226 | 0.00468 | 768.0113 | 0.00071303 | 759.2932 | 0.00814 | 759.059 | -0.00081165 | 758.0226 | 0.00069913 | 764.438 | 0.0004979 | 759.2932 | 0.09422 | 838.4099 | 0.37998 | 759.2932 | 0.00048536 | 758.0226 | 0.0075196 | 838.4099 | 0.0032507 | 838.4099 | 0.0062539 | 0 | 0 | 9.576e-06 | -9.0985e-06 | 2.3061e-06 | 0 | 0 | -1.6233e-06 | 0.00057387 | 4.1738e-06 | 0.0016101 | -2.3437e-05 | 0.00016034 | 0.00011702 | 0.021663 | 0.091337 | 9.6144e-05 | 0.0016645 | 0.00075802 | 0.00148
|  | 838.6488 | 0 | 838.6488 | 0 | 764.6725 | -0.0006099 | 768.2477 | -0.00021228 | 768.2212 | 2.4067e-05 | 759.5274 | 0 | 759.5274 | 0 | 838.6488 | -0.00011574 | 758.2532 | 0.00029742 | 768.2477 | -0.00067772 | 759.5274 | 0.00561 | 759.2932 | 0.00061149 | 758.2532 | 0.00069153 | 764.6725 | 0.00050011 | 759.5274 | 0.09078 | 838.6488 | 0.38457 | 759.5274 | 0.00033572 | 758.2532 | 0.0069176 | 838.6488 | 0.0030945 | 838.6488 | 0.006135 | 0 | 0 | 2.5343e-06 | -2.809e-05 | 2.4127e-06 | 0 | 0 | 9.2944e-06 | 0.00051724 | -2.4922e-05 | 0.00152 | -1.9473e-05 | 0.00028006 | 0.0001174 | 0.021024 | 0.092443 | 0.00011128 | 0.0015445 | 0.00077885 | 0.0015026
|  | 838.8877 | 0 | 838.8877 | 0 | 764.9071 | 0.00063151 | 768.4841 | -2.5371e-05 | 768.4589 | -3.7634e-06 | 759.7616 | 0 | 759.7616 | 0 | 838.8877 | 0.00019354 | 758.4837 | 0.00419 | 768.4841 | 0.00046687 | 759.7616 | 0.00737 | 759.5274 | -0.00077779 | 758.4837 | 0.0017382 | 764.9071 | 0.00050092 | 759.7616 | 0.08876 | 838.8877 | 0.38921 | 759.7616 | 0.00061458 | 758.4837 | 0.0064816 | 838.8877 | 0.0034247 | 838.8877 | 0.0064423 | 0 | 0 | 1.5437e-05 | -2.1951e-05 | 1.8909e-06 | 0 | 0 | 2.3623e-05 | 0.00064796 | -5.9685e-05 | 0.0015726 | -1.2324e-05 | 0.00024487 | 0.00011737 | 0.02031 | 0.093504 | 0.00012432 | 0.0013736 | 0.00080162 | 0.0015285
|  | 839.1267 | 0 | 839.1267 | 0 | 765.1416 | -0.00049984 | 768.7205 | -0.0001603 | 768.6966 | 1.9672e-05 | 759.9958 | 0 | 759.9958 | 0 | 839.1267 | 4.1819e-06 | 758.7143 | 0.00143 | 768.7205 | -0.00097171 | 759.9958 | 0.00606 | 759.7616 | 0.00067254 | 758.7143 | 0.00038564 | 765.1416 | 0.00050009 | 759.9958 | 0.08469 | 839.1267 | 0.39342 | 759.9958 | 0.00044712 | 758.7143 | 0.0054325 | 839.1267 | 0.0032848 | 839.1267 | 0.0063512 | 0 | 0 | 3.0015e-05 | -2.6865e-06 | 1.2725e-06 | 0 | 0 | 3.9426e-05 | 0.00062838 | -3.3323e-05 | 0.0016709 | 3.4991e-05 | 0.00032304 | 0.00011701 | 0.019731 | 0.094686 | 0.00012289 | 0.0013986 | 0.00082017 | 0.0015131
|  | 839.3656 | 0 | 839.3656 | 0 | 765.3762 | 0.00075577 | 768.9569 | 0.00013757 | 768.9344 | -8.9692e-06 | 760.23 | 0 | 760.23 | 0 | 839.3656 | 0.00032581 | 758.9449 | 0.00402 | 768.9569 | 0.00068978 | 760.23 | 0.00821 | 759.9958 | -0.00037372 | 758.9449 | 0.0024162 | 765.3762 | 0.00049759 | 760.23 | 0.08381 | 839.3656 | 0.3991 | 760.23 | 0.00060238 | 758.9449 | 0.006698 | 839.3656 | 0.00358 | 839.3656 | 0.0063135 | 0 | 0 | 4.2267e-05 | -6.5949e-06 | 1.1302e-06 | 0 | 0 | 3.4053e-05 | 0.00051452 | 1.644e-05 | 0.001655 | 2.0571e-05 | 0.00027287 | 0.00011624 | 0.019303 | 0.095815 | 0.00011883 | 0.0013003 | 0.00079093 | 0.0014605
|  | 839.6046 | 0 | 839.6046 | 0 | 765.6107 | -0.00039537 | 769.1934 | -0.00019335 | 769.1721 | 1.8478e-05 | 760.4642 | 0 | 760.4642 | 0 | 839.6046 | -4.0804e-05 | 759.1755 | 0.0004415 | 769.1934 | -0.00055072 | 760.4642 | 0.00592 | 760.23 | 0.00054939 | 759.1755 | -5.0159e-05 | 765.6107 | 0.00049357 | 760.4642 | 0.081 | 839.6046 | 0.40283 | 760.4642 | 0.00041216 | 759.1755 | 0.0045769 | 839.6046 | 0.0030398 | 839.6046 | 0.0059103 | 0 | 0 | 3.5836e-05 | -2.0925e-05 | 7.8299e-07 | 0 | 0 | 2.8739e-05 | 0.00043368 | 5.1332e-06 | 0.0015539 | 3.1045e-05 | -4.9422e-05 | 0.00011513 | 0.018793 | 0.096868 | 0.00011911 | 0.0012131 | 0.00077822 | 0.0014565
|  | 839.8436 | 0 | 839.8436 | 0 | 765.8452 | 0.00070102 | 769.4298 | 1.6364e-05 | 769.4099 | -1.189e-05 | 760.6984 | 0 | 760.6984 | 0 | 839.8436 | 0.00028132 | 759.4061 | 0.00332 | 769.4298 | 0.00059414 | 760.6984 | 0.00735 | 760.4642 | -0.00028433 | 759.4061 | -0.00037849 | 765.8452 | 0.00048838 | 760.6984 | 0.07949 | 839.8436 | 0.40788 | 760.6984 | 0.00060497 | 759.4061 | 0.0059452 | 839.8436 | 0.0034733 | 839.8436 | 0.0062791 | 0 | 0 | 3.4216e-05 | -1.0146e-05 | 4.84e-07 | 0 | 0 | 2.8024e-05 | 0.00073462 | 7.822e-06 | 0.0016257 | 0.00018334 | -5.451e-05 | 0.00011389 | 0.018182 | 0.097962 | 0.00013795 | 0.0013303 | 0.00075042 | 0.0014644
|  | 840.0825 | 0 | 840.0825 | 0 | 766.0798 | -0.00040935 | 769.6663 | -0.00010218 | 769.6476 | 1.5961e-05 | 760.9327 | 0 | 760.9327 | 0 | 840.0825 | -4.6794e-05 | 759.6368 | 0.00305 | 769.6663 | -0.00052797 | 760.9327 | 0.00653 | 760.6984 | 0.00185 | 759.6368 | -9.417e-05 | 766.0798 | 0.00048245 | 760.9327 | 0.07575 | 840.0825 | 0.41195 | 760.9327 | 0.0005728 | 759.6368 | 0.0055896 | 840.0825 | 0.0028068 | 840.0825 | 0.0059766 | 0 | 0 | 4.4219e-05 | 3.0707e-06 | -1.6628e-07 | 0 | 0 | 4.8813e-05 | 0.00094311 | 2.9717e-05 | 0.0016491 | 0.00017169 | 0.00016397 | 0.00011243 | 0.017558 | 0.099186 | 0.0001229 | 0.0013644 | 0.00074571 | 0.0014616
|  | 840.3215 | 0 | 840.3215 | 0 | 766.3144 | 0.00078639 | 769.9027 | 0.00012816 | 769.8854 | -1.736e-05 | 761.1669 | 0 | 761.1669 | 0 | 840.3215 | 0.00045531 | 759.8674 | 0.00513 | 769.9027 | 0.00077933 | 761.1669 | 0.00755 | 760.9327 | -0.00038409 | 759.8674 | 0.0015164 | 766.3144 | 0.00047622 | 761.1669 | 0.07416 | 840.3215 | 0.41812 | 761.1669 | 0.0004765 | 759.8674 | 0.0062441 | 840.3215 | 0.003434 | 840.3215 | 0.0062555 | 0 | 0 | 5.72e-05 | 2.4596e-06 | -1.113e-06 | 0 | 0 | 4.5629e-05 | 0.00097796 | -4.264e-05 | 0.0015144 | 5.8096e-05 | 0.0002047 | 0.00011098 | 0.016967 | 0.10042 | 0.00011581 | 0.0011139 | 0.00076402 | 0.00144
|  | 840.5605 | 0 | 840.5605 | 0 | 766.549 | -0.00029867 | 770.1392 | -0.00010735 | 770.1232 | 7.9982e-06 | 761.4012 | 0 | 761.4012 | 0 | 840.5605 | -7.346e-05 | 760.098 | 0.00335 | 770.1392 | -0.00114 | 761.4012 | 0.00538 | 761.1669 | 0.00088011 | 760.098 | 0.00025857 | 766.549 | 0.0004701 | 761.4012 | 0.0707 | 840.5605 | 0.42224 | 761.4012 | 0.00051227 | 760.098 | 0.0034146 | 840.5605 | 0.0029598 | 840.5605 | 0.0057949 | 0 | 0 | 5.0163e-05 | 1.1862e-05 | -1.1707e-06 | 0 | 0 | 1.9076e-05 | 0.0010206 | -4.438e-05 | 0.0014196 | 1.4691e-05 | 0.00033308 | 0.00010963 | 0.016476 | 0.10158 | 0.0001167 | 0.0010661 | 0.00074635 | 0.0014052
|  | 840.7995 | 0 | 840.7995 | 0 | 766.7836 | 0.00072628 | 770.3757 | 0.00020766 | 770.361 | -1.7845e-05 | 761.6354 | 0 | 761.6354 | 0 | 840.7995 | 0.00023309 | 760.3287 | 0.0055 | 770.3757 | 0.00076471 | 761.6354 | 0.00674 | 761.4012 | -0.00075468 | 760.3287 | 0.0026296 | 766.7836 | 0.0004644 | 761.6354 | 0.06996 | 840.7995 | 0.42783 | 761.6354 | 0.00048408 | 760.3287 | 0.0058296 | 840.7995 | 0.0032858 | 840.7995 | 0.0059638 | 0 | 0 | 5.0003e-05 | 6.2294e-06 | -9.6138e-07 | 0 | 0 | 1.6419e-07 | 0.0010091 | -2.5886e-05 | 0.0014746 | 7.0901e-05 | 0.00026619 | 0.00010836 | 0.016085 | 0.1028 | 0.00011128 | 0.0011901 | 0.00074579 | 0.001393
|  | 841.0385 | 0 | 841.0385 | 0 | 767.0182 | -0.00030004 | 770.6121 | -0.00015497 | 770.5988 | 9.7592e-06 | 761.8697 | 0 | 761.8697 | 0 | 841.0385 | -0.00023172 | 760.5593 | 0.00325 | 770.6121 | -0.00098367 | 761.8697 | 0.00585 | 761.6354 | 0.00136 | 760.5593 | -0.00032145 | 767.0182 | 0.00045934 | 761.8697 | 0.06737 | 841.0385 | 0.43239 | 761.8697 | 0.00046604 | 760.5593 | 0.00449 | 841.0385 | 0.0029548 | 841.0385 | 0.0056924 | 0 | 0 | 5.297e-05 | 1.6129e-05 | -1.6934e-06 | 0 | 0 | 2.1752e-05 | 0.00073347 | -4.4975e-05 | 0.001516 | 6.9627e-05 | 6.1136e-05 | 0.00010723 | 0.015557 | 0.10411 | 0.00011855 | 0.0014174 | 0.0008074 | 0.0014174
|  | 841.2775 | 0 | 841.2775 | 0 | 767.2527 | 0.00075169 | 770.8486 | 0.00029137 | 770.8367 | -2.3999e-05 | 762.104 | 0 | 762.104 | 0 | 841.2775 | 0.00041374 | 760.79 | 0.00311 | 770.8486 | 0.00060334 | 762.104 | 0.00709 | 761.8697 | -0.00076554 | 760.79 | 0.00085156 | 767.2527 | 0.000455 | 762.104 | 0.06542 | 841.2775 | 0.43878 | 762.104 | 0.00054587 | 760.79 | 0.0078007 | 841.2775 | 0.0038014 | 841.2775 | 0.006168 | 0 | 0 | 4.8953e-05 | 1.8023e-05 | -2.2381e-06 | 0 | 0 | 4.3296e-05 | 0.00047745 | 1.6361e-05 | 0.0014993 | -4.7427e-06 | 0.00017385 | 0.00010636 | 0.015158 | 0.10544 | 7.8356e-05 | 0.0016517 | 0.00081126 | 0.0014267
|  | 841.5166 | 0 | 841.5166 | 0 | 767.4874 | -0.00033451 | 771.0851 | -0.00013896 | 771.0745 | 5.1744e-06 | 762.3383 | 0 | 762.3383 | 0 | 841.5166 | -5.1457e-05 | 761.0206 | 0.00103 | 771.0851 | -0.00046499 | 762.3383 | 0.00571 | 762.104 | 0.00072505 | 761.0206 | 0.00065586 | 767.4874 | 0.00045142 | 762.3383 | 0.06399 | 841.5166 | 0.44346 | 762.3383 | 0.0001231 | 761.0206 | 0.0065215 | 841.5166 | 0.0029868 | 841.5166 | 0.00577 | 0 | 0 | 5.5491e-05 | 1.5084e-05 | -2.5059e-06 | 0 | 0 | 6.7126e-05 | 0.00049372 | -6.0329e-05 | 0.001516 | 1.4686e-05 | 0.0002376 | 0.00010557 | 0.014858 | 0.1068 | 6.2206e-05 | 0.0014447 | 0.00081542 | 0.0014636
|  | 841.7556 | 0 | 841.7556 | 0 | 767.722 | 0.00080754 | 771.3217 | 0.0002665 | 771.3123 | -2.6244e-05 | 762.5726 | 0 | 762.5726 | 0 | 841.7556 | 0.00061311 | 761.2513 | 0.00325 | 771.3217 | -4.5147e-05 | 762.5726 | 0.00723 | 762.3383 | -0.00059967 | 761.2513 | 0.0014038 | 767.722 | 0.00044853 | 762.5726 | 0.06283 | 841.7556 | 0.45015 | 762.5726 | 0.00040788 | 761.2513 | 0.0060024 | 841.7556 | 0.0038359 | 841.7556 | 0.0064765 | 0 | 0 | 5.556e-05 | 1.0711e-05 | -2.6611e-06 | 0 | 0 | 4.9139e-05 | 0.00072193 | -6.5638e-05 | 0.0014996 | 9.4934e-05 | 0.00012041 | 0.00010497 | 0.014405 | 0.10805 | 0.0001265 | 0.001253 | 0.00081668 | 0.0014618
|  | 841.9946 | 0 | 841.9946 | 0 | 767.9567 | -0.00033392 | 771.5582 | -0.00017593 | 771.5502 | 3.8682e-06 | 762.8069 | 0 | 762.8069 | 0 | 841.9946 | -0.00020196 | 761.482 | 0.00301 | 771.5582 | -0.00050991 | 762.8069 | 0.00557 | 762.5726 | 0.00141 | 761.482 | -0.00035972 | 767.9567 | 0.00044626 | 762.8069 | 0.06013 | 841.9946 | 0.4539 | 762.8069 | 0.00067186 | 761.482 | 0.0048624 | 841.9946 | 0.0029973 | 841.9946 | 0.0057545 | 0 | 0 | 2.7422e-05 | -5.0481e-06 | -2.6199e-06 | 0 | 0 | 2.2111e-05 | 0.00068293 | 3.5282e-05 | 0.0014586 | 7.7564e-05 | 6.566e-06 | 0.00010452 | 0.014035 | 0.10921 | 0.00013945 | 0.0012958 | 0.00078717 | 0.0014324
|  | 842.2337 | 0 | 842.2337 | 0 | 768.1913 | 0.00056761 | 771.7947 | 0.00013324 | 771.788 | -2.5898e-05 | 763.0412 | 0 | 763.0412 | 0 | 842.2337 | 0.00038695 | 761.7127 | 0.00291 | 771.7947 | 0.00080826 | 763.0412 | 0.00688 | 762.8069 | -0.00074794 | 761.7127 | 0.00041663 | 768.1913 | 0.00044447 | 763.0412 | 0.05966 | 842.2337 | 0.45978 | 763.0412 | 0.00051835 | 761.7127 | 0.0063704 | 842.2337 | 0.0035885 | 842.2337 | 0.0062298 | 0 | 0 | 3.9482e-05 | -1.9023e-06 | -2.4971e-06 | 0 | 0 | 1.382e-05 | 0.00059062 | 2.3685e-05 | 0.0014562 | -5.7205e-05 | 0.00012473 | 0.00010411 | 0.013616 | 0.11038 | 0.00011257 | 0.0011825 | 0.00077231 | 0.001408
|  | 842.4727 | 0 | 842.4727 | 0 | 768.426 | -0.00023105 | 772.0312 | -0.00014933 | 772.0259 | 4.9019e-06 | 763.2755 | 0 | 763.2755 | 0 | 842.4727 | -0.00027133 | 761.9434 | 0.00221 | 772.0312 | -0.00060802 | 763.2755 | 0.00555 | 763.0412 | 0.00025967 | 761.9434 | 0.00066461 | 768.426 | 0.00044303 | 763.2755 | 0.05656 | 842.4727 | 0.46372 | 763.2755 | 0.00044249 | 761.9434 | 0.0038803 | 842.4727 | 0.002873 | 842.4727 | 0.0055504 | 0 | 0 | 6.6415e-05 | 2.5391e-06 | -1.8055e-06 | 0 | 0 | 1.9234e-05 | 0.00065983 | 6.1726e-05 | 0.0014868 | -8.3381e-05 | 0.00025918 | 0.00010382 | 0.01313 | 0.11167 | 7.1727e-05 | 0.0010463 | 0.00077994 | 0.0013919
|  | 842.7118 | 0 | 842.7118 | 0 | 768.6606 | 0.00079705 | 772.2678 | 0.0001708 | 772.2638 | -2.008e-05 | 763.5098 | 0 | 763.5098 | 0 | 842.7118 | 0.00043225 | 762.1741 | 0.00351 | 772.2678 | 0.00113 | 763.5098 | 0.00714 | 763.2755 | -0.00097138 | 762.1741 | 0.0015822 | 768.6606 | 0.00044178 | 763.5098 | 0.05551 | 842.7118 | 0.47052 | 763.5098 | 0.00016973 | 762.1741 | 0.0051897 | 842.7118 | 0.0036523 | 842.7118 | 0.0060952 | 0 | 0 | 3.7625e-05 | -8.7476e-06 | -8.4892e-07 | 0 | 0 | 3.2617e-05 | 0.00071177 | 9.5403e-05 | 0.0015 | 2.4441e-05 | 0.00021161 | 0.00010354 | 0.012704 | 0.11297 | 8.5054e-05 | 0.0011777 | 0.00078762 | 0.0013768
|  | 842.9508 | 0 | 842.9508 | 0 | 768.8953 | -0.0004764 | 772.5043 | -0.00024475 | 772.5017 | 1.2942e-05 | 763.7442 | 0 | 763.7442 | 0 | 842.9508 | -0.00015939 | 762.4049 | 0.00266 | 772.5043 | -0.00032345 | 763.7442 | 0.00566 | 763.5098 | 0.00118 | 762.4048 | 0.00025221 | 768.8953 | 0.00044058 | 763.7442 | 0.0529 | 842.9508 | 0.47459 | 763.7442 | 0.00055609 | 762.4048 | 0.0050191 | 842.9508 | 0.0029367 | 842.9508 | 0.0054225 | 0 | 0 | 3.4937e-05 | -1.8622e-05 | -6.2084e-07 | 0 | 0 | 3.5609e-05 | 0.00074173 | 9.4009e-06 | 0.0013321 | 4.5667e-05 | 6.9652e-05 | 0.00010325 | 0.012324 | 0.11423 | 0.00011744 | 0.0011743 | 0.0007769 | 0.0014057
|  | 843.1899 | 0 | 843.1899 | 0 | 769.13 | 0.00077414 | 772.7409 | 8.7324e-05 | 772.7396 | -1.8161e-05 | 763.9785 | 0 | 763.9785 | 0 | 843.1899 | 0.00045729 | 762.6356 | 0.00377 | 772.7409 | 0.00040292 | 763.9785 | 0.00571 | 763.7442 | -0.0007903 | 762.6356 | 0.00035158 | 769.13 | 0.00043932 | 763.9785 | 0.05229 | 843.1899 | 0.48102 | 763.9785 | 0.0004463 | 762.6356 | 0.0051603 | 843.1899 | 0.0035626 | 843.1899 | 0.0063369 | 0 | 0 | 4.701e-05 | -7.8825e-06 | -6.9756e-07 | 0 | 0 | 1.9689e-05 | 0.00079846 | -2.1641e-05 | 0.0013629 | -2.1309e-05 | 3.4504e-05 | 0.00010294 | 0.011948 | 0.11546 | 0.00010309 | 0.001118 | 0.00076356 | 0.0014282
|  | 843.429 | 0 | 843.429 | 0 | 769.3647 | -0.00037351 | 772.9775 | -0.00015396 | 772.9775 | 1.2297e-05 | 764.2129 | 0 | 764.2129 | 0 | 843.429 | -0.00029258 | 762.8663 | 0.00315 | 772.9775 | -0.00058588 | 764.2129 | 0.00592 | 763.9785 | 0.00060842 | 762.8663 | -5.2556e-05 | 769.3647 | 0.00043793 | 764.2129 | 0.04967 | 843.429 | 0.48483 | 764.2129 | 0.0004334 | 762.8663 | 0.0045288 | 843.429 | 0.0028249 | 843.429 | 0.0056106 | 0 | 0 | 5.5277e-05 | 2.2686e-05 | -2.4168e-07 | 0 | 0 | 1.3427e-05 | 0.00068408 | 3.5833e-05 | 0.0015035 | -7.9871e-05 | 0.00016597 | 0.00010262 | 0.011683 | 0.11674 | 0.00012358 | 0.0013109 | 0.00077014 | 0.0013765
|  | 843.6681 | 0 | 843.6681 | 0 | 769.5994 | 0.00084448 | 773.2141 | 0.0003457 | 773.2154 | -1.4329e-05 | 764.4473 | 0 | 764.4473 | 0 | 843.6681 | 0.0004049 | 763.097 | 0.00278 | 773.2141 | 0.00088874 | 764.4473 | 0.00691 | 764.2129 | -0.00129 | 763.097 | 0.0014914 | 769.5994 | 0.00043643 | 764.4473 | 0.05002 | 843.6681 | 0.49175 | 764.4473 | 0.00062113 | 763.097 | 0.0068353 | 843.6681 | 0.0036177 | 843.6681 | 0.0059043 | 0 | 0 | 3.6981e-05 | 6.3155e-06 | 1.8061e-07 | 0 | 0 | 1.0565e-05 | 0.00046962 | 8.8283e-05 | 0.0014215 | -1.5235e-05 | 0.00018879 | 0.00010225 | 0.011504 | 0.11797 | 0.00013048 | 0.0014311 | 0.00076004 | 0.0013557
|  | 843.9072 | 0 | 843.9072 | 0 | 769.8341 | -0.00052932 | 773.4507 | -0.00029231 | 773.4534 | 1.5847e-05 | 764.6816 | 0 | 764.6816 | 0 | 843.9072 | -0.00031652 | 763.3278 | 0.00129 | 773.4507 | -0.00014238 | 764.6816 | 0.00522 | 764.4473 | 0.00116 | 763.3278 | 0.00014476 | 769.8341 | 0.00043494 | 764.6816 | 0.04815 | 843.9072 | 0.49505 | 764.6816 | 0.00049233 | 763.3278 | 0.005567 | 843.9072 | 0.0027399 | 843.9072 | 0.0054355 | 0 | 0 | 2.856e-05 | -1.038e-05 | -6.6615e-08 | 0 | 0 | 3.6952e-05 | 0.00041297 | 4.9954e-05 | 0.0013981 | 8.8957e-05 | 0.00027207 | 0.00010195 | 0.01118 | 0.11922 | 0.00013418 | 0.0013445 | 0.00075904 | 0.0013961
|  | 844.1463 | 0 | 844.1463 | 0 | 770.0688 | 0.00077265 | 773.6873 | 0.00020456 | 773.6913 | -1.6407e-05 | 764.916 | 0 | 764.916 | 0 | 844.1463 | 0.00062562 | 763.5585 | 0.00229 | 773.6873 | 0.00056468 | 764.916 | 0.00671 | 764.6816 | -0.00040089 | 763.5585 | 0.0022138 | 770.0688 | 0.00043365 | 764.916 | 0.04725 | 844.1463 | 0.50218 | 764.916 | 0.00065261 | 763.5585 | 0.0060879 | 844.1463 | 0.0036093 | 844.1463 | 0.0062427 | 0 | 0 | 6.6234e-05 | -6.2044e-07 | 2.6688e-07 | 0 | 0 | 5.3637e-05 | 0.00068542 | 3.1478e-06 | 0.0013008 | 0.0001042 | 0.00014096 | 0.0001017 | 0.010824 | 0.12055 | 0.00010707 | 0.0013025 | 0.00073814 | 0.0013651
|  | 844.3854 | 0 | 844.3854 | 0 | 770.3036 | -0.00020833 | 773.9239 | -0.00020981 | 773.9293 | 1.865e-05 | 765.1504 | 0 | 765.1504 | 0 | 844.3854 | -0.00017698 | 763.7893 | 0.00365 | 773.9239 | -0.00053807 | 765.1504 | 0.00439 | 764.916 | 0.00129 | 763.7893 | -0.00099216 | 770.3036 | 0.00043284 | 765.1504 | 0.04512 | 844.3854 | 0.50618 | 765.1504 | 0.00026107 | 763.7893 | 0.0051999 | 844.3854 | 0.0025648 | 844.3854 | 0.0051754 | 0 | 0 | 7.0537e-05 | -9.8269e-06 | 4.6474e-07 | 0 | 0 | 3.0836e-05 | 0.00074193 | 3.122e-05 | 0.0012929 | 4.9213e-05 | 1.8484e-05 | 0.0001016 | 0.010543 | 0.1219 | 0.00010208 | 0.0012376 | 0.00071854 | 0.001295
|  | 844.6245 | 0 | 844.6245 | 0 | 770.5383 | 0.00080931 | 774.1605 | 0.00012675 | 774.1672 | -1.4743e-05 | 765.3848 | 0 | 765.3848 | 0 | 844.6245 | 0.00043491 | 764.0201 | 0.00278 | 774.1605 | 0.00080195 | 765.3848 | 0.00664 | 765.1504 | -0.00087004 | 764.0201 | 0.0011524 | 770.5383 | 0.00043281 | 765.3848 | 0.04482 | 844.6245 | 0.51343 | 765.3848 | 0.00060979 | 764.0201 | 0.0055261 | 844.6245 | 0.0034454 | 844.6245 | 0.0056568 | 0 | 0 | 5.8496e-05 | -3.1e-05 | -2.1684e-07 | 0 | 0 | 2.09e-05 | 0.00073269 | 3.2601e-05 | 0.0013277 | 3.1644e-05 | 0.00018242 | 0.00010172 | 0.01023 | 0.1232 | 0.00012561 | 0.0012148 | 0.00072942 | 0.0013096
|  | 844.8636 | 0 | 844.8636 | 0 | 770.7731 | -0.00031092 | 774.3972 | -0.00038875 | 774.4052 | 1.2921e-05 | 765.6192 | 0 | 765.6192 | 0 | 844.8636 | -0.0002601 | 764.2509 | 0.00357 | 774.3972 | -0.00052642 | 765.6192 | 0.00469 | 765.3848 | 0.00114 | 764.2509 | 0.0004286 | 770.7731 | 0.00043383 | 765.6192 | 0.04248 | 844.8636 | 0.51702 | 765.6192 | 0.00046212 | 764.2509 | 0.005002 | 844.8636 | 0.0026554 | 844.8636 | 0.005297 | 0 | 0 | 3.9375e-05 | -4.1913e-05 | -6.4226e-07 | 0 | 0 | 4.3906e-05 | 0.00081256 | 6.668e-05 | 0.0012437 | 0.00011348 | 0.00023223 | 0.00010211 | 0.0099133 | 0.12453 | 0.00010393 | 0.001202 | 0.00077096 | 0.0013431
|  | 845.1027 | 0 | 845.1027 | 0 | 771.0078 | 0.00064639 | 774.6338 | 3.4503e-05 | 774.6431 | -1.8318e-05 | 765.8536 | 0 | 765.8536 | 0 | 845.1027 | 0.00062732 | 764.4817 | 0.00347 | 774.6338 | 0.00109 | 765.8536 | 0.00592 | 765.6192 | -0.00017158 | 764.4817 | 0.0015835 | 771.0078 | 0.00043612 | 765.8536 | 0.04209 | 845.1027 | 0.52448 | 765.8536 | 0.00042447 | 764.4817 | 0.0054125 | 845.1027 | 0.0037926 | 845.1027 | 0.005936 | 0 | 0 | 3.1215e-05 | -3.0369e-05 | -1.0828e-06 | 0 | 0 | 4.2567e-05 | 0.00056192 | 6.2727e-05 | 0.0012753 | 0.00012055 | 0.00021145 | 0.00010283 | 0.0096714 | 0.12579 | 0.00010727 | 0.0012266 | 0.00077732 | 0.0013376
|  | 845.3419 | 0 | 845.3419 | 0 | 771.2426 | -0.00038051 | 774.8704 | -0.00029119 | 774.8812 | 9.2205e-06 | 766.0881 | 0 | 766.0881 | 0 | 845.3419 | -0.00027132 | 764.7125 | 0.0014 | 774.8704 | -0.00055983 | 766.0881 | 0.00496 | 765.8536 | 0.0012 | 764.7125 | 0.00024901 | 771.2426 | 0.00043977 | 766.0881 | 0.04042 | 845.3419 | 0.52752 | 766.0881 | 0.00049071 | 764.7125 | 0.0052177 | 845.3419 | 0.0027083 | 845.3419 | 0.0052505 | 0 | 0 | 5.8776e-05 | 2.2305e-06 | -1.4833e-06 | 0 | 0 | 4.2761e-05 | 0.00072253 | -2.4901e-06 | 0.0012941 | 0.0001323 | 0.00027247 | 0.00010384 | 0.0094561 | 0.12707 | 0.00012956 | 0.0012669 | 0.00077708 | 0.0013222
|  | 845.581 | 0 | 845.581 | 0 | 771.4774 | 0.00088115 | 775.1071 | 0.00031003 | 775.1191 | -2.1686e-05 | 766.3225 | 0 | 766.3225 | 0 | 845.581 | 0.00062894 | 764.9433 | 0.00486 | 775.1071 | 0.00053879 | 766.3225 | 0.00608 | 766.0881 | -7.1274e-05 | 764.9433 | 0.0021117 | 771.4774 | 0.00044473 | 766.3225 | 0.04025 | 845.581 | 0.53519 | 766.3225 | 0.0006146 | 764.9433 | 0.0057587 | 845.581 | 0.0037906 | 845.581 | 0.0058072 | 0 | 0 | 5.6716e-05 | -1.4147e-06 | -1.4664e-06 | 0 | 0 | 1.7442e-05 | 0.00064861 | 8.6014e-06 | 0.0012144 | 0.00011707 | 0.00031066 | 0.0001051 | 0.0091971 | 0.12846 | 0.00012384 | 0.0012035 | 0.00075621 | 0.0012859
|  | 845.8202 | 0 | 845.8202 | 0 | 771.7122 | -0.00039793 | 775.3438 | -0.00032199 | 775.3571 | 9.3626e-06 | 766.557 | 0 | 766.557 | 0 | 845.8202 | -0.00048308 | 765.1741 | 0.00076131 | 775.3438 | -0.00046609 | 766.557 | 0.00428 | 766.3225 | 0.00107 | 765.1741 | 0.00058062 | 771.7122 | 0.00045075 | 766.557 | 0.03821 | 845.8202 | 0.5391 | 766.557 | 0.00044191 | 765.1741 | 0.0046714 | 845.8202 | 0.0025333 | 845.8202 | 0.0049466 | 0 | 0 | 4.5808e-05 | 2.7466e-06 | -1.9873e-06 | 0 | 0 | 3.2596e-06 | 0.00067998 | 6.4368e-05 | 0.0012847 | 9.1047e-05 | 0.00026279 | 0.00010662 | 0.0089165 | 0.12987 | 0.00012232 | 0.0013189 | 0.00074359 | 0.0012688
|  | 846.0593 | 0 | 846.0593 | 0 | 771.947 | 0.00078811 | 775.5804 | 0.0003452 | 775.5951 | -2.6061e-05 | 766.7914 | 0 | 766.7914 | 0 | 846.0593 | 0.00051034 | 765.4049 | 0.00513 | 775.5804 | 0.00101 | 766.7914 | 0.00668 | 766.557 | -0.00029329 | 765.4049 | 0.0016963 | 771.947 | 0.00045745 | 766.7914 | 0.03786 | 846.0593 | 0.54697 | 766.7914 | 0.00060165 | 765.4049 | 0.0067562 | 846.0593 | 0.0036851 | 846.0593 | 0.0056635 | 0 | 0 | 3.9195e-05 | 2.4341e-05 | -2.5816e-06 | 0 | 0 | 6.3365e-06 | 0.00078251 | 0.00011247 | 0.0013589 | 3.5755e-05 | 0.00017202 | 0.00010821 | 0.0087 | 0.13122 | 0.00012274 | 0.0011351 | 0.00075953 | 0.0012527
|  | 846.2985 | 0 | 846.2985 | 0 | 772.1818 | -0.00045426 | 775.8171 | -0.00013952 | 775.8332 | 4.3704e-06 | 767.0259 | 0 | 767.0259 | 0 | 846.2985 | -0.00045735 | 765.6357 | 0.00165 | 775.8171 | -5.9691e-05 | 767.0259 | 0.00491 | 766.7914 | 0.00059832 | 765.6357 | -0.00020586 | 772.1818 | 0.00046427 | 767.0259 | 0.03634 | 846.2985 | 0.55034 | 767.0259 | 0.00044516 | 765.6357 | 0.0030785 | 846.2985 | 0.0026666 | 846.2985 | 0.0048128 | 0 | 0 | 2.835e-05 | 3.0253e-06 | -3.0315e-06 | 0 | 0 | 1.5864e-05 | 0.00059672 | -8.244e-07 | 0.0013808 | -1.1426e-05 | 0.00018612 | 0.00010979 | 0.0084887 | 0.13241 | 8.7632e-05 | 0.00090506 | 0.00076912 | 0.0012914
|  | 846.5377 | 0 | 846.5377 | 0 | 772.4166 | 0.00069567 | 776.0538 | 0.00016509 | 776.0712 | -2.9841e-05 | 767.2603 | 0 | 767.2603 | 0 | 846.5377 | 0.00059001 | 765.8666 | 0.00352 | 776.0538 | 5.2725e-05 | 767.2603 | 0.00687 | 767.0259 | -0.00069577 | 765.8666 | 0.0018184 | 772.4166 | 0.00047065 | 767.2603 | 0.03608 | 846.5377 | 0.5569 | 767.2603 | 0.00030245 | 765.8666 | 0.0047631 | 846.5377 | 0.003765 | 846.5377 | 0.0059866 | 0 | 0 | 3.1575e-05 | -2.4017e-05 | -3.3357e-06 | 0 | 0 | 1.1825e-05 | 0.00068903 | -6.6151e-05 | 0.0013238 | 3.6832e-05 | 0.0001853 | 0.00011114 | 0.0082028 | 0.1337 | 7.3811e-05 | 0.0012377 | 0.00069884 | 0.0012903
|  | 846.7768 | 0 | 846.7768 | 0 | 772.6514 | -0.00042672 | 776.2905 | -0.00036802 | 776.3093 | 1.8145e-06 | 767.4948 | 0 | 767.4948 | 0 | 846.7768 | -0.00049113 | 766.0974 | 0.00245 | 776.2905 | -0.00061167 | 767.4948 | 0.00442 | 767.2603 | 0.00101 | 766.0974 | -0.00021295 | 772.6514 | 0.00047599 | 767.4948 | 0.03388 | 846.7768 | 0.56111 | 767.4948 | 0.00032706 | 766.0974 | 0.0059604 | 846.7768 | 0.0020787 | 846.7768 | 0.0048024 | 0 | 0 | 2.4416e-05 | -2.3323e-05 | -3.3894e-06 | 0 | 0 | 2.7448e-05 | 0.00056686 | 3.1592e-05 | 0.0012851 | 8.6798e-05 | -4.2192e-05 | 0.00011224 | 0.0080058 | 0.13506 | 9.8633e-05 | 0.0012846 | 0.00065713 | 0.001235
|  | 847.016 | 0 | 847.016 | 0 | 772.8863 | 0.00063464 | 776.5272 | 0.00017094 | 776.5474 | -3.0286e-05 | 767.7293 | 0 | 767.7293 | 0 | 847.016 | 0.00072063 | 766.3283 | 0.00246 | 776.5272 | 0.00087862 | 767.7293 | 0.00654 | 767.4948 | -0.00026972 | 766.3283 | -0.00015251 | 772.8863 | 0.00047983 | 767.7293 | 0.0344 | 847.016 | 0.5682 | 767.7293 | 0.00051416 | 766.3283 | 0.0051668 | 847.016 | 0.003416 | 847.016 | 0.0055239 | 0 | 0 | 2.2256e-05 | -4.3744e-06 | -2.817e-06 | 0 | 0 | 3.8472e-05 | 0.00071557 | 6.6944e-05 | 0.001305 | 4.2285e-05 | 6.3158e-05 | 0.00011291 | 0.007735 | 0.13629 | 9.6256e-05 | 0.0012966 | 0.00069974 | 0.001228
|  | 847.2552 | 0 | 847.2552 | 0 | 773.1211 | -0.00044507 | 776.764 | -0.00020789 | 776.7854 | 6.6179e-06 | 767.9638 | 0 | 767.9638 | 0 | 847.2552 | -0.00039896 | 766.5591 | 0.00374 | 776.764 | -0.00031311 | 767.9638 | 0.00459 | 767.7293 | 0.00063035 | 766.5591 | 0.00069972 | 773.1211 | 0.00048193 | 767.9638 | 0.03157 | 847.2552 | 0.57134 | 767.9638 | 0.00030679 | 766.5591 | 0.006067 | 847.2552 | 0.0024346 | 847.2552 | 0.0047435 | 0 | 0 | 1.5871e-05 | -5.251e-06 | -1.8067e-06 | 0 | 0 | 2.5424e-05 | 0.0011695 | 8.3656e-05 | 0.0012862 | -8.6806e-06 | 0.00019359 | 0.00011323 | 0.0074908 | 0.13757 | 0.00010272 | 0.0012249 | 0.00072121 | 0.0012312
|  | 847.4944 | 0 | 847.4944 | 0 | 773.356 | 0.00058021 | 777.0007 | 0.00016352 | 777.0235 | -2.1794e-05 | 768.1983 | 0 | 768.1983 | 0 | 847.4944 | 0.00061154 | 766.79 | 0.00639 | 777.0007 | 0.00102 | 768.1983 | 0.00638 | 767.9638 | -0.00070439 | 766.79 | 0.0009771 | 773.356 | 0.00048226 | 768.1983 | 0.03232 | 847.4944 | 0.57892 | 768.1983 | 0.00056936 | 766.79 | 0.0045427 | 847.4944 | 0.0035956 | 847.4944 | 0.0055505 | 0 | 0 | 2.0625e-05 | -6.4273e-06 | -1.4356e-06 | 0 | 0 | 1.1494e-05 | 0.0011565 | 4.4561e-05 | 0.0013804 | 7.9212e-05 | 5.3195e-05 | 0.00011312 | 0.0073804 | 0.13882 | 0.00012412 | 0.0010012 | 0.00071495 | 0.0012587
|  | 847.7337 | 0 | 847.7337 | 0 | 773.5908 | -0.00040458 | 777.2374 | -0.00021782 | 777.2616 | 9.7356e-06 | 768.4329 | 0 | 768.4329 | 0 | 847.7337 | -0.00051543 | 767.0209 | 0.00363 | 777.2374 | -0.00064358 | 768.4329 | 0.00539 | 768.1983 | 0.00138 | 767.0209 | -0.0005162 | 773.5908 | 0.00048106 | 768.4329 | 0.03061 | 847.7337 | 0.58175 | 768.4329 | 0.00048899 | 767.0209 | 0.0041318 | 847.7337 | 0.002382 | 847.7337 | 0.004973 | 0 | 0 | 2.2678e-05 | -1.8416e-05 | -1.5851e-06 | 0 | 0 | 2.9999e-05 | 0.0010922 | -0.0001048 | 0.0013507 | 0.00011102 | 8.1165e-05 | 0.00011271 | 0.0071581 | 0.14008 | 0.00012219 | 0.0013097 | 0.00071973 | 0.0012752
|  | 847.9729 | 0 | 847.9729 | 0 | 773.8257 | 0.0005977 | 777.4742 | 6.2244e-05 | 777.4997 | -2.305e-05 | 768.6674 | 0 | 768.6674 | 0 | 847.9729 | 0.00076624 | 767.2518 | 0.00583 | 777.4742 | -0.00024173 | 768.6674 | 0.00613 | 768.4329 | -0.00043338 | 767.2518 | 0.0012192 | 773.8257 | 0.00047875 | 768.6674 | 0.03044 | 847.9729 | 0.5894 | 768.6674 | 0.00055312 | 767.2518 | 0.0072131 | 847.9729 | 0.0036353 | 847.9729 | 0.0056885 | 0 | 0 | 1.6767e-05 | -1.9823e-05 | -1.7944e-06 | 0 | 0 | 2.8234e-05 | 0.00083009 | -0.00011868 | 0.0012396 | 4.3778e-05 | 0.00010332 | 0.00011213 | 0.0070122 | 0.14136 | 0.0001131 | 0.0012653 | 0.00071238 | 0.0012579
|  | 848.2121 | 0 | 848.2121 | 0 | 774.0606 | -0.00045496 | 777.7109 | -0.0002297 | 777.7378 | 7.9777e-06 | 768.9019 | 0 | 768.9019 | 0 | 848.2121 | -0.00053019 | 767.4827 | 0.00136 | 777.7109 | -0.00076083 | 768.9019 | 0.00444 | 768.6674 | 0.00080675 | 767.4827 | -0.00032429 | 774.0606 | 0.00047587 | 768.9019 | 0.02935 | 848.2121 | 0.59241 | 768.9019 | 0.00041127 | 767.4827 | 0.0037469 | 848.2121 | 0.0023206 | 848.2121 | 0.0048282 | 0 | 0 | 1.7159e-05 | -5.8301e-06 | -2.3268e-06 | 0 | 0 | 1.0301e-05 | 0.00057953 | 2.3069e-05 | 0.0011982 | 1.9838e-05 | -2.5533e-05 | 0.00011142 | 0.0068424 | 0.14262 | 0.00012168 | 0.00088293 | 0.00068392 | 0.0012298
|  | 848.4513 | 0 | 848.4513 | 0 | 774.2955 | 0.00060107 | 777.9477 | 0.00018045 | 777.9759 | -2.7522e-05 | 769.1364 | 0 | 769.1364 | 0 | 848.4513 | 0.0006163 | 767.7136 | 0.00366 | 777.9477 | 0.00095571 | 769.1364 | 0.00578 | 768.9019 | -0.0006376 | 767.7136 | 0.00010313 | 774.2955 | 0.00047294 | 769.1364 | 0.02901 | 848.4513 | 0.59996 | 769.1364 | 0.00062659 | 767.7136 | 0.0039009 | 848.4513 | 0.0033971 | 848.4513 | 0.0054529 | 0 | 0 | 2.2148e-05 | -5.9198e-06 | -2.0267e-06 | 0 | 0 | 2.5669e-05 | 0.00048863 | 5.338e-05 | 0.0012291 | 5.5387e-05 | -5.9161e-05 | 0.0001108 | 0.0066404 | 0.14389 | 0.00013747 | 0.0010818 | 0.00072758 | 0.0012616
|  | 848.6906 | 0 | 848.6906 | 0 | 774.5304 | -0.00041252 | 778.1845 | -0.00023044 | 778.2141 | 1.0502e-05 | 769.371 | 0 | 769.371 | 0 | 848.6906 | -0.00040171 | 767.9445 | 0.00057125 | 778.1845 | -0.00050491 | 769.371 | 0.0047 | 769.1364 | 0.00111 | 767.9445 | -0.00061544 | 774.5304 | 0.00047037 | 769.371 | 0.02761 | 848.6906 | 0.60295 | 769.371 | 0.00054557 | 767.9445 | 0.0054668 | 848.6906 | 0.0026853 | 848.6906 | 0.0050938 | 0 | 0 | 3.7854e-05 | -2.7852e-06 | -1.5419e-06 | 0 | 0 | 4.6416e-05 | 0.00046194 | 8.4471e-06 | 0.0013253 | 0.00011244 | -5.2742e-05 | 0.00011027 | 0.0064762 | 0.14516 | 0.0001467 | 0.0011932 | 0.00072701 | 0.0012762
|  | 848.9298 | 0 | 848.9298 | 0 | 774.7653 | 0.00073478 | 778.4213 | 0.00020691 | 778.4522 | -2.3451e-05 | 769.6055 | 0 | 769.6055 | 0 | 848.9298 | 0.00078974 | 768.1754 | 0.00343 | 778.4213 | 0.00057626 | 769.6055 | 0.0066 | 769.371 | -0.00015124 | 768.1754 | 0.00015859 | 774.7653 | 0.00046837 | 769.6055 | 0.02761 | 848.9298 | 0.6106 | 769.6055 | 0.00070526 | 768.1754 | 0.0048683 | 848.9298 | 0.0033924 | 848.9298 | 0.0055746 | 0 | 0 | 2.716e-05 | -1.2049e-05 | -1.6459e-06 | 0 | 0 | 2.9561e-05 | 0.0005195 | -2.3394e-05 | 0.0012948 | 0.00011479 | -3.7954e-05 | 0.00010983 | 0.0063519 | 0.14635 | 0.00013577 | 0.00094412 | 0.00067032 | 0.0012352
|  | 849.1691 | 0 | 849.1691 | 0 | 775.0002 | -0.0005035 | 778.6581 | -0.00030867 | 778.6904 | 9.6292e-06 | 769.8401 | 0 | 769.8401 | 0 | 849.1691 | -0.00054264 | 768.4063 | 0.00107 | 778.6581 | -0.00077383 | 769.8401 | 0.00444 | 769.6055 | 0.00113 | 768.4063 | -0.00048735 | 775.0002 | 0.00046692 | 769.8401 | 0.02655 | 849.1691 | 0.6128 | 769.8401 | 0.0004524 | 768.4063 | 0.0033096 | 849.1691 | 0.0022109 | 849.1691 | 0.0047505 | 0 | 0 | 1.1311e-05 | 1.0508e-05 | -1.6357e-06 | 0 | 0 | 2.4345e-05 | 0.00051389 | -2.6055e-05 | 0.0012458 | 8.7197e-05 | 5.1102e-05 | 0.00010959 | 0.0061576 | 0.14748 | 0.00011318 | 0.001029 | 0.00073083 | 0.0012811
|  | 849.4083 | 0 | 849.4083 | 0 | 775.2352 | 0.00059977 | 778.8948 | 0.00039743 | 778.9285 | -2.3365e-05 | 770.0747 | 0 | 770.0747 | 0 | 849.4083 | 0.00074614 | 768.6373 | 0.00338 | 778.8948 | 0.00055374 | 770.0747 | 0.00618 | 769.8401 | -0.00038651 | 768.6373 | 0.00092988 | 775.2352 | 0.00046584 | 770.0747 | 0.02594 | 849.4083 | 0.61997 | 770.0747 | 0.00051236 | 768.6373 | 0.0056015 | 849.4083 | 0.0038982 | 849.4083 | 0.0059583 | 0 | 0 | 2.3126e-05 | -2.8784e-06 | -1.8117e-06 | 0 | 0 | 3.9072e-05 | 0.00051389 | -6.7048e-05 | 0.0011364 | 5.8695e-05 | 9.9275e-05 | 0.00010931 | 0.0058464 | 0.14859 | 9.7439e-05 | 0.0010318 | 0.00074958 | 0.0012717
|  | 849.6476 | 0 | 849.6476 | 0 | 775.4701 | -0.00040289 | 779.1317 | -0.00042174 | 779.1667 | 8.151e-06 | 770.3093 | 0 | 770.3093 | 0 | 849.6476 | -0.00041954 | 768.8682 | 0.00107 | 779.1317 | -0.00112 | 770.3093 | 0.00351 | 770.0747 | 0.00088685 | 768.8682 | -7.019e-05 | 775.4701 | 0.00046478 | 770.3093 | 0.02391 | 849.6476 | 0.6221 | 770.3093 | 0.00031846 | 768.8682 | 0.0033334 | 849.6476 | 0.0023676 | 849.6476 | 0.0046717 | 0 | 0 | 3.544e-05 | -3.1358e-05 | -2.2117e-06 | 0 | 0 | 3.2595e-05 | 0.00082334 | -3.6506e-05 | 0.0010839 | -2.8915e-06 | -3.1483e-06 | 0.00010902 | 0.0056869 | 0.14978 | 0.00010679 | 0.0010198 | 0.00074665 | 0.0012194
|  | 849.8869 | 0 | 849.8869 | 0 | 775.705 | 0.00070461 | 779.3685 | 0.00015692 | 779.4049 | -2.6725e-05 | 770.5439 | 0 | 770.5439 | 0 | 849.8869 | 0.00069198 | 769.0992 | 0.00606 | 779.3685 | 0.0008117 | 770.5439 | 0.00573 | 770.3093 | -0.0009115 | 769.0992 | 4.2928e-05 | 775.705 | 0.00046333 | 770.5439 | 0.02457 | 849.8869 | 0.62982 | 770.5439 | 0.00059192 | 769.0992 | 0.0054978 | 849.8869 | 0.0038732 | 849.8869 | 0.0055204 | 0 | 0 | 4.1343e-05 | -1.4191e-05 | -2.4833e-06 | 0 | 0 | 2.1776e-05 | 0.00085455 | 0.00010326 | 0.0010543 | 2.2112e-05 | -5.1819e-05 | 0.00010862 | 0.0055837 | 0.15107 | 0.00013205 | 0.0010287 | 0.00073518 | 0.0012301
|  | 850.1261 | 0 | 850.1261 | 0 | 775.94 | -0.00035273 | 779.6054 | -0.00027674 | 779.6431 | 5.8753e-06 | 770.7784 | 0 | 770.7784 | 0 | 850.1261 | -0.00050997 | 769.3301 | 0.00134 | 779.6054 | 6.0104e-05 | 770.7784 | 0.00326 | 770.5439 | 0.0011 | 769.3301 | -0.00049166 | 775.94 | 0.00046112 | 770.7784 | 0.02304 | 850.1261 | 0.63291 | 770.7784 | 0.00053402 | 769.3301 | 0.0034103 | 850.1261 | 0.0022718 | 850.1261 | 0.0047617 | 0 | 0 | 2.4893e-05 | -2.4363e-05 | -2.8354e-06 | 0 | 0 | 1.6741e-05 | 0.00068942 | 6.0209e-05 | 0.00093613 | 0 | 0.00014127 | 0.00010794 | 0.0054315 | 0.15232 | 0.000123 | 0.00098924 | 0.0006905 | 0.0011988
|  | 850.3654 | 0 | 850.3654 | 0 | 776.1749 | 0.00056465 | 779.8422 | 7.0977e-05 | 779.8812 | -2.9687e-05 | 771.0131 | 0 | 771.0131 | 0 | 850.3654 | 0.00064989 | 769.5611 | 0.00463 | 779.8422 | 0.00044839 | 771.0131 | 0.00472 | 770.7784 | -0.0011 | 769.5611 | 0.001715 | 776.1749 | 0.00045784 | 771.0131 | 0.02326 | 850.3654 | 0.64022 | 771.0131 | 0.00051445 | 769.5611 | 0.0051561 | 850.3654 | 0.0034995 | 850.3654 | 0.0052581 | 0 | 0 | 7.8905e-06 | -1.7228e-05 | -3.0147e-06 | 0 | 0 | 3.992e-05 | 0.0007656 | 2.6142e-05 | 0.00101 | -5.4884e-05 | 0.00030135 | 0.00010705 | 0.0052004 | 0.15357 | 0.00010106 | 0.0010134 | 0.00066234 | 0.001134
|  | 850.6047 | 0 | 850.6047 | 0 | 776.4099 | -0.0004975 | 780.079 | -0.00021643 | 780.1195 | 4.376e-06 | 771.2477 | 0 | 771.2477 | 0 | 850.6047 | -0.00031623 | 769.7921 | 0.002 | 780.079 | -0.00022767 | 771.2477 | 0.00389 | 771.0131 | 0.00063215 | 769.7921 | 0.00089462 | 776.4099 | 0.00045331 | 771.2477 | 0.02107 | 850.6047 | 0.64333 | 771.2477 | 0.00034704 | 769.7921 | 0.0036196 | 850.6047 | 0.0020364 | 850.6047 | 0.0042203 | 0 | 0 | 2.5215e-05 | -6.5255e-06 | -2.8242e-06 | 0 | 0 | 3.504e-05 | 0.00062244 | 0.00011395 | 0.0011262 | -6.8541e-06 | 0.00020651 | 0.00010584 | 0.0051218 | 0.15481 | 0.0001376 | 0.0009673 | 0.00064798 | 0.0011658
|  | 850.844 | 0 | 850.844 | 0 | 776.6449 | 0.0007121 | 780.3159 | 0.00016132 | 780.3577 | -2.8087e-05 | 771.4823 | 0 | 771.4823 | 0 | 850.844 | 0.00060908 | 770.023 | 0.00339 | 780.3159 | 0.00119 | 771.4823 | 0.00571 | 771.2477 | -0.00069058 | 770.023 | 0.00089369 | 776.6449 | 0.00044749 | 771.4823 | 0.02259 | 850.844 | 0.65051 | 771.4823 | 0.00082591 | 770.023 | 0.0047568 | 850.844 | 0.003379 | 850.844 | 0.005523 | 0 | 0 | 3.2306e-05 | 7.4193e-06 | -2.8715e-06 | 0 | 0 | 4.2921e-05 | 0.00048136 | 3.7139e-05 | 0.0011969 | 1.6979e-05 | 2.8111e-05 | 0.00010433 | 0.0051066 | 0.15595 | 0.00015875 | 0.001169 | 0.00072142 | 0.0012322
|  | 851.0833 | 0 | 851.0833 | 0 | 776.8799 | -0.00043715 | 780.5527 | -9.868e-05 | 780.5959 | 3.9791e-06 | 771.717 | 0 | 771.717 | 0 | 851.0833 | -0.00025037 | 770.254 | 0.00077724 | 780.5527 | -0.00087642 | 771.717 | 0.00449 | 771.4823 | 0.00083531 | 770.254 | -0.00065033 | 776.8799 | 0.00044049 | 771.717 | 0.02093 | 851.0833 | 0.65284 | 771.717 | 0.00052698 | 770.254 | 0.0053635 | 851.0833 | 0.0026502 | 851.0833 | 0.0047749 | 0 | 0 | 3.2068e-05 | -1.1474e-05 | -3.0962e-06 | 0 | 0 | 4.9429e-05 | 0.00066271 | 1.819e-05 | 0.0010652 | 1.589e-05 | 0.00011518 | 0.0001026 | 0.0050619 | 0.15718 | 9.564e-05 | 0.001319 | 0.0007495 | 0.0012149
|  | 851.3226 | 0 | 851.3226 | 0 | 777.1149 | 0.00071001 | 780.7896 | 1.8e-06 | 780.8342 | -2.9967e-05 | 771.9516 | 0 | 771.9516 | 0 | 851.3226 | 0.00066347 | 770.4851 | 0.00496 | 780.7896 | 0.00103 | 771.9516 | 0.00459 | 771.717 | -0.00069989 | 770.485 | 0.0016475 | 777.1149 | 0.00043257 | 771.9516 | 0.02222 | 851.3226 | 0.66075 | 771.9516 | 0.00028829 | 770.485 | 0.0060556 | 851.3226 | 0.0036137 | 851.3226 | 0.0053782 | 0 | 0 | 2.8719e-05 | -1.405e-05 | -2.5387e-06 | 0 | 0 | 3.336e-05 | 0.00078292 | 9.7401e-05 | 0.00097275 | 5.0456e-05 | 0.00025438 | 0.00010065 | 0.0048954 | 0.15852 | 9.3213e-05 | 0.0012082 | 0.0007458 | 0.0011899
|  | 851.562 | 0 | 851.562 | 0 | 777.3499 | -0.00046557 | 781.0265 | -0.00012042 | 781.0724 | 8.6527e-06 | 772.1863 | 0 | 772.1863 | 0 | 851.562 | -0.00038469 | 770.716 | 0.00182 | 781.0265 | -0.00020764 | 772.1863 | 0.0037 | 771.9516 | 0.00113 | 770.716 | 0.00055541 | 777.3499 | 0.00042409 | 772.1863 | 0.0195 | 851.562 | 0.66392 | 772.1863 | 0.0005061 | 770.716 | 0.0044073 | 851.562 | 0.0026187 | 851.562 | 0.0045651 | 0 | 0 | 1.8734e-05 | -8.0884e-06 | -1.3559e-06 | 0 | 0 | 3.5934e-05 | 0.00064224 | 7.4615e-05 | 0.00099948 | -2.3468e-06 | 0.00022221 | 9.8671e-05 | 0.0048074 | 0.15976 | 8.5099e-05 | 0.00099001 | 0.00069755 | 0.0011633
|  | 851.8013 | 0 | 851.8013 | 0 | 777.585 | 0.00062499 | 781.2634 | 5.2134e-05 | 781.3107 | -2.0034e-05 | 772.4209 | 0 | 772.4209 | 0 | 851.8013 | 0.00068498 | 770.947 | 0.00374 | 781.2634 | 0.00083762 | 772.4209 | 0.00482 | 772.1863 | -0.00115 | 770.947 | 0.0013683 | 777.585 | 0.00041551 | 772.4209 | 0.02148 | 851.8013 | 0.67117 | 772.4209 | 0.00021932 | 770.947 | 0.0041636 | 851.8013 | 0.0032104 | 851.8013 | 0.0051565 | 0 | 0 | 2.5576e-05 | -1.6879e-05 | -8.5136e-07 | 0 | 0 | 5.5623e-05 | 0.00061451 | -7.7287e-05 | 0.0011006 | -0.00016334 | 0.00012024 | 9.6674e-05 | 0.0047781 | 0.16105 | 9.8959e-05 | 0.00091764 | 0.00066881 | 0.0011502
|  | 852.0407 | 0 | 852.0407 | 0 | 777.8199 | -0.0004073 | 781.5003 | -0.00019461 | 781.5489 | 1.2886e-05 | 772.6556 | 0 | 772.6556 | 0 | 852.0407 | -0.00022017 | 771.178 | 0.00158 | 781.5003 | -0.00149 | 772.6556 | 0.00456 | 772.4209 | -0.00024236 | 771.178 | -0.00032738 | 777.8199 | 0.00040731 | 772.6556 | 0.01924 | 852.0407 | 0.67462 | 772.6556 | 0.00062403 | 771.178 | 0.0037808 | 852.0407 | 0.0023783 | 852.0407 | 0.004455 | 0 | 0 | 4.9079e-05 | -1.0641e-05 | -1.065e-06 | 0 | 0 | 3.7274e-05 | 0.00073252 | 5.9217e-05 | 0.0012051 | -0.00017863 | 3.4415e-05 | 9.487e-05 | 0.0045927 | 0.16229 | 0.00016528 | 0.0011404 | 0.00067729 | 0.0010997
|  | 852.28 | 0 | 852.28 | 0 | 778.055 | 0.00082491 | 781.7372 | 0.00010476 | 781.7872 | -2.1825e-05 | 772.8903 | 0 | 772.8903 | 0 | 852.28 | 0.00053165 | 771.4091 | 0.00476 | 781.7372 | 0.00199 | 772.8903 | 0.00571 | 772.6556 | -0.00128 | 771.4091 | 0.00062524 | 778.055 | 0.00039994 | 772.8903 | 0.0199 | 852.28 | 0.68154 | 772.8903 | 0.00078451 | 771.4091 | 0.0060894 | 852.28 | 0.0032813 | 852.28 | 0.0047344 | 0 | 0 | 4.6031e-05 | -1.7824e-05 | -1.2438e-06 | 0 | 0 | 3.692e-05 | 0.00088827 | 0.00019143 | 0.0010537 | -4.7556e-05 | 1.6047e-05 | 9.3276e-05 | 0.0043744 | 0.16356 | 0.00014452 | 0.0011351 | 0.00065901 | 0.0010778
|  | 852.5194 | 0 | 852.5194 | 0 | 778.29 | -0.00043324 | 781.9741 | -0.00025521 | 782.0255 | 1.1388e-05 | 773.1249 | 0 | 773.1249 | 0 | 852.5194 | -0.00022316 | 771.6401 | 0.00293 | 781.9741 | -0.00037417 | 773.1249 | 0.00327 | 772.8903 | 0.00087472 | 771.6401 | -0.00048632 | 778.29 | 0.00039375 | 773.1249 | 0.01738 | 852.5194 | 0.68512 | 773.1249 | 0.00044713 | 771.6401 | 0.0037375 | 852.5194 | 0.0022251 | 852.5194 | 0.0042714 | 0 | 0 | 2.873e-05 | -7.3621e-06 | -1.343e-06 | 0 | 0 | 2.396e-05 | 0.00067108 | 1.9533e-05 | 0.0010197 | 1.6117e-05 | -8.1569e-05 | 9.2006e-05 | 0.0042465 | 0.16482 | 0.00013205 | 0.001191 | 0.0006596 | 0.0011212
|  | 852.7587 | 0 | 852.7587 | 0 | 778.5251 | 0.00067764 | 782.2111 | 0.00019306 | 782.2638 | -2.266e-05 | 773.3596 | 0 | 773.3596 | 0 | 852.7587 | 0.00042336 | 771.8711 | 0.00288 | 782.2111 | 0.00053904 | 773.3596 | 0.00542 | 773.1249 | -0.00073737 | 771.8712 | -0.00021985 | 778.5251 | 0.00038892 | 773.3596 | 0.01881 | 852.7587 | 0.69209 | 773.3596 | 0.00067822 | 771.8712 | 0.0065736 | 852.7587 | 0.0032863 | 852.7587 | 0.0050969 | 0 | 0 | 1.9613e-05 | -1.8017e-05 | -8.9335e-07 | 0 | 0 | 1.3551e-05 | 0.00071981 | -2.175e-05 | 0.0010293 | 0.00010122 | 0.00010464 | 9.101e-05 | 0.0042406 | 0.16608 | 0.00014766 | 0.0011222 | 0.00068209 | 0.0011294
|  | 852.9981 | 0 | 852.9981 | 0 | 778.7602 | -0.00051075 | 782.448 | -0.00034514 | 782.5021 | 1.5162e-05 | 773.5944 | 0 | 773.5944 | 0 | 852.9981 | -0.00031013 | 772.1022 | 0.00335 | 782.448 | -0.00072263 | 773.5944 | 0.00335 | 773.3596 | 0.0016 | 772.1022 | 0.0011255 | 778.7602 | 0.00038547 | 773.5944 | 0.01732 | 852.9981 | 0.6956 | 773.5944 | 0.00057986 | 772.1022 | 0.0031392 | 852.9981 | 0.002413 | 852.9981 | 0.0043397 | 0 | 0 | 4.0231e-06 | -4.1177e-05 | -8.4666e-07 | 0 | 0 | 3.9167e-05 | 0.00086424 | -1.6962e-05 | 0.00094928 | 9.4794e-05 | 0.00028077 | 9.0365e-05 | 0.0041421 | 0.1673 | 0.00013683 | 0.0010411 | 0.0006779 | 0.0011228
|  | 853.2374 | 0 | 853.2374 | 0 | 778.9953 | 0.00054497 | 782.6849 | -2.4335e-06 | 782.7404 | -2.2267e-05 | 773.829 | 0 | 773.829 | 0 | 853.2374 | 0.00063738 | 772.3333 | 0.00413 | 782.6849 | 0.00057946 | 773.829 | 0.00474 | 773.5944 | -0.00079235 | 772.3333 | 0.0013045 | 778.9953 | 0.00038324 | 773.829 | 0.01798 | 853.2374 | 0.70215 | 773.829 | 0.00058628 | 772.3333 | 0.0058712 | 853.2374 | 0.0032509 | 853.2374 | 0.005041 | 0 | 0 | 1.0915e-05 | -2.9281e-05 | -1.1448e-06 | 0 | 0 | 5.8199e-05 | 0.0004345 | 1.7547e-05 | 0.00095891 | 1.5593e-05 | 0.00035538 | 8.9924e-05 | 0.0040481 | 0.16855 | 0.0001426 | 0.0011264 | 0.00067362 | 0.0011371
|  | 853.4768 | 0 | 853.4768 | 0 | 779.2303 | -0.0004521 | 782.9219 | -0.00024472 | 782.9788 | 1.2661e-05 | 774.0638 | 0 | 774.0638 | 0 | 853.4768 | -0.00015113 | 772.5643 | -0.00036838 | 782.9219 | -0.00043135 | 774.0638 | 0.00343 | 773.829 | 0.00092524 | 772.5643 | 0.0017721 | 779.2303 | 0.00038192 | 774.0638 | 0.01651 | 853.4768 | 0.70608 | 774.0638 | 0.00062865 | 772.5643 | 0.0038801 | 853.4768 | 0.0023772 | 853.4768 | 0.004459 | 0 | 0 | 2.0929e-05 | -6.3562e-06 | -6.9669e-07 | 0 | 0 | 3.7334e-05 | 0.00043346 | 6.2989e-05 | 0.0010059 | 7.7598e-05 | 0.0002893 | 8.9703e-05 | 0.0038873 | 0.16976 | 0.00016037 | 0.001015 | 0.00062536 | 0.0011112
|  | 853.7162 | 0 | 853.7162 | 0 | 779.4655 | 0.00063013 | 783.1589 | 0.00019108 | 783.2171 | -1.8507e-05 | 774.2985 | 0 | 774.2985 | 0 | 853.7162 | 0.00046304 | 772.7954 | 0.00412 | 783.1589 | 0.00096293 | 774.2985 | 0.00514 | 774.0638 | -0.00026411 | 772.7954 | 0.00073184 | 779.4655 | 0.00038116 | 774.2985 | 0.01661 | 853.7162 | 0.71219 | 774.2985 | 0.00073767 | 772.7954 | 0.0049052 | 853.7162 | 0.0028474 | 853.7162 | 0.0048245 | 0 | 0 | 3.1999e-05 | 2.5802e-05 | -1.0465e-06 | 0 | 0 | 2.8806e-05 | 0.0004706 | 1.1401e-05 | 0.0010329 | 0.00012393 | 6.184e-05 | 8.9549e-05 | 0.0038979 | 0.17091 | 0.00017518 | 0.0011402 | 0.00063278 | 0.0011093
|  | 853.9556 | 0 | 853.9556 | 0 | 779.7006 | -0.00035793 | 783.3958 | 2.6711e-05 | 783.4554 | 9.7257e-06 | 774.5333 | 0 | 774.5333 | 0 | 853.9556 | -0.00022238 | 773.0266 | -4.7973e-05 | 783.3958 | -0.00086669 | 774.5333 | 0.00366 | 774.2985 | 0.00132 | 773.0266 | -0.00019675 | 779.7006 | 0.00038061 | 774.5333 | 0.0166 | 853.9556 | 0.71572 | 774.5333 | 0.0007549 | 773.0266 | 0.0049609 | 853.9556 | 0.0024391 | 853.9556 | 0.0044433 | 0 | 0 | 6.0419e-05 | 2.1862e-05 | -2.3017e-06 | 0 | 0 | 4.0323e-05 | 0.00019434 | -2.7011e-05 | 0.0010094 | 0.00011086 | 0.00012992 | 8.9412e-05 | 0.0038945 | 0.17204 | 0.00016672 | 0.0009589 | 0.00067945 | 0.0011122
|  | 854.195 | 0 | 854.195 | 0 | 779.9357 | 0.0008719 | 783.6328 | 0.00015778 | 783.6938 | -2.9039e-05 | 774.768 | 0 | 774.768 | 0 | 854.195 | 0.00055923 | 773.2576 | 0.00173 | 783.6328 | 0.00063875 | 774.768 | 0.00494 | 774.5333 | -0.0003755 | 773.2576 | 0.0013212 | 779.9357 | 0.00038 | 774.768 | 0.01658 | 854.195 | 0.72147 | 774.768 | 0.00066552 | 773.2576 | 0.0033384 | 854.195 | 0.0032369 | 854.195 | 0.0048475 | 0 | 0 | 6.5101e-05 | 4.1618e-06 | -2.7559e-06 | 0 | 0 | 3.6196e-05 | 0.00032813 | 2.5946e-05 | 0.001034 | 4.4342e-05 | 0.00018909 | 8.9241e-05 | 0.0037112 | 0.17316 | 0.0001507 | 0.00081308 | 0.00068704 | 0.0010829
|  | 854.4344 | 0 | 854.4344 | 0 | 780.1708 | -0.0003181 | 783.8698 | -0.00012266 | 783.9321 | 5.9133e-06 | 775.0027 | 0 | 775.0027 | 0 | 854.4344 | -0.00025685 | 773.4887 | 0.00111 | 783.8698 | -0.0004198 | 775.0027 | 0.00387 | 774.768 | 0.00075328 | 773.4887 | 0.00031543 | 780.1708 | 0.00037915 | 775.0027 | 0.01504 | 854.4344 | 0.72509 | 775.0027 | 0.00061845 | 773.4887 | 0.0036988 | 854.4344 | 0.0025025 | 854.4344 | 0.0041992 | 0 | 0 | 4.9105e-05 | 2.1148e-06 | -2.3197e-06 | 0 | 0 | 1.7039e-05 | 0.00073156 | -7.7647e-06 | 0.0010742 | -8.2065e-06 | 0.00012998 | 8.9033e-05 | 0.0035807 | 0.17443 | 0.00014131 | 0.0008934 | 0.00067314 | 0.0010697
|  | 854.6738 | 0 | 854.6738 | 0 | 780.4059 | 0.00073572 | 784.1068 | 0.00014051 | 784.1705 | -2.5374e-05 | 775.2376 | 0 | 775.2376 | 0 | 854.6738 | 0.00039919 | 773.7198 | 0.00522 | 784.1068 | 0.00035427 | 775.2376 | 0.00528 | 775.0027 | -0.0008232 | 773.7198 | 0.00080921 | 780.4059 | 0.00037803 | 775.2376 | 0.01546 | 854.6738 | 0.73205 | 775.2376 | 0.00058521 | 773.7198 | 0.0040316 | 854.6738 | 0.0031209 | 854.6738 | 0.0047372 | 0 | 0 | 3.9948e-05 | -2.965e-05 | -1.8104e-06 | 0 | 0 | 2.6523e-05 | 0.00052433 | -2.4853e-05 | 0.0010329 | 0.00015224 | -5.8109e-07 | 8.872e-05 | 0.0034554 | 0.17571 | 0.00010372 | 0.00079768 | 0.00068555 | 0.0011197
|  | 854.9133 | 0 | 854.9133 | 0 | 780.6411 | -0.00039589 | 784.3438 | -0.00039072 | 784.4089 | 1.0186e-05 | 775.4723 | 0 | 775.4723 | 0 | 854.9133 | -0.00017764 | 773.9509 | -0.00068189 | 784.3438 | -0.000564 | 775.4723 | 0.00352 | 775.2376 | 0.00212 | 773.9509 | -0.00081424 | 780.6411 | 0.00037669 | 775.4723 | 0.01398 | 854.9133 | 0.7357 | 775.4723 | 0.00029851 | 773.9509 | 0.0028724 | 854.9133 | 0.0026056 | 854.9133 | 0.0046157 | 0 | 0 | 4.1189e-05 | -1.6737e-05 | -2.3114e-06 | 0 | 0 | 2.571e-05 | 0.00034765 | 2.2604e-05 | 0.00092981 | 0.00013701 | 2.5593e-05 | 8.8416e-05 | 0.003333 | 0.17689 | 0.00010852 | 0.00078833 | 0.00068326 | 0.0011277
|  | 855.1527 | 0 | 855.1527 | 0 | 780.8762 | 0.00074619 | 784.5808 | 0.00024947 | 784.6473 | -2.9577e-05 | 775.7071 | 0 | 775.7071 | 0 | 855.1527 | 0.00039241 | 774.1821 | 0.00369 | 784.5808 | 0.00075475 | 775.7071 | 0.0044 | 775.4723 | -0.00095267 | 774.1821 | 0.0010357 | 780.8762 | 0.00037525 | 775.7071 | 0.01441 | 855.1527 | 0.74188 | 775.7071 | 0.00062581 | 774.1821 | 0.0039488 | 855.1527 | 0.0031018 | 855.1527 | 0.0048038 | 0 | 0 | 2.8234e-05 | 1.6333e-05 | -2.7862e-06 | 0 | 0 | 2.7593e-05 | 0.00067146 | 0.00012112 | 0.0009709 | 3.8429e-05 | 0.00014283 | 8.8089e-05 | 0.0033048 | 0.17811 | 0.00014462 | 0.00082763 | 0.0006495 | 0.0010841
|  | 855.3921 | 0 | 855.3921 | 0 | 781.1114 | -0.00050607 | 784.8179 | -0.00011168 | 784.8857 | 6.2029e-06 | 775.9419 | 0 | 775.9419 | 0 | 855.3921 | -0.00016193 | 774.4132 | 0.00212 | 784.8179 | 0.00026706 | 775.9419 | 0.00387 | 775.7071 | 0.00128 | 774.4132 | 0.00020017 | 781.1114 | 0.00037391 | 775.9419 | 0.01374 | 855.3921 | 0.74584 | 775.9419 | 0.00060603 | 774.4132 | 0.0032124 | 855.3921 | 0.0023234 | 855.3921 | 0.0042518 | 0 | 0 | 3.5063e-05 | 2.8682e-05 | -2.7832e-06 | 0 | 0 | 3.0803e-05 | 0.00062755 | 9.6415e-05 | 0.0010531 | 9.6772e-05 | 0.00017128 | 8.7812e-05 | 0.0032768 | 0.17941 | 0.00015165 | 0.00095194 | 0.00066734 | 0.00106
|  | 855.6316 | 0 | 855.6316 | 0 | 781.3466 | 0.00080427 | 785.0549 | 0.00035371 | 785.1241 | -2.9551e-05 | 776.1767 | 0 | 776.1767 | 0 | 855.6316 | 0.00041922 | 774.6444 | 0.00331 | 785.0549 | 0.00054656 | 776.1767 | 0.0051 | 775.9419 | -0.00045571 | 774.6443 | 0.0012819 | 781.3466 | 0.00037289 | 776.1767 | 0.01417 | 855.6316 | 0.75273 | 776.1767 | 0.00068565 | 774.6443 | 0.0050244 | 855.6316 | 0.0032509 | 855.6316 | 0.004602 | 0 | 0 | 3.8637e-05 | 3.2069e-05 | -2.8019e-06 | 0 | 0 | 3.4515e-05 | 0.00066453 | 3.0396e-05 | 0.00098146 | 6.3309e-05 | 7.086e-05 | 8.7642e-05 | 0.0030724 | 0.18065 | 0.00013665 | 0.0011126 | 0.0007365 | 0.0010963
|  | 855.871 | 0 | 855.871 | 0 | 781.5817 | -0.00047568 | 785.2919 | -8.3159e-05 | 785.3626 | 6.045e-06 | 776.4115 | 0 | 776.4115 | 0 | 855.871 | -0.00013094 | 774.8755 | 0.00244 | 785.2919 | -0.00029013 | 776.4115 | 0.00326 | 776.1767 | 0.00099494 | 774.8755 | -0.00066875 | 781.5817 | 0.00037246 | 776.4115 | 0.012 | 855.871 | 0.75617 | 776.4115 | 0.00047836 | 774.8755 | 0.0046025 | 855.871 | 0.0029007 | 855.871 | 0.0045548 | 0 | 0 | 2.5616e-05 | 1.3982e-05 | -2.6815e-06 | 0 | 0 | 3.5049e-05 | 0.00082286 | 5.8759e-05 | 0.00096151 | 7.5421e-05 | 8.9683e-05 | 8.7664e-05 | 0.0029737 | 0.18188 | 0.00013506 | 0.0012245 | 0.00073214 | 0.001114
|  | 856.1105 | 0 | 856.1105 | 0 | 781.817 | 0.00069347 | 785.529 | 0.00020112 | 785.601 | -2.8535e-05 | 776.6463 | 0 | 776.6463 | 0 | 856.1105 | 0.00042367 | 775.1066 | 0.00468 | 785.529 | 0.00078586 | 776.6463 | 0.00493 | 776.4115 | -0.00035251 | 775.1066 | 0.0014448 | 781.817 | 0.00037289 | 776.6463 | 0.01333 | 856.1105 | 0.76292 | 776.6463 | 0.00067211 | 775.1066 | 0.0059927 | 856.1105 | 0.0032142 | 856.1105 | 0.0047495 | 0 | 0 | 2.5856e-05 | -3.9992e-07 | -2.6185e-06 | 0 | 0 | 2.4285e-05 | 0.00078955 | 0.00010034 | 0.0010169 | 0.00014645 | 0.00022566 | 8.7872e-05 | 0.0030168 | 0.18317 | 0.00016109 | 0.00094 | 0.00068388 | 0.0010502
|  | 856.35 | 0 | 856.35 | 0 | 782.0521 | -0.00047358 | 785.766 | -0.0002045 | 785.8395 | 6.5742e-06 | 776.8812 | 0 | 776.8812 | 0 | 856.35 | -0.00022085 | 775.3378 | 0.00215 | 785.766 | 6.0638e-05 | 776.8812 | 0.00373 | 776.6463 | 0.0016 | 775.3378 | 0.00050732 | 782.0521 | 0.00037442 | 776.8812 | 0.01236 | 856.35 | 0.7669 | 776.8812 | 0.0006997 | 775.3378 | 0.0021388 | 856.35 | 0.0024974 | 856.35 | 0.0040216 | 0 | 0 | 2.6692e-05 | -4.9593e-06 | -2.4709e-06 | 0 | 0 | 2.4972e-08 | 0.00042067 | 2.2309e-05 | 0.0010026 | 0.00018176 | 0.00013442 | 8.8409e-05 | 0.0030396 | 0.18443 | 0.00017178 | 0.00066902 | 0.00065482 | 0.0010113
|  | 856.5894 | 0 | 856.5894 | 0 | 782.2874 | 0.00070053 | 786.0031 | 0.00016266 | 786.0779 | -2.7298e-05 | 777.116 | 0 | 777.116 | 0 | 856.5894 | 0.00022106 | 775.569 | 0.00149 | 786.0031 | 0.00012758 | 777.116 | 0.00481 | 776.8812 | -5.2179e-05 | 775.569 | 0.00065582 | 782.2874 | 0.00037726 | 777.116 | 0.01353 | 856.5894 | 0.77343 | 777.116 | 0.00076345 | 775.569 | 0.0036501 | 856.5894 | 0.0029716 | 856.5894 | 0.0044249 | 0 | 0 | 1.8833e-05 | -1.3572e-05 | -2.5147e-06 | 0 | 0 | -2.8982e-06 | 0.00017019 | -3.209e-05 | 0.00098406 | 0.00018172 | 3.887e-05 | 8.9242e-05 | 0.0029498 | 0.1858 | 0.00015544 | 0.00084797 | 0.00063621 | 0.0010038
|  | 856.8289 | 0 | 856.8289 | 0 | 782.5226 | -0.0005404 | 786.2402 | -0.00027716 | 786.3164 | 6.2075e-06 | 777.3508 | 0 | 777.3508 | 0 | 856.8289 | -0.00024526 | 775.8002 | -1.7794e-05 | 786.2402 | -0.00039831 | 777.3508 | 0.00357 | 777.116 | 0.0016 | 775.8002 | -0.00031957 | 782.5226 | 0.0003815 | 777.3508 | 0.01159 | 856.8289 | 0.77817 | 777.3508 | 0.00056026 | 775.8002 | 0.0036852 | 856.8289 | 0.0023414 | 856.8289 | 0.0039582 | 0 | 0 | 2.4032e-05 | 1.2079e-05 | -2.6382e-06 | 0 | 0 | 9.0692e-06 | 0.00043607 | 0.00011165 | 0.0010592 | 0.00017046 | 0.0001595 | 9.0371e-05 | 0.0028676 | 0.18718 | 0.00016976 | 0.0010334 | 0.00063457 | 0.00099965
|  | 857.0684 | 0 | 857.0684 | 0 | 782.7578 | 0.00074479 | 786.4773 | 0.00037905 | 786.5549 | -2.8335e-05 | 777.5857 | 0 | 777.5857 | 0 | 857.0684 | 0.000321 | 776.0314 | 0.00379 | 786.4773 | 0.00134 | 777.5857 | 0.00545 | 777.3508 | -0.00014841 | 776.0314 | 0.0016994 | 782.7578 | 0.00038707 | 777.5857 | 0.01283 | 857.0684 | 0.78506 | 777.5857 | 0.00088537 | 776.0314 | 0.0052539 | 857.0684 | 0.0029582 | 857.0684 | 0.0043902 | 0 | 0 | 3.1673e-05 | 1.728e-05 | -2.9226e-06 | 0 | 0 | 2.9439e-05 | 0.00067724 | 0.00014888 | 0.00095568 | 0.00012818 | 0.00015314 | 9.1858e-05 | 0.0027602 | 0.1886 | 0.00014702 | 0.0011189 | 0.00066079 | 0.001041
|  | 857.3079 | 0 | 857.3079 | 0 | 782.993 | -0.00047556 | 786.7144 | -0.00023326 | 786.7933 | 3.8231e-06 | 777.8205 | 0 | 777.8205 | 0 | 857.3079 | -7.5165e-05 | 776.2625 | 0.00207 | 786.7144 | -8.4e-05 | 777.8205 | 0.00269 | 777.5857 | 0.00124 | 776.2625 | -0.00037431 | 782.993 | 0.00039374 | 777.8205 | 0.01068 | 857.3079 | 0.78991 | 777.8205 | 0.00036686 | 776.2625 | 0.0044273 | 857.3079 | 0.0025599 | 857.3079 | 0.0043032 | 0 | 0 | 3.706e-05 | -8.8614e-06 | -3.9875e-06 | 0 | 0 | 2.7468e-05 | 0.00060228 | 0.00017262 | 0.00091031 | -5.0484e-05 | 0.0001172 | 9.3489e-05 | 0.0026229 | 0.18998 | 0.00014909 | 0.00081944 | 0.00066569 | 0.0010485
|  | 857.5474 | 0 | 857.5474 | 0 | 783.2283 | 0.00079066 | 786.9515 | 0.00015852 | 787.0319 | -3.7258e-05 | 778.0554 | 0 | 778.0554 | 0 | 857.5474 | 0.00030454 | 776.4937 | 0.00314 | 786.9515 | 0.00154 | 778.0554 | 0.00506 | 777.8205 | -0.00167 | 776.4937 | 0.0013882 | 783.2283 | 0.00040114 | 778.0554 | 0.01165 | 857.5474 | 0.79658 | 778.0554 | 0.00090245 | 776.4937 | 0.0026613 | 857.5474 | 0.0029991 | 857.5474 | 0.0044527 | 0 | 0 | 3.7233e-05 | -6.9377e-06 | -4.3281e-06 | 0 | 0 | 4.7626e-05 | 0.00044679 | -3.5568e-06 | 0.00093827 | -9.639e-05 | 0.0001761 | 9.5259e-05 | 0.0025952 | 0.19144 | 0.00019252 | 0.00078422 | 0.00067764 | 0.0010409
|  | 857.7869 | 0 | 857.7869 | 0 | 783.4635 | -0.00047409 | 787.1886 | -0.00021704 | 787.2703 | 9.5762e-07 | 778.2903 | 0 | 778.2903 | 0 | 857.7869 | 9.3157e-05 | 776.725 | 0.00072379 | 787.1886 | -0.00157 | 778.2903 | 0.00293 | 778.0554 | 0.00084938 | 776.725 | 0.00013477 | 783.4635 | 0.00040878 | 778.2903 | 0.01045 | 857.7869 | 0.80203 | 778.2903 | 0.00073696 | 776.725 | 0.0041208 | 857.7869 | 0.0026595 | 857.7869 | 0.0042393 | 0 | 0 | 2.0109e-05 | -1.3924e-05 | -4.0889e-06 | 0 | 0 | 4.5718e-05 | 0.00028366 | -3.9125e-05 | 0.0009571 | -1.5434e-05 | 0.00015106 | 9.7054e-05 | 0.0026047 | 0.19287 | 0.00018736 | 0.00098849 | 0.00068752 | 0.0010458
|  | 858.0264 | 0 | 858.0264 | 0 | 783.6988 | 0.00064503 | 787.4257 | 9.9595e-05 | 787.5089 | -3.5241e-05 | 778.5252 | 0 | 778.5252 | 0 | 858.0264 | 0.0002886 | 776.9562 | 0.00173 | 787.4257 | 0.00124 | 778.5252 | 0.00522 | 778.2903 | -0.00098081 | 776.9562 | 0.001172 | 783.6988 | 0.00041618 | 778.5252 | 0.01173 | 858.0264 | 0.80853 | 778.5252 | 0.00085849 | 776.9562 | 0.0044302 | 858.0264 | 0.0030815 | 858.0264 | 0.0044935 | 0 | 0 | 1.8939e-05 | -1.5326e-05 | -4.1533e-06 | 0 | 0 | 2.3416e-05 | 0.00033408 | 3.2206e-05 | 0.0009479 | 7.6238e-05 | 0.00018793 | 9.8688e-05 | 0.002644 | 0.19419 | 0.00017691 | 0.0010553 | 0.00069995 | 0.0010617
|  | 858.2659 | 0 | 858.2659 | 0 | 783.934 | -0.000484 | 787.6628 | -0.00022886 | 787.7474 | 4.1716e-07 | 778.7601 | 0 | 778.7601 | 0 | 858.2659 | -9.3089e-05 | 777.1874 | 0.00116 | 787.6628 | -0.00096836 | 778.7601 | 0.00285 | 778.5252 | 0.00163 | 777.1874 | 0.00045372 | 783.934 | 0.00042289 | 778.7601 | 0.01078 | 858.2659 | 0.8129 | 778.7601 | 0.00064763 | 777.1874 | 0.0046984 | 858.2659 | 0.0027628 | 858.2659 | 0.0043713 | 0 | 0 | 1.1461e-05 | -1.9391e-06 | -4.2192e-06 | 0 | 0 | 2.3154e-05 | 0.00064984 | 2.6285e-05 | 0.00094883 | 5.0508e-05 | 0.00018553 | 0.00010017 | 0.0025635 | 0.19551 | 0.00016478 | 0.0010245 | 0.00066595 | 0.0010808
|  | 858.5055 | 0 | 858.5055 | 0 | 784.1693 | 0.00058142 | 787.9 | 0.00021251 | 787.9859 | -3.5795e-05 | 778.9949 | 0 | 778.9949 | 0 | 858.5055 | 0.00028642 | 777.4186 | 0.00446 | 787.9 | 0.00119 | 778.9949 | 0.00523 | 778.7601 | -0.0012 | 777.4186 | 0.0011507 | 784.1693 | 0.0004286 | 778.9949 | 0.01105 | 858.5055 | 0.81957 | 778.9949 | 0.0007556 | 777.4186 | 0.0041618 | 858.5055 | 0.0027977 | 858.5055 | 0.0046527 | 0 | 0 | 1.2954e-05 | -4.2131e-06 | -4.5982e-06 | 0 | 0 | 2.8211e-05 | 0.00070303 | 7.4072e-05 | 0.0010407 | 4.6972e-06 | 9.9363e-05 | 0.00010138 | 0.0024268 | 0.19681 | 0.00015921 | 0.00094281 | 0.00061385 | 0.0011025
|  | 858.745 | 0 | 858.745 | 0 | 784.4046 | -0.00047131 | 788.1372 | -0.00024805 | 788.2245 | -2.7496e-06 | 779.2299 | 0 | 779.2299 | 0 | 858.745 | -5.0874e-05 | 777.6499 | 0.00162 | 788.1372 | -0.00056526 | 779.2299 | 0.00363 | 778.9949 | 0.00124 | 777.6499 | -0.00029143 | 784.4046 | 0.00043312 | 779.2299 | 0.00961 | 858.745 | 0.82364 | 779.2299 | 0.00059979 | 777.6499 | 0.0039918 | 858.745 | 0.0023276 | 858.745 | 0.0045522 | 0 | 0 | 3.6497e-05 | -1.8231e-06 | -5.0325e-06 | 0 | 0 | 6.7371e-06 | 0.00051211 | -4.3254e-05 | 0.00092911 | -1.6445e-05 | 0.00019533 | 0.0001023 | 0.0023927 | 0.198 | 0.00018264 | 0.00090418 | 0.00060368 | 0.0010819
|  | 858.9846 | 0 | 858.9846 | 0 | 784.6399 | 0.00078154 | 788.3743 | 0.00023267 | 788.463 | -3.9448e-05 | 779.4648 | 0 | 779.4648 | 0 | 858.9846 | 0.00010712 | 777.8811 | 0.00281 | 788.3743 | 0.00020052 | 779.4648 | 0.00428 | 779.2299 | -0.00138 | 777.8811 | 0.0019812 | 784.6399 | 0.00043641 | 779.4648 | 0.01076 | 858.9846 | 0.82955 | 779.4648 | 0.00095515 | 777.8811 | 0.0038297 | 858.9846 | 0.0027127 | 858.9846 | 0.0044807 | 0 | 0 | 5.7388e-05 | 3.6531e-06 | -4.6751e-06 | 0 | 0 | 1.3769e-05 | 0.00069265 | -4.2514e-05 | 0.00092562 | -4.6443e-05 | 0.00028572 | 0.00010296 | 0.0022729 | 0.19929 | 0.00020813 | 0.00064763 | 0.0006285 | 0.0010202
|  | 859.2241 | 0 | 859.2241 | 0 | 784.8752 | -0.00029386 | 788.6114 | -0.00020186 | 788.7016 | 2.5821e-07 | 779.6997 | 0 | 779.6997 | 0 | 859.2241 | 7.8334e-06 | 778.1124 | 0.00318 | 788.6114 | -0.00055911 | 779.6997 | 0.0036 | 779.4648 | 0.0009846 | 778.1124 | 0.00048976 | 784.8752 | 0.00043851 | 779.6997 | 0.00859 | 859.2241 | 0.83435 | 779.6997 | 0.00081669 | 778.1124 | 0.0017711 | 859.2241 | 0.0025346 | 859.2241 | 0.0040366 | 0 | 0 | 7.7156e-05 | 2.2293e-05 | -3.9096e-06 | 0 | 0 | 2.9484e-05 | 0.00078282 | 3.1479e-05 | 0.00099724 | 0.0001064 | 0.0002796 | 0.00010329 | 0.0022129 | 0.2006 | 0.00020531 | 0.00092922 | 0.00062542 | 0.00099549
|  | 859.4637 | 0 | 859.4637 | 0 | 785.1105 | 0.0009497 | 788.8486 | 0.00038984 | 788.9402 | -3.3031e-05 | 779.9346 | 0 | 779.9346 | 0 | 859.4637 | 0.00023832 | 778.3436 | 0.00359 | 788.8486 | 0.00082456 | 779.9346 | 0.00489 | 779.6997 | -7.8777e-05 | 778.3436 | 0.0019282 | 785.1105 | 0.0004395 | 779.9346 | 0.01025 | 859.4637 | 0.84039 | 779.9346 | 0.00093121 | 778.3436 | 0.006265 | 859.4637 | 0.0026868 | 859.4637 | 0.0042744 | 0 | 0 | 6.6475e-05 | 6.2938e-06 | -3.6184e-06 | 0 | 0 | 2.7418e-05 | 0.0003167 | 1.2924e-05 | 0.00084714 | 0.00017398 | 4.5686e-05 | 0.00010343 | 0.0022042 | 0.20199 | 0.0001754 | 0.0012447 | 0.00060489 | 0.0010019
|  | 859.7032 | 0 | 859.7032 | 0 | 785.3459 | -0.0003848 | 789.0858 | -0.00033677 | 789.1788 | 2.6982e-06 | 780.1696 | 0 | 780.1696 | 0 | 859.7032 | -9.4085e-06 | 778.5749 | -0.00085107 | 789.0858 | -0.00071558 | 780.1696 | 0.00232 | 779.9346 | 0.00156 | 778.5749 | -0.0015331 | 785.3459 | 0.00043945 | 780.1696 | 0.00851 | 859.7032 | 0.84592 | 780.1696 | 0.00056163 | 778.5749 | 0.0044997 | 859.7032 | 0.0023632 | 859.7032 | 0.0040897 | 0 | 0 | 3.9009e-05 | 7.9611e-06 | -3.878e-06 | 0 | 0 | 9.0873e-06 | 0.00049374 | 3.1726e-05 | 0.00085628 | 8.6957e-05 | -0.00022377 | 0.00010331 | 0.0021143 | 0.20342 | 0.0001744 | 0.001114 | 0.00058546 | 0.00097117
|  | 859.9428 | 0 | 859.9428 | 0 | 785.5812 | 0.00071629 | 789.3231 | 0.00040389 | 789.4174 | -3.5206e-05 | 780.4045 | 0 | 780.4045 | 0 | 859.9428 | 8.5269e-05 | 778.8062 | 0.00512 | 789.3231 | 0.00098304 | 780.4045 | 0.00497 | 780.1696 | -0.00081991 | 778.8062 | -0.00040156 | 785.5812 | 0.00043843 | 780.4045 | 0.00949 | 859.9428 | 0.85225 | 780.4045 | 0.00092311 | 778.8062 | 0.0051321 | 859.9428 | 0.0025242 | 859.9428 | 0.0040176 | 0 | 0 | 2.8461e-05 | 4.0093e-05 | -3.3225e-06 | 0 | 0 | 1.7445e-05 | 0.00082795 | 0.00015344 | 0.00089884 | 2.8201e-05 | 3.4788e-05 | 0.00010295 | 0.0020773 | 0.20472 | 0.00022831 | 0.0009615 | 0.00059627 | 0.00094605
|  | 860.1824 | 0 | 860.1824 | 0 | 785.8166 | -0.00047444 | 789.5602 | -6.5811e-05 | 789.6559 | 7.3534e-06 | 780.6395 | 0 | 780.6395 | 0 | 860.1824 | 6.0358e-05 | 779.0375 | 0.00204 | 789.5602 | 0.00031087 | 780.6395 | 0.00268 | 780.4045 | 0.00106 | 779.0375 | 0.00070241 | 785.8166 | 0.00043647 | 780.6395 | 0.00819 | 860.1824 | 0.85672 | 780.6395 | 0.00102 | 779.0375 | 0.0031832 | 860.1824 | 0.0024535 | 860.1824 | 0.00388 | 0 | 0 | 4.0981e-05 | 5.0099e-05 | -1.9433e-06 | 0 | 0 | 2.96e-05 | 0.00073675 | 0.00012642 | 0.00080951 | 9.8173e-05 | 0.00031527 | 0.00010239 | 0.0021148 | 0.20595 | 0.00022977 | 0.0010124 | 0.00061517 | 0.0009596
|  | 860.422 | 0 | 860.422 | 0 | 786.0519 | 0.00082269 | 789.7974 | 0.00048827 | 789.8946 | -2.3639e-05 | 780.8745 | 0 | 780.8745 | 0 | 860.422 | 0.00018674 | 779.2688 | 0.00433 | 789.7974 | 0.00075512 | 780.8745 | 0.00421 | 780.6395 | -0.00022445 | 779.2688 | 0.0020234 | 786.0519 | 0.00043363 | 780.8745 | 0.00981 | 860.422 | 0.86253 | 780.8745 | 0.00093563 | 779.2688 | 0.0055698 | 860.422 | 0.0026819 | 860.422 | 0.0041307 | 0 | 0 | 4.3725e-05 | 2.8656e-05 | -1.7446e-06 | 0 | 0 | 8.4602e-06 | 0.00070553 | 7.2628e-05 | 0.00082364 | 0.00017806 | 0.00026739 | 0.00010163 | 0.0020832 | 0.20726 | 0.00019694 | 0.0011832 | 0.00062428 | 0.0010003
|  | 860.6616 | 0 | 860.6616 | 0 | 786.2873 | -0.00045111 | 790.0347 | -0.0002467 | 790.1332 | 9.0147e-06 | 781.1095 | 0 | 781.1095 | 0 | 860.6616 | -0.00011612 | 779.5001 | 0.00177 | 790.0347 | -0.00014287 | 781.1095 | 0.0028 | 780.8745 | 0.00174 | 779.5001 | 0.00028843 | 786.2873 | 0.00043001 | 781.1095 | 0.00792 | 860.6616 | 0.86759 | 781.1095 | 0.00074053 | 779.5001 | 0.00466 | 860.6616 | 0.0025293 | 860.6616 | 0.0042191 | 0 | 0 | 3.0063e-05 | -1.4595e-05 | -2.6682e-06 | 0 | 0 | -9.1269e-06 | 0.00064406 | 0.00010045 | 0.00080246 | 0.00020132 | 0.00012923 | 0.00010071 | 0.0019174 | 0.20856 | 0.00019215 | 0.0010196 | 0.00059743 | 0.00097929
|  | 860.9012 | 0 | 860.9012 | 0 | 786.5226 | 0.00070658 | 790.2719 | 0.00012366 | 790.3718 | -3.1376e-05 | 781.3445 | 0 | 781.3445 | 0 | 860.9012 | 3.9937e-05 | 779.7314 | 0.0038 | 790.2719 | 0.00098966 | 781.3445 | 0.00403 | 781.1095 | -2.6547e-05 | 779.7314 | 0.00082914 | 786.5226 | 0.00042578 | 781.3445 | 0.0084 | 860.9012 | 0.87328 | 781.3445 | 0.00089492 | 779.7314 | 0.0041578 | 860.9012 | 0.0024576 | 860.9012 | 0.0039553 | 0 | 0 | 2.1115e-05 | 1.2587e-05 | -3.081e-06 | 0 | 0 | 2.1521e-05 | 0.00049889 | -3.2069e-05 | 0.00084126 | 0.00016254 | -1.5827e-05 | 9.9691e-05 | 0.0018987 | 0.20996 | 0.00019981 | 0.0007619 | 0.00057718 | 0.00093539
|  | 861.1408 | 0 | 861.1408 | 0 | 786.7581 | -0.0005272 | 790.5092 | -1.7553e-05 | 790.6105 | 5.5545e-06 | 781.5795 | 0 | 781.5795 | 0 | 861.1408 | 0.0001397 | 779.9627 | 0.00051325 | 790.5092 | -0.00126 | 781.5795 | 0.00313 | 781.3445 | 0.00141 | 779.9627 | -0.00096598 | 786.7581 | 0.00042117 | 781.5795 | 0.00776 | 861.1408 | 0.8792 | 781.5795 | 0.00080563 | 779.9627 | 0.0024296 | 861.1408 | 0.0023601 | 861.1408 | 0.0038522 | 0 | 0 | 1.5828e-05 | 2.5205e-05 | -2.2075e-06 | 0 | 0 | 3.491e-05 | 0.0003381 | -0.00014634 | 0.00089762 | 6.2754e-05 | -1.0432e-05 | 9.8568e-05 | 0.0019891 | 0.21129 | 0.00018843 | 0.0008363 | 0.00061216 | 0.00096732
|  | 861.3804 | 0 | 861.3804 | 0 | 786.9934 | 0.0006617 | 790.7464 | 0.00023004 | 790.8491 | -2.4055e-05 | 781.8144 | 0 | 781.8144 | 0 | 861.3804 | 0.00015168 | 780.194 | 0.00241 | 790.7464 | 2.6283e-05 | 781.8144 | 0.00451 | 781.5795 | -0.0008759 | 780.194 | 0.00087579 | 786.9934 | 0.00041646 | 781.8144 | 0.00917 | 861.3804 | 0.88433 | 781.8144 | 0.00079818 | 780.194 | 0.004801 | 861.3804 | 0.0027494 | 861.3804 | 0.0042216 | 0 | 0 | 1.1338e-05 | 1.1371e-05 | -8.6847e-07 | 0 | 0 | 2.593e-05 | 0.00048939 | -3.7717e-05 | 0.00079329 | 5.4527e-05 | 5.3197e-05 | 9.7508e-05 | 0.0019286 | 0.2126 | 0.00018614 | 0.00095234 | 0.00065007 | 0.00099354
|  | 861.62 | 0 | 861.62 | 0 | 787.2288 | -0.00056538 | 790.9836 | -0.00013418 | 791.0878 | 1.6778e-05 | 782.0495 | 0 | 782.0495 | 0 | 861.62 | 6.4747e-05 | 780.4254 | 0.00182 | 790.9836 | -0.00034425 | 782.0495 | 0.00224 | 781.8144 | 0.00134 | 780.4254 | -0.00041597 | 787.2288 | 0.00041195 | 782.0495 | 0.00724 | 861.62 | 0.89013 | 782.0495 | 0.00078562 | 780.4254 | 0.0034307 | 861.62 | 0.0026765 | 861.62 | 0.0040711 | 0 | 0 | 6.3553e-06 | 1.4027e-05 | -1.7654e-07 | 0 | 0 | 1.387e-05 | 0.00058408 | -1.5626e-05 | 0.00068379 | 3.5258e-05 | 0.00018682 | 9.6501e-05 | 0.0017999 | 0.21402 | 0.00020114 | 0.00079105 | 0.00062583 | 0.00096049
|  | 861.8596 | 0 | 861.8596 | 0 | 787.4642 | 0.00061937 | 791.2209 | 0.00025243 | 791.3265 | -1.8258e-05 | 782.2845 | 0 | 782.2845 | 0 | 861.8596 | 5.1014e-05 | 780.6567 | 0.00323 | 791.2209 | 0.00021252 | 782.2845 | 0.00358 | 782.0495 | -0.00104 | 780.6567 | 0.0020312 | 787.4642 | 0.0004079 | 782.2845 | 0.00808 | 861.8596 | 0.89608 | 782.2845 | 0.00092637 | 780.6567 | 0.0034087 | 861.8596 | 0.0025468 | 861.8596 | 0.0039454 | 0 | 0 | 1.7447e-05 | 1.3987e-05 | -6.814e-08 | 0 | 0 | 2.0866e-05 | 0.00038908 | -8.5123e-05 | 0.00070045 | 2.9373e-05 | 0.00023163 | 9.5626e-05 | 0.0017664 | 0.21538 | 0.00020745 | 0.00084991 | 0.00062264 | 0.00096305
|  | 862.0993 | 0 | 862.0993 | 0 | 787.6996 | -0.00047115 | 791.4582 | -0.00013454 | 791.5652 | 1.7687e-05 | 782.5195 | 0 | 782.5195 | 0 | 862.0993 | 0.00012314 | 780.8881 | 0.000134 | 791.4582 | -0.00092995 | 782.5195 | 0.00238 | 782.2845 | 0.00129 | 780.8881 | -2.8486e-05 | 787.6996 | 0.00040452 | 782.5195 | 0.00695 | 862.0993 | 0.90148 | 782.5195 | 0.0008388 | 780.8881 | 0.0039396 | 862.0993 | 0.0026498 | 862.0993 | 0.0040924 | 0 | 0 | 4.6731e-05 | -4.3033e-06 | -3.6031e-07 | 0 | 0 | 2.2941e-05 | 0.0004725 | -3.1738e-05 | 0.00076274 | 1.9979e-05 | 0.000249 | 9.4946e-05 | 0.0017441 | 0.21663 | 0.00022081 | 0.00095879 | 0.00063191 | 0.00097549
|  | 862.3389 | 0 | 862.3389 | 0 | 787.9351 | 0.00086807 | 791.6955 | 9.8275e-05 | 791.8038 | -2.0706e-05 | 782.7546 | 0 | 782.7546 | 0 | 862.3389 | 6.8324e-05 | 781.1195 | 0.00395 | 791.6955 | 0.00066247 | 782.7546 | 0.00411 | 782.5195 | -0.00112 | 781.1194 | 0.0021807 | 787.9351 | 0.00040191 | 782.7546 | 0.00789 | 862.3389 | 0.90647 | 782.7546 | 0.00104 | 781.1194 | 0.0043479 | 862.3389 | 0.002624 | 862.3389 | 0.0040489 | 0 | 0 | 4.9414e-05 | -3.8963e-05 | -8.9757e-07 | 0 | 0 | 3.3778e-05 | 0.00078669 | -4.8341e-05 | 0.00081911 | -0.0001171 | 0.00022988 | 9.4397e-05 | 0.0017299 | 0.21796 | 0.00022497 | 0.00070746 | 0.00065997 | 0.0010097
|  | 862.5786 | 0 | 862.5786 | 0 | 788.1705 | -0.00044825 | 791.9327 | -0.00042674 | 792.0425 | 1.3186e-05 | 782.9896 | 0 | 782.9896 | 0 | 862.5786 | 0.00021357 | 781.3508 | 0.00285 | 791.9327 | -0.00107 | 782.9896 | 0.00286 | 782.7546 | 0.00012362 | 781.3508 | -0.00019369 | 788.1705 | 0.00040007 | 782.9896 | 0.00683 | 862.5786 | 0.91253 | 782.9896 | 0.00087428 | 781.3508 | 0.0017671 | 862.5786 | 0.0028839 | 862.5786 | 0.0043775 | 0 | 0 | 2.3865e-05 | -3.3398e-05 | -1.0452e-06 | 0 | 0 | 4.2203e-05 | 0.00072191 | -5.9861e-05 | 0.00087909 | 3.7779e-05 | 0.00012933 | 9.4067e-05 | 0.0017147 | 0.21931 | 0.00021692 | 0.00077939 | 0.00066433 | 0.0010289
|  | 862.8182 | 0 | 862.8182 | 0 | 788.406 | 0.00065095 | 792.17 | 0.00014526 | 792.2812 | -2.1943e-05 | 783.2247 | 0 | 783.2247 | 0 | 862.8182 | 0.00013862 | 781.5822 | 0.00339 | 792.17 | 0.00056548 | 783.2247 | 0.00462 | 782.9896 | 0.00019784 | 781.5822 | 0.0013116 | 788.406 | 0.00039889 | 783.2247 | 0.00776 | 862.8182 | 0.91762 | 783.2247 | 0.00097143 | 781.5822 | 0.0049696 | 862.8182 | 0.0026601 | 862.8182 | 0.0042091 | 0 | 0 | 3.8814e-05 | -2.3931e-05 | -1.3707e-06 | 0 | 0 | 4.3827e-05 | 0.00035615 | -5.2744e-05 | 0.00076763 | 0.00017838 | 0.00018866 | 9.3821e-05 | 0.0016399 | 0.2206 | 0.00021936 | 0.00084778 | 0.00065146 | 0.0010021
|  | 863.0579 | 0 | 863.0579 | 0 | 788.6414 | -0.0003212 | 792.4073 | -0.00034694 | 792.52 | 1.0462e-05 | 783.4598 | 0 | 783.4598 | 0 | 863.0579 | 0.00022712 | 781.8136 | -0.00031162 | 792.4073 | -0.00101 | 783.4598 | 0.00191 | 783.2247 | 0.00132 | 781.8136 | 0.00031908 | 788.6414 | 0.00039818 | 783.4598 | 0.00619 | 863.0579 | 0.92333 | 783.4598 | 0.00089461 | 781.8136 | 0.0023583 | 863.0579 | 0.0027765 | 863.0579 | 0.0041534 | 0 | 0 | 3.6513e-05 | -2.9015e-05 | -1.6664e-06 | 0 | 0 | 2.7e-05 | 0.00041398 | -9.6801e-06 | 0.00067104 | 3.0564e-05 | 0.0001554 | 9.37e-05 | 0.0015795 | 0.22191 | 0.00022383 | 0.00090148 | 0.00063146 | 0.00097132
|  | 863.2976 | 0 | 863.2976 | 0 | 788.8769 | 0.00063132 | 792.6447 | 0.00010246 | 792.7587 | -2.4423e-05 | 783.6948 | 0 | 783.6948 | 0 | 863.2976 | -1.8154e-06 | 782.045 | 0.00389 | 792.6447 | 0.00092844 | 783.6948 | 0.0038 | 783.4598 | -0.00106 | 782.045 | 0.0010241 | 788.8769 | 0.00039766 | 783.6948 | 0.00725 | 863.2976 | 0.92848 | 783.6948 | 0.00101 | 782.045 | 0.0054338 | 863.2976 | 0.0024929 | 863.2976 | 0.0039521 | 0 | 0 | 3.0029e-05 | -1.1346e-05 | -1.161e-06 | 0 | 0 | 9.8853e-06 | 0.00059583 | 4.7963e-05 | 0.00061481 | -4.872e-05 | 4.7147e-05 | 9.3563e-05 | 0.0015611 | 0.22329 | 0.0002112 | 0.00099169 | 0.00059634 | 0.00094643
|  | 863.5372 | 0 | 863.5372 | 0 | 789.1124 | -0.00037627 | 792.882 | -0.00019808 | 792.9975 | 1.4699e-05 | 783.9299 | 0 | 783.9299 | 0 | 863.5372 | 8.4303e-05 | 782.2764 | 0.00126 | 792.882 | -0.00052421 | 783.9299 | 0.00143 | 783.6948 | 0.00064543 | 782.2764 | -0.00061661 | 789.1124 | 0.00039702 | 783.9299 | 0.00603 | 863.5372 | 0.93475 | 783.9299 | 0.00078658 | 782.2764 | 0.003138 | 863.5372 | 0.0024832 | 863.5372 | 0.0039453 | 0 | 0 | 2.0641e-05 | -2.1084e-05 | -8.5695e-07 | 0 | 0 | -2.5532e-07 | 0.00038409 | 2.3472e-05 | 0.00055237 | 2.744e-05 | 9.7498e-05 | 9.3387e-05 | 0.0015431 | 0.22469 | 0.00020492 | 0.00076548 | 0.00058936 | 0.00096703
|  | 863.7769 | 0 | 863.7769 | 0 | 789.3479 | 0.00055154 | 793.1193 | 2.0377e-05 | 793.2362 | -2.1879e-05 | 784.165 | 0 | 784.165 | 0 | 863.7769 | -8.6433e-05 | 782.5077 | 0.00206 | 793.1193 | 0.00072204 | 784.165 | 0.00327 | 783.9299 | -0.00041201 | 782.5078 | 0.0014593 | 789.3479 | 0.00039596 | 784.165 | 0.0071 | 863.7769 | 0.94017 | 784.165 | 0.00095708 | 782.5078 | 0.0034785 | 863.7769 | 0.0024347 | 863.7769 | 0.004124 | 0 | 0 | 5.1778e-06 | -3.5778e-05 | -1.556e-06 | 0 | 0 | 2.0649e-05 | 0.00065616 | -2.2913e-05 | 0.00065713 | 7.2629e-05 | 0.00023031 | 9.3034e-05 | 0.0015447 | 0.22596 | 0.00023947 | 0.0009799 | 0.00064263 | 0.0010079
|  | 864.0166 | 0 | 864.0166 | 0 | 789.5834 | -0.00050756 | 793.3567 | -0.00032183 | 793.475 | 8.845e-06 | 784.4001 | 0 | 784.4001 | 0 | 864.0166 | 0.00025873 | 782.7392 | 0.00361 | 793.3567 | -0.0009151 | 784.4001 | 0.00232 | 784.165 | 0.00103 | 782.7392 | 0.0005308 | 789.5834 | 0.00039422 | 784.4001 | 0.00604 | 864.0166 | 0.94526 | 784.4001 | 0.00108 | 782.7392 | 0.0049891 | 864.0166 | 0.0029275 | 864.0166 | 0.0042864 | 0 | 0 | 5.1091e-05 | -1.0665e-06 | -2.3822e-06 | 0 | 0 | 2.5435e-05 | 0.00055416 | 2.7879e-05 | 0.0006524 | 5.5997e-05 | 0.00028998 | 9.2527e-05 | 0.0014365 | 0.22702 | 0.00026566 | 0.001015 | 0.00066048 | 0.00097417
|  | 864.2563 | 0 | 864.2563 | 0 | 789.8188 | 0.0009415 | 793.5941 | 0.00031284 | 793.7138 | -2.8799e-05 | 784.6352 | 0 | 784.6352 | 0 | 864.2563 | -4.65e-05 | 782.9706 | 0.00118 | 793.5941 | 0.00115 | 784.6352 | 0.00323 | 784.4001 | -0.00055365 | 782.9706 | 0.0019757 | 789.8188 | 0.00039166 | 784.6352 | 0.00618 | 864.2563 | 0.94896 | 784.6352 | 0.00118 | 782.9706 | 0.0037842 | 864.2563 | 0.0025834 | 864.2563 | 0.0038418 | 0 | 0 | 6.4354e-05 | 6.7528e-06 | -2.7174e-06 | 0 | 0 | 2.2074e-05 | 0.00017827 | 7.0802e-05 | 0.00068652 | 7.1276e-05 | 0.00024036 | 9.1849e-05 | 0.0013554 | 0.22807 | 0.00025399 | 0.00093627 | 0.00062305 | 0.0009454
|  | 864.496 | 0 | 864.496 | 0 | 790.0544 | -0.00039506 | 793.8314 | -0.00025594 | 793.9526 | 6.043e-06 | 784.8703 | 0 | 784.8703 | 0 | 864.496 | 0.00023067 | 783.202 | 0.00036048 | 793.8314 | -0.00055342 | 784.8703 | 0.00261 | 784.6352 | 0.00116 | 783.202 | 0.00010129 | 790.0544 | 0.00038826 | 784.8703 | 0.00535 | 864.496 | 0.95396 | 784.8703 | 0.00098063 | 783.202 | 0.0043065 | 864.496 | 0.002615 | 864.496 | 0.0040461 | 0 | 0 | 3.8218e-05 | 2.9421e-06 | -2.7463e-06 | 0 | 0 | 1.9774e-05 | 0.00059717 | 0.00013133 | 0.00072315 | 9.4259e-05 | 8.2456e-05 | 9.0972e-05 | 0.0014498 | 0.22901 | 0.00022911 | 0.00092115 | 0.00059635 | 0.00094328
|  | 864.7357 | 0 | 864.7357 | 0 | 790.2899 | 0.00071957 | 794.0688 | 0.00028073 | 794.1914 | -2.9046e-05 | 785.1055 | 0 | 785.1055 | 0 | 864.7357 | -6.5692e-05 | 783.4335 | 0.0048 | 794.0688 | 0.00166 | 785.1055 | 0.00354 | 784.8703 | -0.00035817 | 783.4335 | 0.00061124 | 790.2899 | 0.0003842 | 785.1055 | 0.00698 | 864.7357 | 0.95678 | 785.1055 | 0.00096786 | 783.4335 | 0.0036535 | 864.7357 | 0.0023606 | 864.7357 | 0.0038241 | 0 | 0 | 4.681e-05 | 5.4685e-06 | -2.9008e-06 | 0 | 0 | 3.2575e-05 | 0.00085058 | 0.00013057 | 0.00073589 | 0.00010487 | 5.2493e-06 | 8.9977e-05 | 0.00148 | 0.23003 | 0.00023603 | 0.00077926 | 0.0006426 | 0.00093466
|  | 864.9754 | 0 | 864.9754 | 0 | 790.5255 | -0.0003221 | 794.3062 | -0.00023465 | 794.4301 | 4.7478e-06 | 785.3406 | 0 | 785.3406 | 0 | 864.9754 | 0.00033747 | 783.6649 | 0.00255 | 794.3062 | -0.00055978 | 785.3406 | 0.00272 | 785.1055 | 0.00125 | 783.6649 | -0.00056588 | 790.5255 | 0.00037981 | 785.3406 | 0.00561 | 864.9754 | 0.96238 | 785.3406 | 0.00104 | 783.6649 | 0.0030803 | 864.9754 | 0.0030007 | 864.9754 | 0.0039738 | 0 | 0 | 4.301e-05 | -1.7604e-05 | -2.4635e-06 | 0 | 0 | 3.231e-05 | 0.00057629 | 6.6053e-06 | 0.00074781 | 5.299e-05 | -1.6939e-05 | 8.8958e-05 | 0.0013827 | 0.23118 | 0.00025162 | 0.00083779 | 0.00066083 | 0.0009357
|  | 865.2152 | 0 | 865.2152 | 0 | 790.761 | 0.00068731 | 794.5436 | 8.6365e-05 | 794.6689 | -2.5377e-05 | 785.5757 | 0 | 785.5757 | 0 | 865.2152 | -6.7904e-05 | 783.8964 | 0.00243 | 794.5436 | 0.00061542 | 785.5757 | 0.00364 | 785.3406 | -0.00079923 | 783.8964 | 0.00041951 | 790.761 | 0.00037556 | 785.5757 | 0.00615 | 865.2152 | 0.96636 | 785.5757 | 0.0011 | 783.8964 | 0.0041593 | 865.2152 | 0.0025127 | 865.2152 | 0.0038328 | 0 | 0 | 3.1705e-05 | -1.1274e-05 | -2.0563e-06 | 0 | 0 | 3.4762e-05 | 0.00038205 | -4.0026e-05 | 0.00068417 | 7.0638e-05 | 0.0002054 | 8.8032e-05 | 0.0012637 | 0.23218 | 0.00025862 | 0.00078625 | 0.00064796 | 0.00099617
|  | 865.4549 | 0 | 865.4549 | 0 | 790.9965 | -0.00041809 | 794.7809 | -0.00018136 | 794.9078 | 8.1569e-06 | 785.8108 | 0 | 785.8108 | 0 | 865.4549 | 0.00035791 | 784.1278 | 0.00087133 | 794.7809 | -0.00095268 | 785.8108 | 0.00218 | 785.5757 | 0.0014 | 784.1278 | 0.0013554 | 790.9965 | 0.00037195 | 785.8108 | 0.0046 | 865.4549 | 0.97069 | 785.8108 | 0.0011 | 784.1278 | 0.002635 | 865.4549 | 0.002893 | 865.4549 | 0.004478 | 0 | 0 | 3.4158e-05 | 1.5101e-05 | -1.8135e-06 | 0 | 0 | 3.975e-05 | 0.00040528 | 3.767e-05 | 0.00074902 | 5.1742e-05 | 0.00030785 | 8.7318e-05 | 0.0012676 | 0.23301 | 0.00024693 | 0.00064089 | 0.00063874 | 0.0010218
|  | 865.6946 | 0 | 865.6946 | 0 | 791.2321 | 0.00070813 | 795.0184 | 0.00030856 | 795.1466 | -2.3343e-05 | 786.046 | 0 | 786.046 | 0 | 865.6946 | -2.6305e-05 | 784.3593 | 0.00263 | 795.0184 | 0.00127 | 786.046 | 0.00419 | 785.8108 | -0.00095985 | 784.3593 | 0.0013041 | 791.2321 | 0.00036949 | 786.046 | 0.00618 | 865.6946 | 0.97315 | 786.046 | 0.001 | 784.3593 | 0.0029017 | 865.6946 | 0.0024357 | 865.6946 | 0.0040466 | 0 | 0 | 2.5914e-05 | -1.3269e-05 | -9.6377e-07 | 0 | 0 | 3.4977e-05 | 0.00064227 | 1.0684e-05 | 0.00071492 | -1.4555e-06 | 0.0001019 | 8.6938e-05 | 0.0013134 | 0.23386 | 0.00025163 | 0.00064453 | 0.00062793 | 0.00095727
|  | 865.9344 | 0 | 865.9344 | 0 | 791.4677 | -0.00048815 | 795.2558 | -0.00042033 | 795.3854 | 1.5272e-05 | 786.2812 | 0 | 786.2812 | 0 | 865.9344 | 0.00031808 | 784.5908 | 0.00292 | 795.2558 | -0.00118 | 786.2812 | 0.00189 | 786.046 | 0.00094747 | 784.5908 | -0.00042354 | 791.4677 | 0.00036854 | 786.2812 | 0.00499 | 865.9344 | 0.97775 | 786.2812 | 0.00114 | 784.5908 | 0.0026679 | 865.9344 | 0.0028026 | 865.9344 | 0.003939 | 0 | 0 | 1.5307e-05 | -4.729e-05 | -8.8846e-07 | 0 | 0 | 1.8518e-05 | 0.00069221 | -0.0001324 | 0.0007596 | -1.7935e-05 | 1.0841e-05 | 8.691e-05 | 0.0013522 | 0.23457 | 0.00029043 | 0.00078153 | 0.00062055 | 0.00088735
|  | 866.1741 | 0 | 866.1741 | 0 | 791.7032 | 0.00061809 | 795.4932 | 2.1983e-05 | 795.6243 | -2.2711e-05 | 786.5164 | 0 | 786.5164 | 0 | 866.1741 | -0.00016361 | 784.8223 | 0.00306 | 795.4932 | 6.4686e-05 | 786.5164 | 0.00457 | 786.2812 | -0.0011 | 784.8223 | 0.0005172 | 791.7032 | 0.00036925 | 786.5164 | 0.00651 | 866.1741 | 0.97907 | 786.5164 | 0.00133 | 784.8223 | 0.0040838 | 866.1741 | 0.002374 | 866.1741 | 0.0034633 | 0 | 0 | 2.4637e-05 | -1.1199e-05 | -1.0532e-06 | 0 | 0 | 2.6189e-05 | 0.0006563 | 2.3485e-05 | 0.00077273 | -5.8792e-06 | -1.193e-05 | 8.7267e-05 | 0.0012797 | 0.23534 | 0.00030462 | 0.00057872 | 0.00068713 | 0.00095871
|  | 866.4139 | 0 | 866.4139 | 0 | 791.9388 | -0.00040894 | 795.7306 | -0.00011632 | 795.8632 | 1.3891e-05 | 786.7516 | 0 | 786.7516 | 0 | 866.4139 | 0.00038207 | 785.0538 | 0.00261 | 795.7306 | 0.00013315 | 786.7516 | 0.002 | 786.5164 | 0.00105 | 785.0538 | -0.00062027 | 791.9388 | 0.00037157 | 786.7516 | 0.00437 | 866.4139 | 0.98405 | 786.7516 | 0.00126 | 785.0538 | 0.00091579 | 866.4139 | 0.0033578 | 866.4139 | 0.004534 | 0 | 0 | 3.7198e-05 | -2.207e-05 | -1.2766e-06 | 0 | 0 | 1.043e-05 | 0.00080797 | 0.00010931 | 0.00064907 | 8.2486e-05 | -1.0359e-05 | 8.7964e-05 | 0.0012005 | 0.23611 | 0.00028573 | 0.0007352 | 0.00071933 | 0.001
|  | 866.6537 | 0 | 866.6537 | 0 | 792.1744 | 0.00072473 | 795.9681 | -6.9584e-05 | 796.102 | -2.4578e-05 | 786.9868 | 0 | 786.9868 | 0 | 866.6537 | -0.00029507 | 785.2853 | 0.00437 | 795.9681 | 0.00078766 | 786.9868 | 0.00352 | 786.7516 | -0.00034868 | 785.2853 | 0.00053078 | 792.1744 | 0.00037517 | 786.9868 | 0.00584 | 866.6537 | 0.98545 | 786.9868 | 0.00117 | 785.2853 | 0.0054357 | 866.6537 | 0.0026423 | 866.6537 | 0.0038076 | 0 | 0 | 3.4596e-05 | -5.6466e-05 | -1.9761e-06 | 0 | 0 | 1.8705e-05 | 0.00065746 | 4.6006e-05 | 0.00065509 | 8.8344e-05 | 0.00022771 | 8.8911e-05 | 0.0012161 | 0.23682 | 0.00028814 | 0.0010195 | 0.00069907 | 0.0009708
|  | 866.8934 | 0 | 866.8934 | 0 | 792.41 | -0.00043104 | 796.2055 | -0.00040606 | 796.3409 | 8.034e-06 | 787.222 | 0 | 787.222 | 0 | 866.8934 | 0.00045109 | 785.5168 | 0.00131 | 796.2055 | -0.00040012 | 787.222 | 0.00205 | 786.9868 | 0.0011 | 785.5168 | 0.0014365 | 792.41 | 0.00037961 | 787.222 | 0.0045 | 866.8934 | 0.98993 | 787.222 | 0.00128 | 785.5168 | 0.0033722 | 866.8934 | 0.0031888 | 866.8934 | 0.0042901 | 0 | 0 | 2.7888e-05 | -3.8639e-05 | -2.4114e-06 | 0 | 0 | 3.9977e-05 | 0.00062045 | 5.0183e-05 | 0.00071962 | 5.2058e-05 | 0.00018694 | 8.9988e-05 | 0.0011853 | 0.23741 | 0.00032218 | 0.00076264 | 0.00065664 | 0.00096917
|  | 867.1332 | 0 | 867.1332 | 0 | 792.6456 | 0.00066778 | 796.443 | 8.0654e-05 | 796.5798 | -2.8222e-05 | 787.4571 | 0 | 787.4571 | 0 | 867.1332 | -0.00011765 | 785.7483 | 0.00405 | 796.443 | 0.00082275 | 787.4571 | 0.00407 | 787.222 | -0.00065737 | 785.7483 | 0.00017849 | 792.6456 | 0.00038432 | 787.4571 | 0.00558 | 867.1332 | 0.99027 | 787.4571 | 0.00146 | 785.7483 | 0.0032163 | 867.1332 | 0.0022882 | 867.1332 | 0.0037937 | 0 | 0 | 1.6357e-05 | -2.697e-05 | -2.727e-06 | 0 | 0 | 3.4608e-05 | 0.00051988 | -7.1552e-06 | 0.00085036 | -2.1751e-05 | 2.2385e-05 | 9.1068e-05 | 0.001202 | 0.23785 | 0.00030698 | 0.00065732 | 0.00064854 | 0.00094813
|  | 867.373 | 0 | 867.373 | 0 | 792.8812 | -0.00052893 | 796.6804 | -0.00030784 | 796.8187 | 5.3926e-06 | 787.6924 | 0 | 787.6924 | 0 | 867.373 | 0.0004063 | 785.9798 | 0.00044124 | 796.6804 | -0.00088302 | 787.6924 | 0.00316 | 787.4571 | 0.00047238 | 785.9798 | 1.49e-05 | 792.8812 | 0.00038877 | 787.6924 | 0.00464 | 867.373 | 0.99353 | 787.6924 | 0.00115 | 785.9798 | 0.0024623 | 867.373 | 0.003121 | 867.373 | 0.0041143 | 0 | 0 | 2.8353e-05 | -2.6462e-06 | -2.8262e-06 | 0 | 0 | 4.4343e-05 | 0.00065066 | 1.2862e-05 | 0.00082331 | 1.6634e-05 | 5.8765e-05 | 9.2059e-05 | 0.0011326 | 0.23837 | 0.00029639 | 0.00078257 | 0.00068774 | 0.0009641
|  | 867.6128 | 0 | 867.6128 | 0 | 793.1169 | 0.00076955 | 796.9179 | 0.00028555 | 797.0576 | -2.9053e-05 | 787.9276 | 0 | 787.9276 | 0 | 867.6128 | -3.6462e-05 | 786.2113 | 0.00518 | 796.9179 | 0.00099133 | 787.9276 | 0.00384 | 787.6924 | -0.00033095 | 786.2113 | 0.00049277 | 793.1169 | 0.00039253 | 787.9276 | 0.00499 | 867.6128 | 0.99454 | 787.9276 | 0.00137 | 786.2113 | 0.0042984 | 867.6128 | 0.0026149 | 867.6128 | 0.0039266 | 0 | 0 | 3.6926e-05 | 6.8397e-06 | -2.9313e-06 | 0 | 0 | 5.5998e-05 | 0.00050102 | 1.7174e-06 | 0.00070334 | 0.00010221 | -3.7022e-05 | 9.2829e-05 | 0.0010715 | 0.23876 | 0.00032227 | 0.00061844 | 0.00068608 | 0.00098178
|  | 867.8526 | 0 | 867.8526 | 0 | 793.3525 | -0.00045617 | 797.1554 | -0.00022796 | 797.2966 | 4.5183e-06 | 788.1628 | 0 | 788.1628 | 0 | 867.8526 | 0.0005035 | 786.4429 | -0.00085287 | 797.1554 | -0.00097687 | 788.1628 | 0.00214 | 787.9276 | 0.0012 | 786.4429 | -0.00081253 | 793.3525 | 0.00039531 | 788.1628 | 0.00412 | 867.8526 | 0.9968 | 788.1628 | 0.00137 | 786.4429 | 0.001043 | 867.8526 | 0.0031072 | 867.8526 | 0.0042617 | 0 | 0 | 2.5586e-05 | -5.3736e-06 | -3.1535e-06 | 0 | 0 | 3.9159e-05 | 0.00048249 | -6.6327e-05 | 0.00082704 | 0.00015408 | 8.0278e-05 | 9.3351e-05 | 0.0011235 | 0.23899 | 0.00032941 | 0.00061811 | 0.00067322 | 0.00095305
|  | 868.0924 | 0 | 868.0924 | 0 | 793.5882 | 0.00067331 | 797.3929 | 0.0001827 | 797.5355 | -3.092e-05 | 788.3981 | 0 | 788.3981 | 0 | 868.0924 | -0.00017691 | 786.6744 | 0.00502 | 797.3929 | 0.00041828 | 788.3981 | 0.00489 | 788.1628 | 0.00011 | 786.6744 | 0.0015059 | 793.5882 | 0.00039695 | 788.3981 | 0.00543 | 868.0924 | 0.9964 | 788.3981 | 0.00143 | 786.6744 | 0.0042955 | 868.0924 | 0.0025074 | 868.0924 | 0.0036867 | 0 | 0 | 1.7893e-05 | -6.7416e-06 | -3.4708e-06 | 0 | 0 | 4.9316e-05 | 0.00054421 | -5.1499e-05 | 0.00077861 | 0.00013059 | 0.00022365 | 9.3604e-05 | 0.0011256 | 0.23925 | 0.0003105 | 0.00085489 | 0.0006657 | 0.00094894
|  | 868.3322 | 0 | 868.3322 | 0 | 793.8239 | -0.00052146 | 797.6304 | -0.00023946 | 797.7744 | 1.8695e-06 | 788.6334 | 0 | 788.6334 | 0 | 868.3322 | 0.0005882 | 786.9059 | -0.00031842 | 797.6304 | -0.00085187 | 788.6334 | 0.00173 | 788.3981 | 0.001 | 786.9059 | 0.00042626 | 793.8239 | 0.00039745 | 788.6334 | 0.00414 | 868.3322 | 0.99894 | 788.6334 | 0.00121 | 786.9059 | 0.0030899 | 868.3322 | 0.0030445 | 868.3322 | 0.0042274 | 0 | 0 | 2.8598e-05 | -1.3147e-05 | -4.3173e-06 | 0 | 0 | 5.9498e-05 | 0.00024102 | -2.2494e-05 | 0.00047987 | -2.1171e-05 | 0.00010396 | 9.3592e-05 | 0.00098679 | 0.23947 | 0.00025457 | 0.00082466 | 0.00066027 | 0.00095271
|  | 868.572 | 0 | 868.572 | 0 | 794.0595 | 0.00076417 | 797.8679 | 0.00012874 | 798.0134 | -3.8004e-05 | 788.8686 | 0 | 788.8686 | 0 | 868.572 | -9.2017e-05 | 787.1375 | 0.0024 | 797.8679 | 0.00066244 | 788.8686 | 0.00235 | 788.6334 | -0.00118 | 787.1375 | 0.0004716 | 794.0595 | 0.00039686 | 788.8686 | 0.00425 | 868.572 | 0.99814 | 788.8686 | 0.00095439 | 787.1375 | 0.0040325 | 868.572 | 0.0024619 | 868.572 | 0.0037178 | 0 | 0 | 4.2723e-05 | -2.2135e-06 | -4.5171e-06 | 0 | 0 | 5.5814e-05 | 0.00060671 | -0.00010658 | 0.00039067 | 1.6466e-05 | 8.0864e-05 | 9.3333e-05 | 0.00090822 | 0.23961 | 0.0002711 | 0.00064637 | 0.00067152 | 0.00093063
|  | 868.8119 | 0 | 868.8119 | 0 | 794.2952 | -0.00040159 | 798.1054 | -0.00014739 | 798.2523 | 1.9529e-07 | 789.1039 | 0 | 789.1039 | 0 | 868.8119 | 0.00055746 | 787.3691 | 0.00284 | 798.1054 | -0.00156 | 789.1039 | 0.00097079 | 788.8686 | 0.00132 | 787.3691 | 0.00022681 | 794.2952 | 0.00039525 | 789.1039 | 0.00347 | 868.8119 | 1 | 789.1039 | 0.00135 | 787.3691 | 0.0015501 | 868.8119 | 0.003138 | 868.8119 | 0.0040429 | 0 | 0 | 5.6e-05 | 2.2689e-05 | -4.134e-06 | 0 | 0 | 3.1307e-05 | 0.00082344 | -6.2951e-05 | 0.00056714 | 4.4718e-05 | 0.00024175 | 9.2871e-05 | 0.00093763 | 0.23965 | 0.00033058 | 0.0006429 | 0.00068716 | 0.0009077
|  | 869.0517 | 0 | 869.0517 | 0 | 794.5309 | 0.00087673 | 798.343 | 0.00033841 | 798.4913 | -3.4796e-05 | 789.3392 | 0 | 789.3392 | 0 | 869.0517 | -0.0002964 | 787.6007 | 0.00427 | 798.343 | 0.00103 | 789.3392 | 0.00385 | 789.1039 | -0.00093989 | 787.6007 | 0.0018606 | 794.5309 | 0.00039273 | 789.3392 | 0.0045 | 869.0517 | 0.9984 | 789.3392 | 0.00146 | 787.6007 | 0.004001 | 869.0517 | 0.0025921 | 869.0517 | 0.0035263 | 0 | 0 | 5.1108e-05 | 9.686e-06 | -4.0403e-06 | 0 | 0 | 3.0801e-05 | 0.0006484 | -1.3065e-05 | 0.00060705 | 5.5306e-05 | 0.00016876 | 9.2177e-05 | 0.00094234 | 0.2396 | 0.00031176 | 0.00083446 | 0.00070323 | 0.00093318
|  | 869.2916 | 0 | 869.2916 | 0 | 794.7666 | -0.00044309 | 798.5805 | -0.00025686 | 798.7303 | 9.8961e-07 | 789.5745 | 0 | 789.5745 | 0 | 869.2916 | 0.00055325 | 787.8323 | 0.00133 | 798.5805 | -0.00114 | 789.5745 | 0.00131 | 789.3392 | 0.00141 | 787.8323 | -0.00040302 | 794.7666 | 0.00038937 | 789.5745 | 0.00351 | 869.2916 | 0.99959 | 789.5745 | 0.00119 | 787.8323 | 0.0032061 | 869.2916 | 0.0032721 | 869.2916 | 0.0042554 | 0 | 0 | 3.2923e-05 | 2.6411e-05 | -3.8078e-06 | 0 | 0 | 4.8471e-05 | 0.00031955 | -3.8037e-05 | 0.00057058 | 0.00010747 | -3.2809e-05 | 9.1276e-05 | 0.0009941 | 0.23959 | 0.0003247 | 0.00081953 | 0.00066455 | 0.00093659
|  | 869.5314 | 0 | 869.5314 | 0 | 795.0023 | 0.0007225 | 798.818 | 0.00047924 | 798.9692 | -3.2861e-05 | 789.8098 | 0 | 789.8098 | 0 | 869.5314 | -0.00014907 | 788.0638 | 0.00143 | 798.818 | 0.00081975 | 789.8098 | 0.00354 | 789.5745 | -0.0004965 | 788.0638 | 0.00011966 | 795.0023 | 0.00038528 | 789.8098 | 0.00494 | 869.5314 | 0.99823 | 789.8098 | 0.00157 | 788.0638 | 0.003872 | 869.5314 | 0.0022693 | 869.5314 | 0.0035544 | 0 | 0 | 3.5121e-05 | 1.8074e-05 | -3.7272e-06 | 0 | 0 | 5.4875e-05 | 0.00026549 | 9.7153e-06 | 0.00068705 | 4.8913e-05 | -6.4809e-05 | 9.0266e-05 | 0.00093763 | 0.23953 | 0.00034705 | 0.00077488 | 0.00068812 | 0.0009514
|  | 869.7713 | 0 | 869.7713 | 0 | 795.238 | -0.0004245 | 799.0556 | -0.00032706 | 799.2083 | 1.6717e-06 | 790.045 | 0 | 790.045 | 0 | 869.7713 | 0.00060663 | 788.2955 | 0.00086239 | 799.0556 | -0.00073795 | 790.045 | 0.0023 | 789.8098 | 0.00091226 | 788.2955 | -0.00067926 | 795.238 | 0.0003806 | 790.045 | 0.00303 | 869.7713 | 0.99898 | 790.045 | 0.00138 | 788.2955 | 0.0028186 | 869.7713 | 0.0034684 | 869.7713 | 0.0043785 | 0 | 0 | 2.2076e-05 | -2.9769e-05 | -3.9721e-06 | 0 | 0 | 3.1953e-05 | 0.00066969 | 3.4688e-05 | 0.0007708 | 4.2801e-05 | 0.00013874 | 8.9118e-05 | 0.0009132 | 0.23921 | 0.00035539 | 0.00058665 | 0.00069358 | 0.00092479
|  | 870.0111 | 0 | 870.0111 | 0 | 795.4737 | 0.00061182 | 799.2931 | 7.6429e-05 | 799.4473 | -3.4908e-05 | 790.2804 | 0 | 790.2804 | 0 | 870.0111 | -0.0003402 | 788.5271 | 0.00492 | 799.2931 | 0.00103 | 790.2804 | 0.00425 | 790.045 | -0.00054845 | 788.5271 | 0.0018772 | 795.4737 | 0.00037553 | 790.2804 | 0.00473 | 870.0111 | 0.99563 | 790.2804 | 0.00164 | 788.5271 | 0.0022468 | 870.0111 | 0.0023148 | 870.0111 | 0.0033325 | 0 | 0 | 2.3684e-05 | -1.26e-05 | -3.8568e-06 | 0 | 0 | 5.0477e-05 | 0.00066694 | -1.7821e-05 | 0.0004922 | 4.2528e-05 | 0.00016059 | 8.7929e-05 | 0.0009341 | 0.23881 | 0.0003447 | 0.00047466 | 0.00063316 | 0.00089251
|  | 870.251 | 0 | 870.251 | 0 | 795.7095 | -0.00041092 | 799.5308 | -0.00018248 | 799.6863 | 2.635e-06 | 790.5157 | 0 | 790.5157 | 0 | 870.251 | 0.00076108 | 788.7587 | 0.00084016 | 799.5308 | -0.00118 | 790.5157 | -6.6187e-05 | 790.2804 | 0.00090984 | 788.7587 | -0.00049023 | 795.7095 | 0.00037033 | 790.5157 | 0.00321 | 870.251 | 0.99555 | 790.5157 | 0.00129 | 788.7587 | 0.0018528 | 870.251 | 0.0029644 | 870.251 | 0.0041091 | 0 | 0 | 3.6357e-05 | 1.3578e-05 | -3.4379e-06 | 0 | 0 | 5.0631e-05 | 0.0004598 | -6.0618e-05 | 0.00034641 | 6.3986e-05 | 0.00013163 | 8.6697e-05 | 0.0009767 | 0.23843 | 0.00033184 | 0.00074045 | 0.00062027 | 0.00089403
|  | 870.4909 | 0 | 870.4909 | 0 | 795.9452 | 0.0007194 | 799.7683 | 0.0002968 | 799.9253 | -3.1403e-05 | 790.751 | 0 | 790.751 | 0 | 870.4909 | -0.00033894 | 788.9903 | 0.00313 | 799.7683 | 0.00066964 | 790.751 | 0.00301 | 790.5157 | -0.00036595 | 788.9903 | 0.0016268 | 795.9452 | 0.00036527 | 790.751 | 0.00509 | 870.4909 | 0.99234 | 790.751 | 0.00153 | 788.9903 | 0.0045406 | 870.4909 | 0.0022071 | 870.4909 | 0.0033449 | 0 | 0 | 7.7613e-06 | 4.0901e-06 | -3.3946e-06 | 0 | 0 | 1.453e-05 | 0.00060453 | 2.28e-05 | 0.00062603 | 0.00010403 | 0.00024243 | 8.5579e-05 | 0.0010249 | 0.23793 | 0.00035773 | 0.00087334 | 0.00064497 | 0.00091386
|  | 870.7307 | 0 | 870.7307 | 0 | 796.181 | -0.00065356 | 800.0059 | -0.00026237 | 800.1644 | 3.0057e-06 | 790.9864 | 0 | 790.9864 | 0 | 870.7307 | 0.00046008 | 789.2219 | 0.00209 | 800.0059 | -0.00047773 | 790.9864 | 0.00231 | 790.751 | 0.00125 | 789.2219 | 0.0004665 | 796.181 | 0.00036066 | 790.9864 | 0.00362 | 870.7307 | 0.9914 | 790.9864 | 0.00151 | 789.2219 | 0.0030003 | 870.7307 | 0.0031703 | 870.7307 | 0.0042744 | 0 | 0 | 1.9992e-05 | -2.1276e-05 | -3.3566e-06 | 0 | 0 | 2.6436e-05 | 0.00053173 | 2.4537e-06 | 0.00070116 | 3.0212e-05 | 0.00031485 | 8.455e-05 | 0.00090704 | 0.23749 | 0.00036705 | 0.00074336 | 0.00063949 | 0.00097506
|  | 870.9706 | 0 | 870.9706 | 0 | 796.4167 | 0.00082319 | 800.2435 | 8.3289e-05 | 800.4034 | -3.1093e-05 | 791.2217 | 0 | 791.2217 | 0 | 870.9706 | -0.00023968 | 789.4536 | 0.0025 | 800.2435 | 0.00049838 | 791.2217 | 0.00365 | 790.9864 | -0.00099326 | 789.4536 | 0.0022514 | 796.4167 | 0.00035673 | 791.2217 | 0.00409 | 870.9706 | 0.98855 | 791.2217 | 0.00161 | 789.4536 | 0.0034165 | 870.9706 | 0.0021612 | 870.9706 | 0.0038548 | 0 | 0 | 3.2887e-05 | -2.9674e-05 | -2.8098e-06 | 0 | 0 | 2.6986e-05 | 0.00040471 | -6.9099e-05 | 0.00049695 | 0.00015726 | 0.00013043 | 8.3746e-05 | 0.00081923 | 0.23698 | 0.00034841 | 0.00075132 | 0.00065642 | 0.00095302
|  | 871.2105 | 0 | 871.2105 | 0 | 796.6525 | -0.00054423 | 800.4811 | -0.00033306 | 800.6425 | 7.5878e-06 | 791.4571 | 0 | 791.4571 | 0 | 871.2105 | 0.00046466 | 789.6852 | 0.00099444 | 800.4811 | -0.00108 | 791.4571 | 0.00057196 | 791.2217 | 0.00233 | 789.6852 | -0.0011252 | 796.6525 | 0.00035366 | 791.4571 | 0.00287 | 871.2105 | 0.98712 | 791.4571 | 0.00135 | 789.6852 | 0.0030708 | 871.2105 | 0.0033112 | 871.2105 | 0.0040903 | 0 | 0 | 1.1709e-05 | -2.3547e-06 | -2.6224e-06 | 0 | 0 | -1.8676e-06 | 0.00065255 | -9.0365e-05 | 0.00048034 | 0.00015302 | -1.671e-05 | 8.3133e-05 | 0.00089551 | 0.23626 | 0.00032008 | 0.00065321 | 0.00065221 | 0.00087119
|  | 871.4504 | 0 | 871.4504 | 0 | 796.8882 | 0.00064355 | 800.7188 | 0.00031324 | 800.8815 | -2.9526e-05 | 791.6924 | 0 | 791.6924 | 0 | 871.4504 | -0.00048023 | 789.9169 | 0.00464 | 800.7188 | 0.00031939 | 791.6924 | 0.00351 | 791.4571 | -0.00103 | 789.9169 | 0.00098095 | 796.8882 | 0.00035153 | 791.6924 | 0.00474 | 871.4504 | 0.98253 | 791.6924 | 0.00137 | 789.9169 | 0.0025694 | 871.4504 | 0.0021261 | 871.4504 | 0.0031727 | 0 | 0 | 2.2123e-05 | 1.34e-05 | -2.8567e-06 | 0 | 0 | 2.6474e-05 | 0.00057081 | -9.6305e-05 | 0.00057546 | 2.3535e-06 | 0.00019058 | 8.2741e-05 | 0.00087201 | 0.23555 | 0.00033774 | 0.00066413 | 0.0006456 | 0.00087941
|  | 871.6903 | 0 | 871.6903 | 0 | 797.124 | -0.00045589 | 800.9564 | -0.00020045 | 801.1206 | 5.6284e-06 | 791.9278 | 0 | 791.9278 | 0 | 871.6903 | 0.00070093 | 790.1486 | 0.00028735 | 800.9564 | -0.00113 | 791.9278 | 0.00138 | 791.6924 | 0.00105 | 790.1486 | 0.00066421 | 797.124 | 0.00035032 | 791.9278 | 0.00267 | 871.6903 | 0.98111 | 791.9278 | 0.0015 | 790.1486 | 0.0031635 | 871.6903 | 0.0032559 | 871.6903 | 0.0041585 | 0 | 0 | 4.2301e-05 | 6.3691e-07 | -2.8583e-06 | 0 | 0 | 2.2986e-05 | 0.00025912 | -2.0473e-05 | 0.00062972 | 5.4329e-05 | 0.00018252 | 8.2579e-05 | 0.00084865 | 0.2348 | 0.0003849 | 0.00080677 | 0.00064042 | 0.00092077
|  | 871.9303 | 0 | 871.9303 | 0 | 797.3599 | 0.00081462 | 801.194 | 0.00020581 | 801.3597 | -2.954e-05 | 792.1632 | 0 | 792.1632 | 0 | 871.9303 | -0.00050932 | 790.3802 | 0.00195 | 801.194 | 0.00095768 | 792.1632 | 0.00397 | 791.9278 | -0.00058833 | 790.3802 | 0.00091175 | 797.3599 | 0.00034997 | 792.1632 | 0.00454 | 871.9303 | 0.97617 | 792.1632 | 0.00177 | 790.3802 | 0.0038026 | 871.9303 | 0.0020827 | 871.9303 | 0.0035171 | 0 | 0 | 3.803e-05 | 1.3959e-05 | -3.2292e-06 | 0 | 0 | 1.1854e-06 | 0.00032192 | 8.2536e-05 | 0.0007237 | 5.5518e-05 | 7.3642e-05 | 8.2559e-05 | 0.00090257 | 0.23386 | 0.00041422 | 0.00087318 | 0.00064086 | 0.00092421
|  | 872.1702 | 0 | 872.1702 | 0 | 797.5956 | -0.00049204 | 801.4316 | -8.8343e-05 | 801.5988 | 2.5338e-06 | 792.3986 | 0 | 792.3986 | 0 | 872.1702 | 0.0005192 | 790.6119 | 0.00082887 | 801.4316 | -0.00026313 | 792.3986 | 0.00218 | 792.1632 | 0.00106 | 790.6119 | -0.00027606 | 797.5956 | 0.00035034 | 792.3986 | 0.00313 | 872.1702 | 0.97325 | 792.3986 | 0.00175 | 790.6119 | 0.0037349 | 872.1702 | 0.0032593 | 872.1702 | 0.0041868 | 0 | 0 | 3.0115e-05 | 4.451e-05 | -4.0964e-06 | 0 | 0 | -6.5606e-06 | 0.00049684 | 3.6781e-05 | 0.00069446 | 6.2635e-05 | 0.00010825 | 8.2737e-05 | 0.00086631 | 0.23249 | 0.00039902 | 0.00096249 | 0.00063115 | 0.00086641
|  | 872.4101 | 0 | 872.4101 | 0 | 797.8315 | 0.00074742 | 801.6693 | 0.000463 | 801.8379 | -3.6803e-05 | 792.634 | 0 | 792.634 | 0 | 872.4101 | -0.00057388 | 790.8436 | 0.00346 | 801.6693 | 0.00057272 | 792.634 | 0.00372 | 792.3986 | -0.00052773 | 790.8436 | 0.0012105 | 797.8315 | 0.0003513 | 792.634 | 0.00423 | 872.4101 | 0.96472 | 792.634 | 0.00164 | 790.8436 | 0.0045735 | 872.4101 | 0.0020018 | 872.4101 | 0.0030353 | 0 | 0 | 4.195e-05 | -2.1346e-05 | -4.9216e-06 | 0 | 0 | 2.0328e-05 | 0.00054447 | -4.6723e-05 | 0.00059206 | 1.073e-05 | 0.00013693 | 8.3016e-05 | 0.00084041 | 0.23141 | 0.00039078 | 0.0009368 | 0.00063613 | 0.00085893
|  | 872.6501 | 0 | 872.6501 | 0 | 798.0673 | -0.00039166 | 801.9069 | -0.00064262 | 802.077 | -4.3575e-06 | 792.8694 | 0 | 792.8694 | 0 | 872.6501 | 0.00074332 | 791.0753 | 0.00124 | 801.9069 | -0.0009659 | 792.8694 | 0.00131 | 792.634 | 0.00061889 | 791.0753 | -2.8491e-05 | 798.0673 | 0.00035271 | 792.8694 | 0.00291 | 872.6501 | 0.96421 | 792.8694 | 0.00168 | 791.0753 | 0.0035132 | 872.6501 | 0.0033006 | 872.6501 | 0.0041242 | 0 | 0 | 5.5829e-05 | -5.1482e-05 | -5.9286e-06 | 0 | 0 | 4.4325e-05 | 0.00047741 | -6.8195e-05 | 0.00061798 | 4.5862e-05 | 9.421e-05 | 8.337e-05 | 0.00079572 | 0.23048 | 0.00038256 | 0.00089561 | 0.00068077 | 0.00087893
|  | 872.89 | 0 | 872.89 | 0 | 798.3031 | 0.00086523 | 802.1446 | 0.00020941 | 802.3162 | -4.5227e-05 | 793.1048 | 0 | 793.1048 | 0 | 872.89 | -0.00037386 | 791.307 | 0.00288 | 802.1446 | 0.00039203 | 793.1048 | 0.00394 | 792.8694 | -0.00022925 | 791.307 | 0.00084152 | 798.3031 | 0.00035448 | 793.1048 | 0.00385 | 872.89 | 0.95691 | 793.1048 | 0.00157 | 791.307 | 0.0042159 | 872.89 | 0.0023739 | 872.89 | 0.0032021 | 0 | 0 | 4.9948e-05 | -9.8079e-06 | -6.6348e-06 | 0 | 0 | 5.381e-05 | 0.0004011 | 1.0994e-05 | 0.00071682 | 4.2321e-05 | -6.0455e-06 | 8.3867e-05 | 0.00077803 | 0.22946 | 0.00037548 | 0.00070385 | 0.00069751 | 0.00092061
|  | 873.13 | 0 | 873.13 | 0 | 798.539 | -0.00044177 | 802.3823 | -0.00029194 | 802.5553 | -1.0262e-05 | 793.3402 | 0 | 793.3402 | 0 | 873.13 | 0.00082237 | 791.5387 | 0.00058242 | 802.3823 | -0.00029952 | 793.3402 | 0.00215 | 793.1048 | 0.00058879 | 791.5387 | -0.00089371 | 798.539 | 0.00035655 | 793.3402 | 0.00276 | 873.13 | 0.95569 | 793.3402 | 0.00162 | 791.5387 | 0.0018599 | 873.13 | 0.0034399 | 873.13 | 0.0044713 | 0 | 0 | 2.9842e-05 | 2.5783e-07 | -6.2981e-06 | 0 | 0 | 3.9704e-05 | 0.00036403 | 7.6442e-05 | 0.00055086 | -3.6565e-05 | 9.8006e-05 | 8.4363e-05 | 0.00080275 | 0.22827 | 0.00039431 | 0.00048426 | 0.0006602 | 0.00093147
|  | 873.3699 | 0 | 873.3699 | 0 | 798.7748 | 0.00069484 | 802.62 | 0.00029411 | 802.7944 | -4.2413e-05 | 793.5756 | 0 | 793.5756 | 0 | 873.3699 | -0.00049145 | 791.7704 | 0.00256 | 802.62 | 0.0009426 | 793.5756 | 0.00253 | 793.3402 | -0.00089944 | 791.7704 | 0.0017397 | 798.7748 | 0.00035887 | 793.5756 | 0.00406 | 873.3699 | 0.9469 | 793.5756 | 0.00173 | 791.7704 | 0.0023203 | 873.3699 | 0.0020627 | 873.3699 | 0.0032923 | 0 | 0 | 2.6537e-05 | -1.209e-05 | -6.2708e-06 | 0 | 0 | 3.2855e-05 | 0.00060139 | 9.6951e-05 | 0.00055338 | -8.2833e-06 | 0.0003199 | 8.4937e-05 | 0.00086774 | 0.22699 | 0.00042622 | 0.00049301 | 0.0006553 | 0.00093842
|  | 873.6099 | 0 | 873.6099 | 0 | 799.0107 | -0.0004698 | 802.8577 | -0.00039585 | 803.0336 | -1.0032e-05 | 793.8111 | 0 | 793.8111 | 0 | 873.6099 | 0.00076528 | 792.0021 | 0.00263 | 802.8577 | -0.00012675 | 793.8111 | 0.00217 | 793.5756 | 0.00082906 | 792.0021 | 0.001021 | 799.0107 | 0.00036142 | 793.8111 | 0.00331 | 873.6099 | 0.94489 | 793.8111 | 0.00189 | 792.0021 | 0.0019344 | 873.6099 | 0.0033988 | 873.6099 | 0.0045289 | 0 | 0 | 2.3753e-05 | -2.0675e-05 | -6.8183e-06 | 0 | 0 | 3.377e-05 | 0.00054461 | 4.6428e-05 | 0.00053909 | 4.3569e-05 | 0.00026126 | 8.5582e-05 | 0.00081216 | 0.22584 | 0.00045199 | 0.00066769 | 0.00071515 | 0.00097244
|  | 873.8499 | 0 | 873.8499 | 0 | 799.2466 | 0.00067118 | 803.0953 | 0.00022187 | 803.2728 | -4.6978e-05 | 794.0465 | 0 | 794.0465 | 0 | 873.8499 | -0.00048383 | 792.2339 | 0.00207 | 803.0953 | 0.00051745 | 794.0465 | 0.00241 | 793.8111 | -0.00045902 | 792.2339 | 0.0012337 | 799.2466 | 0.00036415 | 794.0465 | 0.00359 | 873.8499 | 0.9373 | 794.0465 | 0.00195 | 792.2339 | 0.0038278 | 873.8499 | 0.0025615 | 873.8499 | 0.0035758 | 0 | 0 | 2.3148e-05 | -3.0416e-06 | -7.1885e-06 | 0 | 0 | 4.4483e-05 | 0.00024608 | -1.3189e-05 | 0.00046741 | 7.0758e-06 | 0.00017551 | 8.6216e-05 | 0.00070641 | 0.22452 | 0.00043444 | 0.00066611 | 0.00075889 | 0.0010155
|  | 874.0898 | 0 | 874.0898 | 0 | 799.4824 | -0.00047488 | 803.3331 | -0.00024746 | 803.5119 | -1.3144e-05 | 794.282 | 0 | 794.282 | 0 | 874.0898 | 0.00085454 | 792.4656 | 5.423e-05 | 803.3331 | -0.00062841 | 794.282 | 0.00156 | 794.0465 | 0.00051913 | 792.4656 | 0.00028134 | 799.4824 | 0.00036699 | 794.282 | 0.00241 | 874.0898 | 0.93384 | 794.282 | 0.00174 | 792.4656 | 0.0019222 | 874.0898 | 0.0037631 | 874.0898 | 0.0048873 | 0 | 0 | 2.3768e-05 | 3.2724e-07 | -7.435e-06 | 0 | 0 | 2.2732e-05 | 0.00034812 | 4.0121e-05 | 0.00044741 | 9.0127e-05 | 0.00025955 | 8.6906e-05 | 0.00070644 | 0.22291 | 0.00044506 | 0.00059482 | 0.00068852 | 0.00092778
|  | 874.3298 | 0 | 874.3298 | 0 | 799.7183 | 0.00067639 | 803.5708 | 0.00025021 | 803.7511 | -4.9021e-05 | 794.5175 | 0 | 794.5175 | 0 | 874.3298 | -0.00066509 | 792.6973 | 0.00295 | 803.5708 | 0.00096594 | 794.5175 | 0.00224 | 794.282 | 0.00024638 | 792.6973 | 0.0019585 | 799.7183 | 0.00036981 | 794.5175 | 0.00359 | 874.3298 | 0.92389 | 794.5175 | 0.00204 | 792.6973 | 0.003211 | 874.3298 | 0.001975 | 874.3298 | 0.0028448 | 0 | 0 | 4.2945e-05 | 2.1942e-05 | -6.8342e-06 | 0 | 0 | 5.0953e-06 | 0.00069409 | 1.1947e-05 | 0.00041678 | 0.00017265 | 0.00025151 | 8.7549e-05 | 0.00068522 | 0.22111 | 0.00045681 | 0.00074598 | 0.00067013 | 0.00086031
|  | 874.5698 | 0 | 874.5698 | 0 | 799.9542 | -0.00031229 | 803.8085 | -6.5611e-05 | 803.9903 | -8.1214e-06 | 794.7529 | 0 | 794.7529 | 0 | 874.5698 | 0.00070756 | 792.9291 | 0.00304 | 803.8085 | -0.00086543 | 794.7529 | 0.0013 | 794.5175 | 0.00122 | 792.9291 | 0.00021197 | 799.9542 | 0.00037244 | 794.7529 | 0.00223 | 874.5698 | 0.91866 | 794.7529 | 0.00184 | 792.9291 | 0.0032267 | 874.5698 | 0.0036095 | 874.5698 | 0.0043245 | 0 | 0 | 5.8762e-05 | 3.5059e-06 | -6.0309e-06 | 0 | 0 | 1.0366e-05 | 0.0007302 | 9.165e-06 | 0.00052392 | -4.5917e-05 | 7.7763e-05 | 8.812e-05 | 0.00073349 | 0.21935 | 0.00045681 | 0.00083963 | 0.00063572 | 0.00091171
|  | 874.8098 | 0 | 874.8098 | 0 | 800.1901 | 0.00081049 | 804.0463 | 9.5105e-05 | 804.2295 | -4.2306e-05 | 794.9884 | 0 | 794.9884 | 0 | 874.8098 | -0.00062117 | 793.1609 | 0.00326 | 804.0463 | 0.00094253 | 794.9884 | 0.00315 | 794.7529 | -0.00161 | 793.1609 | 0.00045894 | 800.1901 | 0.00037465 | 794.9884 | 0.004 | 874.8098 | 0.90927 | 794.9884 | 0.00204 | 793.1609 | 0.0040174 | 874.8098 | 0.0016882 | 874.8098 | 0.0032731 | 0 | 0 | 5.1854e-05 | -2.4616e-05 | -5.3979e-06 | 0 | 0 | 2.3871e-05 | 0.00058865 | 9.296e-05 | 0.00054043 | -6.7109e-05 | 0.00011748 | 8.8588e-05 | 0.00068054 | 0.21759 | 0.00045801 | 0.00074152 | 0.00062433 | 0.00093437
|  | 875.0498 | 0 | 875.0498 | 0 | 800.4261 | -0.00037097 | 804.284 | -0.00030219 | 804.4687 | -2.8264e-06 | 795.2239 | 0 | 795.2239 | 0 | 875.0498 | 0.00082009 | 793.3926 | 0.00182 | 804.284 | -0.0001605 | 795.2239 | 0.00144 | 794.9884 | 0.00104 | 793.3926 | 0.00055487 | 800.4261 | 0.00037621 | 795.2239 | 0.00178 | 875.0498 | 0.90401 | 795.2239 | 0.00185 | 793.3926 | 0.0023819 | 875.0498 | 0.0035145 | 875.0498 | 0.0045133 | 0 | 0 | 4.0898e-05 | -1.2079e-05 | -4.4743e-06 | 0 | 0 | 3.8936e-05 | 0.00060487 | 0.00011289 | 0.00059707 | 2.8901e-05 | 0.0001852 | 8.8832e-05 | 0.00063946 | 0.21539 | 0.00045457 | 0.0006011 | 0.00066318 | 0.00092869
|  | 875.2898 | 0 | 875.2898 | 0 | 800.662 | 0.00071771 | 804.5218 | 0.0002006 | 804.7079 | -3.4574e-05 | 795.4594 | 0 | 795.4594 | 0 | 875.2898 | -0.00049564 | 793.6244 | 0.0034 | 804.5218 | 0.00111 | 795.4594 | 0.00363 | 795.2239 | -0.00079453 | 793.6244 | 0.0010434 | 800.662 | 0.00037691 | 795.4594 | 0.00365 | 875.2898 | 0.89083 | 795.4594 | 0.00201 | 793.6244 | 0.0028056 | 875.2898 | 0.0020117 | 875.2898 | 0.0032255 | 0 | 0 | 2.773e-05 | -8.6428e-06 | -3.5567e-06 | 0 | 0 | -0.00015025 | 0.00039123 | 1.1886e-06 | 0.00041955 | 2.8908e-05 | 7.4101e-05 | 8.8901e-05 | 0.00061107 | 0.21114 | 0.00045801 | 0.00052657 | 0.00049649 | 0.00073943
|  | 875.5299 | 0 | 875.5299 | 0 | 800.8979 | -0.00048267 | 804.7595 | -0.00027331 | 804.9472 | 4.8423e-06 | 795.6949 | 0 | 795.6949 | 0 | 875.5299 | -0.00075637 | 793.8562 | -2.4522e-05 | 804.7595 | -0.0011 | 795.6949 | -6.6677e-05 | 795.4594 | 0.00104 | 793.8562 | -0.00040405 | 800.8979 | 0.0003766 | 795.6949 | 0.00154 | 875.5299 | 0.86852 | 795.6949 | 0.00188 | 793.8562 | 0.0017375 | 875.5299 | 0.0021254 | 875.5299 | 0.0029359 | 0 | 0 | 2.4377e-05 | -1.3748e-05 | -2.7712e-06 | 0 | 0 | 2.2692e-05 | 0.00037733 | 1.189e-05 | 0.00041139 | 3.704e-05 | 0.00012384 | 8.8682e-05 | 0.00060885 | 0.20756 | 0.00047695 | 0.00050244 | 0.0007361 | 0.00088719
|  | 875.7699 | 0 | 875.7699 | 0 | 801.1339 | 0.00068934 | 804.9973 | 0.00015768 | 805.1864 | -2.8013e-05 | 795.9304 | 0 | 795.9304 | 0 | 875.7699 | 0.00094545 | 794.088 | 0.00328 | 804.9973 | 0.0012 | 795.9304 | 0.00356 | 795.6949 | -0.00072541 | 794.088 | 0.0014725 | 801.1339 | 0.00037525 | 795.9304 | 0.00363 | 875.7699 | 0.86092 | 795.9304 | 0.00217 | 794.088 | 0.0025974 | 875.7699 | 0.004008 | 875.7699 | 0.0044564 | 0 | 0 | 2.5959e-05 | -2.1817e-05 | -2.8102e-06 | 0 | 0 | 4.1981e-05 | 0.0009467 | 2.4358e-05 | 0.0004547 | 9.9463e-05 | 0.00019196 | 8.8273e-05 | 0.00069717 | 0.20522 | 0.00048401 | 0.00050703 | 0.00072003 | 0.00089113
|  | 876.0099 | 0 | 876.0099 | 0 | 801.3698 | -0.00046932 | 805.2351 | -0.00034122 | 805.4257 | 4.5222e-06 | 796.1659 | 0 | 796.1659 | 0 | 876.0099 | -0.00059566 | 794.3198 | 0.00489 | 805.2351 | -0.00099509 | 796.1659 | 0.00030109 | 795.9304 | 0.00157 | 794.3198 | 0.00018415 | 801.3698 | 0.00037294 | 796.1659 | 0.00229 | 876.0099 | 0.849 | 796.1659 | 0.00194 | 794.3198 | 0.0017782 | 876.0099 | 0.0019914 | 876.0099 | 0.0029688 | 0 | 0 | 3.8379e-05 | -8.0096e-06 | -3.2582e-06 | 0 | 0 | 4.0286e-05 | 0.0007754 | -1.6899e-05 | 0.00043352 | 0.00018409 | 0.00032411 | 8.7639e-05 | 0.00067718 | 0.20269 | 0.00048757 | 0.00065522 | 0.00066781 | 0.00088744
|  | 876.25 | 0 | 876.25 | 0 | 801.6058 | 0.00079461 | 805.4728 | 0.00027385 | 805.6649 | -3.1758e-05 | 796.4015 | 0 | 796.4015 | 0 | 876.25 | 0.00093131 | 794.5516 | 0.0018 | 805.4728 | 0.00085296 | 796.4015 | 0.00338 | 796.1659 | -6.7766e-06 | 794.5516 | 0.0026122 | 801.6058 | 0.00036988 | 796.4015 | 0.00346 | 876.25 | 0.83979 | 796.4015 | 0.0022 | 794.5516 | 0.0038749 | 876.25 | 0.0035727 | 876.25 | 0.0044253 | 0 | 0 | 2.3441e-05 | -3.5389e-06 | -2.9928e-06 | 0 | 0 | 3.9247e-05 | 0.0001883 | -2.6994e-05 | 0.00061238 | 0.00023239 | 0.00025811 | 8.6862e-05 | 0.00057587 | 0.20005 | 0.00050874 | 0.0006168 | 0.00073027 | 0.00096531
|  | 876.49 | 0 | 876.49 | 0 | 801.8417 | -0.00059593 | 805.7106 | -0.00030362 | 805.9042 | 6.747e-06 | 796.637 | 0 | 796.637 | 0 | 876.49 | -0.00060433 | 794.7835 | -0.00017584 | 805.7106 | -0.00108 | 796.637 | 0.00182 | 796.4015 | 0.00198 | 794.7834 | -0.0003859 | 801.8417 | 0.00036636 | 796.637 | 0.00143 | 876.49 | 0.82693 | 796.637 | 0.00212 | 794.7834 | 0.0014453 | 876.49 | 0.0025116 | 876.49 | 0.0036172 | 0 | 0 | 1.4728e-05 | -2.1975e-06 | -2.2345e-06 | 0 | 0 | 3.0491e-05 | 0.00032154 | -4.4226e-05 | 0.00056059 | 0.00010717 | 2.3184e-05 | 8.604e-05 | 0.00053232 | 0.19746 | 0.0004805 | 0.00040036 | 0.00071588 | 0.00092357
|  | 876.7301 | 0 | 876.7301 | 0 | 802.0778 | 0.00072073 | 805.9485 | 0.00028514 | 806.1435 | -2.5426e-05 | 796.8726 | 0 | 796.8726 | 0 | 876.7301 | 0.00085836 | 795.0153 | 0.00295 | 805.9485 | 0.00070813 | 796.8726 | 0.00294 | 796.637 | -0.00107 | 795.0153 | 0.00058593 | 802.0778 | 0.00036272 | 796.8726 | 0.00309 | 876.7301 | 0.81823 | 796.8726 | 0.00196 | 795.0153 | 0.0020089 | 876.7301 | 0.0034528 | 876.7301 | 0.0040776 | 0 | 0 | 3.941e-05 | 1.0854e-05 | -1.5242e-06 | 0 | 0 | 5.2904e-06 | 0.00036457 | 3.3197e-05 | 0.0005395 | -5.7424e-05 | 0.00016425 | 8.5187e-05 | 0.00054421 | 0.19475 | 0.00049474 | 0.00051729 | 0.00067022 | 0.00082394
|  | 876.9701 | 0 | 876.9701 | 0 | 802.3137 | -0.00038669 | 806.1863 | -0.00019385 | 806.3828 | 1.2688e-05 | 797.1082 | 0 | 797.1082 | 0 | 876.9701 | -0.00081429 | 795.2471 | 0.00019538 | 806.1863 | -0.00042892 | 797.1082 | 0.00164 | 796.8726 | 0.00058241 | 795.2471 | 0.00083119 | 802.3137 | 0.00035932 | 797.1082 | 0.00153 | 876.9701 | 0.80431 | 797.1082 | 0.00224 | 795.2471 | 0.0024541 | 876.9701 | 0.0021309 | 876.9701 | 0.0027868 | 0 | 0 | 5.2335e-05 | 3.214e-05 | -2.0424e-06 | 0 | 0 | -2.3586e-06 | 0.00021858 | 0.00010716 | 0.00056412 | -5.7436e-05 | 8.5735e-05 | 8.4473e-05 | 0.0005123 | 0.19197 | 0.0005441 | 0.00045922 | 0.00069757 | 0.00087659
|  | 877.2102 | 0 | 877.2102 | 0 | 802.5497 | 0.00083017 | 806.4241 | 0.00046411 | 806.6221 | -2.9761e-05 | 797.3437 | 0 | 797.3437 | 0 | 877.2102 | 0.00079464 | 795.4789 | 0.00169 | 806.4241 | 0.00133 | 797.3437 | 0.00315 | 797.1082 | -0.00107 | 795.4789 | -9.1689e-05 | 802.5497 | 0.00035648 | 797.3437 | 0.00282 | 877.2102 | 0.79494 | 797.3437 | 0.00238 | 795.4789 | 0.0015068 | 877.2102 | 0.0036804 | 877.2102 | 0.004516 | 0 | 0 | 3.4538e-05 | 3.8329e-05 | -2.7911e-06 | 0 | 0 | 3.3389e-05 | 0.00027069 | 6.4659e-05 | 0.0005395 | -1.1777e-06 | -3.4884e-05 | 8.3877e-05 | 0.00054539 | 0.18909 | 0.00053243 | 0.00044513 | 0.0006991 | 0.00093806
|  | 877.4502 | 0 | 877.4502 | 0 | 802.7857 | -0.00053743 | 806.6619 | -0.00014174 | 806.8614 | 6.4359e-06 | 797.5793 | 0 | 797.5793 | 0 | 877.4502 | -0.00051648 | 795.7107 | 0.00064543 | 806.6619 | -0.00078619 | 797.5793 | 0.00143 | 797.3437 | 0.00106 | 795.7108 | -0.00020928 | 802.7857 | 0.00035446 | 797.5793 | 0.00181 | 877.4502 | 0.78036 | 797.5793 | 0.00214 | 795.7108 | 0.0023337 | 877.4502 | 0.0021437 | 877.4502 | 0.0032989 | 0 | 0 | 1.4672e-05 | 2.5416e-05 | -2.4836e-06 | 0 | 0 | 2.4706e-05 | 0.0004157 | 8.6079e-05 | 0.00055484 | 2.0192e-05 | 9.0634e-05 | 8.3537e-05 | 0.00061256 | 0.18612 | 0.00051243 | 0.00061051 | 0.0006929 | 0.00093902
|  | 877.6903 | 0 | 877.6903 | 0 | 803.0217 | 0.00066175 | 806.8998 | 0.00035546 | 807.1007 | -2.7191e-05 | 797.8149 | 0 | 797.8149 | 0 | 877.6903 | 0.00072229 | 795.9426 | 0.00294 | 806.8998 | 0.00151 | 797.8149 | 0.00328 | 797.5793 | -0.00088859 | 795.9426 | 0.00099103 | 803.0217 | 0.00035342 | 797.8149 | 0.00339 | 877.6903 | 0.77016 | 797.8149 | 0.00221 | 795.9426 | 0.0029322 | 877.6903 | 0.0036285 | 877.6903 | 0.0045236 | 0 | 0 | 1.2732e-05 | 1.1471e-05 | -2.1056e-06 | 0 | 0 | 4.3256e-05 | 0.00053446 | 0.00013479 | 0.00062316 | -1.3485e-05 | 0.00020452 | 8.3416e-05 | 0.00064319 | 0.18316 | 0.00053952 | 0.00043359 | 0.00073367 | 0.0010028
|  | 877.9304 | 0 | 877.9304 | 0 | 803.2578 | -0.00055386 | 807.1376 | -0.000259 | 807.34 | 9.5943e-06 | 798.0505 | 0 | 798.0505 | 0 | 877.9304 | -0.00036197 | 796.1745 | 0.00167 | 807.1376 | -0.00037657 | 798.0505 | 0.00201 | 797.8149 | 0.00077411 | 796.1745 | 0.000773 | 803.2578 | 0.00035343 | 798.0505 | 0.00207 | 877.9304 | 0.75559 | 798.0505 | 0.00237 | 796.1745 | 0.00080768 | 877.9304 | 0.0024831 | 877.9304 | 0.0038303 | 0 | 0 | 4.1189e-05 | -1.4232e-05 | -1.971e-06 | 0 | 0 | 4.9821e-05 | 0.00052287 | 2.9726e-05 | 0.00054186 | 6.9908e-05 | 0.0001524 | 8.3558e-05 | 0.000609 | 0.18017 | 0.00053597 | 0.00060646 | 0.0006894 | 0.00090985
|  | 878.1705 | 0 | 878.1705 | 0 | 803.4938 | 0.00090279 | 807.3755 | 0.00013933 | 807.5794 | -2.6062e-05 | 798.2861 | 0 | 798.2861 | 0 | 878.1705 | 0.00077698 | 796.4064 | 0.00284 | 807.3755 | 0.00062652 | 798.2861 | 0.00259 | 798.0505 | -0.00018066 | 796.4064 | 0.00054147 | 803.4938 | 0.00035444 | 798.2861 | 0.0031 | 878.1705 | 0.74523 | 798.2861 | 0.00218 | 796.4064 | 0.0044233 | 878.1705 | 0.0032597 | 878.1705 | 0.0037489 | 0 | 0 | 5.6296e-05 | -1.5067e-05 | -2.2364e-06 | 0 | 0 | 4.5483e-05 | 0.00050432 | 4.7032e-05 | 0.00040356 | 0.00016483 | 5.6848e-05 | 8.3874e-05 | 0.00056544 | 0.17719 | 0.00052068 | 0.00087075 | 0.00066502 | 0.00085088
|  | 878.4106 | 0 | 878.4106 | 0 | 803.7299 | -0.00042576 | 807.6133 | -0.00026603 | 807.8187 | 7.3725e-06 | 798.5217 | 0 | 798.5217 | 0 | 878.4106 | -0.00039812 | 796.6382 | 0.00151 | 807.6133 | -0.00023104 | 798.5217 | 0.00083577 | 798.2861 | 0.00158 | 796.6382 | -5.1133e-05 | 803.7299 | 0.00035628 | 798.5217 | 0.0017 | 878.4106 | 0.73071 | 798.5217 | 0.00224 | 796.6382 | 0.0030873 | 878.4106 | 0.0022798 | 878.4106 | 0.0033388 | 0 | 0 | 3.8672e-05 | 5.0493e-06 | -2.9441e-06 | 0 | 0 | 2.8068e-05 | 0.00056695 | 6.3815e-05 | 0.00033168 | 3.0628e-05 | 0.00017399 | 8.439e-05 | 0.0005607 | 0.17417 | 0.00055835 | 0.0006939 | 0.00069502 | 0.00092121
|  | 878.6507 | 0 | 878.6507 | 0 | 803.9659 | 0.00075337 | 807.8512 | 0.00030848 | 808.0581 | -3.197e-05 | 798.7573 | 0 | 798.7573 | 0 | 878.6507 | 0.00063191 | 796.8701 | 0.00338 | 807.8512 | 0.00076762 | 798.7573 | 0.00198 | 798.5217 | -0.00132 | 796.8701 | 0.0015518 | 803.9659 | 0.00035864 | 798.7573 | 0.00306 | 878.6507 | 0.72003 | 798.7573 | 0.0025 | 796.8701 | 0.0028979 | 878.6507 | 0.0035094 | 878.6507 | 0.0043344 | 0 | 0 | 2.3585e-05 | 1.169e-05 | -3.3907e-06 | 0 | 0 | 1.2888e-05 | 0.00056924 | 3.6607e-05 | 0.00041241 | 3.0627e-05 | 0.00016311 | 8.4934e-05 | 0.00056558 | 0.17124 | 0.00058562 | 0.00055981 | 0.00068419 | 0.00093291
|  | 878.8908 | 0 | 878.8908 | 0 | 804.202 | -0.00055352 | 808.0891 | -0.00021022 | 808.2975 | 3.6411e-06 | 798.9929 | 0 | 798.9929 | 0 | 878.8908 | -0.00052456 | 797.102 | 0.00153 | 808.0891 | -0.00045988 | 798.9929 | 0.00152 | 798.7573 | 0.00158 | 797.102 | -0.00014496 | 804.202 | 0.00036108 | 798.9929 | 0.00174 | 878.8908 | 0.70624 | 798.9929 | 0.00247 | 797.102 | 0.0019307 | 878.8908 | 0.0021893 | 878.8908 | 0.0034359 | 0 | 0 | 1.8354e-05 | 2.1124e-06 | -3.9735e-06 | 0 | 0 | 1.9213e-07 | 0.00032354 | 5.1959e-05 | 0.00054188 | 0.00020707 | 7.0818e-05 | 8.5484e-05 | 0.00057015 | 0.16827 | 0.00057251 | 0.00072428 | 0.00064881 | 0.0008705
|  | 879.131 | 0 | 879.131 | 0 | 804.438 | 0.00070901 | 808.327 | 0.00022797 | 808.5369 | -3.6839e-05 | 799.2285 | 0 | 799.2285 | 0 | 879.131 | 0.00052616 | 797.3339 | 0.00126 | 808.327 | 0.00089666 | 799.2285 | 0.00308 | 798.9929 | 0.00017735 | 797.3339 | 0.00075564 | 804.438 | 0.0003631 | 799.2285 | 0.0031 | 879.131 | 0.69532 | 799.2285 | 0.00239 | 797.3339 | 0.0043148 | 879.131 | 0.0032147 | 879.131 | 0.0038146 | 0 | 0 | 2.6392e-05 | 2.0369e-05 | -4.684e-06 | 0 | 0 | 1.2106e-05 | 7.2693e-05 | 2.5343e-05 | 0.0004984 | 0.0002188 | 0.00021638 | 8.5855e-05 | 0.00059148 | 0.16521 | 0.0005797 | 0.00068593 | 0.00064244 | 0.0008292
|  | 879.3711 | 0 | 879.3711 | 0 | 804.6741 | -0.00048543 | 808.5649 | -5.67e-05 | 808.7763 | -2.2955e-06 | 799.4642 | 0 | 799.4642 | 0 | 879.3711 | -0.00042533 | 797.5658 | -0.00063301 | 808.5649 | -0.00068356 | 799.4642 | 0.00115 | 799.2285 | 0.00168 | 797.5658 | 0.0011107 | 804.6741 | 0.00036422 | 799.4642 | 0.00192 | 879.3711 | 0.68075 | 799.4642 | 0.00253 | 797.5658 | 0.0016016 | 879.3711 | 0.0021362 | 879.3711 | 0.003092 | 0 | 0 | 1.7094e-05 | 5.7318e-06 | -4.9715e-06 | 0 | 0 | 1.9262e-05 | 0.00030696 | 4.0023e-05 | 0.00047014 | 4.713e-05 | 0.0002038 | 8.5963e-05 | 0.00050785 | 0.16214 | 0.00060329 | 0.00061504 | 0.00064372 | 0.00087364
|  | 879.6112 | 0 | 879.6112 | 0 | 804.9102 | 0.00063024 | 808.8028 | 0.00010488 | 809.0156 | -3.9241e-05 | 799.6998 | 0 | 799.6998 | 0 | 879.6112 | 0.00058576 | 797.7977 | 0.00328 | 808.8028 | 0.00102 | 799.6998 | 0.00284 | 799.4642 | -0.00128 | 797.7977 | 0.00064672 | 804.9102 | 0.00036402 | 799.6998 | 0.00239 | 879.6112 | 0.66961 | 799.6998 | 0.00259 | 797.7977 | 0.003702 | 879.6112 | 0.003225 | 879.6112 | 0.0041841 | 0 | 0 | 2.4786e-05 | -6.0264e-05 | -4.6301e-06 | 0 | 0 | 3.075e-05 | 0.00042362 | 1.7893e-05 | 0.00041522 | 3.5349e-06 | 0.0001216 | 8.5732e-05 | 0.00045718 | 0.1592 | 0.00052434 | 0.00066646 | 0.00063269 | 0.00089242
|  | 879.8514 | 0 | 879.8514 | 0 | 805.1463 | -0.00042027 | 809.0407 | -0.00061149 | 809.2551 | 5.6666e-07 | 799.9355 | 0 | 799.9355 | 0 | 879.8514 | -0.00032966 | 798.0297 | 0.000373 | 809.0407 | -0.00086958 | 799.9355 | 0.00068391 | 799.6998 | 0.00131 | 798.0297 | 0.00040184 | 805.1463 | 0.00036226 | 799.9355 | 0.00149 | 879.8514 | 0.65631 | 799.9355 | 0.00186 | 798.0297 | 0.002045 | 879.8514 | 0.0020443 | 879.8514 | 0.0032484 | 0 | 0 | 7.1936e-05 | -5.554e-05 | -4.2092e-06 | 0 | 0 | 3.6322e-05 | 0.00031695 | -2.7551e-05 | 0.00039282 | 1.6496e-05 | 0.00033762 | 8.5157e-05 | 0.00048073 | 0.15627 | 0.00052314 | 0.00065266 | 0.00067661 | 0.00090014
|  | 880.0915 | 0 | 880.0915 | 0 | 805.3824 | 0.0010295 | 809.2787 | 0.00014473 | 809.4945 | -3.5734e-05 | 800.1711 | 0 | 800.1711 | 0 | 880.0915 | 0.00063216 | 798.2616 | 0.00236 | 809.2787 | 0.00063804 | 800.1711 | 0.00265 | 799.9355 | -0.00117 | 798.2616 | 0.0025095 | 805.3824 | 0.00035897 | 800.1711 | 0.00259 | 880.0915 | 0.64522 | 800.1711 | 0.00258 | 798.2616 | 0.003583 | 880.0915 | 0.0035907 | 880.0915 | 0.0042484 | 0 | 0 | 6.1311e-05 | -1.397e-05 | -5.2078e-06 | 0 | 0 | 3.5249e-05 | 8.1175e-05 | 5.7392e-05 | 0.0005538 | -0.00010543 | 0.00029468 | 8.421e-05 | 0.00051845 | 0.15329 | 0.00059622 | 0.00064265 | 0.00067951 | 0.00094119
|  | 880.3317 | 0 | 880.3317 | 0 | 805.6185 | -0.00051012 | 809.5166 | -0.00026217 | 809.7339 | -7.7664e-06 | 800.4068 | 0 | 800.4068 | 0 | 880.3317 | -0.00033861 | 798.4935 | -0.00166 | 809.5166 | -0.00015557 | 800.4068 | 0.00205 | 800.1711 | 0.00027523 | 798.4935 | 3.1518e-05 | 805.6185 | 0.00035442 | 800.4068 | 0.00181 | 880.3317 | 0.63134 | 800.4068 | 0.00248 | 798.4935 | 0.0019587 | 880.3317 | 0.002068 | 880.3317 | 0.0035896 | 0 | 0 | 3.0859e-05 | 8.8643e-06 | -6.3602e-06 | 0 | 0 | 8.517e-06 | 0.00012408 | 0.0001064 | 0.00075666 | -1.3758e-05 | 0.00010032 | 8.3075e-05 | 0.00060226 | 0.15024 | 0.0006388 | 0.00052813 | 0.00065215 | 0.00092246
|  | 880.5718 | 0 | 880.5718 | 0 | 805.8547 | 0.00077147 | 809.7545 | 0.00033668 | 809.9733 | -4.5359e-05 | 800.6425 | 0 | 800.6425 | 0 | 880.5718 | 0.00040954 | 798.7255 | 0.00273 | 809.7545 | 0.00105 | 800.6425 | 0.00437 | 800.4068 | -0.00039199 | 798.7255 | 0.00083355 | 805.8547 | 0.00034917 | 800.6425 | 0.0033 | 880.5718 | 0.61984 | 800.6425 | 0.00294 | 798.7255 | 0.0025955 | 880.5718 | 0.0033629 | 880.5718 | 0.0040924 | 0 | 0 | 3.6192e-05 | 1.3242e-05 | -6.6079e-06 | 0 | 0 | 7.1971e-07 | 0.00030801 | 6.6074e-06 | 0.00058833 | 5.4173e-05 | 0.00010041 | 8.1834e-05 | 0.00056556 | 0.14727 | 0.00065275 | 0.00047774 | 0.00064845 | 0.00089204
|  | 880.812 | 0 | 880.812 | 0 | 806.0908 | -0.00046494 | 809.9925 | -0.0002254 | 810.2128 | -9.8351e-06 | 800.8782 | 0 | 800.8782 | 0 | 880.812 | -0.00040355 | 798.9574 | -7.4044e-05 | 809.9925 | -0.00099447 | 800.8782 | 0.00062321 | 800.6425 | 0.00085163 | 798.9574 | 3.234e-05 | 806.0908 | 0.00034391 | 800.8782 | 0.0015 | 880.812 | 0.60655 | 800.8782 | 0.0026 | 798.9574 | 0.0015242 | 880.812 | 0.002037 | 880.812 | 0.003336 | 0 | 0 | 3.0311e-05 | 8.8576e-07 | -6.5957e-06 | 0 | 0 | 1.3945e-05 | 0.00034868 | 7.6812e-05 | 0.00043882 | 4.6081e-05 | 5.0152e-05 | 8.0683e-05 | 0.00052566 | 0.14435 | 0.0006718 | 0.00048702 | 0.00061969 | 0.00087958
|  | 881.0522 | 0 | 881.0522 | 0 | 806.327 | 0.00072166 | 810.2305 | 0.00023284 | 810.4523 | -4.5244e-05 | 801.1139 | 0 | 801.1139 | 0 | 881.0522 | 0.00051968 | 799.1894 | 0.00308 | 810.2305 | 0.00164 | 801.1139 | 0.0031 | 800.8782 | -0.00046053 | 799.1894 | 0.00040002 | 806.327 | 0.00033942 | 801.1139 | 0.00296 | 881.0522 | 0.59549 | 801.1139 | 0.0031 | 799.1894 | 0.0026744 | 881.0522 | 0.0031234 | 881.0522 | 0.0039887 | 0 | 0 | 5.0998e-05 | 1.1589e-05 | -5.7323e-06 | 0 | 0 | 9.5102e-06 | 0.00045758 | 0.00020214 | 0.0004811 | 9.4225e-05 | 9.5977e-05 | 7.979e-05 | 0.00052683 | 0.14138 | 0.00068477 | 0.00043463 | 0.00069644 | 0.00091225
|  | 881.2923 | 0 | 881.2923 | 0 | 806.5631 | -0.00028973 | 810.4684 | -0.00013544 | 810.6917 | -2.6372e-06 | 801.3496 | 0 | 801.3496 | 0 | 881.2923 | -0.00044049 | 799.4213 | 0.00086565 | 810.4684 | 5.8845e-05 | 801.3496 | 0.00098194 | 801.1139 | 0.00126 | 799.4213 | 0.00042761 | 806.5631 | 0.00033636 | 801.3496 | 0.00151 | 881.2923 | 0.58177 | 801.3496 | 0.00271 | 799.4213 | 0.0010734 | 881.2923 | 0.002676 | 881.2923 | 0.0036077 | 0 | 0 | 3.9227e-05 | 1.8231e-05 | -4.8483e-06 | 0 | 0 | 4.4062e-06 | 0.00061195 | 0.00011431 | 0.00047049 | -2.2393e-05 | 0.00020713 | 7.9316e-05 | 0.00044787 | 0.1383 | 0.0006553 | 0.00057619 | 0.00079176 | 0.00093086
|  | 881.5325 | 0 | 881.5325 | 0 | 806.7993 | 0.00062187 | 810.7064 | 0.00028866 | 810.9312 | -3.785e-05 | 801.5853 | 0 | 801.5853 | 0 | 881.5325 | 0.00047718 | 799.6533 | 0.00441 | 810.7064 | 0.00090186 | 801.5853 | 0.00301 | 801.3496 | -0.00145 | 799.6533 | 0.001358 | 806.7993 | 0.00033523 | 801.5853 | 0.00229 | 881.5325 | 0.56986 | 801.5853 | 0.00285 | 799.6533 | 0.0038938 | 881.5325 | 0.0039168 | 881.5325 | 0.0041433 | 0 | 0 | 3.3698e-05 | -1.2016e-06 | -4.7386e-06 | 0 | 0 | 2.19e-05 | 0.00056781 | 0.00016427 | 0.00053624 | -0.00011628 | 4.2424e-05 | 7.9285e-05 | 0.00040896 | 0.13527 | 0.0006812 | 0.00073034 | 0.0007882 | 0.00087348
|  | 881.7727 | 0 | 881.7727 | 0 | 807.0355 | -0.00033648 | 810.9444 | -0.00029875 | 811.1707 | -1.7314e-06 | 801.821 | 0 | 801.821 | 0 | 881.7727 | -0.00029482 | 799.8853 | 0.00048509 | 810.9444 | 0.0004787 | 801.821 | 0.00154 | 801.5853 | 0.00046336 | 799.8853 | -0.00099227 | 807.0355 | 0.00033627 | 801.821 | 0.00118 | 881.7727 | 0.55646 | 801.821 | 0.00293 | 799.8853 | 0.0024023 | 881.7727 | 0.0026463 | 881.7727 | 0.0031299 | 0 | 0 | 5.2401e-05 | 6.3571e-06 | -4.537e-06 | 0 | 0 | 3.6198e-05 | 0.00043327 | 0.00016906 | 0.00047144 | -3.3365e-05 | -0.00018017 | 7.9801e-05 | 0.00049265 | 0.13204 | 0.00070362 | 0.00059766 | 0.00074025 | 0.00087309
|  | 882.0129 | 0 | 882.0129 | 0 | 807.2717 | 0.00078016 | 811.1824 | 0.00035218 | 811.4102 | -3.6154e-05 | 802.0568 | 0 | 802.0568 | 0 | 882.0129 | 0.00059622 | 800.1173 | 0.00325 | 811.1824 | 0.00094215 | 802.0568 | 0.00246 | 801.821 | -0.00074647 | 800.1173 | -0.000561 | 807.2717 | 0.00033942 | 802.0568 | 0.003 | 882.0129 | 0.54293 | 802.0568 | 0.00304 | 800.1173 | 0.00275 | 882.0129 | 0.0035173 | 882.0129 | 0.0041398 | 0 | 0 | 4.8327e-05 | 2.1333e-05 | -4.2799e-06 | 0 | 0 | 5.1332e-05 | 0.00041269 | 1.0026e-05 | 0.00047628 | 7.8204e-05 | 3.3714e-05 | 8.074e-05 | 0.00051872 | 0.12883 | 0.00070145 | 0.00031899 | 0.00069226 | 0.00091279
|  | 882.2531 | 0 | 882.2531 | 0 | 807.5078 | -0.00037086 | 811.4204 | -0.00017295 | 811.6497 | 4.143e-07 | 802.2925 | 0 | 802.2925 | 0 | 882.2531 | -0.00016883 | 800.3493 | 0.00030782 | 811.4204 | -0.00085792 | 802.2925 | 0.00158 | 802.0568 | 0.00141 | 800.3493 | 0.00085164 | 807.5078 | 0.00034439 | 802.2925 | 0.0014 | 882.2531 | 0.52971 | 802.2925 | 0.00291 | 800.3493 | 0 | 882.2531 | 0.0022465 | 882.2531 | 0.0034602 | 0 | 0 | 6.6315e-05 | 1.536e-05 | -4.0309e-06 | 0 | 0 | 7.265e-05 | 0.00022247 | 1.5468e-05 | 0.00045376 | 0.00010258 | 0.00033056 | 8.2089e-05 | 0.00044787 | 0.12577 | 0.0006942 | 0 | 0.00068499 | 0.00088258
|  | 882.4933 | 0 | 882.4933 | 0 | 807.744 | 0.00093236 | 811.6584 | 0.00030203 | 811.8892 | -3.4067e-05 | 802.5283 | 0 | 802.5283 | 0 | 882.4933 | 0.00077371 | 800.5813 | 0.00161 | 811.6584 | 0.00098791 | 802.5283 | 0.00227 | 802.2925 | -0.00053985 | 800.5813 | 0.0019981 | 807.744 | 0.00035067 | 802.5283 | 0.0024 | 882.4933 | 0.51747 | 802.5283 | 0.00298 | 800.5813 | 0 | 882.4933 | 0.0034567 | 882.4933 | 0.0038882 | 0 | 0 | 5.8725e-05 | -7.7936e-06 | -3.8054e-06 | 0 | 0 | 8.7004e-05 | 0.00039332 | 3.743e-05 | 0.00049514 | 0.00017091 | 8.7193e-05 | 8.3655e-05 | 0.00045388 | 0.1227 | 0.00071441 | 0 | 0.00070136 | 0.00085958
|  | 882.7336 | 0 | 882.7336 | 0 | 807.9802 | -0.00043513 | 811.8964 | -0.00036751 | 812.1287 | 2.2891e-06 | 802.764 | 0 | 802.764 | 0 | 882.7336 | -4.9342e-05 | 800.8134 | 0.00178 | 811.8964 | -0.00067342 | 802.764 | 0.00193 | 802.5283 | 0.00199 | 800.8134 | -0.0012466 | 807.9802 | 0.00035765 | 802.764 | 0.00145 | 882.7336 | 0.50412 | 802.764 | 0.00308 | 800.8134 | 0 | 882.7336 | 0.0023826 | 882.7336 | 0.0032684 | 0 | 0 | 2.8709e-05 | -2.869e-05 | -3.2261e-06 | 0 | 0 | 5.652e-05 | 0.000725 | 3.2029e-05 | 0.00045388 | 0.00010021 | 4.6791e-06 | 8.533e-05 | 0.00050928 | 0.11966 | 0.00072502 | 0 | 0.00066322 | 0.00087211
|  | 882.9738 | 0 | 882.9738 | 0 | 808.2165 | 0.00067815 | 812.1345 | 0.00012646 | 812.3683 | -2.9222e-05 | 802.9998 | 0 | 802.9998 | 0 | 882.9738 | 0.00051989 | 801.0453 | 0.00447 | 812.1345 | 0.00094252 | 802.9998 | 0.00192 | 802.764 | -0.00114 | 801.0453 | 0.0012869 | 808.2165 | 0.00036467 | 802.9998 | 0.00287 | 882.9738 | 0.49212 | 802.9998 | 0.00307 | 801.0453 | 0 | 882.9738 | 0.0031389 | 882.9738 | 0.0039922 | 0 | 0 | 3.5268e-05 | -2.0813e-05 | -2.1389e-06 | 0 | 0 | 1.4885e-05 | 0.00081217 | -2.1123e-05 | 0.00033649 | 1.5326e-05 | 0.00010859 | 8.6896e-05 | 0.00045138 | 0.11663 | 0.0007097 | 0 | 0.00067766 | 0.00085765
|  | 883.214 | 0 | 883.214 | 0 | 808.4527 | -0.00037952 | 812.3725 | -0.00030133 | 812.6078 | 1.136e-05 | 803.2356 | 0 | 803.2356 | 0 | 883.214 | -0.00039596 | 801.2774 | 0.00253 | 812.3725 | -0.00112 | 803.2356 | 0.00093423 | 802.9998 | 0.00127 | 801.2774 | -0.000351 | 808.4527 | 0.0003711 | 803.2356 | 0.00095878 | 883.214 | 0.47887 | 803.2356 | 0.00295 | 801.2774 | 0 | 883.214 | 0.0025029 | 883.214 | 0.003148 | 0 | 0 | 3.9827e-05 | -1.3357e-05 | -1.3497e-06 | 0 | 0 | 1.6253e-06 | 0.00092336 | 3.5705e-06 | 0.00056753 | 0.00013669 | 5.416e-07 | 8.8279e-05 | 0.00043839 | 0.11369 | 0.00072146 | 0 | 0.00070875 | 0.00083996
|  | 883.4543 | 0 | 883.4543 | 0 | 808.6889 | 0.00071675 | 812.6105 | 0.0001891 | 812.8474 | -2.2628e-05 | 803.4714 | 0 | 803.4714 | 0 | 883.4543 | 0.0004095 | 801.5094 | 0.00543 | 812.6105 | 0.00115 | 803.4714 | 0.00388 | 803.2356 | -0.00011053 | 801.5094 | 0.00035567 | 808.6889 | 0.00037638 | 803.4714 | 0.00276 | 883.4543 | 0.46758 | 803.4714 | 0.00317 | 801.5094 | 0 | 883.4543 | 0.0033975 | 883.4543 | 0.0038447 | 0 | 0 | 3.1751e-05 | 9.2765e-06 | -1.6051e-06 | 0 | 0 | 1.8781e-05 | 0.00088067 | 2.605e-05 | 0.00054131 | 1.1447e-05 | 6.1951e-05 | 8.9362e-05 | 0.00051754 | 0.11085 | 0.00076864 | 0 | 0.00068347 | 0.00086291
|  | 883.6945 | 0 | 883.6945 | 0 | 808.9252 | -0.00044798 | 812.8486 | -0.00011116 | 813.0869 | 9.2279e-06 | 803.7071 | 0 | 803.7071 | 0 | 883.6945 | -0.00025315 | 801.7415 | 0.00216 | 812.8486 | -0.00093113 | 803.7071 | 0.00071169 | 803.4714 | 0.00020764 | 801.7415 | 0.00017827 | 808.9252 | 0.00038007 | 803.7071 | 0.00163 | 883.6945 | 0.45518 | 803.7071 | 0.00335 | 801.7415 | 0 | 883.6945 | 0.0022922 | 883.6945 | 0.0033387 | 0 | 0 | 2.811e-05 | 1.974e-05 | -2.8876e-06 | 0 | 0 | 2.5684e-05 | 0.00058013 | 7.4867e-05 | 0.0005332 | -8.7205e-05 | 6.2538e-05 | 9.0016e-05 | 0.00047168 | 0.10807 | 0.00080186 | 0 | 0.00064105 | 0.00087241
|  | 883.9348 | 0 | 883.9348 | 0 | 809.1614 | 0.00068593 | 813.0867 | 0.00027697 | 813.3265 | -3.3334e-05 | 803.943 | 0 | 803.943 | 0 | 883.9348 | 0.00046697 | 801.9735 | 0.00284 | 813.0867 | 0.00156 | 803.943 | 0.00381 | 803.7071 | -0.00094735 | 801.9735 | 0.00036072 | 809.1614 | 0.00038191 | 803.943 | 0.00237 | 883.9348 | 0.44448 | 803.943 | 0.00345 | 801.9735 | 0 | 883.9348 | 0.0030444 | 883.9348 | 0.0039239 | 0 | 0 | 3.6843e-05 | -6.9389e-08 | -3.5761e-06 | 0 | 0 | 5.0572e-05 | 0.00043929 | 0.00015519 | 0.00045228 | 2.5075e-05 | 2.21e-05 | 9.0223e-05 | 0.00044209 | 0.10534 | 0.00079694 | 0 | 0.000649 | 0.00088883
|  | 884.175 | 0 | 884.175 | 0 | 809.3977 | -0.00037406 | 813.3247 | -0.00027755 | 813.5661 | 3.4863e-06 | 804.1788 | 0 | 804.1788 | 0 | 884.175 | -4.5988e-05 | 802.2056 | 0.00094597 | 813.3247 | -0.00025612 | 804.1788 | 2.6479e-05 | 803.943 | 0.00116 | 802.2056 | -0.00017025 | 809.3977 | 0.00038183 | 804.1788 | 0.00138 | 884.175 | 0.43239 | 804.1788 | 0.00331 | 802.2056 | 0 | 884.175 | 0.0023581 | 884.175 | 0.003475 | 0 | 0 | 5.2231e-05 | 3.4459e-06 | -3.0847e-06 | 0 | 0 | 8.4979e-05 | 0.00089176 | 0.0001207 | 0.00030264 | 3.8793e-05 | 1.1667e-05 | 8.9993e-05 | 0.00043512 | 0.10263 | 0.00081011 | 0 | 0.00068969 | 0.00096039
|  | 884.4153 | 0 | 884.4153 | 0 | 809.634 | 0.00081619 | 813.5628 | 0.0003065 | 813.8057 | -2.9239e-05 | 804.4146 | 0 | 804.4146 | 0 | 884.4153 | 0.00075335 | 802.4376 | 0.00674 | 813.5628 | 0.00127 | 804.4146 | 0.00254 | 804.1788 | -0.00083094 | 802.4376 | 0.0002708 | 809.634 | 0.00037996 | 804.4146 | 0.00231 | 884.4153 | 0.42194 | 804.4146 | 0.00356 | 802.4376 | 0 | 884.4153 | 0.0033829 | 884.4153 | 0.0045192 | 0 | 0 | 5.4892e-05 | 9.4424e-06 | -2.6262e-06 | 0 | 0 | 8.1179e-05 | 0.00098535 | 8.5688e-05 | 0.00038228 | -1.7643e-05 | 5.3782e-06 | 8.9385e-05 | 0.00045989 | 0.099939 | 0.00081365 | 0 | 0.00070758 | 0.00099439
|  | 884.6556 | 0 | 884.6556 | 0 | 809.8702 | -0.00035153 | 813.8009 | -0.00022718 | 814.0453 | 7.32e-06 | 804.6504 | 0 | 804.6504 | 0 | 884.6556 | -7.7613e-05 | 802.6697 | 0.00175 | 813.8009 | -0.0005502 | 804.6504 | 0.00070188 | 804.4146 | 0.00068133 | 802.6697 | -0.00022446 | 809.8702 | 0.00037668 | 804.6504 | 0.00159 | 884.6556 | 0.40995 | 804.6504 | 0.00334 | 802.6697 | 0 | 884.6556 | 0.002507 | 884.6556 | 0.003758 | 0 | 0 | 3.5913e-05 | -8.3721e-06 | -2.3713e-06 | 0 | 0 | 2.5124e-05 | 0.00078317 | 3.331e-05 | 0.00042227 | -5.0549e-05 | 0.00015517 | 8.8526e-05 | 0.00051164 | 0.097187 | 0.00081226 | 0 | 0.00066593 | 0.00088345
|  | 884.8958 | 0 | 884.8958 | 0 | 810.1066 | 0.00065545 | 814.039 | 0.00015686 | 814.2849 | -2.7112e-05 | 804.8862 | 0 | 804.8862 | 0 | 884.8958 | 0.00028674 | 802.9018 | 0.005 | 814.039 | 0.00083 | 804.8862 | 0.00288 | 804.6504 | -0.00111 | 802.9018 | 0.0015618 | 810.1066 | 0.0003725 | 804.8862 | 0.00275 | 884.8958 | 0.399 | 804.8862 | 0.00355 | 802.9018 | 0 | 884.8958 | 0.0030359 | 884.8958 | 0.0035955 | 0 | 0 | 4.05e-05 | 4.9646e-06 | -2.7866e-06 | 0 | 0 | -3.9106e-06 | 0.0009192 | 1.4399e-05 | 0.00033366 | 3.3009e-05 | 0.00020447 | 8.7486e-05 | 0.00047534 | 0.094537 | 0.00081975 | 0 | 0.0006709 | 0.00080466
|  | 885.1361 | 0 | 885.1361 | 0 | 810.3428 | -0.00031262 | 814.2771 | -0.00011516 | 814.5245 | 3.8547e-06 | 805.1221 | 0 | 805.1221 | 0 | 885.1361 | -0.00031929 | 803.1339 | 0.00292 | 814.2771 | -0.00070906 | 805.1221 | -5.1134e-05 | 804.8862 | 0.00139 | 803.1339 | 0.00019999 | 810.3428 | 0.00036807 | 805.1221 | 0.00128 | 885.1361 | 0.38786 | 805.1221 | 0.0034 | 803.1339 | 0 | 885.1361 | 0.0025481 | 885.1361 | 0.0031019 | 0 | 0 | 3.8713e-05 | 2.386e-05 | -3.6012e-06 | 0 | 0 | 7.7826e-06 | 0.00069984 | 3.8208e-05 | 0.00042438 | 5.9804e-05 | 0.00022463 | 8.6501e-05 | 0.00039149 | 0.092049 | 0.00083841 | 0 | 0.00065643 | 0.00080086
|  | 885.3764 | 0 | 885.3764 | 0 | 810.5792 | 0.00064024 | 814.5152 | 0.00031558 | 814.7642 | -3.3912e-05 | 805.358 | 0 | 805.358 | 0 | 885.3764 | 0.00038406 | 803.366 | 0.00311 | 814.5152 | 0.00103 | 805.358 | 0.00365 | 805.1221 | -0.00088297 | 803.366 | 0.0017355 | 810.5792 | 0.00036397 | 805.358 | 0.00204 | 885.3764 | 0.37829 | 805.358 | 0.00371 | 803.366 | 0 | 885.3764 | 0.0029155 | 885.3764 | 0.0035639 | 0 | 0 | 7.2028e-06 | 8.6079e-06 | -4.0381e-06 | 0 | 0 | 4.7835e-05 | 0.00062189 | 3.4853e-05 | 0.00058724 | 8.2193e-05 | 0.00028911 | 8.5632e-05 | 0.00035184 | 0.08964 | 0.0008561 | 0 | 0.00066948 | 0.00084934
|  | 885.6167 | 0 | 885.6167 | 0 | 810.8155 | -0.00057929 | 814.7534 | -0.00024329 | 815.0038 | 2.076e-07 | 805.5938 | 0 | 805.5938 | 0 | 885.6167 | 1.4067e-05 | 803.5981 | 0.00225 | 814.7534 | -0.00073731 | 805.5938 | 0.00133 | 805.358 | 0.00158 | 803.5981 | 0.00075625 | 810.8155 | 0.00036072 | 805.5938 | 0.00094372 | 885.6167 | 0.36778 | 805.5938 | 0.00355 | 803.5981 | 0 | 885.6167 | 0.0026565 | 885.6167 | 0.0035051 | 0 | 0 | -3.956e-06 | -2.8191e-07 | -4.692e-06 | 0 | 0 | 4.6921e-05 | 0.00041085 | 5.1512e-05 | 0.00055422 | 0.00017263 | 0.00017634 | 8.4998e-05 | 0.00039547 | 0.087222 | 0.00090563 | 0 | 0.00071504 | 0.00087656
|  | 885.857 | 0 | 885.857 | 0 | 811.0518 | 0.00054581 | 814.9915 | 0.00024092 | 815.2435 | -3.9358e-05 | 805.8297 | 0 | 805.8297 | 0 | 885.857 | 0.00037644 | 803.8302 | 0.00129 | 814.9915 | 0.00117 | 805.8297 | 0.00337 | 805.5938 | -0.00011605 | 803.8302 | 0.00076319 | 811.0518 | 0.0003586 | 805.8297 | 0.00241 | 885.857 | 0.35813 | 805.8297 | 0.00413 | 803.8302 | 0 | 885.857 | 0.0032945 | 885.857 | 0.0037901 | 0 | 0 | 3.3604e-05 | -1.1732e-05 | -5.107e-06 | 0 | 0 | 3.0126e-05 | 2.3212e-06 | 6.4759e-05 | 0.00047845 | -2.1429e-06 | 0.00020218 | 8.4638e-05 | 0.00034985 | 0.084823 | 0.00091175 | 0 | 0.00072707 | 0.00088254
|  | 886.0973 | 0 | 886.0973 | 0 | 811.2881 | -0.00026143 | 815.2296 | -0.00033945 | 815.4831 | -3.2675e-06 | 806.0656 | 0 | 806.0656 | 0 | 886.0973 | -0.00012571 | 804.0623 | -0.00127 | 815.2296 | -0.00062615 | 806.0656 | 0.00068642 | 805.8297 | 9.7873e-05 | 804.0623 | 0.00097883 | 811.2881 | 0.00035768 | 806.0656 | 0.00055605 | 886.0973 | 0.34782 | 806.0656 | 0.0036 | 804.0623 | 0 | 886.0973 | 0.0027566 | 886.0973 | 0.0035549 | 0 | 0 | 6.9807e-05 | -1.6139e-05 | -4.8484e-06 | 0 | 0 | 5.4159e-05 | 0.00020315 | 7.4289e-05 | 0.0003723 | -3.132e-06 | 0.00022902 | 8.4544e-05 | 0.00042651 | 0.082531 | 0.00087991 | 0 | 0.00074693 | 0.0009321
|  | 886.3377 | 0 | 886.3377 | 0 | 811.5245 | 0.00085219 | 815.4678 | 0.00020392 | 815.7228 | -3.7188e-05 | 806.3015 | 0 | 806.3015 | 0 | 886.3377 | 0.00057644 | 804.2945 | 0.00302 | 815.4678 | 0.00125 | 806.3015 | 0.00247 | 806.0656 | -0.00012443 | 804.2945 | 0.00099394 | 811.5245 | 0.0003578 | 806.3015 | 0.00306 | 886.3377 | 0.33902 | 806.3015 | 0.00386 | 804.2945 | 0 | 886.3377 | 0.0034595 | 886.3377 | 0.0042022 | 0 | 0 | 5.9279e-05 | 4.9467e-06 | -3.9448e-06 | 0 | 0 | 0.00010604 | 0.000224 | 6.5951e-05 | 0.00037294 | 0.00010681 | 6.7728e-05 | 8.4684e-05 | 0.00043615 | 0.080338 | 0.00090939 | 0 | 0.00079813 | 0.00098104
|  | 886.578 | 0 | 886.578 | 0 | 811.7609 | -0.00035065 | 815.7059 | -0.00016238 | 815.9625 | 4.2705e-06 | 806.5373 | 0 | 806.5373 | 0 | 886.578 | 0.000306 | 804.5266 | -0.00109 | 815.7059 | -0.00069616 | 806.5373 | 0.00069188 | 806.3015 | 0.00103 | 804.5266 | -0.00041037 | 811.7609 | 0.00035868 | 806.5373 | 0.00063777 | 886.578 | 0.32954 | 806.5373 | 0.00385 | 804.5266 | 0 | 886.578 | 0.0031825 | 886.578 | 0.0039618 | 0 | 0 | 5.8056e-05 | 1.1214e-05 | -2.561e-06 | 0 | 0 | 8.3895e-05 | 0.00024024 | 3.6181e-05 | 0.00040361 | 1.2965e-05 | 0.00010063 | 8.492e-05 | 0.00043261 | 0.078056 | 0.00093298 | 0 | 0.00076431 | 0.00095892
|  | 886.8183 | 0 | 886.8183 | 0 | 811.9972 | 0.00084196 | 815.9441 | 0.00025655 | 816.2021 | -2.564e-05 | 806.7732 | 0 | 806.7732 | 0 | 886.8183 | 0.00039217 | 804.7587 | 0.00316 | 815.9441 | 0.001 | 806.7732 | 0.00273 | 806.5373 | -0.00092008 | 804.7587 | 0.0012774 | 811.9972 | 0.00035998 | 806.7732 | 0.00303 | 886.8183 | 0.32004 | 806.7732 | 0.00406 | 804.7587 | 0 | 886.8183 | 0.003178 | 886.8183 | 0.0040182 | 0 | 0 | 6.4685e-05 | -1.3755e-05 | -2.2051e-06 | 0 | 0 | 3.7174e-05 | 0.00078593 | -5.954e-06 | 0.00039236 | -1.0413e-05 | 0.00017783 | 8.5265e-05 | 0.00044434 | 0.075795 | 0.000946 | 0 | 0.00069392 | 0.0009101
|  | 887.0587 | 0 | 887.0587 | 0 | 812.2336 | -0.00029469 | 816.1822 | -0.00037206 | 816.4418 | 7.2395e-06 | 807.0092 | 0 | 807.0092 | 0 | 887.0587 | -8.2826e-05 | 804.9909 | 0.00361 | 816.1822 | -0.00105 | 807.0092 | 0.00059632 | 806.7732 | 0.0008318 | 804.9909 | 0.00025439 | 812.2336 | 0.00036142 | 807.0092 | 0.00073703 | 887.0587 | 0.31069 | 807.0092 | 0.00396 | 804.9909 | 0 | 887.0587 | 0.0025965 | 887.0587 | 0.0035552 | 0 | 0 | 7.0056e-05 | -2.6159e-05 | -2.7728e-06 | 0 | 0 | 2.679e-05 | 0.00067445 | -7.2284e-05 | 0.00025434 | -2.3379e-05 | 7.4891e-05 | 8.5601e-05 | 0.00045022 | 0.073672 | 0.00094596 | 0 | 0.00070698 | 0.00090851
|  | 887.299 | 0 | 887.299 | 0 | 812.47 | 0.0008874 | 816.4204 | 0.00015239 | 816.6816 | -3.037e-05 | 807.2451 | 0 | 807.2451 | 0 | 887.299 | 0.00030575 | 805.2231 | 0.0022 | 816.4204 | 0.00044298 | 807.2451 | 0.00156 | 807.0092 | -0.00103 | 805.2231 | 0.00039073 | 812.47 | 0.00036282 | 807.2451 | 0.00308 | 887.299 | 0.30235 | 807.2451 | 0.00406 | 805.2231 | 0 | 887.299 | 0.0032864 | 887.299 | 0.0040046 | 0 | 0 | 6.3664e-05 | -6.7041e-06 | -3.2027e-06 | 0 | 0 | 3.5654e-05 | 0.00040273 | -0.00011399 | 0.00025946 | -4.2472e-05 | 2.7716e-05 | 8.5928e-05 | 0.00043754 | 0.071595 | 0.00094974 | 0 | 0.00077336 | 0.0009554
|  | 887.5394 | 0 | 887.5394 | 0 | 812.7064 | -0.00034876 | 816.6586 | -0.00020867 | 816.9213 | 3.6453e-06 | 807.481 | 0 | 807.481 | 0 | 887.5394 | -9.0626e-06 | 805.4552 | 0.00127 | 816.6586 | -0.0014 | 807.481 | 0.00063922 | 807.2451 | 0.00066992 | 805.4552 | -0.00015192 | 812.7064 | 0.00036418 | 807.481 | 0.00062858 | 887.5394 | 0.29341 | 807.481 | 0.00399 | 805.4552 | 0 | 887.5394 | 0.0031489 | 887.5394 | 0.0039454 | 0 | 0 | 3.7244e-05 | -1.4242e-06 | -3.0222e-06 | 0 | 0 | 2.5187e-05 | 0.0006234 | -0.0001436 | 0.00024407 | -1.5159e-06 | 9.481e-05 | 8.6255e-05 | 0.00025343 | 0.069531 | 0.00093888 | 0 | 0.00076913 | 0.00093436
|  | 887.7797 | 0 | 887.7797 | 0 | 812.9427 | 0.00066388 | 816.8968 | 0.00019671 | 817.161 | -2.8857e-05 | 807.7169 | 0 | 807.7169 | 0 | 887.7797 | 0.00021864 | 805.6874 | 0.0041 | 816.8968 | 0.00019443 | 807.7169 | 0.00143 | 807.481 | -0.00068276 | 805.6874 | 0.00096862 | 812.9427 | 0.00036559 | 807.7169 | 0.00152 | 887.7797 | 0.28515 | 807.7169 | 0.00397 | 805.6874 | 0 | 887.7797 | 0.003251 | 887.7797 | 0.0038292 | 0 | 0 | 3.7653e-05 | -2.2039e-06 | -2.6041e-06 | 0 | 0 | 1.7178e-05 | 0.00054071 | 4.039e-05 | 0.00039641 | -1.6123e-06 | 0.00010686 | 8.6638e-05 | 0.00036928 | 0.06748 | 0.00096862 | 0 | 0.00076574 | 0.00094854
|  | 888.0201 | 0 | 888.0201 | 0 | 813.1792 | -0.00034539 | 817.135 | -0.00021522 | 817.4008 | 7.1332e-06 | 807.9529 | 0 | 807.9529 | 0 | 888.0201 | -7.5704e-05 | 805.9196 | 0.00055771 | 817.135 | 0.00014475 | 807.9529 | 0.00193 | 807.7169 | 0.0006691 | 805.9196 | -4.8157e-05 | 813.1792 | 0.00036723 | 807.9529 | 0.00161 | 888.0201 | 0.27634 | 807.9529 | 0.00424 | 805.9196 | 0 | 888.0201 | 0.0031206 | 888.0201 | 0.0040634 | 0 | 0 | 3.9154e-05 | -9.8097e-06 | -2.4066e-06 | 0 | 0 | -3.4767e-06 | 0.00016954 | 0.00012414 | 0.00057102 | -4.022e-05 | 0.00033665 | 8.705e-05 | 0.00043653 | 0.065467 | 0.0010099 | 0 | 0.00074247 | 0.00095769
|  | 888.2604 | 0 | 888.2604 | 0 | 813.4156 | 0.00067666 | 817.3732 | 0.00013286 | 817.6405 | -2.721e-05 | 808.1888 | 0 | 808.1888 | 0 | 888.2604 | 4.6775e-05 | 806.1518 | 0.00090242 | 817.3732 | 0.00089745 | 808.1888 | 0.00291 | 807.9529 | -0.00101 | 806.1518 | 0.0029473 | 813.4156 | 0.00036927 | 808.1888 | 0.00209 | 888.2604 | 0.26838 | 808.1888 | 0.00432 | 806.1518 | 0 | 888.2604 | 0.0030571 | 888.2604 | 0.0039051 | 0 | 0 | 3.0466e-05 | -1.3389e-05 | -2.5241e-06 | 0 | 0 | 1.3753e-06 | 0.00020626 | 3.8266e-05 | 0.00044641 | 5.0731e-05 | 0.00020575 | 8.7615e-05 | 0.00038226 | 0.063604 | 0.00098159 | 0 | 0.00071192 | 0.0008838
|  | 888.5008 | 0 | 888.5008 | 0 | 813.652 | -0.00041897 | 817.6114 | -0.00024527 | 817.8803 | 6.1539e-06 | 808.4248 | 0 | 808.4248 | 0 | 888.5008 | -3.5332e-05 | 806.384 | 0.0008743 | 817.6114 | -0.00057619 | 808.4248 | 0.0008738 | 808.1888 | 0.00144 | 806.384 | -0.0011749 | 813.652 | 0.00037182 | 808.4248 | 0.00115 | 888.5008 | 0.26082 | 808.4248 | 0.004 | 806.384 | 0 | 888.5008 | 0.0028662 | 888.5008 | 0.0034483 | 0 | 0 | 3.067e-05 | 2.4343e-05 | -3.5e-06 | 0 | 0 | 1.9429e-05 | 0.00014781 | 9.6958e-05 | 0.00038862 | 3.5394e-05 | -0.0001151 | 8.8274e-05 | 0.00039171 | 0.061791 | 0.00099933 | 0 | 0.00076776 | 0.00084505
|  | 888.7412 | 0 | 888.7412 | 0 | 813.8885 | 0.00067839 | 817.8497 | 0.0004496 | 818.1201 | -3.5343e-05 | 808.6608 | 0 | 808.6608 | 0 | 888.7412 | 0.00019698 | 806.6161 | 0.00039893 | 817.8497 | 0.00139 | 808.6608 | 0.00242 | 808.4248 | -0.00114 | 806.6161 | 0.00018346 | 813.8885 | 0.00037484 | 808.6608 | 0.00217 | 888.7412 | 0.25327 | 808.6608 | 0.00447 | 806.6161 | 0 | 888.7412 | 0.0035214 | 888.7412 | 0.0035824 | 0 | 0 | 5.501e-05 | 1.971e-05 | -3.9198e-06 | 0 | 0 | 5.4852e-05 | 3.3781e-05 | 0.0001109 | 0.00040703 | 4.3654e-05 | -4.8476e-05 | 8.9026e-05 | 0.00031969 | 0.059973 | 0.0010382 | 0 | 0.00080317 | 0.0008454
|  | 888.9816 | 0 | 888.9816 | 0 | 814.1249 | -0.00021309 | 818.0879 | -0.00028412 | 818.3598 | 2.6427e-06 | 808.8967 | 0 | 808.8967 | 0 | 888.9816 | 0.00025938 | 806.8484 | -0.00010802 | 818.0879 | -0.00045892 | 808.8967 | 0.00103 | 808.6608 | 0.00151 | 806.8484 | -0.00060092 | 814.1249 | 0.00037818 | 808.8967 | 0.00053967 | 888.9816 | 0.2457 | 808.8967 | 0.00433 | 806.8484 | 0 | 888.9816 | 0.0031608 | 888.9816 | 0.0034512 | 0 | 0 | 5.1062e-05 | -9.0849e-06 | 7.9401e-08 | 0 | 0 | 6.3453e-05 | 0.00032188 | 4.5441e-05 | 0.00041175 | 4.1293e-05 | 0.00010377 | 8.9814e-05 | 0.00035626 | 0.058187 | 0.0010488 | 0 | 0.00072215 | 0.0008421
|  | 889.222 | 0 | 889.222 | 0 | 814.3614 | 0.00064499 | 818.3262 | 0.00020785 | 818.5996 | -1.9806e-06 | 809.1327 | 0 | 809.1327 | 0 | 889.222 | 0.00026851 | 807.0806 | 0.00288 | 818.3262 | 0.00084042 | 809.1327 | 0.00246 | 808.8967 | -0.00116 | 807.0806 | 0.0014946 | 814.3614 | 0.00038151 | 809.1327 | 0.00248 | 889.222 | 0.23838 | 809.1327 | 0.00456 | 807.0806 | 0 | 889.222 | 0.0028471 | 889.222 | 0.0035547 | 0 | 0 | 2.7721e-05 | -3.4037e-06 | -1.2858e-06 | 0 | 0 | 5.5912e-05 | 0.00072092 | -7.5386e-06 | 0.00035832 | -5.5778e-05 | 0.00015059 | 9.0556e-05 | 0.00039134 | 0.056459 | 0.0010692 | 0 | 0.00069406 | 0.00083658
|  | 889.4624 | 0 | 889.4624 | 0 | 814.5978 | -0.00041052 | 818.5644 | -0.00023642 | 818.8394 | -8.7433e-06 | 809.3687 | 0 | 809.3687 | 0 | 889.4624 | 0.00019664 | 807.3128 | 0.00333 | 818.5644 | -0.0009037 | 809.3687 | 0.00057633 | 809.1327 | 0.00068722 | 807.3128 | -0.00019737 | 814.5978 | 0.00038445 | 809.3687 | 0.0008362 | 889.4624 | 0.23133 | 809.3687 | 0.0045 | 807.3128 | 0 | 889.4624 | 0.0029271 | 889.4624 | 0.0034052 | 0 | 0 | 3.6706e-05 | 1.4415e-05 | -2.1942e-06 | 0 | 0 | 6.2474e-05 | 0.00066882 | 2.4253e-06 | 0.00032883 | -2.0181e-05 | 4.6704e-05 | 9.1158e-05 | 0.00028869 | 0.054848 | 0.0010798 | 0 | 0.0007521 | 0.00086826
|  | 889.7028 | 0 | 889.7028 | 0 | 814.8343 | 0.00072099 | 818.8027 | 0.00035741 | 819.0792 | -9.5572e-06 | 809.6047 | 0 | 809.6047 | 0 | 889.7028 | 0.00032309 | 807.545 | 0.00243 | 818.8027 | 0.00092405 | 809.6047 | 0.00221 | 809.3687 | -0.00085823 | 807.545 | 0.00059958 | 814.8343 | 0.00038661 | 809.6047 | 0.00161 | 889.7028 | 0.22496 | 809.6047 | 0.00465 | 807.545 | 0 | 889.7028 | 0.0033297 | 889.7028 | 0.0038179 | 0 | 0 | 2.2601e-05 | 2.6217e-05 | -2.2962e-06 | 0 | 0 | 7.7699e-05 | 5.806e-05 | -1.1432e-05 | 0.00033631 | 2.2631e-05 | 2.356e-05 | 9.156e-05 | 0.00025449 | 0.053291 | 0.0010913 | 0 | 0.0007682 | 0.00091725
|  | 889.9432 | 0 | 889.9432 | 0 | 815.0708 | -0.00052987 | 819.041 | -0.00013737 | 819.319 | -9.593e-06 | 809.8407 | 0 | 809.8407 | 0 | 889.9432 | 0.00032328 | 807.7773 | -0.00193 | 819.041 | -0.00102 | 809.8407 | 0.0006406 | 809.6047 | 0.00105 | 807.7773 | -0.00039668 | 815.0708 | 0.00038764 | 809.8407 | 0.00054709 | 889.9432 | 0.21835 | 809.8407 | 0.0046 | 807.7773 | 0 | 889.9432 | 0.0030608 | 889.9432 | 0.0038125 | 0 | 0 | 4.9066e-06 | 3.1106e-05 | -2.3292e-06 | 0 | 0 | 6.2294e-05 | -0.00017635 | -1.6083e-05 | 0.00034348 | -6.2529e-05 | -1.7675e-06 | 9.1649e-05 | 0.0002994 | 0.051704 | 0.001094 | 0 | 0.00070784 | 0.00084814
|  | 890.1837 | 0 | 890.1837 | 0 | 815.3073 | 0.00057136 | 819.2793 | 0.00039846 | 819.5588 | -9.8324e-06 | 810.0767 | 0 | 810.0767 | 0 | 890.1837 | 0.00019493 | 808.0096 | 0.00041174 | 819.2793 | 0.00088501 | 810.0767 | 0.00227 | 809.8407 | -0.00158 | 808.0096 | 0.00038147 | 815.3073 | 0.00038737 | 810.0767 | 0.00199 | 890.1837 | 0.21176 | 810.0767 | 0.00467 | 808.0096 | 0 | 890.1837 | 0.0028276 | 890.1837 | 0.003243 | 0 | 0 | 0.00013703 | 8.3807e-05 | -2.2266e-06 | 0 | 0 | 5.3349e-05 | 0.00067834 | 0.0001771 | 0.00067856 | -2.4782e-05 | 0.00019365 | 9.1401e-05 | 0.00042248 | 0.050188 | 0.0011447 | 0 | 0.00072514 | 0.00084011
|  | 890.4241 | 0 | 890.4241 | 0 | 815.5438 | 0.00058768 | 819.5176 | 0.00030497 | 819.7987 | -8.733e-06 | 810.3127 | 0 | 810.3127 | 0 | 890.4241 | 0.00024885 | 808.2418 | 0.00543 | 819.5176 | 0.00060145 | 810.3127 | 0.00348 | 810.0767 | 0.00137 | 808.2418 | 0.0012862 | 815.5438 | 0.00038574 | 810.3127 | 0.00159 | 890.4241 | 0.20573 | 810.3127 | 0.00503 | 808.2418 | 0 | 890.4241 | 0.0032045 | 890.4241 | 0.0037454 | 0 | 0 | 2.9647e-05 | 2.4005e-05 | -1.6848e-06 | 0 | 0 | 2.5424e-05 | 0.00086393 | -1.837e-06 | 0.00046195 | 0.00035167 | 0.00020418 | 9.0895e-05 | 0.00030802 | 0.048718 | 0.0011731 | 0 | 0.00077005 | 0.00090095
|  | 890.6645 | 0 | 890.6645 | 0 | 815.7803 | -0.00033698 | 819.7559 | -0.00010349 | 820.0385 | -5.3189e-06 | 810.5488 | 0 | 810.5488 | 0 | 890.6645 | -3.7368e-05 | 808.4741 | 0.00201 | 819.7559 | -0.00061687 | 810.5488 | 0.00043435 | 810.3127 | 0.00161 | 808.4741 | 0.00047212 | 815.7803 | 0.0003829 | 810.5488 | 0.00102 | 890.6645 | 0.19951 | 810.5488 | 0.00491 | 808.4741 | 0 | 890.6645 | 0.0032008 | 890.6645 | 0.0037488 | 0 | 0 | 2.8468e-05 | 3.5587e-05 | -1.3311e-06 | 0 | 0 | 6.3441e-07 | 0.00073058 | 0.00012074 | 0.00034873 | 0.00012319 | 0.00026884 | 9.0108e-05 | 0.00036002 | 0.047306 | 0.0011969 | 0 | 0.00082934 | 0.00091878
|  | 890.905 | 0 | 890.905 | 0 | 816.0168 | 0.00057771 | 819.9942 | 0.00040211 | 820.2784 | -5.7797e-06 | 810.7849 | 0 | 810.7849 | 0 | 890.905 | 4.2645e-05 | 808.7064 | 0.00428 | 819.9942 | 0.00163 | 810.7849 | 0.00252 | 810.5488 | -0.00056618 | 808.7064 | 0.0018425 | 816.0168 | 0.00037908 | 810.7849 | 0.00203 | 890.905 | 0.19398 | 810.7849 | 0.00523 | 808.7064 | 0 | 890.905 | 0.0036977 | 890.905 | 0.0038937 | 0 | 0 | 1.4571e-05 | 7.6088e-06 | -1.2154e-06 | 0 | 0 | 2.5155e-05 | 0.00054747 | 2.3828e-05 | 0.00026468 | 8.3078e-05 | 0.00015392 | 8.915e-05 | 0.00033387 | 0.045928 | 0.0012155 | 0 | 0.00086212 | 0.00091025
|  | 891.1454 | 0 | 891.1454 | 0 | 816.2534 | -0.00045453 | 820.2325 | -0.00033825 | 820.5182 | -4.3544e-06 | 811.0209 | 0 | 811.0209 | 0 | 891.1454 | 0.00016658 | 808.9387 | 0.00043346 | 820.2325 | -0.00143 | 811.0209 | -0.00027718 | 810.7849 | 0.00127 | 808.9387 | -0.00051733 | 816.2534 | 0.0003746 | 811.0209 | 0.00079918 | 891.1454 | 0.18803 | 811.0209 | 0.00507 | 808.9387 | 0 | 891.1454 | 0.0034732 | 891.1454 | 0.0036775 | 0 | 0 | 3.3404e-05 | -6.4108e-06 | -2.8673e-07 | 0 | 0 | 6.4627e-05 | 0.00024309 | -0.00010901 | 0.00024115 | -5.9005e-06 | 2.0237e-05 | 8.8022e-05 | 0.00032217 | 0.044538 | 0.0012041 | 0 | 0.00082452 | 0.00091809
|  | 891.3859 | 0 | 891.3859 | 0 | 816.4899 | 0.000737 | 820.4708 | 0.00028446 | 820.7581 | 1.9636e-06 | 811.257 | 0 | 811.257 | 0 | 891.3859 | 0.00037094 | 809.1709 | 0.00166 | 820.4708 | 0.0005153 | 811.257 | 0.00232 | 811.0209 | -0.00132 | 809.1709 | 0.00069161 | 816.4899 | 0.00036973 | 811.257 | 0.00193 | 891.3859 | 0.18241 | 811.257 | 0.00513 | 809.1709 | 0 | 891.3859 | 0.0033847 | 891.3859 | 0.0039586 | 0 | 0 | 3.0418e-05 | -4.3889e-06 | -2.7087e-07 | 0 | 0 | 2.4605e-05 | 0.00015592 | -0.00011258 | 0.00025785 | 1.1805e-06 | 0.00015716 | 8.6873e-05 | 0.00031603 | 0.043179 | 0.0012087 | 0 | 0.00073534 | 0.00091608
|  | 891.6263 | 0 | 891.6263 | 0 | 816.7264 | -0.00047984 | 820.7092 | -0.00032128 | 820.998 | -4.2221e-06 | 811.493 | 0 | 811.493 | 0 | 891.6263 | -0.00016629 | 809.4032 | -0.00031763 | 820.7092 | -0.00146 | 811.493 | -0.00013554 | 811.257 | 0.00133 | 809.4032 | 0.00066149 | 816.7264 | 0.00036469 | 811.493 | 0.0007473 | 891.6263 | 0.17673 | 811.493 | 0.00511 | 809.4032 | 0 | 891.6263 | 0.0027314 | 891.6263 | 0.0036609 | 0 | 0 | 1.3533e-05 | 1.5904e-05 | -4.8725e-06 | 0 | 0 | 7.373e-08 | 0.00025464 | -4.5285e-05 | 0.00029083 | 5.2962e-05 | 0.00013604 | 8.5675e-05 | 0.00032657 | 0.041853 | 0.0012462 | 0 | 0.00066814 | 0.00087197
|  | 891.8668 | 0 | 891.8668 | 0 | 816.963 | 0.00059425 | 820.9475 | 0.00045474 | 821.2379 | -3.6394e-05 | 811.7291 | 0 | 811.7291 | 0 | 891.8668 | 0.0001669 | 809.6355 | 0.00251 | 820.9475 | 0.00108 | 811.7291 | 0.0026 | 811.493 | -0.00088132 | 809.6355 | 0.00050979 | 816.963 | 0.00035961 | 811.7291 | 0.00202 | 891.8668 | 0.17136 | 811.7291 | 0.00545 | 809.6355 | 0 | 891.8668 | 0.0028256 | 891.8668 | 0.0035914 | 0 | 0 | 8.0595e-06 | 2.6797e-05 | -4.3651e-06 | 0 | 0 | 2.4652e-05 | 0.00039477 | 6.0098e-05 | 0.00029073 | 5.2948e-05 | 9.3917e-05 | 8.445e-05 | 0.00032967 | 0.040537 | 0.0012654 | 0 | 0.00065199 | 0.00084974
|  | 892.1073 | 0 | 892.1073 | 0 | 817.1995 | -0.0005261 | 821.1858 | -0.00022987 | 821.4778 | -2.6634e-09 | 811.9651 | 0 | 811.9651 | 0 | 892.1073 | 3.8119e-05 | 809.8678 | 0.00088877 | 821.1858 | -0.00057569 | 811.9651 | -0.0001371 | 811.7291 | 0.00133 | 809.8678 | 0.0002988 | 817.1995 | 0.00035452 | 811.9651 | 0.00077278 | 892.1073 | 0.16577 | 811.9651 | 0.00527 | 809.8678 | 0 | 892.1073 | 0.0025969 | 892.1073 | 0.0034757 | 0 | 0 | 4.4231e-05 | 2.6306e-06 | -3.6888e-06 | 0 | 0 | 3.8853e-05 | 0.00038906 | 7.559e-05 | 0.00038879 | 0.00015995 | 8.2749e-05 | 8.3271e-05 | 0.00028015 | 0.039274 | 0.0012681 | 0 | 0.00069501 | 0.00089246
|  | 892.3478 | 0 | 892.3478 | 0 | 817.4361 | 0.00090003 | 821.4242 | 0.00025195 | 821.7177 | -3.0746e-05 | 812.2013 | 0 | 812.2013 | 0 | 892.3478 | 0.00028501 | 810.1002 | 0.00246 | 821.4242 | 0.00121 | 812.2013 | 0.00343 | 811.9651 | 2.501e-05 | 810.1002 | 0.00041344 | 817.4361 | 0.00034946 | 812.2013 | 0.0016 | 892.3478 | 0.16086 | 812.2013 | 0.00547 | 810.1002 | 0 | 892.3478 | 0.0031833 | 892.3478 | 0.0039466 | 0 | 0 | 7.5775e-05 | -2.9986e-06 | -3.0581e-06 | 0 | 0 | 1.3802e-05 | 0.0006214 | 0.00013426 | 0.00049424 | 0.00014109 | 0.0001476 | 8.21e-05 | 0.00025016 | 0.038044 | 0.0012855 | 0 | 0.00071668 | 0.00089799
|  | 892.5883 | 0 | 892.5883 | 0 | 817.6727 | -0.00025959 | 821.6626 | -0.0002771 | 821.9576 | 5.255e-06 | 812.4374 | 0 | 812.4374 | 0 | 892.5883 | -0.00017022 | 810.3325 | 0.00289 | 821.6626 | -8.3728e-05 | 812.4374 | 0.00075686 | 812.2013 | 0.00117 | 810.3325 | 0.00085733 | 817.6727 | 0.00034445 | 812.4374 | 0.00051919 | 892.5883 | 0.15552 | 812.4374 | 0.00542 | 810.3325 | 0 | 892.5883 | 0.0027768 | 892.5883 | 0.0035214 | 0 | 0 | 6.5682e-05 | -1.6012e-05 | -2.5e-06 | 0 | 0 | 1.3472e-05 | 0.00047982 | 0.00019261 | 0.00037264 | 8.2136e-05 | 0.00021097 | 8.0911e-05 | 0.00028084 | 0.036843 | 0.0013079 | 0 | 0.00072199 | 0.00087512
|  | 892.8288 | 0 | 892.8288 | 0 | 817.9093 | 0.00081487 | 821.9009 | 0.00014274 | 822.1976 | -2.6094e-05 | 812.6735 | 0 | 812.6735 | 0 | 892.8288 | 0.00028226 | 810.5648 | 0.00124 | 821.9009 | 0.0017 | 812.6735 | 0.0024 | 812.4374 | -0.0004742 | 810.5648 | 0.00095851 | 817.9093 | 0.00033958 | 812.6735 | 0.00186 | 892.8288 | 0.15086 | 812.6735 | 0.00566 | 810.5648 | 0 | 892.8288 | 0.0032273 | 892.8288 | 0.0037561 | 0 | 0 | 4.3966e-05 | -1.2882e-05 | -2.5841e-06 | 0 | 0 | 3.2348e-05 | -1.1615e-06 | 0.00011437 | 0.00032231 | 1.7404e-05 | 6.1077e-05 | 7.9802e-05 | 0.00025278 | 0.035675 | 0.0013106 | 0 | 0.00072916 | 0.00087015
|  | 893.0693 | 0 | 893.0693 | 0 | 818.1459 | -0.00044317 | 822.1393 | -0.00025081 | 822.4375 | 4.5536e-06 | 812.9096 | 0 | 812.9096 | 0 | 893.0693 | -1.3249e-05 | 810.7971 | -0.00125 | 822.1393 | -0.00074054 | 812.9096 | 0.00032968 | 812.6735 | 0.00062164 | 810.7971 | -0.00043266 | 818.1459 | 0.00033507 | 812.9096 | 0.00028082 | 893.0693 | 0.14581 | 812.9096 | 0.00544 | 810.7971 | 0 | 893.0693 | 0.0028364 | 893.0693 | 0.00348 | 0 | 0 | 3.8704e-05 | -1.1313e-05 | -4.1288e-06 | 0 | 0 | 4.3536e-05 | 0.00014639 | 9.0531e-05 | 0.00042856 | -5.5302e-05 | 0.00012719 | 7.8826e-05 | 0.00026103 | 0.034566 | 0.0013519 | 0 | 0.00078177 | 0.00092807
|  | 893.3098 | 0 | 893.3098 | 0 | 818.3825 | 0.0007703 | 822.3777 | 0.00015591 | 822.6775 | -3.8961e-05 | 813.1458 | 0 | 813.1458 | 0 | 893.3098 | 0.00037528 | 811.0295 | 0.00251 | 822.3777 | 0.0015 | 813.1458 | 0.0033 | 812.9096 | -0.00109 | 811.0295 | 0.0015274 | 818.3825 | 0.00033116 | 813.1458 | 0.00193 | 893.3098 | 0.14162 | 813.1458 | 0.00601 | 811.0295 | 0 | 893.3098 | 0.0036645 | 893.3098 | 0.0042375 | 0 | 0 | 4.9729e-05 | -2.4096e-06 | -4.982e-06 | 0 | 0 | 1.2372e-05 | 0.00035158 | 7.8011e-05 | 0.00046043 | 6.73e-05 | 0.00017285 | 7.8015e-05 | 0.00027718 | 0.03348 | 0.0013693 | 0 | 0.0008104 | 0.00098048
|  | 893.5503 | 0 | 893.5503 | 0 | 818.6191 | -0.00034999 | 822.6161 | -0.00017613 | 822.9174 | -2.5677e-06 | 813.3818 | 0 | 813.3818 | 0 | 893.5503 | -0.0002724 | 811.2618 | 0.00051615 | 822.6161 | -0.00084555 | 813.3818 | 0.00060043 | 813.1458 | 0.00166 | 811.2618 | -3.9656e-05 | 818.6191 | 0.00032821 | 813.3818 | 0.00041813 | 893.5503 | 0.13679 | 813.3818 | 0.00559 | 811.2618 | 0 | 893.5503 | 0.0030745 | 893.5503 | 0.0039158 | 0 | 0 | 2.9645e-05 | -9.9216e-06 | -4.8014e-06 | 0 | 0 | -8.248e-06 | 0.00035274 | -7.2607e-05 | 0.00039322 | 4.1316e-05 | 0.00013158 | 7.7467e-05 | 0.00024536 | 0.032433 | 0.0013732 | 0 | 0.00078871 | 0.00093572
|  | 893.7908 | 0 | 893.7908 | 0 | 818.8558 | 0.00060055 | 822.8546 | 9.2892e-05 | 823.1574 | -3.7446e-05 | 813.618 | 0 | 813.618 | 0 | 893.7908 | 0.00020381 | 811.4942 | 0.00252 | 822.8546 | 0.00023643 | 813.618 | 0.00273 | 813.3818 | -0.00131 | 811.4942 | 0.0011722 | 818.8558 | 0.00032653 | 813.618 | 0.00166 | 893.7908 | 0.1329 | 813.618 | 0.00604 | 811.4942 | 0 | 893.7908 | 0.0034838 | 893.7908 | 0.003865 | 0 | 0 | 6.3082e-06 | -1.023e-05 | -4.8836e-06 | 0 | 0 | 7.7766e-07 | 0.00033902 | -9.9366e-05 | 0.00026475 | -0.00010684 | 0.00020623 | 7.7253e-05 | 0.00029633 | 0.031466 | 0.0014039 | 0 | 0.00077295 | 0.00089948
|  | 894.0313 | 0 | 894.0313 | 0 | 819.0924 | -0.00054723 | 823.093 | -0.00017871 | 823.3974 | -3.2526e-06 | 813.8541 | 0 | 813.8541 | 0 | 894.0313 | -0.00019735 | 811.7266 | 0.00039807 | 823.093 | -0.00107 | 813.8541 | -0.00048779 | 813.618 | 0.00040514 | 811.7266 | 0.00060282 | 819.0924 | 0.0003264 | 813.8541 | 0.00084968 | 894.0313 | 0.12873 | 813.8541 | 0.00585 | 811.7266 | 0 | 894.0313 | 0.0029433 | 894.0313 | 0.0036141 | 0 | 0 | 1.243e-05 | 1.4631e-05 | -4.896e-06 | 0 | 0 | 3.7255e-05 | 0.00016708 | -1.525e-05 | 0.00023646 | -4.6903e-05 | 0.00013014 | 7.7417e-05 | 0.00031529 | 0.030526 | 0.0014137 | 0 | 0.00078374 | 0.00090661
|  | 894.2719 | 0 | 894.2719 | 0 | 819.329 | 0.00065228 | 823.3314 | 0.00030143 | 823.6374 | -3.7549e-05 | 814.0903 | 0 | 814.0903 | 0 | 894.2719 | 0.00050712 | 811.9589 | 0.00104 | 823.3314 | 0.0009421 | 814.0903 | 0.00249 | 813.8541 | -0.00080237 | 811.9589 | 0.0005173 | 819.329 | 0.00032792 | 814.0903 | 0.00182 | 894.2719 | 0.12509 | 814.0903 | 0.00612 | 811.9589 | 0 | 894.2719 | 0.0035735 | 894.2719 | 0.0039243 | 0 | 0 | 2.295e-05 | 6.4791e-06 | -5.1313e-06 | 0 | 0 | 4.2124e-05 | 3.2193e-05 | 1.2387e-05 | 0.0003448 | -3.5099e-05 | 0.00016592 | 7.7968e-05 | 0.00022768 | 0.029584 | 0.0014382 | 0 | 0.00079559 | 0.00090041
|  | 894.5124 | 0 | 894.5124 | 0 | 819.5657 | -0.00045831 | 823.5698 | -0.00024707 | 823.8774 | -5.2135e-06 | 814.3265 | 0 | 814.3265 | 0 | 894.5124 | -0.0001569 | 812.1914 | -0.00076299 | 823.5698 | -0.00083818 | 814.3265 | 0.00043015 | 814.0903 | 0.00050518 | 812.1913 | 0.00091044 | 819.5657 | 0.00033106 | 814.3265 | 0.00010827 | 894.5124 | 0.12089 | 814.3265 | 0.00606 | 812.1913 | 0 | 894.5124 | 0.0030413 | 894.5124 | 0.003562 | 0 | 0 | 3.2694e-05 | -1.3425e-05 | -5.1781e-06 | 0 | 0 | 6.8235e-05 | 0.00021226 | -8.8387e-05 | 0.00037321 | -2.5691e-05 | 8.5186e-05 | 7.8893e-05 | 0.00024544 | 0.028695 | 0.0014503 | 0 | 0.00085157 | 0.00096465
|  | 894.753 | 0 | 894.753 | 0 | 819.8024 | 0.00073457 | 823.8083 | 0.00013448 | 824.1174 | -3.7939e-05 | 814.5627 | 0 | 814.5627 | 0 | 894.753 | 0.00072425 | 812.4237 | 0.00259 | 823.8083 | 9.69e-05 | 814.5627 | 0.00273 | 814.3265 | -0.00072276 | 812.4237 | -0.00017722 | 819.8024 | 0.00033557 | 814.5627 | 0.00197 | 894.753 | 0.1177 | 814.5627 | 0.00622 | 812.4237 | 0 | 894.753 | 0.0040393 | 894.753 | 0.0044587 | 0 | 0 | 4.3474e-05 | 4.4735e-07 | -5.2569e-06 | 0 | 0 | 7.9594e-05 | 0.00023508 | -2.4528e-05 | 0.00041569 | 2.2768e-05 | -8.2985e-06 | 8.0074e-05 | 0.00032848 | 0.0278 | 0.0014665 | 0 | 0.00084069 | 0.00098695
|  | 894.9935 | 0 | 894.9935 | 0 | 820.0391 | -0.00036723 | 824.0467 | -0.00013072 | 824.3574 | -5.8592e-06 | 814.7988 | 0 | 814.7988 | 0 | 894.9935 | -6.2512e-05 | 812.6561 | -0.00056712 | 824.0467 | -0.00030262 | 814.7988 | 0.00079058 | 814.5627 | 0.00091554 | 812.6561 | 0.00010581 | 820.0391 | 0.00034104 | 814.7988 | 0.00081197 | 894.9935 | 0.11343 | 814.7988 | 0.0062 | 812.6561 | 0 | 894.9935 | 0.0029502 | 894.9935 | 0.0037467 | 0 | 0 | 3.8894e-05 | 1.5124e-05 | -5.7586e-06 | 0 | 0 | 4.2774e-05 | 0.00035477 | 6.8097e-05 | 0.00060238 | 1.1777e-05 | -1.3319e-05 | 8.1401e-05 | 0.00030965 | 0.026925 | 0.0015105 | 0 | 0.0007517 | 0.00097311
|  | 895.2341 | 0 | 895.2341 | 0 | 820.2757 | 0.00069596 | 824.2852 | 0.00025757 | 824.5974 | -4.2131e-05 | 815.035 | 0 | 815.035 | 0 | 895.2341 | 0.00041813 | 812.8886 | 0.00362 | 824.2852 | 0.00087374 | 815.035 | 0.00431 | 814.7988 | -0.0008158 | 812.8885 | -0.00022042 | 820.2757 | 0.00034695 | 815.035 | 0.00181 | 895.2341 | 0.11043 | 815.035 | 0.00659 | 812.8885 | 0 | 895.2341 | 0.0032994 | 895.2341 | 0.0043437 | 0 | 0 | 1.1836e-05 | 1.3731e-05 | -6.157e-06 | 0 | 0 | 4.494e-05 | 0.00082858 | 8.1706e-05 | 0.00065076 | 5.7184e-05 | -2.7127e-05 | 8.2808e-05 | 0.00033306 | 0.026123 | 0.0015578 | 0 | 0.0007655 | 0.00098374
|  | 895.4746 | 0 | 895.4746 | 0 | 820.5124 | -0.00059595 | 824.5237 | -0.00014241 | 824.8375 | -9.1664e-06 | 815.2712 | 0 | 815.2712 | 0 | 895.4746 | -4.4504e-05 | 813.121 | 0.00351 | 824.5237 | -0.00018846 | 815.2712 | 0.0012 | 815.035 | 0.0013 | 813.121 | -1.3003e-05 | 820.5124 | 0.00035275 | 815.2712 | 0.00101 | 895.4746 | 0.10676 | 815.2712 | 0.0066 | 813.121 | 0 | 895.4746 | 0.0030648 | 895.4746 | 0.0038351 | 0 | 0 | 1.2451e-05 | 4.0199e-05 | -6.3915e-06 | 0 | 0 | 7.2716e-05 | 0.0005671 | 0.00017188 | 0.00030353 | 4.3121e-05 | 0.00030088 | 8.4108e-05 | 0.0003366 | 0.025325 | 0.0015673 | 0 | 0.00090106 | 0.00097807
|  | 895.7152 | 0 | 895.7152 | 0 | 820.7491 | 0.00070116 | 824.7622 | 0.00047955 | 825.0775 | -4.4085e-05 | 815.5074 | 0 | 815.5074 | 0 | 895.7152 | 0.00064904 | 813.3534 | 0.00137 | 824.7622 | 0.00163 | 815.5074 | 0.00137 | 815.2712 | -0.00093489 | 813.3534 | 0.0026021 | 820.7491 | 0.00035794 | 815.5074 | 0.00184 | 895.7152 | 0.10378 | 815.5074 | 0.00667 | 813.3534 | 0 | 895.7152 | 0.0044262 | 895.7152 | 0.0042962 | 0 | 0 | 5.0699e-05 | 6.3916e-05 | -5.3582e-06 | 0 | 0 | 2.4715e-05 | 5.7568e-05 | 5.0077e-05 | 0.00021608 | 5.6113e-05 | 0.0001998 | 8.5239e-05 | 0.00029378 | 0.02451 | 0.0015542 | 0 | 0.0008884 | 0.0009059
|  | 895.9558 | 0 | 895.9558 | 0 | 820.9858 | -0.00027288 | 825.0006 | 5.6524e-05 | 825.3176 | -5.5483e-07 | 815.7437 | 0 | 815.7437 | 0 | 895.9558 | -0.00044358 | 813.5858 | -0.00087464 | 825.0006 | -0.00121 | 815.7437 | 0.00045963 | 815.5074 | 0.00141 | 813.5858 | -0.00088281 | 820.9858 | 0.00036212 | 815.7437 | 0.00064759 | 895.9558 | 0.099969 | 815.7437 | 0.00649 | 813.5858 | 0 | 895.9558 | 0.0029594 | 895.9558 | 0.0032348 | 0 | 0 | 5.333e-05 | 3.7773e-05 | -4.1416e-06 | 0 | 0 | -6.5492e-06 | 0.00016913 | -7.084e-05 | 0.00037789 | 0.00011293 | -5.8165e-05 | 8.6063e-05 | 0.00030443 | 0.02377 | 0.0015732 | 0 | 0.00078496 | 0.00084679
|  | 896.1964 | 0 | 896.1964 | 0 | 821.2225 | 0.0007235 | 825.2391 | 0.00026019 | 825.5576 | -3.3951e-05 | 815.9799 | 0 | 815.9799 | 0 | 896.1964 | 0.00038913 | 813.8182 | 0.00233 | 825.2391 | 0.00061603 | 815.9799 | 0.00274 | 815.7437 | -0.00045382 | 813.8182 | 0.0003823 | 821.2225 | 0.00036508 | 815.9799 | 0.00193 | 896.1964 | 0.097629 | 815.9799 | 0.00683 | 813.8182 | 0 | 896.1964 | 0.0035659 | 896.1964 | 0.0038045 | 0 | 0 | 4.5074e-05 | 1.3661e-05 | -3.9447e-06 | 0 | 0 | 3.0059e-06 | 0.00027983 | 4.2505e-07 | 0.00034996 | -3.7168e-05 | -5.6621e-05 | 8.6636e-05 | 0.00022448 | 0.023062 | 0.0015936 | 0 | 0.00077165 | 0.00088019
|  | 896.437 | 0 | 896.437 | 0 | 821.4593 | -0.00034274 | 825.4776 | -0.00014561 | 825.7977 | 1.0935e-06 | 816.2161 | 0 | 816.2161 | 0 | 896.437 | -0.00036415 | 814.0507 | 7.7936e-05 | 825.4776 | -0.00061246 | 816.2161 | 0.0002224 | 815.9799 | 0.00013912 | 814.0507 | -0.00086953 | 821.4593 | 0.00036678 | 816.2161 | -2.9801e-05 | 896.437 | 0.094079 | 816.2161 | 0.00666 | 814.0507 | 0 | 896.437 | 0.0028488 | 896.437 | 0.0035124 | 0 | 0 | 3.8502e-05 | -1.005e-05 | -4.9456e-06 | 0 | 0 | 4.8279e-05 | 0.00052052 | 1.2901e-05 | 0.00038529 | -7.3695e-05 | -4.0494e-05 | 8.6878e-05 | 0.00017954 | 0.022355 | 0.0016038 | 0 | 0.00086178 | 0.00092268
|  | 896.6776 | 0 | 896.6776 | 0 | 821.696 | 0.00066807 | 825.7161 | 6.1346e-05 | 826.0378 | -4.2298e-05 | 816.4523 | 0 | 816.4523 | 0 | 896.6776 | 0.00076547 | 814.2831 | 0.0044 | 825.7161 | 0.00072063 | 816.4523 | 0.00304 | 816.2161 | -0.00076293 | 814.2831 | 0.00052117 | 821.696 | 0.00036732 | 816.4523 | 0.00155 | 896.6776 | 0.091744 | 816.4523 | 0.00692 | 814.2831 | 0 | 896.6776 | 0.0043149 | 896.6776 | 0.0041574 | 0 | 0 | 2.7164e-05 | -3.3345e-05 | -5.6847e-06 | 0 | 0 | 7.3623e-05 | 0.00052861 | 0.00012502 | 0.00050207 | 8.5866e-05 | -5.5687e-05 | 8.6915e-05 | 0.00014382 | 0.021674 | 0.0016433 | 0 | 0.00089844 | 0.00089723
|  | 896.9182 | 0 | 896.9182 | 0 | 821.9327 | -0.0004386 | 825.9547 | -0.00034095 | 826.2779 | -5.0528e-06 | 816.6886 | 0 | 816.6886 | 0 | 896.9182 | -0.00015347 | 814.5156 | 0.00014871 | 825.9547 | 0.00032767 | 816.6886 | 0.00121 | 816.4523 | 0.00149 | 814.5156 | -0.0010004 | 821.9327 | 0.00036691 | 816.6886 | -0.00033256 | 896.9182 | 0.088423 | 816.6886 | 0.00699 | 814.5156 | 0 | 896.9182 | 0.0031534 | 896.9182 | 0.0033008 | 0 | 0 | 5.1994e-05 | -8.8696e-06 | -5.2741e-06 | 0 | 0 | 6.1227e-05 | 0.00014051 | 7.5362e-05 | 0.00035204 | 0.00012527 | 0.00014092 | 8.6738e-05 | 0.00016036 | 0.021056 | 0.0016834 | 0 | 0.00083682 | 0.0009095
|  | 897.1588 | 0 | 897.1588 | 0 | 822.1695 | 0.00087782 | 826.1932 | 0.00026658 | 826.518 | -3.8876e-05 | 816.9249 | 0 | 816.9249 | 0 | 897.1588 | 0.00066239 | 814.7481 | 0.00106 | 826.1932 | 0.00030422 | 816.9249 | 0.00177 | 816.6886 | -0.00042961 | 814.748 | 0.0022126 | 822.1695 | 0.00036582 | 816.9249 | 0.00169 | 897.1588 | 0.086587 | 816.9249 | 0.00726 | 814.748 | 0 | 897.1588 | 0.0038021 | 897.1588 | 0.0042588 | 0 | 0 | 3.8102e-05 | 6.6472e-06 | -5.333e-06 | 0 | 0 | 3.6402e-05 | -0.00012554 | -0.00010683 | 0.00014132 | 9.101e-05 | 0.00012493 | 8.6433e-05 | 0.0003159 | 0.020443 | 0.0017082 | 0 | 0.00078229 | 0.00091924
|  | 897.3994 | 0 | 897.3994 | 0 | 822.4062 | -0.00055596 | 826.4317 | -0.00021084 | 826.7581 | -5.545e-06 | 817.1611 | 0 | 817.1611 | 0 | 897.3994 | -0.0003598 | 814.9805 | -0.00214 | 826.4317 | -0.0012 | 817.1611 | -0.00057369 | 816.9249 | 0.0012 | 814.9805 | -0.0011378 | 822.4062 | 0.00036433 | 817.1611 | 0.00098421 | 897.3994 | 0.083342 | 817.1611 | 0.0072 | 814.9805 | 0 | 897.3994 | 0.0027005 | 897.3994 | 0.0033821 | 0 | 0 | 1.8208e-05 | 2.4546e-05 | -5.508e-06 | 0 | 0 | 3.0141e-05 | 9.4154e-05 | -6.0028e-05 | 0.0002382 | 0.0001575 | -6.6262e-05 | 8.6081e-05 | 0.00031592 | 0.019823 | 0.0017236 | 0 | 0.00080176 | 0.0009152
|  | 897.64 | 0 | 897.64 | 0 | 822.6431 | 0.00070973 | 826.6703 | 0.0004166 | 826.9982 | -4.0334e-05 | 817.3974 | 0 | 817.3974 | 0 | 897.64 | 0.00061032 | 815.213 | 0.00295 | 826.6703 | 0.00069681 | 817.3974 | 0.00259 | 817.1611 | 0.0001333 | 815.213 | 0.00056781 | 822.6431 | 0.00036266 | 817.3974 | 0.00169 | 897.64 | 0.081413 | 817.3974 | 0.00739 | 815.213 | 0 | 897.64 | 0.0039634 | 897.64 | 0.0042246 | 0 | 0 | 3.3036e-05 | 3.0824e-05 | -4.9908e-06 | 0 | 0 | 1.5806e-05 | 0.00067073 | -7.8708e-06 | 0.00032318 | 0.00010262 | 0.00016954 | 8.5663e-05 | 0.00026452 | 0.019236 | 0.0017212 | 0 | 0.00082113 | 0.00090747
|  | 897.8806 | 0 | 897.8806 | 0 | 822.8798 | -0.00043066 | 826.9088 | -0.00015815 | 827.2384 | -1.2264e-06 | 817.6337 | 0 | 817.6337 | 0 | 897.8806 | -0.00047894 | 815.4455 | 0.00282 | 826.9088 | -0.0007628 | 817.6337 | 0.00014566 | 817.3974 | 0.00073534 | 815.4455 | 0.00089074 | 822.8798 | 0.00036098 | 817.6337 | 0.00054913 | 897.8806 | 0.078464 | 817.6337 | 0.00718 | 815.4455 | 0 | 897.8806 | 0.0028615 | 897.8806 | 0.0033179 | 0 | 0 | 4.1536e-05 | 1.5738e-05 | -4.6562e-06 | 0 | 0 | 1.3171e-05 | 0.00058701 | 4.9769e-05 | 0.00038589 | 9.9517e-06 | 0.00032339 | 8.5297e-05 | 0.00029531 | 0.018675 | 0.0017548 | 0 | 0.00086551 | 0.00090303
|  | 898.1213 | 0 | 898.1213 | 0 | 823.1166 | 0.00078145 | 827.1474 | 0.00029007 | 827.4785 | -3.7556e-05 | 817.87 | 0 | 817.87 | 0 | 898.1213 | 0.00058841 | 815.678 | 0.00223 | 827.1474 | 0.00118 | 817.87 | 0.00312 | 817.6337 | -0.0006511 | 815.678 | 0.0018913 | 823.1166 | 0.00035938 | 817.87 | 0.00195 | 898.1213 | 0.076753 | 817.87 | 0.00767 | 815.678 | 0 | 898.1213 | 0.0043322 | 898.1213 | 0.0041877 | 0 | 0 | 4.5655e-05 | -3.4927e-05 | -4.4574e-06 | 0 | 0 | -7.2992e-06 | 0.00061856 | 5.8125e-05 | 0.00048466 | 0.00012985 | 0.00017613 | 8.4906e-05 | 0.00027736 | 0.018128 | 0.0018322 | 0 | 0.00090918 | 0.00097341
|  | 898.3619 | 0 | 898.3619 | 0 | 823.3534 | -0.00039578 | 827.3859 | -0.00058292 | 827.7187 | 4.3704e-07 | 818.1063 | 0 | 818.1063 | 0 | 898.3619 | -0.00064907 | 815.9105 | 0.00309 | 827.3859 | -0.00069264 | 818.1063 | 0.0009828 | 817.87 | 0.00175 | 815.9105 | -0.00037657 | 823.3534 | 0.00035786 | 818.1063 | 0.00039795 | 898.3619 | 0.073902 | 818.1063 | 0.00784 | 815.9105 | 0 | 898.3619 | 0.0032239 | 898.3619 | 0.0039022 | 0 | 0 | 4.7806e-05 | -7.3724e-05 | -4.401e-06 | 0 | 0 | 1.1407e-05 | 0.000873 | -6.0365e-05 | 0.00046117 | 9.9449e-05 | 0.00028343 | 8.4574e-05 | 0.00030226 | 0.017613 | 0.0018646 | 0 | 0.00090906 | 0.0010296
|  | 898.6026 | 0 | 898.6026 | 0 | 823.5902 | 0.00079952 | 827.6245 | -3.5103e-05 | 827.9589 | -3.7086e-05 | 818.3426 | 0 | 818.3426 | 0 | 898.6026 | 0.00074388 | 816.143 | 0.00442 | 827.6245 | 0.0001866 | 818.3426 | 0.00292 | 818.1063 | -0.00090814 | 816.143 | 0.0028148 | 823.5902 | 0.00035639 | 818.3426 | 0.00216 | 898.6026 | 0.072477 | 818.3426 | 0.00794 | 816.143 | 0 | 898.6026 | 0.0043312 | 898.6026 | 0.004655 | 0 | 0 | 4.3357e-05 | -1.0985e-05 | -4.9403e-06 | 0 | 0 | 4.7371e-05 | 0.00096504 | -8.5472e-05 | 0.00048448 | 3.567e-05 | 0.00027551 | 8.4223e-05 | 0.0003487 | 0.017088 | 0.0018658 | 0 | 0.00093917 | 0.001008
|  | 898.8432 | 0 | 898.8432 | 0 | 823.827 | -0.00043336 | 827.8631 | -5.6983e-05 | 828.199 | -4.0517e-06 | 818.5789 | 0 | 818.5789 | 0 | 898.8432 | -0.00035018 | 816.3755 | 0.00388 | 827.8631 | -0.00090307 | 818.5789 | 0.00118 | 818.3426 | 0.00121 | 816.3755 | -0.00044529 | 823.827 | 0.0003549 | 818.5789 | 0.00079094 | 898.8432 | 0.069542 | 818.5789 | 0.00785 | 816.3755 | 0 | 898.8432 | 0.0034741 | 898.8432 | 0.0037222 | 0 | 0 | 3.5175e-05 | -5.4133e-06 | -5.0838e-06 | 0 | 0 | 5.7856e-05 | 0.00091248 | -0.00012964 | 0.0003994 | 4.3316e-05 | 0.00013532 | 8.3885e-05 | 0.00028489 | 0.016583 | 0.0018008 | 0 | 0.00094662 | 0.00098165
|  | 899.0839 | 0 | 899.0839 | 0 | 824.0639 | 0.00073035 | 828.1017 | 1.1603e-05 | 828.4392 | -3.8284e-05 | 818.8152 | 0 | 818.8152 | 0 | 899.0839 | 0.00083099 | 816.608 | 0.00397 | 828.1017 | -0.00018373 | 818.8152 | 0.0022 | 818.5789 | -0.00084343 | 816.608 | 0.0016094 | 824.0639 | 0.00035335 | 818.8152 | 0.00162 | 899.0839 | 0.06827 | 818.8152 | 0.00739 | 816.608 | 0 | 899.0839 | 0.0043928 | 899.0839 | 0.0044358 | 0 | 0 | 2.9536e-05 | -1.7834e-05 | -4.2917e-06 | 0 | 0 | 4.2626e-05 | 0.00044198 | -0.00012967 | 0.00033688 | -4.0182e-05 | 0.00016833 | 8.3492e-05 | 0.00023727 | 0.016112 | 0.0018468 | 0 | 0.0008182 | 0.00095735
|  | 899.3246 | 0 | 899.3246 | 0 | 824.3007 | -0.00048091 | 828.3403 | -0.00016106 | 828.6794 | 2.5448e-06 | 819.0516 | 0 | 819.0516 | 0 | 899.3246 | -0.00047677 | 816.8406 | -0.00016885 | 828.3403 | -0.00090296 | 819.0516 | 0.00065106 | 818.8152 | 0.00050338 | 816.8406 | -0.00016165 | 824.3007 | 0.00035177 | 819.0516 | 0.00038805 | 899.3246 | 0.065625 | 819.0516 | 0.00824 | 816.8406 | 0 | 899.3246 | 0.0024066 | 899.3246 | 0.0035199 | 0 | 0 | 1.931e-05 | -1.5972e-05 | -3.1848e-06 | 0 | 0 | 1.8943e-05 | 0.00065357 | -1.6556e-05 | 0.00030145 | -0.00010476 | 7.6993e-05 | 8.3123e-05 | 0.00022783 | 0.015646 | 0.0019474 | 0 | 0.00081388 | 0.0010268
|  | 899.5652 | 0 | 899.5652 | 0 | 824.5375 | 0.00064399 | 828.5789 | 2.717e-05 | 828.9196 | -2.9059e-05 | 819.2879 | 0 | 819.2879 | 0 | 899.5652 | 0.00063418 | 817.0731 | 0.00579 | 828.5789 | 0.00076417 | 819.2879 | 0.0019 | 819.0516 | -0.00139 | 817.0731 | 0.00082383 | 824.5375 | 0.00035024 | 819.2879 | 0.00154 | 899.5652 | 0.064389 | 819.2879 | 0.00824 | 817.0731 | 0 | 899.5652 | 0.0043565 | 899.5652 | 0.0050122 | 0 | 0 | 3.8326e-05 | -1.286e-05 | -2.202e-06 | 0 | 0 | -1.06e-06 | 0.0011476 | 4.0976e-06 | 0.00025058 | -2.3633e-06 | 7.9081e-05 | 8.2809e-05 | 0.00023561 | 0.015155 | 0.0019438 | 0 | 0.00082822 | 0.0010305
|  | 899.8059 | 0 | 899.8059 | 0 | 824.7744 | -0.0003204 | 828.8176 | -0.00013494 | 829.1598 | 1.0722e-05 | 819.5242 | 0 | 819.5242 | 0 | 899.8059 | -0.00064299 | 817.3057 | 0.00408 | 828.8176 | -0.00072983 | 819.5242 | 0.00022062 | 819.2879 | 0.00137 | 817.3057 | -0.0001437 | 824.7744 | 0.00034894 | 819.5242 | 0.00045388 | 899.8059 | 0.061549 | 819.5242 | 0.00821 | 817.3057 | 0 | 899.8059 | 0.0025258 | 899.8059 | 0.0035508 | 0 | 0 | 4.625e-05 | 1.1223e-05 | -1.6245e-06 | 0 | 0 | 8.0064e-06 | 0.0012177 | 6.5873e-06 | 0.00027429 | 6.6167e-05 | 0.00015854 | 8.2556e-05 | 0.00019075 | 0.014694 | 0.0019632 | 0 | 0.00077146 | 0.00091907
|  | 900.0466 | 0 | 900.0466 | 0 | 825.0113 | 0.0007109 | 829.0562 | 0.00022902 | 829.4 | -2.4246e-05 | 819.7606 | 0 | 819.7606 | 0 | 900.0466 | 0.00070951 | 817.5383 | 0.00639 | 829.0562 | 0.00078505 | 819.7606 | 0.0021 | 819.5242 | -0.00081004 | 817.5383 | 0.0015068 | 825.0113 | 0.00034809 | 819.7606 | 0.00116 | 900.0466 | 0.06055 | 819.7606 | 0.0084 | 817.5383 | 0 | 900.0466 | 0.0038846 | 900.0466 | 0.0040862 | 0 | 0 | 2.5003e-05 | 1.5747e-05 | -1.8096e-06 | 0 | 0 | -2.0613e-06 | 0.00084231 | -8.5311e-05 | 0.00025558 | -6.4778e-06 | 0.00016026 | 8.2439e-05 | 0.00021346 | 0.014242 | 0.0020088 | 0 | 0.00075906 | 0.00085882
|  | 900.2873 | 0 | 900.2873 | 0 | 825.2482 | -0.00049979 | 829.2948 | -9.7047e-05 | 829.6403 | 9.1813e-06 | 819.9969 | 0 | 819.9969 | 0 | 900.2873 | -0.00072664 | 817.7708 | 0.00085445 | 829.2948 | -0.0015 | 819.9969 | 6.2912e-05 | 819.7606 | 0.00075524 | 817.7708 | -0.0001285 | 825.2482 | 0.00034795 | 819.9969 | 0.00064645 | 900.2873 | 0.057795 | 819.9969 | 0.0086 | 817.7708 | 0 | 900.2873 | 0.0024228 | 900.2873 | 0.0030501 | 0 | 0 | 2.0048e-05 | 8.3191e-07 | -2.692e-06 | 0 | 0 | -2.0147e-06 | 0.00069352 | -4.1764e-05 | 0.00013745 | -0.00014472 | -4.4891e-05 | 8.251e-05 | 0.00028325 | 0.013862 | 0.0020341 | 0 | 0.00080837 | 0.00094848
|  | 900.528 | 0 | 900.528 | 0 | 825.485 | 0.00066906 | 829.5335 | 0.00010402 | 829.8805 | -3.1593e-05 | 820.2333 | 0 | 820.2333 | 0 | 900.528 | 0.0007099 | 818.0034 | 0.00511 | 829.5335 | 0.00115 | 820.2333 | 0.0011 | 819.9969 | -0.00198 | 818.0034 | -0.00025759 | 825.485 | 0.0003487 | 820.2333 | 0.00175 | 900.528 | 0.057386 | 820.2333 | 0.00861 | 818.0034 | 0 | 900.528 | 0.004294 | 900.528 | 0.0048309 | 0 | 0 | 3.1543e-05 | -1.5262e-05 | -3.5318e-06 | 0 | 0 | 4.1875e-05 | 0.00088504 | -5.0114e-05 | 9.657e-05 | -5.437e-05 | -7.8874e-06 | 8.2804e-05 | 0.00031766 | 0.013534 | 0.0020377 | 0 | 0.00091448 | 0.0010781
|  | 900.7687 | 0 | 900.7687 | 0 | 825.7219 | -0.00040274 | 829.7721 | -0.00023193 | 830.1208 | 2.1975e-06 | 820.4697 | 0 | 820.4697 | 0 | 900.7687 | -0.00036198 | 818.236 | 0.0025 | 829.7721 | -0.00157 | 820.4697 | -0.00028296 | 820.2333 | 0.00152 | 818.236 | 0.00018977 | 825.7219 | 0.00035043 | 820.4697 | 0.00093762 | 900.7687 | 0.055061 | 820.4697 | 0.00863 | 818.236 | 0 | 900.7687 | 0.0033042 | 900.7687 | 0.0041264 | 0 | 0 | 2.6441e-05 | 2.843e-05 | -3.3829e-06 | 0 | 0 | 9.0126e-05 | 0.00040033 | -0.00013225 | 0.00013912 | 0.00016421 | 0.00012602 | 8.333e-05 | 0.00029402 | 0.013139 | 0.0020637 | 0 | 0.00093576 | 0.0010641
|  | 901.0094 | 0 | 901.0094 | 0 | 825.9588 | 0.00062598 | 830.0107 | 0.00047018 | 830.361 | -3.0361e-05 | 820.7061 | 0 | 820.7061 | 0 | 901.0094 | 0.0011108 | 818.4686 | 0.00094209 | 830.0107 | 0.00046165 | 820.7061 | 0.00146 | 820.4697 | -0.00013065 | 818.4686 | 0.00089377 | 825.9588 | 0.00035314 | 820.7061 | 0.00155 | 901.0094 | 0.054109 | 820.7061 | 0.00883 | 818.4686 | 0 | 901.0094 | 0.0044708 | 901.0094 | 0.0047146 | 0 | 0 | 1.289e-05 | 2.4852e-05 | -2.8401e-06 | 0 | 0 | 3.7913e-05 | -6.9519e-05 | 6.1812e-06 | 0.00019823 | 0.00012048 | 4.2837e-05 | 8.409e-05 | 0.00024566 | 0.012693 | 0.0021073 | 0 | 0.00085235 | 0.000973
|  | 901.2501 | 0 | 901.2501 | 0 | 826.1957 | -0.00051718 | 830.2495 | -0.00026197 | 830.6013 | 6.7175e-06 | 820.9425 | 0 | 820.9425 | 0 | 901.2501 | -0.00079582 | 818.7011 | -0.00154 | 830.2495 | -0.00040986 | 820.9425 | 0.00021725 | 820.7061 | 0.00115 | 818.7011 | -0.00052535 | 826.1957 | 0.00035667 | 820.9425 | 0.0005285 | 901.2501 | 0.051349 | 820.9425 | 0.009 | 818.7011 | 0 | 901.2501 | 0.0026109 | 901.2501 | 0.0033695 | 0 | 0 | 4.611e-06 | -2.1299e-05 | -2.6535e-06 | 0 | 0 | 3.7874e-05 | 0.00015236 | 6.3907e-05 | 0.00023134 | 6.2379e-05 | 7.4399e-05 | 8.4998e-05 | 0.00025867 | 0.012353 | 0.0021393 | 0 | 0.00084049 | 0.00098181
|  | 901.4909 | 0 | 901.4909 | 0 | 826.4327 | 0.0005561 | 830.4881 | 8.3471e-05 | 830.8415 | -2.8803e-05 | 821.1789 | 0 | 821.1789 | 0 | 901.4909 | 0.0011105 | 818.9337 | 0.00285 | 830.4881 | 0.00094544 | 821.1789 | 0.00174 | 820.9425 | -0.00062221 | 818.9337 | 0.001165 | 826.4327 | 0.0003608 | 821.1789 | 0.00166 | 901.4909 | 0.05128 | 821.1789 | 0.0091 | 818.9337 | 0 | 901.4909 | 0.004372 | 901.4909 | 0.0047874 | 0 | 0 | 4.4733e-05 | -2.1968e-05 | -2.8341e-06 | 0 | 0 | 6.2956e-05 | 0.0004289 | 5.1033e-05 | 0.00023554 | -1.3114e-05 | -2.9974e-05 | 8.5991e-05 | 0.00022441 | 0.011998 | 0.0021694 | 0 | 0.00086248 | 0.00097993
|  | 901.7316 | 0 | 901.7316 | 0 | 826.6696 | -0.00017841 | 830.7268 | -0.00026753 | 831.0819 | 5.215e-06 | 821.4153 | 0 | 821.4153 | 0 | 901.7316 | -0.00058744 | 819.1663 | 0.00083785 | 830.7268 | -0.00051786 | 821.4153 | 0.00025231 | 821.1789 | 0.00051126 | 819.1663 | -0.0014228 | 826.6696 | 0.00036524 | 821.4153 | 0.00023819 | 901.7316 | 0.048402 | 821.4153 | 0.00925 | 819.1663 | 0 | 901.7316 | 0.0027935 | 901.7316 | 0.0033539 | 0 | 0 | 5.1109e-05 | -1.7222e-05 | -2.9418e-06 | 0 | 0 | 7.0276e-05 | 0.00049301 | 7.4026e-06 | 0.00038086 | -8.1958e-06 | -5.5649e-05 | 8.7071e-05 | 0.00021372 | 0.01161 | 0.0021724 | 0 | 0.00090092 | 0.0010166
|  | 901.9723 | 0 | 901.9723 | 0 | 826.9065 | 0.00060983 | 830.9655 | 0.00012323 | 831.3221 | -2.9701e-05 | 821.6517 | 0 | 821.6517 | 0 | 901.9723 | 0.0011713 | 819.399 | 0.0034 | 830.9655 | 0.00057989 | 821.6517 | 0.00297 | 821.4153 | -0.00058058 | 819.399 | 0.00094441 | 826.9065 | 0.00036972 | 821.6517 | 0.00157 | 901.9723 | 0.048053 | 821.6517 | 0.00913 | 819.399 | 0 | 901.9723 | 0.004691 | 901.9723 | 0.0050914 | 0 | 0 | 2.5494e-05 | -3.3627e-05 | -3.0411e-06 | 0 | 0 | 7.3556e-05 | 0.00016631 | -1.5465e-05 | 0.00052255 | 0.00014177 | 0.00015033 | 8.8132e-05 | 0.00023344 | 0.011303 | 0.0022475 | 0 | 0.00086838 | 0.0010395
|  | 902.2131 | 0 | 902.2131 | 0 | 827.1435 | -0.00039469 | 831.2042 | -0.00040499 | 831.5624 | 4.3894e-06 | 821.8882 | 0 | 821.8882 | 0 | 902.2131 | -0.00056019 | 819.6316 | -0.00197 | 831.2042 | -0.00070947 | 821.8882 | 0.00145 | 821.6517 | 0.00178 | 819.6316 | 0.00034813 | 827.1435 | 0.00037401 | 821.8882 | 0.00040456 | 902.2131 | 0.045853 | 821.8882 | 0.00988 | 819.6316 | 0 | 902.2131 | 0.0025232 | 902.2131 | 0.0035444 | 0 | 0 | 4.0879e-05 | -1.803e-05 | -3.6104e-06 | 0 | 0 | 0.00010013 | 0.00029309 | 8.2419e-05 | 0.00044098 | 0.00025973 | 0.00026142 | 8.908e-05 | 0.00011945 | 0.011034 | 0.0023231 | 0 | 0.00097754 | 0.0011417
|  | 902.4538 | 0 | 902.4538 | 0 | 827.3804 | 0.00073975 | 831.4429 | 0.00025392 | 831.8028 | -3.4431e-05 | 822.1246 | 0 | 822.1246 | 0 | 902.4538 | 0.001392 | 819.8642 | 0.00449 | 831.4429 | 0.0014 | 822.1246 | 0.00228 | 821.8882 | 0.00041692 | 819.8642 | 0.0018997 | 827.3804 | 0.00037792 | 822.1246 | 0.00060578 | 902.4538 | 0.045809 | 822.1246 | 0.00977 | 819.8642 | 0 | 902.4538 | 0.0055976 | 902.4538 | 0.0059404 | 0 | 0 | 2.5307e-05 | -1.7056e-07 | -3.8986e-06 | 0 | 0 | 0.00011417 | 0.00065726 | 8.6585e-05 | 0.00018988 | 0.00020298 | 0.00021172 | 8.9949e-05 | 0.00011938 | 0.010752 | 0.0023007 | 0 | 0.00099196 | 0.0011551
|  | 902.6946 | 0 | 902.6946 | 0 | 827.6174 | -0.00052613 | 831.6816 | -0.00025535 | 832.0431 | 1.9816e-06 | 822.3611 | 0 | 822.3611 | 0 | 902.6946 | -0.00044357 | 820.0969 | 0.00116 | 831.6816 | -0.00067456 | 822.3611 | -0.00067391 | 822.1246 | 0.0013 | 820.0969 | -7.9728e-05 | 827.6174 | 0.00038134 | 822.3611 | 0.00040396 | 902.6946 | 0.043506 | 822.3611 | 0.00969 | 820.0969 | 0 | 902.6946 | 0.0026426 | 902.6946 | 0.0036549 | 0 | 0 | 5.1757e-06 | -2.2412e-05 | -3.4096e-06 | 0 | 0 | 7.0794e-05 | 0.00049779 | 7.5843e-05 | 0.00024899 | -1.064e-05 | 9.9949e-05 | 9.0718e-05 | 0.00020145 | 0.010441 | 0.0023314 | 0 | 0.00091689 | 0.0010359
|  | 902.9353 | 0 | 902.9353 | 0 | 827.8544 | 0.00056981 | 831.9203 | 6.7574e-05 | 832.2835 | -3.0352e-05 | 822.5975 | 0 | 822.5975 | 0 | 902.9353 | 0.0010317 | 820.3295 | 0.00312 | 831.9203 | 0.00131 | 822.5975 | 0.00278 | 822.3611 | -0.00139 | 820.3295 | 0.00093912 | 827.8544 | 0.00038421 | 822.5975 | 0.0013 | 902.9353 | 0.043228 | 822.5975 | 0.01003 | 820.3295 | 0 | 902.9353 | 0.004974 | 902.9353 | 0.0049504 | 0 | 0 | 1.7475e-05 | -1.9286e-05 | -2.9186e-06 | 0 | 0 | 2.1328e-05 | 0.00042303 | 0.00015116 | 0.00031599 | 4.2561e-05 | 0.00017991 | 9.1307e-05 | 0.00023107 | 0.01011 | 0.0023751 | 0 | 0.00091175 | 0.0010097
|  | 903.1761 | 0 | 903.1761 | 0 | 828.0913 | -0.0004223 | 832.1591 | -0.00022912 | 832.5238 | 6.0658e-06 | 822.834 | 0 | 822.834 | 0 | 903.1761 | -0.00085449 | 820.5621 | 0.0005165 | 832.1591 | -4.3856e-05 | 822.834 | -0.0001072 | 822.5975 | 0.00175 | 820.5621 | 0.00060743 | 828.0913 | 0.00038651 | 822.834 | 0.00065449 | 903.1761 | 0.040749 | 822.834 | 0.01006 | 820.5621 | 0 | 903.1761 | 0.0025996 | 903.1761 | 0.0034366 | 0 | 0 | 3.1032e-05 | -1.4875e-05 | -2.1022e-06 | 0 | 0 | 1.1968e-06 | 0.00036372 | 5.0957e-05 | 0.00031845 | 0.0001175 | 7.9605e-05 | 9.1808e-05 | 0.00036595 | 0.0098421 | 0.0023948 | 0 | 0.00079304 | 0.00099358
|  | 903.4169 | 0 | 903.4169 | 0 | 828.3283 | 0.00068417 | 832.3978 | 0.00010449 | 832.7642 | -2.3558e-05 | 823.0705 | 0 | 823.0705 | 0 | 903.4169 | 0.00086444 | 820.7948 | 0.00261 | 832.3978 | 0.00047079 | 823.0705 | 0.0028 | 822.834 | -0.00075611 | 820.7948 | 7.6859e-05 | 828.3283 | 0.00038824 | 823.0705 | 0.00244 | 903.4169 | 0.041003 | 823.0705 | 0.01019 | 820.7948 | 0 | 903.4169 | 0.0039876 | 903.4169 | 0.0048164 | 0 | 0 | 3.2048e-05 | -3.2156e-05 | -1.9555e-06 | 0 | 0 | -1.7556e-05 | 0.0010121 | -2.8581e-05 | 0.0003239 | 8.7973e-05 | 3.5149e-05 | 9.215e-05 | 0.00031935 | 0.0096018 | 0.0024 | 0 | 0.00074471 | 0.00099596
|  | 903.6577 | 0 | 903.6577 | 0 | 828.5653 | -0.00041373 | 832.6366 | -0.00037384 | 833.0045 | 7.2862e-06 | 823.307 | 0 | 823.307 | 0 | 903.6577 | -0.0010103 | 821.0275 | 0.00609 | 832.6366 | -0.0007102 | 823.307 | -6.0324e-05 | 823.0705 | 0.0015 | 821.0275 | 0.00022528 | 828.5653 | 0.0003894 | 823.307 | 0.00026121 | 903.6577 | 0.038753 | 823.307 | 0.01011 | 821.0275 | 0 | 903.6577 | 0.0021982 | 903.6577 | 0.0034564 | 0 | 0 | 3.2696e-05 | -1.5135e-05 | -2.3589e-06 | 0 | 0 | 3.2203e-05 | 0.0010342 | 6.6832e-05 | 0.0001939 | 1.1822e-06 | -2.6935e-05 | 9.2361e-05 | 0.00020827 | 0.0093861 | 0.002455 | 0 | 0.00085217 | 0.0010509
|  | 903.8985 | 0 | 903.8985 | 0 | 828.8023 | 0.00068965 | 832.8754 | 0.00024706 | 833.2449 | -2.6915e-05 | 823.5435 | 0 | 823.5435 | 0 | 903.8985 | 0.0012777 | 821.2601 | 0.0028 | 832.8754 | 0.00127 | 823.5435 | 0.0017 | 823.307 | -0.00149 | 821.2601 | -0.00045681 | 828.8023 | 0.00039002 | 823.5435 | 0.0015 | 903.8985 | 0.039208 | 823.5435 | 0.01065 | 821.2601 | 0 | 903.8985 | 0.0048799 | 903.8985 | 0.0052726 | 0 | 0 | 4.3383e-05 | -1.8303e-05 | -2.038e-06 | 0 | 0 | 5.8063e-05 | 0.00025309 | 5.8843e-05 | 0.00023242 | -6.8203e-05 | -0.00010851 | 9.2469e-05 | 0.00024499 | 0.0091293 | 0.0024957 | 0 | 0.00088552 | 0.00099012
|  | 904.1393 | 0 | 904.1393 | 0 | 829.0394 | -0.00032364 | 833.1141 | -0.00040037 | 833.4853 | 9.9616e-06 | 823.7799 | 0 | 823.7799 | 0 | 904.1393 | -0.00079547 | 821.4928 | -0.00062446 | 833.1141 | -0.00077712 | 823.7799 | 0.00026594 | 823.5435 | 0.00091326 | 821.4928 | -0.00047592 | 829.0394 | 0.00039011 | 823.7799 | 0.00057226 | 904.1393 | 0.03662 | 823.7799 | 0.01046 | 821.4928 | 0 | 904.1393 | 0.0024752 | 904.1393 | 0.0029513 | 0 | 0 | 5.0287e-05 | -1.7222e-05 | -1.8487e-06 | 0 | 0 | 2.8808e-05 | 0.00020078 | 3.019e-05 | 0.00035074 | 3.3304e-05 | 0.00013463 | 9.2406e-05 | 0.00032074 | 0.0088384 | 0.0025318 | 0 | 0.00081815 | 0.00090907
|  | 904.3801 | 0 | 904.3801 | 0 | 829.2764 | 0.000748 | 833.3529 | 0.00025612 | 833.7256 | -2.5344e-05 | 824.0164 | 0 | 824.0164 | 0 | 904.3801 | 0.0010347 | 821.7255 | 0.00235 | 833.3529 | 0.00103 | 824.0164 | 0.0027 | 823.7799 | -0.00063156 | 821.7255 | 0.0016329 | 829.2764 | 0.00038969 | 824.0164 | 0.00214 | 904.3801 | 0.036788 | 824.0164 | 0.01095 | 821.7255 | 0 | 904.3801 | 0.0043201 | 904.3801 | 0.0045991 | 0 | 0 | 1.5266e-05 | 6.0226e-06 | -1.9838e-06 | 0 | 0 | 3.4612e-05 | 0.00022573 | -5.3721e-05 | 0.00022505 | 0.00011334 | 0.00029275 | 9.2269e-05 | 0.00023874 | 0.0085559 | 0.0025791 | 0 | 0.00072177 | 0.00094319
|  | 904.6209 | 0 | 904.6209 | 0 | 829.5134 | -0.00061921 | 833.5917 | -0.00020567 | 833.9661 | 8.8407e-06 | 824.2529 | 0 | 824.2529 | 0 | 904.6209 | -0.00074727 | 821.9582 | -0.00040969 | 833.5917 | -0.00148 | 824.2529 | -0.00079687 | 824.0164 | 0.00159 | 821.9582 | 0.00088359 | 829.5134 | 0.00038876 | 824.2529 | -0.00012112 | 904.6209 | 0.034271 | 824.2529 | 0.01086 | 821.9582 | 0 | 904.6209 | 0.0016744 | 904.6209 | 0.0032344 | 0 | 0 | 2.8716e-05 | 1.733e-05 | -2.2302e-06 | 0 | 0 | 4.6749e-05 | 0.0003852 | -4.656e-05 | 0.00011626 | 0.00014333 | 0.00026492 | 9.1969e-05 | 0.00019854 | 0.0083346 | 0.0026052 | 0 | 0.00080158 | 0.00096544
|  | 904.8617 | 0 | 904.8617 | 0 | 829.7504 | 0.00086154 | 833.8304 | 0.00035083 | 834.2065 | -2.7393e-05 | 824.4894 | 0 | 824.4894 | 0 | 904.8617 | 0.0011355 | 822.1909 | 0.00372 | 833.8304 | 0.00109 | 824.4894 | 0.00178 | 824.2529 | -0.00037792 | 822.1909 | 0.0013931 | 829.7504 | 0.00038735 | 824.4894 | 0.0018 | 904.8617 | 0.034948 | 824.4894 | 0.01117 | 822.1909 | 0 | 904.8617 | 0.0049827 | 904.8617 | 0.0047836 | 0 | 0 | 5.6763e-05 | 3.2858e-05 | -2.4857e-06 | 0 | 0 | -1.4835e-05 | 0.00046559 | 2.3006e-05 | 0.00028183 | 0.00010904 | 0.00024048 | 9.1607e-05 | 0.00025053 | 0.0081368 | 0.002581 | 0 | 0.0008811 | 0.00098335
|  | 905.1025 | 0 | 905.1025 | 0 | 829.9875 | -0.00038265 | 834.0693 | -7.5668e-05 | 834.4469 | 6.7146e-06 | 824.726 | 0 | 824.726 | 0 | 905.1025 | -0.0012587 | 822.4236 | 0.00028129 | 834.0693 | -0.00089735 | 824.726 | 0.00060267 | 824.4894 | 0.0013 | 822.4236 | 0.00067356 | 829.9875 | 0.00038551 | 824.726 | 0.00031802 | 905.1025 | 0.032628 | 824.726 | 0.01065 | 822.4236 | 0 | 905.1025 | 0.0023347 | 905.1025 | 0.0033831 | 0 | 0 | 9.5283e-05 | 6.5099e-06 | -3.2133e-06 | 0 | 0 | 2.4457e-05 | 0.00054241 | -8.2102e-05 | 0.00024156 | -4.3765e-05 | 0.00015277 | 9.1125e-05 | 0.000228 | 0.007944 | 0.0025945 | 0 | 0.00087461 | 0.0010039
|  | 905.3433 | 0 | 905.3433 | 0 | 830.2245 | 0.0011865 | 834.3081 | 0.00013018 | 834.6873 | -3.3445e-05 | 824.9625 | 0 | 824.9625 | 0 | 905.3433 | 0.0014618 | 822.6564 | 0.00438 | 834.3081 | 0.00020984 | 824.9625 | 0.00144 | 824.726 | -0.00167 | 822.6564 | 0.00063931 | 830.2245 | 0.00038328 | 824.9625 | 0.00161 | 905.3433 | 0.033347 | 824.9625 | 0.01129 | 822.6564 | 0 | 905.3433 | 0.0049289 | 905.3433 | 0.0049545 | 0 | 0 | 9.7335e-05 | -1.4054e-05 | -4.2047e-06 | 0 | 0 | 0.00010494 | 0.00060367 | 3.1476e-05 | 7.8334e-05 | -7.0953e-06 | 0.00028846 | 9.0586e-05 | 0.00021263 | 0.0077741 | 0.0026651 | 0 | 0.00096233 | 0.0010133
|  | 905.5842 | 0 | 905.5842 | 0 | 830.4617 | -0.00036555 | 834.5469 | -0.0002479 | 834.9278 | -1.5234e-06 | 825.1991 | 0 | 825.1991 | 0 | 905.5842 | -0.00059034 | 822.8891 | 0.00080773 | 834.5469 | 5.3812e-05 | 825.1991 | -0.00077778 | 824.9625 | 0.00161 | 822.8891 | 0.0018397 | 830.4617 | 0.00038076 | 825.1991 | 0.00018757 | 905.5842 | 0.031214 | 825.1991 | 0.01124 | 822.8891 | 0 | 905.5842 | 0.0030629 | 905.5842 | 0.0034603 | 0 | 0 | 3.8324e-05 | -2.4739e-05 | -4.6047e-06 | 0 | 0 | 6.281e-05 | 0.00038607 | 8.8416e-05 | 0.00012325 | 7.2823e-05 | 0.00043272 | 8.9936e-05 | 0.00016645 | 0.0075528 | 0.0027246 | 0 | 0.0008777 | 0.00094888
|  | 905.825 | 0 | 905.825 | 0 | 830.6987 | 0.00068888 | 834.7857 | 4.0733e-05 | 835.1682 | -3.6783e-05 | 825.4356 | 0 | 825.4356 | 0 | 905.825 | 0.0011119 | 823.1218 | 0.00251 | 834.7857 | 0.0006866 | 825.4356 | 0.00182 | 825.1991 | -0.00099437 | 823.1218 | 0.001879 | 830.6987 | 0.000378 | 825.4356 | 0.00122 | 905.825 | 0.031506 | 825.4356 | 0.0118 | 823.1218 | 0 | 905.825 | 0.0042257 | 905.825 | 0.0044195 | 0 | 0 | 4.2026e-05 | -3.5216e-05 | -5.1585e-06 | 0 | 0 | 3.1635e-05 | 0.00050384 | 3.6183e-07 | 0.0002826 | 7.8714e-05 | 0.00022882 | 8.9258e-05 | 0.00020158 | 0.0073089 | 0.0027951 | 0 | 0.00077082 | 0.00087346
|  | 906.0658 | 0 | 906.0658 | 0 | 830.9358 | -0.00033432 | 835.0245 | -0.00033564 | 835.4087 | -6.1186e-06 | 825.6722 | 0 | 825.6722 | 0 | 906.0658 | -0.00084923 | 823.3546 | 0.00182 | 835.0245 | -0.00068357 | 825.6722 | 0.00056916 | 825.4356 | 0.00166 | 823.3546 | 8.7399e-05 | 830.9358 | 0.00037504 | 825.6722 | 0.0004842 | 906.0658 | 0.029187 | 825.6722 | 0.01183 | 823.3546 | 0 | 906.0658 | 0.0021751 | 906.0658 | 0.0028337 | 0 | 0 | 2.7163e-05 | -1.5823e-05 | -5.4394e-06 | 0 | 0 | 6.6617e-05 | 0.00076335 | -4.0959e-05 | 0.000324 | 4.6131e-05 | -1.4546e-05 | 8.8549e-05 | 0.00019803 | 0.0071306 | 0.0028199 | 0 | 0.0007621 | 0.00088733
|  | 906.3067 | 0 | 906.3067 | 0 | 831.1729 | 0.00056343 | 835.2634 | 0.00020317 | 835.6492 | -3.9119e-05 | 825.9088 | 0 | 825.9088 | 0 | 906.3067 | 0.0014024 | 823.5873 | 0.00474 | 835.2634 | 0.00034066 | 825.9088 | 0.00217 | 825.6722 | -0.00127 | 823.5873 | -0.00021241 | 831.1729 | 0.00037183 | 825.9088 | 0.00119 | 906.3067 | 0.030025 | 825.9088 | 0.01201 | 823.5873 | 0 | 906.3067 | 0.0041534 | 906.3067 | 0.0045346 | 0 | 0 | 1.5896e-05 | -9.9126e-07 | -5.8566e-06 | 0 | 0 | 8.9732e-05 | 0.00076704 | 4.8719e-06 | 0.00014336 | 2.6023e-05 | 3.1663e-05 | 8.7746e-05 | 0.00018468 | 0.0069819 | 0.0028341 | 0 | 0.00083018 | 0.00099186
|  | 906.5476 | 0 | 906.5476 | 0 | 831.41 | -0.00042936 | 835.5023 | -0.00021147 | 835.8896 | -9.5887e-06 | 826.1453 | 0 | 826.1453 | 0 | 906.5476 | -0.00065732 | 823.8201 | 0.00185 | 835.5023 | -0.00029986 | 826.1453 | -0.00095803 | 825.9088 | 0.00149 | 823.8201 | 0.00048444 | 831.41 | 0.00036826 | 826.1453 | 0.0003713 | 906.5476 | 0.027949 | 826.1453 | 0.01195 | 823.8201 | 0 | 906.5476 | 0.0027401 | 906.5476 | 0.0037014 | 0 | 0 | 4.7536e-05 | 1.5961e-05 | -6.4192e-06 | 0 | 0 | 8.3883e-05 | 0.00070517 | 0.00012663 | 0.00016588 | 4.0217e-05 | 0.00027092 | 8.6837e-05 | 0.00026637 | 0.0067517 | 0.0028752 | 0 | 0.00094969 | 0.0010887
|  | 906.7884 | 0 | 906.7884 | 0 | 831.6472 | 0.0008303 | 835.7411 | 0.0003451 | 836.1301 | -4.3798e-05 | 826.382 | 0 | 826.382 | 0 | 906.7884 | 0.0013539 | 824.0528 | 0.00421 | 835.7411 | 0.00136 | 826.382 | 0.00236 | 826.1453 | -0.00115 | 824.0528 | 0.0018438 | 831.6472 | 0.00036417 | 826.382 | 0.00188 | 906.7884 | 0.028113 | 826.382 | 0.01235 | 824.0528 | 0 | 906.7884 | 0.0051457 | 906.7884 | 0.0053387 | 0 | 0 | 4.8709e-05 | 1.4826e-05 | -6.2283e-06 | 0 | 0 | 7.2328e-05 | 0.0007868 | 9.3337e-05 | 0.00041281 | 8.7557e-05 | 0.00017231 | 8.5784e-05 | 0.00036668 | 0.0065886 | 0.0029358 | 0 | 0.001005 | 0.0010393
|  | 907.0293 | 0 | 907.0293 | 0 | 831.8843 | -0.00041946 | 835.98 | -0.00022094 | 836.3706 | -8.0015e-06 | 826.6185 | 0 | 826.6185 | 0 | 907.0293 | -0.00075329 | 824.2856 | 0.00255 | 835.98 | -0.00057838 | 826.6185 | 0.00113 | 826.382 | 0.00189 | 824.2856 | -0.00036342 | 831.8843 | 0.00035938 | 826.6185 | 0.00122 | 907.0293 | 0.026593 | 826.6185 | 0.01247 | 824.2856 | 0 | 907.0293 | 0.0031991 | 907.0293 | 0.0032912 | 0 | 0 | 3.3813e-05 | 1.2801e-05 | -6.1958e-06 | 0 | 0 | 3.7278e-05 | 0.0010196 | 3.1704e-05 | 0.00039034 | 0.00011048 | 0.00010891 | 8.456e-05 | 0.00030872 | 0.0064538 | 0.0029855 | 0 | 0.0010077 | 0.0010084
|  | 907.2702 | 0 | 907.2702 | 0 | 832.1214 | 0.00070466 | 836.2189 | 0.00032811 | 836.6111 | -4.3514e-05 | 826.8551 | 0 | 826.8551 | 0 | 907.2702 | 0.0010628 | 824.5184 | 0.00621 | 836.2189 | 0.00084381 | 826.8551 | 0.00217 | 826.6185 | -0.00095602 | 824.5184 | 0.0012991 | 832.1214 | 0.00035384 | 826.8551 | 0.00139 | 907.2702 | 0.026992 | 826.8551 | 0.01277 | 824.5184 | 0 | 907.2702 | 0.0051679 | 907.2702 | 0.0050814 | 0 | 0 | 4.3043e-05 | 2.6664e-05 | -6.3071e-06 | 0 | 0 | 1.5957e-05 | 0.00073568 | 6.4811e-07 | 0.00028003 | 8.746e-07 | 0.0001818 | 8.3166e-05 | 0.00023929 | 0.0062617 | 0.0030243 | 0 | 0.00090622 | 0.0010279
|  | 907.511 | 0 | 907.511 | 0 | 832.3585 | -0.00034161 | 836.4578 | -0.00010488 | 836.8517 | -8.9298e-06 | 827.0917 | 0 | 827.0917 | 0 | 907.511 | -0.00093032 | 824.7512 | 0.00011058 | 836.4578 | -0.00083838 | 827.0917 | 0.00019673 | 826.8551 | 0.00096342 | 824.7512 | 0.0002628 | 832.3585 | 0.00034762 | 827.0917 | 0.00063241 | 907.511 | 0.024998 | 827.0917 | 0.01279 | 824.7512 | 0 | 907.511 | 0.0023563 | 907.511 | 0.0034535 | 0 | 0 | 6.0843e-05 | 3.4018e-05 | -6.127e-06 | 0 | 0 | 4.3138e-05 | 0.0006414 | -6.6229e-05 | 0.00026937 | 9.6144e-05 | 7.3727e-05 | 8.1668e-05 | 0.00021798 | 0.0061071 | 0.0030253 | 0 | 0.00086837 | 0.00099601
|  | 907.7519 | 0 | 907.7519 | 0 | 832.5957 | 0.00085466 | 836.6967 | 0.00038967 | 837.0922 | -4.2027e-05 | 827.3284 | 0 | 827.3284 | 0 | 907.7519 | 0.0012885 | 824.984 | 0.0054 | 836.6967 | 0.00028393 | 827.3284 | 0.00208 | 827.0917 | -0.00015084 | 824.9839 | 0.00037062 | 832.5957 | 0.00034103 | 827.3284 | 0.00121 | 907.7519 | 0.025706 | 827.3284 | 0.01278 | 824.9839 | 0 | 907.7519 | 0.0048533 | 907.7519 | 0.004816 | 0 | 0 | 6.3667e-05 | 8.2035e-06 | -5.3486e-06 | 0 | 0 | 5.0274e-05 | 0.0008264 | -6.5912e-05 | 0.00021712 | 3.9624e-05 | 0.00011119 | 8.0094e-05 | 0.00016634 | 0.0059364 | 0.0030383 | 0 | 0.00082986 | 0.00089205
|  | 907.9928 | 0 | 907.9928 | 0 | 832.8328 | -0.00031766 | 836.9356 | -0.00032099 | 837.3327 | -2.4452e-06 | 827.565 | 0 | 827.565 | 0 | 907.9928 | -0.00087108 | 825.2167 | 0.0017 | 836.9356 | -0.00083575 | 827.565 | -0.00024494 | 827.3284 | 0.00048574 | 825.2167 | 0.00058467 | 832.8328 | 0.00033453 | 827.565 | 0.00019591 | 907.9928 | 0.023581 | 827.565 | 0.0129 | 825.2167 | 0 | 907.9928 | 0.0020366 | 907.9928 | 0.0025904 | 0 | 0 | 4.722e-05 | 1.3098e-05 | -3.8235e-06 | 0 | 0 | 4.0204e-05 | 0.00053656 | -3.2038e-05 | 0.00020648 | -8.3324e-05 | 0.00019077 | 7.8658e-05 | 0.000128 | 0.005792 | 0.0031165 | 0 | 0.00081955 | 0.00088199
|  | 908.2337 | 0 | 908.2337 | 0 | 833.07 | 0.00071583 | 837.1744 | 0.00043064 | 837.5732 | -2.9346e-05 | 827.8016 | 0 | 827.8016 | 0 | 908.2337 | 0.0012049 | 825.4495 | 0.00291 | 837.1744 | 0.00056753 | 827.8016 | 0.00199 | 827.565 | -0.00119 | 825.4495 | 0.0010544 | 833.07 | 0.00032874 | 827.8016 | 0.0008859 | 908.2337 | 0.024505 | 827.8016 | 0.01344 | 825.4495 | 0 | 908.2337 | 0.0047675 | 908.2337 | 0.0047321 | 0 | 0 | 3.7767e-05 | 1.4314e-05 | -2.6761e-06 | 0 | 0 | 6.4888e-05 | 0.00044601 | 5.1853e-06 | 0.00030301 | 1.4198e-05 | 0.00020659 | 7.7442e-05 | 0.00014708 | 0.0056903 | 0.0031697 | 0 | 0.00091641 | 0.0010651
|  | 908.4746 | 0 | 908.4746 | 0 | 833.3072 | -0.00039737 | 837.4134 | -0.00031083 | 837.8138 | 7.101e-06 | 828.0383 | 0 | 828.0383 | 0 | 908.4746 | -0.00066617 | 825.6824 | 0.00092091 | 837.4134 | -0.00052412 | 828.0383 | 0.00057108 | 827.8016 | 0.00131 | 825.6824 | 0.00072014 | 833.3072 | 0.00032428 | 828.0383 | 0.00035724 | 908.4746 | 0.022735 | 828.0383 | 0.01335 | 825.6824 | 0 | 908.4746 | 0.0028404 | 908.4746 | 0.0041105 | 0 | 0 | 4.5883e-05 | 3.9399e-06 | -3.0375e-06 | 0 | 0 | 8.9897e-05 | 0.00082069 | 0.00010462 | 0.00026989 | 4.7722e-05 | 0.00025929 | 7.66e-05 | 0.00031794 | 0.0055285 | 0.0032004 | 0 | 0.00096059 | 0.0011751
|  | 908.7156 | 0 | 908.7156 | 0 | 833.5444 | 0.00078427 | 837.6523 | 0.00034382 | 838.0544 | -3.2357e-05 | 828.2749 | 0 | 828.2749 | 0 | 908.7156 | 0.0014125 | 825.9152 | 0.00613 | 837.6523 | 0.0014 | 828.2749 | 0.00171 | 828.0383 | -0.00090665 | 825.9152 | 0.0015075 | 833.5444 | 0.00032164 | 828.2749 | 0.00233 | 908.7156 | 0.023161 | 828.2749 | 0.0137 | 825.9152 | 0 | 908.7156 | 0.0051343 | 908.7156 | 0.0056453 | 0 | 0 | 2.2366e-05 | 2.1407e-05 | -3.319e-06 | 0 | 0 | 0.00011944 | 0.00082557 | 6.7154e-05 | 0.00019684 | 4.0623e-05 | 4.2709e-05 | 7.6244e-05 | 0.00034261 | 0.0053605 | 0.0032475 | 0 | 0.00096072 | 0.0011563
|  | 908.9565 | 0 | 908.9565 | 0 | 833.7816 | -0.00059572 | 837.8912 | -0.00016465 | 838.295 | 4.7676e-06 | 828.5116 | 0 | 828.5116 | 0 | 908.9565 | -0.00042094 | 826.148 | 0.00096097 | 837.8912 | -0.00083795 | 828.5116 | -4.6817e-05 | 828.2749 | 0.00125 | 826.148 | -0.0011407 | 833.7816 | 0.00032111 | 828.5116 | 0.00056486 | 908.9565 | 0.021339 | 828.5116 | 0.01374 | 826.148 | 0 | 908.9565 | 0.0028411 | 908.9565 | 0.0039538 | 0 | 0 | 1.771e-05 | -1.3999e-06 | -3.0844e-06 | 0 | 0 | 9.8971e-05 | 0.00075571 | 0.00010419 | 0.0002938 | 0.00011635 | -0.00012582 | 7.6349e-05 | 0.00026797 | 0.0052384 | 0.0032797 | 0 | 0.00093437 | 0.0011006
|  | 909.1974 | 0 | 909.1974 | 0 | 834.0188 | 0.00074506 | 838.1302 | 0.00015293 | 838.5355 | -3.0413e-05 | 828.7482 | 0 | 828.7482 | 0 | 909.1974 | 0.0012425 | 826.3809 | 0.00553 | 838.1302 | 0.00171 | 828.7482 | 0.00253 | 828.5116 | -0.00026688 | 826.3809 | 5.9984e-05 | 834.0188 | 0.00032269 | 828.7482 | 0.0017 | 909.1974 | 0.022146 | 828.7482 | 0.01398 | 826.3809 | 0 | 909.1974 | 0.0049153 | 909.1974 | 0.0051824 | 0 | 0 | 4.212e-05 | -3.6076e-05 | -3.1332e-06 | 0 | 0 | 7.8615e-05 | 0.00084292 | 0.00013443 | 0.00030904 | 0.00010449 | -2.0385e-05 | 7.694e-05 | 0.00025775 | 0.005136 | 0.0033551 | 0 | 0.00097014 | 0.0011042
|  | 909.4383 | 0 | 909.4383 | 0 | 834.256 | -0.00038989 | 838.3691 | -0.00045489 | 838.7761 | 4.3685e-06 | 828.9849 | 0 | 828.9849 | 0 | 909.4383 | -0.00058992 | 826.6137 | 0.00171 | 838.3691 | -0.00058484 | 828.9849 | 8.1379e-05 | 828.7482 | 0.00115 | 826.6137 | -0.00023508 | 834.256 | 0.0003261 | 828.9849 | 0.00047793 | 909.4383 | 0.020489 | 828.9849 | 0.01437 | 826.6137 | 0 | 909.4383 | 0.003138 | 909.4383 | 0.0039836 | 0 | 0 | 3.631e-05 | -6.7796e-06 | -3.3003e-06 | 0 | 0 | 5.1356e-05 | 0.00059959 | 6.0354e-05 | 0.00032799 | 5.865e-05 | 0.00026024 | 7.793e-05 | 0.00014587 | 0.0050091 | 0.0034227 | 0 | 0.0009694 | 0.0010927
|  | 909.6793 | 0 | 909.6793 | 0 | 834.4932 | 0.000696 | 838.6081 | 0.00039814 | 839.0167 | -3.1802e-05 | 829.2216 | 0 | 829.2216 | 0 | 909.6793 | 0.0010162 | 826.8466 | 0.00344 | 838.6081 | 0.00109 | 829.2216 | 0.00269 | 828.9849 | -0.00065441 | 826.8466 | 0.0024704 | 834.4932 | 0.00033086 | 829.2216 | 0.00075456 | 909.6793 | 0.021091 | 829.2216 | 0.01455 | 826.8466 | 0 | 909.6793 | 0.0049089 | 909.6793 | 0.0050866 | 0 | 0 | 4.7427e-05 | -5.877e-06 | -3.2054e-06 | 0 | 0 | 3.2237e-05 | 0.00052508 | 0.00011416 | 0.00034279 | 0.00010599 | 0.00027854 | 7.9147e-05 | 9.9403e-06 | 0.0048898 | 0.0034296 | 0 | 0.00094533 | 0.0010655
|  | 909.9202 | 0 | 909.9202 | 0 | 834.7305 | -0.00029618 | 838.847 | -0.00044733 | 839.2574 | 5.1655e-06 | 829.4583 | 0 | 829.4583 | 0 | 909.9202 | -0.00074863 | 827.0794 | 0.00107 | 838.847 | -0.00013457 | 829.4583 | 0.00020652 | 829.2216 | 0.00155 | 827.0794 | -7.7951e-05 | 834.7305 | 0.00033636 | 829.4583 | -0.00067057 | 909.9202 | 0.019498 | 829.4583 | 0.01443 | 827.0794 | 0 | 909.9202 | 0.0029381 | 909.9202 | 0.0037579 | 0 | 0 | 3.0912e-05 | -3.7256e-05 | -2.8981e-06 | 0 | 0 | 4.801e-05 | 0.00075327 | 0.0001476 | 0.00021972 | 0.00019773 | -7.7289e-05 | 8.047e-05 | 5.6741e-05 | 0.0047627 | 0.0034736 | 0 | 0.00096254 | 0.0010302
|  | 910.1612 | 0 | 910.1612 | 0 | 834.9677 | 0.00055677 | 839.086 | 0.0001355 | 839.498 | -2.9256e-05 | 829.695 | 0 | 829.695 | 0 | 910.1612 | 0.0011471 | 827.3123 | 0.0054 | 839.086 | 0.00137 | 829.695 | 0.00165 | 829.4583 | 0.00012081 | 827.3123 | -0.00058591 | 834.9677 | 0.00034201 | 829.695 | 0.00115 | 910.1612 | 0.020034 | 829.695 | 0.01492 | 827.3123 | 0 | 910.1612 | 0.0050514 | 910.1612 | 0.0047936 | 0 | 0 | 2.3654e-05 | -1.1924e-05 | -3.4396e-06 | 0 | 0 | 7.9235e-05 | 0.00098172 | 2.6291e-05 | 0.00016048 | 0.00012294 | -0.00014039 | 8.1764e-05 | 0.00014463 | 0.0046328 | 0.0034841 | 0 | 0.00089722 | 0.00097355
|  | 910.4021 | 0 | 910.4021 | 0 | 835.205 | -0.00035737 | 839.325 | -0.00023527 | 839.7387 | 6.7144e-07 | 829.9317 | 0 | 829.9317 | 0 | 910.4021 | -0.00048948 | 827.5452 | 0.00303 | 839.325 | -0.00115 | 829.9317 | -0.00029394 | 829.695 | 0.000918 | 827.5452 | -0.00061966 | 835.205 | 0.00034728 | 829.9317 | 7.2113e-05 | 910.4021 | 0.018419 | 829.9317 | 0.01452 | 827.5452 | 0 | 910.4021 | 0.0023957 | 910.4021 | 0.003287 | 0 | 0 | 4.1296e-05 | -2.6427e-05 | -4.6203e-06 | 0 | 0 | 4.1808e-05 | 0.00035131 | -5.259e-05 | 0.00031553 | -6.5326e-05 | 8.4147e-05 | 8.2924e-05 | 0.00018843 | 0.0045241 | 0.0034949 | 0 | 0.00088833 | 0.00099941
|  | 910.6431 | 0 | 910.6431 | 0 | 835.4422 | 0.0007055 | 839.564 | 1.4083e-05 | 839.9792 | -3.9078e-05 | 830.1684 | 0 | 830.1684 | 0 | 910.6431 | 0.00083649 | 827.778 | -1.2489e-05 | 839.564 | 0.00070982 | 830.1684 | 0.00296 | 829.9317 | -0.00147 | 827.778 | 0.0013424 | 835.4422 | 0.00035179 | 830.1684 | 0.00152 | 910.6431 | 0.019132 | 830.1684 | 0.01501 | 827.778 | 0 | 910.6431 | 0.0049776 | 910.6431 | 0.0050082 | 0 | 0 | 4.695e-05 | -2.4367e-05 | -6.2704e-06 | 0 | 0 | -1.0373e-05 | -4.9776e-05 | 3.9302e-06 | 0.00032449 | 4.734e-05 | 0.00016263 | 8.3902e-05 | 0.00012983 | 0.0044139 | 0.0035666 | 0 | 0.00096326 | 0.0010637
|  | 910.8841 | 0 | 910.8841 | 0 | 835.6795 | -0.0003098 | 839.803 | -0.00021797 | 840.2199 | -1.3032e-05 | 830.4052 | 0 | 830.4052 | 0 | 910.8841 | -0.00092258 | 828.0109 | -0.00041494 | 839.803 | -0.00067694 | 830.4052 | -0.0002188 | 830.1684 | 0.00187 | 828.0109 | 5.4075e-05 | 835.6795 | 0.00035534 | 830.4052 | -0.00042324 | 910.8841 | 0.017503 | 830.4052 | 0.01512 | 828.0109 | 0 | 910.8841 | 0.0030173 | 910.8841 | 0.0038207 | 0 | 0 | 6.3966e-05 | -1.5509e-05 | -7.0185e-06 | 0 | 0 | -2.3077e-06 | -0.00013566 | 1.3481e-05 | 0.00016114 | 0.00010825 | 0.00021124 | 8.46e-05 | 9.1952e-05 | 0.0043095 | 0.0036319 | 0 | 0.00092219 | 0.00109
|  | 911.125 | 0 | 911.125 | 0 | 835.9167 | 0.00084905 | 840.042 | 8.8191e-05 | 840.4606 | -4.5295e-05 | 830.6419 | 0 | 830.6419 | 0 | 911.125 | 0.00090343 | 828.2438 | -0.00075034 | 840.042 | 0.00078975 | 830.6419 | 0.00158 | 830.4052 | -0.00095555 | 828.2438 | 0.0017603 | 835.9167 | 0.00035786 | 830.6419 | 0.0012 | 911.125 | 0.018263 | 830.6419 | 0.01556 | 828.2438 | 0 | 911.125 | 0.0046364 | 911.125 | 0.0052254 | 0 | 0 | 4.8861e-05 | -6.9892e-06 | -6.0141e-06 | 0 | 0 | 5.2457e-05 | -8.5074e-05 | -8.0733e-06 | 0.0001915 | 7.0371e-05 | 0.00014486 | 8.5101e-05 | 0.00016902 | 0.004229 | 0.00369 | 0 | 0.00094891 | 0.0010761
|  | 911.366 | 0 | 911.366 | 0 | 836.1541 | -0.00043725 | 840.281 | -0.00014667 | 840.7012 | -4.6851e-06 | 830.8786 | 0 | 830.8786 | 0 | 911.366 | -0.00046807 | 828.4767 | 1.9814e-05 | 840.281 | -0.0008573 | 830.8786 | 3.8139e-05 | 830.6419 | 0.00155 | 828.4767 | -0.00051643 | 836.1541 | 0.00035937 | 830.8786 | 0.00022824 | 911.366 | 0.016835 | 830.8786 | 0.01562 | 828.4767 | 0 | 911.366 | 0.003239 | 911.366 | 0.0037058 | 0 | 0 | 2.6681e-05 | -9.7014e-07 | -5.7832e-06 | 0 | 0 | 0.00010857 | 0.00032605 | -1.0642e-05 | 0.00030757 | 7.0216e-05 | 0.00010996 | 8.5353e-05 | 0.00016434 | 0.0041495 | 0.0037467 | 0 | 0.0009917 | 0.0011092
|  | 911.607 | 0 | 911.607 | 0 | 836.3914 | 0.00066211 | 840.52 | 0.00013856 | 840.942 | -4.3362e-05 | 831.1154 | 0 | 831.1154 | 0 | 911.607 | 0.0013691 | 828.7096 | 0.00278 | 840.52 | 0.00076824 | 831.1154 | 0.00256 | 830.8786 | -0.00095668 | 828.7096 | 0.0014607 | 836.3914 | 0.00035998 | 831.1154 | 0.00116 | 911.607 | 0.017602 | 831.1154 | 0.01603 | 828.7096 | 0 | 911.607 | 0.0049912 | 911.607 | 0.0054995 | 0 | 0 | 3.8589e-05 | -2.6177e-05 | -6.059e-06 | 0 | 0 | 9.8345e-05 | 0.00017934 | -7.0736e-05 | 0.00027883 | -5.9087e-05 | 0.00024279 | 8.5405e-05 | 6.6721e-05 | 0.0040427 | 0.0037773 | 0 | 0.00086347 | 0.0010132
|  | 911.848 | 0 | 911.848 | 0 | 836.6287 | -0.00033688 | 840.7591 | -0.00035754 | 841.1826 | -6.9916e-06 | 831.3521 | 0 | 831.3521 | 0 | 911.848 | -0.0005529 | 828.9425 | -0.00124 | 840.7591 | -0.00136 | 831.3521 | -0.00020448 | 831.1154 | 0.00045755 | 828.9425 | 0.00062421 | 836.6287 | 0.00035981 | 831.3521 | -0.00059636 | 911.848 | 0.015949 | 831.3521 | 0.01588 | 828.9425 | 0 | 911.848 | 0.0021748 | 911.848 | 0.0029093 | 0 | 0 | 3.6896e-05 | -1.5989e-05 | -6.1572e-06 | 0 | 0 | 2.4741e-05 | 0.00037976 | 2.7487e-05 | 0.00018414 | -6.7763e-05 | 0.00010174 | 8.5283e-05 | 2.2754e-06 | 0.0039417 | 0.0038355 | 0 | 0.00075172 | 0.00085455
|  | 912.089 | 0 | 912.089 | 0 | 836.866 | 0.00064784 | 840.9981 | 0.00022376 | 841.4233 | -4.4165e-05 | 831.5889 | 0 | 831.5889 | 0 | 912.089 | 0.00075822 | 829.1755 | 0.0045 | 840.9981 | 0.00159 | 831.5889 | 0.00176 | 831.3521 | -0.00103 | 829.1755 | 0.00024917 | 836.866 | 0.00035896 | 831.5889 | 0.00061558 | 912.089 | 0.016762 | 831.5889 | 0.01652 | 829.1755 | 0 | 912.089 | 0.0040635 | 912.089 | 0.0041824 | 0 | 0 | 1.8257e-05 | 2.3198e-05 | -6.0089e-06 | 0 | 0 | 2.7243e-05 | 0.00079306 | 0.00014161 | 0.00035521 | 5.4455e-05 | 2.7575e-05 | 8.5018e-05 | 1.0671e-05 | 0.0038525 | 0.0039038 | 0 | 0.00083013 | 0.00091585
|  | 912.33 | 0 | 912.33 | 0 | 837.1033 | -0.00049397 | 841.2372 | -2.9692e-05 | 841.664 | -5.7718e-06 | 831.8257 | 0 | 831.8257 | 0 | 912.33 | -0.00053215 | 829.4084 | 0.00231 | 841.2372 | -0.00040534 | 831.8257 | 0.00124 | 831.5889 | 0.00149 | 829.4084 | -1.2383e-05 | 837.1033 | 0.00035757 | 831.8257 | -0.00052546 | 912.33 | 0.015208 | 831.8257 | 0.01645 | 829.4084 | 0 | 912.33 | 0.0028252 | 912.33 | 0.0034176 | 0 | 0 | 1.3525e-05 | 1.8263e-05 | -5.8591e-06 | 0 | 0 | 5.3465e-05 | 0.000552 | -8.0915e-06 | 0.00039421 | 3.3153e-05 | 0.00016384 | 8.4658e-05 | 7.3933e-05 | 0.0037702 | 0.0039338 | 0 | 0.00084187 | 0.00094336
|  | 912.571 | 0 | 912.571 | 0 | 837.3406 | 0.00060793 | 841.4762 | 0.00018251 | 841.9047 | -4.2908e-05 | 832.0624 | 0 | 832.0624 | 0 | 912.571 | 0.00097583 | 829.6413 | 0.00243 | 841.4762 | 0.00033764 | 832.0624 | 0.00209 | 831.8257 | -0.00121 | 829.6413 | 0.0014192 | 837.3406 | 0.00035575 | 832.0624 | 0.00115 | 912.571 | 0.016079 | 832.0624 | 0.01678 | 829.6413 | 0 | 912.571 | 0.004161 | 912.571 | 0.0044108 | 0 | 0 | 3.2994e-05 | 3.2846e-06 | -6.1372e-06 | 0 | 0 | 8.485e-05 | 0.00013629 | -3.8568e-05 | 0.00027098 | 3.5514e-06 | 0.00025477 | 8.417e-05 | 5.6766e-05 | 0.0037092 | 0.0039904 | 0 | 0.00091352 | 0.00098719
|  | 912.812 | 0 | 912.812 | 0 | 837.5779 | -0.00032986 | 841.7153 | -0.00015503 | 842.1454 | -8.0795e-06 | 832.2993 | 0 | 832.2993 | 0 | 912.812 | -0.00027173 | 829.8743 | -0.00126 | 841.7153 | -0.00066029 | 832.2993 | 0.00019847 | 832.0624 | 0.00124 | 829.8743 | 0.00076786 | 837.5779 | 0.00035364 | 832.2993 | -0.00067059 | 912.812 | 0.0147 | 832.2993 | 0.01692 | 829.8743 | 0 | 912.812 | 0.0034195 | 912.812 | 0.003781 | 0 | 0 | 5.0215e-05 | 1.4666e-06 | -5.5642e-06 | 0 | 0 | 7.6236e-05 | 0.00048341 | 4.8989e-06 | 0.00027445 | 0.00012493 | 0.00018425 | 8.3673e-05 | 0.00014671 | 0.0035885 | 0.0040437 | 0 | 0.00094678 | 0.00095446
|  | 913.053 | 0 | 913.053 | 0 | 837.8153 | 0.00075296 | 841.9543 | 0.0001673 | 842.3862 | -3.8139e-05 | 832.536 | 0 | 832.536 | 0 | 913.053 | 0.00090434 | 830.1072 | 0.00541 | 841.9543 | 0.00070127 | 832.536 | 0.00212 | 832.2993 | -0.0001849 | 830.1072 | 0.00081386 | 837.8153 | 0.00035138 | 832.536 | 0.00191 | 913.053 | 0.015077 | 832.536 | 0.01724 | 830.1072 | 0 | 913.053 | 0.004437 | 913.053 | 0.0041392 | 0 | 0 | 5.182e-05 | -9.0037e-06 | -4.8807e-06 | 0 | 0 | 4.3291e-05 | 0.0008317 | -4.3872e-06 | 0.00028694 | 0.0001249 | -3.1156e-05 | 8.3136e-05 | 0.00019246 | 0.0035127 | 0.0040946 | 0 | 0.00084324 | 0.00091931
|  | 913.2941 | 0 | 913.2941 | 0 | 838.0527 | -0.00031633 | 842.1934 | -0.00024262 | 842.6269 | -2.4125e-06 | 832.7728 | 0 | 832.7728 | 0 | 913.2941 | -0.00054513 | 830.3402 | 0.00173 | 842.1934 | -0.00073797 | 832.7728 | 0.00030326 | 832.536 | 0.00124 | 830.3402 | -0.0010813 | 838.0527 | 0.00034911 | 832.7728 | -0.00028463 | 913.2941 | 0.01407 | 832.7728 | 0.01734 | 830.3402 | 0 | 913.2941 | 0.00256 | 913.2941 | 0.003489 | 0 | 0 | 5.2891e-05 | 2.2539e-05 | -4.646e-06 | 0 | 0 | 1.3436e-05 | 0.00066396 | 2.933e-05 | 0.00034376 | 5.4508e-05 | 3.6834e-05 | 8.261e-05 | 5.7146e-05 | 0.0034476 | 0.0041359 | 0 | 0.00084869 | 0.00094698
|  | 913.5351 | 0 | 913.5351 | 0 | 838.29 | 0.00076198 | 842.4325 | 0.00043117 | 842.8677 | -3.6177e-05 | 833.0096 | 0 | 833.0096 | 0 | 913.5351 | 0.00065661 | 830.5732 | 0.00397 | 842.4325 | 0.00098333 | 833.0096 | 0.0026 | 832.7728 | -0.00077966 | 830.5732 | 0.0013975 | 838.29 | 0.00034695 | 833.0096 | 0.00076726 | 913.5351 | 0.014536 | 833.0096 | 0.01759 | 830.5732 | 0 | 913.5351 | 0.0044819 | 913.5351 | 0.0043685 | 0 | 0 | 3.7676e-05 | 2.223e-05 | -4.7152e-06 | 0 | 0 | 3.449e-05 | 0.0008119 | 1.8264e-05 | 0.00023924 | -1.2121e-06 | 2.6312e-05 | 8.2124e-05 | 9.3531e-05 | 0.0033628 | 0.0041893 | 0 | 0.00091682 | 0.00095332
|  | 913.7762 | 0 | 913.7762 | 0 | 838.5274 | -0.00044453 | 842.6716 | -0.00024524 | 843.1085 | -2.9982e-06 | 833.2465 | 0 | 833.2465 | 0 | 913.7762 | -0.00037043 | 830.8062 | 0.003 | 842.6716 | -0.00083057 | 833.2465 | -0.00057959 | 833.0096 | 0.00076943 | 830.8062 | -0.0011717 | 838.5274 | 0.000345 | 833.2465 | 2.2625e-05 | 913.7762 | 0.013367 | 833.2465 | 0.01779 | 830.8062 | 0 | 913.7762 | 0.0031253 | 913.7762 | 0.0035415 | 0 | 0 | 4.5775e-05 | 6.8923e-06 | -5.4583e-06 | 0 | 0 | 7.7231e-05 | 0.0010856 | -3.381e-05 | 0.00016227 | -4.98e-05 | -1.4113e-05 | 8.1712e-05 | 7.6644e-05 | 0.0032782 | 0.0042107 | 0 | 0.00085894 | 0.00097228
|  | 914.0172 | 0 | 914.0172 | 0 | 838.7648 | 0.00083012 | 842.9107 | 0.0003029 | 843.3492 | -4.234e-05 | 833.4833 | 0 | 833.4833 | 0 | 914.0172 | 0.0010112 | 831.0391 | 0.00632 | 842.9107 | 0.00054774 | 833.4833 | 0.00195 | 833.2465 | -0.00119 | 831.0391 | 0.0010505 | 838.7648 | 0.00034331 | 833.4833 | 0.00062466 | 914.0172 | 0.013833 | 833.4833 | 0.01777 | 831.0391 | 0 | 914.0172 | 0.0040013 | 914.0172 | 0.0045255 | 0 | 0 | 3.2646e-05 | 2.4566e-06 | -6.2923e-06 | 0 | 0 | 8.9983e-05 | 0.00088179 | -2.1876e-05 | 0.00025179 | -2.1314e-05 | -1.2349e-06 | 8.1315e-05 | 0.00015182 | 0.0032197 | 0.004272 | 0 | 0.00080603 | 0.00097534
|  | 914.2583 | 0 | 914.2583 | 0 | 839.0022 | -0.00055505 | 843.1498 | -0.00028235 | 843.59 | -9.9233e-06 | 833.7201 | 0 | 833.7201 | 0 | 914.2583 | -0.00026465 | 831.2721 | 0.00125 | 843.1498 | -0.00073071 | 833.7201 | 0.00017597 | 833.4833 | 0.00101 | 831.2721 | -0.0010611 | 839.0022 | 0.00034184 | 833.7201 | 0.00065719 | 914.2583 | 0.01288 | 833.7201 | 0.0183 | 831.2721 | 0 | 914.2583 | 0.002686 | 914.2583 | 0.0035666 | 0 | 0 | 2.427e-05 | 1.816e-06 | -6.5645e-06 | 0 | 0 | 7.7761e-05 | 0.0005826 | -3.3284e-05 | 0.00033936 | -2.6056e-05 | 1.0445e-05 | 8.1009e-05 | 0.00018755 | 0.0031671 | 0.0043409 | 0 | 0.00091616 | 0.0010288
|  | 914.4993 | 0 | 914.4993 | 0 | 839.2396 | 0.00075949 | 843.389 | 0.00029754 | 843.8308 | -4.4604e-05 | 833.957 | 0 | 833.957 | 0 | 914.4993 | 0.00090981 | 831.5051 | 0.00375 | 843.389 | 0.00045234 | 833.957 | 0.00269 | 833.7201 | -0.00123 | 831.5051 | 0.0011507 | 839.2396 | 0.00034055 | 833.957 | 0.00092669 | 914.4993 | 0.013397 | 833.957 | 0.01836 | 831.5051 | 0 | 914.4993 | 0.004915 | 914.4993 | 0.0049694 | 0 | 0 | 2.0492e-05 | -7.137e-06 | -6.2886e-06 | 0 | 0 | 8.7276e-05 | 0.00035661 | -8.5807e-05 | 0.00028017 | -0.00013983 | 0.00015282 | 8.069e-05 | 0.00014819 | 0.0030999 | 0.0044214 | 0 | 0.0010147 | 0.0010892
|  | 914.7404 | 0 | 914.7404 | 0 | 839.477 | -0.00058683 | 843.6281 | -0.00035723 | 844.0717 | -7.6161e-06 | 834.1938 | 0 | 834.1938 | 0 | 914.7404 | -0.00018571 | 831.7381 | -0.00068858 | 843.6281 | -0.00117 | 834.1938 | -0.00032448 | 833.957 | 4.907e-05 | 831.7381 | 0.00016115 | 839.477 | 0.00033933 | 834.1938 | 0.0003245 | 914.7404 | 0.012322 | 834.1938 | 0.01897 | 831.7381 | 0 | 914.7404 | 0.0035034 | 914.7404 | 0.0040671 | 0 | 0 | 1.9521e-05 | -1.5706e-05 | -6.0649e-06 | 0 | 0 | 8.6165e-05 | 0.00056293 | -0.00013222 | 0.00021385 | -0.00013276 | 0.00012589 | 8.0415e-05 | 0.00021254 | 0.0030148 | 0.0045043 | 0 | 0.00092466 | 0.0010237
|  | 914.9815 | 0 | 914.9815 | 0 | 839.7144 | 0.00075127 | 843.8673 | 0.00022588 | 844.3124 | -4.2761e-05 | 834.4307 | 0 | 834.4307 | 0 | 914.9815 | 0.00090053 | 831.9711 | 0.00552 | 843.8673 | 6.4181e-05 | 834.4307 | 0.00213 | 834.1938 | -0.00117 | 831.9711 | 0.00091932 | 839.7144 | 0.00033806 | 834.4307 | 0.00147 | 914.9815 | 0.012689 | 834.4307 | 0.01906 | 831.9711 | 0 | 914.9815 | 0.0041676 | 914.9815 | 0.0044252 | 0 | 0 | 5.5455e-05 | -7.6004e-06 | -5.8711e-06 | 0 | 0 | 7.9638e-05 | 0.001016 | -6.7069e-05 | 0.00042044 | 5.3298e-05 | 4.4033e-05 | 8.0098e-05 | 0.00014918 | 0.0029652 | 0.0045586 | 0 | 0.00091578 | 0.00098119
|  | 915.2225 | 0 | 915.2225 | 0 | 839.9518 | -0.00028414 | 844.1064 | -0.00028945 | 844.5533 | -5.9944e-06 | 834.6676 | 0 | 834.6676 | 0 | 915.2225 | -0.00023986 | 832.2042 | 0.0032 | 844.1064 | -0.00062512 | 834.6676 | 0.00142 | 834.4307 | 0.00162 | 832.2042 | -0.00054141 | 839.9518 | 0.00033666 | 834.6676 | -0.00021044 | 915.2225 | 0.01191 | 834.6676 | 0.01943 | 832.2042 | 0 | 915.2225 | 0.0034297 | 915.2225 | 0.0037147 | 0 | 0 | 6.0812e-05 | -1.6238e-05 | -5.382e-06 | 0 | 0 | 2.2987e-05 | 0.00067212 | -6.1483e-05 | 0.00042046 | 0.00012021 | -4.2758e-07 | 7.9761e-05 | 8.5323e-05 | 0.0029168 | 0.0046014 | 0 | 0.00093178 | 0.0010077
|  | 915.4636 | 0 | 915.4636 | 0 | 840.1893 | 0.00079627 | 844.3455 | 0.00015364 | 844.7941 | -3.8698e-05 | 834.9045 | 0 | 834.9045 | 0 | 915.4636 | 0.00043056 | 832.4371 | 0.00257 | 844.3455 | 0.00011092 | 834.9045 | 0.00213 | 834.6676 | -0.000605 | 832.4371 | 0.00053774 | 840.1893 | 0.00033505 | 834.9045 | 0.00093083 | 915.4636 | 0.012287 | 834.9045 | 0.01942 | 832.4371 | 0 | 915.4636 | 0.0043003 | 915.4636 | 0.0046449 | 0 | 0 | 2.6083e-05 | 2.23e-05 | -5.4473e-06 | 0 | 0 | 1.3471e-05 | 0.00069679 | 4.2846e-05 | 0.00034235 | 3.3396e-05 | 9.9342e-05 | 7.9333e-05 | 0.00013383 | 0.002858 | 0.00465 | 0 | 0.00090002 | 0.001053
|  | 915.7047 | 0 | 915.7047 | 0 | 840.4268 | -0.00057655 | 844.5847 | 3.2809e-05 | 845.035 | -6.538e-06 | 835.1414 | 0 | 835.1414 | 0 | 915.7047 | -0.00031881 | 832.6702 | 0.00341 | 844.5847 | 0.00024732 | 835.1414 | 0.00076051 | 834.9045 | 0.00088697 | 832.6702 | 0.00031486 | 840.4268 | 0.00033323 | 835.1414 | 0.00019915 | 915.7047 | 0.011422 | 835.1414 | 0.01984 | 832.6702 | 0 | 915.7047 | 0.0031659 | 915.7047 | 0.0040908 | 0 | 0 | 1.2738e-05 | 4.9921e-05 | -5.3172e-06 | 0 | 0 | -7.4874e-06 | 0.00055592 | 0.00012824 | 0.00035537 | 4.819e-05 | 6.1638e-05 | 7.8885e-05 | 0.00021308 | 0.0027687 | 0.0047374 | 0 | 0.00082781 | 0.0009896
|  | 915.9458 | 0 | 915.9458 | 0 | 840.6642 | 0.00068385 | 844.8238 | 0.00038471 | 845.2758 | -3.7616e-05 | 835.3782 | 0 | 835.3782 | 0 | 915.9458 | 0.0002567 | 832.9033 | 0.00136 | 844.8238 | 0.00082524 | 835.3782 | 0.00224 | 835.1414 | -0.00048009 | 832.9033 | 0.00021401 | 840.6642 | 0.00033127 | 835.3782 | 0.0016 | 915.9458 | 0.011545 | 835.3782 | 0.02016 | 832.9033 | 0 | 915.9458 | 0.0037011 | 915.9458 | 0.0041183 | 0 | 0 | 2.0859e-05 | 3.6908e-05 | -4.2901e-06 | 0 | 0 | -2.6226e-05 | 0.00039615 | 4.3156e-05 | 0.000358 | 6.7497e-05 | 0.00011552 | 7.844e-05 | 0.00013929 | 0.0026853 | 0.0047921 | 0 | 0.00084201 | 0.00095632
|  | 916.1869 | 0 | 916.1869 | 0 | 840.9017 | -0.00050819 | 845.063 | -7.6118e-05 | 845.5167 | 1.9897e-06 | 835.6151 | 0 | 835.6151 | 0 | 916.1869 | -0.00047424 | 833.1363 | 0.00204 | 845.063 | -0.0004644 | 835.6151 | 0.00078265 | 835.3782 | 0.00105 | 833.1363 | 0.00077742 | 840.9017 | 0.00032931 | 835.6151 | -0.00042399 | 916.1869 | 0.01073 | 835.6151 | 0.0203 | 833.1363 | 0 | 916.1869 | 0.0032834 | 916.1869 | 0.0038144 | 0 | 0 | 3.0746e-05 | 2.4294e-05 | -3.5225e-06 | 0 | 0 | 9.3488e-06 | 0.00047189 | -3.4407e-05 | 0.00047064 | -4.2638e-05 | 1.2531e-05 | 7.7993e-05 | 0.00016775 | 0.0026279 | 0.0048288 | 0 | 0.0009359 | 0.00098609
|  | 916.428 | 0 | 916.428 | 0 | 841.1392 | 0.00076712 | 845.3022 | 0.00027924 | 845.7575 | -3.124e-05 | 835.852 | 0 | 835.852 | 0 | 916.428 | 0.00055179 | 833.3693 | 0.00201 | 845.3022 | 0.00017672 | 835.852 | 0.00319 | 835.6151 | -0.00141 | 833.3693 | -0.00066988 | 841.1392 | 0.00032751 | 835.852 | 0.00184 | 916.428 | 0.011068 | 835.852 | 0.02046 | 833.3693 | 0 | 916.428 | 0.0044798 | 916.428 | 0.0043652 | 0 | 0 | 4.9527e-05 | 7.6561e-06 | -3.113e-06 | 0 | 0 | 6.3844e-05 | 0.00093357 | -6.0909e-05 | 0.00041253 | 5.9235e-06 | -0.00017755 | 7.761e-05 | 0.00019817 | 0.0025977 | 0.0049141 | 0 | 0.00093357 | 0.00098154
|  | 916.6691 | 0 | 916.6691 | 0 | 841.3766 | -0.00035003 | 845.5414 | -0.00021523 | 845.9984 | 5.3955e-06 | 836.089 | 0 | 836.089 | 0 | 916.6691 | -2.221e-05 | 833.6024 | 0.006 | 845.5414 | -0.00068601 | 836.089 | 0.00029214 | 835.852 | 0.00146 | 833.6024 | -0.00085355 | 841.3766 | 0.00032608 | 836.089 | -0.00016722 | 916.6691 | 0.010479 | 836.089 | 0.02102 | 833.6024 | 0 | 916.6691 | 0.0032641 | 916.6691 | 0.0037767 | 0 | 0 | 4.9995e-05 | 2.8153e-05 | -2.3066e-06 | 0 | 0 | 5.3349e-05 | 0.00076047 | -6.7851e-05 | 0.00022298 | 6.3383e-05 | -1.3442e-05 | 7.7335e-05 | 0.00013894 | 0.002563 | 0.0049911 | 0 | 0.00094724 | 0.0010185
|  | 916.9103 | 0 | 916.9103 | 0 | 841.6141 | 0.00077106 | 845.7806 | 0.00045062 | 846.2393 | -2.4545e-05 | 836.3259 | 0 | 836.3259 | 0 | 916.9103 | 0.00046472 | 833.8355 | 0.00052684 | 845.7806 | 0.0001187 | 836.3259 | 0.00159 | 836.089 | -0.00092499 | 833.8354 | 0.00073818 | 841.6141 | 0.0003252 | 836.3259 | 0.00134 | 916.9103 | 0.010779 | 836.3259 | 0.02111 | 833.8354 | 0 | 916.9103 | 0.0045929 | 916.9103 | 0.0046716 | 0 | 0 | 3.8539e-05 | 3.4744e-05 | -1.4831e-06 | 0 | 0 | 2.2439e-05 | 8.1694e-05 | -7.9135e-05 | 0.00013738 | 1.2441e-05 | 2.8663e-05 | 7.72e-05 | 0.00018919 | 0.0025164 | 0.0050147 | 0 | 0.00099464 | 0.0010878
|  | 917.1514 | 0 | 917.1514 | 0 | 841.8516 | -0.0004465 | 846.0198 | -0.00016012 | 846.4802 | 1.2231e-05 | 836.5628 | 0 | 836.5628 | 0 | 917.1514 | -0.0002786 | 834.0685 | 0.00017413 | 846.0198 | -0.00078036 | 836.5628 | -0.00043013 | 836.3259 | 0.00103 | 834.0685 | -0.00049225 | 841.8516 | 0.00032495 | 836.5628 | 0.00025733 | 917.1514 | 0.010093 | 836.5628 | 0.02123 | 834.0685 | 0 | 917.1514 | 0.0036569 | 917.1514 | 0.0043508 | 0 | 0 | 3.7815e-05 | 2.1881e-05 | -1.3045e-06 | 0 | 0 | 5.9253e-05 | 0.00058673 | 0.00010879 | 0.00027726 | 2.229e-05 | 0.00019887 | 7.7236e-05 | 0.0001402 | 0.002482 | 0.0050514 | 0 | 0.00099536 | 0.0011208
|  | 917.3925 | 0 | 917.3925 | 0 | 842.0892 | 0.00076487 | 846.259 | 0.00034308 | 846.7211 | -2.3061e-05 | 836.7998 | 0 | 836.7998 | 0 | 917.3925 | 0.00077004 | 834.3016 | 0.00486 | 846.259 | 0.00169 | 836.7998 | 0.00277 | 836.5628 | -0.0008418 | 834.3016 | 0.0021986 | 842.0892 | 0.00032533 | 836.7998 | 0.00092585 | 917.3925 | 0.010493 | 836.7998 | 0.0214 | 834.3016 | 0 | 917.3925 | 0.0045985 | 917.3925 | 0.004945 | 0 | 0 | 4.5781e-05 | 2.4085e-05 | -2.1012e-06 | 0 | 0 | 9.6834e-05 | 0.00026456 | 0.00018753 | 0.00044782 | 0.00021071 | 0.00039169 | 7.7363e-05 | 0.00014448 | 0.0024202 | 0.0051771 | 0 | 0.00099551 | 0.0010483
|  | 917.6337 | 0 | 917.6337 | 0 | 842.3267 | -0.00037933 | 846.4983 | -0.00014175 | 846.962 | 5.617e-06 | 837.0367 | 0 | 837.0367 | 0 | 917.6337 | 3.3097e-05 | 834.5347 | -0.00259 | 846.4983 | -0.0001224 | 837.0367 | 0.00101 | 836.7998 | 0.00262 | 834.5347 | 0.0011622 | 842.3267 | 0.00032619 | 837.0367 | 0.00029368 | 917.6337 | 0.0095798 | 837.0367 | 0.0223 | 834.5347 | 0 | 917.6337 | 0.0036582 | 917.6337 | 0.0037497 | 0 | 0 | 2.6452e-05 | -3.9881e-06 | -2.6029e-06 | 0 | 0 | 8.4791e-05 | -8.7409e-05 | 0.00012051 | 0.00034001 | 0.00016112 | 0.0003084 | 7.7612e-05 | 0.00023856 | 0.0023502 | 0.0052909 | 0 | 0.00092756 | 0.00097179
|  | 917.8748 | 0 | 917.8748 | 0 | 842.5642 | 0.00060204 | 846.7375 | 0.00010841 | 847.2029 | -2.7227e-05 | 837.2737 | 0 | 837.2737 | 0 | 917.8748 | 0.00067015 | 834.7678 | 0.00184 | 846.7375 | 0.00113 | 837.2737 | 0.00186 | 837.0367 | -0.00126 | 834.7678 | 0.001484 | 842.5642 | 0.00032725 | 837.2737 | 0.00172 | 917.8748 | 0.0099122 | 837.2737 | 0.02236 | 834.7678 | 0 | 917.8748 | 0.0040349 | 917.8748 | 0.0043103 | 0 | 0 | 1.2324e-05 | 4.555e-06 | -2.3318e-06 | 0 | 0 | 6.5763e-05 | -8.8578e-05 | 0 | 0.00028586 | -4.7388e-06 | 0.00012318 | 7.7844e-05 | 0.00017947 | 0.0023156 | 0.0052578 | 0 | 0.00085088 | 0.0010154
|  | 918.116 | 0 | 918.116 | 0 | 842.8018 | -0.00049828 | 846.9768 | -7.033e-05 | 847.4439 | 7.8728e-06 | 837.5107 | 0 | 837.5107 | 0 | 918.116 | -0.00012474 | 835.0009 | -0.0026 | 846.9768 | -0.00113 | 837.5107 | 0.00055235 | 837.2737 | 0.00122 | 835.0009 | -0.00042712 | 842.8018 | 0.00032814 | 837.5107 | -0.00020546 | 918.116 | 0.0092927 | 837.5107 | 0.02201 | 835.0009 | 0 | 918.116 | 0.0030219 | 918.116 | 0.0041113 | 0 | 0 | 3.3195e-05 | 3.9582e-05 | -2.1619e-06 | 0 | 0 | 4.4807e-05 | 0.00038227 | 4.9046e-05 | 0.00026565 | 8.3651e-05 | 0.00014572 | 7.7983e-05 | 8.2414e-05 | 0.002282 | 0.0052909 | 0 | 0.00090249 | 0.0010704
|  | 918.3571 | 0 | 918.3571 | 0 | 843.0393 | 0.00077775 | 847.216 | 0.00040121 | 847.6848 | -2.5822e-05 | 837.7476 | 0 | 837.7476 | 0 | 918.3571 | 0.00049634 | 835.234 | 0.00588 | 847.216 | 0.00154 | 837.7476 | 0.00169 | 837.5107 | -0.00051408 | 835.234 | 0.0016774 | 843.0393 | 0.00032842 | 837.7476 | 0.00090111 | 918.3571 | 0.0096323 | 837.7476 | 0.02265 | 835.234 | 0 | 918.3571 | 0.0044626 | 918.3571 | 0.0047657 | 0 | 0 | 4.1686e-05 | 5.3087e-06 | -2.5609e-06 | 0 | 0 | 7.7612e-05 | 0.0010713 | 0.00012679 | 0.00010671 | 0.00010259 | 7.095e-05 | 7.7933e-05 | 9.2046e-05 | 0.0022606 | 0.0053716 | 0 | 0.0010132 | 0.0010935
|  | 918.5983 | 0 | 918.5983 | 0 | 843.2769 | -0.00042678 | 847.4553 | -0.00035684 | 847.9258 | 4.5666e-06 | 837.9846 | 0 | 837.9846 | 0 | 918.5983 | 0.00014729 | 835.4672 | 0.00331 | 847.4553 | -0.00048018 | 837.9846 | -0.00078946 | 837.7476 | 0.00138 | 835.4672 | -0.0010688 | 843.2769 | 0.00032772 | 837.9846 | -0.00012435 | 918.5983 | 0.0091144 | 837.9846 | 0.02268 | 835.4672 | 0 | 918.5983 | 0.00394 | 918.5983 | 0.0043025 | 0 | 0 | 3.7945e-05 | -8.5857e-06 | -3.8927e-06 | 0 | 0 | 0.00010226 | 0.00086946 | 5.1303e-05 | 7.1164e-05 | 9.0951e-05 | -6.3218e-05 | 7.7616e-05 | 0.00010127 | 0.0022332 | 0.005432 | 0 | 0.00098838 | 0.0011195
|  | 918.8395 | 0 | 918.8395 | 0 | 843.5144 | 0.00074625 | 847.6945 | 0.00028507 | 848.1667 | -3.6875e-05 | 838.2216 | 0 | 838.2216 | 0 | 918.8395 | 0.00070075 | 835.7003 | 0.00415 | 847.6945 | 0.00090902 | 838.2216 | 0.00139 | 837.9846 | -0.00061248 | 835.7003 | 0.0005264 | 843.5144 | 0.00032576 | 838.2216 | 0.00097893 | 918.8395 | 0.0094055 | 838.2216 | 0.02316 | 835.7003 | 0 | 918.8395 | 0.0042565 | 918.8395 | 0.0049811 | 0 | 0 | 2.9405e-05 | -2.5312e-06 | -4.6847e-06 | 0 | 0 | 8.1265e-05 | 0.00060619 | -4.9177e-05 | 0.00018799 | 2.733e-05 | -8.6321e-06 | 7.6994e-05 | 5.5588e-05 | 0.0021889 | 0.0055292 | 0 | 0.00096863 | 0.0011413
|  | 919.0806 | 0 | 919.0806 | 0 | 843.752 | -0.00049868 | 847.9338 | -0.00030622 | 848.4077 | -2.0089e-06 | 838.4586 | 0 | 838.4586 | 0 | 919.0806 | -2.6825e-05 | 835.9334 | 0.00105 | 847.9338 | -0.00132 | 838.4586 | 0.00019644 | 838.2216 | 0.00084311 | 835.9334 | -0.00060045 | 843.752 | 0.00032248 | 838.4586 | -0.00050983 | 919.0806 | 0.0087468 | 838.4586 | 0.0235 | 835.9334 | 0 | 919.0806 | 0.0037762 | 919.0806 | 0.0044839 | 0 | 0 | 1.6342e-05 | 1.8762e-05 | -4.5526e-06 | 0 | 0 | 4.2817e-05 | 0.00041967 | -4.0181e-05 | 0.00010419 | -9.6908e-06 | -0.00012779 | 7.6098e-05 | 9.956e-05 | 0.0020888 | 0.0056086 | 0 | 0.00096033 | 0.0010596
|  | 919.3218 | 0 | 919.3218 | 0 | 843.9896 | 0.00063624 | 848.1731 | 0.00046305 | 848.6487 | -3.5768e-05 | 838.6956 | 0 | 838.6956 | 0 | 919.3218 | 0.00038187 | 836.1666 | 0.00255 | 848.1731 | 0.00098412 | 838.6956 | 0.00068282 | 838.4586 | -0.00092489 | 836.1666 | -0.00049574 | 843.9896 | 0.00031805 | 838.6956 | 0.00135 | 919.3218 | 0.0085743 | 838.6956 | 0.02383 | 836.1666 | 0 | 919.3218 | 0.004187 | 919.3218 | 0.0043022 | 0 | 0 | 9.1025e-06 | 3.6779e-05 | -4.3375e-06 | 0 | 0 | 1.6883e-05 | 0.00014456 | 0.00011504 | 4.1292e-05 | 0.0001357 | 1.8699e-05 | 7.4961e-05 | 0.00020786 | 0.0020159 | 0.0056596 | 0 | 0.00091251 | 0.0010084
|  | 919.563 | 0 | 919.563 | 0 | 844.2272 | -0.00055962 | 848.4124 | -0.00015568 | 848.8897 | -2.3237e-07 | 838.9326 | 0 | 838.9326 | 0 | 919.563 | -0.00024187 | 836.3997 | -0.00131 | 848.4124 | -2.2694e-05 | 838.9326 | -0.00033436 | 838.6956 | 0.00207 | 836.3997 | 0.00065614 | 844.2272 | 0.00031291 | 838.9326 | 0.00040409 | 919.563 | 0.008143 | 838.9326 | 0.02393 | 836.3997 | 0 | 919.563 | 0.00338 | 919.563 | 0.0040597 | 0 | 0 | 2.8127e-05 | -3.8946e-06 | -4.404e-06 | 0 | 0 | 2.7403e-05 | 0.00063883 | 7.0251e-05 | 0.00018439 | 0.0002233 | 0.00029466 | 7.3709e-05 | 0.00023043 | 0.002015 | 0.005693 | 0 | 0.0009144 | 0.00108
|  | 919.8042 | 0 | 919.8042 | 0 | 844.4647 | 0.00079643 | 848.6517 | 0.00012312 | 849.1307 | -3.631e-05 | 839.1697 | 0 | 839.1697 | 0 | 919.8042 | 0.00046909 | 836.6329 | 0.00679 | 848.6517 | 0.00060993 | 839.1697 | 0.00189 | 838.9326 | -0.00018562 | 836.6329 | 0.0018714 | 844.4647 | 0.00030767 | 839.1697 | 0.00154 | 919.8042 | 0.0085653 | 839.1697 | 0.0241 | 836.6329 | 0 | 919.8042 | 0.0042021 | 919.8042 | 0.0048952 | 0 | 0 | 5.1043e-05 | -1.8462e-05 | -4.0833e-06 | 0 | 0 | 7.984e-05 | 0.00091982 | 9.4167e-05 | 0.00029073 | 9.6323e-05 | 0.00029767 | 7.2558e-05 | 0.00020146 | 0.0020211 | 0.0058018 | 0 | 0.0010239 | 0.0011575
|  | 920.0454 | 0 | 920.0454 | 0 | 844.7023 | -0.00036679 | 848.891 | -0.00027741 | 849.3717 | 2.4186e-06 | 839.4067 | 0 | 839.4067 | 0 | 920.0454 | 0.00019293 | 836.866 | 0.0011 | 848.891 | 0.00017703 | 839.4067 | 0.00056343 | 839.1697 | 0.00099827 | 836.866 | 0.00068199 | 844.7023 | 0.00030307 | 839.4067 | 0.00016006 | 920.0454 | 0.0081937 | 839.4067 | 0.02486 | 836.866 | 0 | 920.0454 | 0.0042877 | 920.0454 | 0.0047028 | 0 | 0 | 5.8644e-05 | -2.2621e-05 | -3.7805e-06 | 0 | 0 | 9.2461e-05 | 0.00068779 | 0.00012222 | 0.00020428 | 7.8005e-05 | 8.1852e-05 | 7.1645e-05 | 0.00016121 | 0.0020085 | 0.0058886 | 0 | 0.0010964 | 0.001196
|  | 920.2866 | 0 | 920.2866 | 0 | 844.94 | 0.00086028 | 849.1303 | 8.8374e-05 | 849.6127 | -3.3788e-05 | 839.6437 | 0 | 839.6437 | 0 | 920.2866 | 0.00057371 | 837.0992 | 0.0048 | 849.1303 | 0.00084439 | 839.6437 | 0.00116 | 839.4067 | -0.00034 | 837.0992 | 2.0134e-05 | 844.94 | 0.00029983 | 839.6437 | 0.0012 | 920.2866 | 0.0084596 | 839.6437 | 0.02482 | 837.0992 | 0 | 920.2866 | 0.004803 | 920.2866 | 0.0052138 | 0 | 0 | 3.1839e-05 | -1.2567e-05 | -4.3017e-06 | 0 | 0 | 8.7987e-05 | 0.00068217 | 4.5139e-05 | 5.9165e-05 | 7.9415e-05 | 3.1081e-05 | 7.1091e-05 | 0.00010841 | 0.0019836 | 0.0059028 | 0 | 0.0010829 | 0.0011908
|  | 920.5278 | 0 | 920.5278 | 0 | 845.1776 | -0.00059229 | 849.3696 | -0.0001934 | 849.8538 | -1.9056e-06 | 839.8808 | 0 | 839.8808 | 0 | 920.5278 | 0.00015583 | 837.3324 | 0.00105 | 849.3696 | -0.00046716 | 839.8808 | -0.00066084 | 839.6437 | 0.00101 | 837.3324 | 0.00024641 | 845.1776 | 0.00029855 | 839.8808 | -0.0002854 | 920.5278 | 0.0079873 | 839.8808 | 0.02498 | 837.3324 | 0 | 920.5278 | 0.004176 | 920.5278 | 0.0046594 | 0 | 0 | 1.579e-05 | -3.8235e-06 | -5.3007e-06 | 0 | 0 | 7.1272e-05 | 0.00028911 | 1.1122e-05 | 0.00014806 | 2.2214e-05 | 0.00014714 | 7.1063e-05 | 0.00014397 | 0.0019036 | 0.0059704 | 0 | 0.0010041 | 0.0010795
|  | 920.769 | 0 | 920.769 | 0 | 845.4152 | 0.00072519 | 849.609 | 0.00016144 | 850.0948 | -4.2068e-05 | 840.1179 | 0 | 840.1179 | 0 | 920.769 | 0.00043509 | 837.5656 | 0.00143 | 849.609 | 0.00056011 | 840.1179 | 0.00191 | 839.8808 | -0.00082258 | 837.5656 | 0.0010158 | 845.4152 | 0.00029959 | 840.1179 | 0.0015 | 920.769 | 0.007796 | 840.1179 | 0.02539 | 837.5656 | 0 | 920.769 | 0.0041495 | 920.769 | 0.0042907 | 0 | 0 | 4.4941e-05 | -5.6575e-06 | -6.0982e-06 | 0 | 0 | 7.8232e-05 | 0.00019898 | 5.3407e-05 | 0.00013471 | 9.4518e-05 | 2.4713e-05 | 7.1609e-05 | 0.00016531 | 0.0018112 | 0.0060794 | 0 | 0.00093625 | 0.00098976
|  | 921.0103 | 0 | 921.0103 | 0 | 845.6529 | -0.00034701 | 849.8483 | -0.00020871 | 850.3359 | -8.5336e-06 | 840.3549 | 0 | 840.3549 | 0 | 921.0103 | 0.00021354 | 837.7988 | 0.00027639 | 849.8483 | -0.0001139 | 840.3549 | -0.00077349 | 840.1179 | 0.00162 | 837.7988 | -0.00080382 | 845.6529 | 0.000303 | 840.3549 | -0.00010535 | 921.0103 | 0.0072212 | 840.3549 | 0.0259 | 837.7988 | 0 | 921.0103 | 0.003613 | 921.0103 | 0.0039156 | 0 | 0 | 4.8128e-05 | 5.3829e-06 | -6.6595e-06 | 0 | 0 | 8.6868e-05 | 0.00071204 | 0.00010217 | 9.5596e-05 | 5.0968e-05 | 9.5215e-05 | 7.2668e-05 | 9.7304e-05 | 0.0017369 | 0.0061541 | 0 | 0.00085517 | 0.00097918
|  | 921.2515 | 0 | 921.2515 | 0 | 845.8906 | 0.00075201 | 850.0877 | 0.0002537 | 850.577 | -4.6711e-05 | 840.592 | 0 | 840.592 | 0 | 921.2515 | 0.00050667 | 838.032 | 0.00583 | 850.0877 | 0.00096772 | 840.592 | 0.00158 | 840.3549 | -0.00119 | 838.032 | 0.0016204 | 845.8906 | 0.0003085 | 840.592 | 0.00092627 | 921.2515 | 0.0071792 | 840.592 | 0.02602 | 838.032 | 0 | 921.2515 | 0.0034771 | 921.2515 | 0.0042027 | 0 | 0 | 2.7255e-05 | -1.3542e-06 | -6.4273e-06 | 0 | 0 | 9.1531e-05 | 0.00094313 | 7.4134e-05 | 9.0227e-05 | 8.2971e-05 | 0.00011832 | 7.4144e-05 | 0.00011874 | 0.001755 | 0.0062276 | 0 | 0.00087254 | 0.0010317
|  | 921.4927 | 0 | 921.4927 | 0 | 846.1282 | -0.0005226 | 850.327 | -0.00026501 | 850.818 | -6.623e-06 | 840.829 | 0 | 840.829 | 0 | 921.4927 | 0.00025217 | 838.2651 | 0.00226 | 850.327 | -0.00034834 | 840.829 | -0.00081878 | 840.592 | 0.00189 | 838.2651 | -0.00060543 | 846.1282 | 0.00031558 | 840.829 | 7.5459e-05 | 921.4927 | 0.0073706 | 840.829 | 0.02652 | 838.2651 | 0 | 921.4927 | 0.0037568 | 921.4927 | 0.0043507 | 0 | 0 | 2.1002e-05 | -1.6561e-05 | -6.1377e-06 | 0 | 0 | 7.012e-05 | 0.00085938 | 7.1023e-05 | 6.1796e-05 | 5.6894e-05 | -1.5412e-05 | 7.5948e-05 | 0.00020338 | 0.0017987 | 0.0063299 | 0 | 0.0010033 | 0.0011132
|  | 921.734 | 0 | 921.734 | 0 | 846.3658 | 0.00069934 | 850.5664 | 0.00012665 | 851.0591 | -4.4293e-05 | 841.0662 | 0 | 841.0662 | 0 | 921.734 | 0.00032916 | 838.4983 | 0.00511 | 850.5664 | 0.00094173 | 841.0662 | 0.00134 | 840.829 | -0.00141 | 838.4984 | 0.00047326 | 846.3658 | 0.00032353 | 841.0662 | 0.00164 | 921.734 | 0.0075417 | 841.0662 | 0.02687 | 838.4984 | 0 | 921.734 | 0.0045607 | 921.734 | 0.0048786 | 0 | 0 | 2.6699e-05 | -2.3527e-05 | -6.1989e-06 | 0 | 0 | 8.1255e-05 | 0.00054177 | 3.1417e-05 | 0.00019946 | -2.2526e-05 | 4.7956e-05 | 7.7871e-05 | 0.00017043 | 0.0017611 | 0.0064231 | 0 | 0.001005 | 0.0011053
|  | 921.9752 | 0 | 921.9752 | 0 | 846.6036 | -0.00047472 | 850.8057 | -0.00032326 | 851.3002 | -7.1311e-06 | 841.3032 | 0 | 841.3032 | 0 | 921.9752 | 0.00034446 | 838.7316 | -0.00046516 | 850.8057 | -0.00067918 | 841.3032 | 0.00034274 | 841.0662 | 0.00122 | 838.7316 | -6.2105e-05 | 846.6036 | 0.00033159 | 841.3032 | -0.00020216 | 921.9752 | 0.0070583 | 841.3032 | 0.02732 | 838.7316 | 0 | 921.9752 | 0.0037709 | 921.9752 | 0.0042847 | 0 | 0 | 3.4613e-05 | 1.0925e-06 | -6.418e-06 | 0 | 0 | 7.5743e-05 | 0.00030957 | 5.6352e-05 | 0.00022796 | 5.1003e-05 | 0.00010223 | 7.9702e-05 | 0.00011475 | 0.0016716 | 0.0064923 | 0 | 0.0009264 | 0.0010109
|  | 922.2165 | 0 | 922.2165 | 0 | 846.8412 | 0.00076599 | 851.0451 | 0.00033239 | 851.5413 | -4.6111e-05 | 841.5403 | 0 | 841.5403 | 0 | 922.2165 | 0.00028346 | 838.9648 | 0.00312 | 851.0451 | 0.00115 | 841.5403 | 0.00158 | 841.3032 | -0.0007897 | 838.9648 | 0.0009388 | 846.8412 | 0.0003391 | 841.5403 | 0.00117 | 922.2165 | 0.0067993 | 841.5403 | 0.02744 | 838.9648 | 0 | 922.2165 | 0.0039091 | 922.2165 | 0.0040958 | 0 | 0 | 5.2403e-05 | 1.1715e-05 | -7.0239e-06 | 0 | 0 | 6.4703e-05 | 0.00040841 | 1.5564e-05 | 0.00018897 | 3.2046e-05 | 0.00017359 | 8.1359e-05 | 8.1453e-05 | 0.0016336 | 0.0065626 | 0 | 0.00096014 | 0.0010434
|  | 922.4577 | 0 | 922.4577 | 0 | 847.0789 | -0.00032502 | 851.2845 | -0.00023453 | 851.7824 | -1.2143e-05 | 841.7775 | 0 | 841.7775 | 0 | 922.4577 | 0.00025292 | 839.1981 | 0.00038238 | 851.2845 | -0.00102 | 841.7775 | 1.3833e-05 | 841.5403 | 0.00106 | 839.1981 | 0.0005499 | 847.0789 | 0.00034553 | 841.7775 | -0.00048301 | 922.4577 | 0.0067427 | 841.7775 | 0.02791 | 839.1981 | 0 | 922.4577 | 0.0040503 | 922.4577 | 0.004554 | 0 | 0 | 6.6114e-05 | -9.1996e-06 | -7.9052e-06 | 0 | 0 | 8.2898e-05 | 0.000475 | -5.6389e-05 | 8.129e-05 | -3.3198e-05 | 0.00022179 | 8.2742e-05 | 0.00011346 | 0.0016376 | 0.0066145 | 0 | 0.0010046 | 0.0011415
|  | 922.699 | 0 | 922.699 | 0 | 847.3167 | 0.00088123 | 851.5239 | 0.00015767 | 852.0235 | -5.3436e-05 | 842.0146 | 0 | 842.0146 | 0 | 922.699 | 0.00043426 | 839.4313 | 0.00369 | 851.5239 | 0.00054887 | 842.0146 | 0.00067181 | 841.7775 | -0.00134 | 839.4313 | 0.0013516 | 847.3167 | 0.00035056 | 842.0146 | 0.00144 | 922.699 | 0.0068318 | 842.0146 | 0.02788 | 839.4313 | 0 | 922.699 | 0.0042777 | 922.699 | 0.0049086 | 0 | 0 | 5.9116e-05 | -1.8819e-06 | -8.0112e-06 | 0 | 0 | 0.0001031 | 0.00069846 | 5.4523e-05 | 0.00010329 | 2.1341e-05 | -4.0993e-05 | 8.376e-05 | 0.00012357 | 0.0016378 | 0.0066726 | 0 | 0.0010663 | 0.001195
|  | 922.9403 | 0 | 922.9403 | 0 | 847.5544 | -0.00038389 | 851.7633 | -0.00017339 | 852.2646 | -1.3006e-05 | 842.2517 | 0 | 842.2517 | 0 | 922.9403 | 0.0004204 | 839.6645 | 0.0023 | 851.7633 | -9.3336e-05 | 842.2517 | 0.00019942 | 842.0146 | 0.00152 | 839.6646 | -0.0017032 | 847.5544 | 0.00035409 | 842.2517 | -0.00039778 | 922.9403 | 0.0067444 | 842.2517 | 0.0284 | 839.6646 | 0 | 922.9403 | 0.004561 | 922.9403 | 0.0049971 | 0 | 0 | 3.9505e-05 | 1.792e-05 | -7.976e-06 | 0 | 0 | 6.9346e-05 | 0.00050272 | 3.6047e-05 | 0.00029515 | 0.00010271 | -0.00014628 | 8.4428e-05 | 5.7231e-05 | 0.0015965 | 0.0067733 | 0 | 0.001049 | 0.0011314
|  | 923.1816 | 0 | 923.1816 | 0 | 847.7921 | 0.00071624 | 852.0027 | 0.00032307 | 852.5057 | -5.3161e-05 | 842.4888 | 0 | 842.4888 | 0 | 923.1816 | 0.00015442 | 839.8978 | 0.00201 | 852.0027 | 0.00039443 | 842.4888 | 0.00229 | 842.2517 | -0.00065371 | 839.8978 | 0.00044903 | 847.7921 | 0.00035618 | 842.4888 | 0.0008805 | 923.1816 | 0.0064889 | 842.4888 | 0.02873 | 839.8978 | 0 | 923.1816 | 0.0041343 | 923.1816 | 0.0043812 | 0 | 0 | 4.0807e-05 | 2.2096e-05 | -7.7039e-06 | 0 | 0 | 4.6918e-05 | 0.00053302 | 1.3855e-05 | 0.00032245 | -1.5648e-06 | 2.6844e-05 | 8.4774e-05 | 0.00010902 | 0.0015574 | 0.006848 | 0 | 0.00099866 | 0.0010366
|  | 923.4229 | 0 | 923.4229 | 0 | 848.0298 | -0.00037293 | 852.2421 | -0.00013846 | 852.7469 | -1.0732e-05 | 842.726 | 0 | 842.726 | 0 | 923.4229 | 0.00023448 | 840.1311 | 0.00256 | 852.2421 | -0.00027868 | 842.726 | 0.00042972 | 842.4888 | 0.00064051 | 840.1311 | -0.00021889 | 848.0298 | 0.00035701 | 842.726 | 3.9024e-05 | 923.4229 | 0.0064204 | 842.726 | 0.02903 | 840.1311 | 0 | 923.4229 | 0.0041433 | 923.4229 | 0.0042106 | 0 | 0 | 3.2815e-05 | -1.2035e-05 | -7.202e-06 | 0 | 0 | 8.104e-05 | 0.00062986 | 5.9885e-05 | 0.00036285 | 8.5453e-05 | 7.78e-05 | 8.4846e-05 | 9.5352e-05 | 0.0015253 | 0.0069292 | 0 | 0.0010243 | 0.0010202
|  | 923.6641 | 0 | 923.6641 | 0 | 848.2676 | 0.000649 | 852.4816 | 3.7936e-05 | 852.988 | -4.8998e-05 | 842.9631 | 0 | 842.9631 | 0 | 923.6641 | 0.00043724 | 840.3644 | 0.00284 | 852.4816 | 0.00077889 | 842.9631 | 0.00263 | 842.726 | 8.024e-05 | 840.3644 | 0.00088591 | 848.2676 | 0.00035679 | 842.9631 | 0.00076502 | 923.6641 | 0.0062222 | 842.9631 | 0.0294 | 840.3644 | 0 | 923.6641 | 0.0043466 | 923.6641 | 0.0042454 | 0 | 0 | 4.5023e-05 | -1.3694e-05 | -7.2424e-06 | 0 | 0 | 0.00010017 | 0.00017496 | -1.1514e-05 | 0.00034791 | 0.00010225 | 9.0941e-05 | 8.4696e-05 | 4.3785e-05 | 0.0015021 | 0.0070078 | 0 | 0.0010497 | 0.00099834
|  | 923.9054 | 0 | 923.9054 | 0 | 848.5053 | -0.00027023 | 852.721 | -0.00015232 | 853.2292 | -1.1053e-05 | 843.2003 | 0 | 843.2003 | 0 | 923.9054 | 0.00039307 | 840.5977 | -0.00134 | 852.721 | -0.00087506 | 843.2003 | 0.00030364 | 842.9631 | 0.00078195 | 840.5977 | -0.00010622 | 848.5053 | 0.00035575 | 843.2003 | -0.00039582 | 923.9054 | 0.0062279 | 843.2003 | 0.02969 | 840.5977 | 0 | 923.9054 | 0.0043542 | 923.9054 | 0.0040296 | 0 | 0 | 4.5948e-05 | 2.1832e-05 | -7.5178e-06 | 0 | 0 | 8.5337e-05 | 0.00042688 | 2.3338e-05 | 0.00016523 | -9.4645e-05 | 0.00018164 | 8.4397e-05 | 2.5487e-05 | 0.0014764 | 0.0070887 | 0 | 0.0010117 | 0.00099035
|  | 924.1467 | 0 | 924.1467 | 0 | 848.7431 | 0.00065669 | 852.9605 | 0.00033468 | 853.4704 | -5.1297e-05 | 843.4374 | 0 | 843.4374 | 0 | 924.1467 | 0.00031424 | 840.8309 | 0.005 | 852.9605 | 0.00107 | 843.4374 | 0.00109 | 843.2003 | -0.00158 | 840.8309 | 0.0016635 | 848.7431 | 0.00035409 | 843.4374 | 0.00061079 | 924.1467 | 0.0060095 | 843.4374 | 0.0301 | 840.8309 | 0 | 924.1467 | 0.0040316 | 924.1467 | 0.0041789 | 0 | 0 | 1.8533e-05 | 1.9238e-05 | -8.7502e-06 | 0 | 0 | 0.00011141 | 0.0006779 | -7.1832e-06 | 0.00015686 | -2.6083e-05 | 9.4167e-05 | 8.3929e-05 | 0.00010714 | 0.0014444 | 0.0072008 | 0 | 0.0010304 | 0.0011165
|  | 924.388 | 0 | 924.388 | 0 | 848.9808 | -0.00050077 | 853.1999 | -0.000174 | 853.7116 | -2.1256e-05 | 843.6746 | 0 | 843.6746 | 0 | 924.388 | 0.0006091 | 841.0642 | 0.00081194 | 853.1999 | -0.00113 | 843.6746 | 0.00023271 | 843.4374 | 0.00136 | 841.0642 | -0.00085618 | 848.9808 | 0.00035199 | 843.6746 | 0.00029261 | 924.388 | 0.005962 | 843.6746 | 0.03062 | 841.0642 | 0 | 924.388 | 0.0045082 | 924.388 | 0.0050747 | 0 | 0 | 9.3458e-06 | 5.4224e-05 | -9.604e-06 | 0 | 0 | 0.00010382 | 0.00064641 | 2.874e-05 | 0.00032407 | -1.1859e-05 | -1.8928e-05 | 8.3416e-05 | 0.00015329 | 0.0014119 | 0.0073087 | 0 | 0.001081 | 0.0012247
|  | 924.6294 | 0 | 924.6294 | 0 | 849.2186 | 0.00057937 | 853.4394 | 0.00062681 | 853.9528 | -5.8396e-05 | 843.9118 | 0 | 843.9118 | 0 | 924.6294 | 0.00025137 | 841.2975 | 0.00473 | 853.4394 | 0.00137 | 843.9118 | 0.0025 | 843.6746 | -0.00146 | 841.2975 | 0.0006939 | 849.2186 | 0.00034959 | 843.9118 | 0.001 | 924.6294 | 0.0057392 | 843.9118 | 0.03101 | 841.2975 | 0 | 924.6294 | 0.0044505 | 924.6294 | 0.0050749 | 0 | 0 | 8.3606e-06 | 2.9451e-05 | -9.7672e-06 | 0 | 0 | 0.00010161 | 0.00044552 | -2.993e-05 | 7.9459e-05 | -3.4391e-05 | 0.00014925 | 8.2827e-05 | 7.1263e-05 | 0.0014174 | 0.0073588 | 0 | 0.001094 | 0.001249
|  | 924.8707 | 0 | 924.8707 | 0 | 849.4564 | -0.00050906 | 853.6788 | -0.00038081 | 854.194 | -2.2589e-05 | 844.149 | 0 | 844.149 | 0 | 924.8707 | 0.00059078 | 841.5308 | -0.00091117 | 853.6788 | -0.00162 | 844.149 | -0.00183 | 843.9118 | 0.00117 | 841.5308 | 0.00058539 | 849.4564 | 0.00034704 | 844.149 | -0.00039911 | 924.8707 | 0.0060082 | 844.149 | 0.03104 | 841.5308 | 0 | 924.8707 | 0.0046159 | 924.8707 | 0.0052764 | 0 | 0 | 2.9573e-05 | -1.4615e-05 | -9.8455e-06 | 0 | 0 | 0.00010713 | 0.00019815 | -7.0653e-05 | 3.5586e-05 | -1.3045e-05 | 0.00018604 | 8.2215e-05 | 8.314e-05 | 0.0014121 | 0.0074043 | 0 | 0.0010297 | 0.0012353
|  | 925.112 | 0 | 925.112 | 0 | 849.6942 | 0.00075778 | 853.9183 | 0.00025876 | 854.4352 | -5.9045e-05 | 844.3862 | 0 | 844.3862 | 0 | 925.112 | 0.0002971 | 841.7641 | 0.00261 | 853.9183 | 0.00103 | 844.3862 | 0.00213 | 844.149 | -0.00128 | 841.7641 | 0.0010096 | 849.6942 | 0.00034445 | 844.3862 | 0.0011 | 925.112 | 0.0056953 | 844.3862 | 0.03138 | 841.7641 | 0 | 925.112 | 0.0039178 | 925.112 | 0.0049617 | 0 | 0 | 2.7336e-05 | 6.8562e-06 | -9.2367e-06 | 0 | 0 | 0.00010454 | 8.7502e-05 | 1.5144e-05 | 0.00015396 | 7.8289e-05 | 0.00016094 | 8.161e-05 | 7.3418e-05 | 0.0013909 | 0.0075257 | 0 | 0.0009623 | 0.0011823
|  | 925.3533 | 0 | 925.3533 | 0 | 849.932 | -0.00052787 | 854.1578 | -0.00020149 | 854.6764 | -1.7541e-05 | 844.6234 | 0 | 844.6234 | 0 | 925.3533 | 0.00056925 | 841.9974 | -0.00186 | 854.1578 | -0.00090351 | 844.6234 | -0.00083177 | 844.3862 | 0.00194 | 841.9974 | 0.00036983 | 849.932 | 0.00034195 | 844.6234 | -0.00048091 | 925.3533 | 0.0058314 | 844.6234 | 0.03208 | 841.9974 | 0 | 925.3533 | 0.0040572 | 925.3533 | 0.0048362 | 0 | 0 | 2.0318e-05 | -2.818e-06 | -9.45e-06 | 0 | 0 | 4.887e-05 | -0.00072566 | 1.8739e-05 | 0.00011367 | 0.00014847 | 0.0001983 | 8.1057e-05 | 8.1744e-05 | 0.0013571 | 0.007624 | 0 | 0.00088521 | 0.0011461
|  | 925.5947 | 0 | 925.5947 | 0 | 850.1699 | 0.00069872 | 854.3973 | 0.00017796 | 854.9177 | -6.0794e-05 | 844.8607 | 0 | 844.8607 | 0 | 925.5947 | -0.00016427 | 842.2308 | -0.00436 | 854.3973 | 0.00106 | 844.8607 | 0.00179 | 844.6234 | -0.00068804 | 842.2308 | 0.0013299 | 850.1699 | 0.00033962 | 844.8607 | 0.00117 | 925.5947 | 0.0054153 | 844.8607 | 0.03219 | 842.2308 | 0 | 925.5947 | 0.0032786 | 925.5947 | 0.0046618 | 0 | 0 | 1.8453e-05 | -2.0923e-06 | -8.8917e-06 | 0 | 0 | -3.1103e-06 | -0.00048374 | 0.00011122 | 0.00025876 | 9.1574e-05 | 0.00011982 | 8.0508e-05 | 0.00015973 | 0.0013357 | 0.0076941 | 0 | 0.00088782 | 0.0011971
|  | 925.836 | 0 | 925.836 | 0 | 850.4077 | -0.00054352 | 854.6368 | -0.00019543 | 855.1589 | -1.2932e-05 | 845.0978 | 0 | 845.0978 | 0 | 925.836 | 0.0001385 | 842.4641 | 0.00021382 | 854.6368 | -0.0001312 | 845.0978 | 0.00039201 | 844.8607 | 0.00146 | 842.4641 | -0.00030286 | 850.4077 | 0.00033751 | 845.0978 | 0.00017689 | 925.836 | 0.0056535 | 845.0978 | 0.03269 | 842.4641 | 0 | 925.836 | 0.0040785 | 925.836 | 0.0052586 | 0 | 0 | 1.146e-05 | 3.3004e-06 | -7.8791e-06 | 0 | 0 | 1.041e-05 | 0.00042629 | 6.4536e-05 | 0.00043439 | 3.2019e-05 | 5.9456e-05 | 8.0048e-05 | 0.00018824 | 0.001314 | 0.0077945 | 0 | 0.00092644 | 0.001136
|  | 926.0774 | 0 | 926.0774 | 0 | 850.6455 | 0.00063987 | 854.8763 | 0.00022299 | 855.4002 | -5.2379e-05 | 845.3351 | 0 | 845.3351 | 0 | 926.0774 | -5.2229e-05 | 842.6975 | 0.00344 | 854.8763 | 0.00067012 | 845.3351 | 0.00327 | 845.0978 | -0.00119 | 842.6974 | 0.00081247 | 850.6455 | 0.00033558 | 845.3351 | 0.00141 | 926.0774 | 0.0052352 | 845.3351 | 0.03302 | 842.6974 | 0 | 926.0774 | 0.0035986 | 926.0774 | 0.0041554 | 0 | 0 | 2.7116e-05 | -5.1933e-06 | -7.9548e-06 | 0 | 0 | 8.3353e-05 | 0.00065102 | 5.011e-06 | 0.00047165 | -6.5246e-05 | 0.00012879 | 7.9578e-05 | 9.971e-05 | 0.001284 | 0.0078945 | 0 | 0.00094909 | 0.0010969
|  | 926.3187 | 0 | 926.3187 | 0 | 850.8833 | -0.00041181 | 855.1158 | -0.00026635 | 855.6414 | -1.3579e-05 | 845.5723 | 0 | 845.5723 | 0 | 926.3187 | 0.00074295 | 842.9308 | 0.00214 | 855.1158 | -0.00062829 | 845.5723 | 0.00070601 | 845.3351 | 0.00063996 | 842.9308 | 0.00029142 | 850.8833 | 0.00033372 | 845.5723 | -0.00056945 | 926.3187 | 0.005405 | 845.5723 | 0.03353 | 842.9308 | 0 | 926.3187 | 0.0042663 | 926.3187 | 0.0049346 | 0 | 0 | 2.7664e-05 | 1.8048e-05 | -7.5955e-06 | 0 | 0 | 0.00012059 | 0.00045978 | 5.0502e-05 | 0.00032455 | -0.00015184 | 0.00016687 | 7.9143e-05 | 4.5689e-05 | 0.0012963 | 0.0080009 | 0 | 0.0010058 | 0.0012601
|  | 926.5601 | 0 | 926.5601 | 0 | 851.1212 | 0.00064442 | 855.3554 | 0.00041705 | 855.8826 | -4.9384e-05 | 845.8096 | 0 | 845.8096 | 0 | 926.5601 | 0.00025634 | 843.1642 | 0.0018 | 855.3554 | 0.00105 | 845.8096 | 0.00203 | 845.5723 | -0.00192 | 843.1642 | 0.0011385 | 851.1212 | 0.00033175 | 845.8096 | 0.00095462 | 926.5601 | 0.0053367 | 845.8096 | 0.03392 | 843.1642 | 0 | 926.5601 | 0.0040678 | 926.5601 | 0.0055068 | 0 | 0 | -2.0978e-06 | -2.0338e-05 | -6.9916e-06 | 0 | 0 | 0.00013628 | 0.00025564 | -9.8195e-05 | 0.00020896 | 1.6607e-05 | 0.00032449 | 7.8633e-05 | 0.00016436 | 0.001311 | 0.008059 | 0 | 0.0010694 | 0.0013329
|  | 926.8015 | 0 | 926.8015 | 0 | 851.359 | -0.00066206 | 855.5948 | -0.00058689 | 856.1239 | -8.5724e-06 | 846.0468 | 0 | 846.0468 | 0 | 926.8015 | 0.00087287 | 843.3975 | 0.00039114 | 855.5948 | -0.00187 | 846.0468 | -0.00026842 | 845.8096 | 0.00206 | 843.3975 | 0.0016428 | 851.359 | 0.00032943 | 846.0468 | 0.00043101 | 926.8015 | 0.0055264 | 846.0468 | 0.03402 | 843.3975 | 0 | 926.8015 | 0.0047936 | 926.8015 | 0.0055376 | 0 | 0 | -6.8659e-06 | -9.9495e-06 | -6.7136e-06 | 0 | 0 | 0.00010968 | 0.0012021 | 5.989e-06 | 0.00020309 | 0.00018764 | 0.00034844 | 7.8032e-05 | 0.00027777 | 0.0012546 | 0.0081908 | 0 | 0.0011012 | 0.0012056
|  | 927.0428 | 0 | 927.0428 | 0 | 851.5969 | 0.00060434 | 855.8344 | 0.00050383 | 856.3652 | -4.7066e-05 | 846.2841 | 0 | 846.2841 | 0 | 927.0428 | 3.5978e-05 | 843.6309 | 0.00991 | 855.8344 | 0.00192 | 846.2841 | 0.00198 | 846.0468 | -0.00047815 | 843.6309 | 0.001343 | 851.5969 | 0.00032653 | 846.2841 | 0.00191 | 927.0428 | 0.0048689 | 846.2841 | 0.03501 | 843.6309 | 0 | 927.0428 | 0.0043306 | 927.0428 | 0.0044519 | 0 | 0 | 1.6299e-05 | 3.0869e-05 | -7.1634e-06 | 0 | 0 | 2.598e-05 | 0.0012822 | 0.00018015 | 0.00024404 | 0.00011413 | 0.0001271 | 7.7235e-05 | 6.2869e-05 | 0.0012363 | 0.0083046 | 0 | 0.0010926 | 0.0011491
|  | 927.2842 | 0 | 927.2842 | 0 | 851.8348 | -0.00046729 | 856.074 | -0.00024612 | 856.6065 | -1.2313e-05 | 846.5214 | 0 | 846.5214 | 0 | 927.2842 | 0.00017929 | 843.8643 | 0.00108 | 856.074 | -0.00041597 | 846.5214 | 7.7356e-05 | 846.2841 | 0.00144 | 843.8643 | -0.00025356 | 851.8348 | 0.0003229 | 846.5214 | -0.00138 | 927.2842 | 0.005375 | 846.5214 | 0.035 | 843.8643 | 0 | 927.2842 | 0.0047228 | 927.2842 | 0.0050689 | 0 | 0 | 3.3813e-05 | 2.298e-05 | -7.6076e-06 | 0 | 0 | -3.3318e-05 | 0.00034893 | 3.9501e-05 | 0.00020021 | 0.0002668 | 5.4588e-05 | 7.63e-05 | -3.5597e-06 | 0.0012262 | 0.0083545 | 0 | 0.0010522 | 0.0010954
|  | 927.5256 | 0 | 927.5256 | 0 | 852.0727 | 0.00075153 | 856.3135 | 0.00043796 | 856.8478 | -5.0735e-05 | 846.7587 | 0 | 846.7587 | 0 | 927.5256 | -0.00045534 | 844.0977 | 0.00191 | 856.3135 | 0.00074574 | 846.7587 | 0.00161 | 846.5214 | 0.00080917 | 844.0977 | 0.00072133 | 852.0727 | 0.0003185 | 846.7587 | 0.00135 | 927.5256 | 0.0047848 | 846.7587 | 0.03541 | 844.0977 | 0 | 927.5256 | 0.0039947 | 927.5256 | 0.0040065 | 0 | 0 | 4.4344e-05 | 1.6961e-05 | -7.1724e-06 | 0 | 0 | -1.4269e-06 | 0.00023691 | 3.4315e-05 | 0.00017366 | 0.00015751 | 0.00013888 | 7.5162e-05 | 0.00017114 | 0.0011815 | 0.0084443 | 0 | 0.0010176 | 0.0010026
|  | 927.767 | 0 | 927.767 | 0 | 852.3105 | -0.00037866 | 856.5531 | -0.00029637 | 857.0891 | -8.7209e-06 | 846.996 | 0 | 846.996 | 0 | 927.767 | 0.00044352 | 844.3311 | 0.00012019 | 856.5531 | -0.00045925 | 846.996 | -0.00014634 | 846.7587 | 0.00051833 | 844.3311 | 0.00046876 | 852.3105 | 0.0003135 | 846.996 | 9.2373e-05 | 927.767 | 0.0050043 | 846.996 | 0.03576 | 844.3311 | 0 | 927.767 | 0.0044363 | 927.767 | 0.0043005 | 0 | 0 | 4.2471e-05 | -3.8255e-06 | -7.5408e-06 | 0 | 0 | 4.6665e-05 | 0.000489 | 3.9656e-05 | 0.00020333 | -3.7591e-05 | 0.00017146 | 7.3957e-05 | 0.0001287 | 0.0011443 | 0.0084743 | 0 | 0.00092384 | 0.0010078
|  | 928.0084 | 0 | 928.0084 | 0 | 852.5485 | 0.00073569 | 856.7927 | 0.00026443 | 857.3304 | -5.3773e-05 | 847.2333 | 0 | 847.2333 | 0 | 928.0084 | -5.6882e-05 | 844.5644 | 0.00407 | 856.7927 | 0.00079033 | 847.2333 | 0.00186 | 846.996 | -0.00083515 | 844.5645 | 0.0010005 | 852.5485 | 0.00030821 | 847.2333 | 0.00099226 | 928.0084 | 0.0044769 | 847.2333 | 0.03566 | 844.5645 | 0 | 928.0084 | 0.0032181 | 928.0084 | 0.0040496 | 0 | 0 | 5.4201e-05 | 9.7832e-06 | -6.7106e-06 | 0 | 0 | 8.3021e-05 | 0.00071304 | -4.1886e-05 | 0.0002396 | 0.00014296 | 3.0898e-05 | 7.2723e-05 | -4.0072e-05 | 0.001141 | 0.0085796 | 0 | 0.00093481 | 0.0011126
|  | 928.2498 | 0 | 928.2498 | 0 | 852.7864 | -0.00028006 | 857.0322 | -0.00018275 | 857.5718 | -1.8377e-06 | 847.4706 | 0 | 847.4706 | 0 | 928.2498 | 0.00074468 | 844.7979 | 0.00204 | 857.0322 | -0.00114 | 847.4706 | 0.00015937 | 847.2333 | 0.00204 | 844.7979 | -0.00073573 | 852.7864 | 0.00030312 | 847.4706 | -0.00133 | 928.2498 | 0.0049758 | 847.4706 | 0.03665 | 844.7979 | 0 | 928.2498 | 0.0045265 | 928.2498 | 0.0051681 | 0 | 0 | 4.0408e-05 | 1.8585e-05 | -6.0082e-06 | 0 | 0 | 4.5643e-05 | 0.0012689 | -0.00010251 | 0.00022181 | 6.1698e-05 | 5.2914e-05 | 7.16e-05 | 1.8985e-05 | 0.0011032 | 0.0087401 | 0 | 0.00093956 | 0.001152
|  | 928.4912 | 0 | 928.4912 | 0 | 853.0243 | 0.00061975 | 857.2718 | 0.00033788 | 857.8131 | -4.7955e-05 | 847.7079 | 0 | 847.7079 | 0 | 928.4912 | -0.00036655 | 845.0313 | 0.00883 | 857.2718 | 0.00028443 | 847.7079 | 0.00171 | 847.4706 | -0.00152 | 845.0313 | 0.001189 | 853.0243 | 0.00029878 | 847.7079 | 0.00149 | 928.4912 | 0.0041639 | 847.7079 | 0.03701 | 845.0313 | 0 | 928.4912 | 0.0032574 | 928.4912 | 0.0043759 | 0 | 0 | 2.1901e-05 | 5.3405e-06 | -6.746e-06 | 0 | 0 | 3.1659e-05 | 0.0010143 | -3.6522e-05 | 0.00021662 | 1.4239e-05 | -0.00010366 | 7.0713e-05 | 0.0001741 | 0.0010816 | 0.0088442 | 0 | 0.00096563 | 0.0011775
|  | 928.7326 | 0 | 928.7326 | 0 | 853.2622 | -0.00043564 | 857.5114 | -0.00029329 | 858.0545 | -7.9382e-06 | 847.9452 | 0 | 847.9452 | 0 | 928.7326 | 0.00062883 | 845.2647 | -0.0001389 | 857.5114 | -0.00058934 | 847.9452 | 0.00011568 | 847.7079 | 0.00164 | 845.2647 | -0.0020773 | 853.2622 | 0.00029566 | 847.9452 | -2.2682e-05 | 928.7326 | 0.0047971 | 847.9452 | 0.03753 | 845.2647 | 0 | 928.7326 | 0.0047426 | 928.7326 | 0.0053796 | 0 | 0 | 6.702e-05 | -8.3888e-06 | -7.2397e-06 | 0 | 0 | 8.2698e-05 | 0.00056612 | -8.0073e-05 | 0.00028426 | 0.00031324 | -5.4325e-05 | 7.0179e-05 | 0.00018004 | 0.0010924 | 0.0089395 | 0 | 0.0010439 | 0.001205
|  | 928.974 | 0 | 928.974 | 0 | 853.5002 | 0.00099889 | 857.751 | 0.00022328 | 858.2958 | -5.2058e-05 | 848.1825 | 0 | 848.1825 | 0 | 928.974 | 5.6262e-05 | 845.4981 | 0.00499 | 857.751 | -7.8971e-05 | 848.1825 | 0.00228 | 847.9452 | 0.001 | 845.4981 | 0.0016118 | 853.5002 | 0.00029414 | 848.1825 | 0.00154 | 928.974 | 0.0042525 | 848.1825 | 0.03781 | 845.4981 | 0 | 928.974 | 0.0039057 | 928.974 | 0.0046033 | 0 | 0 | 7.4464e-05 | -2.5411e-05 | -7.4772e-06 | 0 | 0 | 0.00010219 | 0.00091166 | -7.7618e-05 | 0.00037935 | 0.00036071 | 5.643e-05 | 7e-05 | 0.00019549 | 0.0010931 | 0.0090434 | 0 | 0.00099497 | 0.0011692
|  | 929.2155 | 0 | 929.2155 | 0 | 853.7381 | -0.00037291 | 857.9907 | -0.00043537 | 858.5372 | -9.8933e-06 | 848.4199 | 0 | 848.4199 | 0 | 929.2155 | 0.00079025 | 845.7316 | 0.00282 | 857.9907 | -0.00056887 | 848.4199 | 0.00091638 | 848.1825 | 0.00204 | 845.7316 | -0.0011284 | 853.7381 | 0.00029431 | 848.4199 | 0.00010719 | 929.2155 | 0.0048024 | 848.4199 | 0.03839 | 845.7316 | 0 | 929.2155 | 0.0043366 | 929.2155 | 0.0050826 | 0 | 0 | 4.4097e-05 | -2.3026e-05 | -7.5874e-06 | 0 | 0 | 6.7164e-05 | 0.00073306 | 0.00023258 | 0.00037808 | 0.0002934 | 1.5318e-05 | 7.0247e-05 | 0.00012266 | 0.0010812 | 0.0091792 | 0 | 0.00096093 | 0.0011042
|  | 929.4569 | 0 | 929.4569 | 0 | 853.9761 | 0.00074351 | 858.2303 | 0.0002432 | 858.7786 | -5.2969e-05 | 848.6572 | 0 | 848.6572 | 0 | 929.4569 | -0.00023386 | 845.965 | 0.00346 | 858.2303 | 0.00251 | 848.6572 | 0.00227 | 848.4199 | 0.00043218 | 845.965 | 0.0012596 | 853.9761 | 0.00029606 | 848.6572 | 0.00092657 | 929.4569 | 0.0041543 | 848.6572 | 0.03897 | 845.965 | 0 | 929.4569 | 0.0036238 | 929.4569 | 0.0040642 | 0 | 0 | 2.8256e-05 | 8.0912e-06 | -7.0187e-06 | 0 | 0 | 6.7475e-05 | 0.00063618 | 0.00021655 | 0.00016725 | 0.0002174 | -3.3915e-05 | 7.0806e-05 | 6.683e-05 | 0.0010442 | 0.0092808 | 0 | 0.00094604 | 0.0010848
|  | 929.6983 | 0 | 929.6983 | 0 | 854.2141 | -0.00050604 | 858.4699 | -0.00017566 | 859.02 | -5.1835e-06 | 848.8945 | 0 | 848.8945 | 0 | 929.6983 | 0.00079279 | 846.1985 | 0.00199 | 858.4699 | -0.00070253 | 848.8945 | -0.00086076 | 848.6572 | 0.0014 | 846.1985 | -0.0015502 | 854.2141 | 0.00029901 | 848.8945 | -0.00036345 | 929.6983 | 0.0044954 | 848.8945 | 0.03923 | 846.1985 | 0 | 929.6983 | 0.0042129 | 929.6983 | 0.0049217 | 0 | 0 | 1.3495e-05 | -1.9427e-05 | -6.352e-06 | 0 | 0 | 6.7433e-05 | 0.00070622 | 7.5177e-05 | 5.8516e-06 | 6.5712e-05 | 7.0135e-05 | 7.1591e-05 | 0.00011234 | 0.0010015 | 0.0093761 | 0 | 0.00090214 | 0.0010866
|  | 929.9398 | 0 | 929.9398 | 0 | 854.452 | 0.00061946 | 858.7095 | 1.3515e-05 | 859.2614 | -4.7445e-05 | 849.1319 | 0 | 849.1319 | 0 | 929.9398 | -0.00023421 | 846.432 | 0.00406 | 858.7095 | 0.00133 | 849.1319 | 0.00091007 | 848.8945 | -0.00084631 | 846.4319 | 0.002151 | 854.452 | 0.00030265 | 849.1319 | 0.00131 | 929.9398 | 0.0038009 | 849.1319 | 0.03977 | 846.4319 | 0 | 929.9398 | 0.0032601 | 929.9398 | 0.0040789 | 0 | 0 | 8.7572e-06 | -3.1728e-05 | -6.7389e-06 | 0 | 0 | 5.6209e-05 | 0.00076925 | 4.5725e-05 | 0.00017291 | 6.3341e-05 | 0.00035966 | 7.2474e-05 | 0.00010984 | 0.00102 | 0.0095003 | 0 | 0.00098231 | 0.0011106
|  | 930.1812 | 0 | 930.1812 | 0 | 854.69 | -0.00054586 | 858.9492 | -0.00027833 | 859.5028 | -8.3874e-06 | 849.3693 | 0 | 849.3693 | 0 | 930.1812 | 0.0006998 | 846.6654 | 0.00253 | 858.9492 | -0.00094837 | 849.3693 | 0.00054684 | 849.1319 | 0.00138 | 846.6654 | 0.00093017 | 854.69 | 0.00030643 | 849.3693 | -0.00038446 | 930.1812 | 0.0046483 | 849.3693 | 0.04028 | 846.6654 | 0 | 930.1812 | 0.0048767 | 930.1812 | 0.0051207 | 0 | 0 | 3.9235e-05 | 1.3224e-05 | -7.4683e-06 | 0 | 0 | 1.2145e-07 | 0.0010809 | -1.2574e-05 | 0.00031295 | 0.000125 | 0.00015732 | 7.333e-05 | 0.00017631 | 0.0010063 | 0.0096194 | 0 | 0.0010737 | 0.001056
|  | 930.4227 | 0 | 930.4227 | 0 | 854.928 | 0.0008756 | 859.1888 | 0.00038867 | 859.7442 | -5.349e-05 | 849.6066 | 0 | 849.6066 | 0 | 930.4227 | -0.0006988 | 846.8989 | 0.00673 | 859.1888 | 0.00084345 | 849.6066 | 0.00209 | 849.3693 | -0.00032674 | 846.8989 | 0.00041756 | 854.928 | 0.00030985 | 849.6066 | 0.00187 | 930.4227 | 0.0036867 | 849.6066 | 0.04077 | 846.8989 | 0 | 930.4227 | 0.0040167 | 930.4227 | 0.0036258 | 0 | 0 | 4.8856e-05 | -1.637e-05 | -7.5263e-06 | 0 | 0 | -4.8644e-06 | 0.00076713 | -0.00011101 | 8.1913e-05 | 9.8896e-05 | 8.337e-05 | 7.408e-05 | 0.00024339 | 0.0010019 | 0.0096978 | 0 | 0.0011204 | 0.0011279
|  | 930.6641 | 0 | 930.6641 | 0 | 855.166 | -0.00046511 | 859.4285 | -0.0005253 | 859.9857 | -8.8499e-06 | 849.8441 | 0 | 849.8441 | 0 | 930.6641 | 0.00065851 | 847.1323 | -0.00015813 | 859.4285 | -0.00177 | 849.8441 | -0.0014 | 849.6066 | 0.00116 | 847.1323 | 0.00029665 | 855.166 | 0.00031257 | 849.8441 | 0.00018023 | 930.6641 | 0.004612 | 849.8441 | 0.04092 | 847.1323 | 0 | 930.6641 | 0.0052632 | 930.6641 | 0.0057166 | 0 | 0 | 2.593e-05 | -2.0508e-05 | -7.8193e-06 | 0 | 0 | 6.4951e-05 | 0.00064707 | -8.1491e-05 | -3.9164e-05 | 7.9109e-05 | 6.205e-05 | 7.4607e-05 | 0.00017805 | 0.0010427 | 0.0098172 | 0 | 0.0011702 | 0.0013248
|  | 930.9056 | 0 | 930.9056 | 0 | 855.404 | 0.00068303 | 859.6681 | 0.00035417 | 860.2271 | -5.592e-05 | 850.0814 | 0 | 850.0814 | 0 | 930.9056 | -0.00012052 | 847.3658 | 0.0057 | 859.6681 | 0.00109 | 850.0814 | 0.00107 | 849.8441 | -0.00049362 | 847.3658 | 0.00023478 | 855.404 | 0.00031444 | 850.0814 | 0.00132 | 930.9056 | 0.0040242 | 850.0814 | 0.0418 | 847.3658 | 0 | 930.9056 | 0.0044293 | 930.9056 | 0.0052564 | 0 | 0 | 2.4923e-05 | 1.5991e-06 | -8.3334e-06 | 0 | 0 | 0.00010925 | 0.0010984 | 2.3615e-05 | 0.00027067 | 1.3822e-05 | 8.0076e-05 | 7.4973e-05 | 0.00018623 | 0.0010274 | 0.010015 | 0 | 0.0011221 | 0.0012347
|  | 931.1471 | 0 | 931.1471 | 0 | 855.642 | -0.00047363 | 859.9078 | -0.00034083 | 860.4685 | -1.3123e-05 | 850.3188 | 0 | 850.3188 | 0 | 931.1471 | 0.0010253 | 847.5993 | 0.00371 | 859.9078 | -0.00089295 | 850.3188 | 0.00121 | 850.0814 | 0.00061009 | 847.5993 | 0.00045121 | 855.642 | 0.00031549 | 850.3188 | 0.00024875 | 931.1471 | 0.0044848 | 850.3188 | 0.04256 | 847.5993 | 0 | 931.1471 | 0.0048646 | 931.1471 | 0.0049696 | 0 | 0 | 2.9153e-05 | 2.0342e-05 | -8.56e-06 | 0 | 0 | 7.8099e-05 | 0.00061299 | -7.2519e-05 | 0.00043674 | 2.9721e-05 | 0.00024333 | 7.5146e-05 | 0.000126 | 0.00096093 | 0.010128 | 0 | 0.0010159 | 0.0010369
|  | 931.3886 | 0 | 931.3886 | 0 | 855.8801 | 0.00071857 | 860.1475 | 0.00051057 | 860.71 | -5.7782e-05 | 850.5562 | 0 | 850.5562 | 0 | 931.3886 | -0.00037852 | 847.8328 | 0.00154 | 860.1475 | 0.00028782 | 850.5562 | 0.00247 | 850.3188 | -0.00035973 | 847.8328 | 0.0016328 | 855.8801 | 0.00031589 | 850.5562 | 0.0008129 | 931.3886 | 0.0034739 | 850.5562 | 0.04278 | 847.8328 | 0 | 931.3886 | 0.003549 | 931.3886 | 0.0036182 | 0 | 0 | 2.3946e-05 | 2.0652e-05 | -7.5784e-06 | 0 | 0 | 5.529e-05 | 0.00018046 | -3.012e-05 | 0.00032416 | 6.2701e-05 | 0.00018905 | 7.5201e-05 | 6.8661e-05 | 0.00093014 | 0.010234 | 0 | 0.0010626 | 0.0010107
|  | 931.63 | 0 | 931.63 | 0 | 856.1181 | -0.00051737 | 860.3872 | -0.00033825 | 860.9515 | -4.9734e-06 | 850.7936 | 0 | 850.7936 | 0 | 931.63 | 0.00083644 | 848.0664 | 5.5266e-06 | 860.3872 | -0.00053914 | 850.7936 | 0.00026057 | 850.5562 | 0.00088806 | 848.0663 | -1.3663e-05 | 856.1181 | 0.00031595 | 850.7936 | -0.00023454 | 931.63 | 0.0042298 | 850.7936 | 0.04343 | 848.0663 | 0 | 931.63 | 0.0052515 | 931.63 | 0.0047526 | 0 | 0 | 2.4916e-05 | 1.7364e-05 | -6.6071e-06 | 0 | 0 | 5.885e-05 | 0.00048637 | 0.00023499 | 0.00038589 | -6.4337e-05 | -1.6772e-05 | 7.5212e-05 | 0.0001158 | 0.00090726 | 0.010356 | 0 | 0.0010836 | 0.0011198
|  | 931.8715 | 0 | 931.8715 | 0 | 856.3561 | 0.00072672 | 860.6269 | 0.00048314 | 861.1929 | -4.9755e-05 | 851.0311 | 0 | 851.0311 | 0 | 931.8715 | -0.00034905 | 848.2999 | 0.00416 | 860.6269 | 0.0025 | 851.0311 | 0.00299 | 850.7936 | -0.00143 | 848.2999 | -0.00012998 | 856.3561 | 0.00031598 | 851.0311 | 0.00121 | 931.8715 | 0.003284 | 851.0311 | 0.0438 | 848.2999 | 0 | 931.8715 | 0.0037231 | 931.8715 | 0.0045215 | 0 | 0 | 2.8304e-05 | 1.9442e-05 | -6.1897e-06 | 0 | 0 | 7.5988e-05 | 0.00052451 | 0.00019027 | 0.00028144 | 0.00010684 | 4.3338e-05 | 7.5256e-05 | 0.00014594 | 0.00092299 | 0.010463 | 0 | 0.0010677 | 0.0012493
|  | 932.113 | 0 | 932.113 | 0 | 856.5942 | -0.00048891 | 860.8666 | -0.00032092 | 861.4344 | -1.5138e-06 | 851.2685 | 0 | 851.2685 | 0 | 932.113 | 0.00097835 | 848.5334 | 0.00033217 | 860.8666 | -0.00091237 | 851.2685 | -0.0006192 | 851.0311 | 0.00233 | 848.5334 | 0.00050115 | 856.5942 | 0.00031632 | 851.2685 | 1.9366e-05 | 932.113 | 0.0043598 | 851.2685 | 0.04434 | 848.5334 | 0 | 932.113 | 0.0051192 | 932.113 | 0.0058248 | 0 | 0 | 2.8214e-05 | -1.1242e-05 | -5.2837e-06 | 0 | 0 | 1.906e-05 | 0.00057238 | 5.4856e-05 | 0.00029569 | 0.00010446 | 3.6483e-05 | 7.5408e-05 | 0.00018987 | 0.00093259 | 0.010556 | 0 | 0.0010616 | 0.0012054
|  | 932.3545 | 0 | 932.3545 | 0 | 856.8322 | 0.00072596 | 861.1063 | 0.00022713 | 861.6759 | -4.2242e-05 | 851.5059 | 0 | 851.5059 | 0 | 932.3545 | -0.00082051 | 848.7669 | 0.00457 | 861.1063 | 0.00137 | 851.5059 | 0.00311 | 851.2685 | -0.00145 | 848.7669 | -0.00018869 | 856.8322 | 0.00031726 | 851.5059 | 0.00158 | 932.3545 | 0.0033636 | 851.5059 | 0.04458 | 848.7669 | 0 | 932.3545 | 0.0036726 | 932.3545 | 0.0041575 | 0 | 0 | 7.5637e-06 | -8.8399e-06 | -4.6672e-06 | 0 | 0 | -1.0783e-05 | 0.00090372 | -1.1988e-06 | 0.0004812 | -4.2737e-05 | 3.1387e-06 | 7.5751e-05 | 0.00015116 | 0.00090171 | 0.010686 | 0 | 0.0010872 | 0.0011366
|  | 932.596 | 0 | 932.596 | 0 | 857.0703 | -0.00066243 | 861.3461 | -0.00030088 | 861.9174 | 3.5932e-06 | 851.7434 | 0 | 851.7434 | 0 | 932.596 | 0.00073121 | 849.0004 | 0.00317 | 861.3461 | -0.00138 | 851.7434 | 0.00094236 | 851.5059 | 0.00109 | 849.0004 | 0.00021557 | 857.0703 | 0.00031904 | 851.7434 | -0.00030705 | 932.596 | 0.0041037 | 851.7434 | 0.04541 | 849.0004 | 0 | 932.596 | 0.0053307 | 932.596 | 0.0052547 | 0 | 0 | 6.9493e-06 | 2.1367e-05 | -4.1591e-06 | 0 | 0 | 3.7807e-05 | 0.00081966 | 2.0373e-05 | 0.00027806 | -3.2061e-05 | 0.00031346 | 7.6291e-05 | 0.00014399 | 0.00088373 | 0.010825 | 0 | 0.0011286 | 0.0011703
|  | 932.8375 | 0 | 932.8375 | 0 | 857.3084 | 0.0007208 | 861.5857 | 0.00047917 | 862.1589 | -3.8035e-05 | 851.9808 | 0 | 851.9808 | 0 | 932.8375 | -0.00041812 | 849.234 | 0.00385 | 861.5857 | 0.00155 | 851.9808 | 0.0014 | 851.7434 | -0.00136 | 849.2339 | 0.002469 | 857.3084 | 0.0003218 | 851.9808 | 0.00152 | 932.8375 | 0.0032146 | 851.9808 | 0.04578 | 849.2339 | 0 | 932.8375 | 0.0040155 | 932.8375 | 0.0044367 | 0 | 0 | 4.2217e-05 | 1.4813e-05 | -3.9021e-06 | 0 | 0 | 4.0045e-05 | 0.00064001 | 4.795e-05 | 0.00011093 | -5.3499e-05 | 0.00027279 | 7.7074e-05 | 7.8678e-05 | 0.00085639 | 0.010942 | 0 | 0.0011213 | 0.0012025
|  | 933.0791 | 0 | 933.0791 | 0 | 857.5465 | -0.00036618 | 861.8255 | -0.0003556 | 862.4004 | 5.72e-06 | 852.2183 | 0 | 852.2183 | 0 | 933.0791 | 0.00074973 | 849.4675 | 0.00163 | 861.8255 | -0.00115 | 852.2183 | -0.00046582 | 851.9808 | 0.00090933 | 849.4675 | -0.00013329 | 857.5465 | 0.00032561 | 852.2183 | -0.00085742 | 933.0791 | 0.003877 | 852.2183 | 0.04637 | 849.4675 | 0 | 933.0791 | 0.0052695 | 933.0791 | 0.0055209 | 0 | 0 | 3.129e-05 | 1.3022e-05 | -4.2715e-06 | 0 | 0 | -3.6985e-06 | 0.00066086 | 1.6782e-05 | 0.00016674 | -3.8078e-05 | 0.00022342 | 7.8096e-05 | 0.00011074 | 0.00082939 | 0.011048 | 0 | 0.0010224 | 0.0011423
|  | 933.3206 | 0 | 933.3206 | 0 | 857.7846 | 0.00062902 | 862.0652 | 0.00046423 | 862.642 | -4.1092e-05 | 852.4558 | 0 | 852.4558 | 0 | 933.3206 | -0.00078035 | 849.7011 | 0.00403 | 862.0652 | 0.00129 | 852.4558 | 0.00187 | 852.2183 | -0.00123 | 849.701 | 0.0020468 | 857.7846 | 0.00033039 | 852.4558 | 0.00179 | 933.3206 | 0.0029908 | 852.4558 | 0.04667 | 849.701 | 0 | 933.3206 | 0.0031962 | 933.3206 | 0.003938 | 0 | 0 | 3.9522e-05 | 1.7166e-05 | -4.7221e-06 | 0 | 0 | 2.8983e-05 | 0.00040058 | 0.0001297 | 0.00019246 | -4.7498e-06 | 0.0001366 | 7.9326e-05 | 0.0001847 | 0.00083699 | 0.011154 | 0 | 0.0010581 | 0.0011168
|  | 933.5621 | 0 | 933.5621 | 0 | 858.0227 | -0.00029704 | 862.305 | -0.00032103 | 862.8835 | 1.9871e-06 | 852.6932 | 0 | 852.6932 | 0 | 933.5621 | 0.0010203 | 849.9346 | -0.00060012 | 862.305 | -0.00020796 | 852.6932 | -0.00024883 | 852.4558 | 0.00119 | 849.9346 | -0.00087716 | 858.0227 | 0.00033594 | 852.6932 | -0.00023416 | 933.5621 | 0.00394 | 852.6932 | 0.04729 | 849.9346 | 0 | 933.5621 | 0.0055657 | 933.5621 | 0.0053098 | 0 | 0 | 4.7179e-05 | 1.4834e-05 | -4.8449e-06 | 0 | 0 | 4.9728e-05 | 0.00075095 | 0.00011535 | 0.00027207 | 4.2232e-05 | 0.00015225 | 8.0702e-05 | 0.00012894 | 0.00081748 | 0.01127 | 0 | 0.0011665 | 0.0011118
|  | 933.8036 | 0 | 933.8036 | 0 | 858.2608 | 0.00069334 | 862.5448 | 0.00044474 | 863.1251 | -4.2098e-05 | 852.9307 | 0 | 852.9307 | 0 | 933.8036 | -0.00060857 | 850.1682 | 0.00703 | 862.5448 | 0.00117 | 852.9307 | 0.00254 | 852.6932 | -0.00083426 | 850.1682 | 0.0021808 | 858.2608 | 0.00034195 | 852.9307 | 0.00132 | 933.8036 | 0.0028292 | 852.9307 | 0.04762 | 850.1682 | 0 | 933.8036 | 0.0040938 | 933.8036 | 0.0038969 | 0 | 0 | 1.1349e-05 | 1.9113e-05 | -4.721e-06 | 0 | 0 | 5.9718e-05 | 0.0010826 | 6.2296e-05 | 6.8887e-05 | 0.00014318 | 0.00018678 | 8.2156e-05 | 2.4942e-05 | 0.00079883 | 0.011353 | 0 | 0.0011594 | 0.0011008
|  | 934.0452 | 0 | 934.0452 | 0 | 858.499 | -0.00059804 | 862.7845 | -0.0002853 | 863.3666 | 3.0136e-06 | 853.1683 | 0 | 853.1683 | 0 | 934.0452 | 0.001103 | 850.4018 | 0.00224 | 862.7845 | -0.00065032 | 853.1683 | -0.00196 | 852.9307 | 0.00204 | 850.4018 | -0.00058157 | 858.499 | 0.00034798 | 853.1683 | -0.00111 | 934.0452 | 0.003785 | 853.1683 | 0.04797 | 850.4018 | 0 | 934.0452 | 0.0055055 | 934.0452 | 0.0052172 | 0 | 0 | 7.7647e-06 | -2.8155e-06 | -6.0156e-06 | 0 | 0 | 7.1459e-05 | 0.00071946 | 0.000145 | 1.8999e-05 | 0.00015997 | -7.6247e-05 | 8.3521e-05 | 6.8872e-05 | 0.00077816 | 0.011521 | 0 | 0.0011351 | 0.0011888
|  | 934.2867 | 0 | 934.2867 | 0 | 858.7371 | 0.00066326 | 863.0243 | 0.00026181 | 863.6082 | -5.2816e-05 | 853.4058 | 0 | 853.4058 | 0 | 934.2867 | -0.00051133 | 850.6354 | 0.00392 | 863.0243 | 0.00186 | 853.4058 | 0.00212 | 853.1683 | -0.0006931 | 850.6354 | -7.1283e-05 | 858.7371 | 0.00035359 | 853.4058 | 0.00169 | 934.2867 | 0.0026584 | 853.4058 | 0.04905 | 850.6354 | 0 | 934.2867 | 0.0038937 | 934.2867 | 0.0046263 | 0 | 0 | 3.2322e-05 | 8.3201e-06 | -7.0833e-06 | 0 | 0 | 8.0052e-05 | 0.0005637 | 7.9137e-05 | 3.5623e-05 | -7.3933e-06 | 7.6283e-06 | 8.4772e-05 | 0.0001791 | 0.00077654 | 0.011698 | 0 | 0.001049 | 0.0012418
|  | 934.5283 | 0 | 934.5283 | 0 | 858.9752 | -0.00039183 | 863.2641 | -0.00019242 | 863.8498 | -5.8283e-06 | 853.6432 | 0 | 853.6432 | 0 | 934.5283 | 0.0011741 | 850.869 | 0.00090664 | 863.2641 | -0.0012 | 853.6432 | -0.00182 | 853.4058 | 0.00063084 | 850.869 | 0.0001366 | 858.9752 | 0.0003583 | 853.6432 | -0.00018174 | 934.5283 | 0.003771 | 853.6432 | 0.04946 | 850.869 | 0 | 934.5283 | 0.0047911 | 934.5283 | 0.0056554 | 0 | 0 | 3.8406e-05 | -1.9313e-06 | -7.8765e-06 | 0 | 0 | 5.6492e-05 | 0.00068049 | -5.4198e-05 | -1.9004e-05 | -1.1919e-05 | 0.00021463 | 8.5744e-05 | 0.00011144 | 0.00077794 | 0.011832 | 0 | 0.0010609 | 0.0012052
|  | 934.7699 | 0 | 934.7699 | 0 | 859.2134 | 0.00071435 | 863.5039 | 0.00017631 | 864.0914 | -5.938e-05 | 853.8808 | 0 | 853.8808 | 0 | 934.7699 | -0.0007064 | 851.1025 | 0.00492 | 863.5039 | 0.00074799 | 853.8808 | 0.00166 | 853.6432 | -0.00073122 | 851.1025 | 0.0017012 | 859.2134 | 0.00036175 | 853.8808 | 0.00112 | 934.7699 | 0.0026699 | 853.8808 | 0.05016 | 851.1025 | 0 | 934.7699 | 0.0039927 | 934.7699 | 0.0043232 | 0 | 0 | 4.9148e-05 | 5.0769e-06 | -9.3613e-06 | 0 | 0 | 3.2265e-05 | 0.00070092 | -8.1772e-05 | 0.00021527 | 0.00012338 | 0.00019286 | 8.6385e-05 | 0.00011924 | 0.00080083 | 0.01198 | 0 | 0.0011831 | 0.0012149
|  | 935.0114 | 0 | 935.0114 | 0 | 859.4515 | -0.00030162 | 863.7437 | -0.00013397 | 864.3329 | -1.8121e-05 | 854.1183 | 0 | 854.1183 | 0 | 935.0114 | 0.00097354 | 851.3362 | 0.00108 | 863.7437 | -0.00143 | 854.1183 | 0.00015287 | 853.8808 | 0.00177 | 851.3362 | -5.0226e-05 | 859.4515 | 0.00036369 | 854.1183 | -0.0001158 | 935.0114 | 0.0039606 | 854.1183 | 0.05073 | 851.3362 | 0 | 935.0114 | 0.0058026 | 935.0114 | 0.0057354 | 0 | 0 | 4.6806e-05 | 1.0262e-05 | -9.7241e-06 | 0 | 0 | 8.4853e-05 | 0.0005092 | 7.7938e-05 | 0.00022007 | 0.00019925 | 4.1253e-05 | 8.6653e-05 | 0.00015965 | 0.00079755 | 0.012117 | 0 | 0.0011702 | 0.0012339
|  | 935.253 | 0 | 935.253 | 0 | 859.6897 | 0.00069468 | 863.9835 | 0.00021955 | 864.5746 | -6.2364e-05 | 854.3558 | 0 | 854.3558 | 0 | 935.253 | -0.00027105 | 851.5698 | 0.00328 | 863.9835 | 0.00208 | 854.3558 | 0.0017 | 854.1183 | -9.1996e-05 | 851.5698 | 0.00040345 | 859.6897 | 0.000364 | 854.3558 | 0.00146 | 935.253 | 0.0026422 | 854.3558 | 0.05129 | 851.5698 | 0 | 935.253 | 0.0038857 | 935.253 | 0.0044795 | 0 | 0 | 3.02e-05 | -1.7541e-05 | -9.5933e-06 | 0 | 0 | 0.00012659 | 0.00055141 | 4.3166e-05 | 3.8008e-05 | 8.5443e-05 | -2.0232e-05 | 8.6544e-05 | 9.028e-05 | 0.00078792 | 0.012245 | 0 | 0.0011841 | 0.0013534
|  | 935.4946 | 0 | 935.4946 | 0 | 859.9279 | -0.00044107 | 864.2233 | -0.00036584 | 864.8162 | -1.7061e-05 | 854.5934 | 0 | 854.5934 | 0 | 935.4946 | 0.0013191 | 851.8034 | 0.00144 | 864.2233 | -0.00172 | 854.5934 | -0.00138 | 854.3558 | 0.0008114 | 851.8034 | -0.00057664 | 859.9279 | 0.00036277 | 854.5934 | -0.00069991 | 935.4946 | 0.0038811 | 854.5934 | 0.0518 | 851.8034 | 0 | 935.4946 | 0.0059177 | 935.4946 | 0.0067257 | 0 | 0 | 4.8623e-05 | -2.7036e-05 | -9.2225e-06 | 0 | 0 | 3.0021e-05 | 0.00066003 | -0.00010534 | 2.613e-05 | 2.029e-05 | -8.8499e-05 | 8.6114e-05 | 0.00014492 | 0.00078317 | 0.01237 | 0 | 0.0011819 | 0.0013478
|  | 935.7362 | 0 | 935.7362 | 0 | 860.1661 | 0.00084928 | 864.4631 | 0.00014035 | 865.0578 | -5.9272e-05 | 854.8309 | 0 | 854.8309 | 0 | 935.7362 | -0.0010706 | 852.0371 | 0.00421 | 864.4631 | 0.00084147 | 854.8309 | 0.0016 | 854.5934 | -0.00064057 | 852.037 | -0.00018092 | 860.1661 | 0.00036021 | 854.8309 | 0.00192 | 935.7362 | 0.0026023 | 854.8309 | 0.05235 | 852.037 | 0 | 935.7362 | 0.0038665 | 935.7362 | 0.0044322 | 0 | 0 | 4.3461e-05 | 4.5575e-09 | -8.543e-06 | 0 | 0 | 8.0833e-05 | 0.00052077 | -0.00011736 | 9.1321e-05 | 4.095e-05 | 2.5033e-05 | 8.5361e-05 | 0.00026219 | 0.00080115 | 0.012546 | 0 | 0.0012758 | 0.0014178
|  | 935.9777 | 0 | 935.9777 | 0 | 860.4042 | -0.00048431 | 864.703 | -0.00014031 | 865.2994 | -1.1437e-05 | 855.0685 | 0 | 855.0685 | 0 | 935.9777 | 0.0017398 | 852.2707 | 0.00024791 | 864.703 | -0.00182 | 855.0685 | -0.00083114 | 854.8309 | 0.00098534 | 852.2707 | 0.00039521 | 860.4042 | 0.00035664 | 855.0685 | 0.00028748 | 935.9777 | 0.0040303 | 855.0685 | 0.05328 | 852.2707 | 0 | 935.9777 | 0.0066957 | 935.9777 | 0.0073057 | 0 | 0 | 2.7431e-05 | 3.311e-05 | -8.4403e-06 | 0 | 0 | 0.00014046 | 0.00071236 | 2.6379e-05 | 7.45e-06 | 2.4867e-05 | 0.00023231 | 8.446e-05 | 0.00025744 | 0.00083731 | 0.012743 | 0 | 0.001369 | 0.001567
|  | 936.2193 | 0 | 936.2193 | 0 | 860.6425 | 0.0007146 | 864.9428 | 0.00041645 | 865.5411 | -5.8421e-05 | 855.306 | 0 | 855.306 | 0 | 936.2193 | -0.00057705 | 852.5043 | 0.00585 | 864.9428 | 0.00204 | 855.306 | 0.00089387 | 855.0685 | -0.00077598 | 852.5043 | 0.0015934 | 860.6425 | 0.00035245 | 855.306 | 0.00188 | 936.2193 | 0.0029011 | 855.306 | 0.05401 | 852.5043 | 0 | 936.2193 | 0.0046367 | 936.2193 | 0.0056663 | 0 | 0 | 2.7867e-05 | 1.5079e-05 | -7.9364e-06 | 0 | 0 | 0.0001019 | 0.00057804 | 0.00027283 | -7.5156e-06 | 0.00014063 | 0.00013151 | 8.3438e-05 | 0.00020041 | 0.00082768 | 0.012874 | 0 | 0.001371 | 0.0014552
|  | 936.4609 | 0 | 936.4609 | 0 | 860.8807 | -0.00048065 | 865.1827 | -0.00029073 | 865.7827 | -7.2691e-06 | 855.5436 | 0 | 855.5436 | 0 | 936.4609 | 0.0014206 | 852.738 | -0.0009021 | 865.1827 | 0.00023484 | 855.5436 | -0.00095713 | 855.306 | 0.00196 | 852.738 | -0.00046763 | 860.8807 | 0.00034806 | 855.5436 | -0.00019316 | 936.4609 | 0.0039506 | 855.5436 | 0.05435 | 852.738 | 0 | 936.4609 | 0.0067127 | 936.4609 | 0.0063801 | 0 | 0 | 2.3168e-05 | -1.1894e-05 | -8.1383e-06 | 0 | 0 | 0.00035257 | 0.00079647 | 8.1567e-05 | 0.00014525 | 0.00023156 | -7.3905e-05 | 8.2415e-05 | 0.00016947 | 0.00097741 | 0.012916 | 0 | 0.0016268 | 0.0015109
|  | 936.7025 | 0 | 936.7025 | 0 | 861.1189 | 0.00067515 | 865.4226 | 0.00019156 | 866.0244 | -6.0073e-05 | 855.7812 | 0 | 855.7812 | 0 | 936.7025 | 0.0014981 | 852.9716 | 0.00772 | 865.4226 | 0.00044526 | 855.7812 | 0.00218 | 855.5436 | -1.0885e-05 | 852.9716 | -0.00016501 | 861.1189 | 0.00034386 | 855.7812 | 0.00162 | 936.7025 | 0.0041406 | 855.7812 | 0.05439 | 852.9716 | 0 | 936.7025 | 0.0067545 | 936.7025 | 0.0061274 | 0 | 0 | 2.3618e-05 | -3.3832e-05 | -8.3338e-06 | 0 | 0 | 0.00010399 | 0.0010082 | -3.3244e-05 | 0.00021078 | 0.00024932 | 4.3457e-05 | 8.1475e-05 | 0.00021195 | 0.00079531 | 0.013069 | 0 | 0.0013016 | 0.0012995
|  | 936.9442 | 0 | 936.9442 | 0 | 861.3571 | -0.00047686 | 865.6624 | -0.00047365 | 866.266 | -8.904e-06 | 856.0188 | 0 | 856.0188 | 0 | 936.9442 | -0.00063734 | 853.2053 | 0.00091064 | 865.6624 | -0.00072245 | 856.0188 | -0.00040584 | 855.7812 | 0.00211 | 853.2053 | 0.000537 | 861.3571 | 0.00034017 | 856.0188 | 0.00016406 | 936.9442 | 0.0024426 | 856.0188 | 0.05561 | 853.2053 | 0 | 936.9442 | 0.0040194 | 936.9442 | 0.0046288 | 0 | 0 | 3.823e-05 | -1.0159e-05 | -8.437e-06 | 0 | 0 | 8.054e-05 | 0.00026065 | 6.4471e-05 | 0.00022028 | 8.7916e-05 | 0.00026651 | 8.0683e-05 | 0.00023096 | 0.00075782 | 0.013274 | 0 | 0.0012217 | 0.0013545
|  | 937.1858 | 0 | 937.1858 | 0 | 861.5953 | 0.00079782 | 865.9023 | 0.00038895 | 866.5077 | -6.091e-05 | 856.2564 | 0 | 856.2564 | 0 | 937.1858 | 0.001304 | 853.439 | 0.00132 | 865.9023 | 0.00126 | 856.2564 | 0.00226 | 856.0188 | -0.00137 | 853.439 | 0.0017438 | 861.5953 | 0.00033721 | 856.2564 | 0.00178 | 937.1858 | 0.0038305 | 856.2564 | 0.05612 | 853.439 | 0 | 937.1858 | 0.0060932 | 937.1858 | 0.0065838 | 0 | 0 | 4.4244e-05 | 5.6632e-06 | -7.5213e-06 | 0 | 0 | 2.7328e-05 | -0.00012734 | 0.0001684 | 0.00025265 | 0.00012356 | 0.000374 | 8.0101e-05 | 0.00023079 | 0.00072292 | 0.013399 | 0 | 0.0011215 | 0.0013822
|  | 937.4274 | 0 | 937.4274 | 0 | 861.8336 | -0.00042647 | 866.1422 | -0.00034173 | 866.7495 | -1.3265e-06 | 856.494 | 0 | 856.494 | 0 | 937.4274 | -0.0010778 | 853.6726 | -0.00241 | 866.1422 | 0.00014408 | 856.494 | -0.00013343 | 856.2564 | 0.00241 | 853.6726 | 0.0014577 | 861.8336 | 0.00033511 | 856.494 | 0.00016259 | 937.4274 | 0.0021532 | 856.494 | 0.05666 | 853.6726 | 0 | 937.4274 | 0.0031895 | 937.4274 | 0.0048565 | 0 | 0 | 2.7776e-05 | -3.8948e-06 | -6.8149e-06 | 0 | 0 | 3.826e-05 | 0.00017177 | 0.00021997 | 0.00017186 | 0.00025074 | 0.00012661 | 7.9703e-05 | 0.0001702 | 0.00070229 | 0.013509 | 0 | 0.0011729 | 0.0013074
|  | 937.669 | 0 | 937.669 | 0 | 862.0719 | 0.0006596 | 866.382 | 0.00030926 | 866.9911 | -5.5065e-05 | 856.7316 | 0 | 856.7316 | 0 | 937.669 | 0.0013945 | 853.9063 | 0.00388 | 866.382 | 0.00169 | 856.7316 | 0.00158 | 856.494 | -0.00029947 | 853.9063 | -0.00037426 | 862.0719 | 0.00033387 | 856.7316 | 0.00127 | 937.669 | 0.0036597 | 856.7316 | 0.05705 | 853.9063 | 0 | 937.669 | 0.0065191 | 937.669 | 0.0059647 | 0 | 0 | 2.339e-05 | -2.0085e-05 | -8.1093e-06 | 0 | 0 | 4.4726e-05 | -2.5707e-05 | -9.5972e-06 | 0.00014433 | 7.9677e-05 | -7.7352e-05 | 7.9479e-05 | 6.2685e-05 | 0.0006968 | 0.013639 | 0 | 0.0012438 | 0.0010625
|  | 937.9107 | 0 | 937.9107 | 0 | 862.3101 | -0.00046323 | 866.6219 | -0.00047668 | 867.2328 | -1.2037e-05 | 856.9692 | 0 | 856.9692 | 0 | 937.9107 | -0.0010243 | 854.14 | -0.0041 | 866.6219 | -0.00177 | 856.9692 | -0.00036511 | 856.7316 | 0.00097012 | 854.14 | -0.0002877 | 862.3101 | 0.0003334 | 856.9692 | -0.00074237 | 937.9107 | 0.0021078 | 856.9692 | 0.05775 | 854.14 | 0 | 937.9107 | 0.0037764 | 937.9107 | 0.0028294 | 0 | 0 | 4.3404e-05 | -7.5091e-07 | -8.3562e-06 | 0 | 0 | 5.245e-05 | -0.00011218 | -2.6386e-05 | 0.00024294 | -8.7902e-05 | 0.00011044 | 7.946e-05 | 1.1189e-05 | 0.00070934 | 0.01383 | 0 | 0.0011497 | 0.0010484
|  | 938.1523 | 0 | 938.1523 | 0 | 862.5484 | 0.00082754 | 866.8618 | 0.00047042 | 867.4746 | -5.7108e-05 | 857.2069 | 0 | 857.2069 | 0 | 938.1523 | 0.0014584 | 854.3737 | 0.00314 | 866.8618 | 0.00155 | 857.2069 | 0.00241 | 856.9692 | -0.00171 | 854.3737 | 0.0012329 | 862.5484 | 0.00033354 | 857.2069 | 0.00083655 | 938.1523 | 0.0037632 | 857.2069 | 0.05866 | 854.3737 | 0 | 938.1523 | 0.0057398 | 938.1523 | 0.0058482 | 0 | 0 | 6.0404e-05 | 1.8091e-06 | -8.557e-06 | 0 | 0 | 3.7424e-05 | 0.00056439 | 0.0001424 | 0.00029172 | -0.00010497 | 0.00018669 | 7.9541e-05 | -1.3282e-05 | 0.00064997 | 0.013973 | 0 | 0.0010586 | 0.0011656
|  | 938.394 | 0 | 938.394 | 0 | 862.7867 | -0.00032054 | 867.1018 | -0.00045534 | 867.7163 | -1.3681e-05 | 857.4445 | 0 | 857.4445 | 0 | 938.394 | -0.0011487 | 854.6074 | 0.00169 | 867.1018 | -0.00036295 | 857.4445 | 4.484e-05 | 857.2069 | 0.00082649 | 854.6074 | 0.00036478 | 862.7867 | 0.00033408 | 857.4445 | -0.00094832 | 938.394 | 0.0016163 | 857.4445 | 0.05892 | 854.6074 | 0 | 938.394 | 0.0030217 | 938.394 | 0.0037991 | 0 | 0 | 4.1788e-05 | -7.1997e-05 | -9.0765e-06 | 0 | 0 | 8.1412e-05 | 0.00065205 | -8.6947e-06 | 0.00031184 | -1.3975e-05 | 4.8076e-05 | 7.9695e-05 | 2.0397e-05 | 0.00065356 | 0.014118 | 0 | 0.0011255 | 0.0011504
|  | 938.6356 | 0 | 938.6356 | 0 | 863.025 | 0.00067129 | 867.3417 | -0.00014484 | 867.958 | -6.1425e-05 | 857.6821 | 0 | 857.6821 | 0 | 938.6356 | 0.0018225 | 854.8411 | 0.00389 | 867.3417 | 0.00029047 | 857.6821 | 0.00258 | 857.4445 | -0.00094409 | 854.8411 | 4.665e-05 | 863.025 | 0.00033483 | 857.6821 | 0.00112 | 938.6356 | 0.0037929 | 857.6821 | 0.05991 | 854.8411 | 0 | 938.6356 | 0.0062938 | 938.6356 | 0.0057221 | 0 | 0 | 1.7144e-05 | -3.8216e-05 | -9.2015e-06 | 0 | 0 | 0.00010761 | 0.00066488 | -9.9514e-05 | 0.00018538 | -7.2029e-05 | -3.4702e-06 | 7.99e-05 | 0.00013898 | 0.00067596 | 0.014286 | 0 | 0.0012485 | 0.0012873
|  | 938.8773 | 0 | 938.8773 | 0 | 863.2633 | -0.00052743 | 867.5816 | -0.00017372 | 868.1998 | -1.4696e-05 | 857.9198 | 0 | 857.9198 | 0 | 938.8773 | -0.00093192 | 855.0748 | 0.0018 | 867.5816 | -0.00112 | 857.9198 | -0.00102 | 857.6821 | 0.00033781 | 855.0748 | -7.6347e-05 | 863.2633 | 0.00033563 | 857.9198 | 4.949e-05 | 938.8773 | 0.0018014 | 857.9198 | 0.06031 | 855.0748 | 0 | 938.8773 | 0.0040386 | 938.8773 | 0.004932 | 0 | 0 | 2.9716e-05 | 3.5874e-06 | -1.0087e-05 | 0 | 0 | 9.1921e-05 | 0.00081211 | -2.8191e-05 | 4.5157e-05 | 9.7288e-05 | 0.0002458 | 8.0061e-05 | 0.00021622 | 0.0006979 | 0.014396 | 0 | 0.0012386 | 0.001414
|  | 939.1189 | 0 | 939.1189 | 0 | 863.5016 | 0.00077685 | 867.8215 | 0.00020363 | 868.4415 | -6.8748e-05 | 858.1575 | 0 | 858.1575 | 0 | 939.1189 | 0.0016927 | 855.3085 | 0.00515 | 867.8215 | 0.00088501 | 858.1575 | 0.0014 | 857.9198 | 0.00048087 | 855.3085 | 0.0021799 | 863.5016 | 0.00033636 | 858.1575 | 0.00177 | 939.1189 | 0.0039745 | 858.1575 | 0.06083 | 855.3085 | 0 | 939.1189 | 0.006212 | 939.1189 | 0.0067707 | 0 | 0 | 3.3104e-05 | 1.996e-05 | -9.8297e-06 | 0 | 0 | 3.2104e-05 | 0.00044416 | 1.3655e-05 | 0.00017494 | 0.00012964 | 0.00029232 | 8.0238e-05 | 8.4373e-05 | 0.00068725 | 0.014573 | 0 | 0.0012288 | 0.0012438
|  | 939.3606 | 0 | 939.3606 | 0 | 863.7399 | -0.00049907 | 868.0615 | -3.724e-05 | 868.6833 | -1.257e-05 | 858.3951 | 0 | 858.3951 | 0 | 939.3606 | -0.001427 | 855.5423 | -0.00135 | 868.0615 | -0.00077118 | 858.3951 | 7.2131e-05 | 858.1575 | 0.00061009 | 855.5423 | 0.00032105 | 863.7399 | 0.00033695 | 858.3951 | -0.00106 | 939.3606 | 0.001713 | 858.3951 | 0.0618 | 855.5423 | 0 | 939.3606 | 0.0039576 | 939.3606 | 0.0035231 | 0 | 0 | 3.2614e-05 | 7.1964e-06 | -8.5492e-06 | 0 | 0 | 2.9613e-05 | 0.0001519 | 9.9454e-05 | 0.00024505 | -3.4008e-05 | 0.0002266 | 8.0363e-05 | 6.6548e-05 | 0.00064054 | 0.014683 | 0 | 0.0012963 | 0.0011823
|  | 939.6023 | 0 | 939.6023 | 0 | 863.9783 | 0.00077274 | 868.3015 | 9.7213e-05 | 868.9251 | -5.8155e-05 | 858.6328 | 0 | 858.6328 | 0 | 939.6023 | 0.0016721 | 855.776 | 0.00265 | 868.3015 | 0.0016 | 858.6328 | 0.00199 | 858.3951 | -0.00089627 | 855.776 | 0.0016182 | 863.9783 | 0.0003374 | 858.6328 | 0.00162 | 939.6023 | 0.0035879 | 858.6328 | 0.06176 | 855.776 | 0 | 939.6023 | 0.0067703 | 939.6023 | 0.006261 | 0 | 0 | 4.3702e-05 | -3.6979e-05 | -7.2563e-06 | 0 | 0 | 1.6059e-05 | 0.00026656 | 2.6392e-05 | 0.0001117 | 0.0001276 | 0.00013021 | 8.046e-05 | 0.00010028 | 0.00062914 | 0.014821 | 0 | 0.0011669 | 0.0011582
|  | 939.8439 | 0 | 939.8439 | 0 | 864.2166 | -0.00040603 | 868.5414 | -0.00040546 | 869.1669 | -1.859e-06 | 858.8705 | 0 | 858.8705 | 0 | 939.8439 | -0.0015392 | 856.0098 | -0.00036944 | 868.5414 | -0.00138 | 858.8705 | -0.00105 | 858.6328 | 0.00197 | 856.0098 | -0.0005042 | 864.2166 | 0.00033776 | 858.8705 | -0.00077614 | 939.8439 | 0.0016185 | 858.8705 | 0.06296 | 856.0098 | 0 | 939.8439 | 0.0028865 | 939.8439 | 0.0033237 | 0 | 0 | 3.1648e-05 | -1.9454e-05 | -7.0514e-06 | 0 | 0 | 7.6587e-05 | 0.00017188 | 6.9597e-05 | 0.00021397 | 0.00012304 | 0.00013173 | 8.0545e-05 | 9.7932e-05 | 0.00067006 | 0.014962 | 0 | 0.0012196 | 0.0012205
|  | 940.0856 | 0 | 940.0856 | 0 | 864.455 | 0.00067159 | 868.7814 | 0.00024334 | 869.4086 | -5.6475e-05 | 859.1082 | 0 | 859.1082 | 0 | 940.0856 | 0.0021729 | 856.2435 | 0.00184 | 868.7814 | 0.00196 | 859.1082 | 0.00285 | 858.8705 | -0.0009346 | 856.2435 | 0.0016312 | 864.455 | 0.00033812 | 859.1082 | 0.0016 | 940.0856 | 0.0039264 | 859.1082 | 0.06291 | 856.2435 | 0 | 940.0856 | 0.0072054 | 940.0856 | 0.0067764 | 0 | 0 | 2.3523e-06 | 1.739e-05 | -6.6006e-06 | 0 | 0 | 0.00016953 | 5.844e-06 | 0.00020423 | 0.00030868 | -6.9268e-06 | 0.00019678 | 8.0647e-05 | 3.5651e-06 | 0.00065114 | 0.015121 | 0 | 0.0013081 | 0.0013122
|  | 940.3273 | 0 | 940.3273 | 0 | 864.6933 | -0.00065185 | 869.0213 | -9.8379e-05 | 869.6504 | 1.8844e-06 | 859.3459 | 0 | 859.3459 | 0 | 940.3273 | -0.00077003 | 856.4773 | -0.00179 | 869.0213 | -0.0002576 | 859.3459 | -0.00025243 | 859.1082 | 0.00087633 | 856.4773 | 5.2364e-05 | 864.6933 | 0.00033861 | 859.3459 | -0.00157 | 940.3273 | 0.0014618 | 859.3459 | 0.06433 | 856.4773 | 0 | 940.3273 | 0.0036192 | 940.3273 | 0.0040821 | 0 | 0 | 1.3675e-05 | 1.6408e-05 | -5.3511e-06 | 0 | 0 | 0.00015436 | 0.00087079 | 0.00020428 | 0.00028736 | -0.00010501 | 0.00016071 | 8.0797e-05 | 4.398e-05 | 0.00061836 | 0.015401 | 0 | 0.0012589 | 0.001362
|  | 940.569 | 0 | 940.569 | 0 | 864.9316 | 0.0007666 | 869.2613 | 0.00023512 | 869.8923 | -4.6141e-05 | 859.5836 | 0 | 859.5836 | 0 | 940.569 | 0.0020473 | 856.7111 | 0.00924 | 869.2613 | 0.00196 | 859.5836 | 0.00267 | 859.3459 | -0.00176 | 856.7111 | 0.0013226 | 864.9316 | 0.00033939 | 859.5836 | 0.00194 | 940.569 | 0.0036549 | 859.5836 | 0.06524 | 856.7111 | 0 | 940.569 | 0.0067975 | 940.569 | 0.0071879 | 0 | 0 | 2.0965e-05 | -9.0311e-06 | -5.6906e-06 | 0 | 0 | 8.3789e-05 | 0.0012892 | 0.00022519 | 0.00017473 | -0.00018487 | 0.00013101 | 8.1056e-05 | 0.00010341 | 0.00065858 | 0.015592 | 0 | 0.0012552 | 0.001429
|  | 940.8107 | 0 | 940.8107 | 0 | 865.17 | -0.00059072 | 869.5013 | -0.00031038 | 870.1341 | -9.2394e-07 | 859.8214 | 0 | 859.8214 | 0 | 940.8107 | -0.0013539 | 856.9448 | 0.00179 | 869.5013 | -8.3379e-05 | 859.8214 | -0.0012 | 859.5836 | 0.00020474 | 856.9448 | -0.00020168 | 865.17 | 0.00034061 | 859.8214 | -0.00107 | 940.8107 | 0.0017947 | 859.8214 | 0.06593 | 856.9448 | 0 | 940.8107 | 0.0035889 | 940.8107 | 0.0046365 | 0 | 0 | -5.3518e-07 | 4.8206e-06 | -6.1229e-06 | 0 | 0 | 6.4631e-05 | 0.00047105 | -7.4347e-06 | 0.00011765 | -0.0001183 | 0.00026098 | 8.1396e-05 | 2.0202e-05 | 0.00066226 | 0.015762 | 0 | 0.0013174 | 0.0015059
|  | 941.0524 | 0 | 941.0524 | 0 | 865.4084 | 0.00058623 | 869.7413 | 0.00035056 | 870.3759 | -4.9714e-05 | 860.059 | 0 | 860.059 | 0 | 941.0524 | 0.0018887 | 857.1786 | 0.00224 | 869.7413 | 2.1421e-05 | 860.059 | 0.00219 | 859.8214 | -0.0012 | 857.1786 | 0.0024345 | 865.4084 | 0.00034241 | 860.059 | 0.00124 | 941.0524 | 0.0036851 | 860.059 | 0.06671 | 857.1786 | 0 | 941.0524 | 0.007312 | 941.0524 | 0.0078241 | 0 | 0 | 2.4959e-05 | 2.8519e-05 | -5.9968e-06 | 0 | 0 | 3.8978e-05 | -0.00016017 | -6.4551e-05 | 0.00037897 | -1.1883e-05 | 0.00023816 | 8.1926e-05 | 0.00013665 | 0.00061647 | 0.015928 | 0 | 0.0014059 | 0.0015969
|  | 941.2941 | 0 | 941.2941 | 0 | 865.6468 | -0.00037685 | 869.9813 | -0.00011294 | 870.6177 | 1.1725e-07 | 860.2967 | 0 | 860.2967 | 0 | 941.2941 | -0.0015662 | 857.4124 | -0.00361 | 869.9813 | -0.00055924 | 860.2967 | 0.00099825 | 860.059 | 0.0011 | 857.4124 | -0.00039746 | 865.6468 | 0.00034487 | 860.2967 | -9.0412e-05 | 941.2941 | 0.0014158 | 860.2967 | 0.06729 | 857.4124 | 0 | 941.2941 | 0.0043213 | 941.2941 | 0.0053895 | 0 | 0 | 4.7028e-05 | 2.8943e-05 | -5.8222e-06 | 0 | 0 | 8.6491e-05 | 0.00025247 | -3.8472e-05 | 0.00025305 | -1.4264e-05 | 0.00021846 | 8.259e-05 | 0.00017949 | 0.00060952 | 0.016093 | 0 | 0.0014487 | 0.0015519
|  | 941.5359 | 0 | 941.5359 | 0 | 865.8852 | 0.00077138 | 870.2213 | 0.00035415 | 870.8596 | -4.8259e-05 | 860.5345 | 0 | 860.5345 | 0 | 941.5359 | 0.0022818 | 857.6462 | 0.00577 | 870.2213 | 0.00023862 | 860.5345 | 0.00113 | 860.2967 | -0.00122 | 857.6462 | 0.0022665 | 865.8852 | 0.00034799 | 860.5345 | 0.0016 | 941.5359 | 0.0036274 | 860.5345 | 0.06806 | 857.6462 | 0 | 941.5359 | 0.0076657 | 941.5359 | 0.0074512 | 0 | 0 | 3.7037e-05 | -7.6008e-06 | -5.5351e-06 | 0 | 0 | 8.1971e-05 | 0.00080668 | -0.00012016 | -7.7262e-05 | 0.00021164 | 0.00027978 | 8.3396e-05 | 0.00020843 | 0.00061098 | 0.016286 | 0 | 0.0013539 | 0.001464
|  | 941.7776 | 0 | 941.7776 | 0 | 866.1236 | -0.00046067 | 870.4613 | -0.00041749 | 871.1014 | 2.4802e-06 | 860.7723 | 0 | 860.7723 | 0 | 941.7776 | -0.0016036 | 857.88 | 0.00113 | 870.4613 | -0.00124 | 860.7723 | -0.00178 | 860.5345 | 0.003 | 857.88 | 0.00012655 | 866.1236 | 0.00035164 | 860.7723 | 0.00015349 | 941.7776 | 0.0014276 | 860.7723 | 0.06895 | 857.88 | 0 | 941.7776 | 0.0035362 | 941.7776 | 0.0046616 | 0 | 0 | 3.8958e-05 | -3.3324e-05 | -6.1311e-06 | 0 | 0 | 6.3588e-06 | 0.00072721 | -7.2458e-05 | -7.3696e-05 | 0.00028235 | 3.8142e-05 | 8.4305e-05 | 0.00012012 | 0.00060357 | 0.016476 | 0 | 0.0013 | 0.0014162
|  | 942.0193 | 0 | 942.0193 | 0 | 866.362 | 0.00078749 | 870.7014 | 0.00013986 | 871.3433 | -5.3175e-05 | 861.01 | 0 | 861.01 | 0 | 942.0193 | 0.0016562 | 858.1138 | 0.00509 | 870.7014 | 0.00063634 | 861.01 | 0.00116 | 860.7723 | -0.00062463 | 858.1138 | 0.00019969 | 866.362 | 0.00035561 | 861.01 | 0.00085709 | 942.0193 | 0.0035661 | 861.01 | 0.06966 | 858.1138 | 0 | 942.0193 | 0.0072198 | 942.0193 | 0.0070553 | 0 | 0 | 1.8616e-05 | -1.3647e-05 | -7.0285e-06 | 0 | 0 | 3.3091e-05 | 0.0010756 | -1.001e-05 | 0.00023458 | 0.00023956 | 0.00019048 | 8.5277e-05 | 9.1369e-05 | 0.00056873 | 0.016677 | 0 | 0.001261 | 0.0013107
|  | 942.2611 | 0 | 942.2611 | 0 | 866.6005 | -0.00063136 | 870.9414 | -0.00025356 | 871.5852 | -4.9377e-06 | 861.2478 | 0 | 861.2478 | 0 | 942.2611 | -0.0013825 | 858.3477 | 0.00411 | 870.9414 | -0.00071973 | 861.2478 | 0.00081302 | 861.01 | 0.00264 | 858.3477 | 0.0014295 | 866.6005 | 0.00035961 | 861.2478 | -8.8601e-05 | 942.2611 | 0.0011392 | 861.2478 | 0.07061 | 858.3477 | 0 | 942.2611 | 0.003213 | 942.2611 | 0.0037887 | 0 | 0 | 2.0135e-06 | -2.1822e-05 | -8.7403e-06 | 0 | 0 | 0.00011822 | 0.00054264 | 4.0841e-05 | 0.00030465 | 0.00017953 | 0.00044441 | 8.6175e-05 | 0.00014162 | 0.00059896 | 0.016842 | 0 | 0.0014307 | 0.0014061
|  | 942.5028 | 0 | 942.5028 | 0 | 866.8389 | 0.00064825 | 871.1815 | 7.1742e-05 | 871.8271 | -6.7332e-05 | 861.4855 | 0 | 861.4855 | 0 | 942.5028 | 0.0023606 | 858.5814 | 0.00053273 | 871.1815 | 0.00106 | 861.4855 | 0.00175 | 861.2478 | -0.00113 | 858.5814 | 0.0023727 | 866.8389 | 0.00036332 | 861.4855 | 0.00128 | 942.5028 | 0.0038162 | 861.4855 | 0.07108 | 858.5814 | 0 | 942.5028 | 0.0086234 | 942.5028 | 0.0078442 | 0 | 0 | 3.3126e-05 | -4.2045e-05 | -1.0397e-05 | 0 | 0 | 5.8145e-05 | -0.00010727 | 4.0742e-05 | 4.0426e-05 | 8.796e-05 | 0.00027277 | 8.7009e-05 | 1.9024e-05 | 0.0005734 | 0.016986 | 0 | 0.0014266 | 0.0014384
|  | 942.7446 | 0 | 942.7446 | 0 | 867.0773 | -0.00037042 | 871.4215 | -0.00042205 | 872.069 | -1.864e-05 | 861.7233 | 0 | 861.7233 | 0 | 942.7446 | -0.0018795 | 858.8153 | -0.00145 | 871.4215 | -0.00072056 | 861.7233 | -0.00141 | 861.4855 | 0.00187 | 858.8153 | -4.0235e-05 | 867.0773 | 0.00036642 | 861.7233 | -0.00112 | 942.7446 | 0.00092754 | 861.7233 | 0.07178 | 858.8153 | 0 | 942.7446 | 0.0031786 | 942.7446 | 0.0040559 | 0 | 0 | 2.6673e-05 | -3.4854e-05 | -1.1455e-05 | 0 | 0 | 1.7348e-05 | 0.00092593 | 0.00013316 | -3.8046e-05 | 7.134e-05 | -6.0827e-05 | 8.7646e-05 | 9.8683e-05 | 0.00056776 | 0.017145 | 0 | 0.0013391 | 0.0013018
|  | 942.9863 | 0 | 942.9863 | 0 | 867.3158 | 0.00059413 | 871.6616 | 0.00013166 | 872.3109 | -7.605e-05 | 861.9611 | 0 | 861.9611 | 0 | 942.9863 | 0.002023 | 859.0491 | 0.00937 | 871.6616 | 0.00183 | 861.9611 | 0.00109 | 861.7233 | -0.00127 | 859.0491 | -0.00048004 | 867.3158 | 0.00036866 | 861.9611 | 0.00195 | 942.9863 | 0.0037695 | 861.9611 | 0.07242 | 859.0491 | 0 | 942.9863 | 0.0078997 | 942.9863 | 0.0067143 | 0 | 0 | 2.798e-05 | -5.4311e-05 | -1.2227e-05 | 0 | 0 | 5.5776e-05 | 0.0014649 | 0.00023764 | -0.00013435 | 0.00015337 | -8.9769e-06 | 8.8058e-05 | 0.00024408 | 0.00059643 | 0.0173 | 0 | 0.0014501 | 0.0013716
|  | 943.2281 | 0 | 943.2281 | 0 | 867.5543 | -0.00035946 | 871.9016 | -0.00058416 | 872.5528 | -2.5047e-05 | 862.1989 | 0 | 862.1989 | 0 | 943.2281 | -0.0015616 | 859.283 | 0.00316 | 871.9016 | 0.00014988 | 862.1989 | -0.00222 | 861.9611 | 0.00256 | 859.283 | 0.00040326 | 867.5543 | 0.00036988 | 862.1989 | 0.00010288 | 943.2281 | 0.0011646 | 862.1989 | 0.07309 | 859.283 | 0 | 943.2281 | 0.0040965 | 943.2281 | 0.0046323 | 0 | 0 | 2.2424e-05 | -5.7207e-05 | -1.2649e-05 | 0 | 0 | 0.00011125 | 0.00091217 | 0.00016686 | -8.6797e-05 | 8.0849e-05 | 0.00021081 | 8.8221e-05 | 0.00024528 | 0.00058729 | 0.017483 | 0 | 0.0015041 | 0.0014858
|  | 943.4698 | 0 | 943.4698 | 0 | 867.7927 | 0.00054753 | 872.1417 | 0.00010765 | 872.7947 | -7.9515e-05 | 862.4367 | 0 | 862.4367 | 0 | 943.4698 | 0.002482 | 859.5168 | 0.00464 | 872.1417 | 0.00124 | 862.4367 | 0.00149 | 862.1989 | -0.00188 | 859.5168 | 0.0013994 | 867.7927 | 0.00037003 | 862.4367 | 0.00196 | 943.4698 | 0.0036937 | 862.4367 | 0.07395 | 859.5168 | 0 | 943.4698 | 0.0083459 | 943.4698 | 0.0076584 | 0 | 0 | 3.3966e-05 | -8.5611e-06 | -1.3749e-05 | 0 | 0 | 0.00011303 | 0.0010405 | 4.9438e-05 | 0.00019147 | -4.5182e-05 | 0.00016489 | 8.8138e-05 | 0.00017158 | 0.00063204 | 0.017725 | 0 | 0.0015216 | 0.001519
|  | 943.7116 | 0 | 943.7116 | 0 | 868.0312 | -0.00026266 | 872.3818 | -0.00017898 | 873.0367 | -3.4138e-05 | 862.6746 | 0 | 862.6746 | 0 | 943.7116 | -0.0015469 | 859.7507 | 0.00426 | 872.3818 | -0.0008281 | 862.6746 | 0.00012001 | 862.4367 | 0.0015 | 859.7507 | 1.0928e-05 | 868.0312 | 0.00036918 | 862.6746 | -0.00051726 | 943.7116 | 0.0015348 | 862.6746 | 0.07509 | 859.7507 | 0 | 943.7116 | 0.004241 | 943.7116 | 0.004907 | 0 | 0 | 6.1244e-05 | 4.3339e-05 | -1.5193e-05 | 0 | 0 | 7.6098e-05 | 0.0012279 | 6.0258e-05 | 0.00021877 | 5.5895e-05 | 5.3214e-05 | 8.7837e-05 | 9.9009e-05 | 0.00062402 | 0.0179 | 0 | 0.0015011 | 0.0014061
|  | 943.9534 | 0 | 943.9534 | 0 | 868.2697 | 0.00077631 | 872.6219 | 0.00053996 | 873.2786 | -9.1446e-05 | 862.9123 | 0 | 862.9123 | 0 | 943.9534 | 0.0021765 | 859.9846 | 0.00624 | 872.6219 | 0.00133 | 862.9123 | 0.00172 | 862.6746 | -0.00103 | 859.9846 | 0.00044412 | 868.2697 | 0.0003675 | 862.9123 | 0.00135 | 943.9534 | 0.0036273 | 862.9123 | 0.07546 | 859.9846 | 0 | 943.9534 | 0.0081766 | 943.9534 | 0.0067245 | 0 | 0 | 3.8903e-05 | 1.6482e-05 | -1.601e-05 | 0 | 0 | 7.804e-05 | 0.00068283 | -0.00015727 | 9.2249e-05 | -2.3779e-06 | 1.3438e-05 | 8.7385e-05 | 0.0001177 | 0.00057277 | 0.01802 | 0 | 0.0014265 | 0.0013584
|  | 944.1952 | 0 | 944.1952 | 0 | 868.5082 | -0.00045012 | 872.862 | -0.00040267 | 873.5206 | -4.0899e-05 | 863.1502 | 0 | 863.1502 | 0 | 944.1952 | -0.0015309 | 860.2184 | -0.00039933 | 872.862 | -0.00264 | 863.1502 | -0.00094415 | 862.9123 | 0.00101 | 860.2184 | -0.00032917 | 868.5082 | 0.00036521 | 863.1502 | -0.00036012 | 944.1952 | 0.0011104 | 863.1502 | 0.0761 | 860.2184 | 0 | 944.1952 | 0.0036232 | 944.1952 | 0.0045116 | 0 | 0 | 2.3497e-05 | 6.619e-05 | -1.7061e-05 | 0 | 0 | 5.2166e-05 | 0.00038366 | -0.00015843 | 0.00022665 | -2.9725e-05 | 5.3645e-05 | 8.6773e-05 | 0.00010226 | 0.00055322 | 0.018194 | 0 | 0.0013441 | 0.0014043
|  | 944.4369 | 0 | 944.4369 | 0 | 868.7466 | 0.00064719 | 873.102 | 0.00095415 | 873.7625 | -0.00010014 | 863.388 | 0 | 863.388 | 0 | 944.4369 | 0.0019625 | 860.4523 | 0.00368 | 873.102 | 0.00132 | 863.388 | 0.00285 | 863.1502 | -0.00126 | 860.4523 | 0.0007879 | 868.7466 | 0.00036256 | 863.388 | 0.00122 | 944.4369 | 0.0034657 | 863.388 | 0.07689 | 860.4523 | 0 | 944.4369 | 0.0074953 | 944.4369 | 0.007105 | 0 | 0 | 3.4306e-06 | 8.3164e-05 | -1.8103e-05 | 0 | 0 | 7.2893e-05 | 0.00043612 | 0.00016936 | 0.00046738 | 1.0703e-05 | -1.4063e-05 | 8.6148e-05 | 0.00010169 | 0.00052878 | 0.018468 | 0 | 0.0013037 | 0.0013401
|  | 944.6787 | 0 | 944.6787 | 0 | 868.9852 | -0.00061842 | 873.3422 | -0.00026143 | 874.0045 | -4.9472e-05 | 863.6259 | 0 | 863.6259 | 0 | 944.6787 | -0.0013595 | 860.6862 | 4.9282e-05 | 873.3422 | 9.0679e-05 | 863.6259 | 0.00108 | 863.388 | 0.00135 | 860.6862 | -0.00090815 | 868.9852 | 0.00035978 | 863.6259 | -0.00036492 | 944.6787 | 0.00090796 | 863.6259 | 0.0784 | 860.6862 | 0 | 944.6787 | 0.0032881 | 944.6787 | 0.0039794 | 0 | 0 | 7.0597e-06 | 2.5626e-05 | -1.8815e-05 | 0 | 0 | 4.7579e-05 | 0.00067349 | 0.00034234 | 0.00023189 | 0.00011477 | -5.2623e-05 | 8.5497e-05 | 0.0001231 | 0.00054553 | 0.018686 | 0 | 0.0014475 | 0.0013738
|  | 944.9205 | 0 | 944.9205 | 0 | 869.2237 | 0.00067762 | 873.5823 | 0.00047483 | 874.2465 | -0.00010606 | 863.8637 | 0 | 863.8637 | 0 | 944.9205 | 0.0017531 | 860.92 | 0.00571 | 873.5823 | 0.00276 | 863.8637 | 0.00086976 | 863.6259 | -0.00038491 | 860.92 | 0.00045816 | 869.2237 | 0.00035709 | 863.8637 | 0.0014 | 944.9205 | 0.0036043 | 863.8637 | 0.07872 | 860.92 | 0 | 944.9205 | 0.008685 | 944.9205 | 0.0073835 | 0 | 0 | 7.7758e-06 | 7.6374e-06 | -1.8233e-05 | 0 | 0 | 2.5352e-05 | 0.00071222 | 9.6044e-05 | -4.9977e-05 | 0.00026344 | 9.1499e-05 | 8.4883e-05 | 0.00016656 | 0.0005303 | 0.018873 | 0 | 0.0015548 | 0.0014955
|  | 945.1623 | 0 | 945.1623 | 0 | 869.4622 | -0.00061242 | 873.8225 | -0.00041121 | 874.4885 | -4.4623e-05 | 864.1016 | 0 | 864.1016 | 0 | 945.1623 | -0.0015434 | 861.154 | 0.00037869 | 873.8225 | -0.00196 | 864.1016 | -0.00129 | 863.8637 | 0.0026 | 861.154 | 0.00032405 | 869.4622 | 0.00035464 | 864.1016 | 5.0536e-07 | 945.1623 | 0.000782 | 864.1016 | 0.07998 | 861.154 | 0 | 945.1623 | 0.004175 | 945.1623 | 0.0049859 | 0 | 0 | 2.0692e-05 | 2.9322e-05 | -1.8068e-05 | 0 | 0 | 1.1378e-05 | 0.00072841 | -5.5225e-05 | 0.00038652 | 0.00014985 | 7.2591e-05 | 8.434e-05 | 5.655e-05 | 0.00049435 | 0.019196 | 0 | 0.0014248 | 0.0014063
|  | 945.4041 | 0 | 945.4041 | 0 | 869.7007 | 0.00078592 | 874.0626 | 0.00065545 | 874.7305 | -0.00010469 | 864.3394 | 0 | 864.3394 | 0 | 945.4041 | 0.0016375 | 861.3879 | 0.00585 | 874.0626 | 0.0015 | 864.3394 | 0.00454 | 864.1016 | -0.00134 | 861.3879 | 0.00029669 | 869.7007 | 0.00035253 | 864.3394 | 0.00047499 | 945.4041 | 0.0033067 | 864.3394 | 0.08143 | 861.3879 | 0 | 945.4041 | 0.0076093 | 945.4041 | 0.0066458 | 0 | 0 | 2.2776e-05 | 2.1281e-05 | -1.8666e-05 | 0 | 0 | 2.3147e-05 | 0.00083988 | -4.5632e-05 | 0.00043692 | 0.00015699 | 5.8459e-06 | 8.3907e-05 | -1.3061e-05 | 0.00056597 | 0.019409 | 0 | 0.0014367 | 0.0014564
|  | 945.646 | 0 | 945.646 | 0 | 869.9393 | -0.00059499 | 874.3027 | -0.00047823 | 874.9725 | -4.9576e-05 | 864.5773 | 0 | 864.5773 | 0 | 945.646 | -0.001446 | 861.6218 | 0.00133 | 874.3027 | -0.00188 | 864.5773 | -0.00086611 | 864.3394 | 0.00266 | 861.6218 | -0.00024671 | 869.9393 | 0.00035083 | 864.5773 | -0.00058481 | 945.646 | 0.0013744 | 864.5773 | 0.08177 | 861.6218 | 0 | 945.646 | 0.0042735 | 945.646 | 0.0053998 | 0 | 0 | -4.0588e-06 | -6.7078e-07 | -1.8727e-05 | 0 | 0 | 1.6254e-05 | 0.00091564 | -7.4437e-05 | 0.00016344 | 0.00012249 | 5.551e-05 | 8.3534e-05 | 1.137e-05 | 0.00057558 | 0.019586 | 0 | 0.0014726 | 0.0017298
|  | 945.8878 | 0 | 945.8878 | 0 | 870.1779 | 0.00056096 | 874.5429 | 0.00047264 | 875.2145 | -0.00010518 | 864.8152 | 0 | 864.8152 | 0 | 945.8878 | 0.0015805 | 861.8557 | 0.0065 | 874.5429 | 0.00126 | 864.8152 | 0.00224 | 864.5773 | -0.00163 | 861.8557 | 0.00072139 | 870.1779 | 0.00034958 | 864.8152 | 0.00068039 | 945.8878 | 0.0033858 | 864.8152 | 0.08287 | 861.8557 | 0 | 945.8878 | 0.0079049 | 945.8878 | 0.0089063 | 0 | 0 | 8.2583e-06 | -7.8295e-07 | -1.7429e-05 | 0 | 0 | -3.1509e-05 | 0.00083663 | 0.00010763 | 0.00010822 | 8.803e-05 | 0.00012388 | 8.3313e-05 | -0.0001498 | 0.00054404 | 0.019802 | 0 | 0.0014931 | 0.0016941
|  | 946.1296 | 0 | 946.1296 | 0 | 870.4164 | -0.00049173 | 874.783 | -0.00047916 | 875.4565 | -3.8856e-05 | 865.053 | 0 | 865.053 | 0 | 946.1296 | -0.0018411 | 862.0897 | 0.00065221 | 874.783 | -0.00036369 | 865.053 | -0.00133 | 864.8152 | 0.00237 | 862.0897 | 0.00033766 | 870.4164 | 0.0003488 | 865.053 | -0.00194 | 946.1296 | 0.0011138 | 865.053 | 0.08364 | 862.0897 | 0 | 946.1296 | 0.0044441 | 946.1296 | 0.0051053 | 0 | 0 | 3.0575e-05 | -3.7371e-05 | -1.5549e-05 | 0 | 0 | -5.5245e-05 | 0.00080973 | -1.3429e-05 | -1.0706e-05 | -4.6381e-05 | -5.2029e-06 | 8.3183e-05 | -5.5909e-05 | 0.00051666 | 0.020014 | 0 | 0.0013925 | 0.0014
|  | 946.3714 | 0 | 946.3714 | 0 | 870.655 | 0.00074804 | 875.0232 | 0.00016795 | 875.6985 | -8.9614e-05 | 865.2909 | 0 | 865.2909 | 0 | 946.3714 | 0.0013842 | 862.3236 | 0.00627 | 875.0232 | 0.00025186 | 865.2909 | 0.00124 | 865.053 | -0.00276 | 862.3236 | -0.00038214 | 870.655 | 0.00034849 | 865.2909 | 0.00147 | 946.3714 | 0.0031589 | 865.2909 | 0.08461 | 862.3236 | 0 | 946.3714 | 0.0070722 | 946.3714 | 0.0064724 | 0 | 0 | 3.7852e-05 | -1.9335e-05 | -1.4461e-05 | 0 | 0 | -6.4224e-05 | 0.00084541 | 8.809e-06 | 0.00014549 | -0.0002707 | -8.2338e-05 | 8.316e-05 | 5.7767e-05 | 0.00049563 | 0.020246 | 0 | 0.0012939 | 0.0013516
|  | 946.6133 | 0 | 946.6133 | 0 | 870.8936 | -0.00043074 | 875.2634 | -0.00032896 | 875.9406 | -2.9866e-05 | 865.5289 | 0 | 865.5289 | 0 | 946.6133 | -0.0019153 | 862.5575 | 0.00095909 | 875.2634 | -0.00017851 | 865.5289 | -1.6976e-05 | 865.2909 | 0.00048433 | 862.5575 | -0.00032195 | 870.8936 | 0.00034861 | 865.5289 | -0.0009844 | 946.6133 | 0.00094005 | 865.5289 | 0.08558 | 862.5575 | 0 | 946.6133 | 0.003629 | 946.6133 | 0.0047056 | 0 | 0 | 3.7224e-05 | 1.8867e-05 | -1.3948e-05 | 0 | 0 | -4.8773e-06 | 0.00067013 | 0.00015029 | 0.00018236 | -0.000147 | 0.00017159 | 8.323e-05 | 8.6314e-05 | 0.00049323 | 0.020354 | 0 | 0.0013857 | 0.0013411
|  | 946.8551 | 0 | 946.8551 | 0 | 871.1322 | 0.00074277 | 875.5035 | 0.00048608 | 876.1826 | -8.5405e-05 | 865.7668 | 0 | 865.7668 | 0 | 946.8551 | 0.001875 | 862.7914 | 0.00477 | 875.5035 | 0.00143 | 865.7668 | 0.00155 | 865.5289 | -0.00172 | 862.7914 | 0.0017889 | 871.1322 | 0.00034908 | 865.7668 | 0.00171 | 946.8551 | 0.0031388 | 865.7668 | 0.08553 | 862.7914 | 0 | 946.8551 | 0.0078305 | 946.8551 | 0.0063845 | 0 | 0 | 1.7903e-05 | 9.7589e-06 | -1.3992e-05 | 0 | 0 | 9.7765e-05 | 0.00048433 | 8.1904e-05 | -4.6394e-05 | -0.00010664 | 0.00024178 | 8.3366e-05 | 0.00011326 | 0.00049773 | 0.020512 | 0 | 0.0014197 | 0.0013731
|  | 947.097 | 0 | 947.097 | 0 | 871.3708 | -0.00059269 | 875.7438 | -0.00040483 | 876.4247 | -3.02e-05 | 866.0047 | 0 | 866.0047 | 0 | 947.097 | -0.0010665 | 863.0254 | -0.00063064 | 875.7438 | -0.00074812 | 866.0047 | -0.00194 | 865.7668 | 0.00082351 | 863.0255 | 0.00027752 | 871.3708 | 0.00034975 | 866.0047 | -0.00075788 | 947.097 | 0.00097721 | 866.0047 | 0.0869 | 863.0255 | 0 | 947.097 | 0.0039095 | 947.097 | 0.0049703 | 0 | 0 | 2.1645e-05 | -3.2881e-07 | -1.3958e-05 | 0 | 0 | 0.00018875 | 0.00041051 | 7.8284e-05 | -1.1896e-05 | -8.6423e-05 | 0.0001882 | 8.3547e-05 | 0.00010374 | 0.00055627 | 0.020726 | 0 | 0.0016721 | 0.0016835
|  | 947.3388 | 0 | 947.3388 | 0 | 871.6094 | 0.00077409 | 875.984 | 0.00040209 | 876.6667 | -8.512e-05 | 866.2426 | 0 | 866.2426 | 0 | 947.3388 | 0.0026274 | 863.2594 | 0.00414 | 875.984 | 0.0014 | 866.2426 | 0.00184 | 866.0047 | -0.00155 | 863.2594 | 0.0013314 | 871.6094 | 0.00035042 | 866.2426 | 0.00163 | 947.3388 | 0.0036229 | 866.2426 | 0.08733 | 863.2594 | 0 | 947.3388 | 0.0099181 | 947.3388 | 0.0089518 | 0 | 0 | 3.3273e-05 | -2.5601e-05 | -1.2898e-05 | 0 | 0 | 0.0002396 | 0.00029595 | -0.00012612 | 0.00016133 | -8.0517e-05 | 9.3654e-05 | 8.3658e-05 | 9.349e-05 | 0.00067912 | 0.020903 | 0 | 0.0019784 | 0.0018751
|  | 947.5807 | 0 | 947.5807 | 0 | 871.848 | -0.00049517 | 876.2242 | -0.00061523 | 876.9089 | -2.1426e-05 | 866.4806 | 0 | 866.4806 | 0 | 947.5807 | -0.00064614 | 863.4933 | -0.00161 | 876.2242 | -0.00245 | 866.4806 | -0.00048419 | 866.2426 | 0.00087313 | 863.4933 | -0.00053074 | 871.848 | 0.00035086 | 866.4806 | -0.0008443 | 947.5807 | 0.0019929 | 866.4806 | 0.08834 | 863.4933 | 0 | 947.5807 | 0.0064415 | 947.5807 | 0.0065537 | 0 | 0 | 4.4398e-05 | -3.975e-05 | -1.2408e-05 | 0 | 0 | 0.000194 | -3.0421e-05 | -0.00020165 | 7.9204e-05 | -0.00014955 | 0.00026571 | 8.3728e-05 | 0.00012321 | 0.00067741 | 0.021155 | 0 | 0.0018198 | 0.001782
|  | 947.8226 | 0 | 947.8226 | 0 | 872.0867 | 0.00086725 | 876.4644 | 0.00028422 | 877.1509 | -8.1093e-05 | 866.7185 | 0 | 866.7185 | 0 | 947.8226 | 0.0022503 | 863.7274 | 0.00135 | 876.4644 | 0.0007708 | 866.7185 | 0.00115 | 866.4806 | -0.00213 | 863.7274 | 0.0028017 | 872.0867 | 0.00035083 | 866.7185 | 0.00188 | 947.8226 | 0.0036085 | 866.7185 | 0.08949 | 863.7274 | 0 | 947.8226 | 0.0086065 | 947.8226 | 0.0081816 | 0 | 0 | 4.492e-05 | 1.4828e-05 | -1.1246e-05 | 0 | 0 | 0.00013553 | 0.00030061 | 2.1793e-05 | 0.00013 | 4.1636e-05 | 0.00027556 | 8.3643e-05 | 0.00016091 | 0.00058037 | 0.021389 | 0 | 0.001541 | 0.0016506
|  | 948.0644 | 0 | 948.0644 | 0 | 872.3253 | -0.00049079 | 876.7046 | -0.00016077 | 877.3931 | -1.1799e-05 | 866.9565 | 0 | 866.9565 | 0 | 948.0644 | -0.0011296 | 863.9613 | 0.00122 | 876.7046 | -0.00058937 | 866.9565 | -5.7452e-05 | 866.7185 | 0.00248 | 863.9613 | -0.00044595 | 872.3253 | 0.00035015 | 866.9565 | -0.00052765 | 948.0644 | 0.0011905 | 866.9565 | 0.09027 | 863.9613 | 0 | 948.0644 | 0.0041362 | 948.0644 | 0.0054673 | 0 | 0 | 2.3901e-05 | 2.9265e-05 | -9.6257e-06 | 0 | 0 | 8.2831e-05 | 0.00091381 | 0.00016583 | 0.00026083 | 0.00014754 | -4.8015e-05 | 8.3388e-05 | 0.00020013 | 0.00056211 | 0.021597 | 0 | 0.0015593 | 0.0017759
|  | 948.3063 | 0 | 948.3063 | 0 | 872.564 | 0.0006911 | 876.9448 | 0.00040441 | 877.6351 | -6.7732e-05 | 867.1944 | 0 | 867.1944 | 0 | 948.3063 | 0.0018145 | 864.1953 | 0.00659 | 876.9448 | 0.00197 | 867.1944 | 0.00225 | 866.9565 | -0.00124 | 864.1953 | 3.5585e-05 | 872.564 | 0.0003487 | 867.1944 | 0.00221 | 948.3063 | 0.0034575 | 867.1944 | 0.09128 | 864.1953 | 0 | 948.3063 | 0.0087575 | 948.3063 | 0.0092177 | 0 | 0 | 3.4781e-05 | 4.3648e-06 | -8.5281e-06 | 0 | 0 | 4.77e-05 | 0.0014134 | 0.00013492 | -3.2126e-05 | 4.7584e-06 | 2.3246e-05 | 8.2949e-05 | 0.0002078 | 0.00048492 | 0.021883 | 0 | 0.0014571 | 0.0015196
|  | 948.5482 | 0 | 948.5482 | 0 | 872.8026 | -0.00039961 | 877.1851 | -0.00036808 | 877.8773 | -2.7103e-06 | 867.4324 | 0 | 867.4324 | 0 | 948.5482 | -0.0014201 | 864.4293 | 0.00549 | 877.1851 | -0.00084681 | 867.4324 | -0.00252 | 867.1944 | 0.00128 | 864.4293 | 0.00016309 | 872.8026 | 0.00034646 | 867.4324 | -0.00046358 | 948.5482 | 0.00055194 | 867.4324 | 0.09263 | 864.4293 | 0 | 948.5482 | 0.0032903 | 948.5482 | 0.0033465 | 0 | 0 | 3.874e-05 | 1.9102e-05 | -9.0246e-06 | 0 | 0 | 4.1804e-05 | 0.0012133 | 0.00027785 | -0.00010233 | 2.3797e-05 | 0.00012747 | 8.233e-05 | 0.00025064 | 0.00043061 | 0.022198 | 0 | 0.0012446 | 0.0011891
|  | 948.7901 | 0 | 948.7901 | 0 | 873.0413 | 0.00072428 | 877.4253 | 0.00052711 | 878.1194 | -7.1836e-05 | 867.6703 | 0 | 867.6703 | 0 | 948.7901 | 0.0017658 | 864.6633 | 0.00488 | 877.4253 | 0.00316 | 867.6703 | 0.00166 | 867.4324 | -0.00108 | 864.6633 | 0.00092636 | 873.0413 | 0.00034351 | 867.6703 | 0.00257 | 948.7901 | 0.0030086 | 867.6703 | 0.09392 | 864.6633 | 0 | 948.7901 | 0.0070007 | 948.7901 | 0.0064853 | 0 | 0 | 6.965e-06 | 1.91e-05 | -1.069e-05 | 0 | 0 | 0.00011659 | 0.00069969 | 9.7321e-05 | 0.00020701 | -5.1807e-05 | 0.00013526 | 8.1553e-05 | 0.00023113 | 0.00052949 | 0.022445 | 0 | 0.0014068 | 0.0014932
|  | 949.032 | 0 | 949.032 | 0 | 873.2799 | -0.00066591 | 877.6656 | -0.00036814 | 878.3615 | -1.6461e-05 | 867.9083 | 0 | 867.9083 | 0 | 949.032 | -0.00080183 | 864.8973 | 0.0011 | 877.6656 | -0.00235 | 867.9083 | 7.9752e-05 | 867.6703 | 0.00064461 | 864.8973 | 0.00022966 | 873.2799 | 0.00033995 | 867.9083 | -0.00062754 | 949.032 | 0.0013692 | 867.9083 | 0.09471 | 864.8973 | 0 | 949.032 | 0.0046302 | 949.032 | 0.0058603 | 0 | 0 | 9.0281e-07 | 1.3426e-05 | -1.1448e-05 | 0 | 0 | 0.00010238 | 0.00058151 | -0.0001093 | 0.00022848 | -0.00029455 | 0.00018047 | 8.0669e-05 | 0.00012883 | 0.00051471 | 0.022607 | 0 | 0.0015116 | 0.0016898
|  | 949.2739 | 0 | 949.2739 | 0 | 873.5186 | 0.00067347 | 877.9058 | 0.00047991 | 878.6037 | -7.808e-05 | 868.1464 | 0 | 868.1464 | 0 | 949.2739 | 0.0016483 | 865.1313 | 0.00387 | 877.9058 | 0.00144 | 868.1464 | 0.00184 | 867.9083 | -0.00312 | 865.1313 | 0.0013128 | 873.5186 | 0.00033592 | 868.1464 | 0.00171 | 949.2739 | 0.0028863 | 868.1464 | 0.09524 | 865.1313 | 0 | 949.2739 | 0.0078678 | 949.2739 | 0.0081108 | 0 | 0 | -8.1481e-06 | -2.7059e-05 | -1.2065e-05 | 0 | 0 | 1.3023e-05 | 0.00051431 | 8.3911e-05 | 1.9038e-05 | -0.00027495 | 0.00027992 | 7.9663e-05 | 9.2915e-05 | 0.00048001 | 0.022897 | 0 | 0.0014455 | 0.0016655
|  | 949.5158 | 0 | 949.5158 | 0 | 873.7573 | -0.00074174 | 878.1461 | -0.00070512 | 878.8458 | -2.1576e-05 | 868.3843 | 0 | 868.3843 | 0 | 949.5158 | -0.0015406 | 865.3654 | 0.00052561 | 878.1461 | -0.00074161 | 868.3843 | -0.00168 | 868.1464 | 0.00080978 | 865.3654 | 0.0010797 | 873.7573 | 0.00033152 | 868.3843 | -0.00092913 | 949.5158 | 0.0010823 | 868.3843 | 0.09719 | 865.3654 | 0 | 949.5158 | 0.0040837 | 949.5158 | 0.0056593 | 0 | 0 | -5.7461e-06 | -1.7601e-05 | -1.2085e-05 | 0 | 0 | 1.3222e-05 | 0.0010247 | 0.00017998 | 9.5188e-05 | -3.8103e-05 | 0.00016863 | 7.8553e-05 | 5.2457e-05 | 0.00050831 | 0.023201 | 0 | 0.0013857 | 0.0016646
|  | 949.7577 | 0 | 949.7577 | 0 | 873.996 | 0.00069358 | 878.3863 | 0.00055859 | 879.088 | -7.8224e-05 | 868.6223 | 0 | 868.6223 | 0 | 949.7577 | 0.0016499 | 865.5994 | 0.00823 | 878.3863 | 0.00224 | 868.6223 | 0.00248 | 868.3843 | -0.00113 | 865.5994 | 0.00036122 | 873.996 | 0.00032679 | 868.6223 | 0.00137 | 949.7577 | 0.0031202 | 868.6223 | 0.0978 | 865.5994 | 0 | 949.7577 | 0.0073726 | 949.7577 | 0.0081032 | 0 | 0 | 4.8495e-05 | -3.135e-05 | -1.1986e-05 | 0 | 0 | 4.9945e-05 | 0.0006447 | 0.00013577 | 0.000247 | 0.00025106 | 0.00015661 | 7.74e-05 | 9.056e-05 | 0.00053813 | 0.023448 | 0 | 0.0014249 | 0.001629
|  | 949.9996 | 0 | 949.9996 | 0 | 874.2347 | -0.00028727 | 878.6267 | -0.00081951 | 879.3302 | -2.076e-05 | 868.8604 | 0 | 868.8604 | 0 | 949.9996 | -0.001237 | 865.8334 | -0.00272 | 878.6267 | -0.00111 | 868.8604 | -0.0004047 | 868.6223 | 0.00324 | 865.8334 | 0.00097731 | 874.2347 | 0.0003217 | 868.8604 | -0.00060912 | 949.9996 | 0.0013286 | 868.8604 | 0.09921 | 865.8334 | 0 | 949.9996 | 0.0044075 | 949.9996 | 0.0053641 | 0 | 0 | 3.8011e-05 | -6.0802e-05 | -1.2433e-05 | 0 | 0 | 6.7471e-05 | 0.00040609 | 1.0813e-05 | 0.00030056 | 0.00018686 | 0.00046945 | 7.6133e-05 | 0.00012865 | 0.0005067 | 0.02362 | 0 | 0.0014359 | 0.0014498
|  | 950.2415 | 0 | 950.2415 | 0 | 874.4734 | 0.00060574 | 878.8669 | 0.00031344 | 879.5724 | -8.1907e-05 | 869.0984 | 0 | 869.0984 | 0 | 950.2415 | 0.0017948 | 866.0675 | 0.00619 | 878.8669 | 0.0012 | 869.0984 | 0.00293 | 868.8604 | -0.00167 | 866.0675 | 0.0030339 | 874.4734 | 0.00031617 | 869.0984 | 0.00169 | 950.2415 | 0.0028604 | 869.0984 | 0.09924 | 866.0675 | 0 | 950.2415 | 0.0074637 | 950.2415 | 0.0066221 | 0 | 0 | 2.4249e-05 | -3.1139e-05 | -1.297e-05 | 0 | 0 | 0.00015529 | 0.0001053 | 2.2829e-05 | 0.00020114 | -5.951e-06 | 0.00037351 | 7.4773e-05 | 0.00018895 | 0.00053858 | 0.023741 | 0 | 0.0016208 | 0.0015473
|  | 950.4834 | 0 | 950.4834 | 0 | 874.7122 | -0.00040262 | 879.1072 | -0.00057261 | 879.8146 | -2.52e-05 | 869.3364 | 0 | 869.3364 | 0 | 950.4834 | -0.00051102 | 866.3015 | -0.00529 | 879.1072 | -0.00101 | 869.3364 | -0.00124 | 869.0984 | 0.00162 | 866.3015 | 0.0001584 | 874.7122 | 0.00031015 | 869.3364 | -0.00010242 | 950.4834 | 0.0015922 | 869.3364 | 0.10023 | 866.3015 | 0 | 950.4834 | 0.0059361 | 950.4834 | 0.0061698 | 0 | 0 | 4.4131e-05 | -2.6187e-05 | -1.4489e-05 | 0 | 0 | 0.0002321 | 0.00031131 | -2.1832e-05 | 7.0219e-05 | -5.3559e-05 | 0.00010894 | 7.3253e-05 | 0.00021275 | 0.0005633 | 0.024003 | 0 | 0.0016834 | 0.0017172
|  | 950.7254 | 0 | 950.7254 | 0 | 874.9509 | 0.00077237 | 879.3475 | 0.00035465 | 880.0568 | -9.4455e-05 | 869.5745 | 0 | 869.5745 | 0 | 950.7254 | 0.0024297 | 866.5356 | 0.00795 | 879.3475 | 0.00082828 | 869.5745 | 0.00183 | 869.3364 | -0.00207 | 866.5356 | 0.00077246 | 874.9509 | 0.0003036 | 869.5745 | 0.00189 | 950.7254 | 0.0030643 | 869.5745 | 0.10145 | 866.5356 | 0 | 950.7254 | 0.0079796 | 950.7254 | 0.0080251 | 0 | 0 | 2.9468e-05 | -2.1404e-05 | -2.3228e-05 | 0 | 0 | 0.00020003 | 0.0011282 | -6.1498e-05 | 0.00012264 | -3.6895e-05 | 0.00012347 | 7.1661e-05 | 0.00016167 | 0.00052004 | 0.024294 | 0 | 0.0015469 | 0.0015933
|  | 950.9673 | 0 | 950.9673 | 0 | 875.1896 | -0.00052553 | 879.5879 | -0.00053275 | 880.2989 | -9.7359e-05 | 869.8125 | 0 | 869.8125 | 0 | 950.9673 | -0.00077609 | 866.7696 | 0.00169 | 879.5879 | -0.00134 | 869.8125 | -0.00079957 | 869.5745 | 0.00176 | 866.7697 | 0.00028254 | 875.1896 | 0.00029665 | 869.8125 | -0.00053162 | 950.9673 | 0.0012348 | 869.8125 | 0.10267 | 866.7697 | 0 | 950.9673 | 0.0048086 | 950.9673 | 0.0051468 | 0 | 0 | 3.6e-05 | -2.1659e-05 | -2.436e-05 | 0 | 0 | 7.6931e-05 | 0.0012312 | 7.9299e-05 | 6.9082e-05 | 2.0233e-05 | 0.00017153 | 6.9964e-05 | 0.0001581 | 0.0004602 | 0.024475 | 0 | 0.0014853 | 0.0014669
|  | 951.2093 | 0 | 951.2093 | 0 | 875.4283 | 0.00082715 | 879.8282 | 0.00035249 | 880.5412 | -0.00010376 | 870.0505 | 0 | 870.0505 | 0 | 951.2093 | 0.001412 | 867.0037 | 0.00883 | 879.8282 | 0.002 | 870.0505 | 0.00138 | 869.8125 | -0.00159 | 867.0037 | 0.001183 | 875.4283 | 0.00028954 | 870.0505 | 0.00186 | 951.2093 | 0.0025693 | 870.0505 | 0.10297 | 867.0037 | 0 | 951.2093 | 0.007469 | 951.2093 | 0.0069792 | 0 | 0 | 3.0885e-05 | -1.0215e-06 | -2.5083e-05 | 0 | 0 | 3.1914e-05 | 0.001406 | 8.0517e-05 | -0.00017614 | 0.00017258 | -1.4989e-05 | 6.8316e-05 | 0.00013988 | 0.00042577 | 0.024754 | 0 | 0.0013859 | 0.0014207
|  | 951.4512 | 0 | 951.4512 | 0 | 875.6671 | -0.00056846 | 880.0685 | -0.00036099 | 880.7835 | -0.00010332 | 870.2886 | 0 | 870.2886 | 0 | 951.4512 | -0.0011482 | 867.2378 | 0.00318 | 880.0685 | -0.00133 | 870.2886 | -0.00286 | 870.0505 | 0.00304 | 867.2379 | -0.0013111 | 875.6671 | 0.00028269 | 870.2886 | -0.00068472 | 951.4512 | 0.00095024 | 870.2886 | 0.10502 | 867.2379 | 0 | 951.4512 | 0.0039869 | 951.4512 | 0.0047649 | 0 | 0 | 7.5861e-07 | 3.9527e-05 | -2.4281e-05 | 0 | 0 | 2.621e-05 | 0.00062146 | 9.8523e-05 | -2.0238e-05 | 0.00029285 | 4.8093e-05 | 6.6773e-05 | 3.0138e-05 | 0.000416 | 0.025116 | 0 | 0.0011999 | 0.0013338
|  | 951.6932 | 0 | 951.6932 | 0 | 875.9059 | 0.00057481 | 880.3088 | 0.00068996 | 881.0256 | -9.7201e-05 | 870.5267 | 0 | 870.5267 | 0 | 951.6932 | 0.0013649 | 867.4719 | 0.00213 | 880.3088 | 0.00215 | 870.5267 | 0.00269 | 870.2886 | -0.00057936 | 867.4719 | 0.001722 | 875.9059 | 0.00027661 | 870.5267 | 0.00093787 | 951.6932 | 0.0024885 | 870.5267 | 0.10595 | 867.4719 | 0 | 951.6932 | 0.0059319 | 951.6932 | 0.0062604 | 0 | 0 | 1.5832e-05 | 1.8986e-05 | -2.3337e-05 | 0 | 0 | -1.085e-05 | 0.00040845 | 6.4894e-05 | 0.00018334 | 0.00018937 | 5.1597e-05 | 6.5478e-05 | 6.3939e-05 | 0.00042351 | 0.025293 | 0 | 0.0012632 | 0.0013889
|  | 951.9351 | 0 | 951.9351 | 0 | 876.1447 | -0.0004422 | 880.5492 | -0.00053198 | 881.2679 | -9.547e-05 | 870.7648 | 0 | 870.7648 | 0 | 951.9351 | -0.0014545 | 867.706 | 0.00136 | 880.5492 | -0.00161 | 870.7648 | -0.00115 | 870.5267 | 0.00217 | 867.706 | -0.0012812 | 876.1447 | 0.00027185 | 870.7648 | -0.00040079 | 951.9351 | 0.0010122 | 870.7648 | 0.10651 | 867.706 | 0 | 951.9351 | 0.0045096 | 951.9351 | 0.0052197 | 0 | 0 | -0.00011973 | -0.00011346 | -2.2879e-05 | 0 | 0 | -3.1556e-05 | 0.00010214 | -0.00031174 | -0.00027375 | -3.6906e-05 | -0.00018213 | 6.4552e-05 | 1.8605e-05 | 0.00046868 | 0.025711 | 0 | 0.0014192 | 0.0015181
|  | 952.1771 | 0 | 952.1771 | 0 | 876.3834 | -0.00056068 | 880.7895 | -0.00041211 | 881.5102 | -9.3368e-05 | 871.0028 | 0 | 871.0028 | 0 | 952.1771 | 0.0011937 | 867.9401 | -0.00048747 | 880.7895 | -0.00098391 | 871.0028 | -0.00115 | 870.7648 | -0.00248 | 867.9401 | -0.00027467 | 876.3834 | 0.00026885 | 871.0028 | 0.00055711 | 952.1771 | 0.0028619 | 871.0028 | 0.10951 | 867.9401 | 0 | 952.1771 | 0.0072215 | 952.1771 | 0.0073287 | 0 | 0 | 2.2257e-05 | -4.4903e-05 | -2.1883e-05 | 0 | 0 | 3.6773e-05 | 0.0012701 | 6.7408e-06 | 0.00013572 | -0.0006189 | 6.0737e-05 | 6.4096e-05 | 0.00024966 | 0.00048324 | 0.026165 | 0 | 0.0014741 | 0.0014798
|  | 952.4191 | 0 | 952.4191 | 0 | 876.6223 | 0.00074706 | 881.0299 | 3.8483e-05 | 881.7524 | -8.7298e-05 | 871.2409 | 0 | 871.2409 | 0 | 952.4191 | -0.00088978 | 868.1742 | 0.01134 | 881.0299 | 0.00104 | 871.2409 | 0.00229 | 871.0028 | -0.00272 | 868.1742 | 0.00079363 | 876.6223 | 0.00026789 | 871.2409 | 0.00154 | 952.4191 | 0.0011322 | 871.2409 | 0.11027 | 868.1742 | 0 | 952.4191 | 0.0049618 | 952.4191 | 0.0049023 | 0 | 0 | 2.2755e-05 | -5.1461e-06 | -2.1274e-05 | 0 | 0 | 8.6347e-05 | 0.0014198 | -2.043e-05 | -2.3809e-05 | -0.00019286 | 0.00014222 | 6.4094e-05 | 0.00014468 | 0.00042136 | 0.026448 | 0 | 0.0015191 | 0.0014179
|  | 952.661 | 0 | 952.661 | 0 | 876.861 | -0.00055645 | 881.2703 | -8.1305e-05 | 881.9947 | -8.8337e-05 | 871.479 | 0 | 871.479 | 0 | 952.661 | 0.0016035 | 868.4083 | 0.00078768 | 881.2703 | -0.00121 | 871.479 | -0.00249 | 871.2409 | 0.0011 | 868.4083 | 0.00042128 | 876.861 | 0.00026898 | 871.479 | -0.00032466 | 952.661 | 0.0023505 | 871.479 | 0.1119 | 868.4083 | 0 | 952.661 | 0.0075941 | 952.661 | 0.006817 | 0 | 0 | 1.8784e-05 | -8.4935e-06 | -2.1529e-05 | 0 | 0 | 0.00011032 | 0.0009702 | 0.00017791 | -4.5239e-05 | 1.5849e-05 | 0.00032776 | 6.4583e-05 | 0.00031612 | 0.00044933 | 0.026772 | 0 | 0.001446 | 0.001457
|  | 952.903 | 0 | 952.903 | 0 | 877.0999 | 0.00071375 | 881.5107 | 1.0649e-05 | 882.237 | -8.9365e-05 | 871.7171 | 0 | 871.7171 | 0 | 952.903 | -0.00069169 | 868.6425 | 0.0075 | 881.5107 | 0.00269 | 871.7171 | 0.00211 | 871.479 | -0.00096687 | 868.6425 | 0.0023785 | 877.0999 | 0.00027185 | 871.7171 | 0.00298 | 952.903 | 0.0013632 | 871.7171 | 0.11298 | 868.6425 | 0 | 952.903 | 0.0043573 | 952.903 | 0.0052257 | 0 | 0 | 1.7071e-05 | -2.6358e-05 | -2.0608e-05 | 0 | 0 | 9.2932e-05 | 0.00087906 | 0.00027776 | 3.4533e-05 | 0.00022538 | 0.00033957 | 6.5424e-05 | 0.00030665 | 0.00049717 | 0.027048 | 0 | 0.0014498 | 0.001509
|  | 953.145 | 0 | 953.145 | 0 | 877.3387 | -0.0005708 | 881.751 | -0.00022997 | 882.4793 | -8.0729e-05 | 871.9553 | 0 | 871.9553 | 0 | 953.145 | 0.0014597 | 868.8766 | 9.1256e-06 | 881.751 | -0.00037882 | 871.9553 | -0.00182 | 871.7171 | 0.00286 | 868.8766 | 0.00052218 | 877.3387 | 0.00027602 | 871.9553 | -0.00040487 | 953.145 | 0.0027458 | 871.9553 | 0.11416 | 868.8766 | 0 | 953.145 | 0.0076253 | 953.145 | 0.0072461 | 0 | 0 | 1.1776e-05 | 5.0907e-05 | -1.9749e-05 | 0 | 0 | 7.3151e-05 | -4.8745e-05 | 0.00013718 | 0.00013453 | 0.00035134 | 7.9307e-05 | 6.6498e-05 | 9.2279e-05 | 0.00046923 | 0.02737 | 0 | 0.001532 | 0.0014574
|  | 953.387 | 0 | 953.387 | 0 | 877.5775 | 0.00066941 | 881.9915 | 0.00065345 | 882.7216 | -8.2279e-05 | 872.1934 | 0 | 872.1934 | 0 | 953.387 | -0.00085517 | 869.1107 | -0.00042552 | 881.9915 | 0.00152 | 872.1934 | 0.00295 | 871.9553 | 9.0437e-05 | 869.1107 | 0.00015527 | 877.5775 | 0.00028084 | 872.1934 | 0.00118 | 953.387 | 0.0011322 | 872.1934 | 0.11574 | 869.1107 | 0 | 953.387 | 0.0050364 | 953.387 | 0.0047988 | 0 | 0 | 3.0423e-05 | 3.9696e-05 | -1.2174e-05 | 0 | 0 | 6.2113e-05 | 0.00021592 | 6.1289e-05 | 0.00032212 | 0.00023577 | 0.00014789 | 6.7654e-05 | 0.00020194 | 0.00043962 | 0.027577 | 0 | 0.0013616 | 0.0013691
|  | 953.629 | 0 | 953.629 | 0 | 877.8163 | -0.00041464 | 882.2318 | -0.00032314 | 882.9639 | -1.8206e-05 | 872.4315 | 0 | 872.4315 | 0 | 953.629 | 0.0013685 | 869.3448 | 0.00227 | 882.2318 | -0.00101 | 872.4315 | -0.00024496 | 872.1934 | 0.00189 | 869.3448 | 0.001108 | 877.8163 | 0.0002857 | 872.4315 | 0.00051585 | 953.629 | 0.002501 | 872.4315 | 0.11584 | 869.3448 | 0 | 953.629 | 0.0062163 | 953.629 | 0.0065158 | 0 | 0 | 1.296e-05 | -2.2267e-05 | -1.1397e-05 | 0 | 0 | 8.9654e-05 | 0.0009014 | 0.00021638 | 0.00032918 | 1.9053e-05 | 0.00017856 | 6.875e-05 | 0.00018761 | 0.00040926 | 0.027764 | 0 | 0.0012562 | 0.0013932
|  | 953.871 | 0 | 953.871 | 0 | 878.0552 | 0.00052318 | 882.4722 | 0.0001379 | 883.2062 | -7.5867e-05 | 872.6696 | 0 | 872.6696 | 0 | 953.871 | -0.00062756 | 869.579 | 0.00543 | 882.4722 | 0.00281 | 872.6696 | 0.00301 | 872.4315 | -0.00173 | 869.579 | 0.00041724 | 878.0552 | 0.00029003 | 872.6696 | 0.00106 | 953.871 | 0.0008813 | 872.6696 | 0.11737 | 869.579 | 0 | 953.871 | 0.0041656 | 953.871 | 0.0049986 | 0 | 0 | 4.2421e-07 | -8.1002e-05 | -1.0206e-05 | 0 | 0 | 8.0379e-05 | 0.00050117 | 6.1307e-05 | 0.00036823 | -4.0477e-05 | 9.6419e-05 | 6.9697e-05 | 1.6932e-05 | 0.00036473 | 0.028141 | 0 | 0.0012877 | 0.0013437
|  | 954.113 | 0 | 954.113 | 0 | 878.2941 | -0.00051962 | 882.7127 | -0.00081174 | 883.4485 | -8.3752e-06 | 872.9078 | 0 | 872.9078 | 0 | 954.113 | 0.0012918 | 869.8132 | -0.00115 | 882.7127 | -0.0023 | 872.9078 | 8.2249e-05 | 872.6696 | 0.00139 | 869.8132 | 0.00040618 | 878.2941 | 0.00029347 | 872.9078 | -0.00091781 | 954.113 | 0.0021329 | 872.9078 | 0.11895 | 869.8132 | 0 | 954.113 | 0.0064765 | 954.113 | 0.006106 | 0 | 0 | 1.3169e-05 | -2.7991e-05 | -9.2867e-06 | 0 | 0 | 9.4394e-05 | 0.00019901 | -0.00013824 | 0.0002158 | -0.00010003 | 9.6166e-05 | 7.0375e-05 | -9.915e-05 | 0.00040094 | 0.028416 | 0 | 0.0013 | 0.0013831
|  | 954.355 | 0 | 954.355 | 0 | 878.5329 | 0.0006299 | 882.9531 | 0.00057889 | 883.6909 | -6.8258e-05 | 873.1459 | 0 | 873.1459 | 0 | 954.355 | -0.00051177 | 870.0473 | 0.00285 | 882.9531 | 0.00115 | 873.1459 | 0.00173 | 872.9078 | -0.00223 | 870.0473 | 0.00041529 | 878.5329 | 0.00029586 | 873.1459 | 8.5173e-05 | 954.355 | 0.0011804 | 873.1459 | 0.11968 | 870.0473 | 0 | 954.355 | 0.0042664 | 954.355 | 0.0053234 | 0 | 0 | 1.0497e-05 | -7.0347e-07 | -9.2362e-06 | 0 | 0 | 0.00017376 | 7.1428e-05 | -0.0001743 | -0.00012622 | -0.00019872 | 0.00012176 | 7.0836e-05 | -5.9602e-05 | 0.00043926 | 0.028686 | 0 | 0.0013618 | 0.0015547
|  | 954.597 | 0 | 954.597 | 0 | 878.7718 | -0.00054202 | 883.1935 | -0.00058474 | 883.9332 | -7.9766e-06 | 873.3841 | 0 | 873.3841 | 0 | 954.597 | 0.0019477 | 870.2815 | -0.00224 | 883.1935 | -0.0026 | 873.3841 | -0.00279 | 873.1459 | 0.00056118 | 870.2815 | 0.00062452 | 878.7718 | 0.00029718 | 873.3841 | -0.00058571 | 954.597 | 0.0024495 | 873.3841 | 0.12123 | 870.2815 | 0 | 954.597 | 0.0069874 | 954.597 | 0.0075244 | 0 | 0 | 3.6517e-05 | 1.6032e-05 | -9.1215e-06 | 0 | 0 | 0.00014139 | 0.00023888 | -0.00018753 | -0.0001429 | -0.000188 | 0.00013957 | 7.104e-05 | 0.00015412 | 0.00044045 | 0.029003 | 0 | 0.0014028 | 0.0015529
|  | 954.8391 | 0 | 954.8391 | 0 | 879.0107 | 0.00084774 | 883.4339 | 0.0007181 | 884.1756 | -6.7293e-05 | 873.6223 | 0 | 873.6223 | 0 | 954.8391 | -0.00077929 | 870.5157 | 0.00428 | 883.4339 | 0.00104 | 873.6223 | 0.00159 | 873.3841 | -0.00214 | 870.5157 | 0.00056742 | 879.0107 | 0.00029756 | 873.6223 | 0.00188 | 954.8391 | 0.0011902 | 873.6223 | 0.12233 | 870.5157 | 0 | 954.8391 | 0.0046047 | 954.8391 | 0.0053082 | 0 | 0 | 5.9522e-05 | 4.7109e-05 | -8.8918e-06 | 0 | 0 | 5.3685e-05 | 0.00082786 | -6.2525e-05 | -3.2152e-05 | -8.0974e-05 | 7.7277e-06 | 7.1036e-05 | 5.2395e-05 | 0.00044561 | 0.029251 | 0 | 0.0013007 | 0.0013871
|  | 955.0811 | 0 | 955.0811 | 0 | 879.2496 | -0.00034942 | 883.6744 | -0.0003263 | 884.418 | -6.0809e-06 | 873.8604 | 0 | 873.8604 | 0 | 955.0811 | 0.0012229 | 870.7499 | 0.00279 | 883.6744 | -0.00156 | 873.8604 | -0.00186 | 873.6223 | 0.00146 | 870.7499 | -0.00050143 | 879.2496 | 0.00029715 | 873.8604 | -0.00144 | 955.0811 | 0.002492 | 873.8604 | 0.12331 | 870.7499 | 0 | 955.0811 | 0.0061437 | 955.0811 | 0.0061537 | 0 | 0 | 3.0879e-05 | 2.7991e-06 | -8.2429e-06 | 0 | 0 | 0.00011183 | 0.00076346 | 8.0537e-05 | 2.2631e-05 | -2.5007e-05 | 6.5736e-05 | 7.086e-05 | 7.0275e-05 | 0.00046746 | 0.029621 | 0 | 0.0013576 | 0.0014507
|  | 955.3231 | 0 | 955.3231 | 0 | 879.4885 | 0.00060794 | 883.9148 | 0.00034959 | 884.6603 | -6.1938e-05 | 874.0986 | 0 | 874.0986 | 0 | 955.3231 | -0.00029882 | 870.9841 | 0.00373 | 883.9148 | 0.00223 | 874.0986 | 0.00205 | 873.8604 | -0.00167 | 870.9841 | 0.0010628 | 879.4885 | 0.00029609 | 874.0986 | 0.00203 | 955.3231 | 0.0013706 | 874.0986 | 0.12538 | 870.9841 | 0 | 955.3231 | 0.0050747 | 955.3231 | 0.0058338 | 0 | 0 | 1.2271e-05 | -4.6191e-05 | -7.6376e-06 | 0 | 0 | 8.1035e-05 | 0.00040593 | 0.00019437 | 0.00013173 | 1.1911e-06 | 0.00013608 | 7.0546e-05 | 3.9296e-05 | 0.00043615 | 0.030021 | 0 | 0.0014692 | 0.0015491
|  | 955.5652 | 0 | 955.5652 | 0 | 879.7274 | -0.00050521 | 884.1553 | -0.00073375 | 884.9028 | -1.0705e-06 | 874.3368 | 0 | 874.3368 | 0 | 955.5652 | 0.00096842 | 871.2183 | -0.00026329 | 884.1553 | -0.00061345 | 874.3368 | -0.0009438 | 874.0986 | 0.00168 | 871.2183 | 9.9317e-05 | 879.7274 | 0.00029452 | 874.3368 | -0.0017 | 955.5652 | 0.0022334 | 874.3368 | 0.12673 | 871.2183 | 0 | 955.5652 | 0.0070655 | 955.5652 | 0.0069664 | 0 | 0 | 2.5778e-05 | -2.5134e-05 | -8.3978e-06 | 0 | 0 | 1.3824e-05 | 0.0005324 | 9.2169e-05 | 0.00020561 | -9.5264e-06 | 4.5557e-05 | 7.014e-05 | 5.9555e-05 | 0.00040728 | 0.030347 | 0 | 0.0014157 | 0.0014166
|  | 955.8072 | 0 | 955.8072 | 0 | 879.9663 | 0.00072097 | 884.3958 | 0.00052471 | 885.1451 | -6.8227e-05 | 874.575 | 0 | 874.575 | 0 | 955.8072 | -0.0008542 | 871.4524 | 0.00481 | 884.3958 | 0.00138 | 874.575 | 0.00267 | 874.3368 | -0.00176 | 871.4525 | 0.00028974 | 879.9663 | 0.00029255 | 874.575 | 0.0022 | 955.8072 | 0.0011319 | 874.575 | 0.12805 | 871.4525 | 0 | 955.8072 | 0.0046321 | 955.8072 | 0.0047389 | 0 | 0 | 1.6663e-05 | 5.5547e-06 | -9.8661e-06 | 0 | 0 | 2.768e-05 | 0.00044789 | 2.6453e-05 | 1.9058e-05 | 9.6479e-05 | 2.514e-05 | 6.9623e-05 | 2.9777e-05 | 0.00040392 | 0.030626 | 0 | 0.0013916 | 0.0014273
|  | 956.0493 | 0 | 956.0493 | 0 | 880.2052 | -0.00058147 | 884.6362 | -0.00047851 | 885.3876 | -1.3166e-05 | 874.8132 | 0 | 874.8132 | 0 | 956.0493 | 0.0010829 | 871.6866 | -0.00098516 | 884.6362 | -0.00116 | 874.8132 | -0.00251 | 874.575 | 0.00257 | 871.6866 | -7.504e-05 | 880.2052 | 0.00029034 | 874.8132 | -0.00195 | 956.0493 | 0.0022056 | 874.8132 | 0.12907 | 871.6866 | 0 | 956.0493 | 0.0068662 | 956.0493 | 0.0070547 | 0 | 0 | 8.0801e-07 | 1.9407e-07 | -1.116e-05 | 0 | 0 | 8.1466e-05 | 0.00050772 | 0.00024168 | -5.9555e-05 | 9.1715e-05 | 7.5119e-05 | 6.9111e-05 | -7.2657e-05 | 0.00040381 | 0.030914 | 0 | 0.0014091 | 0.001552
|  | 956.2913 | 0 | 956.2913 | 0 | 880.4442 | 0.00058823 | 884.8767 | 0.00048013 | 885.6299 | -7.8925e-05 | 875.0515 | 0 | 875.0515 | 0 | 956.2913 | -0.0004098 | 871.9209 | 0.00532 | 884.8767 | 0.00317 | 875.0515 | 0.00201 | 874.8132 | -0.0018 | 871.9209 | 0.00071639 | 880.4442 | 0.00028811 | 875.0515 | 0.00134 | 956.2913 | 0.0011309 | 875.0515 | 0.13047 | 871.9209 | 0 | 956.2913 | 0.0047762 | 956.2913 | 0.0057684 | 0 | 0 | -8.7272e-06 | -1.2158e-05 | -1.1299e-05 | 0 | 0 | 0.0001725 | 0.00064918 | 0.00015511 | 0.0001072 | 0.00012745 | -4.2574e-05 | 6.8611e-05 | 0.00015058 | 0.00041481 | 0.03127 | 0 | 0.0013595 | 0.0015433
|  | 956.5334 | 0 | 956.5334 | 0 | 880.6831 | -0.00066127 | 885.1172 | -0.00058125 | 885.8724 | -1.4288e-05 | 875.2897 | 0 | 875.2897 | 0 | 956.5334 | 0.001835 | 872.1551 | 0.00022403 | 885.1172 | -0.00188 | 875.2897 | -0.00111 | 875.0515 | 0.00287 | 872.1551 | -0.00108 | 880.6831 | 0.00028615 | 875.2897 | -7.5769e-05 | 956.5334 | 0.0022964 | 875.2897 | 0.13206 | 872.1551 | 0 | 956.5334 | 0.0064565 | 956.5334 | 0.0069834 | 0 | 0 | 1.6163e-05 | -9.7791e-07 | -1.1522e-05 | 0 | 0 | 0.00020463 | 0.00028509 | 1.3226e-05 | 0.0003216 | 0.00020963 | 0.00011191 | 6.8211e-05 | 0.00010466 | 0.00039405 | 0.031556 | 0 | 0.0013924 | 0.0015222
|  | 956.7755 | 0 | 956.7755 | 0 | 880.9221 | 0.00079656 | 885.3577 | 0.00057311 | 886.1148 | -8.0764e-05 | 875.5279 | 0 | 875.5279 | 0 | 956.7755 | -0.00014436 | 872.3893 | 0.00221 | 885.3577 | 0.00199 | 875.5279 | 0.00381 | 875.2897 | -0.00111 | 872.3893 | 0.0020354 | 880.9221 | 0.00028477 | 875.5279 | 0.00095443 | 956.7755 | 0.00095924 | 875.5279 | 0.13287 | 872.3893 | 0 | 956.7755 | 0.0050476 | 956.7755 | 0.0055931 | 0 | 0 | 3.8207e-05 | -1.7646e-05 | -1.3613e-05 | 0 | 0 | 0.00013342 | -0.00049663 | 0 | 0.00065749 | 0.00027991 | 0.00023286 | 6.7984e-05 | 5.5859e-05 | 0.00039802 | 0.031864 | 0 | 0.0014744 | 0.0015189
|  | 957.0175 | 0 | 957.0175 | 0 | 881.161 | -0.00047677 | 885.5982 | -0.00071983 | 886.3572 | -3.1539e-05 | 875.7661 | 0 | 875.7661 | 0 | 957.0175 | 0.0012467 | 872.6236 | -0.00645 | 885.5982 | -0.00199 | 875.7661 | 0.00171 | 875.5279 | 0.00346 | 872.6236 | -4.7347e-05 | 881.161 | 0.00028425 | 875.7661 | -0.00048546 | 957.0175 | 0.0023292 | 875.7661 | 0.13465 | 872.6236 | 0 | 957.0175 | 0.007134 | 957.0175 | 0.0069559 | 0 | 0 | 2.8255e-05 | -4.1671e-05 | -1.5408e-05 | 0 | 0 | 6.1545e-05 | -0.00030452 | 0.00013226 | 0.00056472 | 0.00018581 | 0.0001313 | 6.7982e-05 | 0.00025312 | 0.00042614 | 0.032192 | 0 | 0.0015018 | 0.0015445
|  | 957.2596 | 0 | 957.2596 | 0 | 881.4 | 0.00071326 | 885.8387 | 0.00037325 | 886.5997 | -9.5544e-05 | 876.0044 | 0 | 876.0044 | 0 | 957.2596 | -0.00073823 | 872.8578 | 0.00385 | 885.8387 | 0.00309 | 876.0044 | 0.00303 | 875.7661 | -0.0019 | 872.8578 | 0.0011683 | 881.4 | 0.00028475 | 876.0044 | 0.00261 | 957.2596 | 0.0011915 | 876.0044 | 0.13555 | 872.8578 | 0 | 957.2596 | 0.0052731 | 957.2596 | 0.0058044 | 0 | 0 | 3.2422e-05 | -1.6976e-05 | -1.6085e-05 | 0 | 0 | -2.9287e-05 | 0.0006641 | 0.00044776 | 0.0001334 | -0.00014726 | 0.00018854 | 6.8223e-05 | 0.00035248 | 0.0003564 | 0.032506 | 0 | 0.001427 | 0.0014806
|  | 957.5017 | 0 | 957.5017 | 0 | 881.6389 | -0.00044189 | 886.0792 | -0.00051441 | 886.8422 | -3.7152e-05 | 876.2426 | 0 | 876.2426 | 0 | 957.5017 | 0.00049628 | 873.0921 | 0.00182 | 886.0792 | 0.00063294 | 876.2426 | -0.00191 | 876.0044 | 0.00066395 | 873.0921 | 0.00044139 | 881.6389 | 0.00028626 | 876.2426 | 0.00034925 | 957.5017 | 0.0017529 | 876.2426 | 0.13736 | 873.0921 | 0 | 957.5017 | 0.0065163 | 957.5017 | 0.0064273 | 0 | 0 | 2.3834e-05 | 6.5512e-06 | -1.6691e-05 | 0 | 0 | -1.5339e-05 | 0.0013681 | 0.00023488 | -1.3106e-05 | -9.2436e-05 | 0.00029604 | 6.8695e-05 | 0.00022152 | 0.00032139 | 0.032797 | 0 | 0.0013475 | 0.001321
|  | 957.7438 | 0 | 957.7438 | 0 | 881.8779 | 0.00064133 | 886.3198 | 0.00056888 | 887.0847 | -0.00010051 | 876.4809 | 0 | 876.4809 | 0 | 957.7438 | -0.000623 | 873.3264 | 0.00986 | 886.3198 | 0.00132 | 876.4809 | 0.0018 | 876.2426 | -0.00144 | 873.3264 | 0.0020862 | 881.8779 | 0.00028856 | 876.4809 | 0.00151 | 957.7438 | 0.00090229 | 876.4809 | 0.13791 | 873.3264 | 0 | 957.7438 | 0.0046162 | 957.7438 | 0.0044861 | 0 | 0 | 1.1429e-05 | -2.0078e-06 | -1.684e-05 | 0 | 0 | 5.9952e-05 | 0.0014125 | -0.00024415 | 2.5019e-05 | 0.00010961 | 0.00030287 | 6.9289e-05 | -2.1445e-05 | 0.00038242 | 0.033078 | 0 | 0.0013261 | 0.0013763
|  | 957.9859 | 0 | 957.9859 | 0 | 882.1169 | -0.00054569 | 886.5603 | -0.00058557 | 887.3271 | -3.8383e-05 | 876.7192 | 0 | 876.7192 | 0 | 957.9859 | 0.0011183 | 873.5606 | 0.0022 | 886.5603 | -0.00335 | 876.7192 | -0.00159 | 876.4809 | 0.00236 | 873.5606 | 0.0004997 | 882.1169 | 0.00029123 | 876.7192 | -0.00169 | 957.9859 | 0.002257 | 876.7192 | 0.13973 | 873.5606 | 0 | 957.9859 | 0.0063391 | 957.9859 | 0.0068839 | 0 | 0 | 3.0883e-05 | 4.8015e-05 | -1.6473e-05 | 0 | 0 | 9.8945e-05 | 0.00078122 | -0.0001323 | 0.00019539 | 7.1484e-06 | -2.7993e-05 | 6.991e-05 | -9.2977e-05 | 0.00041955 | 0.033412 | 0 | 0.0013731 | 0.001582
|  | 958.228 | 0 | 958.228 | 0 | 882.356 | 0.00080412 | 886.8008 | 0.00098479 | 887.5696 | -9.7482e-05 | 876.9575 | 0 | 876.9575 | 0 | 958.228 | -0.00030089 | 873.7949 | 0.00447 | 886.8008 | 0.00225 | 876.9575 | 0.00323 | 876.7192 | -0.0023 | 873.7949 | -0.0007387 | 882.356 | 0.00029375 | 876.9575 | 0.0009096 | 958.228 | 0.0012089 | 876.9575 | 0.14071 | 873.7949 | 0 | 958.228 | 0.0050043 | 958.228 | 0.0061854 | 0 | 0 | 4.7035e-05 | 4.785e-05 | -1.6734e-05 | 0 | 0 | 6.6371e-05 | 0.00057148 | -0.00010945 | 0.00016799 | 3.8125e-05 | -0.00010945 | 7.0429e-05 | 5.6976e-06 | 0.00039158 | 0.033723 | 0 | 0.0013916 | 0.0015579
|  | 958.4701 | 0 | 958.4701 | 0 | 882.595 | -0.00041054 | 887.0414 | -0.00058694 | 887.8121 | -4.0534e-05 | 877.1957 | 0 | 877.1957 | 0 | 958.4701 | 0.00084916 | 874.0292 | 0.00040798 | 887.0414 | -0.00316 | 877.1957 | -0.00182 | 876.9575 | 0.00262 | 874.0292 | -0.00019548 | 882.595 | 0.00029557 | 877.1957 | -0.00086178 | 958.4701 | 0.0020258 | 877.1957 | 0.14234 | 874.0292 | 0 | 958.4701 | 0.0064914 | 958.4701 | 0.0066839 | 0 | 0 | 3.2142e-05 | -1.1935e-05 | -1.5968e-05 | 0 | 0 | 3.4561e-05 | 0.00019888 | -0.00013831 | -3.4551e-05 | 6.5527e-05 | 0.00010827 | 7.0724e-05 | 6.7698e-05 | 0.00038569 | 0.034079 | 0 | 0.0014062 | 0.0014788
|  | 958.7122 | 0 | 958.7122 | 0 | 882.834 | 0.0006795 | 887.2819 | 0.0004877 | 888.0546 | -9.1158e-05 | 877.434 | 0 | 877.434 | 0 | 958.7122 | -0.00056366 | 874.2634 | 0.00129 | 887.2819 | 0.00201 | 877.434 | 0.00153 | 877.1957 | -0.00207 | 874.2634 | 0.0011198 | 882.834 | 0.00029622 | 877.434 | 0.00143 | 958.7122 | 0.0011603 | 877.434 | 0.1437 | 874.2634 | 0 | 958.7122 | 0.0051247 | 958.7122 | 0.0055319 | 0 | 0 | 2.9111e-05 | -6.9509e-07 | -1.4144e-05 | 0 | 0 | -2.1782e-05 | 0.00020971 | -4.812e-06 | -7.2675e-05 | -5.123e-05 | 0.0002524 | 7.0706e-05 | 0.00018444 | 0.00036723 | 0.034484 | 0 | 0.0014325 | 0.0014344
|  | 958.9543 | 0 | 958.9543 | 0 | 883.073 | -0.00043591 | 887.5225 | -0.00049348 | 888.2971 | -2.5497e-05 | 877.6723 | 0 | 877.6723 | 0 | 958.9543 | 0.00038374 | 874.4977 | 0.00050004 | 887.5225 | -0.00205 | 877.6723 | -0.00214 | 877.434 | 0.00164 | 874.4977 | 0.0010345 | 883.073 | 0.00029542 | 877.6723 | 0.00011809 | 958.9543 | 0.0018731 | 877.6723 | 0.14574 | 874.4977 | 0 | 958.9543 | 0.0067079 | 958.9543 | 0.0063171 | 0 | 0 | 5.2242e-05 | -4.1945e-05 | -1.4628e-05 | 0 | 0 | -1.8373e-05 | 0.00042998 | 0 | -0.00019087 | -0.00016799 | 0.00011124 | 7.0334e-05 | 0.00032868 | 0.00036869 | 0.0349 | 0 | 0.0014588 | 0.0013969
|  | 959.1964 | 0 | 959.1964 | 0 | 883.312 | 0.00087306 | 887.7631 | 0.00014473 | 888.5397 | -9.5124e-05 | 877.9106 | 0 | 877.9106 | 0 | 959.1964 | -0.0005355 | 874.7321 | 0.00317 | 887.7631 | 0.00205 | 877.9106 | 0.00053836 | 877.6723 | -0.00305 | 874.7321 | -8.5026e-05 | 883.312 | 0.00029311 | 877.9106 | 0.00264 | 959.1964 | 0.0011724 | 877.9106 | 0.14712 | 874.7321 | 0 | 959.1964 | 0.0053427 | 959.1964 | 0.0052218 | 0 | 0 | 4.4785e-05 | -4.2456e-05 | -1.484e-05 | 0 | 0 | 1.0907e-05 | 0.0007332 | -3.1278e-05 | -5.7385e-05 | -0.00018591 | -9.7648e-05 | 6.9643e-05 | 0.0002431 | 0.00041934 | 0.035315 | 0 | 0.0015039 | 0.0014368
|  | 959.4386 | 0 | 959.4386 | 0 | 883.5511 | -0.00049841 | 888.0037 | -0.00049764 | 888.7822 | -2.7265e-05 | 878.1489 | 0 | 878.1489 | 0 | 959.4386 | 0.00062559 | 874.9663 | 0.00309 | 888.0037 | -0.00231 | 878.1489 | -0.00102 | 877.9106 | 0.00149 | 874.9663 | -0.00074867 | 883.5511 | 0.00028949 | 878.1489 | -0.00059959 | 959.4386 | 0.0022914 | 878.1489 | 0.14928 | 874.9663 | 0 | 959.4386 | 0.0070795 | 959.4386 | 0.0066461 | 0 | 0 | 1.5322e-05 | 1.2124e-05 | -1.3452e-05 | 0 | 0 | -3.704e-06 | 0.0012688 | -0.00031691 | 3.3368e-05 | -9.6507e-05 | 1.7527e-05 | 6.8671e-05 | 0.00015735 | 0.00043653 | 0.035326 | 0 | 0.0015303 | 0.0015934
|  | 959.6807 | 0 | 959.6807 | 0 | 883.7902 | 0.00062659 | 888.2443 | 0.00059843 | 889.0247 | -8.366e-05 | 878.3873 | 0 | 878.3873 | 0 | 959.6807 | -0.00065619 | 875.2006 | 0.00774 | 888.2443 | -0.00032437 | 878.3873 | 0.0013 | 878.1489 | -0.0023 | 875.2006 | 0.00089828 | 883.7902 | 0.00028498 | 878.3873 | 0.00192 | 959.6807 | 0.0013144 | 878.3873 | 0.14715 | 875.2006 | 0 | 959.6807 | 0.0055612 | 959.6807 | 0.0065156 | 0 | 0 | -3.2193e-06 | 1.175e-05 | -1.1344e-05 | 0 | 0 | -2.4751e-05 | 0.0012375 | -0.00017496 | 0.00015461 | -0.00024819 | 0.00016571 | 6.7542e-05 | -1.3109e-05 | 0.00038729 | 0.035697 | 0 | 0.0013791 | 0.0016058
|  | 959.9228 | 0 | 959.9228 | 0 | 884.0292 | -0.00065352 | 888.4849 | -0.00050075 | 889.2673 | -9.8808e-06 | 878.6256 | 0 | 878.6256 | 0 | 959.9228 | 0.00045175 | 875.435 | 0.00282 | 888.4849 | -0.00113 | 878.6256 | -2.6249e-06 | 878.3873 | 0.00021737 | 875.435 | 0.00051582 | 884.0292 | 0.00028019 | 878.6256 | -0.00203 | 959.9228 | 0.0018845 | 878.6256 | 0.1524 | 875.435 | 0 | 959.9228 | 0.0058299 | 959.9228 | 0.0067482 | 0 | 0 | 1.2857e-05 | -3.192e-05 | -1.0329e-05 | 0 | 0 | 4.4732e-05 | 0.00053423 | -0.00011253 | 0.00013316 | -0.00020767 | 0.00017115 | 6.6463e-05 | -0.00011798 | 0.0004193 | 0.036415 | 0 | 0.0014125 | 0.0016436
|  | 960.165 | 0 | 960.165 | 0 | 884.2682 | 0.00076108 | 888.7255 | 0.00023541 | 889.5098 | -7.5283e-05 | 878.864 | 0 | 878.864 | 0 | 960.165 | -8.228e-05 | 875.6693 | 0.00174 | 888.7255 | 0.00019459 | 878.864 | 0.00112 | 878.6256 | -0.00196 | 875.6693 | 0.00094506 | 884.2682 | 0.00027581 | 878.864 | 0.00104 | 960.165 | 0.0015788 | 878.864 | 0.15317 | 875.6693 | 0 | 960.165 | 0.0058369 | 960.165 | 0.0068275 | 0 | 0 | 4.629e-05 | -2.1961e-05 | -1.1094e-05 | 0 | 0 | 8.2401e-05 | 0.00056237 | -0.00021118 | 7.196e-05 | -0.0001699 | 4.9547e-05 | 6.557e-05 | 6.0373e-05 | 0.0004239 | 0.036645 | 0 | 0.0014796 | 0.0016307
|  | 960.4071 | 0 | 960.4071 | 0 | 884.5074 | -0.00037394 | 888.9661 | -0.00041797 | 889.7524 | -1.6172e-05 | 879.1023 | 0 | 879.1023 | 0 | 960.4071 | 0.00076285 | 875.9036 | 0.00306 | 888.9661 | -0.00195 | 879.1023 | -0.00051616 | 878.864 | 0.00053432 | 875.9036 | -0.00052215 | 884.5074 | 0.00027257 | 879.1023 | -0.00053339 | 960.4071 | 0.0019224 | 879.1023 | 0.15433 | 875.9036 | 0 | 960.4071 | 0.0063833 | 960.4071 | 0.0066413 | 0 | 0 | 4.8726e-05 | 3.427e-06 | -1.2621e-05 | 0 | 0 | 0.00012862 | 0.00066561 | 0.00014196 | 0.00014704 | -0.00023068 | 5.0607e-05 | 6.4989e-05 | 0.00015691 | 0.00038762 | 0.036904 | 0 | 0.0014208 | 0.0014825
|  | 960.6493 | 0 | 960.6493 | 0 | 884.7465 | 0.00078157 | 889.2067 | 0.00044645 | 889.995 | -8.7891e-05 | 879.3406 | 0 | 879.3406 | 0 | 960.6493 | 0.00029943 | 876.138 | 0.00262 | 889.2067 | 0.00313 | 879.3406 | 0.00175 | 879.1023 | -0.00247 | 876.138 | 0.000954 | 884.7465 | 0.0002711 | 879.3406 | 0.00185 | 960.6493 | 0.001279 | 879.3406 | 0.15533 | 876.138 | 0 | 960.6493 | 0.0053509 | 960.6493 | 0.0056025 | 0 | 0 | 3.808e-05 | 6.132e-07 | -1.4625e-05 | 0 | 0 | 0.00016071 | 0.00048385 | 0.00016606 | 0.00024689 | -0.00015969 | 7.3435e-05 | 6.49e-05 | 0.00026544 | 0.00037607 | 0.03738 | 0 | 0.0014273 | 0.0015261
|  | 960.8914 | 0 | 960.8914 | 0 | 884.9855 | -0.00046301 | 889.4473 | -0.00044135 | 890.2376 | -3.2669e-05 | 879.579 | 0 | 879.579 | 0 | 960.8914 | 0.0010279 | 876.3723 | 0.00151 | 889.4473 | -0.00175 | 879.579 | 0.00032177 | 879.3406 | 0.00113 | 876.3723 | -0.00032719 | 884.9855 | 0.00027183 | 879.579 | 0.00037744 | 960.8914 | 0.0018269 | 879.579 | 0.15834 | 876.3723 | 0 | 960.8914 | 0.0064371 | 960.8914 | 0.0070015 | 0 | 0 | 2.988e-05 | 5.5348e-05 | -1.446e-05 | 0 | 0 | 0.00012897 | 0.0011074 | 6.2556e-05 | 0.0002994 | 0.00022267 | 6.0116e-05 | 6.5379e-05 | 0.00024167 | 0.00036507 | 0.03781 | 0 | 0.0014467 | 0.0016592
|  | 961.1336 | 0 | 961.1336 | 0 | 885.2247 | 0.00071291 | 889.6879 | 0.00090144 | 890.4802 | -8.6537e-05 | 879.8174 | 0 | 879.8174 | 0 | 961.1336 | 3.7292e-05 | 876.6067 | 0.00794 | 889.6879 | 0.00227 | 879.8174 | 0.00219 | 879.579 | 0.00073851 | 876.6067 | 0.00084018 | 885.2247 | 0.00027497 | 879.8174 | 0.00165 | 961.1336 | 0.0011882 | 879.8174 | 0.15886 | 876.6067 | 0 | 961.1336 | 0.0055111 | 961.1336 | 0.0067015 | 0 | 0 | 3.5348e-05 | 4.4024e-05 | -1.345e-05 | 0 | 0 | 0.00010702 | 0.00086107 | 6.1368e-05 | 0.00023185 | 0.00029186 | 0.0001746 | 6.6403e-05 | 0.00020501 | 0.00033494 | 0.038125 | 0 | 0.0014429 | 0.0016401
|  | 961.3758 | 0 | 961.3758 | 0 | 885.4638 | -0.00041728 | 889.9286 | -0.00053558 | 890.7228 | -2.4363e-05 | 880.0557 | 0 | 880.0557 | 0 | 961.3758 | 0.00084654 | 876.8411 | -0.00059206 | 889.9286 | -0.00176 | 880.0557 | -0.00024458 | 879.8174 | 0.00171 | 876.8411 | 0.00064972 | 885.4638 | 0.00028039 | 880.0557 | 7.0236e-05 | 961.3758 | 0.001578 | 880.0557 | 0.16105 | 876.8411 | 0 | 961.3758 | 0.0064056 | 961.3758 | 0.0068435 | 0 | 0 | 1.385e-05 | 1.0778e-05 | -1.3986e-05 | 0 | 0 | 8.9647e-05 | 0.00010637 | -0.00016999 | 0.00019375 | -1.0726e-05 | 0.00020579 | 6.7909e-05 | 0.00025512 | 0.00035582 | 0.038486 | 0 | 0.0014159 | 0.001447
|  | 961.618 | 0 | 961.618 | 0 | 885.7029 | 0.00053314 | 890.1693 | 0.00062515 | 890.9654 | -9.093e-05 | 880.2941 | 0 | 880.2941 | 0 | 961.618 | -0.00010621 | 877.0754 | 0.0015 | 890.1693 | 0.00034732 | 880.2941 | 0.00187 | 880.0557 | -0.0018 | 877.0754 | 0.0011068 | 885.7029 | 0.0002877 | 880.2941 | 0.00207 | 961.618 | 0.0013605 | 880.2941 | 0.16182 | 877.0754 | 0 | 961.618 | 0.0052877 | 961.618 | 0.005106 | 0 | 0 | 1.3874e-05 | 7.6056e-05 | -1.3491e-05 | 0 | 0 | 2.1721e-05 | 0.00079451 | 4.8035e-06 | 0.00032639 | 0.00021933 | 0.00012805 | 6.9821e-05 | 0.00018164 | 0.00039261 | 0.038896 | 0 | 0.0013566 | 0.0012324
|  | 961.8601 | 0 | 961.8601 | 0 | 885.942 | -0.00041711 | 890.4099 | 6.912e-06 | 891.2081 | -2.0251e-05 | 880.5325 | 0 | 880.5325 | 0 | 961.8601 | 0.00028558 | 877.3098 | 0.00528 | 890.4099 | -0.0003074 | 880.5325 | 0.00086815 | 880.2941 | 0.00364 | 877.3098 | -1.4158e-05 | 885.942 | 0.00029624 | 880.5325 | -0.00054616 | 961.8601 | 0.0018818 | 880.5325 | 0.16449 | 877.3098 | 0 | 961.8601 | 0.0059155 | 961.8601 | 0.0050719 | 0 | 0 | 2.8901e-05 | 6.0777e-05 | -1.3739e-05 | 0 | 0 | -2.2366e-06 | 0.0011511 | 8.8154e-05 | 0.00039912 | 0.0001943 | 0.00012775 | 7.1914e-05 | 0.00011489 | 0.0003839 | 0.039251 | 0 | 0.0013292 | 0.0012654
|  | 962.1023 | 0 | 962.1023 | 0 | 886.1812 | 0.00065882 | 890.6506 | 0.00049817 | 891.4507 | -9.301e-05 | 880.7709 | 0 | 880.7709 | 0 | 962.1023 | -0.00030405 | 877.5442 | 0.00454 | 890.6506 | 0.00104 | 880.7709 | 0.00248 | 880.5325 | -0.00201 | 877.5442 | 0.001104 | 886.1812 | 0.00030521 | 880.7709 | 0.00151 | 962.1023 | 0.0012884 | 880.7709 | 0.16478 | 877.5442 | 0 | 962.1023 | 0.0050606 | 962.1023 | 0.0053776 | 0 | 0 | 1.8871e-05 | -5.5722e-05 | -1.3967e-05 | 0 | 0 | 5.4498e-05 | 0.00077576 | -0.00012635 | -7.152e-05 | 0.00017285 | 0.00014957 | 7.403e-05 | 6.0792e-05 | 0.00036227 | 0.039498 | 0 | 0.0013033 | 0.001391
|  | 962.3445 | 0 | 962.3445 | 0 | 886.4203 | -0.00050103 | 890.8912 | -0.00096123 | 891.6933 | -2.2128e-05 | 881.0093 | 0 | 881.0093 | 0 | 962.3445 | 0.0007541 | 877.7786 | 0.00208 | 890.8912 | -0.00209 | 881.0093 | -0.00308 | 880.7709 | 0.00346 | 877.7786 | 0.00017239 | 886.4203 | 0.00031378 | 881.0093 | -0.001 | 962.3445 | 0.0017032 | 881.0093 | 0.16658 | 877.7786 | 0 | 962.3445 | 0.0057016 | 962.3445 | 0.0061094 | 0 | 0 | 9.9981e-06 | -9.9884e-05 | -1.5452e-05 | 0 | 0 | 0.00012414 | 0.0011543 | 7.5808e-05 | -0.00017522 | 0.00024198 | 0.00017855 | 7.5931e-05 | 9.8936e-05 | 0.00037271 | 0.039765 | 0 | 0.001382 | 0.0014529
|  | 962.5867 | 0 | 962.5867 | 0 | 886.6595 | 0.00058465 | 891.1319 | 0.00013115 | 891.936 | -0.00010522 | 881.2477 | 0 | 881.2477 | 0 | 962.5867 | 0.00027104 | 878.0129 | 0.00777 | 891.1319 | 0.00272 | 881.2477 | 0.00161 | 881.0093 | -0.00143 | 878.0129 | 0.0013512 | 886.6595 | 0.00032126 | 881.2477 | 0.00183 | 962.5867 | 0.0013746 | 881.2477 | 0.16702 | 878.0129 | 0 | 962.5867 | 0.0057106 | 962.5867 | 0.0058887 | 0 | 0 | -6.982e-07 | -6.2204e-05 | -1.7934e-05 | 0 | 0 | 0.00014498 | 0.0010828 | 0.0001083 | 5.4832e-05 | 2.98e-05 | 0.00010118 | 7.755e-05 | 0.00017293 | 0.00037717 | 0.040274 | 0 | 0.0015219 | 0.001512
|  | 962.8289 | 0 | 962.8289 | 0 | 886.8987 | -0.00059049 | 891.3726 | -0.00064809 | 892.1786 | -4.2574e-05 | 881.4861 | 0 | 881.4861 | 0 | 962.8289 | 0.00092611 | 878.2473 | 0.00147 | 891.3726 | -0.00182 | 881.4861 | -0.00115 | 881.2477 | 0.00168 | 878.2473 | -0.00048783 | 886.8987 | 0.00032716 | 881.4861 | -0.00037927 | 962.8289 | 0.0017398 | 881.4861 | 0.17085 | 878.2473 | 0 | 962.8289 | 0.0068562 | 962.8289 | 0.0065959 | 0 | 0 | 4.8353e-06 | -3.2728e-05 | -1.8848e-05 | 0 | 0 | 0.00012377 | 0.00068925 | 0.00017332 | 0.00015858 | 8.8365e-05 | 0.00013113 | 7.8721e-05 | 0.00014436 | 0.00034483 | 0.040834 | 0 | 0.0014813 | 0.001464
|  | 963.0711 | 0 | 963.0711 | 0 | 887.1378 | 0.00063093 | 891.6133 | 0.00037618 | 892.4213 | -0.00011276 | 881.7246 | 0 | 881.7246 | 0 | 963.0711 | 9.595e-05 | 878.4818 | 0.00441 | 891.6133 | 0.00326 | 881.7246 | 0.00248 | 881.4861 | -0.00093869 | 878.4818 | 0.0016066 | 887.1378 | 0.00033123 | 881.7246 | 0.00159 | 963.0711 | 0.0011077 | 881.7246 | 0.17162 | 878.4818 | 0 | 963.0711 | 0.0053755 | 963.0711 | 0.0054931 | 0 | 0 | 3.6952e-07 | -4.1791e-05 | -1.8715e-05 | 0 | 0 | 8.3164e-05 | 7.5021e-05 | 0.00017693 | -3.2184e-05 | 0.00016351 | 0.00014858 | 7.95e-05 | 0.00024755 | 0.00034618 | 0.041207 | 0 | 0.0013356 | 0.0013847
|  | 963.3133 | 0 | 963.3133 | 0 | 887.377 | -0.00062784 | 891.854 | -0.00072339 | 892.664 | -4.1478e-05 | 881.963 | 0 | 881.963 | 0 | 963.3133 | 0.00059073 | 878.7162 | -0.00377 | 891.854 | -0.00179 | 881.963 | -0.00275 | 881.7246 | 0.00231 | 878.7162 | -0.00033902 | 887.377 | 0.0003335 | 881.963 | 0.00048678 | 963.3133 | 0.0017507 | 881.963 | 0.17408 | 878.7162 | 0 | 963.3133 | 0.0056521 | 963.3133 | 0.0059404 | 0 | 0 | -1.5515e-05 | -0.0001061 | -1.7206e-05 | 0 | 0 | 6.6371e-05 | -0.00038152 | 9.1455e-05 | -0.00012997 | 9.536e-05 | 0.00013622 | 7.9854e-05 | 0.00015949 | 0.00037479 | 0.041671 | 0 | 0.001241 | 0.0013107
|  | 963.5556 | 0 | 963.5556 | 0 | 887.6162 | 0.00049811 | 892.0947 | -0.0001583 | 892.9067 | -0.00010032 | 882.2015 | 0 | 882.2015 | 0 | 963.5556 | -4.2711e-05 | 878.9506 | 0.0005143 | 892.0947 | 0.00255 | 882.2015 | 0.00166 | 881.963 | -0.00151 | 878.9506 | 0.0015014 | 887.6162 | 0.00033418 | 882.2015 | 0.00085086 | 963.5556 | 0.001344 | 882.2015 | 0.17541 | 878.9506 | 0 | 963.5556 | 0.0045947 | 963.5556 | 0.0048819 | 0 | 0 | 3.489e-06 | -4.5122e-05 | -1.7506e-05 | 0 | 0 | 5.7361e-05 | 0.00026542 | 3.7312e-05 | -0.00031357 | 0.00014666 | 0.00013103 | 7.9867e-05 | -4.8781e-05 | 0.00033898 | 0.041914 | 0 | 0.0011793 | 0.0012964
|  | 963.7978 | 0 | 963.7978 | 0 | 887.8554 | -0.00046894 | 892.3354 | -0.00021659 | 893.1494 | -4.3924e-05 | 882.4399 | 0 | 882.4399 | 0 | 963.7978 | 0.00051634 | 879.185 | 0.00175 | 892.3354 | -0.00224 | 882.4399 | -0.00429 | 882.2015 | 0.00274 | 879.185 | -0.00038355 | 887.8554 | 0.00033361 | 882.4399 | -0.00126 | 963.7978 | 0.001455 | 882.4399 | 0.17613 | 879.185 | 0 | 963.7978 | 0.0051431 | 963.7978 | 0.0058227 | 0 | 0 | 2.975e-05 | -7.6995e-06 | -1.9656e-05 | 0 | 0 | 0.00013728 | 0.00063882 | -0.00013721 | -0.00037321 | 3.4577e-05 | -4.449e-05 | 7.9643e-05 | 9.3003e-05 | 0.0003558 | 0.042177 | 0 | 0.0013098 | 0.0015194
|  | 964.04 | 0 | 964.04 | 0 | 888.0947 | 0.00071762 | 892.5761 | 0.00015261 | 893.3921 | -0.00011807 | 882.6784 | 0 | 882.6784 | 0 | 964.04 | 0.00061712 | 879.4194 | 0.0037 | 892.5761 | 0.0011 | 882.6784 | 0.00116 | 882.4399 | -0.00245 | 879.4194 | 3.9949e-06 | 888.0947 | 0.00033214 | 882.6784 | 0.00204 | 964.04 | 0.0014827 | 882.6784 | 0.1776 | 879.4194 | 0 | 964.04 | 0.0056715 | 964.04 | 0.0067228 | 0 | 0 | 2.3158e-05 | -1.6299e-05 | -2.0718e-05 | 0 | 0 | 0.00019456 | 0.00071856 | -5.1755e-05 | -8.7038e-05 | -0.0001866 | 3.5502e-05 | 7.9205e-05 | -2.3846e-05 | 0.00038806 | 0.042641 | 0 | 0.0014198 | 0.0016092
|  | 964.2822 | 0 | 964.2822 | 0 | 888.3339 | -0.00052399 | 892.8168 | -0.00028804 | 893.6348 | -5.2629e-05 | 882.9169 | 0 | 882.9169 | 0 | 964.2822 | 0.00098925 | 879.6539 | 0.00243 | 892.8168 | -0.00153 | 882.9169 | -0.00189 | 882.6784 | 0.00088504 | 879.6539 | 0.00029888 | 888.3339 | 0.00033011 | 882.9169 | -0.00224 | 964.2822 | 0.0017214 | 882.9169 | 0.18004 | 879.6539 | 0 | 964.2822 | 0.006051 | 964.2822 | 0.0065641 | 0 | 0 | 2.1752e-05 | 1.0996e-05 | -2.2434e-05 | 0 | 0 | 0.00016385 | 0.0011479 | -0.0001709 | 4.1731e-05 | -0.00014486 | -7.857e-06 | 7.8707e-05 | -3.5769e-05 | 0.00036493 | 0.043042 | 0 | 0.0014001 | 0.0014687
|  | 964.5245 | 0 | 964.5245 | 0 | 888.5731 | 0.00070582 | 893.0576 | 0.00037936 | 893.8776 | -0.00013222 | 883.1553 | 0 | 883.1553 | 0 | 964.5245 | 0.00036356 | 879.8884 | 0.00736 | 893.0576 | 0.00011051 | 883.1553 | 0.00224 | 882.9169 | -0.0021 | 879.8884 | -0.00036589 | 888.5731 | 0.00032781 | 883.1553 | 0.00194 | 964.5245 | 0.0012916 | 883.1553 | 0.18096 | 879.8884 | 0 | 964.5245 | 0.0055083 | 964.5245 | 0.0055619 | 0 | 0 | 2.2407e-05 | -3.435e-06 | -2.409e-05 | 0 | 0 | 0.00012197 | 0.0012214 | -0.00026955 | -0.00014908 | 0.00011804 | -8.9499e-05 | 7.8132e-05 | 0.000327 | 0.00035153 | 0.043472 | 0 | 0.0014798 | 0.001506
|  | 964.7667 | 0 | 964.7667 | 0 | 888.8123 | -0.00051847 | 893.2983 | -0.0004079 | 894.1203 | -6.6267e-05 | 883.3939 | 0 | 883.3939 | 0 | 964.7667 | 0.00064346 | 880.1228 | 0.00306 | 893.2983 | -0.00235 | 883.3939 | -0.00349 | 883.1553 | 0.00309 | 880.1228 | -0.00039763 | 888.8123 | 0.00032547 | 883.3939 | 0.00080179 | 964.7667 | 0.0016106 | 883.3939 | 0.18354 | 880.1228 | 0 | 964.7667 | 0.006709 | 964.7667 | 0.0068719 | 0 | 0 | 2.3824e-05 | -6.3503e-06 | -2.5057e-05 | 0 | 0 | 0.00010156 | 0.0011253 | -0.00019688 | -0.00028615 | 0.00043246 | 3.3509e-06 | 7.7609e-05 | 0.00029471 | 0.00037503 | 0.043933 | 0 | 0.0015305 | 0.0016156
|  | 965.009 | 0 | 965.009 | 0 | 889.0516 | 0.00071762 | 893.5391 | 0.00035516 | 894.363 | -0.00014019 | 883.6323 | 0 | 883.6323 | 0 | 965.009 | 0.00019504 | 880.3572 | 0.00654 | 893.5391 | 0.00071468 | 883.6323 | 0.00109 | 883.3939 | 0.00053605 | 880.3572 | 0.00042622 | 889.0516 | 0.00032328 | 883.6323 | 0.00167 | 965.009 | 0.0014856 | 883.6323 | 0.18493 | 880.3572 | 0 | 965.009 | 0.0059269 | 965.009 | 0.0064665 | 0 | 0 | 2.9371e-05 | -4.3835e-05 | -2.4292e-05 | 0 | 0 | 8.4457e-05 | 0.00094503 | -0.0002185 | 1.2381e-05 | 0.00030714 | -8.3431e-05 | 7.7121e-05 | 0.00020316 | 0.00039799 | 0.044328 | 0 | 0.0013855 | 0.0015049
|  | 965.2512 | 0 | 965.2512 | 0 | 889.2908 | -0.0004721 | 893.7799 | -0.00071934 | 894.6058 | -5.997e-05 | 883.8709 | 0 | 883.8709 | 0 | 965.2512 | 0.00050223 | 880.5917 | 0.00152 | 893.7799 | -0.00253 | 883.8709 | -0.00098619 | 883.6323 | 0.00204 | 880.5917 | -0.0011378 | 889.2908 | 0.00032139 | 883.8709 | 3.3427e-05 | 965.2512 | 0.0018002 | 883.8709 | 0.18675 | 880.5917 | 0 | 965.2512 | 0.0055118 | 965.2512 | 0.005958 | 0 | 0 | 3.2338e-05 | -7.1909e-05 | -2.1599e-05 | 0 | 0 | 0.00011111 | 0.00096727 | -0.00021379 | 0.00011968 | -0.00011569 | -7.1216e-05 | 7.6718e-05 | 0.00013991 | 0.00040266 | 0.044649 | 0 | 0.0012823 | 0.0014522
|  | 965.4935 | 0 | 965.4935 | 0 | 889.5301 | 0.00074242 | 894.0206 | 0.00012204 | 894.8486 | -0.00011795 | 884.1093 | 0 | 884.1093 | 0 | 965.4935 | 0.00041503 | 880.8262 | 0.00673 | 894.0206 | 0.00075417 | 884.1093 | 0.00199 | 883.8709 | -0.00301 | 880.8262 | 0.0005304 | 889.5301 | 0.00031991 | 884.1093 | 0.00114 | 965.4935 | 0.001524 | 884.1093 | 0.18773 | 880.8262 | 0 | 965.4935 | 0.0050743 | 965.4935 | 0.006031 | 0 | 0 | 3.5453e-05 | 6.2955e-06 | -1.9943e-05 | 0 | 0 | 0.00012511 | 0.0011628 | -0.00015601 | -5.6055e-05 | -0.00012519 | -0.00012897 | 7.6413e-05 | 0.00013923 | 0.00039337 | 0.045122 | 0 | 0.0013552 | 0.0014871
|  | 965.7358 | 0 | 965.7358 | 0 | 889.7693 | -0.00044607 | 894.2614 | -6.9748e-05 | 895.0913 | -4.6369e-05 | 884.3478 | 0 | 884.3478 | 0 | 965.7358 | 0.00061779 | 881.0607 | 0.00319 | 894.2614 | -0.00205 | 884.3478 | -0.00246 | 884.1093 | 0.00196 | 881.0607 | -0.0016307 | 889.7693 | 0.00031885 | 884.3478 | 2.7392e-05 | 965.7358 | 0.0017234 | 884.3478 | 0.1906 | 881.0607 | 0 | 965.7358 | 0.0061128 | 965.7358 | 0.0062451 | 0 | 0 | 2.7191e-05 | 4.9089e-05 | -1.9054e-05 | 0 | 0 | 0.00013902 | 0.0012815 | -7.3441e-05 | 0.00013834 | 4.7706e-05 | -0.0001224 | 7.6221e-05 | 0.00016427 | 0.00041456 | 0.045665 | 0 | 0.0015017 | 0.0015039
|  | 965.978 | 0 | 965.978 | 0 | 890.0087 | 0.00067331 | 894.5022 | 0.00047748 | 895.3341 | -0.00011059 | 884.5864 | 0 | 884.5864 | 0 | 965.978 | 0.00052986 | 881.2952 | 0.00774 | 894.5022 | 0.00144 | 884.5864 | 0.00362 | 884.3478 | -0.00156 | 881.2952 | 0.0005867 | 890.0087 | 0.00031813 | 884.5864 | 0.00135 | 965.978 | 0.0016989 | 884.5864 | 0.1923 | 881.2952 | 0 | 965.978 | 0.0062843 | 965.978 | 0.00617 | 0 | 0 | 2.7652e-05 | 4.9631e-05 | -1.8279e-05 | 0 | 0 | 0.00013706 | 0.00064133 | -7.9457e-05 | 0.00018725 | 2.0274e-05 | 6.6947e-05 | 7.605e-05 | 0.00015314 | 0.00041226 | 0.046121 | 0 | 0.0014827 | 0.0015415
|  | 966.2203 | 0 | 966.2203 | 0 | 890.2479 | -0.00044216 | 894.743 | -6.5233e-05 | 895.5769 | -3.9988e-05 | 884.8249 | 0 | 884.8249 | 0 | 966.2203 | 0.00060156 | 881.5297 | -0.00227 | 894.743 | -0.0021 | 884.8249 | -0.00205 | 884.5864 | 0.00173 | 881.5297 | -1.5714e-05 | 890.2479 | 0.00031758 | 884.8249 | -6.5966e-05 | 966.2203 | 0.0017042 | 884.8249 | 0.19441 | 881.5297 | 0 | 966.2203 | 0.0059551 | 966.2203 | 0.0065552 | 0 | 0 | 2.1616e-05 | 2.707e-05 | -1.7628e-05 | 0 | 0 | 8.7339e-05 | 0.0008184 | 7.103e-05 | 0.00014908 | -0.00015027 | 0.00013065 | 7.5922e-05 | 0.00026525 | 0.00038005 | 0.046425 | 0 | 0.001315 | 0.0014802
|  | 966.4626 | 0 | 966.4626 | 0 | 890.4872 | 0.00062281 | 894.9838 | 0.00029009 | 895.8197 | -0.00010522 | 885.0634 | 0 | 885.0634 | 0 | 966.4626 | 0.00011941 | 881.7642 | 0.00925 | 894.9838 | 0.00269 | 885.0634 | 0.0033 | 884.8249 | -0.00299 | 881.7642 | 0.00113 | 890.4872 | 0.00031691 | 885.0634 | 0.00229 | 966.4626 | 0.0014331 | 885.0634 | 0.19485 | 881.7642 | 0 | 966.4626 | 0.0049005 | 966.4626 | 0.0056634 | 0 | 0 | 1.0897e-05 | -1.3595e-05 | -1.6242e-05 | 0 | 0 | 6.9745e-05 | 0.0014203 | 0.0002914 | 0.00045228 | -0.00016459 | 0.00023406 | 7.5711e-05 | 0.00015509 | 0.00034304 | 0.046997 | 0 | 0.0012117 | 0.0013448
|  | 966.7049 | 0 | 966.7049 | 0 | 890.7266 | -0.00053174 | 895.2246 | -0.00040298 | 896.0625 | -2.8566e-05 | 885.302 | 0 | 885.302 | 0 | 966.7049 | 0.0004563 | 881.9987 | 0.00286 | 895.2246 | -0.00027024 | 885.302 | 0.00049145 | 885.0634 | 0.00161 | 881.9987 | 0.00086571 | 890.7266 | 0.00031582 | 885.302 | -0.00098989 | 966.7049 | 0.0013986 | 885.302 | 0.19912 | 881.9987 | 0 | 966.7049 | 0.0051018 | 966.7049 | 0.0054372 | 0 | 0 | 2.0386e-05 | 2.9194e-05 | -1.5343e-05 | 0 | 0 | 0.00014369 | 0.0015266 | -7.5707e-05 | 0.00014292 | -6.4417e-05 | 0.00015679 | 7.5372e-05 | 0.00026001 | 0.0003254 | 0.047533 | 0 | 0.0012711 | 0.0013435
|  | 966.9472 | 0 | 966.9472 | 0 | 890.9659 | 0.0007021 | 895.4654 | 0.00064548 | 896.3053 | -9.7816e-05 | 885.5405 | 0 | 885.5405 | 0 | 966.9472 | 0.00072978 | 882.2332 | 0.01016 | 895.4654 | -0.0003586 | 885.5405 | 0.00070686 | 885.302 | -0.00215 | 882.2332 | 0.0004715 | 890.9659 | 0.00031407 | 885.5405 | 0.00317 | 966.9472 | 0.0012875 | 885.5405 | 0.19943 | 882.2332 | 0 | 966.9472 | 0.0053909 | 966.9472 | 0.0056524 | 0 | 0 | 2.1143e-05 | -1.2548e-05 | -1.3857e-05 | 0 | 0 | 0.00021592 | 0.001489 | -0.0002178 | 0.00010626 | 0.00018486 | 0.00011737 | 7.4863e-05 | 9.5432e-05 | 0.0003624 | 0.047871 | 0 | 0.001403 | 0.0015037
|  | 967.1895 | 0 | 967.1895 | 0 | 891.2052 | -0.00052541 | 895.7062 | -0.00074967 | 896.5482 | -1.6299e-05 | 885.7791 | 0 | 885.7791 | 0 | 967.1895 | 0.0010525 | 882.4677 | 0.00254 | 895.7062 | -0.00145 | 885.7791 | 0.00018388 | 885.5405 | 0.0037 | 882.4677 | 0.00052952 | 891.2052 | 0.00031156 | 885.7791 | -0.00237 | 967.1895 | 0.0017039 | 885.7791 | 0.20187 | 882.4677 | 0 | 967.1895 | 0.0061902 | 967.1895 | 0.0067601 | 0 | 0 | 6.9569e-06 | -5.5443e-05 | -1.2553e-05 | 0 | 0 | 0.00021162 | 0.0008796 | 8.7885e-05 | 0.00042515 | 0.00034885 | 8.9563e-05 | 7.4178e-05 | -2.6245e-05 | 0.00041893 | 0.048295 | 0 | 0.0015532 | 0.0016788
|  | 967.4318 | 0 | 967.4318 | 0 | 891.4445 | 0.00058355 | 895.947 | 0.00028914 | 896.791 | -8.7078e-05 | 886.0177 | 0 | 886.0177 | 0 | 967.4318 | 0.00069416 | 882.7023 | 0.00496 | 895.947 | 0.00218 | 886.0177 | 0.00338 | 885.7791 | -0.00077559 | 882.7023 | 0.00023416 | 891.4445 | 0.00030835 | 886.0177 | 0.00215 | 967.4318 | 0.0017539 | 886.0177 | 0.20297 | 882.7023 | 0 | 967.4318 | 0.0066301 | 967.4318 | 0.0070966 | 0 | 0 | 2.222e-05 | -4.9153e-05 | -1.2428e-05 | 0 | 0 | 9.1318e-05 | 0.00061352 | 0.00020527 | -2.3853e-05 | 0.00028683 | -0.00011444 | 7.3375e-05 | 1.0734e-05 | 0.00039944 | 0.048599 | 0 | 0.0014664 | 0.0016417
|  | 967.6741 | 0 | 967.6741 | 0 | 891.6839 | -0.0003979 | 896.1879 | -0.0006973 | 897.0338 | -1.5297e-05 | 886.2562 | 0 | 886.2562 | 0 | 967.6741 | 5.957e-05 | 882.9368 | 0.00027122 | 896.1879 | -0.00047547 | 886.2562 | -0.00358 | 886.0177 | 0.00318 | 882.9368 | -0.00121 | 891.6839 | 0.0003047 | 886.2562 | -0.00206 | 967.6741 | 0.001543 | 886.2562 | 0.20452 | 882.9368 | 0 | 967.6741 | 0.0054736 | 967.6741 | 0.0064536 | 0 | 0 | 3.4541e-05 | -5.3483e-05 | -1.2942e-05 | 0 | 0 | 3.4633e-05 | 0.00084669 | 0.0003028 | -0.00019802 | 5.844e-05 | 0.00017538 | 7.2477e-05 | 1.0736e-05 | 0.00037925 | 0.048989 | 0 | 0.001383 | 0.0015948
|  | 967.9164 | 0 | 967.9164 | 0 | 891.9232 | 0.00068657 | 896.4287 | 0.00025316 | 897.2767 | -9.1283e-05 | 886.4948 | 0 | 886.4948 | 0 | 967.9164 | 0.00022628 | 883.1713 | 0.00695 | 896.4287 | 0.00299 | 886.4948 | 0.00192 | 886.2562 | -0.00269 | 883.1713 | 0.0027057 | 891.9232 | 0.000301 | 886.4948 | 0.00215 | 967.9164 | 0.0015873 | 886.4948 | 0.20615 | 883.1713 | 0 | 967.9164 | 0.0059416 | 967.9164 | 0.0067093 | 0 | 0 | 4.0866e-05 | -2.3443e-05 | -1.377e-05 | 0 | 0 | 4.4531e-05 | 0.0012607 | 7.3459e-05 | 6.7998e-05 | 5.3681e-05 | 0.00027988 | 7.1659e-05 | 0.00012168 | 0.00036714 | 0.049528 | 0 | 0.0015168 | 0.0017046
|  | 968.1587 | 0 | 968.1587 | 0 | 892.1626 | -0.00034513 | 896.6696 | -0.00044784 | 897.5195 | -2.2113e-05 | 886.7334 | 0 | 886.7334 | 0 | 968.1587 | 0.00014126 | 883.4059 | 0.0038 | 896.6696 | -0.00238 | 886.7334 | -0.00135 | 886.4948 | 0.00314 | 883.4059 | -0.00031925 | 892.1626 | 0.0002977 | 886.7334 | -0.00113 | 968.1587 | 0.0014429 | 886.7334 | 0.20902 | 883.4059 | 0 | 968.1587 | 0.0065773 | 968.1587 | 0.0073598 | 0 | 0 | 5.6461e-05 | 4.6793e-05 | -1.4068e-05 | 0 | 0 | 3.2226e-05 | 0.0010215 | -0.00025365 | 0.00019569 | 0.00012645 | 0.00013364 | 7.097e-05 | 0.00023865 | 0.00038457 | 0.049992 | 0 | 0.0015891 | 0.001731
|  | 968.401 | 0 | 968.401 | 0 | 892.402 | 0.00081686 | 896.9104 | 0.00083642 | 897.7624 | -9.3712e-05 | 886.972 | 0 | 886.972 | 0 | 968.401 | 0.00012472 | 883.6404 | 0.00491 | 896.9104 | 0.00027362 | 886.972 | 0.00299 | 886.7334 | -0.00208 | 883.6404 | 0.0014587 | 892.402 | 0.00029524 | 886.972 | 0.00313 | 968.401 | 0.0017312 | 886.972 | 0.20994 | 883.6404 | 0 | 968.401 | 0.0065382 | 968.401 | 0.0069273 | 0 | 0 | 4.0737e-05 | 3.3252e-05 | -1.4698e-05 | 0 | 0 | 1.935e-05 | 0.0011681 | -7.5183e-05 | 0.00018967 | -0.00018673 | 0.00032483 | 7.0518e-05 | 0.00040754 | 0.00041112 | 0.05038 | 0 | 0.0015654 | 0.0015419
|  | 968.6434 | 0 | 968.6434 | 0 | 892.6414 | -0.0004765 | 897.1513 | -0.00056037 | 898.0053 | -2.7329e-05 | 887.2106 | 0 | 887.2106 | 0 | 968.6434 | 3.4982e-05 | 883.875 | 0.00505 | 897.1513 | -0.00089778 | 887.2106 | -0.0014 | 886.972 | 0.00051508 | 883.875 | 0.001311 | 892.6414 | 0.00029393 | 887.2106 | 0.00028636 | 968.6434 | 0.0016619 | 887.2106 | 0.21239 | 883.875 | 0 | 968.6434 | 0.0063818 | 968.6434 | 0.0057984 | 0 | 0 | 2.4993e-05 | 4.7706e-05 | -1.6101e-05 | 0 | 0 | 4.9828e-05 | 0.0016372 | 0.00017969 | 4.2946e-05 | -3.8898e-05 | 0.00033223 | 7.0359e-05 | 0.00030496 | 0.0003655 | 0.050767 | 0 | 0.0015068 | 0.0014064
|  | 968.8857 | 0 | 968.8857 | 0 | 892.8807 | 0.00068532 | 897.3922 | 0.00095653 | 898.2482 | -0.00010523 | 887.4492 | 0 | 887.4492 | 0 | 968.8857 | 0.00037626 | 884.1096 | 0.00891 | 897.3922 | 0.00239 | 887.4492 | 0.00176 | 887.2106 | -0.00084116 | 884.1096 | 0.0015218 | 892.8807 | 0.00029392 | 887.4492 | 0.00227 | 968.8857 | 0.0013547 | 887.4492 | 0.21317 | 884.1096 | 0 | 968.8857 | 0.0060538 | 968.8857 | 0.0058092 | 0 | 0 | 1.8102e-05 | 3.3942e-05 | -1.7273e-05 | 0 | 0 | 5.8512e-05 | 0.0013197 | 0.00015057 | -4.1764e-05 | 0.00016687 | 0.00030343 | 7.0513e-05 | 0.00019031 | 0.000293 | 0.051187 | 0 | 0.001434 | 0.0014172
|  | 969.128 | 0 | 969.128 | 0 | 893.1201 | -0.00053408 | 897.6331 | -0.00067475 | 898.4911 | -3.7011e-05 | 887.6879 | 0 | 887.6879 | 0 | 969.128 | 0.00010663 | 884.3442 | 0.00234 | 897.6331 | -0.00114 | 887.6879 | -0.00211 | 887.4492 | 0.00224 | 884.3442 | 0.0010648 | 893.1201 | 0.00029521 | 887.6879 | -0.00067508 | 969.128 | 0.0010635 | 887.6879 | 0.2158 | 884.3442 | 0 | 969.128 | 0.0057806 | 969.128 | 0.0058867 | 0 | 0 | 3.0364e-05 | -5.5043e-06 | -1.8621e-05 | 0 | 0 | 5.0163e-05 | 0.0011271 | 0.00013009 | -6.4433e-05 | 0.00012768 | 7.0684e-05 | 7.098e-05 | 0.00010797 | 0.00031362 | 0.051699 | 0 | 0.0014931 | 0.0015183
|  | 969.3704 | 0 | 969.3704 | 0 | 893.3596 | 0.0007877 | 897.874 | 0.00062905 | 898.734 | -0.0001163 | 887.9265 | 0 | 887.9265 | 0 | 969.3704 | 0.00030734 | 884.5787 | 0.00727 | 897.874 | 0.00222 | 887.9265 | 0.00157 | 887.6879 | -0.00117 | 884.5787 | -0.00046211 | 893.3596 | 0.00029767 | 887.9265 | 0.00158 | 969.3704 | 0.0015247 | 887.9265 | 0.21748 | 884.5787 | 0 | 969.3704 | 0.0065413 | 969.3704 | 0.0066428 | 0 | 0 | 1.8388e-05 | 1.9732e-06 | -1.8802e-05 | 0 | 0 | 3.3628e-05 | 0.0010006 | -7.5868e-05 | -6.5629e-05 | 0.00027802 | -3.4583e-05 | 7.1659e-05 | -5.131e-05 | 0.00037962 | 0.052132 | 0 | 0.0015082 | 0.0016029
|  | 969.6127 | 0 | 969.6127 | 0 | 893.5989 | -0.00063407 | 898.1148 | -0.00061267 | 898.9769 | -3.8506e-05 | 888.1652 | 0 | 888.1652 | 0 | 969.6127 | -2.9824e-05 | 884.8134 | 0.00126 | 898.1148 | -0.00285 | 888.1652 | -0.00212 | 887.9265 | 0.0035 | 884.8134 | 0.00016731 | 893.5989 | 0.00030104 | 888.1652 | -0.00201 | 969.6127 | 0.0016081 | 888.1652 | 0.21941 | 884.8134 | 0 | 969.6127 | 0.0059048 | 969.6127 | 0.0065854 | 0 | 0 | -3.887e-06 | -3.0161e-05 | -1.9422e-05 | 0 | 0 | 5.0366e-05 | 0.0010966 | -0.00035715 | -9.546e-05 | 7.5175e-05 | 4.4145e-05 | 7.2555e-05 | -4.1764e-05 | 0.00041867 | 0.052603 | 0 | 0.0015038 | 0.0015962
|  | 969.8551 | 0 | 969.8551 | 0 | 893.8384 | 0.00060161 | 898.3557 | 0.00036226 | 899.2198 | -0.0001214 | 888.4038 | 0 | 888.4038 | 0 | 969.8551 | 0.00044547 | 885.0479 | 0.00809 | 898.3557 | -0.00011509 | 888.4038 | 0.00132 | 888.1652 | -0.00287 | 885.0479 | 0.0002091 | 893.8384 | 0.00030501 | 888.4038 | 0.00166 | 969.8551 | 0.001847 | 888.4038 | 0.22143 | 885.0479 | 0 | 969.8551 | 0.0065056 | 969.8551 | 0.0065873 | 0 | 0 | 2.2957e-05 | -4.5518e-05 | -2.0285e-05 | 0 | 0 | 7.3195e-05 | 0.00065342 | -0.00021261 | 3.1025e-05 | -0.00031667 | 1.8058e-05 | 7.3538e-05 | 0.00013503 | 0.00038327 | 0.053164 | 0 | 0.0014825 | 0.0015709
|  | 970.0974 | 0 | 970.0974 | 0 | 894.0778 | -0.00040985 | 898.5966 | -0.00074014 | 899.4628 | -4.5566e-05 | 888.6425 | 0 | 888.6425 | 0 | 970.0974 | 0.00015855 | 885.2825 | -0.00252 | 898.5966 | -0.00165 | 888.6425 | -0.00106 | 888.4038 | 0.00021615 | 885.2825 | -5.517e-05 | 894.0778 | 0.00030924 | 888.6425 | -0.00052837 | 970.0974 | 0.0013159 | 888.6425 | 0.22411 | 885.2825 | 0 | 970.0974 | 0.0057281 | 970.0974 | 0.0063759 | 0 | 0 | 2.9339e-05 | -8.6139e-05 | -1.9426e-05 | 0 | 0 | 0.00010442 | 0.00077659 | -0.00014972 | -0.0001639 | -0.0001353 | 3.3807e-05 | 7.4544e-05 | 0.00027582 | 0.0003547 | 0.053546 | 0 | 0.0014292 | 0.001623
|  | 970.3398 | 0 | 970.3398 | 0 | 894.3173 | 0.00065492 | 898.8376 | 2.5209e-05 | 899.7057 | -0.00011437 | 888.8811 | 0 | 888.8811 | 0 | 970.3398 | 0.00070315 | 885.5172 | 0.00914 | 898.8376 | 0.00040736 | 888.8811 | -0.0003136 | 888.6425 | -0.00135 | 885.5172 | 0.00034335 | 894.3173 | 0.00031341 | 888.8811 | 0.00284 | 970.3398 | 0.0016112 | 888.8811 | 0.22465 | 885.5172 | 0 | 970.3398 | 0.0060662 | 970.3398 | 0.0070173 | 0 | 0 | -3.2048e-06 | -1.8254e-05 | -1.9748e-05 | 0 | 0 | 0.0001357 | 0.0011942 | -0.00030506 | -6.0472e-05 | 2.625e-05 | -0.00012092 | 7.5493e-05 | 0.00015274 | 0.00036122 | 0.053968 | 0 | 0.0014665 | 0.0016616
|  | 970.5822 | 0 | 970.5822 | 0 | 894.5567 | -0.00068169 | 899.0785 | -0.00017676 | 899.9487 | -4.8175e-05 | 889.1197 | 0 | 889.1197 | 0 | 970.5822 | 0.00041659 | 885.7518 | 0.00104 | 899.0785 | -0.00294 | 889.1197 | -0.00019319 | 888.8811 | 0.00157 | 885.7518 | -0.0013742 | 894.5567 | 0.00031717 | 889.1197 | -0.00156 | 970.5822 | 0.0013694 | 889.1197 | 0.22763 | 885.7518 | 0 | 970.5822 | 0.0060345 | 970.5822 | 0.0066939 | 0 | 0 | 1.7377e-05 | 5.1037e-05 | -2.1399e-05 | 0 | 0 | 0.00011746 | 0.00093261 | 1.2045e-06 | 4.9991e-05 | -0.00020763 | -2.533e-05 | 7.631e-05 | 0.00015994 | 0.00035751 | 0.054494 | 0 | 0.0015109 | 0.0015932
|  | 970.8246 | 0 | 970.8246 | 0 | 894.7961 | 0.00082683 | 899.3194 | 0.00060046 | 900.1916 | -0.00012801 | 889.3585 | 0 | 889.3585 | 0 | 970.8246 | 0.00055271 | 885.9864 | 0.00691 | 899.3194 | 0.00295 | 889.3585 | 0.00061203 | 889.1197 | -0.00331 | 885.9864 | 0.0011582 | 894.7961 | 0.00032023 | 889.3585 | 0.0029 | 970.8246 | 0.0015807 | 889.3585 | 0.22894 | 885.9864 | 0 | 970.8246 | 0.0064329 | 970.8246 | 0.0064527 | 0 | 0 | 3.7577e-05 | -2.2669e-05 | -2.1046e-05 | 0 | 0 | 5.6208e-05 | 0.001037 | 0.00015542 | -9.0444e-05 | -0.00015636 | 0.00016396 | 7.6926e-05 | 0.00014319 | 0.00033107 | 0.054941 | 0 | 0.0014257 | 0.0014508
|  | 971.0669 | 0 | 971.0669 | 0 | 895.0356 | -0.00051296 | 899.5604 | -0.00078862 | 900.4346 | -4.5224e-05 | 889.5971 | 0 | 889.5971 | 0 | 971.0669 | -8.8913e-05 | 886.221 | 0.00193 | 899.5604 | -0.00166 | 889.5971 | -0.00137 | 889.3585 | 0.002 | 886.221 | 0.00023944 | 895.0356 | 0.00032232 | 889.5971 | -0.0017 | 971.0669 | 0.0011511 | 889.5971 | 0.23149 | 886.221 | 0 | 971.0669 | 0.005331 | 971.0669 | 0.0055184 | 0 | 0 | 1.7686e-05 | -5.6672e-05 | -1.9613e-05 | 0 | 0 | 5.4256e-05 | 0.0011438 | -0.00012037 | 0.00015516 | 0.00016346 | 0.00032533 | 7.7303e-05 | 3.7e-05 | 0.00034485 | 0.055344 | 0 | 0.0013757 | 0.0014142
|  | 971.3093 | 0 | 971.3093 | 0 | 895.2751 | 0.00066065 | 899.8013 | 0.00031825 | 900.6776 | -0.00011621 | 889.8358 | 0 | 889.8358 | 0 | 971.3093 | 0.00053659 | 886.4556 | 0.00782 | 899.8013 | 0.00066093 | 889.8358 | 0.00267 | 889.5971 | -0.00063014 | 886.4556 | 0.0025338 | 895.2751 | 0.00032322 | 889.8358 | 0.00201 | 971.3093 | 0.0016943 | 889.8358 | 0.2322 | 886.4556 | 0 | 971.3093 | 0.0060199 | 971.3093 | 0.0061505 | 0 | 0 | 9.3923e-06 | -4.2306e-05 | -1.9579e-05 | 0 | 0 | 9.5437e-05 | 0.001225 | -6.6298e-07 | 2.2676e-05 | 0.00028405 | 0.00023485 | 7.734e-05 | 0.00022333 | 0.0003739 | 0.055779 | 0 | 0.0014272 | 0.0015179
|  | 971.5517 | 0 | 971.5517 | 0 | 895.5145 | -0.0005822 | 900.0422 | -0.00066947 | 900.9207 | -4.4907e-05 | 890.0745 | 0 | 890.0745 | 0 | 971.5517 | 0.00025088 | 886.6903 | 0.00262 | 900.0422 | -0.00066644 | 890.0745 | -0.00248 | 889.8358 | 0.00301 | 886.6903 | -0.00053234 | 895.5145 | 0.00032279 | 890.0745 | -0.00013877 | 971.5517 | 0.0013908 | 890.0745 | 0.23516 | 886.6903 | 0 | 971.5517 | 0.0057564 | 971.5517 | 0.0063741 | 0 | 0 | -8.3488e-06 | 1.5153e-05 | -1.8191e-05 | 0 | 0 | 0.00010214 | 0.0012329 | 5.585e-05 | 7.1613e-05 | 0.00018141 | 9.7343e-05 | 7.7094e-05 | 0.00022692 | 0.00038202 | 0.056347 | 0 | 0.0015033 | 0.0016137
|  | 971.7941 | 0 | 971.7941 | 0 | 895.754 | 0.00051248 | 900.2832 | 0.00079525 | 901.1636 | -0.00010482 | 890.3132 | 0 | 890.3132 | 0 | 971.7941 | 0.00059188 | 886.9249 | 0.00789 | 900.2832 | 0.00113 | 890.3132 | 0.00308 | 890.0745 | -0.00149 | 886.9249 | 0.0013621 | 895.754 | 0.00032099 | 890.3132 | 0.00204 | 971.7941 | 0.0017613 | 890.3132 | 0.23694 | 886.9249 | 0 | 971.7941 | 0.0066474 | 971.7941 | 0.0069409 | 0 | 0 | -4.1373e-06 | 2.1131e-05 | -1.57e-05 | 0 | 0 | 5.5095e-05 | 0.00099894 | -7.4701e-05 | 0.0003558 | 8.1161e-05 | 3.7431e-06 | 7.6505e-05 | 1.1935e-06 | 0.00037633 | 0.056827 | 0 | 0.0015454 | 0.0016308
|  | 972.0365 | 0 | 972.0365 | 0 | 895.9935 | -0.00054703 | 900.5242 | -0.00061987 | 901.4066 | -2.4403e-05 | 890.5519 | 0 | 890.5519 | 0 | 972.0365 | -0.00013732 | 887.1596 | 0.0006232 | 900.5242 | -0.00175 | 890.5519 | -9.8968e-05 | 890.3132 | 0.00217 | 887.1596 | -0.0013302 | 895.9935 | 0.00031787 | 890.5519 | -0.00203 | 972.0365 | 0.0013436 | 890.5519 | 0.23918 | 887.1596 | 0 | 972.0365 | 0.0061032 | 972.0365 | 0.0065137 | 0 | 0 | 1.101e-05 | -4.923e-06 | -1.5448e-05 | 0 | 0 | 9.5391e-05 | 0.00099073 | -1.5663e-05 | 0.00032358 | -1.5516e-05 | 1.7177e-05 | 7.5616e-05 | -8.1161e-05 | 0.00035619 | 0.057261 | 0 | 0.0014544 | 0.0016239
|  | 972.2789 | 0 | 972.2789 | 0 | 896.233 | 0.00063897 | 900.7651 | 0.00057901 | 901.6497 | -0.00010272 | 890.7907 | 0 | 890.7907 | 0 | 972.2789 | 0.00092438 | 887.3943 | 0.00782 | 900.7651 | 0.00162 | 890.7907 | 0.00281 | 890.5519 | -0.0023 | 887.3943 | 0.0014766 | 896.233 | 0.00031358 | 890.7907 | 0.00135 | 972.2789 | 0.0015953 | 890.7907 | 0.24057 | 887.3943 | 0 | 972.2789 | 0.0058964 | 972.2789 | 0.0068844 | 0 | 0 | 9.0838e-06 | -2.321e-06 | -1.474e-05 | 0 | 0 | 0.00015283 | 0.0010127 | 5.3024e-05 | 0.00019574 | -2.3871e-05 | 0.00013789 | 7.4494e-05 | 0.00013457 | 0.00031644 | 0.05774 | 0 | 0.0013418 | 0.0016386
|  | 972.5213 | 0 | 972.5213 | 0 | 896.4726 | -0.00056313 | 901.0062 | -0.00059827 | 901.8927 | -1.8581e-05 | 891.0294 | 0 | 891.0294 | 0 | 972.5213 | 0.00033658 | 887.629 | 0.00081024 | 901.0062 | -0.00118 | 891.0294 | -0.00117 | 890.7907 | 0.0021 | 887.629 | -0.00030152 | 896.4726 | 0.00030834 | 891.0294 | -0.00022254 | 972.5213 | 0.0010155 | 891.0294 | 0.2432 | 887.629 | 0 | 972.5213 | 0.0051737 | 972.5213 | 0.0066351 | 0 | 0 | 5.7913e-06 | 2.0362e-05 | -1.3984e-05 | 0 | 0 | 0.00017681 | 0.001069 | 0.00014699 | 0.00018505 | 0.00013282 | 4.3172e-05 | 7.3147e-05 | 0.00027548 | 0.00033377 | 0.058409 | 0 | 0.0014771 | 0.0016921
|  | 972.7637 | 0 | 972.7637 | 0 | 896.7121 | 0.0006115 | 901.2471 | 0.00076727 | 902.1357 | -9.6491e-05 | 891.2681 | 0 | 891.2681 | 0 | 972.7637 | 0.0011221 | 887.8637 | 0.0083 | 901.2471 | 0.0024 | 891.2681 | 0.00272 | 891.0294 | -0.00098723 | 887.8636 | 0.00066944 | 896.7121 | 0.00030248 | 891.2681 | 0.00253 | 972.7637 | 0.0017381 | 891.2681 | 0.24605 | 887.8636 | 0 | 972.7637 | 0.0070123 | 972.7637 | 0.0073251 | 0 | 0 | -4.1091e-06 | 1.578e-05 | -1.4213e-05 | 0 | 0 | 0.00011244 | 0.00059022 | 1.8077e-05 | -3.4613e-05 | 0.00022358 | -2.6706e-05 | 7.1708e-05 | 7.6387e-05 | 0.0003339 | 0.058826 | 0 | 0.0014885 | 0.0016451
|  | 973.0062 | 0 | 973.0062 | 0 | 896.9516 | -0.00064581 | 901.4882 | -0.00063633 | 902.3788 | -2.0465e-05 | 891.5068 | 0 | 891.5068 | 0 | 973.0062 | -0.00019443 | 888.0983 | -0.00327 | 901.4882 | -0.00225 | 891.5068 | -0.00301 | 891.2681 | 0.00286 | 888.0983 | -0.00089704 | 896.9516 | 0.00029633 | 891.5068 | -0.00189 | 973.0062 | 0.0010166 | 891.5068 | 0.24682 | 888.0983 | 0 | 973.0062 | 0.005268 | 973.0062 | 0.0062473 | 0 | 0 | -1.1534e-05 | 2.1121e-05 | -1.3722e-05 | 0 | 0 | 3.4769e-05 | -0.0001983 | -0.00010362 | -0.00018505 | 0.00024396 | 1.8335e-05 | 7.0264e-05 | 0.00018624 | 0.0003155 | 0.059247 | 0 | 0.001359 | 0.0015457
|  | 973.2486 | 0 | 973.2486 | 0 | 897.1912 | 0.00054952 | 901.7291 | 0.00081163 | 902.6218 | -9.2448e-05 | 891.7456 | 0 | 891.7456 | 0 | 973.2486 | 0.00048127 | 888.333 | 0.00158 | 901.7291 | 0.00139 | 891.7456 | 0.00146 | 891.5068 | -0.00081597 | 888.333 | 0.0010533 | 897.1912 | 0.00029027 | 891.7456 | 0.00345 | 973.2486 | 0.0015862 | 891.7456 | 0.24945 | 888.333 | 0 | 973.2486 | 0.0059435 | 973.2486 | 0.0065042 | 0 | 0 | 1.8444e-05 | 9.1929e-05 | -1.2547e-05 | 0 | 0 | 5.8496e-05 | 0.00019072 | 0.00016544 | -7.1631e-06 | 0.00018911 | 0.00018185 | 6.8862e-05 | 0.00024474 | 0.00031053 | 0.059831 | 0 | 0.0014123 | 0.0015244
|  | 973.491 | 0 | 973.491 | 0 | 897.4307 | -0.00039554 | 901.9701 | -4.879e-05 | 902.8649 | -1.078e-05 | 891.9844 | 0 | 891.9844 | 0 | 973.491 | 1.3152e-06 | 888.5677 | 4.5378e-05 | 901.9701 | -1.7165e-05 | 891.9844 | -0.00152 | 891.7456 | 0.0024 | 888.5677 | 0.0004965 | 897.4307 | 0.00028463 | 891.9844 | -0.0014 | 973.491 | 0.00097564 | 891.9844 | 0.25171 | 888.5677 | 0 | 973.491 | 0.0057078 | 973.491 | 0.0060717 | 0 | 0 | 3.5677e-05 | 5.0248e-05 | -1.3109e-05 | 0 | 0 | 4.1584e-05 | 0.00077508 | 0.00032814 | -4.6558e-05 | -4.7754e-06 | 0.00018954 | 6.7602e-05 | 2.6264e-05 | 0.00029282 | 0.060325 | 0 | 0.0014386 | 0.0015319
|  | 973.7335 | 0 | 973.7335 | 0 | 897.6703 | 0.00069338 | 902.2112 | 0.00046573 | 903.108 | -9.7094e-05 | 892.2231 | 0 | 892.2231 | 0 | 973.7335 | 0.00034173 | 888.8024 | 0.00656 | 902.2112 | 0.00274 | 892.2231 | 0.00113 | 891.9844 | -0.00244 | 888.8024 | 0.0011188 | 897.6703 | 0.00027974 | 892.2231 | 0.00162 | 973.7335 | 0.00144 | 892.2231 | 0.25361 | 888.8024 | 0 | 973.7335 | 0.00616 | 973.7335 | 0.0065653 | 0 | 0 | 9.0889e-06 | -4.0523e-05 | -1.4699e-05 | 0 | 0 | -2.5346e-05 | 0.0007402 | 0.00029703 | 0.0001304 | 0.00011341 | 0.0001247 | 6.6552e-05 | 0.00014838 | 0.00028429 | 0.06095 | 0 | 0.0013866 | 0.0014607
|  | 973.9759 | 0 | 973.9759 | 0 | 897.9099 | -0.00061751 | 902.4522 | -0.00080198 | 903.3511 | -2.3839e-05 | 892.4619 | 0 | 892.4619 | 0 | 973.9759 | -0.00055083 | 889.0371 | -0.00025348 | 902.4522 | -0.00027529 | 892.4619 | -3.776e-05 | 892.2231 | 0.00339 | 889.0371 | -5.6332e-05 | 897.9099 | 0.00027586 | 892.4619 | -0.0003771 | 973.9759 | 0.00090523 | 892.4619 | 0.25692 | 889.0371 | 0 | 973.9759 | 0.0052787 | 973.9759 | 0.0054848 | 0 | 0 | -1.5283e-05 | -3.3448e-05 | -1.4757e-05 | 0 | 0 | 5.9637e-05 | 0.00017447 | 0.00029824 | 0.00024143 | 0.00012297 | -3.1768e-05 | 6.5767e-05 | 0.00022957 | 0.00027664 | 0.061416 | 0 | 0.0013909 | 0.0014448
|  | 974.2183 | 0 | 974.2183 | 0 | 898.1494 | 0.00048991 | 902.6932 | 0.00052444 | 903.5942 | -9.7565e-05 | 892.7007 | 0 | 892.7007 | 0 | 974.2183 | 0.0010428 | 889.2718 | 0.00174 | 902.6932 | 0.00275 | 892.7007 | 0.00206 | 892.4619 | -0.00236 | 889.2719 | -0.00021433 | 898.1494 | 0.00027319 | 892.7007 | 0.0023 | 974.2183 | 0.0013768 | 892.7007 | 0.25752 | 889.2719 | 0 | 974.2183 | 0.006195 | 974.2183 | 0.0064333 | 0 | 0 | -1.9974e-07 | -2.3897e-06 | -1.5369e-05 | 0 | 0 | 0.00014434 | -0.00015254 | -1.3257e-05 | 0.00020312 | 0.00028055 | -5.675e-05 | 6.5303e-05 | 0.00018443 | 0.00030829 | 0.062024 | 0 | 0.0014321 | 0.0015488
|  | 974.4608 | 0 | 974.4608 | 0 | 898.389 | -0.00049158 | 902.9343 | -0.00054427 | 903.8373 | -2.8879e-05 | 892.9395 | 0 | 892.9395 | 0 | 974.4608 | 0.00014787 | 889.5065 | -0.00304 | 902.9343 | -0.00286 | 892.9395 | -0.000359 | 892.7007 | 0.00471 | 889.5065 | -0.0002693 | 898.389 | 0.00027185 | 892.9395 | -0.00075557 | 974.4608 | 0.0011663 | 892.9395 | 0.26188 | 889.5065 | 0 | 974.4608 | 0.0056186 | 974.4608 | 0.0063426 | 0 | 0 | -2.739e-06 | -0.00010258 | -1.5199e-05 | 0 | 0 | 7.7109e-05 | 0.000223 | -7.9556e-05 | 0.00018994 | 0.00041437 | 6.3434e-05 | 6.5133e-05 | 0.00013066 | 0.0003642 | 0.062695 | 0 | 0.0014784 | 0.0015818
|  | 974.7033 | 0 | 974.7033 | 0 | 898.6286 | 0.00046871 | 903.1753 | -0.00030673 | 904.0804 | -9.6168e-05 | 893.1783 | 0 | 893.1783 | 0 | 974.7033 | 0.00048818 | 889.7413 | 0.00494 | 903.1753 | 0.0022 | 893.1783 | 0.00195 | 892.9395 | -0.00124 | 889.7413 | 0.00080976 | 898.6286 | 0.00027191 | 893.1783 | 0.00185 | 974.7033 | 0.0018379 | 893.1783 | 0.26327 | 889.7413 | 0 | 974.7033 | 0.0065761 | 974.7033 | 0.0067057 | 0 | 0 | 3.1648e-06 | -0.000138 | -1.349e-05 | 0 | 0 | -5.2825e-06 | 0.00039788 | -0.00020126 | -6.5678e-05 | 0.00018743 | 7.8024e-05 | 6.533e-05 | 0.00012367 | 0.00032799 | 0.063136 | 0 | 0.0014045 | 0.0014497
|  | 974.9457 | 0 | 974.9457 | 0 | 898.8682 | -0.0004423 | 903.4164 | -0.00083836 | 904.3235 | -1.4812e-05 | 893.4171 | 0 | 893.4171 | 0 | 974.9457 | -0.00053175 | 889.976 | -0.00155 | 903.4164 | -0.00387 | 893.4171 | -0.0025 | 893.1783 | 0.00281 | 889.976 | -0.000145 | 898.8682 | 0.00027335 | 893.4171 | -0.0008144 | 974.9457 | 0.00086766 | 893.4171 | 0.26544 | 889.976 | 0 | 974.9457 | 0.005009 | 974.9457 | 0.0052524 | 0 | 0 | 3.7352e-05 | -5.4048e-06 | -1.3087e-05 | 0 | 0 | 2.2041e-05 | 0.00073591 | -0.00016032 | 0.00015043 | 3.7019e-05 | 0.0002716 | 6.5829e-05 | 0.00021914 | 0.00031464 | 0.06366 | 0 | 0.0014036 | 0.001481
|  | 975.1882 | 0 | 975.1882 | 0 | 899.1078 | 0.00075405 | 903.6575 | 0.00079353 | 904.5666 | -9.2853e-05 | 893.6559 | 0 | 893.6559 | 0 | 975.1882 | 0.00071355 | 890.2107 | 0.00782 | 903.6575 | 0.00254 | 893.6559 | 0.00376 | 893.4171 | -0.0025 | 890.2108 | 0.0024591 | 899.1078 | 0.00027608 | 893.6559 | 0.00265 | 975.1882 | 0.0017277 | 893.6559 | 0.26779 | 890.2108 | 0 | 975.1882 | 0.0065683 | 975.1882 | 0.0069635 | 0 | 0 | 3.1476e-05 | 4.7362e-05 | -1.1633e-05 | 0 | 0 | 8.0374e-05 | 0.00069486 | 9.1614e-05 | 0.00035004 | 5.9693e-06 | 0.00027048 | 6.6598e-05 | 0.00032443 | 0.00037724 | 0.064318 | 0 | 0.0015425 | 0.0016989
|  | 975.4307 | 0 | 975.4307 | 0 | 899.3474 | -0.00049127 | 903.8986 | -0.00040063 | 904.8098 | -2.8296e-06 | 893.8947 | 0 | 893.8947 | 0 | 975.4307 | -5.0595e-05 | 890.4455 | -0.0019 | 903.8986 | -0.00178 | 893.8947 | -0.0008287 | 893.6559 | 0.00255 | 890.4455 | -0.00015455 | 899.3474 | 0.00027992 | 893.8947 | 6.6847e-05 | 975.4307 | 0.001384 | 893.8947 | 0.27082 | 890.4455 | 0 | 975.4307 | 0.0061551 | 975.4307 | 0.0070498 | 0 | 0 | 2.7826e-05 | -1.1486e-05 | -1.0493e-05 | 0 | 0 | 0.00012908 | 0.00039916 | -0.00010167 | 0.0001136 | -2.3883e-05 | 0.00010385 | 6.7654e-05 | 0.00026353 | 0.00042503 | 0.064812 | 0 | 0.0016017 | 0.0017946
|  | 975.6731 | 0 | 975.6731 | 0 | 899.5871 | 0.00072346 | 904.1396 | 0.00030532 | 905.0529 | -8.3471e-05 | 894.1335 | 0 | 894.1335 | 0 | 975.6731 | 0.0011153 | 890.6803 | 0.0053 | 904.1396 | 0.00093639 | 894.1335 | 0.00178 | 893.8947 | -0.00275 | 890.6803 | 0.0010392 | 899.5871 | 0.00028461 | 894.1335 | 0.00214 | 975.6731 | 0.0021216 | 894.1335 | 0.27193 | 890.6803 | 0 | 975.6731 | 0.0070556 | 975.6731 | 0.0077519 | 0 | 0 | 1.7996e-05 | -7.1787e-05 | -1.0394e-05 | 0 | 0 | 0.00012204 | 0.00042136 | -2.3339e-05 | 6.9264e-05 | -6.2096e-05 | 5.8685e-05 | 6.8824e-05 | 0.00026942 | 0.00039351 | 0.065467 | 0 | 0.0015574 | 0.0017101
|  | 975.9156 | 0 | 975.9156 | 0 | 899.8267 | -0.00057326 | 904.3807 | -0.00090085 | 905.2961 | -2.0213e-06 | 894.3724 | 0 | 894.3724 | 0 | 975.9156 | -0.00010868 | 890.915 | -0.00171 | 904.3807 | -0.00113 | 894.3724 | -0.0012 | 894.1335 | 0.00223 | 890.915 | -0.00053916 | 899.8267 | 0.00028982 | 894.3724 | 0.00011608 | 975.9156 | 0.0011241 | 894.3724 | 0.27628 | 890.915 | 0 | 975.9156 | 0.00579 | 975.9156 | 0.0063532 | 0 | 0 | 1.2675e-05 | -5.5218e-05 | -1.0632e-05 | 0 | 0 | 9.5172e-05 | 0.00032277 | 0.0002423 | 0.00022331 | 0.00010628 | -3.0651e-07 | 7.0094e-05 | 0.00012036 | 0.0003844 | 0.065999 | 0 | 0.001564 | 0.0016874
|  | 976.1581 | 0 | 976.1581 | 0 | 900.0663 | 0.00067904 | 904.6218 | 0.00044278 | 905.5393 | -8.5424e-05 | 894.6112 | 0 | 894.6112 | 0 | 976.1581 | 0.00089363 | 891.1498 | 0.00446 | 904.6218 | 0.00314 | 894.6112 | 0.00307 | 894.3724 | -0.00134 | 891.1498 | 0.00053655 | 900.0663 | 0.00029521 | 894.6112 | 0.00089184 | 976.1581 | 0.0020463 | 894.6112 | 0.27641 | 891.1498 | 0 | 976.1581 | 0.0071094 | 976.1581 | 0.0075639 | 0 | 0 | 1.1803e-05 | -7.0804e-05 | -1.1389e-05 | 0 | 0 | 6.7666e-05 | 0.00095681 | 0.00013263 | 0.00039164 | 0.00017673 | 0.00027433 | 7.1381e-05 | 9.1218e-06 | 0.00042386 | 0.066503 | 0 | 0.0015335 | 0.0016893
|  | 976.4006 | 0 | 976.4006 | 0 | 900.306 | -0.00058056 | 904.8629 | -0.00103 | 905.7824 | -8.2475e-06 | 894.8501 | 0 | 894.8501 | 0 | 976.4006 | -0.00033556 | 891.3846 | 0.00369 | 904.8629 | -0.00204 | 894.8501 | 0.00020882 | 894.6112 | 0.00282 | 891.3846 | 0.0018001 | 900.306 | 0.00030041 | 894.8501 | -0.00081547 | 976.4006 | 0.0014495 | 894.8501 | 0.28036 | 891.3846 | 0 | 976.4006 | 0.0055384 | 976.4006 | 0.0063688 | 0 | 0 | 1.562e-05 | 7.2324e-06 | -1.0007e-05 | 0 | 0 | 5.4804e-05 | 0.00087463 | -0.00012054 | 0.00020884 | -0.00011467 | 0.00021482 | 7.255e-05 | 0.00011996 | 0.00038999 | 0.067055 | 0 | 0.0015311 | 0.0015986
|  | 976.6431 | 0 | 976.6431 | 0 | 900.5457 | 0.00071092 | 905.104 | 0.00109 | 906.0256 | -7.4063e-05 | 895.0889 | 0 | 895.0889 | 0 | 976.6431 | 0.00078757 | 891.6194 | 0.00376 | 905.104 | 0.00104 | 895.0889 | 0.00154 | 894.8501 | -0.00378 | 891.6194 | 2.9724e-05 | 900.5457 | 0.00030512 | 895.0889 | 0.00182 | 976.6431 | 0.001767 | 895.0889 | 0.28117 | 891.6194 | 0 | 976.6431 | 0.0070894 | 976.6431 | 0.0068162 | 0 | 0 | 1.2354e-05 | 7.7775e-05 | -8.513e-06 | 0 | 0 | 6.1717e-05 | 0.00082418 | -0.0001772 | -5.0167e-05 | 1.3136e-05 | -1.6084e-05 | 7.3614e-05 | 0.00011882 | 0.00033153 | 0.067478 | 0 | 0.0015766 | 0.0015257
|  | 976.8856 | 0 | 976.8856 | 0 | 900.7853 | -0.00060784 | 905.3451 | -0.00044481 | 906.2688 | 4.0635e-06 | 895.3278 | 0 | 895.3278 | 0 | 976.8856 | -0.00027859 | 891.8542 | 0.00326 | 905.3451 | -0.00251 | 895.3278 | -0.00196 | 895.0889 | 0.00389 | 891.8542 | -0.00016673 | 900.7853 | 0.00030914 | 895.3278 | -0.0008252 | 976.8856 | 0.00096714 | 895.3278 | 0.28376 | 891.8542 | 0 | 976.8856 | 0.0059133 | 976.8856 | 0.0057666 | 0 | 0 | 9.7652e-06 | 2.273e-05 | -9.3006e-06 | 0 | 0 | 0.00013444 | 0.0012253 | -5.4259e-05 | -1.433e-05 | 0.00018036 | 0.00029593 | 7.4488e-05 | 0.00014984 | 0.00036739 | 0.067958 | 0 | 0.0016578 | 0.0015843
|  | 977.1281 | 0 | 977.1281 | 0 | 901.025 | 0.00068932 | 905.5862 | 0.00063332 | 906.512 | -8.0561e-05 | 895.5666 | 0 | 895.5666 | 0 | 977.1281 | 0.0013873 | 892.0889 | 0.00718 | 905.5862 | 0.00206 | 895.5666 | 0.00184 | 895.3278 | -0.00238 | 892.0889 | 0.0026881 | 901.025 | 0.00031241 | 895.5666 | 0.00208 | 977.1281 | 0.0020628 | 895.5666 | 0.28533 | 892.0889 | 0 | 977.1281 | 0.007759 | 977.1281 | 0.0072993 | 0 | 0 | 1.3609e-05 | -1.4768e-06 | -1.1682e-05 | 0 | 0 | 0.00015351 | 0.0016694 | -0.00012419 | 0.0001903 | 0.00017076 | 0.00038273 | 7.5193e-05 | 0.00020844 | 0.00043618 | 0.068564 | 0 | 0.0017415 | 0.0017817
|  | 977.3706 | 0 | 977.3706 | 0 | 901.2647 | -0.00057577 | 905.8274 | -0.00064557 | 906.7552 | -1.5496e-05 | 895.8055 | 0 | 895.8055 | 0 | 977.3706 | -0.0001213 | 892.3237 | 0.00704 | 905.8274 | -0.00309 | 895.8055 | -0.00024677 | 895.5666 | 0.00381 | 892.3237 | 0.00057196 | 901.2647 | 0.00031502 | 895.8055 | -0.00033494 | 977.3706 | 0.0015344 | 895.8055 | 0.28869 | 892.3237 | 0 | 977.3706 | 0.0066037 | 977.3706 | 0.0073942 | 0 | 0 | -1.1614e-06 | -9.6167e-06 | -1.4236e-05 | 0 | 0 | 0.00013174 | 0.0014773 | -7.2327e-06 | 0.00044233 | 8.4806e-05 | 7.2076e-05 | 7.5765e-05 | 0.00021799 | 0.00049648 | 0.069103 | 0 | 0.0017981 | 0.0018554
|  | 977.6132 | 0 | 977.6132 | 0 | 901.5044 | 0.00056607 | 906.0685 | 0.00056579 | 906.9984 | -0.00010156 | 896.0444 | 0 | 896.0444 | 0 | 977.6132 | 0.0012078 | 892.5586 | 0.00554 | 906.0685 | 0.00303 | 896.0444 | 0.00395 | 895.8055 | -0.0031 | 892.5586 | 4.1817e-05 | 901.5044 | 0.00031719 | 896.0444 | 0.00216 | 977.6132 | 0.0025599 | 896.0444 | 0.28984 | 892.5586 | 0 | 977.6132 | 0.0082249 | 977.6132 | 0.0079065 | 0 | 0 | -4.0898e-07 | 4.9123e-05 | -1.5221e-05 | 0 | 0 | 0.00010571 | 0.00087819 | 0.00016398 | 0.00066892 | 2.9861e-05 | -0.0001057 | 7.6286e-05 | 0.00037629 | 0.00043269 | 0.069592 | 0 | 0.0016992 | 0.0017082
|  | 977.8557 | 0 | 977.8557 | 0 | 901.7441 | -0.00056949 | 906.3096 | -0.00015839 | 907.2416 | -2.3588e-05 | 896.2833 | 0 | 896.2833 | 0 | 977.8557 | -0.00033601 | 892.7934 | 0.00194 | 906.3096 | -0.00167 | 896.2833 | 0.00165 | 896.0444 | 0.00335 | 892.7934 | -0.00094218 | 901.7441 | 0.00031921 | 896.2833 | 0.00099016 | 977.8557 | 0.0010084 | 896.2833 | 0.29276 | 892.7934 | 0 | 977.8557 | 0.0057877 | 977.8557 | 0.0061806 | 0 | 0 | 2.6839e-05 | 6.9405e-05 | -1.6951e-05 | 0 | 0 | 0.00010213 | 0.00058348 | 0.00027129 | 0.00064859 | 0.00021143 | 1.0999e-06 | 7.6773e-05 | 0.00050408 | 0.00035403 | 0.070053 | 0 | 0.0015339 | 0.0017457
|  | 978.0982 | 0 | 978.0982 | 0 | 901.9838 | 0.00079343 | 906.5508 | 0.000734 | 907.4849 | -0.0001158 | 896.5222 | 0 | 896.5222 | 0 | 978.0982 | 0.0011782 | 893.0282 | 0.00303 | 906.5508 | 0.00392 | 896.5222 | 0.00378 | 896.2833 | -0.00158 | 893.0282 | 0.00095155 | 901.9838 | 0.00032141 | 896.5222 | 0.00323 | 978.0982 | 0.0019111 | 896.5222 | 0.29373 | 893.0282 | 0 | 978.0982 | 0.0068613 | 978.0982 | 0.0082153 | 0 | 0 | 3.0195e-05 | -2.2843e-07 | -1.9007e-05 | 0 | 0 | 8.8722e-05 | 0.00064939 | 0.00029066 | 0.00016368 | 0.00014811 | 0.00012426 | 7.7375e-05 | 0.00025568 | 0.00036882 | 0.07052 | 0 | 0.0015676 | 0.0018746
|  | 978.3407 | 0 | 978.3407 | 0 | 902.2236 | -0.00054155 | 906.792 | -0.00073589 | 907.7282 | -4.0455e-05 | 896.7612 | 0 | 896.7612 | 0 | 978.3407 | -0.00044659 | 893.2631 | 0.0025 | 906.792 | -0.00151 | 896.7612 | -0.00241 | 896.5222 | 0.00282 | 893.2631 | 0.00010658 | 902.2236 | 0.00032406 | 896.7612 | -0.00109 | 978.3407 | 0.0011302 | 896.7612 | 0.29652 | 893.2631 | 0 | 978.3407 | 0.0060649 | 978.3407 | 0.0072431 | 0 | 0 | 2.5299e-05 | -1.6643e-05 | -1.9377e-05 | 0 | 0 | 4.8049e-05 | 0.00090515 | 0.00013384 | 0.00020664 | 0.00043866 | 0.00027877 | 7.809e-05 | -7.9123e-05 | 0.00035337 | 0.07106 | 0 | 0.0015947 | 0.0017774
|  | 978.5833 | 0 | 978.5833 | 0 | 902.4633 | 0.00075259 | 907.0331 | 0.00059786 | 907.9714 | -0.00011888 | 897.0001 | 0 | 897.0001 | 0 | 978.5833 | 0.00084282 | 893.4979 | 0.00521 | 907.0331 | 0.00262 | 897.0001 | 0.00414 | 896.7612 | 0.00085153 | 893.4979 | 0.0022679 | 902.4633 | 0.00032737 | 897.0001 | 0.00042758 | 978.5833 | 0.0017838 | 897.0001 | 0.2984 | 893.4979 | 0 | 978.5833 | 0.0070853 | 978.5833 | 0.0074136 | 0 | 0 | 3.3584e-05 | -1.1862e-05 | -1.8036e-05 | 0 | 0 | 4.3773e-05 | 0.00051837 | 0.00023363 | 0.00046587 | 0.00061891 | 0.00032468 | 7.8949e-05 | -0.00014366 | 0.00033042 | 0.07174 | 0 | 0.0015373 | 0.0017127
|  | 978.8258 | 0 | 978.8258 | 0 | 902.703 | -0.00047235 | 907.2743 | -0.00069624 | 908.2147 | -2.9387e-05 | 897.239 | 0 | 897.239 | 0 | 978.8258 | -0.00048189 | 893.7327 | -0.00079593 | 907.2743 | -0.00068241 | 897.239 | -0.00024068 | 897.0001 | 0.00433 | 893.7327 | 0.00049698 | 902.703 | 0.0003314 | 897.239 | -0.00163 | 978.8258 | 0.00094072 | 897.239 | 0.30206 | 893.7327 | 0 | 978.8258 | 0.0055909 | 978.8258 | 0.0067084 | 0 | 0 | 2.2153e-06 | 2.3882e-05 | -1.6225e-05 | 0 | 0 | 0.00011875 | 0.00074498 | 0.00026263 | 0.00044786 | 0.00031541 | 0.00020475 | 8.0036e-05 | 0.00019112 | 0.00034858 | 0.072331 | 0 | 0.001595 | 0.0017446
|  | 979.0684 | 0 | 979.0684 | 0 | 902.9428 | 0.00049083 | 907.5155 | 0.00089426 | 908.4579 | -0.000104 | 897.4779 | 0 | 897.4779 | 0 | 979.0684 | 0.0014611 | 893.9676 | 0.00714 | 907.5155 | 0.00286 | 897.4779 | 0.00399 | 897.239 | -0.00169 | 893.9676 | 0.0012466 | 902.9428 | 0.0003361 | 897.4779 | 0.00323 | 979.0684 | 0.0019336 | 897.4779 | 0.30347 | 893.9676 | 0 | 979.0684 | 0.0075614 | 979.0684 | 0.0076774 | 0 | 0 | -3.5647e-06 | -9.4712e-06 | -1.6132e-05 | 0 | 0 | 0.00012307 | 0.00031824 | 8.563e-05 | 0.00026643 | 0.0001959 | 0.00013613 | 8.1205e-05 | 0.00031409 | 0.0003499 | 0.072803 | 0 | 0.0016002 | 0.001709
|  | 979.3109 | 0 | 979.3109 | 0 | 903.1826 | -0.00052057 | 907.7567 | -0.00097279 | 908.7012 | -2.8623e-05 | 897.7169 | 0 | 897.7169 | 0 | 979.3109 | -0.00044623 | 894.2024 | -0.00443 | 907.7567 | -0.00215 | 897.7169 | -0.00176 | 897.4779 | 0.00333 | 894.2025 | -8.7358e-05 | 903.1826 | 0.00034132 | 897.7169 | -0.00060106 | 979.3109 | 0.00095158 | 897.7169 | 0.30589 | 894.2025 | 0 | 979.3109 | 0.0056336 | 979.3109 | 0.0064144 | 0 | 0 | 1.3163e-05 | -3.4634e-05 | -1.643e-05 | 0 | 0 | 0.00012346 | 0.00044508 | -0.00015329 | 0.00017682 | 0.00025568 | 0.0001546 | 8.2487e-05 | 9.3063e-05 | 0.00038941 | 0.073272 | 0 | 0.0016936 | 0.0018021
|  | 979.5535 | 0 | 979.5535 | 0 | 903.4223 | 0.00063038 | 907.9979 | 0.00068554 | 908.9445 | -0.00010644 | 897.9558 | 0 | 897.9558 | 0 | 979.5535 | 0.0014642 | 894.4373 | 0.00822 | 907.9979 | 0.00087866 | 897.9558 | 0.00324 | 897.7169 | -0.00119 | 894.4373 | 0.0014039 | 903.4223 | 0.0003468 | 897.9558 | 0.00138 | 979.5535 | 0.0022593 | 897.9558 | 0.30739 | 894.4373 | 0 | 979.5535 | 0.0083305 | 979.5535 | 0.0084448 | 0 | 0 | 2.4071e-05 | -7.978e-07 | -1.5468e-05 | 0 | 0 | 0.00013421 | 0.0012518 | 6.3082e-05 | 1.1947e-05 | 0.00014098 | 4.254e-05 | 8.3818e-05 | -0.00010155 | 0.00033679 | 0.073902 | 0 | 0.0017287 | 0.0017958
|  | 979.796 | 0 | 979.796 | 0 | 903.6621 | -0.00042963 | 908.2391 | -0.00069216 | 909.1878 | -2.0717e-05 | 898.1948 | 0 | 898.1948 | 0 | 979.796 | -0.00035757 | 894.6722 | 0.00244 | 908.2391 | -0.00035561 | 898.1948 | -0.00314 | 897.9558 | 0.00237 | 894.6722 | -0.0010416 | 903.6621 | 0.00035225 | 898.1948 | -0.00223 | 979.796 | 0.00051767 | 898.1948 | 0.31117 | 894.6722 | 0 | 979.796 | 0.0059229 | 979.796 | 0.0063621 | 0 | 0 | 3.2934e-05 | -4.6092e-05 | -1.3895e-05 | 0 | 0 | 7.6921e-05 | 0.00070106 | 0.00038166 | -2.1506e-05 | 5.1374e-05 | -1.0942e-05 | 8.5057e-05 | 0.00014099 | 0.00029276 | 0.074462 | 0 | 0.0016972 | 0.0016891
|  | 980.0386 | 0 | 980.0386 | 0 | 903.9019 | 0.00070436 | 908.4803 | 0.00031 | 909.4311 | -9.3515e-05 | 898.4337 | 0 | 898.4337 | 0 | 980.0386 | 0.00099179 | 894.907 | 0.00353 | 908.4803 | 0.00352 | 898.4337 | 0.00296 | 898.1948 | -0.00194 | 894.907 | 0.00094846 | 903.9019 | 0.00035732 | 898.4337 | 0.00341 | 980.0386 | 0.0018961 | 898.4337 | 0.31205 | 894.907 | 0 | 980.0386 | 0.0080702 | 980.0386 | 0.0075649 | 0 | 0 | 3.1562e-05 | 3.6692e-05 | -1.264e-05 | 0 | 0 | 3.2264e-05 | 0.00071048 | 0.00017729 | 0.0001219 | 2.6286e-05 | -8.2066e-05 | 8.6205e-05 | 0.00027845 | 0.00031597 | 0.074989 | 0 | 0.0016881 | 0.0016928
|  | 980.2812 | 0 | 980.2812 | 0 | 904.1417 | -0.00044114 | 908.7215 | -5.7702e-06 | 909.6744 | -1.037e-05 | 898.6727 | 0 | 898.6727 | 0 | 980.2812 | -0.00072578 | 895.1419 | 0.00252 | 908.7215 | -0.00205 | 898.6727 | -0.00194 | 898.4337 | 0.00216 | 895.1419 | -0.0016473 | 904.1417 | 0.00036164 | 898.6727 | -0.00108 | 980.2812 | 0.00070897 | 898.6727 | 0.31545 | 895.1419 | 0 | 980.2812 | 0.0058475 | 980.2812 | 0.0063915 | 0 | 0 | 2.8723e-05 | 9.4754e-05 | -1.2664e-05 | 0 | 0 | 5.4167e-05 | 0.00061432 | 4.8254e-06 | -7.288e-05 | -0.00025216 | -8.4392e-05 | 8.7107e-05 | -2.3895e-06 | 0.00028761 | 0.075601 | 0 | 0.0015609 | 0.0016435
|  | 980.5238 | 0 | 980.5238 | 0 | 904.3815 | 0.00068069 | 908.9628 | 0.00079123 | 909.9178 | -9.3707e-05 | 898.9117 | 0 | 898.9117 | 0 | 980.5238 | 0.0011724 | 895.3768 | 0.00271 | 908.9628 | 0.00209 | 898.9117 | 0.00133 | 898.6727 | -0.00427 | 895.3768 | 0.00092885 | 904.3815 | 0.00036484 | 898.9117 | 0.00106 | 980.5238 | 0.0016623 | 898.9117 | 0.31733 | 895.3768 | 0 | 980.5238 | 0.0070216 | 980.5238 | 0.0071585 | 0 | 0 | 1.3208e-05 | 8.3097e-07 | -1.2957e-05 | 0 | 0 | 1.7269e-05 | 0.00061298 | 4.9448e-05 | -8.6022e-05 | -0.00040294 | 7.509e-05 | 8.7699e-05 | 0.00012179 | 0.00026465 | 0.076134 | 0 | 0.0014721 | 0.0015624
|  | 980.7663 | 0 | 980.7663 | 0 | 904.6213 | -0.00057053 | 909.204 | -0.00078434 | 910.1611 | -1.2782e-05 | 899.1506 | 0 | 899.1506 | 0 | 980.7663 | -0.00103 | 895.6117 | 0.00251 | 909.204 | -0.00168 | 899.1506 | -0.00205 | 898.9117 | 0.00089745 | 895.6117 | -0.00028941 | 904.6213 | 0.00036657 | 899.1506 | -4.0609e-05 | 980.7663 | 0.00051961 | 899.1506 | 0.31991 | 895.6117 | 0 | 980.7663 | 0.0051151 | 980.7663 | 0.0057234 | 0 | 0 | 8.2624e-06 | -6.5548e-05 | -1.1853e-05 | 0 | 0 | -1.0041e-05 | 0.0009268 | 5.4272e-05 | 0.00033463 | -3.2563e-05 | -4.3913e-06 | 8.7901e-05 | 0.0002007 | 0.00035606 | 0.076686 | 0 | 0.0015542 | 0.0015987
|  | 981.0089 | 0 | 981.0089 | 0 | 904.8611 | 0.00063944 | 909.4452 | 0.00024085 | 910.4045 | -8.4633e-05 | 899.3896 | 0 | 899.3896 | 0 | 981.0089 | 0.00094721 | 895.8466 | 0.00538 | 909.4452 | 0.00213 | 899.3896 | 0.00485 | 899.1506 | -0.00117 | 895.8466 | 0.00025203 | 904.8611 | 0.00036653 | 899.3896 | 0.00172 | 981.0089 | 0.0024159 | 899.3896 | 0.32176 | 895.8466 | 0 | 981.0089 | 0.0076987 | 981.0089 | 0.0074569 | 0 | 0 | 1.6065e-05 | -0.00014828 | -1.076e-05 | 0 | 0 | 1.9409e-05 | 0.00097022 | -0.00023041 | 0.00026172 | 0.0001219 | 0.00013375 | 8.7658e-05 | 0.0001044 | 0.00038623 | 0.077381 | 0 | 0.0016387 | 0.0018166
|  | 981.2515 | 0 | 981.2515 | 0 | 905.1009 | -0.00050546 | 909.6865 | -0.00147 | 910.6478 | -3.7955e-06 | 899.6287 | 0 | 899.6287 | 0 | 981.2515 | -0.0007872 | 896.0815 | 0.00288 | 909.6865 | -0.00404 | 899.6287 | -0.00266 | 899.3896 | 0.00219 | 896.0815 | 0.00088662 | 905.1009 | 0.00036454 | 899.6287 | -0.00084638 | 981.2515 | 0.00076826 | 899.6287 | 0.32575 | 896.0815 | 0 | 981.2515 | 0.0058106 | 981.2515 | 0.0075192 | 0 | 0 | -3.4612e-06 | -0.00017045 | -1.2589e-05 | 0 | 0 | 7.1064e-05 | 0.0014879 | -0.000152 | 7.6486e-05 | 2.2706e-05 | 0.00016283 | 8.6967e-05 | 0.00020001 | 0.0003035 | 0.078115 | 0 | 0.0016459 | 0.001825
|  | 981.4941 | 0 | 981.4941 | 0 | 905.3408 | 0.0004766 | 909.9277 | 5.7096e-05 | 910.8912 | -9.9671e-05 | 899.8677 | 0 | 899.8677 | 0 | 981.4941 | 0.0013731 | 896.3164 | 0.00979 | 909.9277 | 0.00278 | 899.8677 | 0.0033 | 899.6287 | -0.002 | 896.3164 | 0.0005 | 905.3408 | 0.00036058 | 899.8677 | 0.00252 | 981.4941 | 0.0017339 | 899.8677 | 0.32788 | 896.3164 | 0 | 981.4941 | 0.0077588 | 981.4941 | 0.0075265 | 0 | 0 | -7.5294e-07 | -2.4965e-05 | -1.3915e-05 | 0 | 0 | 7.3465e-05 | 0.0015117 | 0.0001508 | 0.00023781 | 8.3657e-06 | 2.2914e-05 | 8.5781e-05 | 0.00022695 | 0.00029864 | 0.078717 | 0 | 0.0015268 | 0.0015826
|  | 981.7367 | 0 | 981.7367 | 0 | 905.5806 | -0.00048288 | 910.169 | -0.00026403 | 911.1345 | -1.4693e-05 | 900.1067 | 0 | 900.1067 | 0 | 981.7367 | -0.00076745 | 896.5513 | 0.00308 | 910.169 | -0.00153 | 900.1067 | -0.00131 | 899.8677 | 0.00207 | 896.5513 | -0.00030492 | 905.5806 | 0.00035483 | 900.1067 | -0.00062092 | 981.7367 | 0.00072804 | 900.1067 | 0.33081 | 896.5513 | 0 | 981.7367 | 0.0048275 | 981.7367 | 0.0055197 | 0 | 0 | 2.1635e-05 | -4.4763e-05 | -1.4116e-05 | 0 | 0 | 9.5748e-05 | 0.0012196 | -0.00013388 | 0.00026291 | -5.7362e-05 | -6.3097e-05 | 8.4253e-05 | -8.0194e-05 | 0.00036291 | 0.07916 | 0 | 0.0015525 | 0.0015907
|  | 981.9793 | 0 | 981.9793 | 0 | 905.8204 | 0.00066327 | 910.4103 | -0.00010703 | 911.3779 | -0.00010129 | 900.3457 | 0 | 900.3457 | 0 | 981.9793 | 0.0015568 | 896.7863 | 0.0073 | 910.4103 | 0.00042019 | 900.3457 | 0.00351 | 900.1067 | -0.00255 | 896.7863 | -0.00023211 | 905.8204 | 0.00034766 | 900.3457 | -5.0135e-05 | 981.9793 | 0.0022637 | 900.3457 | 0.33159 | 896.7863 | 0 | 981.9793 | 0.0079707 | 981.9793 | 0.0075938 | 0 | 0 | 2.372e-05 | -6.8339e-05 | -1.4269e-05 | 0 | 0 | 0.00014365 | 0.0010149 | -0.0001749 | 0.00045826 | 7.4093e-05 | -1.7917e-05 | 8.2423e-05 | -7.177e-05 | 0.00039555 | 0.079863 | 0 | 0.0017165 | 0.0018037
|  | 982.222 | 0 | 982.222 | 0 | 906.0603 | -0.0004655 | 910.6516 | -0.00045947 | 911.6213 | -1.5957e-05 | 900.5847 | 0 | 900.5847 | 0 | 982.222 | -0.00037256 | 897.0212 | 0.00134 | 910.6516 | -0.00187 | 900.5847 | 0.0003245 | 900.3457 | 0.00317 | 897.0212 | 7.9574e-05 | 906.0603 | 0.00033958 | 900.5847 | -0.0005504 | 982.222 | 0.00099711 | 900.5847 | 0.33666 | 897.0212 | 0 | 982.222 | 0.0061797 | 982.222 | 0.0072752 | 0 | 0 | 1.7901e-05 | 2.6944e-05 | -1.437e-05 | 0 | 0 | 0.00020404 | 0.0011899 | 7.2381e-06 | 0.00043923 | 0.00029559 | 0.0003126 | 8.0449e-05 | 0.00040398 | 0.00038064 | 0.080699 | 0 | 0.0017194 | 0.0019397
|  | 982.4646 | 0 | 982.4646 | 0 | 906.3002 | 0.00061475 | 910.8928 | 0.00068282 | 911.8647 | -0.00010212 | 900.8238 | 0 | 900.8238 | 0 | 982.4646 | 0.0020545 | 897.2562 | 0.00879 | 910.8928 | 0.00193 | 900.8238 | 0.00335 | 900.5847 | -0.00069664 | 897.2562 | 0.0025817 | 906.3002 | 0.0003312 | 900.8238 | 0.00393 | 982.4646 | 0.0021406 | 900.8238 | 0.33845 | 897.2562 | 0 | 982.4646 | 0.0079942 | 982.4646 | 0.0087145 | 0 | 0 | 2.3652e-05 | 4.7974e-05 | -1.5412e-05 | 0 | 0 | 0.0002342 | 0.00037941 | 0.00012338 | 0.00025814 | 8.2881e-05 | 0.0003215 | 7.8478e-05 | 0.00013624 | 0.00035877 | 0.081304 | 0 | 0.0016669 | 0.0018338
|  | 982.7072 | 0 | 982.7072 | 0 | 906.54 | -0.00041754 | 911.1341 | -0.00028514 | 912.1082 | -2.4523e-05 | 901.0628 | 0 | 901.0628 | 0 | 982.7072 | -0.00012407 | 897.4911 | -0.00556 | 911.1341 | -0.00090728 | 901.0628 | -0.00119 | 900.8238 | 0.00139 | 897.4911 | 0.00015532 | 906.54 | 0.00032314 | 901.0628 | -0.00279 | 982.7072 | 0.00081668 | 901.0628 | 0.34186 | 897.4911 | 0 | 982.7072 | 0.0057462 | 982.7072 | 0.0064013 | 0 | 0 | 4.0374e-05 | 5.072e-06 | -1.6809e-05 | 0 | 0 | 0.00020193 | 0.00016096 | 0.00021874 | 0.00020201 | -1.7926e-05 | 0.00025131 | 7.667e-05 | -0.00020201 | 0.00038185 | 0.081842 | 0 | 0.0018416 | 0.0019223
|  | 982.9498 | 0 | 982.9498 | 0 | 906.78 | 0.00075409 | 911.3754 | 0.00032717 | 912.3516 | -0.00011359 | 901.3019 | 0 | 901.3019 | 0 | 982.9498 | 0.0017886 | 897.7261 | 0.00693 | 911.3754 | 0.00272 | 901.3019 | 0.00288 | 901.0628 | -0.00154 | 897.7261 | 0.0019836 | 906.78 | 0.00031596 | 901.3019 | 0.0011 | 982.9498 | 0.0023311 | 901.3019 | 0.34281 | 897.7261 | 0 | 982.9498 | 0.0094348 | 982.9498 | 0.0094448 | 0 | 0 | 2.3024e-05 | -1.8465e-05 | -1.7435e-05 | 0 | 0 | 0.00013471 | 0.0013653 | 0.00027746 | 0.000104 | 0.00016137 | 0.00018669 | 7.5087e-05 | -1.554e-05 | 0.00032143 | 0.082317 | 0 | 0.0017862 | 0.0019116
|  | 983.1925 | 0 | 983.1925 | 0 | 907.0198 | -0.00056213 | 911.6167 | -0.00048024 | 912.595 | -2.966e-05 | 901.5409 | 0 | 901.5409 | 0 | 983.1925 | -0.00067822 | 897.9611 | 0.00469 | 911.6167 | -0.00041997 | 901.5409 | -0.00201 | 901.3019 | 0.00289 | 897.9611 | -0.0003947 | 907.0198 | 0.00031011 | 901.5409 | -0.00123 | 983.1925 | 0.00031841 | 901.5409 | 0.34583 | 897.9611 | 0 | 983.1925 | 0.0052886 | 983.1925 | 0.0063122 | 0 | 0 | 2.6325e-05 | 4.8457e-05 | -1.7693e-05 | 0 | 0 | 0.00010043 | 0.0011347 | 0.00022806 | -0.00036818 | 1.6735e-05 | 0.00011029 | 7.3904e-05 | 0.000104 | 0.00026361 | 0.082769 | 0 | 0.0016053 | 0.001683
|  | 983.4351 | 0 | 983.4351 | 0 | 907.2598 | 0.00078157 | 911.858 | 0.00088182 | 912.8384 | -0.00011568 | 901.78 | 0 | 901.78 | 0 | 983.4351 | 0.001506 | 898.196 | 0.00497 | 911.858 | 0.00231 | 901.78 | -0.00107 | 901.5409 | -0.00275 | 898.196 | 0.0013336 | 907.2598 | 0.00030594 | 901.78 | 0.0021 | 983.4351 | 0.0018544 | 901.78 | 0.34657 | 898.196 | 0 | 983.4351 | 0.0079433 | 983.4351 | 0.0075605 | 0 | 0 | 2.9692e-05 | -7.7177e-06 | -1.8256e-05 | 0 | 0 | 0.00012664 | 0.0010187 | 0.0002127 | -0.00021048 | 1.7931e-05 | 0.00012515 | 7.3116e-05 | 8.7261e-05 | 0.00036563 | 0.083545 | 0 | 0.0017765 | 0.0017597
|  | 983.6777 | 0 | 983.6777 | 0 | 907.4996 | -0.000534 | 912.0994 | -0.00094577 | 913.0819 | -3.4325e-05 | 902.0191 | 0 | 902.0191 | 0 | 983.6777 | -0.00046217 | 898.431 | 0.0037 | 912.0994 | -0.00054736 | 902.0191 | -0.00069085 | 901.78 | 0.0029 | 898.431 | -0.00026841 | 907.4996 | 0.00030369 | 902.0191 | -0.00137 | 983.6777 | 0.0011593 | 902.0191 | 0.35235 | 898.431 | 0 | 983.6777 | 0.0067002 | 983.6777 | 0.0069443 | 0 | 0 | -5.6935e-06 | -5.2521e-05 | -1.8499e-05 | 0 | 0 | 0.00013438 | 0.0010938 | 0.00016921 | 0.00036569 | -0.00013507 | 7.6892e-05 | 7.2841e-05 | 0.00023071 | 0.00044235 | 0.084382 | 0 | 0.0018628 | 0.0019546
|  | 983.9204 | 0 | 983.9204 | 0 | 907.7396 | 0.00048654 | 912.3406 | 0.0005104 | 913.3253 | -0.00011764 | 902.2582 | 0 | 902.2582 | 0 | 983.9204 | 0.0015698 | 898.6659 | 0.00561 | 912.3406 | 0.00195 | 902.2582 | 0.00375 | 902.0191 | -0.00403 | 898.666 | 0.00092285 | 907.7396 | 0.0003035 | 902.2582 | 0.0033 | 983.9204 | 0.0024866 | 902.2582 | 0.35354 | 898.666 | 0 | 983.9204 | 0.0086538 | 983.9204 | 0.0091659 | 0 | 0 | 3.2083e-06 | 1.1272e-05 | -1.7725e-05 | 0 | 0 | 2.4312e-05 | 0.00062377 | -4.9485e-05 | 5.14e-05 | -9.2046e-05 | -7.8416e-05 | 7.3043e-05 | 0.00025341 | 0.00037634 | 0.084895 | 0 | 0.0017041 | 0.0018479
|  | 984.1631 | 0 | 984.1631 | 0 | 907.9795 | -0.0004598 | 912.582 | -0.00041701 | 913.5688 | -2.7967e-05 | 902.4973 | 0 | 902.4973 | 0 | 984.1631 | -0.0013694 | 898.9009 | -0.00030112 | 912.582 | -0.00236 | 902.4973 | -0.00332 | 902.2582 | 0.00326 | 898.9009 | -0.0015903 | 907.9795 | 0.00030538 | 902.4973 | -0.00118 | 984.1631 | 0.00061517 | 902.4973 | 0.35667 | 898.9009 | 0 | 984.1631 | 0.0053916 | 984.1631 | 0.0060645 | 0 | 0 | 2.9338e-05 | 4.5955e-05 | -1.7276e-05 | 0 | 0 | 1.2091e-05 | 0.0010479 | 4.4646e-05 | 0.00030961 | -4.9009e-05 | 1.9832e-05 | 7.3744e-05 | 0.00016855 | 0.00029872 | 0.085488 | 0 | 0.0016188 | 0.0017488
|  | 984.4057 | 0 | 984.4057 | 0 | 908.2195 | 0.00070429 | 912.8234 | 0.00079785 | 913.8123 | -0.00011395 | 902.7363 | 0 | 902.7363 | 0 | 984.4057 | 0.001469 | 899.1359 | 0.00922 | 912.8234 | 0.00273 | 902.7363 | 0.00591 | 902.4973 | -0.00367 | 899.1359 | 0.0017591 | 908.2195 | 0.00030918 | 902.7363 | 0.00259 | 984.4057 | 0.001847 | 902.7363 | 0.35847 | 899.1359 | 0 | 984.4057 | 0.0079511 | 984.4057 | 0.0083495 | 0 | 0 | 3.2391e-05 | -1.3249e-05 | -1.7899e-05 | 0 | 0 | 8.9965e-05 | 0.0012912 | -8.4469e-06 | 0.00050217 | -0.00012552 | 4.4985e-05 | 7.4828e-05 | 0.00017935 | 0.00033102 | 0.086216 | 0 | 0.0017034 | 0.0018211
|  | 984.6484 | 0 | 984.6484 | 0 | 908.4594 | -0.00043429 | 913.0647 | -0.00090765 | 914.0557 | -3.3082e-05 | 902.9755 | 0 | 902.9755 | 0 | 984.6484 | -0.00072757 | 899.3709 | 0.00177 | 913.0647 | -0.0028 | 902.9755 | -0.00171 | 902.7363 | 0.00262 | 899.3709 | -0.0013762 | 908.4594 | 0.00031457 | 902.9755 | -0.00109 | 984.6484 | 0.00088118 | 902.9755 | 0.36261 | 899.3709 | 0 | 984.6484 | 0.006088 | 984.6484 | 0.0066591 | 0 | 0 | 2.2773e-05 | -2.9115e-05 | -1.8652e-05 | 0 | 0 | 0.00010421 | 0.00067577 | 1.2066e-05 | 6.2176e-05 | 0.00010043 | -0.00012276 | 7.6238e-05 | 0.00019012 | 0.00040328 | 0.086945 | 0 | 0.0018148 | 0.001902
|  | 984.891 | 0 | 984.891 | 0 | 908.6993 | 0.00062412 | 913.306 | 0.00066637 | 914.2993 | -0.0001201 | 903.2146 | 0 | 903.2146 | 0 | 984.891 | 0.0015864 | 899.606 | 0.00398 | 913.306 | 0.0029 | 903.2146 | 0.00223 | 902.9755 | -0.00178 | 899.606 | 0.0003316 | 908.6993 | 0.00032094 | 903.2146 | 0.00268 | 984.891 | 0.0024425 | 903.2146 | 0.36454 | 899.606 | 0 | 984.891 | 0.008869 | 984.891 | 0.0090169 | 0 | 0 | 9.5301e-06 | -1.4465e-05 | -1.7926e-05 | 0 | 0 | 4.1071e-05 | 0.00038985 | -3.3795e-05 | 8.0088e-05 | 0.00014109 | -1.9926e-05 | 7.7808e-05 | 0.00025179 | 0.00031806 | 0.087562 | 0 | 0.0016913 | 0.0019929
|  | 985.1337 | 0 | 985.1337 | 0 | 908.9393 | -0.0005447 | 913.5474 | -0.00078621 | 914.5427 | -2.7163e-05 | 903.4537 | 0 | 903.4537 | 0 | 985.1337 | -0.0012479 | 899.8409 | -0.00066188 | 913.5474 | -0.00318 | 903.4537 | -0.00156 | 903.2146 | 0.00296 | 899.8409 | -0.00050119 | 908.9393 | 0.00032749 | 903.4537 | -0.0005736 | 985.1337 | 0.00017888 | 903.4537 | 0.36798 | 899.8409 | 0 | 985.1337 | 0.0050701 | 985.1337 | 0.0074079 | 0 | 0 | -1.304e-08 | 4.1485e-05 | -1.6574e-05 | 0 | 0 | 2.4834e-05 | 0.0011962 | -2.7754e-05 | 2.0327e-05 | 7.4112e-05 | 0.00011461 | 7.9283e-05 | -2.8131e-05 | 0.00026745 | 0.088357 | 0 | 0.0015956 | 0.00189
|  | 985.3764 | 0 | 985.3764 | 0 | 909.1793 | 0.00054459 | 913.7888 | 0.00113 | 914.7862 | -0.00010896 | 903.6928 | 0 | 903.6928 | 0 | 985.3764 | 0.0014526 | 900.076 | 0.01084 | 913.7888 | 0.00295 | 903.6928 | 0.00173 | 903.4537 | -0.00234 | 900.076 | 0.0014764 | 909.1793 | 0.00033324 | 903.6928 | 0.00033833 | 985.3764 | 0.0020252 | 903.6928 | 0.37098 | 900.076 | 0 | 985.3764 | 0.0080794 | 985.3764 | 0.0081686 | 0 | 0 | 1.8694e-05 | -3.5002e-05 | -1.5318e-05 | 0 | 0 | 8.4213e-05 | 0.001274 | 0.0003558 | 9.5656e-06 | -0.0001124 | 0.00030653 | 8.043e-05 | -0.0002513 | 0.00034081 | 0.089153 | 0 | 0.0017768 | 0.0018185
|  | 985.6191 | 0 | 985.6191 | 0 | 909.4193 | -0.00038877 | 914.0302 | -0.00142 | 915.0298 | -1.6837e-05 | 903.932 | 0 | 903.932 | 0 | 985.6191 | -0.00075855 | 900.311 | 0 | 914.0302 | -2.1033e-06 | 903.932 | -0.00165 | 903.6928 | 0.0014 | 900.311 | 0.0011319 | 909.4193 | 0.00033721 | 903.932 | -0.00244 | 985.6191 | 0.00078349 | 903.932 | 0.37463 | 900.311 | 0 | 985.6191 | 0.0065634 | 985.6191 | 0.0068183 | 0 | 0 | 3.4445e-05 | -0.00013195 | -1.4229e-05 | 0 | 0 | 0.00019728 | 0 | 0.00026046 | 0.00044956 | -0.00015185 | 0.00026266 | 8.1093e-05 | 0.00012913 | 0.00042036 | 0.089731 | 0 | 0.0019125 | 0.001994
|  | 985.8618 | 0 | 985.8618 | 0 | 909.6592 | 0.00067582 | 914.2716 | 0.00032683 | 915.2733 | -0.00010002 | 904.1711 | 0 | 904.1711 | 0 | 985.8618 | 0.0023843 | 900.546 | 0 | 914.2716 | 0.00216 | 904.1711 | 0.00541 | 903.932 | -0.00267 | 900.546 | 0.0011037 | 909.6592 | 0.00033859 | 904.1711 | 0.00352 | 985.8618 | 0.0026807 | 904.1711 | 0.37585 | 900.546 | 0 | 985.8618 | 0.0091975 | 985.8618 | 0.0096141 | 0 | 0 | 1.0697e-05 | -2.6719e-05 | -1.3539e-05 | 0 | 0 | 0.00016304 | 0 | -5.7934e-05 | 0.00030378 | 9.5652e-05 | 4.6247e-06 | 8.1076e-05 | 0.00021648 | 0.00035751 | 0.090361 | 0 | 0.0018842 | 0.0020212
|  | 986.1045 | 0 | 986.1045 | 0 | 909.8993 | -0.0005867 | 914.5129 | -0.0005482 | 915.5168 | -1.1174e-05 | 904.4103 | 0 | 904.4103 | 0 | 986.1045 | -0.0010408 | 900.7811 | 0 | 914.5129 | -0.00264 | 904.4103 | -0.00287 | 904.1711 | 0.00347 | 900.7811 | -0.0010643 | 909.8993 | 0.00033689 | 904.4103 | -0.00171 | 986.1045 | 0.00026543 | 904.4103 | 0.37968 | 900.7811 | 0 | 986.1045 | 0.0063291 | 986.1045 | 0.0070416 | 0 | 0 | 1.6646e-06 | -8.4004e-08 | -1.4053e-05 | 0 | 0 | 6.973e-05 | 0 | 5.3106e-05 | -5.7391e-05 | 0.00019136 | 0.00013056 | 8.0274e-05 | 2.5109e-05 | 0.00033016 | 0.090953 | 0 | 0.0018591 | 0.001974
|  | 986.3472 | 0 | 986.3472 | 0 | 910.1393 | 0.00060058 | 914.7543 | 0.00054751 | 915.7604 | -0.00010424 | 904.6494 | 0 | 904.6494 | 0 | 986.3472 | 0.0016154 | 901.0161 | 0 | 914.7543 | 0.00308 | 904.6494 | 0.00239 | 904.4103 | -0.00187 | 901.0161 | 0.0021752 | 910.1393 | 0.00033209 | 904.6494 | 0.00192 | 986.3472 | 0.0024554 | 904.6494 | 0.38102 | 901.0161 | 0 | 986.3472 | 0.0089917 | 986.3472 | 0.0092264 | 0 | 0 | 2.6059e-05 | -8.8412e-05 | -1.5044e-05 | 0 | 0 | 5.8517e-05 | 0 | 0.00021364 | 0.00010761 | 6.5761e-05 | 2.5608e-05 | 7.88e-05 | -2.511e-05 | 0.00037304 | 0.091552 | 0 | 0.0017481 | 0.0020448
|  | 986.5899 | 0 | 986.5899 | 0 | 910.3793 | -0.00038341 | 914.9957 | -0.00128 | 916.004 | -1.9281e-05 | 904.8886 | 0 | 904.8886 | 0 | 986.5899 | -0.0011332 | 901.2512 | 0 | 914.9957 | -0.00131 | 904.8886 | -0.00149 | 904.6494 | 0.00242 | 901.2512 | -0.0019573 | 910.3793 | 0.00032461 | 904.8886 | -0.00213 | 986.5899 | 0.00061854 | 904.8886 | 0.38466 | 901.2512 | 0 | 986.5899 | 0.0054129 | 986.5899 | 0.007623 | 0 | 0 | 2.2401e-05 | -5.6017e-05 | -1.625e-05 | 0 | 0 | 0.00013241 | 0 | 0.00024386 | 0.00025953 | 8.2503e-05 | -8.0656e-05 | 7.6809e-05 | -6.4584e-05 | 0.00034554 | 0.092328 | 0 | 0.0017546 | 0.0020973
|  | 986.8326 | 0 | 986.8326 | 0 | 910.6193 | 0.00057005 | 915.2372 | 0.000816 | 916.2475 | -0.00011417 | 905.1277 | 0 | 905.1277 | 0 | 986.8326 | 0.0022243 | 901.4863 | 0 | 915.2372 | 0.00333 | 905.1277 | 0.00366 | 904.8886 | -0.00173 | 901.4863 | 0.0012712 | 910.6193 | 0.00031533 | 905.1277 | 0.00159 | 986.8326 | 0.0022288 | 905.1277 | 0.38731 | 901.4863 | 0 | 986.8326 | 0.0090452 | 986.8326 | 0.0096596 | 0 | 0 | 1.0475e-05 | 5.2684e-05 | -1.7638e-05 | 0 | 0 | 0.00021725 | 0 | 0.00044908 | 0.00025115 | 0.00025714 | 0.00013555 | 7.4497e-05 | 6.6973e-05 | 0.00039242 | 0.093196 | 0 | 0.0019772 | 0.0021235
|  | 987.0753 | 0 | 987.0753 | 0 | 910.8594 | -0.00048277 | 915.4786 | -0.00037951 | 916.4911 | -3.0639e-05 | 905.3669 | 0 | 905.3669 | 0 | 987.0753 | -0.00043406 | 901.7213 | 0 | 915.4786 | 0.00039064 | 905.3669 | -0.00156 | 905.1277 | 0.00388 | 901.7213 | -0.00011784 | 910.8594 | 0.00030535 | 905.3669 | -0.00103 | 987.0753 | 0.0010048 | 905.3669 | 0.39195 | 901.7213 | 0 | 987.0753 | 0.0072471 | 987.0753 | 0.0078383 | 0 | 0 | 2.2805e-05 | 7.6116e-05 | -1.8038e-05 | 0 | 0 | 0.00022049 | 0 | 0.00056024 | 0.00069966 | 0.00014351 | 0.00011178 | 7.2142e-05 | 0.00011003 | 0.00039812 | 0.093764 | 0 | 0.0020683 | 0.0021587
|  | 987.318 | 0 | 987.318 | 0 | 911.0994 | 0.00067282 | 915.72 | 0.00101 | 916.7347 | -0.00011747 | 905.6061 | 0 | 905.6061 | 0 | 987.318 | 0.0022509 | 901.9564 | 0 | 915.72 | 0.00425 | 905.6061 | 0.00741 | 905.3669 | -0.00268 | 901.9564 | 0.001069 | 911.0994 | 0.00029586 | 905.6061 | 0.00195 | 987.318 | 0.0022757 | 905.6061 | 0.39203 | 901.9564 | 0 | 987.318 | 0.0097953 | 987.318 | 0.009949 | 0 | 0 | 1.2847e-05 | 5.5615e-05 | -1.8165e-05 | 0 | 0 | 0.00017137 | 0 | 0.00049104 | 0.00052744 | 0.0001208 | 0.00022911 | 7.0066e-05 | 0.00014858 | 0.00036307 | 0.094401 | 0 | 0.0021413 | 0.0022405
|  | 987.5607 | 0 | 987.5607 | 0 | 911.3394 | -0.00056579 | 915.9614 | -0.00054923 | 916.9783 | -3.1681e-05 | 905.8453 | 0 | 905.8453 | 0 | 987.5607 | -0.00083886 | 902.1915 | 0 | 915.9614 | -0.00018176 | 905.8453 | -0.003 | 905.6061 | 0.00369 | 902.1915 | 0.00087998 | 911.3394 | 0.0002879 | 905.8453 | -0.00070766 | 987.5607 | 0.00071603 | 905.8453 | 0.39728 | 902.1915 | 0 | 987.5607 | 0.0078493 | 987.5607 | 0.0085129 | 0 | 0 | 2.8076e-05 | 3.3843e-05 | -1.8622e-05 | 0 | 0 | 7.1728e-05 | 0 | 4.7379e-05 | 0.00010166 | 0.000238 | 0.00021409 | 6.8427e-05 | 0.00017489 | 0.00039793 | 0.095169 | 0 | 0.0022022 | 0.0022518
|  | 987.8035 | 0 | 987.8035 | 0 | 911.5795 | 0.0007997 | 916.2029 | 0.00082956 | 917.2219 | -0.00012121 | 906.0845 | 0 | 906.0845 | 0 | 987.8035 | 0.0014299 | 902.4266 | 0 | 916.2029 | 0.00057421 | 906.0845 | 0.00385 | 905.8453 | -0.0017 | 902.4266 | 0.0009412 | 911.5795 | 0.0002822 | 906.0845 | 0.00217 | 987.8035 | 0.0025627 | 906.0845 | 0.39848 | 902.4266 | 0 | 987.8035 | 0.010296 | 987.8035 | 0.010041 | 0 | 0 | 2.195e-05 | 8.3273e-05 | -2.0081e-05 | 0 | 0 | 3.8587e-05 | 0 | -0.00019507 | -0.00015548 | 0.00017102 | 0.00017169 | 6.7396e-05 | 0.00025447 | 0.00037659 | 0.095893 | 0 | 0.0019897 | 0.0020531
|  | 988.0462 | 0 | 988.0462 | 0 | 911.8196 | -0.00061687 | 916.4443 | -0.00013981 | 917.4655 | -4.3665e-05 | 906.3237 | 0 | 906.3237 | 0 | 988.0462 | -0.0011119 | 902.6616 | 0 | 916.4443 | -0.00219 | 906.3237 | -0.00515 | 906.0845 | 0.00313 | 902.6616 | 0.00051973 | 911.8196 | 0.00027916 | 906.3237 | -4.2293e-05 | 988.0462 | 0.00054024 | 906.3237 | 0.4033 | 902.6616 | 0 | 988.0462 | 0.0060987 | 988.0462 | 0.0068755 | 0 | 0 | 3.1305e-06 | 3.1523e-06 | -2.0805e-05 | 0 | 0 | 8.3476e-05 | 0 | 0.0001159 | -0.00038272 | 0.0002715 | 0.00023808 | 6.6968e-05 | 7.282e-05 | 0.00034962 | 0.09659 | 0 | 0.0018054 | 0.0018534
|  | 988.2889 | 0 | 988.2889 | 0 | 912.0596 | 0.00064295 | 916.6858 | 0.00016592 | 917.7091 | -0.00012711 | 906.5629 | 0 | 906.5629 | 0 | 988.2889 | 0.0017997 | 902.8967 | 0 | 916.6858 | 0.00315 | 906.5629 | 0.00195 | 906.3237 | -0.00085995 | 902.8967 | 0.0015056 | 912.0596 | 0.00027878 | 906.5629 | 0.00065115 | 988.2889 | 0.0023404 | 906.5629 | 0.40431 | 902.8967 | 0 | 988.2889 | 0.0087767 | 988.2889 | 0.0083954 | 0 | 0 | 1.5823e-05 | -3.973e-05 | -2.2153e-05 | 0 | 0 | 5.2551e-05 | 0 | 0.00023784 | 0 | 0.00028944 | 0.0002977 | 6.7178e-05 | -0.00011351 | 0.00031905 | 0.097347 | 0 | 0.0017209 | 0.0018288
|  | 988.5317 | 0 | 988.5317 | 0 | 912.2997 | -0.00051116 | 916.9272 | -0.000495 | 917.9527 | -5.4777e-05 | 906.8022 | 0 | 906.8022 | 0 | 988.5317 | -0.0013667 | 903.1318 | 0 | 916.9272 | -0.00118 | 906.8022 | -0.00195 | 906.5629 | 0.00328 | 903.1318 | 0.0010268 | 912.2997 | 0.00028077 | 906.8022 | -0.0016 | 988.5317 | 0.00028835 | 906.8022 | 0.40942 | 903.1318 | 0 | 988.5317 | 0.0054021 | 988.5317 | 0.0066723 | 0 | 0 | 1.0567e-05 | -0.00010115 | -2.3712e-05 | 0 | 0 | 3.3831e-05 | 0 | 0.00011109 | 0.00047001 | -5.2637e-05 | 0.00043299 | 6.786e-05 | 0.00017222 | 0.00029636 | 0.098141 | 0 | 0.0016629 | 0.0017712
|  | 988.7744 | 0 | 988.7744 | 0 | 912.5398 | 0.0005992 | 917.1688 | -0.00034268 | 918.1964 | -0.00013986 | 907.0414 | 0 | 907.0414 | 0 | 988.7744 | 0.0016455 | 903.3669 | 0 | 917.1688 | 0.0021 | 907.0414 | 0.00588 | 906.8022 | -0.00372 | 903.3669 | 0.0026565 | 912.5398 | 0.00028461 | 907.0414 | 0.00304 | 988.7744 | 0.0021534 | 907.0414 | 0.41119 | 903.3669 | 0 | 988.7744 | 0.0082981 | 988.7744 | 0.0079205 | 0 | 0 | 3.3241e-06 | -0.00011594 | -2.3358e-05 | 0 | 0 | 0.00012508 | 0 | -0.00012797 | 0.00036128 | 5.5014e-05 | 0.00023253 | 6.8953e-05 | 0.0001304 | 0.00029289 | 0.099013 | 0 | 0.0017494 | 0.0017376
|  | 989.0172 | 0 | 989.0172 | 0 | 912.7799 | -0.00057151 | 917.4102 | -0.00061765 | 918.44 | -5.1872e-05 | 907.2806 | 0 | 907.2806 | 0 | 989.0172 | -0.00061492 | 903.6021 | 0 | 917.4102 | -0.00316 | 907.2806 | -0.00286 | 907.0414 | 0.00418 | 903.6021 | -0.00067898 | 912.7799 | 0.00028972 | 907.2806 | -0.00195 | 989.0172 | 0.00025976 | 907.2806 | 0.41647 | 903.6021 | 0 | 989.0172 | 0.0061147 | 989.0172 | 0.0063952 | 0 | 0 | 1.2678e-05 | 9.2034e-05 | -2.4007e-05 | 0 | 0 | 0.00015568 | 0 | -6.5191e-05 | 0.00035769 | 0.00023447 | -0.00018933 | 7.026e-05 | 0.00018184 | 0.0003261 | 0.10001 | 0 | 0.0020407 | 0.0019403
|  | 989.2599 | 0 | 989.2599 | 0 | 913.02 | 0.00067711 | 917.6517 | 0.00138 | 918.6836 | -0.00014519 | 907.5199 | 0 | 907.5199 | 0 | 989.2599 | 0.0018975 | 903.8372 | 0 | 917.6517 | 0.00262 | 907.5199 | 0.00585 | 907.2806 | -0.00222 | 903.8372 | -0.00093164 | 913.02 | 0.00029551 | 907.5199 | 0.00347 | 989.2599 | 0.0024268 | 907.5199 | 0.41953 | 903.8372 | 0 | 989.2599 | 0.010698 | 989.2599 | 0.0095904 | 0 | 0 | 3.1787e-05 | 6.4359e-05 | -2.3515e-05 | 0 | 0 | 8.9898e-05 | 0 | -3.502e-05 | 0.00021055 | 0.00014834 | -0.0001055 | 7.1667e-05 | 5.3833e-05 | 0.00033036 | 0.10083 | 0 | 0.0020887 | 0.0019085
|  | 989.5027 | 0 | 989.5027 | 0 | 913.2601 | -0.00041234 | 917.8932 | -0.00084705 | 918.9273 | -4.7826e-05 | 907.7592 | 0 | 907.7592 | 0 | 989.5027 | -0.0011568 | 904.0723 | 0 | 917.8932 | -0.00291 | 907.7592 | -0.00409 | 907.5199 | 0.00346 | 904.0723 | 3.4152e-05 | 913.2601 | 0.00030144 | 907.7592 | -0.00302 | 989.5027 | 0.00029483 | 907.7592 | 0.42336 | 904.0723 | 0 | 989.5027 | 0.0065103 | 989.5027 | 0.0061327 | 0 | 0 | 2.4732e-05 | -0.00011397 | -2.2142e-05 | 0 | 0 | 6.67e-05 | 0 | 0.00014128 | -0.00010168 | 0.00015672 | 0.0001643 | 7.308e-05 | -0.00011723 | 0.00033806 | 0.10141 | 0 | 0.0019999 | 0.0018397
|  | 989.7455 | 0 | 989.7455 | 0 | 913.5003 | 0.00061829 | 918.1347 | -9.6727e-05 | 919.171 | -0.00013393 | 907.9984 | 0 | 907.9984 | 0 | 989.7455 | 0.0017063 | 904.3075 | 0 | 918.1347 | 0.00408 | 907.9984 | 0.00324 | 907.7592 | -0.00215 | 904.3075 | 0.0013632 | 913.5003 | 0.00030712 | 907.9984 | 0.00204 | 989.7455 | 0.0024902 | 907.9984 | 0.4244 | 904.3075 | 0 | 989.7455 | 0.0099653 | 989.7455 | 0.0090229 | 0 | 0 | 1.2728e-05 | -5.6733e-05 | -2.2343e-05 | 0 | 0 | 0.00011603 | 0 | 0.00017269 | 0.00011365 | 0.00030146 | 9.8847e-05 | 7.4359e-05 | 0.00021509 | 0.00035318 | 0.1023 | 0 | 0.0019634 | 0.0019951
|  | 989.9882 | 0 | 989.9882 | 0 | 913.7404 | -0.00051227 | 918.3762 | -0.00037307 | 919.4147 | -4.9432e-05 | 908.2377 | 0 | 908.2377 | 0 | 989.9882 | -0.00075046 | 904.5426 | 0 | 918.3762 | -0.00265 | 908.2377 | -0.00229 | 907.9984 | 0.00467 | 904.5426 | -0.00052231 | 913.7404 | 0.00031225 | 908.2377 | -0.00024201 | 989.9882 | 0.00041938 | 908.2377 | 0.43072 | 904.5426 | 0 | 989.9882 | 0.0062094 | 989.9882 | 0.0074136 | 0 | 0 | 2.0268e-05 | 7.271e-05 | -2.3296e-05 | 0 | 0 | 0.00018097 | 0 | 0.00022461 | 0.00037803 | 0.00027515 | 0.00012363 | 7.5503e-05 | 0.00039095 | 0.00029103 | 0.10334 | 0 | 0.0017745 | 0.0020643
|  | 990.231 | 0 | 990.231 | 0 | 913.9805 | 0.00068109 | 918.6177 | 0.00097518 | 919.6584 | -0.00014174 | 908.4769 | 0 | 908.4769 | 0 | 990.231 | 0.0022413 | 904.7778 | 0 | 918.6177 | 0.00451 | 908.4769 | 0.00545 | 908.2377 | -0.00237 | 904.7778 | 0.0015737 | 913.9805 | 0.00031665 | 908.4769 | 0.00351 | 990.231 | 0.0019781 | 908.4769 | 0.43312 | 904.7778 | 0 | 990.231 | 0.0084084 | 990.231 | 0.0095916 | 0 | 0 | 2.0795e-05 | 4.7418e-05 | -2.3775e-05 | 0 | 0 | 0.00015874 | 0 | 0.000256 | 0.00012205 | -4.1871e-05 | 0.00025236 | 7.6484e-05 | 0.00032019 | 0.00025046 | 0.10406 | 0 | 0.0017642 | 0.0019383
|  | 990.4738 | 0 | 990.4738 | 0 | 914.2207 | -0.00050793 | 918.8592 | -0.0005825 | 919.902 | -5.3423e-05 | 908.7162 | 0 | 908.7162 | 0 | 990.4738 | -0.00093358 | 905.0129 | 0 | 918.8592 | -0.00239 | 908.7162 | -0.00443 | 908.4769 | 0.00202 | 905.0129 | 0.00057245 | 914.2207 | 0.00032025 | 908.7162 | -0.00083419 | 990.4738 | 8.5155e-05 | 908.7162 | 0.43655 | 905.0129 | 0 | 990.4738 | 0.0061251 | 990.4738 | 0.0063758 | 0 | 0 | 7.8913e-06 | -3.9381e-05 | -2.3178e-05 | 0 | 0 | 0.00013318 | 0 | 8.574e-05 | -0.00020098 | -0.00033146 | 0.00018972 | 7.7253e-05 | 0.00033805 | 0.00029937 | 0.10473 | 0 | 0.0019076 | 0.00194
|  | 990.7166 | 0 | 990.7166 | 0 | 914.4609 | 0.00057364 | 919.1008 | 0.00025639 | 920.1458 | -0.00013679 | 908.9555 | 0 | 908.9555 | 0 | 990.7166 | 0.0020307 | 905.2481 | 0 | 919.1008 | 0.0031 | 908.9555 | 0.00275 | 908.7162 | -0.00479 | 905.2481 | 0.0010411 | 914.4609 | 0.00032305 | 908.9555 | 0.00366 | 990.7166 | 0.002381 | 908.9555 | 0.43888 | 905.2481 | 0 | 990.7166 | 0.0095896 | 990.7166 | 0.0096058 | 0 | 0 | 5.6341e-06 | -0.0001055 | -2.29e-05 | 0 | 0 | 0.00016433 | 0 | 0.00012438 | 8.3759e-06 | -0.00031343 | 7.0968e-05 | 7.7836e-05 | 0.00023572 | 0.00030904 | 0.1056 | 0 | 0.0019251 | 0.0020488
|  | 990.9594 | 0 | 990.9594 | 0 | 914.701 | -0.00052673 | 919.3423 | -0.00113 | 920.3895 | -5.1133e-05 | 909.1948 | 0 | 909.1948 | 0 | 990.9594 | -0.00067711 | 905.4833 | 0 | 919.3423 | -0.00207 | 909.1948 | -0.00268 | 908.9555 | 0.00217 | 905.4833 | -0.00043751 | 914.701 | 0.00032511 | 909.1948 | -0.00169 | 990.9594 | 0.00016461 | 909.1948 | 0.44363 | 905.4833 | 0 | 990.9594 | 0.0062679 | 990.9594 | 0.0072709 | 0 | 0 | 4.4937e-06 | -0.00012941 | -2.1879e-05 | 0 | 0 | 0.00018293 | 0 | 3.0196e-05 | -0.00012804 | 4.0683e-05 | 9.1987e-05 | 7.8252e-05 | -4.3078e-05 | 0.00034468 | 0.10632 | 0 | 0.0020296 | 0.0019926
|  | 991.2022 | 0 | 991.2022 | 0 | 914.9412 | 0.00056415 | 919.5839 | 5.858e-05 | 920.6332 | -0.00012837 | 909.4341 | 0 | 909.4341 | 0 | 991.2022 | 0.002184 | 905.7184 | 0 | 919.5839 | 0.00232 | 909.4341 | 0.00161 | 909.1948 | -0.00183 | 905.7184 | 0.0012198 | 914.9412 | 0.00032652 | 909.4341 | 0.00133 | 991.2022 | 0.0026747 | 909.4341 | 0.44486 | 905.7184 | 0 | 991.2022 | 0.010451 | 991.2022 | 0.0091435 | 0 | 0 | 9.9662e-06 | -7.7125e-05 | -2.0619e-05 | 0 | 0 | 3.5189e-05 | 0 | 0.00022148 | 0.00022991 | 0.00058155 | 0.00017576 | 7.8526e-05 | 6.9543e-05 | 0.00035363 | 0.10706 | 0 | 0.0019482 | 0.0019635
|  | 991.445 | 0 | 991.445 | 0 | 915.1814 | -0.00048115 | 919.8254 | -0.00069724 | 920.8769 | -4.0835e-05 | 909.6735 | 0 | 909.6735 | 0 | 991.445 | -0.0018942 | 905.9536 | 0 | 919.8254 | -0.00048597 | 909.6735 | 0.0003114 | 909.4341 | 0.00669 | 905.9536 | 0.00027494 | 915.1814 | 0.00032739 | 909.6735 | -0.00074883 | 991.445 | 0.0002382 | 909.6735 | 0.44981 | 905.9536 | 0 | 991.445 | 0.0055969 | 991.445 | 0.0070301 | 0 | 0 | 2.4887e-05 | -1.7209e-05 | -2.1868e-05 | 0 | 0 | 5.8534e-05 | 0 | 0.0004003 | 0.00043214 | 0.00064257 | 0.00019502 | 7.8703e-05 | 5.8774e-05 | 0.00034313 | 0.10786 | 0 | 0.0019945 | 0.002063
|  | 991.6878 | 0 | 991.6878 | 0 | 915.4216 | 0.00068834 | 920.067 | 0.00055478 | 921.1207 | -0.00013862 | 909.9128 | 0 | 909.9128 | 0 | 991.6878 | 0.0023763 | 906.1888 | 0 | 920.067 | 0.0038 | 909.9128 | 0.0033 | 909.6735 | -0.00132 | 906.1888 | 0.0013832 | 915.4216 | 0.00032783 | 909.9128 | 0.00124 | 991.6878 | 0.0025881 | 909.9128 | 0.45154 | 906.1888 | 0 | 991.6878 | 0.010832 | 991.6878 | 0.0099627 | 0 | 0 | 2.9831e-05 | -2.2189e-05 | -2.262e-05 | 0 | 0 | 0.00013679 | 0 | 0.00028988 | 2.3932e-06 | 0.00012804 | 0.00025509 | 7.8746e-05 | 4.6521e-05 | 0.00038007 | 0.10852 | 0 | 0.002205 | 0.0021755
|  | 991.9306 | 0 | 991.9306 | 0 | 915.6618 | -0.00043993 | 920.3085 | -0.00073848 | 921.3644 | -4.6965e-05 | 910.1521 | 0 | 910.1521 | 0 | 991.9306 | -0.0012496 | 906.424 | 0 | 920.3085 | -0.0014 | 910.1521 | -0.00328 | 909.9128 | 0.00239 | 906.424 | 0.00078621 | 915.6618 | 0.00032791 | 910.1521 | -0.00085122 | 991.9306 | 0.00054249 | 910.1521 | 0.45537 | 906.424 | 0 | 991.9306 | 0.007331 | 991.9306 | 0.0079564 | 0 | 0 | 1.2565e-05 | -3.2186e-05 | -2.2589e-05 | 0 | 0 | 0.00017031 | 0 | 5.194e-05 | -3.7095e-05 | -0.00034223 | 0.00012073 | 7.8747e-05 | 0.00013866 | 0.00038725 | 0.10938 | 0 | 0.00223 | 0.0021461
|  | 992.1734 | 0 | 992.1734 | 0 | 915.902 | 0.00054454 | 920.5501 | 0.00047201 | 921.6082 | -0.00013836 | 910.3914 | 0 | 910.3914 | 0 | 992.1734 | 0.0026524 | 906.6592 | 0 | 920.5501 | 0.00183 | 910.3914 | 0.00297 | 910.1521 | -0.00525 | 906.6592 | 0.00024026 | 915.902 | 0.00032768 | 910.3914 | 0.00201 | 992.1734 | 0.0026473 | 910.3914 | 0.45872 | 906.6592 | 0 | 992.1734 | 0.011038 | 992.1734 | 0.0097206 | 0 | 0 | 5.109e-06 | -3.3498e-05 | -2.373e-05 | 0 | 0 | 7.6059e-05 | 0 | 5.4355e-05 | 0.00015201 | -0.00037454 | -0.00023899 | 7.8652e-05 | 0.00027607 | 0.00039204 | 0.11034 | 0 | 0.0020825 | 0.0020475
|  | 992.4162 | 0 | 992.4162 | 0 | 916.1423 | -0.00050201 | 920.7917 | -0.00074934 | 921.852 | -5.633e-05 | 910.6308 | 0 | 910.6308 | 0 | 992.4162 | -0.0020259 | 906.8944 | 0 | 920.7917 | -0.00138 | 910.6308 | -0.0017 | 910.3914 | 0.00212 | 906.8944 | -0.0022727 | 916.1423 | 0.00032712 | 910.6308 | 0.00029656 | 992.4162 | 0.0005818 | 910.6308 | 0.46313 | 906.8944 | 0 | 992.4162 | 0.0061148 | 992.4162 | 0.0071438 | 0 | 0 | 2.5515e-05 | 6.4096e-05 | -2.3345e-05 | 0 | 0 | 3.7167e-05 | 0 | 0.00015944 | 0.00033026 | -0.00011371 | -0.00018473 | 7.8457e-05 | 0.00022694 | 0.00051074 | 0.11104 | 0 | 0.0020865 | 0.0022597
|  | 992.659 | 0 | 992.659 | 0 | 916.3824 | 0.00071448 | 921.0333 | 0.00128 | 922.0958 | -0.0001352 | 910.8701 | 0 | 910.8701 | 0 | 992.659 | 0.002332 | 907.1296 | 0 | 921.0333 | 0.0027 | 910.8701 | 0.00446 | 910.6308 | -0.00307 | 907.1296 | 0.00070214 | 916.3824 | 0.00032622 | 910.8701 | 0.0016 | 992.659 | 0.0036247 | 910.8701 | 0.46485 | 907.1296 | 0 | 992.659 | 0.01107 | 992.659 | 0.011468 | 0 | 0 | 3.889e-05 | 5.7696e-05 | -2.1962e-05 | 0 | 0 | 3.6472e-05 | 0 | -5.6771e-05 | 0.00042573 | -8.6155e-05 | 8.7638e-05 | 7.8234e-05 | 3.5907e-05 | 0.00046206 | 0.11195 | 0 | 0.0021644 | 0.0023118
|  | 992.9019 | 0 | 992.9019 | 0 | 916.6227 | -0.00039079 | 921.2748 | -0.00080235 | 922.3395 | -4.4976e-05 | 911.1095 | 0 | 911.1095 | 0 | 992.9019 | -0.0020316 | 907.3649 | 0 | 921.2748 | -0.00317 | 911.1095 | -0.00090308 | 910.8701 | 0.00235 | 907.3649 | 4.2987e-05 | 916.6227 | 0.00032493 | 911.1095 | -0.0013 | 992.9019 | 0.00018089 | 911.1095 | 0.47051 | 907.3649 | 0 | 992.9019 | 0.0067561 | 992.9019 | 0.007573 | 0 | 0 | 4.0274e-05 | -6.7145e-05 | -2.4892e-05 | 0 | 0 | 3.1242e-05 | 0 | -1.6911e-05 | 0.00036229 | -0.00037702 | 0.00016981 | 7.7855e-05 | 0.00028007 | 0.00038438 | 0.11262 | 0 | 0.0021836 | 0.0023371
|  | 993.1447 | 0 | 993.1447 | 0 | 916.863 | 0.00072609 | 921.5164 | 0.00024647 | 922.5834 | -0.0001592 | 911.3489 | 0 | 911.3489 | 0 | 993.1447 | 0.002289 | 907.6001 | 0 | 921.5164 | 0.00303 | 911.3489 | 0.00393 | 911.1095 | -0.0055 | 907.6001 | 0.0014008 | 916.863 | 0.00032323 | 911.3489 | 0.00364 | 993.1447 | 0.0029849 | 911.3489 | 0.47044 | 907.6001 | 0 | 993.1447 | 0.011228 | 993.1447 | 0.011675 | 0 | 0 | 1.956e-05 | -8.116e-05 | -2.4218e-05 | 0 | 0 | 0.00015071 | 0 | 6.8867e-05 | 0.00010174 | -0.00033274 | 0.00014198 | 7.7396e-05 | 0.00044318 | 0.00038918 | 0.11333 | 0 | 0.0022784 | 0.0023299
|  | 993.3875 | 0 | 993.3875 | 0 | 917.1032 | -0.00056324 | 921.7581 | -0.00091821 | 922.8271 | -3.9488e-05 | 911.5883 | 0 | 911.5883 | 0 | 993.3875 | -0.0010477 | 907.8353 | 0 | 921.7581 | -0.00246 | 911.5883 | -0.00308 | 911.3489 | 0.00272 | 907.8353 | -0.00019363 | 917.1032 | 0.00032111 | 911.5883 | 6.2719e-05 | 993.3875 | 0.00022034 | 911.5883 | 0.47646 | 907.8353 | 0 | 993.3875 | 0.0075365 | 993.3875 | 0.0075129 | 0 | 0 | 3.1539e-05 | -5.1077e-05 | -2.1111e-05 | 0 | 0 | 0.00019443 | 0 | 0.0002368 | 0.00058169 | 0.00014722 | 6.0393e-05 | 7.6864e-05 | 0.00041326 | 0.00035806 | 0.11407 | 0 | 0.0022026 | 0.0022183
|  | 993.6304 | 0 | 993.6304 | 0 | 917.3435 | 0.00082574 | 921.9997 | 0.00049543 | 923.071 | -0.00013368 | 911.8276 | 0 | 911.8276 | 0 | 993.6304 | 0.002649 | 908.0706 | 0 | 921.9997 | 0.00442 | 911.8276 | 0.00794 | 911.5883 | -0.00149 | 908.0706 | 0.00070711 | 917.3435 | 0.00031864 | 911.8276 | 0.00339 | 993.6304 | 0.0027285 | 911.8276 | 0.47655 | 908.0706 | 0 | 993.6304 | 0.010603 | 993.6304 | 0.010756 | 0 | 0 | 4.3405e-05 | 2.3392e-05 | -2.2674e-05 | 0 | 0 | 0.00020656 | 0 | 0.00036479 | 0.00063077 | 0.00035787 | 0.00013348 | 7.6218e-05 | 0.00015081 | 0.00038809 | 0.11469 | 0 | 0.0022052 | 0.0022708
|  | 993.8732 | 0 | 993.8732 | 0 | 917.5837 | -0.00046438 | 922.2413 | -0.00030178 | 923.3148 | -5.2303e-05 | 912.067 | 0 | 912.067 | 0 | 993.8732 | -0.00094789 | 908.3058 | 0 | 922.2413 | -0.0014 | 912.067 | -0.00267 | 911.8276 | 0.00448 | 908.3058 | 0.00042748 | 917.5837 | 0.0003159 | 912.067 | -0.00213 | 993.8732 | 0.00046768 | 912.067 | 0.48171 | 908.3058 | 0 | 993.8732 | 0.0075579 | 993.8732 | 0.0079455 | 0 | 0 | 1.5953e-05 | -1.4064e-05 | -2.3801e-05 | 0 | 0 | 0.00024496 | 0 | 0.00019573 | 0.00011969 | 3.3513e-05 | 0.00010513 | 7.5563e-05 | 0.00013884 | 0.00043104 | 0.11553 | 0 | 0.0023912 | 0.002324
|  | 994.1161 | 0 | 994.1161 | 0 | 917.824 | 0.00059716 | 922.4829 | 0.00018537 | 923.5586 | -0.00014292 | 912.3064 | 0 | 912.3064 | 0 | 994.1161 | 0.0029652 | 908.5411 | 0 | 922.4829 | 0.00302 | 912.3064 | 0.00367 | 912.067 | -0.0042 | 908.5411 | 0.00046637 | 917.824 | 0.00031302 | 912.3064 | 0.00329 | 994.1161 | 0.0030822 | 912.3064 | 0.48355 | 908.5411 | 0 | 994.1161 | 0.012135 | 994.1161 | 0.011194 | 0 | 0 | 5.6885e-06 | -6.4932e-05 | -2.3258e-05 | 0 | 0 | 0.00012458 | 0 | -0.00047603 | -0.00016398 | -0.00015799 | 2.0118e-05 | 7.4873e-05 | 8.6177e-05 | 0.00033984 | 0.11638 | 0 | 0.0021971 | 0.0023251
|  | 994.359 | 0 | 994.359 | 0 | 918.0643 | -0.00054982 | 922.7246 | -0.00072279 | 923.8025 | -4.7843e-05 | 912.5458 | 0 | 912.5458 | 0 | 994.359 | -0.0019393 | 908.7764 | 0 | 922.7246 | -0.00696 | 912.5458 | -0.00504 | 912.3064 | 0.00288 | 908.7764 | -0.00029536 | 918.0643 | 0.00031015 | 912.5458 | -0.00257 | 994.359 | -0.00028352 | 912.5458 | 0.48878 | 908.7764 | 0 | 994.359 | 0.0059586 | 994.359 | 0.0079537 | 0 | 0 | 2.0504e-05 | -7.127e-05 | -2.1544e-05 | 0 | 0 | 1.8794e-05 | 0 | -0.0006186 | -0.00059695 | -0.00020946 | 4.9132e-05 | 7.4201e-05 | 0.00017719 | 0.00029377 | 0.11724 | 0 | 0.0021054 | 0.0022045
|  | 994.6018 | 0 | 994.6018 | 0 | 918.3046 | 0.00072047 | 922.9662 | 0.00013291 | 924.0463 | -0.00012887 | 912.7852 | 0 | 912.7852 | 0 | 994.6018 | 0.0020941 | 909.0116 | 0 | 922.9662 | 0.00184 | 912.7852 | 5.3772e-05 | 912.5458 | -0.00463 | 909.0116 | 0.0007131 | 918.3046 | 0.00030743 | 912.7852 | 0.00405 | 994.6018 | 0.0027027 | 912.7852 | 0.49052 | 909.0116 | 0 | 994.6018 | 0.01138 | 994.6018 | 0.010201 | 0 | 0 | 3.7145e-05 | -0.0001253 | -1.9655e-05 | 0 | 0 | 6.0549e-05 | 0 | -8.457e-06 | -8.0485e-05 | -0.0002155 | -3.8811e-05 | 7.3576e-05 | 0.00039928 | 0.00041334 | 0.11819 | 0 | 0.0020814 | 0.0021417
|  | 994.8447 | 0 | 994.8447 | 0 | 918.5449 | -0.0004113 | 923.2078 | -0.00117 | 924.2902 | -3.2349e-05 | 913.0247 | 0 | 913.0247 | 0 | 994.8447 | -0.0015955 | 909.2469 | 0 | 923.2078 | -0.00191 | 913.0247 | -0.00072605 | 912.7852 | 0.00283 | 909.2469 | -0.001043 | 918.5449 | 0.00030495 | 913.0247 | -0.00071487 | 994.8447 | 0.00070107 | 913.0247 | 0.49674 | 909.2469 | 0 | 994.8447 | 0.0057597 | 994.8447 | 0.0074358 | 0 | 0 | 1.5981e-05 | -0.00011961 | -1.87e-05 | 0 | 0 | 9.2931e-05 | 0 | 9.668e-05 | 0.00033201 | 0.00053395 | -3.2955e-05 | 7.3019e-05 | 0.00011432 | 0.00046656 | 0.11917 | 0 | 0.0019679 | 0.0021751
|  | 995.0875 | 0 | 995.0875 | 0 | 918.7852 | 0.00054432 | 923.4495 | 0.00018023 | 924.5341 | -0.00012099 | 913.264 | 0 | 913.264 | 0 | 995.0875 | 0.0023607 | 909.4822 | 0 | 923.4495 | 0.00271 | 913.264 | 0.0035 | 913.0247 | 0.00163 | 909.4822 | 0.00076288 | 918.7852 | 0.00030279 | 913.264 | 0.00167 | 995.0875 | 0.003141 | 913.264 | 0.49891 | 909.4822 | 0 | 995.0875 | 0.010446 | 995.0875 | 0.010476 | 0 | 0 | -6.1261e-06 | -2.5238e-05 | -1.9641e-05 | 0 | 0 | 4.0042e-06 | 0 | -0.00010753 | 0.00022747 | 0.00039378 | 6.22e-05 | 7.2556e-05 | 0.0001093 | 0.00040632 | 0.12007 | 0 | 0.0020949 | 0.0022833
|  | 995.3304 | 0 | 995.3304 | 0 | 919.0256 | -0.00059529 | 923.6912 | -0.00038911 | 924.778 | -4.0078e-05 | 913.5035 | 0 | 913.5035 | 0 | 995.3304 | -0.0023278 | 909.7175 | 0 | 923.6912 | -0.0036 | 913.5035 | -0.0016 | 913.264 | 0.00166 | 909.7175 | -0.00023417 | 919.0256 | 0.00030095 | 913.5035 | -0.00075701 | 995.3304 | 0.00020491 | 913.5035 | 0.50403 | 909.7175 | 0 | 995.3304 | 0.0068046 | 995.3304 | 0.0083264 | 0 | 0 | 1.529e-05 | 3.596e-05 | -2.211e-05 | 0 | 0 | 2.2893e-05 | 0 | -0.00057645 | 0.00038071 | -0.00029451 | 0.000119 | 7.2146e-05 | 0.00014402 | 0.00039258 | 0.12108 | 0 | 0.0021623 | 0.0023763
|  | 995.5733 | 0 | 995.5733 | 0 | 919.2659 | 0.00072252 | 923.9329 | 0.00068667 | 925.0218 | -0.00014123 | 913.7429 | 0 | 913.7429 | 0 | 995.5733 | 0.0025163 | 909.9528 | 0 | 923.9329 | -0.00117 | 913.7429 | 0.00478 | 913.5035 | -0.00412 | 909.9528 | 0.0012456 | 919.2659 | 0.00029938 | 913.7429 | 0.00196 | 995.5733 | 0.0030278 | 913.7429 | 0.50731 | 909.9528 | 0 | 995.5733 | 0.011001 | 995.5733 | 0.011241 | 0 | 0 | -1.2403e-06 | 1.7001e-05 | -2.0604e-05 | 0 | 0 | 7.6782e-05 | 0 | -0.00032259 | 0.00031247 | -0.00019395 | 0.00037679 | 7.1775e-05 | 0.00015659 | 0.00042251 | 0.12214 | 0 | 0.0020425 | 0.0023099
|  | 995.8162 | 0 | 995.8162 | 0 | 919.5062 | -0.00073284 | 924.1745 | -0.00054596 | 925.2658 | -2.7725e-05 | 913.9824 | 0 | 913.9824 | 0 | 995.8162 | -0.001884 | 910.188 | 0 | 924.1745 | -0.0015 | 913.9824 | -0.00217 | 913.7429 | 0.0025 | 910.188 | 0.0019571 | 919.5062 | 0.00029801 | 913.9824 | -0.00065202 | 995.8162 | 0.00045126 | 913.9824 | 0.51292 | 910.188 | 0 | 995.8162 | 0.005818 | 995.8162 | 0.0077786 | 0 | 0 | -8.7556e-06 | -5.1038e-05 | -2.2558e-05 | 0 | 0 | 0.00012478 | 0 | 1.5711e-05 | 0.00054127 | -0.00021789 | 0.00025649 | 7.1477e-05 | 0.00025004 | 0.00048932 | 0.12313 | 0 | 0.0022017 | 0.0022852
|  | 996.0591 | 0 | 996.0591 | 0 | 919.7466 | 0.00065998 | 924.4162 | 0.00012364 | 925.5096 | -0.00015726 | 914.2219 | 0 | 914.2219 | 0 | 996.0591 | 0.0029115 | 910.4233 | 0 | 924.4162 | 0.00163 | 914.2219 | 0.00669 | 913.9824 | -0.00432 | 910.4233 | 0.00022308 | 919.7466 | 0.00029674 | 914.2219 | 0.00274 | 996.0591 | 0.0035779 | 914.2219 | 0.5153 | 910.4233 | 0 | 996.0591 | 0.012311 | 996.0591 | 0.011038 | 0 | 0 | 3.7208e-05 | -0.00010506 | -2.6671e-05 | 0 | 0 | 0.00013682 | 0 | -2.0545e-05 | 0.00037472 | -0.00031854 | 0.00010912 | 7.1174e-05 | 0.00011493 | 0.00038573 | 0.12395 | 0 | 0.0021469 | 0.0023867
|  | 996.302 | 0 | 996.302 | 0 | 919.9869 | -0.00035038 | 924.6579 | -0.00099298 | 925.7535 | -6.1441e-05 | 914.4613 | 0 | 914.4613 | 0 | 996.302 | -0.001785 | 910.6587 | 0 | 924.6579 | -0.0018 | 914.4613 | -0.00356 | 914.2219 | 0.00166 | 910.6587 | 0.00070423 | 919.9869 | 0.0002955 | 914.4613 | -0.00178 | 996.302 | -0.00040184 | 914.4613 | 0.52005 | 910.6587 | 0 | 996.302 | 0.005366 | 996.302 | 0.0086134 | 0 | 0 | 4.0949e-05 | -5.0478e-05 | -2.5131e-05 | 0 | 0 | 0.00015543 | 0 | 0.00031904 | 0.00015683 | 1.3169e-05 | 0.00011129 | 7.087e-05 | 0.00013648 | 0.00030594 | 0.12473 | 0 | 0.0020817 | 0.0024651
|  | 996.5449 | 0 | 996.5449 | 0 | 920.2273 | 0.00069112 | 924.8996 | 0.00057529 | 925.9975 | -0.00014458 | 914.7007 | 0 | 914.7007 | 0 | 996.5449 | 0.0030647 | 910.894 | 0 | 924.8996 | 0.00444 | 914.7007 | 0.00487 | 914.4613 | -0.00155 | 910.894 | 0.00024178 | 920.2273 | 0.00029421 | 914.7007 | 0.00292 | 996.5449 | 0.0029209 | 914.7007 | 0.52181 | 910.894 | 0 | 996.5449 | 0.011775 | 996.5449 | 0.011684 | 0 | 0 | 1.6169e-05 | -8.1538e-05 | -2.4076e-05 | 0 | 0 | 0.00018846 | 0 | -7.7344e-05 | 0.00048891 | 0.00027296 | 2.2612e-05 | 7.0574e-05 | 0.00013772 | 0.00043394 | 0.12582 | 0 | 0.002238 | 0.0024499
|  | 996.7878 | 0 | 996.7878 | 0 | 920.4677 | -0.00055661 | 925.1413 | -0.00125 | 926.2414 | -5.2853e-05 | 914.9402 | 0 | 914.9402 | 0 | 996.7878 | -0.0015131 | 911.1293 | 0 | 925.1413 | -0.00508 | 914.9402 | -0.00078742 | 914.7007 | 0.00383 | 911.1293 | -4.9626e-05 | 920.4677 | 0.00029289 | 914.9402 | -0.00177 | 996.7878 | 0.00065194 | 914.9402 | 0.52884 | 911.1293 | 0 | 996.7878 | 0.0066516 | 996.7878 | 0.0084873 | 0 | 0 | 1.2135e-05 | -1.9336e-05 | -2.2369e-05 | 0 | 0 | 0.00015705 | 0 | -0.00025379 | 0.00013802 | 0.00017724 | 0.00025645 | 7.0244e-05 | 0.00015568 | 0.00050317 | 0.12678 | 0 | 0.0023599 | 0.0024195
|  | 997.0307 | 0 | 997.0307 | 0 | 920.7081 | 0.00065759 | 925.383 | 0.00109 | 926.4854 | -0.00013053 | 915.1798 | 0 | 915.1798 | 0 | 997.0307 | 0.0028061 | 911.3646 | 0 | 925.383 | 0.00298 | 915.1798 | 0.00194 | 914.9402 | -0.00235 | 911.3646 | 0.0022295 | 920.7081 | 0.00029161 | 915.1798 | 0.00307 | 997.0307 | 0.0034909 | 915.1798 | 0.52986 | 911.3646 | 0 | 997.0307 | 0.012779 | 997.0307 | 0.011434 | 0 | 0 | 2.878e-05 | 2.3516e-05 | -2.208e-05 | 0 | 0 | 0.00013682 | 0 | 0.00017769 | -0.00010179 | 0.0002419 | 0.00022038 | 6.9979e-05 | 0.00033414 | 0.00041933 | 0.12759 | 0 | 0.0024529 | 0.0025364
|  | 997.2736 | 0 | 997.2736 | 0 | 920.9485 | -0.00041818 | 925.6248 | -0.00089546 | 926.7293 | -5.0482e-05 | 915.4193 | 0 | 915.4193 | 0 | 997.2736 | -0.0016796 | 911.6 | 0 | 925.6248 | -0.00151 | 915.4193 | -0.00279 | 915.1798 | 0.00437 | 911.6 | -0.00035675 | 920.9485 | 0.00029054 | 915.4193 | -0.0002797 | 997.2736 | -3.8526e-05 | 915.4193 | 0.53564 | 911.6 | 0 | 997.2736 | 0.0074162 | 997.2736 | 0.0094488 | 0 | 0 | 1.4802e-05 | -0.00010868 | -2.5311e-05 | 0 | 0 | 0.00024131 | 0 | 0.00012327 | 2.395e-06 | 0.00010778 | -8.4505e-05 | 6.9754e-05 | 0.00024313 | 0.0004185 | 0.12849 | 0 | 0.0026779 | 0.0027801
|  | 997.5166 | 0 | 997.5166 | 0 | 921.1888 | 0.00054134 | 925.8665 | -3.8567e-06 | 926.9733 | -0.00015702 | 915.6588 | 0 | 915.6588 | 0 | 997.5166 | 0.0036664 | 911.8353 | 0 | 925.8665 | 0.00253 | 915.6588 | 0.00281 | 915.4193 | -0.00347 | 911.8353 | -0.00036136 | 921.1888 | 0.00028988 | 915.6588 | 0.00231 | 997.5166 | 0.0034841 | 915.6588 | 0.53736 | 911.8353 | 0 | 997.5166 | 0.014632 | 997.5166 | 0.01344 | 0 | 0 | 1.2358e-06 | -7.5196e-05 | -2.6275e-05 | 0 | 0 | 0.00024834 | 0 | 8.8242e-05 | -1.5567e-05 | 0.00029818 | 0.00015805 | 6.9695e-05 | -7.664e-05 | 0.00040134 | 0.12922 | 0 | 0.002729 | 0.0026233
|  | 997.7595 | 0 | 997.7595 | 0 | 921.4293 | -0.00053106 | 926.1082 | -0.00061822 | 927.2172 | -5.839e-05 | 915.8982 | 0 | 915.8982 | 0 | 997.7595 | -0.0016217 | 912.0707 | 0 | 926.1082 | -0.0018 | 915.8982 | -0.00294 | 915.6588 | 0.00596 | 912.0707 | 0.0017044 | 921.4293 | 0.0002899 | 915.8982 | -0.00295 | 997.7595 | -0.00017983 | 915.8982 | 0.54175 | 912.0707 | 0 | 997.7595 | 0.0078365 | 997.7595 | 0.0081583 | 0 | 0 | 1.8797e-05 | -4.7373e-07 | -2.5315e-05 | 0 | 0 | 0.00024818 | 0 | 0.00013659 | -7.6643e-05 | 0.00017364 | 0.00037326 | 6.9811e-05 | 0.00011496 | 0.00037732 | 0.13034 | 0 | 0.0024457 | 0.0023712
|  | 998.0024 | 0 | 998.0024 | 0 | 921.6697 | 0.00068743 | 926.35 | 0.0006143 | 927.4612 | -0.00014914 | 916.1378 | 0 | 916.1378 | 0 | 998.0024 | 0.0036649 | 912.306 | 0 | 926.35 | 0.00293 | 916.1378 | 0.0023 | 915.8982 | -0.00451 | 912.306 | 0.0014675 | 921.6697 | 0.00029084 | 916.1378 | 0.00391 | 998.0024 | 0.0032863 | 916.1378 | 0.54664 | 912.306 | 0 | 998.0024 | 0.012299 | 998.0024 | 0.011363 | 0 | 0 | 2.274e-05 | 2.1948e-06 | -2.3437e-05 | 0 | 0 | 0.00019395 | 0 | 0.00026865 | 0.00031017 | -0.00031855 | 0.00014047 | 7.0171e-05 | 0.00016166 | 0.00047438 | 0.13139 | 0 | 0.0024902 | 0.0025588
|  | 998.2453 | 0 | 998.2453 | 0 | 921.9101 | -0.00049826 | 926.5917 | -0.00059614 | 927.7052 | -4.2945e-05 | 916.3773 | 0 | 916.3773 | 0 | 998.2453 | -0.0020683 | 912.5414 | 0 | 926.5917 | -0.00070692 | 916.3773 | 0.00029014 | 916.1378 | 0.00185 | 912.5414 | -0.00027378 | 921.9101 | 0.0002929 | 916.3773 | -0.00256 | 998.2453 | 0.00061903 | 916.3773 | 0.55053 | 912.5414 | 0 | 998.2453 | 0.0082016 | 998.2453 | 0.0097017 | 0 | 0 | 1.4997e-05 | 2.7258e-05 | -2.2781e-05 | 0 | 0 | -0.00051351 | 0 | 0.00019258 | 0.00048992 | 8.5023e-05 | -5.418e-06 | 7.0825e-05 | -0.00014374 | -3.5854e-06 | 0.13194 | 0 | 0.0018924 | 0.0020733
|  | 998.4883 | 0 | 998.4883 | 0 | 922.1506 | 0.00062299 | 926.8334 | 0.00082162 | 927.9492 | -0.00014381 | 916.6168 | 0 | 916.6168 | 0 | 998.4883 | -0.0021592 | 912.7768 | 0 | 926.8334 | 0.0023 | 916.6168 | 0.0038 | 916.3773 | -0.00114 | 912.7768 | 0.00022775 | 922.1506 | 0.00029613 | 916.6168 | 0.00136 | 998.4883 | -0.00064855 | 916.6168 | 0.55103 | 912.7768 | 0 | 998.4883 | 0.0073773 | 998.4883 | 0.0073669 | 0 | 0 | 1.9096e-05 | 4.0529e-06 | -2.3389e-05 | 0 | 0 | 0.00020597 | 0 | 2.1758e-05 | 0.00028261 | 0.00039887 | -3.89e-05 | 7.1721e-05 | 8.7623e-05 | 0.00034456 | 0.13282 | 0 | 0.002544 | 0.0025465
|  | 998.7312 | 0 | 998.7312 | 0 | 922.391 | -0.00046414 | 927.0752 | -0.0007881 | 928.1932 | -4.7884e-05 | 916.8563 | 0 | 916.8563 | 0 | 998.7312 | 0.0038548 | 913.0122 | 0 | 927.0752 | -0.00212 | 916.8563 | -0.00144 | 916.6168 | 0.00447 | 913.0121 | -0.00055832 | 922.391 | 0.0003005 | 916.8563 | -0.00062828 | 998.7312 | 0.0034851 | 916.8563 | 0.55813 | 913.0121 | 0 | 998.7312 | 0.013566 | 998.7312 | 0.013597 | 0 | 0 | 1.7398e-05 | -1.2429e-05 | -2.268e-05 | 0 | 0 | 0.00024613 | 0 | 7.4964e-05 | 0.00020723 | 0.00031494 | 9.067e-05 | 7.29e-05 | 0.0002841 | 0.00044779 | 0.13407 | 0 | 0.002506 | 0.002804
|  | 998.9742 | 0 | 998.9742 | 0 | 922.6315 | 0.00060883 | 927.317 | 0.0006853 | 928.4372 | -0.00013801 | 917.0959 | 0 | 917.0959 | 0 | 998.9742 | -0.0018287 | 913.2476 | 0 | 927.317 | 0.00274 | 917.0959 | 0.00317 | 916.8563 | -0.00184 | 913.2476 | 0.0013286 | 922.6315 | 0.00030579 | 917.0959 | 0.003 | 998.9742 | 0.0002011 | 917.0959 | 0.56115 | 913.2476 | 0 | 998.9742 | 0.007064 | 998.9742 | 0.0094856 | 0 | 0 | 2.3461e-05 | -6.4634e-05 | -2.0808e-05 | 0 | 0 | 0.00013906 | 0 | 0.00017528 | 0.00012697 | 0.00032701 | 0.0002048 | 7.4228e-05 | 0.00018566 | 0.00042019 | 0.13478 | 0 | 0.0024547 | 0.0028797
|  | 999.2171 | 0 | 999.2171 | 0 | 922.8719 | -0.00041367 | 927.5588 | -0.00122 | 928.6812 | -3.2539e-05 | 917.3355 | 0 | 917.3355 | 0 | 999.2171 | 0.0029734 | 913.4829 | 0 | 927.5588 | -0.00129 | 917.3355 | -0.00211 | 917.0959 | 0.00457 | 913.4829 | 0.00041176 | 922.8719 | 0.0003117 | 917.3355 | -0.00145 | 999.2171 | 0.003258 | 917.3355 | 0.56409 | 913.4829 | 0 | 999.2171 | 0.013143 | 999.2171 | 0.01422 | 0 | 0 | 3.5481e-05 | -7.2758e-05 | -1.8658e-05 | 0 | 0 | 2.6869e-05 | 0 | 0.00030462 | 0.00035215 | 0.00026711 | 0.00012029 | 7.5699e-05 | 0.00020961 | 0.00043937 | 0.1354 | 0 | 0.0025866 | 0.0029346
|  | 999.4601 | 0 | 999.4601 | 0 | 923.1124 | 0.00070875 | 927.8005 | 0.00061809 | 928.9252 | -0.00012038 | 917.575 | 0 | 917.575 | 0 | 999.4601 | -0.0027522 | 913.7183 | 0 | 927.8005 | 0.00381 | 917.575 | 0.00505 | 917.3355 | -0.00234 | 913.7183 | 0.0006102 | 923.1124 | 0.00031786 | 917.575 | 0.0032 | 999.4601 | 0.00035881 | 917.575 | 0.5663 | 913.7183 | 0 | 999.4601 | 0.0081494 | 999.4601 | 0.0099367 | 0 | 0 | 2.287e-05 | -0.00011268 | -1.7825e-05 | 0 | 0 | 9.143e-05 | 0 | 5.8037e-05 | 0.00051879 | 0.00015452 | 9.2885e-05 | 7.7167e-05 | 0.00027849 | 0.00052638 | 0.13662 | 0 | 0.0026718 | 0.0028558
|  | 999.703 | 0 | 999.703 | 0 | 923.3528 | -0.00051855 | 928.0424 | -0.00155 | 929.1693 | -2.5677e-05 | 917.8146 | 0 | 917.8146 | 0 | 999.703 | 0.0035048 | 913.9537 | 0 | 928.0424 | -0.00333 | 917.8146 | -0.00071902 | 917.575 | 0.00363 | 913.9537 | 0.00017892 | 923.3528 | 0.00032392 | 917.8146 | -0.00087506 | 999.703 | 0.0039743 | 917.8146 | 0.57426 | 913.9537 | 0 | 999.703 | 0.013844 | 999.703 | 0.013572 | 0 | 0 | 2.6252e-05 | -0.00018782 | -1.7226e-05 | 0 | 0 | 0.00016872 | 0 | -0.00011363 | -3.6782e-05 | 0.00041202 | 0.00026446 | 7.8575e-05 | 0.00030004 | 0.00046168 | 0.13781 | 0 | 0.00279 | 0.0025694
|  | 999.946 | 0 | 999.946 | 0 | 923.5933 | 0.00073688 | 928.2841 | -3.7328e-06 | 929.4133 | -0.00011551 | 918.0541 | 0 | 918.0541 | 0 | 999.946 | -0.002116 | 914.1892 | 0 | 928.2841 | 0.00239 | 918.0541 | 0.00041194 | 917.8146 | -0.00019037 | 914.1891 | 0.0020678 | 923.5933 | 0.00032957 | 918.0541 | 0.00338 | 999.946 | -0.00017393 | 918.0541 | 0.57625 | 914.1891 | 0 | 999.946 | 0.0091213 | 999.946 | 0.0075782 | 0 | 0 | 3.401e-05 | -8.5512e-05 | -1.4731e-05 | 0 | 0 | 8.7645e-05 | 0 | -7.8591e-05 | -1.2191e-06 | 0.00037966 | 0.0001048 | 7.9881e-05 | 0.000109 | 0.00042654 | 0.13881 | 0 | 0.0027763 | 0.0025036
|  | 1000.189 | 0 | 1000.189 | 0 | 923.8339 | -0.0004541 | 928.5259 | -0.0007035 | 929.6574 | -5.1965e-06 | 918.2937 | 0 | 918.2937 | 0 | 1000.189 | 0.0028375 | 914.4246 | 0 | 928.5259 | -0.00304 | 918.2937 | -0.00042212 | 918.0541 | 0.00336 | 914.4246 | -0.0011775 | 923.8339 | 0.00033461 | 918.2937 | -0.00247 | 1000.189 | 0.0036849 | 918.2937 | 0.58265 | 914.4246 | 0 | 1000.189 | 0.013732 | 1000.189 | 0.01303 | 0 | 0 | 3.6605e-05 | -2.8e-05 | -1.2387e-05 | 0 | 0 | 0.00036527 | 0 | -9.7937e-05 | 0.00010395 | 0.00051211 | 0.00017447 | 8.0987e-05 | 0.00031861 | 0.00047344 | 0.13962 | 0 | 0.0017602 | 0.0016705
|  | 1000.432 | 0 | 1000.432 | 0 | 924.0743 | 0.00075853 | 928.7678 | 0.00047193 | 929.9015 | -9.6306e-05 | 918.5333 | 0 | 918.5333 | 0 | 1000.432 | 0.00016911 | 914.66 | 0 | 928.7678 | 0.00223 | 918.5333 | 0.00129 | 918.2937 | 0.00091542 | 914.66 | 0.0026597 | 924.0743 | 0.00033893 | 918.5333 | 0.00513 | 1000.432 | 0.00021203 | 918.5333 | 0.58302 | 914.66 | 0 | 1000.432 | 0.00075667 | 1000.432 | 0.00071974 | 0 | 0 | 4.0588e-05 | -4.1189e-05 | -1.22e-05 | 0 | 0 | 2.0545e-05 | 0 | 2.4182e-05 | -0.00027438 | 0.00045222 | 0.00033386 | 8.1951e-05 | 0.00044092 | 2.576e-05 | 0.14053 | 0 | 9.1928e-05 | 8.7441e-05
|  | 1000.6749 | 0 | 1000.6749 | 0 | 924.3149 | -0.00042106 | 929.0096 | -0.00081258 | 930.1456 | -3.6589e-06 | 918.7729 | 0 | 918.7729 | 0 | 1000.6749 | 0 | 914.8954 | 0 | 929.0096 | -0.00203 | 918.7729 | -0.00358 | 918.5333 | 0.00286 | 914.8954 | 0.0001766 | 924.3149 | 0.00034246 | 918.7729 | -0.00145 | 1000.6749 | 0 | 918.7729 | 0.58987 | 914.8954 | 0 | 1000.6749 | 0 | 1000.6749 | 0 | 0 | 0 | 2.3372e-05 | 5.4097e-05 | -1.2822e-05 | 0 | 0 | 0 | 0 | 0.00013663 | 0.0002528 | -3.235e-05 | 0.00011913 | 8.2678e-05 | 0.00022404 | 0 | 0.14139 | 0 | 0 | 0
|  | 1000.9179 | 0 | 1000.9179 | 0 | 924.5554 | 0.00061543 | 929.2514 | 0.00126 | 930.3896 | -0.0001014 | 919.0125 | 0 | 919.0125 | 0 | 1000.9179 | 0 | 915.1308 | 0 | 929.2514 | 0.00316 | 919.0125 | 0.00569 | 918.7729 | -0.00313 | 915.1308 | 0.00083551 | 924.5554 | 0.00034515 | 919.0125 | 0.00332 | 1000.9179 | 0 | 919.0125 | 0.59028 | 915.1308 | 0 | 1000.9179 | 0 | 1000.9179 | 0 | 0 | 0 | 1.2841e-05 | 7.6624e-05 | -1.2478e-05 | 0 | 0 | 0 | 0 | 0.00030725 | 0.00014734 | 0.00018571 | 0.00010447 | 8.3236e-05 | 0.000224 | 0 | 0.14219 | 0 | 0 | 0
|  | 1001.1609 | 0 | 1001.1609 | 0 | 924.7959 | -0.00050866 | 929.4932 | -0.0006263 | 930.6337 | -8.397e-07 | 919.2521 | 0 | 919.2521 | 0 | 1001.1609 | 0 | 915.3663 | 0 | 929.4932 | -0.00061895 | 919.2521 | -0.00446 | 919.0125 | 0.00468 | 915.3663 | 5.1831e-05 | 924.7959 | 0.00034692 | 919.2521 | -0.00145 | 1001.1609 | 0 | 919.2521 | 0.5968 | 915.3663 | 0 | 1001.1609 | 0 | 1001.1609 | 0 | 0 | 0 | 3.6663e-05 | -8.2936e-05 | -1.1717e-05 | 0 | 0 | 0 | 0 | -3.61e-05 | -8.2669e-05 | 0.0002803 | 0.00011415 | 8.354e-05 | 0.00028036 | 0 | 0.14276 | 0 | 0 | 0
|  | 1001.4039 | 0 | 1001.4039 | 0 | 925.0364 | 0.0008135 | 929.7351 | -5.9466e-05 | 930.8778 | -9.5171e-05 | 919.4917 | 0 | 919.4917 | 0 | 1001.4039 | 0 | 915.6017 | 0 | 929.7351 | 0.00032046 | 919.4917 | 0.00377 | 919.2521 | -0.00234 | 915.6017 | 0.00091798 | 925.0364 | 0.00034768 | 919.4917 | 0.00379 | 1001.4039 | 0 | 919.4917 | 0.59473 | 915.6017 | 0 | 1001.4039 | 0 | 1001.4039 | 0 | 0 | 0 | 3.9096e-05 | -4.6002e-05 | -1.0994e-05 | 0 | 0 | 0 | 0 | -0.00015108 | 0.00040749 | -5.032e-05 | 4.0405e-05 | 8.3588e-05 | 0.0004106 | 0 | 0.14344 | 0 | 0 | 0
|  | 1001.6469 | 0 | 1001.6469 | 0 | 925.277 | -0.00048843 | 929.9769 | -0.000321 | 931.1219 | 5.1064e-06 | 919.7313 | 0 | 919.7313 | 0 | 1001.6469 | 0 | 915.8372 | 0 | 929.9769 | -0.00157 | 919.7313 | -0.00036883 | 919.4917 | 0.00192 | 915.8372 | -0.0005748 | 925.277 | 0.00034732 | 919.7313 | -0.00036294 | 1001.6469 | 0 | 919.7313 | 0.60248 | 915.8372 | 0 | 1001.6469 | 0 | 1001.6469 | 0 | 0 | 0 | 8.4299e-06 | 9.4189e-05 | -1.1599e-05 | 0 | 0 | 0 | 0 | 0.00029623 | 0.00053811 | 1.1981e-06 | 0.00016184 | 8.3365e-05 | 0.00045255 | 0 | 0.14467 | 0 | 0 | 0
|  | 1001.8899 | 0 | 1001.8899 | 0 | 925.5175 | 0.00055852 | 930.2188 | 0.0011 | 931.3661 | -0.00010013 | 919.971 | 0 | 919.971 | 0 | 1001.8899 | 0 | 916.0726 | 0 | 930.2188 | 0.00402 | 919.971 | 0.00486 | 919.7313 | -0.00191 | 916.0726 | 0.0019494 | 925.5175 | 0.00034582 | 919.971 | 0.00414 | 1001.8899 | 0 | 919.971 | 0.60497 | 916.0726 | 0 | 1001.8899 | 0 | 1001.8899 | 0 | 0 | 0 | 1.6308e-05 | 2.3976e-05 | -1.4407e-05 | 0 | 0 | 0 | 0 | 4.8376e-05 | -0.00023968 | 0.00013779 | 0.00026641 | 8.2898e-05 | 0.00027563 | 0 | 0.14565 | 0 | 0 | 0
|  | 1002.1329 | 0 | 1002.1329 | 0 | 925.7581 | -0.00042296 | 930.4606 | -0.00090175 | 931.6102 | -1.7922e-05 | 920.2106 | 0 | 920.2106 | 0 | 1002.1329 | 0 | 916.3081 | 0 | 930.4606 | -0.00362 | 920.2106 | -0.00686 | 919.971 | 0.00306 | 916.3081 | 0.00031332 | 925.7581 | 0.00034327 | 920.2106 | -0.00184 | 1002.1329 | 0 | 920.2106 | 0.61044 | 916.3081 | 0 | 1002.1329 | 0 | 1002.1329 | 0 | 0 | 0 | 4.1477e-05 | -3.398e-05 | -1.809e-05 | 0 | 0 | 0 | 0 | -0.00012457 | -0.0005811 | 0.00020373 | 0.00011336 | 8.2165e-05 | 0.00013299 | 0 | 0.14643 | 0 | 0 | 0
|  | 1002.3759 | 0 | 1002.3759 | 0 | 925.9987 | 0.00076783 | 930.7025 | 0.00062078 | 931.8543 | -0.00013027 | 920.4503 | 0 | 920.4503 | 0 | 1002.3759 | 0 | 916.5436 | 0 | 930.7025 | 0.00259 | 920.4503 | 0.00201 | 920.2106 | -0.00136 | 916.5436 | 0.00064953 | 925.9987 | 0.0003399 | 920.4503 | 0.00295 | 1002.3759 | 0 | 920.4503 | 0.61173 | 916.5436 | 0 | 1002.3759 | 0 | 1002.3759 | 0 | 0 | 0 | 2.2963e-05 | 3.4416e-05 | -1.9618e-05 | 0 | 0 | 0 | 0 | 1.6932e-05 | 0.00022714 | 5.0322e-05 | -9.1533e-07 | 8.1327e-05 | 0.00013063 | 0 | 0.14739 | 0 | 0 | 0
|  | 1002.619 | 0 | 1002.619 | 0 | 926.2393 | -0.00057695 | 930.9444 | -0.00033622 | 932.0985 | -3.0399e-05 | 920.6899 | 0 | 920.6899 | 0 | 1002.619 | 0 | 916.779 | 0 | 930.9444 | -0.00245 | 920.6899 | -0.00011465 | 920.4503 | 0.00178 | 916.7791 | -0.0006573 | 926.2393 | 0.00033613 | 920.6899 | -0.00186 | 1002.619 | 0 | 920.6899 | 0.61815 | 916.7791 | 0 | 1002.619 | 0 | 1002.619 | 0 | 0 | 0 | 7.2646e-06 | 7.3238e-05 | -1.8691e-05 | 0 | 0 | 0 | 0 | -0.00023257 | 0.00045594 | -4.3142e-05 | 0.00016874 | 8.0433e-05 | -1.6774e-05 | 0 | 0.14835 | 0 | 0 | 0
|  | 1002.862 | 0 | 1002.862 | 0 | 926.4799 | 0.00063734 | 931.1863 | 0.00094179 | 932.3427 | -0.00012272 | 920.9296 | 0 | 920.9296 | 0 | 1002.862 | 0 | 917.0145 | 0 | 931.1863 | 0.00052695 | 920.9296 | 0.00392 | 920.6899 | -0.00214 | 917.0145 | 0.0020905 | 926.4799 | 0.00033247 | 920.9296 | 0.00172 | 1002.862 | 0 | 920.9296 | 0.62003 | 917.0145 | 0 | 1002.862 | 0 | 1002.862 | 0 | 0 | 0 | 1.8277e-05 | -7.8551e-07 | -1.8363e-05 | 0 | 0 | 0 | 0 | -0.00021806 | 0.0004441 | 0.00039659 | 0.00039436 | 7.9628e-05 | 0.00013831 | 0 | 0.14959 | 0 | 0 | 0
|  | 1003.105 | 0 | 1003.105 | 0 | 926.7205 | -0.00048541 | 931.4282 | -0.00094829 | 932.5868 | -2.7712e-05 | 921.1693 | 0 | 921.1693 | 0 | 1003.105 | 0 | 917.25 | 0 | 931.4282 | -0.00233 | 921.1693 | -0.00021425 | 920.9296 | 0.00545 | 917.25 | 0.001259 | 926.7205 | 0.00032944 | 921.1693 | -0.0005659 | 1003.105 | 0 | 921.1693 | 0.62822 | 917.25 | 0 | 1003.105 | 0 | 1003.105 | 0 | 0 | 0 | 3.0354e-05 | -2.1016e-05 | -1.7991e-05 | 0 | 0 | 0 | 0 | 0.00029026 | 0.00029671 | 0.00033076 | 0.00012155 | 7.903e-05 | 0.00026056 | 0 | 0.15082 | 0 | 0 | 0
|  | 1003.348 | 0 | 1003.348 | 0 | 926.9611 | 0.00073773 | 931.67 | 0.00077451 | 932.831 | -0.00011964 | 921.4089 | 0 | 921.4089 | 0 | 1003.348 | 0 | 917.4855 | 0 | 931.67 | 0.00473 | 921.4089 | 0.00269 | 921.1693 | -0.00269 | 917.4855 | -0.00022688 | 926.9611 | 0.0003275 | 921.4089 | 0.00274 | 1003.348 | 0 | 921.4089 | 0.63021 | 917.4855 | 0 | 1003.348 | 0 | 1003.348 | 0 | 0 | 0 | 4.3377e-05 | 5.0288e-05 | -1.6039e-05 | 0 | 0 | 0 | 0 | 0.00016211 | -0.00045539 | -0.0004422 | -2.982e-05 | 7.8723e-05 | 0.0001486 | 0 | 0.15189 | 0 | 0 | 0
|  | 1003.5911 | 0 | 1003.5911 | 0 | 927.2017 | -0.00037716 | 931.912 | -0.00035882 | 933.0751 | -1.1756e-05 | 921.6486 | 0 | 921.6486 | 0 | 1003.5911 | 0 | 917.721 | 0 | 931.912 | -0.00339 | 921.6486 | -0.00649 | 921.4089 | -0.00099974 | 917.721 | -2.6399e-05 | 927.2017 | 0.00032689 | 921.6486 | -0.0015 | 1003.5911 | 0 | 921.6486 | 0.63719 | 917.721 | 0 | 1003.5911 | 0 | 1003.5911 | 0 | 0 | 0 | 1.9355e-05 | 1.4454e-06 | -1.2964e-05 | 0 | 0 | 0 | 0 | 0.00011126 | -0.00029961 | -0.0006519 | 4.1773e-05 | 7.8743e-05 | 0.00028763 | 0 | 0.15313 | 0 | 0 | 0
|  | 1003.8341 | 0 | 1003.8341 | 0 | 927.4423 | 0.00053804 | 932.1539 | 0.00037077 | 933.3193 | -9.4418e-05 | 921.8883 | 0 | 921.8883 | 0 | 1003.8341 | 0 | 917.9565 | 0 | 932.1539 | 0.00431 | 921.8883 | 0.00399 | 921.6486 | -0.00444 | 917.9565 | 0.0003811 | 927.4423 | 0.00032766 | 921.8883 | 0.0039 | 1003.8341 | 0 | 921.8883 | 0.64055 | 917.9565 | 0 | 1003.8341 | 0 | 1003.8341 | 0 | 0 | 0 | -4.6943e-06 | -2.8496e-05 | -9.683e-06 | 0 | 0 | 0 | 0 | 0.00022379 | 0.00033316 | -7.9098e-05 | 2.2748e-05 | 7.9087e-05 | 0.00032477 | 0 | 0.15443 | 0 | 0 | 0
|  | 1004.0772 | 0 | 1004.0772 | 0 | 927.6829 | -0.00057706 | 932.3958 | -0.00060634 | 933.5635 | 1.5113e-05 | 922.128 | 0 | 922.128 | 0 | 1004.0772 | 0 | 918.1921 | 0 | 932.3958 | -0.00246 | 922.128 | -0.00121 | 921.8883 | 0.00378 | 918.1921 | -0.00018795 | 927.6829 | 0.00032958 | 922.128 | -0.00119 | 1004.0772 | 0 | 922.128 | 0.64811 | 918.1921 | 0 | 1004.0772 | 0 | 1004.0772 | 0 | 0 | 0 | 1.9989e-05 | 7.0591e-05 | -1.084e-05 | 0 | 0 | 0 | 0 | -1.4513e-05 | 0.0005429 | 3.4754e-05 | 4.3573e-06 | 7.9618e-05 | 0.00031999 | 0 | 0.15539 | 0 | 0 | 0
|  | 1004.3202 | 0 | 1004.3202 | 0 | 927.9235 | 0.00074322 | 932.6377 | 0.00119 | 933.8077 | -0.00010389 | 922.3677 | 0 | 922.3677 | 0 | 1004.3202 | 0 | 918.4275 | 0 | 932.6377 | 0.00234 | 922.3677 | 0.00574 | 922.128 | -0.00349 | 918.4276 | 0.00022496 | 927.9235 | 0.00033224 | 922.3677 | 0.00386 | 1004.3202 | 0 | 922.3677 | 0.64851 | 918.4276 | 0 | 1004.3202 | 0 | 1004.3202 | 0 | 0 | 0 | 3.1854e-05 | 0.00016129 | -1.3729e-05 | 0 | 0 | 0 | 0 | -3.6291e-06 | 0.00041955 | -0.00039651 | 0.00014963 | 8.0304e-05 | 0.00019419 | 0 | 0.15613 | 0 | 0 | 0
|  | 1004.5633 | 0 | 1004.5633 | 0 | 928.1642 | -0.0004785 | 932.8796 | 0.0001433 | 934.052 | -8.5231e-06 | 922.6074 | 0 | 922.6074 | 0 | 1004.5633 | 0 | 918.6631 | 0 | 932.8796 | -0.00237 | 922.6074 | -0.00224 | 922.3677 | 0.00018145 | 918.6631 | 0.0010456 | 928.1642 | 0.00033512 | 922.6074 | -0.00224 | 1004.5633 | 0 | 922.6074 | 0.65396 | 918.6631 | 0 | 1004.5633 | 0 | 1004.5633 | 0 | 0 | 0 | 6.0927e-06 | 0.00015282 | -1.3902e-05 | 0 | 0 | 0 | 0 | 0.00062662 | 0.00039069 | -0.00031029 | 0.00010545 | 8.0957e-05 | -3.5953e-05 | 0 | 0.15697 | 0 | 0 | 0
|  | 1004.8063 | 0 | 1004.8063 | 0 | 928.4048 | 0.00052913 | 933.1216 | 0.00112 | 934.2962 | -0.00010534 | 922.8471 | 0 | 922.8471 | 0 | 1004.8063 | 0 | 918.8986 | 0 | 933.1216 | 0.00755 | 922.8471 | 0.0055 | 922.6074 | -0.00277 | 918.8986 | -0.00015018 | 928.4048 | 0.00033767 | 922.8471 | 0.00194 | 1004.8063 | 0 | 922.8471 | 0.65579 | 918.8986 | 0 | 1004.8063 | 0 | 1004.8063 | 0 | 0 | 0 | -1.158e-06 | 5.6031e-05 | -1.353e-05 | 0 | 0 | 0 | 0 | 0.00068714 | 0.00032964 | -0.00017378 | 0.00010141 | 8.1477e-05 | 0.00032573 | 0 | 0.15793 | 0 | 0 | 0
|  | 1005.0494 | 0 | 1005.0494 | 0 | 928.6455 | -0.00053875 | 933.3635 | -0.00065684 | 934.5405 | -5.4422e-06 | 923.0869 | 0 | 923.0869 | 0 | 1005.0494 | 0 | 919.1342 | 0 | 933.3635 | -0.00187 | 923.0869 | -0.00275 | 922.8471 | 0.00132 | 919.1342 | 0.0010111 | 928.6455 | 0.00033944 | 923.0869 | 0.00077734 | 1005.0494 | 0 | 923.0869 | 0.66169 | 919.1342 | 0 | 1005.0494 | 0 | 1005.0494 | 0 | 0 | 0 | -2.3449e-06 | 7.3788e-06 | -1.4947e-05 | 0 | 0 | 0 | 0 | 0.00011734 | 3.3565e-05 | -2.8769e-05 | 0.00011326 | 8.1775e-05 | 0.00066259 | 0 | 0.15873 | 0 | 0 | 0
|  | 1005.2925 | 0 | 1005.2925 | 0 | 928.8862 | 0.00051927 | 933.6055 | 0.00071784 | 934.7847 | -0.00011697 | 923.3266 | 0 | 923.3266 | 0 | 1005.2925 | 0 | 919.3697 | 0 | 933.6055 | 0.00284 | 923.3266 | 0.00303 | 923.0869 | -0.00156 | 919.3698 | -4.9366e-05 | 928.8862 | 0.00034015 | 923.3266 | 0.00475 | 1005.2925 | 0 | 923.3266 | 0.6624 | 919.3698 | 0 | 1005.2925 | 0 | 1005.2925 | 0 | 0 | 0 | 2.2167e-05 | -4.6231e-05 | -1.7791e-05 | 0 | 0 | 0 | 0 | 8.4679e-05 | -3.1168e-05 | 0.00083193 | -2.3581e-05 | 8.1827e-05 | 0.00013666 | 0 | 0.15934 | 0 | 0 | 0
|  | 1005.5356 | 0 | 1005.5356 | 0 | 929.1269 | -0.00033509 | 933.8474 | -0.0011 | 935.0289 | -2.8701e-05 | 923.5664 | 0 | 923.5664 | 0 | 1005.5356 | 0 | 919.6053 | 0 | 933.8474 | -0.00214 | 923.5664 | -0.00329 | 923.3266 | 0.0085 | 919.6053 | -0.00015087 | 929.1269 | 0.0003397 | 923.5664 | -0.00361 | 1005.5356 | 0 | 923.5664 | 0.6668 | 919.6053 | 0 | 1005.5356 | 0 | 1005.5356 | 0 | 0 | 0 | 1.7595e-05 | -9.8425e-05 | -1.9721e-05 | 0 | 0 | 0 | 0 | 5.8082e-05 | -0.00010189 | 0.00056821 | 6.998e-05 | 8.1574e-05 | -0.00022296 | 0 | 0.16008 | 0 | 0 | 0
|  | 1005.7786 | 0 | 1005.7786 | 0 | 929.3676 | 0.00048131 | 934.0894 | 0.0002866 | 935.2732 | -0.00013277 | 923.8061 | 0 | 923.8061 | 0 | 1005.7786 | 0 | 919.8409 | 0 | 934.0894 | 0.00262 | 923.8061 | 0.00244 | 923.5664 | -0.00376 | 919.8409 | 0.00074493 | 929.3676 | 0.00033822 | 923.8061 | 0.00175 | 1005.7786 | 0 | 923.8061 | 0.66862 | 919.8409 | 0 | 1005.7786 | 0 | 1005.7786 | 0 | 0 | 0 | -1.3076e-07 | -6.2054e-05 | -2.1905e-05 | 0 | 0 | 0 | 0 | 7.3792e-05 | -0.00017622 | 0.00011148 | 3.981e-06 | 8.1149e-05 | 0.00012194 | 0 | 0.1612 | 0 | 0 | 0
|  | 1006.0217 | 0 | 1006.0217 | 0 | 929.6083 | -0.0004824 | 934.3314 | -0.00079957 | 935.5175 | -4.6531e-05 | 924.0458 | 0 | 924.0458 | 0 | 1006.0217 | 0 | 920.0764 | 0 | 934.3314 | -0.00201 | 924.0458 | -0.00391 | 923.8061 | 0.00469 | 920.0764 | -0.00071113 | 929.6083 | 0.000336 | 924.0458 | -0.00073278 | 1006.0217 | 0 | 924.0458 | 0.67612 | 920.0764 | 0 | 1006.0217 | 0 | 1006.0217 | 0 | 0 | 0 | 1.3795e-05 | -1.6499e-05 | -2.5667e-05 | 0 | 0 | 0 | 0 | -0.00028031 | 0.0001858 | 0.00020858 | 2.2614e-05 | 8.0555e-05 | 0.00018067 | 0 | 0.16246 | 0 | 0 | 0
|  | 1006.2648 | 0 | 1006.2648 | 0 | 929.8489 | 0.00059704 | 934.5734 | 0.00066321 | 935.7618 | -0.00016363 | 924.2856 | 0 | 924.2856 | 0 | 1006.2648 | 0 | 920.312 | 0 | 934.5734 | -0.00030661 | 924.2856 | 0.00546 | 924.0458 | -0.00295 | 920.312 | 0.0009031 | 929.8489 | 0.00033345 | 924.2856 | 0.00224 | 1006.2648 | 0 | 924.2856 | 0.67922 | 920.312 | 0 | 1006.2648 | 0 | 1006.2648 | 0 | 0 | 0 | 8.9187e-06 | -1.4055e-05 | -2.8341e-05 | 0 | 0 | 0 | 0 | 8.8743e-05 | 0.00062438 | 3.1166e-05 | 5.2398e-05 | 7.9974e-05 | 5.2758e-05 | 0 | 0.1638 | 0 | 0 | 0
|  | 1006.5079 | 0 | 1006.5079 | 0 | 930.0897 | -0.00052294 | 934.8154 | -0.00077937 | 936.006 | -6.8424e-05 | 924.5254 | 0 | 924.5254 | 0 | 1006.5079 | 0 | 920.5476 | 0 | 934.8154 | 0.00104 | 924.5254 | -0.00025274 | 924.2856 | 0.00321 | 920.5476 | -0.00045829 | 930.0897 | 0.00033101 | 924.5254 | -0.0018 | 1006.5079 | 0 | 924.5254 | 0.68688 | 920.5476 | 0 | 1006.5079 | 0 | 1006.5079 | 0 | 0 | 0 | -6.1494e-06 | 3.2738e-05 | -3.0679e-05 | 0 | 0 | 0 | 0 | 0.00029033 | 0.00056189 | 0.00031236 | -1.9884e-05 | 7.945e-05 | 0.00056701 | 0 | 0.1649 | 0 | 0 | 0
|  | 1006.751 | 0 | 1006.751 | 0 | 930.3304 | 0.00047185 | 935.0573 | 0.00105 | 936.2504 | -0.0001827 | 924.7651 | 0 | 924.7651 | 0 | 1006.751 | 0 | 920.7831 | 0 | 935.0573 | 0.00136 | 924.7651 | 0.00494 | 924.5254 | -0.00060492 | 920.7831 | 0.00028944 | 930.3304 | 0.00032908 | 924.7651 | 0.00653 | 1006.751 | 0 | 924.7651 | 0.68868 | 920.7831 | 0 | 1006.751 | 0 | 1006.751 | 0 | 0 | 0 | -1.3962e-05 | 4.8423e-05 | -3.0961e-05 | 0 | 0 | 0 | 0 | -0.00025532 | -9.592e-06 | -1.3308e-05 | 0.00012053 | 7.9082e-05 | 0.00061149 | 0 | 0.16596 | 0 | 0 | 0
|  | 1006.9941 | 0 | 1006.9941 | 0 | 930.5711 | -0.00058785 | 935.2993 | -0.00064983 | 936.4947 | -7.0738e-05 | 925.0049 | 0 | 925.0049 | 0 | 1006.9941 | 0 | 921.0187 | 0 | 935.2993 | -0.00347 | 925.0049 | -0.00502 | 924.7651 | 0.00049391 | 921.0187 | 0.00073377 | 930.5711 | 0.00032795 | 925.0049 | -0.00143 | 1006.9941 | 0 | 925.0049 | 0.69549 | 921.0187 | 0 | 1006.9941 | 0 | 1006.9941 | 0 | 0 | 0 | 5.608e-06 | 9.5384e-07 | -3.0892e-05 | 0 | 0 | 0 | 0 | -0.00021901 | -0.00034653 | -0.00031487 | 0.00024294 | 7.8938e-05 | 0.00030935 | 0 | 0.16718 | 0 | 0 | 0
|  | 1007.2372 | 0 | 1007.2372 | 0 | 930.8119 | 0.00063443 | 935.5413 | 0.00065771 | 936.739 | -0.00018221 | 925.2447 | 0 | 925.2447 | 0 | 1007.2372 | 0 | 921.2543 | 0 | 935.5413 | 0.00166 | 925.2447 | 0.00213 | 925.0049 | -0.00312 | 921.2543 | 0.0013286 | 930.8119 | 0.00032772 | 925.2447 | 0.00401 | 1007.2372 | 0 | 925.2447 | 0.69874 | 921.2543 | 0 | 1007.2372 | 0 | 1007.2372 | 0 | 0 | 0 | 1.593e-05 | -8.5318e-07 | -3.2117e-05 | 0 | 0 | 0 | 0 | -1.5735e-05 | -0.00047482 | 0.00041127 | 0.00011778 | 7.8958e-05 | 0.00016067 | 0 | 0.16828 | 0 | 0 | 0
|  | 1007.4803 | 0 | 1007.4803 | 0 | 931.0526 | -0.00050208 | 935.7834 | -0.00066476 | 936.9833 | -8.063e-05 | 925.4846 | 0 | 925.4846 | 0 | 1007.4803 | 0 | 921.49 | 0 | 935.7834 | -0.00179 | 925.4846 | -0.00609 | 925.2447 | 0.00655 | 921.49 | -0.000329 | 931.0526 | 0.00032829 | 925.4846 | -0.00267 | 1007.4803 | 0 | 925.4846 | 0.70471 | 921.49 | 0 | 1007.4803 | 0 | 1007.4803 | 0 | 0 | 0 | 1.4188e-05 | -3.8513e-05 | -3.0716e-05 | 0 | 0 | 0 | 0 | 0.0002904 | -0.00039928 | 0.00033094 | 0.00016899 | 7.9176e-05 | 3.5972e-06 | 0 | 0.16929 | 0 | 0 | 0
|  | 1007.7234 | 0 | 1007.7234 | 0 | 931.2934 | 0.00061993 | 936.0254 | 0.00034647 | 937.2277 | -0.00017081 | 925.7244 | 0 | 925.7244 | 0 | 1007.7234 | 0 | 921.7256 | 0 | 936.0254 | 0.00419 | 925.7244 | 0.00276 | 925.4846 | -0.00379 | 921.7256 | 0.0017636 | 931.2934 | 0.00032937 | 925.7244 | 0.0027 | 1007.7234 | 0 | 925.7244 | 0.70714 | 921.7256 | 0 | 1007.7234 | 0 | 1007.7234 | 0 | 0 | 0 | 1.5069e-05 | -9.2387e-05 | -2.8024e-05 | 0 | 0 | 0 | 0 | 0.00025652 | 1.5587e-05 | 0.00020024 | 2.9947e-05 | 7.9426e-05 | 7.0741e-05 | 0 | 0.17017 | 0 | 0 | 0
|  | 1007.9666 | 0 | 1007.9666 | 0 | 931.5341 | -0.00049474 | 936.2674 | -0.00111 | 937.472 | -5.8601e-05 | 925.9642 | 0 | 925.9642 | 0 | 1007.9666 | 0 | 921.9612 | 0 | 936.2674 | -0.00207 | 925.9642 | -0.00263 | 925.7244 | 0.00546 | 921.9612 | -0.0015093 | 931.5341 | 0.00033053 | 925.9642 | -0.00211 | 1007.9666 | 0 | 925.9642 | 0.71214 | 921.9612 | 0 | 1007.9666 | 0 | 1007.9666 | 0 | 0 | 0 | 6.2439e-06 | -0.00010256 | -2.7193e-05 | 0 | 0 | 0 | 0 | 1.3314e-05 | 0.000506 | 0.00021462 | -3.2545e-05 | 7.9677e-05 | 0.00010911 | 0 | 0.17057 | 0 | 0 | 0
|  | 1008.2097 | 0 | 1008.2097 | 0 | 931.7749 | 0.0005466 | 936.5095 | 0.00026268 | 937.7164 | -0.00016394 | 926.204 | 0 | 926.204 | 0 | 1008.2097 | 0 | 922.1968 | 0 | 936.5095 | 0.00218 | 926.204 | 0.00685 | 925.9642 | -0.00367 | 922.1968 | 0.0012331 | 931.7749 | 0.00033129 | 926.204 | 0.00302 | 1008.2097 | 0 | 926.204 | 0.71042 | 922.1968 | 0 | 1008.2097 | 0 | 1008.2097 | 0 | 0 | 0 | 1.4851e-05 | -0.00012189 | -2.8468e-05 | 0 | 0 | 0 | 0 | 0.00021751 | 0.00099042 | -8.9929e-05 | 0.00018743 | 7.9755e-05 | 2.9976e-05 | 0 | 0.17131 | 0 | 0 | 0
|  | 1008.4528 | 0 | 1008.4528 | 0 | 932.0157 | -0.00042324 | 936.7515 | -0.00127 | 937.9607 | -6.9105e-05 | 926.4438 | 0 | 926.4438 | 0 | 1008.4528 | 0 | 922.4324 | 0 | 936.7515 | -0.00038236 | 926.4438 | 0.00141 | 926.204 | 0.00292 | 922.4324 | 0.00035797 | 932.0157 | 0.00033118 | 926.4438 | -0.00277 | 1008.4528 | 0 | 926.4438 | 0.71826 | 922.4324 | 0 | 1008.4528 | 0 | 1008.4528 | 0 | 0 | 0 | 4.2248e-05 | -0.00015654 | -2.7833e-05 | 0 | 0 | 0 | 0 | 0.00016311 | 0.00031062 | 0.00022782 | 9.7876e-05 | 7.9585e-05 | 9.1147e-05 | 0 | 0.17245 | 0 | 0 | 0
|  | 1008.696 | 0 | 1008.696 | 0 | 932.2565 | 0.00077416 | 936.9935 | -2.3349e-05 | 938.2051 | -0.00015867 | 926.6836 | 0 | 926.6836 | 0 | 1008.696 | 0 | 922.6681 | 0 | 936.9935 | 0.00173 | 926.6836 | 0.00118 | 926.4438 | -0.00102 | 922.6681 | 0.00047269 | 932.2565 | 0.00032987 | 926.6836 | 0.00353 | 1008.696 | 0 | 926.6836 | 0.71965 | 922.6681 | 0 | 1008.696 | 0 | 1008.696 | 0 | 0 | 0 | 5.6527e-05 | -0.00017712 | -2.4606e-05 | 0 | 0 | 0 | 0 | -6.6569e-05 | -0.0001307 | 0.00044614 | 0.00010232 | 7.9125e-05 | 0.00023621 | 0 | 0.1733 | 0 | 0 | 0
|  | 1008.9391 | 0 | 1008.9391 | 0 | 932.4973 | -0.00030476 | 937.2356 | -0.00144 | 938.4495 | -4.2699e-05 | 926.9235 | 0 | 926.9235 | 0 | 1008.9391 | 0 | 922.9037 | 0 | 937.2356 | -0.00228 | 926.9235 | -0.00227 | 926.6836 | 0.00474 | 922.9037 | 0.00039572 | 932.4973 | 0.0003272 | 926.9235 | -0.00156 | 1008.9391 | 0 | 926.9235 | 0.72568 | 922.9037 | 0 | 1008.9391 | 0 | 1008.9391 | 0 | 0 | 0 | 4.6212e-05 | -0.00013044 | -2.6105e-05 | 0 | 0 | 0 | 0 | 0.00039577 | -0.00029537 | 3.5972e-05 | 0.00014853 | 7.8306e-05 | 0.00016191 | 0 | 0.17452 | 0 | 0 | 0
|  | 1009.1822 | 0 | 1009.1822 | 0 | 932.7381 | 0.0006886 | 937.4777 | 0.00036225 | 938.6938 | -0.00017093 | 927.1633 | 0 | 927.1633 | 0 | 1009.1822 | 0 | 923.1394 | 0 | 937.4777 | 0.00555 | 927.1633 | -0.00019275 | 926.9235 | -0.00444 | 923.1394 | 0.00086486 | 932.7381 | 0.00032323 | 927.1633 | 0.00291 | 1009.1822 | 0 | 927.1633 | 0.72943 | 923.1394 | 0 | 1009.1822 | 0 | 1009.1822 | 0 | 0 | 0 | 1.1571e-05 | -0.00011834 | -2.77e-05 | 0 | 0 | 0 | 0 | 0.00021302 | -0.00090344 | -0.00016191 | -4.3971e-05 | 7.725e-05 | 0.00021948 | 0 | 0.17553 | 0 | 0 | 0
|  | 1009.4254 | 0 | 1009.4254 | 0 | 932.9789 | -0.00059251 | 937.7197 | -0.00134 | 938.9382 | -5.5768e-05 | 927.4032 | 0 | 927.4032 | 0 | 1009.4254 | 0 | 923.3751 | 0 | 937.7197 | -0.00379 | 927.4032 | -0.00734 | 927.1633 | 0.00309 | 923.3751 | -0.001238 | 932.9789 | 0.00031826 | 927.4032 | -0.00108 | 1009.4254 | 0 | 927.4032 | 0.73415 | 923.3751 | 0 | 1009.4254 | 0 | 1009.4254 | 0 | 0 | 0 | -5.888e-07 | 2.4206e-06 | -2.6546e-05 | 0 | 0 | 0 | 0 | -0.00025053 | -0.00059128 | -3.4781e-05 | -6.9224e-05 | 7.5965e-05 | 0.00033102 | 0 | 0.17666 | 0 | 0 | 0
|  | 1009.6685 | 0 | 1009.6685 | 0 | 933.2197 | 0.00058762 | 937.9618 | 0.00136 | 939.1826 | -0.00016147 | 927.6431 | 0 | 927.6431 | 0 | 1009.6685 | 0 | 923.6107 | 0 | 937.9618 | 0.00172 | 927.6431 | 0.00241 | 927.4032 | -0.00338 | 923.6107 | 0.00065055 | 933.2197 | 0.00031272 | 927.6431 | 0.00384 | 1009.6685 | 0 | 927.6431 | 0.73881 | 923.6107 | 0 | 1009.6685 | 0 | 1009.6685 | 0 | 0 | 0 | -9.2675e-06 | 0.00012173 | -2.427e-05 | 0 | 0 | 0 | 0 | -0.00024334 | -0.00019549 | 0.00070882 | 0.00014691 | 7.4647e-05 | 0.00013312 | 0 | 0.17794 | 0 | 0 | 0
|  | 1009.9117 | 0 | 1009.9117 | 0 | 933.4606 | -0.00066458 | 938.2039 | -0.0003545 | 939.4271 | -3.7102e-05 | 927.8829 | 0 | 927.8829 | 0 | 1009.9117 | 0 | 923.8464 | 0 | 938.2039 | -0.00373 | 927.8829 | -0.00404 | 927.6431 | 0.00929 | 923.8464 | 0.00059626 | 933.4606 | 0.00030716 | 927.8829 | -0.00273 | 1009.9117 | 0 | 927.8829 | 0.74488 | 923.8464 | 0 | 1009.9117 | 0 | 1009.9117 | 0 | 0 | 0 | 6.0291e-06 | 3.2799e-05 | -2.2328e-05 | 0 | 0 | 0 | 0 | -4.9622e-05 | -4.0778e-05 | 0.00095104 | 0.00023105 | 7.3373e-05 | -2.3987e-05 | 0 | 0.17886 | 0 | 0 | 0
|  | 1010.1549 | 0 | 1010.1549 | 0 | 933.7014 | 0.00071464 | 938.446 | 0.0006255 | 939.6715 | -0.00014563 | 928.1228 | 0 | 928.1228 | 0 | 1010.1549 | 0 | 924.082 | 0 | 938.446 | 0.00332 | 928.1228 | 0.0037 | 927.8829 | -0.00136 | 924.082 | 0.0013646 | 933.7014 | 0.00030214 | 928.1228 | 0.00253 | 1010.1549 | 0 | 928.1228 | 0.74643 | 924.082 | 0 | 1010.1549 | 0 | 1010.1549 | 0 | 0 | 0 | 2.2565e-05 | -3.1189e-05 | -2.3353e-05 | 0 | 0 | 0 | 0 | -0.00016586 | 0.00034076 | 0.00030583 | 0.00012355 | 7.2287e-05 | 0.00035255 | 0 | 0.18025 | 0 | 0 | 0
|  | 1010.398 | 0 | 1010.398 | 0 | 933.9423 | -0.00052726 | 938.6881 | -0.00088312 | 939.9159 | -4.5448e-05 | 928.3627 | 0 | 928.3627 | 0 | 1010.398 | 0 | 924.3178 | 0 | 938.6881 | -0.00469 | 928.3627 | -0.00085952 | 928.1228 | 0.00391 | 924.3177 | -0.00031636 | 933.9423 | 0.00029814 | 928.3627 | 0.00040877 | 1010.398 | 0 | 928.3627 | 0.75608 | 924.3177 | 0 | 1010.398 | 0 | 1010.398 | 0 | 0 | 0 | 1.6395e-05 | -4.3487e-05 | -2.4302e-05 | 0 | 0 | 0 | 0 | -0.00016098 | 0.00074006 | 5.0385e-05 | 3.4277e-05 | 7.1492e-05 | 0.00050118 | 0 | 0.18148 | 0 | 0 | 0
|  | 1010.6412 | 0 | 1010.6412 | 0 | 934.1831 | 0.00066341 | 938.9302 | 0.00052383 | 940.1603 | -0.00015338 | 928.6026 | 0 | 928.6026 | 0 | 1010.6412 | 0 | 924.5534 | 0 | 938.9302 | 0.00336 | 928.6026 | 0.00703 | 928.3627 | -0.00349 | 924.5534 | 0.00060727 | 934.1831 | 0.00029553 | 928.6026 | 0.00377 | 1010.6412 | 0 | 928.6026 | 0.75704 | 924.5534 | 0 | 1010.6412 | 0 | 1010.6412 | 0 | 0 | 0 | 2.9132e-05 | -1.5206e-05 | -2.2484e-05 | 0 | 0 | 0 | 0 | 8.2321e-05 | 5.0385e-05 | 0.00043297 | 9.7126e-05 | 7.1072e-05 | 0.00025313 | 0 | 0.18274 | 0 | 0 | 0
|  | 1010.8844 | 0 | 1010.8844 | 0 | 934.424 | -0.00042155 | 939.1723 | -0.00064944 | 940.4048 | -3.0576e-05 | 928.8425 | 0 | 928.8425 | 0 | 1010.8844 | 0 | 924.7891 | 0 | 939.1723 | -0.00268 | 928.8425 | -0.00661 | 928.6026 | 0.0071 | 924.7891 | 0.00021682 | 934.424 | 0.00029451 | 928.8425 | -0.00166 | 1010.8844 | 0 | 928.8425 | 0.76625 | 924.7891 | 0 | 1010.8844 | 0 | 1010.8844 | 0 | 0 | 0 | 2.9129e-06 | -8.5666e-07 | -2.0775e-05 | 0 | 0 | 0 | 0 | 0.00015981 | -0.00068281 | 0.00065261 | 0.00018322 | 7.1003e-05 | 0.00026026 | 0 | 0.18372 | 0 | 0 | 0
|  | 1011.1275 | 0 | 1011.1275 | 0 | 934.6649 | 0.00044574 | 939.4144 | 0.00064236 | 940.6492 | -0.0001394 | 929.0824 | 0 | 929.0824 | 0 | 1011.1275 | 0 | 925.0248 | 0 | 939.4144 | 0.004 | 929.0824 | 0.00091684 | 928.8425 | -0.00166 | 925.0248 | 0.0013378 | 934.6649 | 0.00029511 | 929.0824 | 0.00383 | 1011.1275 | 0 | 929.0824 | 0.76561 | 925.0248 | 0 | 1011.1275 | 0 | 1011.1275 | 0 | 0 | 0 | -2.295e-05 | -6.63e-05 | -1.9824e-05 | 0 | 0 | 0 | 0 | -5.9322e-05 | -0.0002811 | 0.00038379 | 6.1716e-05 | 7.1347e-05 | 0.00045087 | 0 | 0.1847 | 0 | 0 | 0
|  | 1011.3707 | 0 | 1011.3707 | 0 | 934.9058 | -0.00063627 | 939.6566 | -0.00119 | 940.8937 | -2.2747e-05 | 929.3223 | 0 | 929.3223 | 0 | 1011.3707 | 0 | 925.2605 | 0 | 939.6566 | -0.00449 | 929.3223 | -0.00326 | 929.0824 | 0.00486 | 925.2605 | -0.000814 | 934.9058 | 0.00029722 | 929.3223 | -7.1621e-05 | 1011.3707 | 0 | 929.3223 | 0.774 | 925.2605 | 0 | 1011.3707 | 0 | 1011.3707 | 0 | 0 | 0 | 8.2392e-07 | -7.1452e-05 | -2.1364e-05 | 0 | 0 | 0 | 0 | -0.00062874 | -0.00030735 | -0.00017275 | 3.6663e-05 | 7.2013e-05 | 0.00068721 | 0 | 0.18574 | 0 | 0 | 0
|  | 1011.6139 | 0 | 1011.6139 | 0 | 935.1467 | 0.00064311 | 939.8987 | 0.00059978 | 941.1382 | -0.00015205 | 929.5623 | 0 | 929.5623 | 0 | 1011.6139 | 0 | 925.4962 | 0 | 939.8987 | -0.00070363 | 929.5623 | 0.00069799 | 929.3223 | -0.0063 | 925.4962 | 0.0011251 | 935.1467 | 0.00030063 | 929.5623 | 0.0058 | 1011.6139 | 0 | 929.5623 | 0.77427 | 925.4962 | 0 | 1011.6139 | 0 | 1011.6139 | 0 | 0 | 0 | 1.2386e-05 | -0.00010414 | -2.2153e-05 | 0 | 0 | 0 | 0 | -0.00047017 | -0.00032535 | -0.00026992 | 0.00024212 | 7.2961e-05 | 0.00020034 | 0 | 0.18632 | 0 | 0 | 0
|  | 1011.8571 | 0 | 1011.8571 | 0 | 935.3876 | -0.00054028 | 940.1408 | -0.00146 | 941.3827 | -2.9152e-05 | 929.8022 | 0 | 929.8022 | 0 | 1011.8571 | 0 | 925.7319 | 0 | 940.1408 | -0.00318 | 929.8022 | -0.00341 | 929.5623 | 0.00405 | 925.7319 | 0.00092926 | 935.3876 | 0.00030509 | 929.8022 | -0.00413 | 1011.8571 | 0 | 929.8022 | 0.77884 | 925.7319 | 0 | 1011.8571 | 0 | 1011.8571 | 0 | 0 | 0 | -1.9555e-06 | -7.2764e-05 | -2.3932e-05 | 0 | 0 | 0 | 0 | -0.00017074 | 0.00026151 | -9.3573e-05 | 0.00031636 | 7.413e-05 | 8.6371e-05 | 0 | 0.18741 | 0 | 0 | 0
|  | 1012.1003 | 0 | 1012.1003 | 0 | 935.6285 | 0.00052405 | 940.383 | 0.00085911 | 941.6272 | -0.00016661 | 930.0421 | 0 | 930.0421 | 0 | 1012.1003 | 0 | 925.9677 | 0 | 940.383 | 0.00177 | 930.0421 | 0.00559 | 929.8022 | -0.00483 | 925.9677 | 0.001755 | 935.6285 | 0.00031034 | 930.0421 | 0.00485 | 1012.1003 | 0 | 930.0421 | 0.78341 | 925.9677 | 0 | 1012.1003 | 0 | 1012.1003 | 0 | 0 | 0 | 1.0911e-05 | -1.2301e-05 | -2.7828e-05 | 0 | 0 | 0 | 0 | -0.00038618 | 0.0010605 | 0.00015955 | 0.00023186 | 7.5456e-05 | 0.00043667 | 0 | 0.18892 | 0 | 0 | 0
|  | 1012.3435 | 0 | 1012.3435 | 0 | 935.8694 | -0.00043347 | 940.6251 | -0.00096072 | 941.8717 | -6.1024e-05 | 930.282 | 0 | 930.282 | 0 | 1012.3435 | 0 | 926.2034 | 0 | 940.6251 | -0.00496 | 930.282 | 0.00325 | 930.0421 | 0.00616 | 926.2034 | 0.0002118 | 935.8694 | 0.0003161 | 930.282 | -0.00121 | 1012.3435 | 0 | 930.282 | 0.7914 | 926.2034 | 0 | 1012.3435 | 0 | 1012.3435 | 0 | 0 | 0 | 3.3203e-05 | -2.001e-06 | -3.162e-05 | 0 | 0 | 0 | 0 | 0.00017195 | 0.0013931 | 0.00057703 | 0.00020324 | 7.6876e-05 | 0.00039598 | 0 | 0.19013 | 0 | 0 | 0
|  | 1012.5867 | 0 | 1012.5867 | 0 | 936.1103 | 0.00070912 | 940.8673 | 0.0009442 | 942.1162 | -0.00019761 | 930.522 | 0 | 930.522 | 0 | 1012.5867 | 0 | 926.4392 | 0 | 940.8673 | 0.00638 | 930.522 | 0.00836 | 930.282 | -0.00135 | 926.4391 | 0.0015126 | 936.1103 | 0.00032212 | 930.522 | 0.00451 | 1012.5867 | 0 | 930.522 | 0.7931 | 926.4391 | 0 | 1012.5867 | 0 | 1012.5867 | 0 | 0 | 0 | 2.7236e-05 | 4.5072e-05 | -3.5138e-05 | 0 | 0 | 0 | 0 | 0.00077188 | 0.00072699 | 0.00047878 | 7.6466e-05 | 7.8347e-05 | 0.00023153 | 0 | 0.19127 | 0 | 0 | 0
|  | 1012.8299 | 0 | 1012.8299 | 0 | 936.3513 | -0.00048306 | 941.1094 | -0.00057191 | 942.3607 | -8.9806e-05 | 930.762 | 0 | 930.762 | 0 | 1012.8299 | 0 | 926.6749 | 0 | 941.1094 | -4.2648e-06 | 930.762 | -0.0023 | 930.522 | 0.00534 | 926.6749 | -0.00086383 | 936.3513 | 0.00032815 | 930.762 | -0.00258 | 1012.8299 | 0 | 930.762 | 0.80129 | 926.6749 | 0 | 1012.8299 | 0 | 1012.8299 | 0 | 0 | 0 | 3.2777e-08 | 0.00010148 | -2.1204e-05 | 0 | 0 | 0 | 0 | 0.00076841 | 4.3198e-05 | -0.00017755 | 0.00017754 | 7.9742e-05 | -1.1999e-06 | 0 | 0.19248 | 0 | 0 | 0
|  | 1013.0731 | 0 | 1013.0731 | 0 | 936.5922 | 0.00048334 | 941.3516 | 0.00141 | 942.6052 | -8.3646e-05 | 931.0019 | 0 | 931.0019 | 0 | 1013.0731 | 0 | 926.9106 | 0 | 941.3516 | 0.00635 | 931.0019 | 0.00266 | 930.762 | -0.00682 | 926.9106 | 0.0023698 | 936.5922 | 0.00033387 | 931.0019 | 0.00257 | 1013.0731 | 0 | 931.0019 | 0.80279 | 926.9106 | 0 | 1013.0731 | 0 | 1013.0731 | 0 | 0 | 0 | -1.2359e-05 | 4.1172e-05 | -2.3763e-05 | 0 | 0 | 0 | 0 | 0.00036692 | -0.00067557 | -0.00060957 | 0.00013307 | 8.1062e-05 | -8.9996e-05 | 0 | 0.19363 | 0 | 0 | 0
|  | 1013.3164 | 0 | 1013.3164 | 0 | 936.8331 | -0.00058592 | 941.5938 | -0.00107 | 942.8498 | -0.00011068 | 931.2419 | 0 | 931.2419 | 0 | 1013.3164 | 0 | 927.1464 | 0 | 941.5938 | -0.00332 | 931.2419 | -0.00829 | 931.0019 | 0.00174 | 927.1464 | -0.0012411 | 936.8331 | 0.00033894 | 931.2419 | -0.00332 | 1013.3164 | 0 | 931.2419 | 0.81084 | 927.1464 | 0 | 1013.3164 | 0 | 1013.3164 | 0 | 0 | 0 | 1.3169e-05 | 9.6876e-06 | -2.7985e-05 | 0 | 0 | 0 | 0 | 0.00021192 | 0.00014999 | -0.00026159 | -3.5542e-05 | 8.2163e-05 | -0.00034167 | 0 | 0.19496 | 0 | 0 | 0
|  | 1013.5596 | 0 | 1013.5596 | 0 | 937.0741 | 0.00069522 | 941.836 | 0.00115 | 943.0944 | -0.00011817 | 931.4819 | 0 | 931.4819 | 0 | 1013.5596 | 0 | 927.3821 | 0 | 941.836 | 0.00507 | 931.4819 | 0.00954 | 931.2419 | -0.00392 | 927.3821 | 0.00093953 | 937.0741 | 0.000343 | 931.4819 | 0.00047266 | 1013.5596 | 0 | 931.4819 | 0.81391 | 927.3821 | 0 | 1013.5596 | 0 | 1013.5596 | 0 | 0 | 0 | 4.16e-05 | -7.3868e-05 | -2.9786e-05 | 0 | 0 | 0 | 0 | 0.0001441 | 0.00081957 | -0.00030599 | 0.0001537 | 8.2977e-05 | -0.00038127 | 0 | 0.19566 | 0 | 0 | 0
|  | 1013.8028 | 0 | 1013.8028 | 0 | 937.3151 | -0.00034994 | 942.0782 | -0.00176 | 943.3389 | -0.00012547 | 931.7219 | 0 | 931.7219 | 0 | 1013.8028 | 0 | 927.6179 | 0 | 942.0782 | -0.00388 | 931.7219 | -0.00271 | 931.4819 | 0.00137 | 927.6179 | 0.00036424 | 937.3151 | 0.0003457 | 931.7219 | -0.00365 | 1013.8028 | 0 | 931.7219 | 0.81662 | 927.6179 | 0 | 1013.8028 | 0 | 1013.8028 | 0 | 0 | 0 | 2.1982e-05 | -0.00018602 | -3.1017e-05 | 0 | 0 | 0 | 0 | 5.5701e-05 | 0.00023879 | -0.00024719 | 0.00010336 | 8.3434e-05 | -4.3198e-05 | 0 | 0.19629 | 0 | 0 | 0
|  | 1014.046 | 0 | 1014.046 | 0 | 937.556 | 0.00053239 | 942.3204 | 0.00022375 | 943.5834 | -0.00012818 | 931.9619 | 0 | 931.9619 | 0 | 1014.046 | 0 | 927.8537 | 0 | 942.3204 | 0.00434 | 931.9619 | 0.0047 | 931.7219 | -0.00343 | 927.8537 | 0.00051248 | 937.556 | 0.00034679 | 931.9619 | 0.00329 | 1014.046 | 0 | 931.9619 | 0.81916 | 927.8537 | 0 | 1014.046 | 0 | 1014.046 | 0 | 0 | 0 | 0.00015537 | 0.00014612 | -3.0342e-05 | 0 | 0 | 0 | 0 | 0.00091571 | 0.00099596 | 0.00031559 | 0.00020417 | 8.349e-05 | 0.00079317 | 0 | 0.19704 | 0 | 0 | 0
|  | 1014.2893 | 0 | 1014.2893 | 0 | 937.797 | 0.00075713 | 942.5626 | 0.00098258 | 943.828 | -0.00011995 | 932.2019 | 0 | 932.2019 | 0 | 1014.2893 | 0 | 928.0895 | 0 | 942.5626 | 0.00322 | 932.2019 | 0.0036 | 931.9619 | 0.00606 | 928.0895 | 0.0012194 | 937.797 | 0.00034617 | 932.2019 | 0.00332 | 1014.2893 | 0 | 932.2019 | 0.82292 | 928.0895 | 0 | 1014.2893 | 0 | 1014.2893 | 0 | 0 | 0 | 2.6705e-05 | 1.5576e-05 | -2.9942e-05 | 0 | 0 | 0 | 0 | 0.00010051 | -0.00027359 | 0.0015215 | 0.00012196 | 8.3169e-05 | 0.00025319 | 0 | 0.19848 | 0 | 0 | 0
|  | 1014.5325 | 0 | 1014.5325 | 0 | 938.038 | -0.00053554 | 942.8048 | -0.00085395 | 944.0726 | -0.00012484 | 932.4419 | 0 | 932.4419 | 0 | 1014.5325 | 0 | 928.3253 | 0 | 942.8048 | -0.00239 | 932.4419 | -0.00588 | 932.2019 | 0.00662 | 928.3253 | -0.00018482 | 938.038 | 0.00034395 | 932.4419 | -0.00121 | 1014.5325 | 0 | 932.4419 | 0.83111 | 928.3253 | 0 | 1014.5325 | 0 | 1014.5325 | 0 | 0 | 0 | 1.1813e-05 | 4.3127e-05 | -2.9347e-05 | 0 | 0 | 0 | 0 | 8.721e-05 | -0.00024486 | 0.00018479 | 0.00012018 | 8.2459e-05 | 0.00042011 | 0 | 0.19928 | 0 | 0 | 0
|  | 1014.7758 | 0 | 1014.7758 | 0 | 938.279 | 0.00063359 | 943.0471 | 0.00121 | 944.3172 | -0.00011515 | 932.682 | 0 | 932.682 | 0 | 1014.7758 | 0 | 928.5611 | 0 | 943.0471 | 0.00311 | 932.682 | 0.00384 | 932.4419 | -0.00508 | 928.5611 | 0.0012039 | 938.279 | 0.00034045 | 932.682 | 0.00471 | 1014.7758 | 0 | 932.682 | 0.82917 | 928.5611 | 0 | 1014.7758 | 0 | 1014.7758 | 0 | 0 | 0 | 9.8274e-06 | -0.00011625 | -2.7909e-05 | 0 | 0 | 0 | 0 | -3.1485e-05 | -5.8798e-05 | -0.00010443 | -0.00013609 | 8.1541e-05 | 0.00032039 | 0 | 0.19999 | 0 | 0 | 0
|  | 1015.019 | 0 | 1015.019 | 0 | 938.52 | -0.00055204 | 943.2893 | -0.00217 | 944.5618 | -0.00011302 | 932.9219 | 0 | 932.9219 | 0 | 1015.019 | 0 | 928.7969 | 0 | 943.2893 | -0.00337 | 932.9219 | -0.00433 | 932.682 | 0.00421 | 928.7969 | -0.0023584 | 938.52 | 0.00033616 | 932.9219 | -0.00204 | 1015.019 | 0 | 932.9219 | 0.83747 | 928.7969 | 0 | 1015.019 | 0 | 1015.019 | 0 | 0 | 0 | 1.561e-05 | -0.00014877 | -2.5852e-05 | 0 | 0 | 0 | 0 | -0.00040811 | 0.00035767 | 3.1199e-05 | -0.00033067 | 8.0477e-05 | 0.00039368 | 0 | 0.2013 | 0 | 0 | 0
|  | 1015.2623 | 0 | 1015.2623 | 0 | 938.761 | 0.00068157 | 943.5315 | 0.00094173 | 944.8064 | -9.8379e-05 | 933.162 | 0 | 933.162 | 0 | 1015.2623 | 0 | 929.0326 | 0 | 943.5315 | 5.1037e-07 | 933.162 | 0.00731 | 932.9219 | -0.00395 | 929.0327 | -0.00044652 | 938.761 | 0.00033162 | 933.162 | 0.00532 | 1015.2623 | 0 | 933.162 | 0.83966 | 929.0327 | 0 | 1015.2623 | 0 | 1015.2623 | 0 | 0 | 0 | 2.8472e-05 | 8.1746e-06 | -2.1373e-05 | 0 | 0 | 0 | 0 | -0.00046506 | 0.00034927 | 0.00037328 | -0.00016983 | 7.9419e-05 | 0.00023645 | 0 | 0.20232 | 0 | 0 | 0
|  | 1015.5055 | 0 | 1015.5055 | 0 | 939.0021 | -0.00044531 | 943.7737 | -0.00087424 | 945.051 | -7.6361e-05 | 933.402 | 0 | 933.402 | 0 | 1015.5055 | 0 | 929.2685 | 0 | 943.7737 | -0.00384 | 933.402 | -0.0044 | 933.162 | 0.00706 | 929.2685 | -0.00099369 | 939.0021 | 0.00032738 | 933.402 | -0.00335 | 1015.5055 | 0 | 933.402 | 0.84601 | 929.2685 | 0 | 1015.5055 | 0 | 1015.5055 | 0 | 0 | 0 | 2.7662e-06 | 1.6444e-05 | -3.3508e-05 | 0 | 0 | 0 | 0 | -0.00041109 | -3.2407e-05 | 0.00037688 | 1.5752e-05 | 7.848e-05 | 0.00011162 | 0 | 0.20318 | 0 | 0 | 0
|  | 1015.7488 | 0 | 1015.7488 | 0 | 939.2431 | 0.00046827 | 944.016 | 0.00101 | 945.2957 | -0.0001976 | 933.6421 | 0 | 933.6421 | 0 | 1015.7488 | 0 | 929.5043 | 0 | 944.016 | 0.00044607 | 933.6421 | 0.00413 | 933.402 | -0.00392 | 929.5043 | 0.0011273 | 939.2431 | 0.00032383 | 933.6421 | 0.00428 | 1015.7488 | 0 | 933.6421 | 0.84681 | 929.5043 | 0 | 1015.7488 | 0 | 1015.7488 | 0 | 0 | 0 | -1.5852e-05 | 6.151e-05 | -3.0415e-05 | 0 | 0 | 0 | 0 | -0.00059399 | -0.00031086 | 0.00019684 | 0.00025005 | 7.7733e-05 | 0.00025685 | 0 | 0.20451 | 0 | 0 | 0
|  | 1015.9921 | 0 | 1015.9921 | 0 | 939.4841 | -0.0005998 | 944.2582 | -0.00050218 | 945.5403 | -5.106e-05 | 933.8821 | 0 | 933.8821 | 0 | 1015.9921 | 0 | 929.7401 | 0 | 944.2582 | -0.00535 | 933.8821 | -0.00672 | 933.6421 | 0.00556 | 929.7401 | 0.00099376 | 939.4841 | 0.00032118 | 933.8821 | -0.00214 | 1015.9921 | 0 | 933.8821 | 0.85709 | 929.7401 | 0 | 1015.9921 | 0 | 1015.9921 | 0 | 0 | 0 | -4.0461e-06 | -9.9058e-06 | -2.7755e-05 | 0 | 0 | 0 | 0 | -0.00013203 | -0.00031086 | 0.00039848 | 5.1701e-05 | 7.7226e-05 | 0.00022805 | 0 | 0.20579 | 0 | 0 | 0
|  | 1016.2354 | 0 | 1016.2354 | 0 | 939.7252 | 0.00056624 | 944.5005 | 0.0004204 | 945.7849 | -0.00017585 | 934.1222 | 0 | 934.1222 | 0 | 1016.2354 | 0 | 929.976 | 0 | 944.5005 | 0.00426 | 934.1222 | 0.00413 | 933.8821 | -0.00224 | 929.976 | -0.00055532 | 939.7252 | 0.00031946 | 934.1222 | 0.00404 | 1016.2354 | 0 | 934.1222 | 0.85751 | 929.976 | 0 | 1016.2354 | 0 | 1016.2354 | 0 | 0 | 0 | 2.1669e-06 | -9.6876e-05 | -2.82e-05 | 0 | 0 | 0 | 0 | 5.5731e-05 | 0.0009602 | 3.2407e-05 | -0.00011704 | 7.6885e-05 | 0.00060973 | 0 | 0.20699 | 0 | 0 | 0
|  | 1016.4786 | 0 | 1016.4786 | 0 | 939.9662 | -0.00054826 | 944.7428 | -0.00122 | 946.0296 | -5.4646e-05 | 934.3622 | 0 | 934.3622 | 0 | 1016.4786 | 0 | 930.2118 | 0 | 944.7428 | -0.0038 | 934.3622 | 0.00387 | 934.1222 | 0.00251 | 930.2118 | -0.00043723 | 939.9662 | 0.00031852 | 934.3622 | 0.00104 | 1016.4786 | 0 | 934.3622 | 0.86708 | 930.2118 | 0 | 1016.4786 | 0 | 1016.4786 | 0 | 0 | 0 | -8.6417e-06 | -7.2598e-05 | -2.8717e-05 | 0 | 0 | 0 | 0 | 4.2394e-05 | 0.00092206 | -7.3215e-05 | 0.00029563 | 7.6742e-05 | 0.00064112 | 0 | 0.20844 | 0 | 0 | 0
|  | 1016.7219 | 0 | 1016.7219 | 0 | 940.2073 | 0.00047657 | 944.9851 | 0.00062063 | 946.2742 | -0.00018014 | 934.6024 | 0 | 934.6024 | 0 | 1016.7219 | 0 | 930.4476 | 0 | 944.9851 | 0.00415 | 934.6024 | 0.00381 | 934.3622 | -0.00312 | 930.4476 | 0.0029443 | 940.2073 | 0.00031811 | 934.6024 | 0.0043 | 1016.7219 | 0 | 934.6024 | 0.86903 | 930.4476 | 0 | 1016.7219 | 0 | 1016.7219 | 0 | 0 | 0 | -3.1872e-05 | -4.2977e-05 | -2.6974e-05 | 0 | 0 | 0 | 0 | -8.4808e-05 | 0.00042371 | 0.00035658 | 0.00036038 | 7.6677e-05 | 8.5218e-05 | 0 | 0.20979 | 0 | 0 | 0
|  | 1016.9652 | 0 | 1016.9652 | 0 | 940.4484 | -0.00074097 | 945.2274 | -0.00097536 | 946.5189 | -4.0341e-05 | 934.8424 | 0 | 934.8424 | 0 | 1016.9652 | 0 | 930.6835 | 0 | 945.2274 | -0.00485 | 934.8424 | -0.0002798 | 934.6024 | 0.00609 | 930.6835 | 0.00011183 | 940.4484 | 0.00031798 | 934.8424 | -0.00359 | 1016.9652 | 0 | 934.8424 | 0.87887 | 930.6835 | 0 | 1016.9652 | 0 | 1016.9652 | 0 | 0 | 0 | -1.2472e-05 | 2.0702e-06 | -2.6257e-05 | 0 | 0 | 0 | 0 | 0.00012839 | 0.00080559 | 0.00032647 | 0.0003043 | 7.6649e-05 | -5.1624e-05 | 0 | 0.21129 | 0 | 0 | 0
|  | 1017.2085 | 0 | 1017.2085 | 0 | 940.6895 | 0.00063751 | 945.4696 | 0.00099245 | 946.7636 | -0.00017427 | 935.0825 | 0 | 935.0825 | 0 | 1017.2085 | 0 | 930.9194 | 0 | 945.4696 | 0.00591 | 935.0825 | 0.00699 | 934.8424 | -0.00337 | 930.9194 | 0.0024681 | 940.6895 | 0.00031788 | 935.0825 | 0.00316 | 1017.2085 | 0 | 935.0825 | 0.88108 | 930.9194 | 0 | 1017.2085 | 0 | 1017.2085 | 0 | 0 | 0 | 3.6789e-05 | 1.8419e-05 | -2.6311e-05 | 0 | 0 | 0 | 0 | 0.00032954 | 0.00069975 | 1.2006e-06 | 0.00020818 | 7.6611e-05 | 0.00020044 | 0 | 0.21217 | 0 | 0 | 0
|  | 1017.4518 | 0 | 1017.4518 | 0 | 940.9306 | -0.00033232 | 945.7119 | -0.00084042 | 947.0083 | -4.0783e-05 | 935.3226 | 0 | 935.3226 | 0 | 1017.4518 | 0 | 931.1552 | 0 | 945.7119 | -0.00319 | 935.3226 | -0.00116 | 935.0825 | 0.00338 | 931.1552 | -0.00070263 | 940.9306 | 0.00031766 | 935.3226 | -0.00149 | 1017.4518 | 0 | 935.3226 | 0.88663 | 931.1552 | 0 | 1017.4518 | 0 | 1017.4518 | 0 | 0 | 0 | 3.7195e-05 | -3.5595e-05 | -2.5265e-05 | 0 | 0 | 0 | 0 | -0.00051975 | 0.00072753 | 0.00052811 | 0.00011184 | 7.6531e-05 | 0.00038298 | 0 | 0.21312 | 0 | 0 | 0
|  | 1017.6951 | 0 | 1017.6951 | 0 | 941.1717 | 0.00064087 | 945.9542 | 0.00054662 | 947.253 | -0.00016572 | 935.5627 | 0 | 935.5627 | 0 | 1017.6951 | 0 | 931.3911 | 0 | 945.9542 | -0.0011 | 935.5627 | 0.00722 | 935.3226 | 0.00102 | 931.3911 | 0.0016509 | 941.1717 | 0.00031722 | 935.5627 | 0.00468 | 1017.6951 | 0 | 935.5627 | 0.88858 | 931.3911 | 0 | 1017.6951 | 0 | 1017.6951 | 0 | 0 | 0 | 2.1131e-05 | 8.2889e-06 | -2.6068e-05 | 0 | 0 | 0 | 0 | -0.0010868 | 0.00066633 | 0.00067711 | 0.00016385 | 7.6409e-05 | 0.0001921 | 0 | 0.21412 | 0 | 0 | 0
|  | 1017.9384 | 0 | 1017.9384 | 0 | 941.4128 | -0.00046562 | 946.1965 | -0.00047821 | 947.4977 | -4.7348e-05 | 935.8028 | 0 | 935.8028 | 0 | 1017.9384 | 0 | 931.6269 | 0 | 946.1965 | -0.00787 | 935.8028 | -0.00167 | 935.5627 | 0.00462 | 931.627 | -0.00026131 | 941.4128 | 0.00031649 | 935.8028 | -0.00308 | 1017.9384 | 0 | 935.8028 | 0.89484 | 931.627 | 0 | 1017.9384 | 0 | 1017.9384 | 0 | 0 | 0 | -4.4806e-07 | 3.6058e-05 | -2.7365e-05 | 0 | 0 | 0 | 0 | -0.00052824 | 0.00089681 | 0.00016688 | 0.00015762 | 7.618e-05 | 9.1242e-05 | 0 | 0.2152 | 0 | 0 | 0
|  | 1018.1817 | 0 | 1018.1817 | 0 | 941.6539 | 0.00046191 | 946.4388 | 0.00077583 | 947.7424 | -0.00017627 | 936.0429 | 0 | 936.0429 | 0 | 1018.1817 | 0 | 931.8628 | 0 | 946.4388 | 0.00351 | 936.0429 | 0.00914 | 935.8028 | -0.00323 | 931.8629 | 0.0015976 | 941.6539 | 0.00031547 | 936.0429 | 0.00384 | 1018.1817 | 0 | 936.0429 | 0.89765 | 931.8629 | 0 | 1018.1817 | 0 | 1018.1817 | 0 | 0 | 0 | 5.7267e-07 | -5.6237e-05 | -2.7732e-05 | 0 | 0 | 0 | 0 | 0.000189 | 0.00077455 | 0.0002137 | 0.00014233 | 7.5918e-05 | 0.00021855 | 0 | 0.21631 | 0 | 0 | 0
|  | 1018.425 | 0 | 1018.425 | 0 | 941.8951 | -0.00045716 | 946.6812 | -0.00124 | 947.9871 | -5.0398e-05 | 936.2831 | 0 | 936.2831 | 0 | 1018.425 | 0 | 932.0987 | 0 | 946.6812 | -0.00195 | 936.2831 | -0.00269 | 936.0429 | 0.00501 | 932.0988 | -0.00039091 | 941.8951 | 0.00031416 | 936.2831 | -0.00202 | 1018.425 | 0 | 936.2831 | 0.90368 | 932.0988 | 0 | 1018.425 | 0 | 1018.425 | 0 | 0 | 0 | 3.0839e-05 | -5.8283e-05 | -2.9018e-05 | 0 | 0 | 0 | 0 | 7.2711e-06 | 0.00075154 | 0.00026779 | 8.7658e-05 | 7.557e-05 | 0.00035056 | 0 | 0.21683 | 0 | 0 | 0
|  | 1018.6683 | 0 | 1018.6683 | 0 | 942.1362 | 0.00071292 | 946.9235 | 0.00075906 | 948.2319 | -0.00018672 | 936.5232 | 0 | 936.5232 | 0 | 1018.6683 | 0 | 932.3347 | 0 | 946.9235 | 0.00201 | 936.5232 | 0.00895 | 936.2831 | -0.00278 | 932.3347 | 0.0011341 | 942.1362 | 0.00031259 | 936.5232 | 0.00494 | 1018.6683 | 0 | 936.5232 | 0.9024 | 932.3347 | 0 | 1018.6683 | 0 | 1018.6683 | 0 | 0 | 0 | 1.3726e-05 | -5.9561e-06 | -2.7688e-05 | 0 | 0 | 0 | 0 | 0.00010056 | 0.00090045 | 0.00030974 | 0.00010245 | 7.515e-05 | 0.00056216 | 0 | 0.21779 | 0 | 0 | 0
|  | 1018.9116 | 0 | 1018.9116 | 0 | 942.3773 | -0.00059905 | 947.1658 | -0.00080822 | 948.4766 | -3.9532e-05 | 936.7633 | 0 | 936.7633 | 0 | 1018.9116 | 0 | 932.5706 | 0 | 947.1658 | -0.00118 | 936.7633 | -0.00145 | 936.5232 | 0.00536 | 932.5706 | -0.00026553 | 942.3773 | 0.00031084 | 936.7633 | -0.00025767 | 1018.9116 | 0 | 936.7633 | 0.91165 | 932.5706 | 0 | 1018.9116 | 0 | 1018.9116 | 0 | 0 | 0 | 1.3419e-05 | 0.0001008 | -2.2145e-05 | 0 | 0 | 0 | 0 | 0.00048838 | 0.00073372 | 0.00041541 | -6.3978e-05 | 7.4759e-05 | 0.00058629 | 0 | 0.21904 | 0 | 0 | 0
|  | 1019.155 | 0 | 1019.155 | 0 | 942.6185 | 0.00071032 | 947.4082 | 0.00164 | 948.7214 | -0.00014143 | 937.0035 | 0 | 937.0035 | 0 | 1019.155 | 0 | 932.8065 | 0 | 947.4082 | 0.00521 | 937.0035 | 0.00756 | 936.7633 | -0.0019 | 932.8065 | -0.00027689 | 942.6185 | 0.00030903 | 937.0035 | 0.00514 | 1019.155 | 0 | 937.0035 | 0.91237 | 932.8065 | 0 | 1019.155 | 0 | 1019.155 | 0 | 0 | 0 | 2.8378e-05 | 0.00018774 | -1.7758e-05 | 0 | 0 | 0 | 0 | 0.00028593 | 0.0008099 | 0.00010447 | -0.00020001 | 7.4318e-05 | 0.0006726 | 0 | 0.21954 | 0 | 0 | 0
|  | 1019.3983 | 0 | 1019.3983 | 0 | 942.8597 | -0.00047497 | 947.6505 | -9.039e-05 | 948.9661 | -3.6806e-06 | 937.2437 | 0 | 937.2437 | 0 | 1019.3983 | 0 | 933.0424 | 0 | 947.6505 | -0.00285 | 937.2437 | -0.00081565 | 937.0035 | 0.00277 | 933.0424 | -0.0014188 | 942.8597 | 0.00030733 | 937.2437 | 0.00046103 | 1019.3983 | 0 | 937.2437 | 0.91581 | 933.0424 | 0 | 1019.3983 | 0 | 1019.3983 | 0 | 0 | 0 | 3.3311e-05 | 2.7821e-05 | -1.9802e-05 | 0 | 0 | 0 | 0 | 0.00022298 | 0.00067423 | -0.00013209 | -0.00012126 | 7.3942e-05 | 0.00091641 | 0 | 0.22023 | 0 | 0 | 0
|  | 1019.6416 | 0 | 1019.6416 | 0 | 943.1008 | 0.00075123 | 947.8929 | 0.00031996 | 949.2109 | -0.00015813 | 937.4838 | 0 | 937.4838 | 0 | 1019.6416 | 0 | 933.2783 | 0 | 947.8929 | 0.00469 | 937.4838 | 0.00643 | 937.2437 | -0.00387 | 933.2783 | 0.00039078 | 943.1008 | 0.00030591 | 937.4838 | 0.00717 | 1019.6416 | 0 | 937.4838 | 0.91808 | 933.2783 | 0 | 1019.6416 | 0 | 1019.6416 | 0 | 0 | 0 | 2.5198e-05 | -4.828e-05 | -2.1735e-05 | 0 | 0 | 0 | 0 | 0.00042294 | 0.00055119 | 0.00017053 | 1.5934e-05 | 7.3664e-05 | 0.00062204 | 0 | 0.2215 | 0 | 0 | 0
|  | 1019.885 | 0 | 1019.885 | 0 | 943.342 | -0.0005423 | 948.1353 | -0.00071836 | 949.4557 | -1.9434e-05 | 937.724 | 0 | 937.724 | 0 | 1019.885 | 0 | 933.5142 | 0 | 948.1353 | -0.0012 | 937.724 | -0.00184 | 937.4838 | 0.00529 | 933.5142 | -0.00025569 | 943.342 | 0.00030488 | 937.724 | -0.00199 | 1019.885 | 0 | 937.724 | 0.92647 | 933.5142 | 0 | 1019.885 | 0 | 1019.885 | 0 | 0 | 0 | 2.8186e-05 | -0.00015277 | -2.0733e-05 | 0 | 0 | 0 | 0 | 0.00037567 | 0.0002774 | -0.00016572 | 0.00015633 | 7.3446e-05 | 0.00011768 | 0 | 0.2227 | 0 | 0 | 0
|  | 1020.1283 | 0 | 1020.1283 | 0 | 943.5832 | 0.00077606 | 948.3776 | -0.00054228 | 949.7004 | -0.00014999 | 937.9642 | 0 | 937.9642 | 0 | 1020.1283 | 0 | 933.7501 | 0 | 948.3776 | 0.0043 | 937.9642 | 0.00415 | 937.724 | -0.00667 | 933.7501 | 0.0015808 | 943.5832 | 0.00030425 | 937.9642 | 0.00297 | 1020.1283 | 0 | 937.9642 | 0.92807 | 933.7501 | 0 | 1020.1283 | 0 | 1020.1283 | 0 | 0 | 0 | 4.5291e-05 | -0.00011766 | -2.1285e-05 | 0 | 0 | 0 | 0 | 6.1807e-05 | 0.00010568 | -0.00010688 | 0.00013158 | 7.3356e-05 | -9.8474e-05 | 0 | 0.22377 | 0 | 0 | 0
|  | 1020.3717 | 0 | 1020.3717 | 0 | 943.8244 | -0.00040053 | 948.62 | -0.00042857 | 949.9452 | -2.3904e-05 | 938.2043 | 0 | 938.2043 | 0 | 1020.3717 | 0 | 933.9861 | 0 | 948.62 | -0.00379 | 938.2043 | -0.00327 | 937.9642 | 0.00578 | 933.9861 | -0.0004655 | 943.8244 | 0.00030397 | 938.2043 | -0.00379 | 1020.3717 | 0 | 938.2043 | 0.9353 | 933.9861 | 0 | 1020.3717 | 0 | 1020.3717 | 0 | 0 | 0 | 3.5107e-05 | -4.3793e-05 | -2.1904e-05 | 0 | 0 | 0 | 0 | -5.211e-05 | 0.00034104 | -0.00065089 | 6.2711e-05 | 7.3312e-05 | 0.00015731 | 0 | 0.22465 | 0 | 0 | 0
|  | 1020.615 | 0 | 1020.615 | 0 | 944.0656 | 0.00069162 | 948.8624 | 6.7197e-05 | 950.1901 | -0.00015504 | 938.4445 | 0 | 938.4445 | 0 | 1020.615 | 0 | 934.222 | 0 | 948.8624 | 0.00336 | 938.4445 | 0.00611 | 938.2043 | -0.0112 | 934.222 | 0.00099717 | 944.0656 | 0.00030389 | 938.4445 | 0.0051 | 1020.615 | 0 | 938.4445 | 0.93548 | 934.222 | 0 | 1020.615 | 0 | 1020.615 | 0 | 0 | 0 | 3.3016e-05 | -0.00015307 | -2.348e-05 | 0 | 0 | 0 | 0 | 0.00036074 | 0.0010519 | -0.00099791 | 0.00013155 | 7.3297e-05 | 0.00051841 | 0 | 0.2255 | 0 | 0 | 0
|  | 1020.8584 | 0 | 1020.8584 | 0 | 944.3068 | -0.00041786 | 949.1048 | -0.00133 | 950.4349 | -3.6772e-05 | 938.6847 | 0 | 938.6847 | 0 | 1020.8584 | 0 | 934.4579 | 0 | 949.1048 | -0.00038395 | 938.6847 | 0.00265 | 938.4445 | 0.00289 | 934.4579 | 0.00011786 | 944.3068 | 0.00030385 | 938.6847 | -0.00078301 | 1020.8584 | 0 | 938.6847 | 0.94234 | 934.4579 | 0 | 1020.8584 | 0 | 1020.8584 | 0 | 0 | 0 | 4.8253e-05 | 7.5135e-05 | -2.4789e-05 | 0 | 0 | 0 | 0 | 0.00030127 | 0.00086607 | -0.00018373 | 0.00024817 | 7.3281e-05 | 0.00061826 | 0 | 0.22632 | 0 | 0 | 0
|  | 1021.1017 | 0 | 1021.1017 | 0 | 944.548 | 0.00081795 | 949.3472 | 0.00195 | 950.6797 | -0.00016575 | 938.9249 | 0 | 938.9249 | 0 | 1021.1017 | 0 | 934.6939 | 0 | 949.3472 | 0.00287 | 938.9249 | 0.00456 | 938.6847 | -0.00442 | 934.6939 | 0.0019856 | 944.548 | 0.00030376 | 938.9249 | 0.00593 | 1021.1017 | 0 | 938.9249 | 0.94176 | 934.6939 | 0 | 1021.1017 | 0 | 1021.1017 | 0 | 0 | 0 | 3.1372e-05 | 3.5152e-05 | -2.63e-05 | 0 | 0 | 0 | 0 | -0.00012606 | -6.0057e-06 | 0.00010571 | 0.00025628 | 7.3256e-05 | 0.00042641 | 0 | 0.22692 | 0 | 0 | 0
|  | 1021.3451 | 0 | 1021.3451 | 0 | 944.7892 | -0.00055783 | 949.5896 | -0.00166 | 950.9245 | -4.9115e-05 | 939.1652 | 0 | 939.1652 | 0 | 1021.3451 | 0 | 934.9299 | 0 | 949.5896 | -0.00391 | 939.1652 | -0.00461 | 938.9249 | 0.0053 | 934.9299 | 0.00018662 | 944.7892 | 0.00030365 | 939.1652 | -0.00238 | 1021.3451 | 0 | 939.1652 | 0.94739 | 934.9299 | 0 | 1021.3451 | 0 | 1021.3451 | 0 | 0 | 0 | 1.9396e-05 | -5.9395e-05 | -2.9735e-05 | 0 | 0 | 0 | 0 | 0.00011758 | 0.00037827 | 0.00043121 | 6.2033e-05 | 7.3266e-05 | 0.0004287 | 0 | 0.22769 | 0 | 0 | 0
|  | 1021.5885 | 0 | 1021.5885 | 0 | 945.0305 | 0.00071861 | 949.832 | 0.00117 | 951.1694 | -0.00019375 | 939.4053 | 0 | 939.4053 | 0 | 1021.5885 | 0 | 935.1658 | 0 | 949.832 | 0.00488 | 939.4053 | 0.00776 | 939.1652 | -0.00171 | 935.1658 | 0.00033917 | 945.0305 | 0.00030368 | 939.4053 | 0.00595 | 1021.5885 | 0 | 939.4053 | 0.94866 | 935.1658 | 0 | 1021.5885 | 0 | 1021.5885 | 0 | 0 | 0 | 2.1904e-05 | -0.00012724 | -3.3239e-05 | 0 | 0 | 0 | 0 | -0.00017814 | 0.00012492 | 0.0007025 | -5.1389e-05 | 7.3303e-05 | 0.00035075 | 0 | 0.22844 | 0 | 0 | 0
|  | 1021.8319 | 0 | 1021.8319 | 0 | 945.2717 | -0.000537 | 950.0744 | -0.00222 | 951.4142 | -7.7796e-05 | 939.6456 | 0 | 939.6456 | 0 | 1021.8319 | 0 | 935.4018 | 0 | 950.0744 | -0.00635 | 939.6456 | -0.00672 | 939.4053 | 0.00756 | 935.4018 | -0.00077474 | 945.2717 | 0.00030411 | 939.6456 | -0.00303 | 1021.8319 | 0 | 939.6456 | 0.95309 | 935.4018 | 0 | 1021.8319 | 0 | 1021.8319 | 0 | 0 | 0 | 1.9902e-05 | -0.00017343 | -3.5482e-05 | 0 | 0 | 0 | 0 | -0.00052971 | -0.00054532 | 0.00039519 | -0.00010768 | 7.3503e-05 | -0.00015375 | 0 | 0.22898 | 0 | 0 | 0
|  | 1022.0752 | 0 | 1022.0752 | 0 | 945.513 | 0.00070197 | 950.3168 | 0.00078924 | 951.6591 | -0.000212 | 939.8858 | 0 | 939.8858 | 0 | 1022.0752 | 0 | 935.6378 | 0 | 950.3168 | 0.00198 | 939.8858 | 0.00218 | 939.6456 | -0.00427 | 935.6378 | -0.0001377 | 945.513 | 0.00030518 | 939.8858 | 0.00175 | 1022.0752 | 0 | 939.8858 | 0.95322 | 935.6378 | 0 | 1022.0752 | 0 | 1022.0752 | 0 | 0 | 0 | 3.0326e-05 | -8.4946e-05 | -3.5162e-05 | 0 | 0 | 0 | 0 | 0.000182 | -0.00017898 | -0.00021501 | 2.9275e-05 | 7.3852e-05 | 1.0811e-05 | 0 | 0.22976 | 0 | 0 | 0
|  | 1022.3186 | 0 | 1022.3186 | 0 | 945.7543 | -0.00045059 | 950.5593 | -0.00149 | 951.9039 | -7.5196e-05 | 940.126 | 0 | 940.126 | 0 | 1022.3186 | 0 | 935.8738 | 0 | 950.5593 | -0.00047857 | 940.126 | -0.00367 | 939.8858 | 0.00248 | 935.8738 | 0.00038583 | 945.7543 | 0.00030701 | 940.126 | -0.00166 | 1022.3186 | 0 | 940.126 | 0.9595 | 935.8738 | 0 | 1022.3186 | 0 | 1022.3186 | 0 | 0 | 0 | 1.0682e-05 | -0.00013147 | -3.385e-05 | 0 | 0 | 0 | 0 | 0.00044018 | -0.00011053 | 8.7688e-05 | 0.0001305 | 7.4375e-05 | 0.00030757 | 0 | 0.23013 | 0 | 0 | 0
|  | 1022.562 | 0 | 1022.562 | 0 | 945.9955 | 0.00053914 | 950.8017 | 0.00040543 | 952.1488 | -0.00020128 | 940.3663 | 0 | 940.3663 | 0 | 1022.562 | 0 | 936.1097 | 0 | 950.8017 | 0.00411 | 940.3663 | 0.00275 | 940.126 | -0.00175 | 936.1097 | 0.0007203 | 945.9955 | 0.00030951 | 940.3663 | 0.00422 | 1022.562 | 0 | 940.3663 | 0.95594 | 936.1097 | 0 | 1022.562 | 0 | 1022.562 | 0 | 0 | 0 | 7.2547e-06 | -0.00011331 | -3.3428e-05 | 0 | 0 | 0 | 0 | 3.6373e-05 | 1.2012e-06 | 0.00086024 | -5.1049e-05 | 7.5021e-05 | 0.00031351 | 0 | 0.23046 | 0 | 0 | 0
|  | 1022.8054 | 0 | 1022.8054 | 0 | 946.2368 | -0.000479 | 951.0442 | -0.00134 | 952.3937 | -7.1734e-05 | 940.6066 | 0 | 940.6066 | 0 | 1022.8054 | 0 | 936.3458 | 0 | 951.0442 | -0.00381 | 940.6066 | -0.00274 | 940.3663 | 0.00891 | 936.3458 | -0.0011529 | 946.2368 | 0.00031237 | 940.6066 | -0.00161 | 1022.8054 | 0 | 940.6066 | 0.96263 | 936.3458 | 0 | 1022.8054 | 0 | 1022.8054 | 0 | 0 | 0 | 1.4001e-06 | -0.00012453 | -3.2627e-05 | 0 | 0 | 0 | 0 | 0.00024485 | 0.00067865 | 0.00079399 | -2.0157e-05 | 7.5688e-05 | 0.00030029 | 0 | 0.23077 | 0 | 0 | 0
|  | 1023.0488 | 0 | 1023.0488 | 0 | 946.4781 | 0.00049061 | 951.2866 | 0.00031262 | 952.6386 | -0.00019475 | 940.8468 | 0 | 940.8468 | 0 | 1023.0488 | 0 | 936.5818 | 0 | 951.2866 | 0.00583 | 940.8468 | 0.00839 | 940.6066 | -0.0023 | 936.5818 | 0.00098207 | 946.4781 | 0.00031504 | 940.8468 | 0.00411 | 1023.0488 | 0 | 940.8468 | 0.9586 | 936.5818 | 0 | 1023.0488 | 0 | 1023.0488 | 0 | 0 | 0 | 2.2243e-06 | -8.4533e-05 | -3.0947e-05 | 0 | 0 | 0 | 0 | 7.2729e-06 | 0.00060916 | 0.00011531 | 4.8202e-05 | 7.6257e-05 | 0.00047452 | 0 | 0.23116 | 0 | 0 | 0
|  | 1023.2922 | 0 | 1023.2922 | 0 | 946.7194 | -0.00047217 | 951.529 | -0.00101 | 952.8835 | -5.795e-05 | 941.0871 | 0 | 941.0871 | 0 | 1023.2922 | 0 | 936.8178 | 0 | 951.529 | -0.00577 | 941.0871 | -0.00332 | 940.8468 | 0.00326 | 936.8178 | -0.00057361 | 946.7194 | 0.00031692 | 941.0871 | -0.0001606 | 1023.2922 | 0 | 941.0871 | 0.96532 | 936.8178 | 0 | 1023.2922 | 0 | 1023.2922 | 0 | 0 | 0 | 3.0225e-05 | 8.4875e-06 | -2.941e-05 | 0 | 0 | 0 | 0 | -0.00027888 | 4.8058e-06 | -1.6821e-05 | 5.4547e-05 | 7.6527e-05 | 0.0004733 | 0 | 0.23195 | 0 | 0 | 0
|  | 1023.5356 | 0 | 1023.5356 | 0 | 946.9607 | 0.00072272 | 951.7716 | 0.00108 | 953.1284 | -0.00018225 | 941.3274 | 0 | 941.3274 | 0 | 1023.5356 | 0 | 937.0538 | 0 | 951.7716 | 0.00347 | 941.3274 | 0.00336 | 941.0871 | -0.0034 | 937.0538 | 0.0010358 | 946.9607 | 0.00031744 | 941.3274 | 0.0041 | 1023.5356 | 0 | 941.3274 | 0.96524 | 937.0538 | 0 | 1023.5356 | 0 | 1023.5356 | 0 | 0 | 0 | 3.966e-06 | -1.2124e-06 | -2.8807e-05 | 0 | 0 | 0 | 0 | -0.00030432 | 0.00048415 | -0.00021506 | 0.00020363 | 7.6466e-05 | 0.00042806 | 0 | 0.23259 | 0 | 0 | 0
|  | 1023.779 | 0 | 1023.779 | 0 | 947.202 | -0.00068986 | 952.014 | -0.00109 | 953.3733 | -5.2976e-05 | 941.5676 | 0 | 941.5676 | 0 | 1023.779 | 0 | 937.2899 | 0 | 952.014 | -0.00598 | 941.5676 | 0.00067056 | 941.3274 | 0.00161 | 937.2899 | 0.00068965 | 947.202 | 0.00031625 | 941.5676 | -0.00053639 | 1023.779 | 0 | 941.5676 | 0.97106 | 937.2899 | 0 | 1023.779 | 0 | 1023.779 | 0 | 0 | 0 | -1.6935e-05 | -6.8387e-05 | -2.6378e-05 | 0 | 0 | 0 | 0 | -0.00014182 | 0.00096003 | -0.00052132 | 0.0002742 | 7.5967e-05 | 0.00044377 | 0 | 0.2334 | 0 | 0 | 0
|  | 1024.0224 | 0 | 1024.0224 | 0 | 947.4434 | 0.00054951 | 952.2565 | 0.00052582 | 953.6182 | -0.0001624 | 941.8079 | 0 | 941.8079 | 0 | 1024.0224 | 0 | 937.5259 | 0 | 952.2565 | 0.00481 | 941.8079 | 0.00732 | 941.5676 | -0.00595 | 937.5259 | 0.0016339 | 947.4434 | 0.0003133 | 941.8079 | 0.00423 | 1024.0224 | 0 | 941.8079 | 0.97163 | 937.5259 | 0 | 1024.0224 | 0 | 1024.0224 | 0 | 0 | 0 | -4.1381e-06 | -0.00012903 | -2.579e-05 | 0 | 0 | 0 | 0 | 0.00020975 | 0.00018263 | 8.6504e-05 | 0.0001992 | 7.5077e-05 | 1.9224e-05 | 0 | 0.23427 | 0 | 0 | 0
|  | 1024.2658 | 0 | 1024.2658 | 0 | 947.6847 | -0.00058381 | 952.499 | -0.00159 | 953.8632 | -4.8186e-05 | 942.0482 | 0 | 942.0482 | 0 | 1024.2658 | 0 | 937.7619 | 0 | 952.499 | -0.00308 | 942.0482 | -0.0058 | 941.8079 | 0.00667 | 937.7619 | 5.4077e-05 | 947.6847 | 0.00030888 | 942.0482 | -0.00407 | 1024.2658 | 0 | 942.0482 | 0.97817 | 937.7619 | 0 | 1024.2658 | 0 | 1024.2658 | 0 | 0 | 0 | -1.2794e-05 | -0.0001401 | -2.9044e-05 | 0 | 0 | 0 | 0 | -3.0312e-05 | 3.8456e-05 | 0.00027995 | 0.00024232 | 7.39e-05 | 0.00035091 | 0 | 0.23473 | 0 | 0 | 0
|  | 1024.5093 | 0 | 1024.5093 | 0 | 947.926 | 0.00047778 | 952.7415 | 0.00043455 | 954.1081 | -0.00018897 | 942.2886 | 0 | 942.2886 | 0 | 1024.5093 | 0 | 937.9979 | 0 | 952.7415 | 0.00283 | 942.2886 | 0.00612 | 942.0482 | -0.00434 | 937.9979 | 0.0019993 | 947.926 | 0.00030355 | 942.2886 | 0.00699 | 1024.5093 | 0 | 942.2886 | 0.9751 | 937.9979 | 0 | 1024.5093 | 0 | 1024.5093 | 0 | 0 | 0 | -2.6329e-05 | -0.00011099 | -3.2885e-05 | 0 | 0 | 0 | 0 | -0.00014671 | 0.00033642 | 0.0001394 | 0.0002555 | 7.2595e-05 | 0.000638 | 0 | 0.2348 | 0 | 0 | 0
|  | 1024.7527 | 0 | 1024.7527 | 0 | 948.1674 | -0.00069598 | 952.984 | -0.00135 | 954.353 | -7.9547e-05 | 942.5289 | 0 | 942.5289 | 0 | 1024.7527 | 0 | 938.234 | 0 | 952.984 | -0.00404 | 942.5289 | -0.00332 | 942.2886 | 0.0055 | 938.234 | 0.00016524 | 948.1674 | 0.00029806 | 942.5289 | -0.00168 | 1024.7527 | 0 | 942.5289 | 0.97916 | 938.234 | 0 | 1024.7527 | 0 | 1024.7527 | 0 | 0 | 0 | 1.2264e-06 | -7.9142e-05 | -3.3784e-05 | 0 | 0 | 0 | 0 | 8.7318e-05 | -5.1665e-05 | 0.0004794 | 0.00010116 | 7.1345e-05 | 0.00029917 | 0 | 0.23495 | 0 | 0 | 0
|  | 1024.9961 | 0 | 1024.9961 | 0 | 948.4087 | 0.00070614 | 953.2265 | 0.00069741 | 954.598 | -0.00019625 | 942.7692 | 0 | 942.7692 | 0 | 1024.9961 | 0 | 938.47 | 0 | 953.2265 | 0.00476 | 942.7692 | 0.00289 | 942.5289 | -0.00151 | 938.47 | 0.00069198 | 948.4087 | 0.00029319 | 942.7692 | 0.00417 | 1024.9961 | 0 | 942.7692 | 0.97634 | 938.47 | 0 | 1024.9961 | 0 | 1024.9961 | 0 | 0 | 0 | 2.1205e-05 | -4.3962e-05 | -2.9123e-05 | 0 | 0 | 0 | 0 | 0.00013822 | 0.00023006 | 0.00035805 | 2.6977e-05 | 7.0338e-05 | 0.00052284 | 0 | 0.2354 | 0 | 0 | 0
|  | 1025.2395 | 0 | 1025.2395 | 0 | 948.6501 | -0.00053045 | 953.469 | -0.00106 | 954.843 | -4.1541e-05 | 943.0095 | 0 | 943.0095 | 0 | 1025.2395 | 0 | 938.7061 | 0 | 953.469 | -0.00362 | 943.0095 | -0.00097564 | 942.7692 | 0.00449 | 938.7061 | -0.00046344 | 948.6501 | 0.00028957 | 943.0095 | 0.00018069 | 1025.2395 | 0 | 943.0095 | 0.98243 | 938.7061 | 0 | 1025.2395 | 0 | 1025.2395 | 0 | 0 | 0 | 8.1319e-06 | 9.7e-06 | -2.7193e-05 | 0 | 0 | 0 | 0 | -0.00014065 | 0.00051597 | 0.00049716 | 2.0398e-05 | 6.9648e-05 | 0.00066451 | 0 | 0.23584 | 0 | 0 | 0
|  | 1025.483 | 0 | 1025.483 | 0 | 948.8914 | 0.00059785 | 953.7115 | 0.00114 | 955.0879 | -0.00018045 | 943.2498 | 0 | 943.2498 | 0 | 1025.483 | 0 | 938.9421 | 0 | 953.7115 | 0.00246 | 943.2498 | 0.00527 | 943.0095 | -0.00035307 | 938.9421 | 0.00063628 | 948.8914 | 0.00028762 | 943.2498 | 0.00535 | 1025.483 | 0 | 943.2498 | 0.98045 | 938.9421 | 0 | 1025.483 | 0 | 1025.483 | 0 | 0 | 0 | 1.0417e-06 | 2.6018e-05 | -3.1695e-05 | 0 | 0 | 0 | 0 | -0.00013098 | 6.3693e-05 | 0.00054151 | 5.0628e-05 | 6.9412e-05 | 0.00050954 | 0 | 0.23591 | 0 | 0 | 0
|  | 1025.7264 | 0 | 1025.7264 | 0 | 949.1328 | -0.00058921 | 953.954 | -0.00092547 | 955.3329 | -7.8283e-05 | 943.4902 | 0 | 943.4902 | 0 | 1025.7264 | 0 | 939.1782 | 0 | 953.954 | -0.00354 | 943.4902 | -0.00474 | 943.2498 | 0.00486 | 939.1782 | -0.00020739 | 949.1328 | 0.00028747 | 943.4902 | -0.00111 | 1025.7264 | 0 | 943.4902 | 0.98262 | 939.1782 | 0 | 1025.7264 | 0 | 1025.7264 | 0 | 0 | 0 | -1.8801e-05 | 0.00016427 | -3.6041e-05 | 0 | 0 | 0 | 0 | -0.00041511 | -0.0002031 | 0.00037495 | 0.00012401 | 6.9575e-05 | 0.00058047 | 0 | 0.23604 | 0 | 0 | 0
|  | 1025.9699 | 0 | 1025.9699 | 0 | 949.3742 | 0.00043345 | 954.1966 | 0.00228 | 955.5779 | -0.00021594 | 943.7305 | 0 | 943.7305 | 0 | 1025.9699 | 0 | 939.4143 | 0 | 954.1966 | 0.00011715 | 943.7305 | 0.00305 | 943.4902 | -0.00174 | 939.4143 | 0.001258 | 949.3742 | 0.00028897 | 943.7305 | 0.00594 | 1025.9699 | 0 | 943.7305 | 0.98145 | 939.4143 | 0 | 1025.9699 | 0 | 1025.9699 | 0 | 0 | 0 | -4.1426e-06 | 0.00013701 | -3.7471e-05 | 0 | 0 | 0 | 0 | -3.5544e-05 | -0.00011537 | 0.00068743 | 0.00023172 | 7.0094e-05 | 0.00051557 | 0 | 0.2363 | 0 | 0 | 0
|  | 1026.2133 | 0 | 1026.2133 | 0 | 949.6156 | -0.00046777 | 954.4391 | -0.00115 | 955.8229 | -8.9947e-05 | 943.9709 | 0 | 943.9709 | 0 | 1026.2133 | 0 | 939.6504 | 0 | 954.4391 | -0.0004103 | 943.9709 | -0.00401 | 943.7305 | 0.00746 | 939.6504 | 0.00070502 | 949.6156 | 0.00029177 | 943.9709 | -0.00165 | 1026.2133 | 0 | 943.9709 | 0.98476 | 939.6504 | 0 | 1026.2133 | 0 | 1026.2133 | 0 | 0 | 0 | 2.7425e-05 | -7.6201e-05 | -3.694e-05 | 0 | 0 | 0 | 0 | 0.00018915 | -4.2061e-05 | 0.00031607 | 0.00023797 | 7.087e-05 | 0.00029203 | 0 | 0.2365 | 0 | 0 | 0
|  | 1026.4568 | 0 | 1026.4568 | 0 | 949.857 | 0.00069499 | 954.6816 | 0.00052167 | 956.068 | -0.00021155 | 944.2112 | 0 | 944.2112 | 0 | 1026.4568 | 0 | 939.8865 | 0 | 954.6816 | 0.00197 | 944.2112 | 0.00366 | 943.9709 | -0.00483 | 939.8865 | 0.001311 | 949.857 | 0.0002954 | 944.2112 | 0.00408 | 1026.4568 | 0 | 944.2112 | 0.98323 | 939.8865 | 0 | 1026.4568 | 0 | 1026.4568 | 0 | 0 | 0 | 3.3495e-05 | -9.8031e-05 | -3.6945e-05 | 0 | 0 | 0 | 0 | -0.00022678 | 0.0002692 | 2.8842e-05 | 0.00022381 | 7.1807e-05 | 0.00068022 | 0 | 0.23721 | 0 | 0 | 0
|  | 1026.7002 | 0 | 1026.7002 | 0 | 950.0984 | -0.00041755 | 954.9242 | -0.00133 | 956.313 | -9.0044e-05 | 944.4516 | 0 | 944.4516 | 0 | 1026.7002 | 0 | 940.1226 | 0 | 954.9242 | -0.00384 | 944.4516 | -0.00142 | 944.2112 | 0.00507 | 940.1226 | 0.00058506 | 950.0984 | 0.00029938 | 944.4516 | 0.00158 | 1026.7002 | 0 | 944.4516 | 0.99052 | 940.1226 | 0 | 1026.7002 | 0 | 1026.7002 | 0 | 0 | 0 | 7.7028e-06 | -5.156e-05 | -3.7779e-05 | 0 | 0 | 0 | 0 | -0.00038059 | 0.00031014 | 0.00017066 | 0.00024507 | 7.2742e-05 | 0.00052892 | 0 | 0.2376 | 0 | 0 | 0
|  | 1026.9437 | 0 | 1026.9437 | 0 | 950.3398 | 0.00048137 | 955.1667 | 0.00090487 | 956.558 | -0.00021829 | 944.692 | 0 | 944.692 | 0 | 1026.9437 | 0 | 940.3587 | 0 | 955.1667 | 0.00070193 | 944.692 | 0.004 | 944.4516 | -0.00365 | 940.3587 | 0.0014905 | 950.3398 | 0.0003033 | 944.692 | 0.00282 | 1026.9437 | 0 | 944.692 | 0.986 | 940.3587 | 0 | 1026.9437 | 0 | 1026.9437 | 0 | 0 | 0 | 1.9591e-05 | -6.2488e-05 | -3.5887e-05 | 0 | 0 | 0 | 0 | -0.00072881 | -0.00011657 | -9.136e-05 | 0.00012622 | 7.3664e-05 | -0.00031726 | 0 | 0.2376 | 0 | 0 | 0
|  | 1027.1872 | 0 | 1027.1872 | 0 | 950.5813 | -0.0003191 | 955.4094 | -0.00142 | 956.803 | -7.4661e-05 | 944.9324 | 0 | 944.9324 | 0 | 1027.1872 | 0 | 940.5948 | 0 | 955.4094 | -0.00671 | 944.9324 | -0.00497 | 944.692 | 0.00289 | 940.5948 | -0.00042127 | 950.5813 | 0.00030686 | 944.9324 | -0.00546 | 1027.1872 | 0 | 944.9324 | 0.99113 | 940.5948 | 0 | 1027.1872 | 0 | 1027.1872 | 0 | 0 | 0 | 3.6345e-05 | -4.3661e-05 | -3.1769e-05 | 0 | 0 | 0 | 0 | -0.00057608 | -0.00018031 | -0.0006153 | 5.7837e-05 | 7.4443e-05 | 7.5732e-05 | 0 | 0.23808 | 0 | 0 | 0
|  | 1027.4306 | 0 | 1027.4306 | 0 | 950.8227 | 0.00062022 | 955.6519 | 0.00106 | 957.0481 | -0.00018461 | 945.1728 | 0 | 945.1728 | 0 | 1027.4306 | 0 | 940.8309 | 0 | 955.6519 | 0.00196 | 945.1728 | 0.00347 | 944.9324 | -0.00801 | 940.8309 | 0.00091111 | 950.8227 | 0.00030991 | 945.1728 | 0.00609 | 1027.4306 | 0 | 945.1728 | 0.98943 | 940.8309 | 0 | 1027.4306 | 0 | 1027.4306 | 0 | 0 | 0 | -7.3932e-06 | 4.8709e-05 | -3.0523e-05 | 0 | 0 | 0 | 0 | -0.0001431 | 0.00011417 | -0.0001695 | 0.00020031 | 7.5128e-05 | 0.00075663 | 0 | 0.23829 | 0 | 0 | 0
[6 empty] | 951.0641 | -0.00068146 | 955.8945 | -0.00065836 | 957.2931 | -6.4502e-05 | 945.4131 | 0 | 945.4131 | 0 |  |  | 941.067 | 0 | 955.8945 | -0.00314 | 945.4131 | -0.00252 | 945.1728 | 0.0066 | 941.067 | 0.00078585 | 951.0641 | 0.00031239 | 945.4131 | 0.00020582 |  |  | 945.4131 | 0.99333 | 941.067 | 0 | [6 empty] | -1.5037e-05 | -5.6023e-05 |  | 0 | 0 |  | 0 | -0.00014193 | 0.00033537 | 0.00044346 |  | 7.5662e-05 | 0.00048753 |  | 0.2388 | 0
[6 empty] | 951.3056 | 0.0005569 | 956.1371 | 0.00019652 | 957.5382 | -0.00022105 | 945.6536 | 0 | 945.6536 | 0 |  |  | 941.3032 | 0 | 956.1371 | 0.00197 | 945.6536 | 0.00531 | 945.4131 | -0.00291 | 941.3032 | 0.00073884 | 951.3056 | 0.00031433 | 945.6536 | 0.00385 |  |  | 945.6536 | 0.99328 | 941.3032 | 0 | [6 empty] | 8.518e-06 | -5.5697e-05 |  | 0 | 0 |  | 0 | -9.5835e-05 | 0.000916 | -0.00035459 |  | 7.6096e-05 | 0.00018873 |  | 0.23897 | 0
[6 empty] | 951.5471 | -0.00048637 | 956.3797 | -0.00065565 | 957.7833 | -8.3611e-05 | 945.894 | 0 | 945.894 | 0 |  |  | 941.5393 | 0 | 956.3797 | -0.00276 | 945.894 | 0.00231 | 945.6536 | -3.9871e-05 | 941.5393 | -6.2512e-05 | 951.5471 | 0.00031582 | 945.894 | -0.00228 |  |  | 945.894 | 0.99462 | 941.5393 | 0 | [6 empty] | 1.066e-05 | 5.025e-05 |  | 0 | 0 |  | 0 | -0.00012491 | 0.00092201 | -0.00038586 |  | 7.6395e-05 | 1.5627e-05 |  | 0.23896 | 0
[6 empty] | 951.7886 | 0.00057467 | 956.6223 | 0.00107 | 958.0284 | -0.0001893 | 946.1344 | 0 | 946.1344 | 0 |  |  | 941.7754 | 0 | 956.6223 | 0.00173 | 946.1344 | 0.00536 | 945.894 | -0.00317 | 941.7755 | 0.00088316 | 951.7886 | 0.00031697 | 946.1344 | 0.00241 |  |  | 946.1344 | 0.99325 | 941.7755 | 0 | [6 empty] | -5.8433e-06 | -6.1868e-05 |  | 0 | 0 |  | 0 | -0.00042337 | 0.00062834 | 0.00036784 |  | 7.6642e-05 | 0.00032195 |  | 0.23943 | 0
[6 empty] | 952.03 | -0.00062307 | 956.8649 | -0.00158 | 958.2735 | -7.3709e-05 | 946.3748 | 0 | 946.3748 | 0 |  |  | 942.0116 | 0 | 956.8649 | -0.00522 | 946.3748 | -0.00013298 | 946.1344 | 0.00623 | 942.0116 | -0.00082619 | 952.03 | 0.00031787 | 946.3748 | 0.00026819 |  |  | 946.3748 | 0.99851 | 942.0116 | 0 | [6 empty] | 1.42e-05 | -8.4153e-05 |  | 0 | 0 |  | 0 | 0.00053253 | 0.00078721 | 0.00034741 |  | 7.6864e-05 | 0.00049156 |  | 0.23977 | 0
[6 empty] | 952.2715 | 0.00074066 | 957.1075 | 0.00088627 | 958.5186 | -0.00019697 | 946.6153 | 0 | 946.6153 | 0 |  |  | 942.2477 | 0 | 957.1075 | 0.00961 | 946.6153 | 0.00668 | 946.3748 | -0.00334 | 942.2477 | 0.00039782 | 952.2715 | 0.00031864 | 946.6153 | 0.00382 |  |  | 946.6153 | 0.99561 | 942.2477 | 0 | [6 empty] | 2.4772e-05 | 0.00013298 |  | 0 | 0 |  | 0 | 0.0012261 | 0.00068156 | 0.00019118 |  | 7.7029e-05 | 6.0102e-06 |  | 0.23988 | 0
[6 empty] | 952.513 | -0.00053547 | 957.3501 | 0.00020997 | 958.7637 | -8.0695e-05 | 946.8557 | 0 | 946.8557 | 0 |  |  | 942.4839 | 0 | 957.3501 | 0.00049731 | 946.8557 | -0.00101 | 946.6153 | 0.00493 | 942.4839 | -0.00016613 | 952.513 | 0.00031939 | 946.8557 | -0.00377 |  |  | 946.8557 | 1 | 942.4839 | 0 | [6 empty] | 3.2293e-05 | 0.00017346 |  | 0 | 0 |  | 0 | 0.00035388 | -0.00022472 | -3.8466e-05 |  | 7.7237e-05 | -8.8955e-05 |  | 0.23951 | 0
[6 empty] | 952.7545 | 0.00080289 | 957.5927 | 0.00122 | 959.0088 | -0.00019919 | 947.0961 | 0 | 947.0961 | 0 |  |  | 942.72 | 0 | 957.5927 | 0.00242 | 947.0961 | -0.00085943 | 946.8557 | -0.00525 | 942.72 | 0.0020677 | 952.7545 | 0.00032021 | 947.0961 | 0.00303 |  |  | 947.0961 | 0.99245 | 942.72 | 0 | [6 empty] | 1.8941e-05 | -6.3097e-05 |  | 0 | 0 |  | 0 | 0.00012862 | -0.00079712 | -0.00017551 |  | 7.7448e-05 | 0.00017675 |  | 0.23918 | 0
[6 empty] | 952.996 | -0.00064604 | 957.8354 | -0.00174 | 959.254 | -6.4578e-05 | 947.3366 | 0 | 947.3366 | 0 |  |  | 942.9562 | 0 | 957.8354 | -0.00136 | 947.3366 | -0.00577 | 947.0961 | 0.00379 | 942.9562 | -0.00085985 | 952.996 | 0.00032114 | 947.3366 | -0.00156 |  |  | 947.3366 | 0.99677 | 942.9562 | 0 | [6 empty] | -1.3842e-05 | -0.00022486 |  | 0 | 0 |  | 0 | 0.00019287 | -0.0002008 | 0.00021042 |  | 7.7689e-05 | 2.4048e-05 |  | 0.23939 | 0
[6 empty] | 953.2375 | 0.00053141 | 958.078 | -0.00011365 | 959.4991 | -0.00019224 | 947.5771 | 0 | 947.5771 | 0 |  |  | 943.1924 | 0 | 958.078 | 0.00295 | 947.5771 | 0.0041 | 947.3366 | -0.00204 | 943.1924 | 0.00027113 | 953.2375 | 0.0003222 | 947.5771 | 0.00176 |  |  | 947.5771 | 0.99419 | 943.1924 | 0 | [6 empty] | 6.1119e-06 | -9.0356e-05 |  | 0 | 0 |  | 0 | -0.00049385 | 0.00013467 | 0.00026092 |  | 7.7973e-05 | 0.00026297 |  | 0.23966 | 0
[6 empty] | 953.4791 | -0.00048081 | 958.3207 | -0.00063101 | 959.7442 | -7.5761e-05 | 947.8176 | 0 | 947.8176 | 0 |  |  | 943.4286 | 0 | 958.3207 | -0.00702 | 947.8176 | -0.00298 | 947.5771 | 0.00421 | 943.4286 | -0.00097744 | 953.4791 | 0.00032333 | 947.8176 | 0.00042705 |  |  | 947.8176 | 0.99895 | 943.4286 | 0 | [6 empty] | 1.7297e-05 | 5.9317e-05 |  | 0 | 0 |  | 0 | -8.1274e-05 | 0.00066009 | 0.00017916 |  | 7.8217e-05 | 0.00067897 |  | 0.23907 | 0
[6 empty] | 953.7206 | 0.00062404 | 958.5633 | 0.00112 | 959.9894 | -0.00019739 | 948.058 | 0 | 948.058 | 0 |  |  | 943.6648 | 0 | 958.5633 | 0.00635 | 948.058 | 0.00847 | 947.8176 | -0.00272 | 943.6648 | 0.00014411 | 953.7206 | 0.00032439 | 948.058 | 0.00522 |  |  | 948.058 | 0.98939 | 943.6648 | 0 | [6 empty] | -1.0692e-05 | 0.0001388 |  | 0 | 0 |  | 0 | -2.9122e-05 | 0.0011043 | 0.00029337 |  | 7.8445e-05 | 0.00040401 |  | 0.2385 | 0
[6 empty] | 953.9622 | -0.00071258 | 958.806 | 2.3878e-05 | 960.2346 | -7.5603e-05 | 948.2985 | 0 | 948.2985 | 0 |  |  | 943.901 | 0 | 958.806 | -0.00659 | 948.2985 | 0.00071402 | 948.058 | 0.00516 | 943.901 | -0.00097081 | 953.9622 | 0.00032522 | 948.2985 | -0.00186 |  |  | 948.2985 | 0.99414 | 943.901 | 0 | [6 empty] | -1.7729e-05 | 0.00013758 |  | 0 | 0 |  | 0 | -0.00044166 | 0.00034557 | 0.00047014 |  | 7.8618e-05 | 0.0002501 |  | 0.23837 | 0
[6 empty] | 954.2037 | 0.0005658 | 959.0486 | 0.00111 | 960.4797 | -0.00018848 | 948.539 | 0 | 948.539 | 0 |  |  | 944.1372 | 0 | 959.0486 | 0.00295 | 948.539 | 0.00216 | 948.2985 | -0.00125 | 944.1371 | 0.00059297 | 954.2037 | 0.00032565 | 948.539 | 0.00394 |  |  | 948.539 | 0.98831 | 944.1371 | 0 | [6 empty] | 2.1827e-05 | 5.4257e-05 |  | 0 | 0 |  | 0 | -0.00014925 | 4.3286e-05 | 0.00061683 |  | 7.8663e-05 | 0.00031503 |  | 0.23802 | 0
[6 empty] | 954.4453 | -0.0003851 | 959.2913 | -0.00066285 | 960.7249 | -5.571e-05 | 948.7795 | 0 | 948.7795 | 0 |  |  | 944.3733 | 0 | 959.2913 | -0.00418 | 948.7795 | -0.0018 | 948.539 | 0.00638 | 944.3734 | 0.0012615 | 954.4453 | 0.00032559 | 948.7795 | -0.00132 |  |  | 948.7795 | 0.99127 | 944.3734 | 0 | [6 empty] | 3.0346e-05 | -4.864e-06 |  | 0 | 0 |  | 0 | 0.00022205 | 0.0008443 | 0.00056152 |  | 7.8587e-05 | 0.00030909 |  | 0.23771 | 0
[6 empty] | 954.6869 | 0.00063633 | 959.534 | 0.00062276 | 960.9701 | -0.00017709 | 949.02 | 0 | 949.02 | 0 |  |  | 944.6096 | 0 | 959.534 | 0.00601 | 949.02 | 0.00882 | 948.7795 | -0.00171 | 944.6096 | 0.0010543 | 954.6869 | 0.00032502 | 949.02 | 0.00389 |  |  | 949.02 | 0.9852 | 944.6096 | 0 | [6 empty] | 1.3392e-05 | -8.0959e-05 |  | 0 | 0 |  | 0 | 0.00034095 | 0.00083206 | 0.00046063 |  | 7.8399e-05 | 0.0004696 |  | 0.23731 | 0
[6 empty] | 954.9285 | -0.00052546 | 959.7767 | -0.00129 | 961.2153 | -5.1447e-05 | 949.2605 | 0 | 949.2605 | 0 |  |  | 944.8458 | 0 | 959.7767 | -0.0032 | 949.2605 | -0.0019 | 949.02 | 0.00554 | 944.8458 | -0.00050626 | 954.9285 | 0.00032404 | 949.2605 | 1.552e-05 |  |  | 949.2605 | 0.98846 | 944.8458 | 0 | [6 empty] | 4.1738e-05 | 2.7908e-05 |  | 0 | 0 |  | 0 | 0.0005157 | 0.00051476 | 0.00058452 |  | 7.8136e-05 | 0.00044205 |  | 0.23709 | 0
[6 empty] | 955.17 | 0.00087101 | 960.0194 | 0.00152 | 961.4605 | -0.00016345 | 949.501 | 0 | 949.501 | 0 |  |  | 945.082 | 0 | 960.0194 | 0.00745 | 949.501 | 0.00618 | 949.2605 | -0.00067869 | 945.082 | 0.001473 | 955.17 | 0.00032284 | 949.501 | 0.00366 |  |  | 949.501 | 0.98289 | 945.082 | 0 | [6 empty] | 3.2304e-05 | 0.00012085 |  | 0 | 0 |  | 0 | 0.00076096 | 0.00029586 | 0.00060632 |  | 7.785e-05 | 4.5703e-05 |  | 0.23711 | 0
[6 empty] | 955.4116 | -0.00060356 | 960.2621 | -0.00052423 | 961.7057 | -3.0403e-05 | 949.7416 | 0 | 949.7416 | 0 |  |  | 945.3182 | 0 | 960.2621 | -0.00118 | 949.7416 | -0.00372 | 949.501 | 0.00572 | 945.3182 | -0.00089115 | 955.4116 | 0.00032167 | 949.7416 | -0.00328 |  |  | 949.7416 | 0.98855 | 945.3182 | 0 | [6 empty] | 5.0336e-06 | 0.00018878 |  | 0 | 0 |  | 0 | 0.0001808 | -0.00021884 | 0.00030669 |  | 7.7615e-05 | 9.3787e-05 |  | 0.23667 | 0
[6 empty] | 955.6533 | 0.00064523 | 960.5048 | 0.00208 | 961.9509 | -0.00014809 | 949.9821 | 0 | 949.9821 | 0 |  |  | 945.5545 | 0 | 960.5048 | 0.00267 | 949.9821 | 0.0019 | 949.7416 | -0.00317 | 945.5545 | 0.00070102 | 955.6533 | 0.00032074 | 949.9821 | 0.00406 |  |  | 949.9821 | 0.97975 | 945.5545 | 0 | [6 empty] | 2.8819e-05 | 0.00010074 |  | 0 | 0 |  | 0 | -0.00034469 | -0.0011402 | 9.3787e-05 |  | 7.7412e-05 | 0.00018762 |  | 0.23582 | 0
[6 empty] | 955.8948 | -0.00040663 | 960.7475 | -0.00125 | 962.1962 | -3.2002e-05 | 950.2226 | 0 | 950.2226 | 0 |  |  | 945.7908 | 0 | 960.7475 | -0.00551 | 950.2226 | -0.01138 | 949.9821 | 0.00395 | 945.7908 | -0.00065705 | 955.8948 | 0.00032015 | 950.2226 | -0.0025 |  |  | 950.2226 | 0.98097 | 945.7908 | 0 | [6 empty] | 2.6524e-05 | -4.8546e-06 |  | 0 | 0 |  | 0 | -0.00043691 | -0.00055458 | -0.00020085 |  | 7.7334e-05 | 0.00038977 |  | 0.23566 | 0
[6 empty] | 956.1365 | 0.00062617 | 960.9902 | 0.00121 | 962.4414 | -0.00016366 | 950.4632 | 0 | 950.4632 | 0 |  |  | 946.027 | 0 | 960.9902 | 0.00191 | 950.4632 | 0.00677 | 950.2226 | -0.00562 | 946.027 | 0.0010162 | 956.1365 | 0.00031993 | 950.4632 | 0.00574 |  |  | 950.4632 | 0.97795 | 946.027 | 0 | [6 empty] | 3.2377e-05 | 1.2134e-06 |  | 0 | 0 |  | 0 | 7.2804e-05 | 0.00017078 | 1.5639e-05 |  | 7.7306e-05 | 0.00029827 |  | 0.23501 | 0
[6 empty] | 956.3781 | -0.00035819 | 961.2329 | -0.0012 | 962.6866 | -3.4793e-05 | 950.7037 | 0 | 950.7037 | 0 |  |  | 946.2632 | 0 | 961.2329 | -0.00131 | 950.7037 | -0.00535 | 950.4632 | 0.00575 | 946.2632 | -0.00021669 | 956.3781 | 0.00031992 | 950.7037 | -0.00326 |  |  | 950.7037 | 0.97603 | 946.2632 | 0 | [6 empty] | 4.7934e-05 | 0.00011045 |  | 0 | 0 |  | 0 | 0.00042237 | 0.00040289 | 0.00012027 |  | 7.7304e-05 | 0.00018882 |  | 0.23428 | 0
[6 empty] | 956.6198 | 0.00075493 | 961.4756 | 0.00211 | 962.9319 | -0.00016069 | 950.9443 | 0 | 950.9443 | 0 |  |  | 946.4995 | 0 | 961.4756 | 0.00479 | 950.9443 | 0.0087 | 950.7037 | -0.00475 | 946.4995 | -0.00012078 | 956.6198 | 0.00031991 | 950.9443 | 0.00483 |  |  | 950.9443 | 0.97196 | 946.4995 | 0 | [6 empty] | 3.6453e-05 | 0.0001969 |  | 0 | 0 |  | 0 | 0.00026336 | 0.0011664 | 0.00021648 |  | 7.7269e-05 | 0.00047778 |  | 0.23403 | 0
[6 empty] | 956.8614 | -0.00045321 | 961.7184 | -0.0004876 | 963.1772 | -3.2936e-05 | 951.1849 | 0 | 951.1849 | 0 |  |  | 946.7358 | 0 | 961.7184 | -0.00262 | 951.1849 | 0.00099511 | 950.9443 | 0.00655 | 946.7358 | 0.00066926 | 956.8614 | 0.00031963 | 951.1849 | -0.00085858 |  |  | 951.1849 | 0.97332 | 946.7358 | 0 | [6 empty] | 2.2826e-05 | 2.6015e-05 |  | 0 | 0 |  | 0 | 0.00014447 | 0.00044561 | 0.00030317 |  | 7.716e-05 | 0.0001024 |  | 0.23337 | 0
[6 empty] | 957.1031 | 0.0006421 | 961.9612 | 0.00070189 | 963.4224 | -0.00016813 | 951.4254 | 0 | 951.4254 | 0 |  |  | 946.972 | 0 | 961.9612 | 0.00381 | 951.4254 | 0.00271 | 951.1849 | -0.00403 | 946.972 | 0.00048652 | 957.1031 | 0.00031885 | 951.4254 | 0.00171 |  |  | 951.4254 | 0.96709 | 946.972 | 0 | [6 empty] | 8.3149e-06 | -0.00020246 |  | 0 | 0 |  | 0 | 0.0001505 | -7.4586e-05 | 0.0007998 |  | 7.6875e-05 | 0.00015775 |  | 0.23291 | 0
[6 empty] | 957.3447 | -0.00057327 | 962.2039 | -0.00237 | 963.6677 | -1.898e-05 | 951.666 | 0 | 951.666 | 0 |  |  | 947.2083 | 0 | 962.2039 | -0.00257 | 951.666 | -0.00333 | 951.4254 | 0.01068 | 947.2083 | 0.00055002 | 957.3447 | 0.00031743 | 951.666 | -0.0003987 |  |  | 951.666 | 0.96901 | 947.2083 | 0 | [6 empty] | -2.03e-06 | -0.00014807 |  | 0 | 0 |  | 0 | 0.00012137 | 0.00037654 | 0.0011152 |  | 7.6469e-05 | 0.00022752 |  | 0.23238 | 0
[6 empty] | 957.5864 | 0.00055648 | 962.4467 | 0.00115 | 963.913 | -0.00013878 | 951.9066 | 0 | 951.9066 | 0 |  |  | 947.4446 | 0 | 962.4467 | 0.00357 | 951.9066 | 0.00646 | 951.666 | -0.00141 | 947.4446 | 0.0011902 | 957.5864 | 0.00031533 | 951.9066 | 0.00229 |  |  | 951.9066 | 0.96269 | 947.4446 | 0 | [6 empty] | 9.6528e-06 | 3.8589e-05 |  | 0 | 0 |  | 0 | 0.00049006 | 0.00043789 | 9.1428e-05 |  | 7.5875e-05 | 0.00018256 |  | 0.23186 | 0
[6 empty] | 957.8281 | -0.00047658 | 962.6894 | -0.00083212 | 964.1583 | -2.2706e-05 | 952.1472 | 0 | 952.1472 | 0 |  |  | 947.6809 | 0 | 962.6894 | 0.00046688 | 952.1472 | -0.00282 | 951.9066 | 0.00217 | 947.6809 | -0.00054273 | 957.8281 | 0.00031267 | 952.1472 | -0.00077246 |  |  | 952.1472 | 0.96464 | 947.6809 | 0 | [6 empty] | 3.9789e-05 | 0.00011019 |  | 0 | 0 |  | 0 | 0.00072541 | 0.0011284 | -0.00083127 |  | 7.521e-05 | 0.00037023 |  | 0.23151 | 0
[6 empty] | 958.0698 | 0.00080582 | 962.9322 | 0.00174 | 964.4036 | -0.00017184 | 952.3878 | 0 | 952.3878 | 0 |  |  | 947.9172 | 0 | 962.9322 | 0.00551 | 952.3878 | 0.0122 | 952.1472 | -0.00908 | 947.9172 | 0.00095547 | 958.0698 | 0.00030967 | 952.3878 | 0.00385 |  |  | 952.3878 | 0.95984 | 947.9172 | 0 | [6 empty] | 4.4457e-05 | 0.00010759 |  | 0 | 0 |  | 0 | 0.00053537 | 0.0012704 | -0.00030436 |  | 7.4481e-05 | 0.00015759 |  | 0.23079 | 0
[6 empty] | 958.3115 | -0.00043796 | 963.175 | -0.00085377 | 964.649 | -3.8855e-05 | 952.6284 | 0 | 952.6284 | 0 |  |  | 948.1535 | 0 | 963.175 | -0.0011 | 952.6284 | -0.00164 | 952.3878 | 0.00655 | 948.1535 | -0.00036018 | 958.3115 | 0.00030664 | 952.6284 | -0.00254 |  |  | 952.6284 | 0.95862 | 948.1535 | 0 | [6 empty] | 1.1219e-05 | 7.8453e-05 |  | 0 | 0 |  | 0 | 0.00037513 | 0.00016722 | 0.00061594 |  | 7.3786e-05 | 0.00039218 |  | 0.22954 | 0
[6 empty] | 958.5532 | 0.00053079 | 963.4178 | 0.0015 | 964.8943 | -0.000164 | 952.869 | 0 | 952.869 | 0 |  |  | 948.3898 | 0 | 963.4178 | 0.00419 | 952.869 | 0.00303 | 952.6284 | -0.00143 | 948.3898 | 0.0015696 | 958.5532 | 0.00030392 | 952.869 | 0.0058 |  |  | 952.869 | 0.94941 | 948.3898 | 0 | [6 empty] | -3.6303e-06 | 9.7228e-05 |  | 0 | 0 |  | 0 | -3.3991e-05 | -0.0002539 | -9.6036e-05 |  | 7.3208e-05 | 0.00033091 |  | 0.22857 | 0
[6 empty] | 958.7949 | -0.00056083 | 963.6606 | -0.00069908 | 965.1396 | -2.7001e-05 | 953.1097 | 0 | 953.1097 | 0 |  |  | 948.6262 | 0 | 963.6606 | -0.00447 | 953.1097 | -0.00514 | 952.869 | 0.0006317 | 948.6262 | 6.4115e-05 | 958.7949 | 0.00030186 | 953.1097 | -0.00305 |  |  | 953.1097 | 0.95013 | 948.6262 | 0 | [6 empty] | -4.983e-07 | 9.7232e-05 |  | 0 | 0 |  | 0 | 0.00042976 | 0.00046676 | 0.00010323 |  | 7.2841e-05 | 0.00011549 |  | 0.22759 | 0
[6 empty] | 959.0366 | 0.0005567 | 963.9034 | 0.0015 | 965.385 | -0.00016974 | 953.3503 | 0 | 953.3503 | 0 |  |  | 948.8625 | 0 | 963.9034 | 0.00801 | 953.3503 | 0.00902 | 953.1097 | 0.00022622 | 948.8625 | -0.0002657 | 959.0366 | 0.00030073 | 953.3503 | 0.00401 |  |  | 953.3503 | 0.94171 | 948.8625 | 0 | [6 empty] | -1.0776e-05 | 8.3104e-05 |  | 0 | 0 |  | 0 | 0.00077939 | 0.00108 | 0.00017639 |  | 7.2683e-05 | 0.0003756 |  | 0.22656 | 0
[6 empty] | 959.2783 | -0.00064587 | 964.1462 | -0.00081545 | 965.6303 | -4.4794e-05 | 953.5909 | 0 | 953.5909 | 0 |  |  | 949.0988 | 0 | 964.1462 | -0.00159 | 953.5909 | -4.4758e-05 | 953.3503 | 0.00124 | 949.0988 | 0.0010144 | 959.2783 | 0.00030071 | 953.5909 | -0.00088857 |  |  | 953.5909 | 0.94108 | 949.0988 | 0 | [6 empty] | -7.3915e-06 | -6.348e-05 |  | 0 | 0 |  | 0 | 0.00017967 | 0.00027732 | -0.00031526 |  | 7.2833e-05 | 0.00059806 |  | 0.22536 | 0
[6 empty] | 959.5201 | 0.00058472 | 964.389 | 0.00029256 | 965.8757 | -0.00019105 | 953.8315 | 0 | 953.8315 | 0 |  |  | 949.3351 | 0 | 964.389 | 0.00307 | 953.8315 | 0.00235 | 953.5909 | -0.00386 | 949.3351 | 0.0022265 | 959.5201 | 0.00030182 | 953.8315 | 0.00586 |  |  | 953.8315 | 0.93221 | 949.3351 | 0 | [6 empty] | 1.6243e-05 | -0.00016843 |  | 0 | 0 |  | 0 | -0.00011654 | 0.00052584 | 0.00025504 |  | 7.3224e-05 | 0.00077294 |  | 0.22437 | 0
[6 empty] | 959.7618 | -0.00045035 | 964.6318 | -0.00168 | 966.1211 | -6.1768e-05 | 954.0722 | 0 | 954.0722 | 0 |  |  | 949.5715 | 0 | 964.6318 | -0.00403 | 954.0722 | 0.00202 | 953.8315 | 0.00598 | 949.5715 | 0.00034828 | 959.7618 | 0.00030394 | 954.0722 | 0.00056348 |  |  | 954.0722 | 0.93238 | 949.5715 | 0 | [6 empty] | 2.0046e-05 | 1.9429e-05 |  | 0 | 0 |  | 0 | -0.00013236 | 0.00043561 | -0.00050057 |  | 7.3827e-05 | 0.00040354 |  | 0.2232 | 0
[6 empty] | 960.0036 | 0.00061619 | 964.8746 | 0.00184 | 966.3665 | -0.00019634 | 954.3129 | 0 | 954.3129 | 0 |  |  | 949.8078 | 0 | 964.8746 | 0.00294 | 954.3129 | 0.0016 | 954.0722 | -0.01014 | 949.8078 | -0.00018993 | 960.0036 | 0.00030681 | 954.3129 | 0.00279 |  |  | 954.3129 | 0.92248 | 949.8078 | 0 | [6 empty] | 2.4574e-05 | 5.2202e-05 |  | 0 | 0 |  | 0 | 0.00058879 | -5.4149e-05 | -0.00092899 |  | 7.4564e-05 | 0.00038674 |  | 0.22219 | 0
[6 empty] | 960.2454 | -0.0004129 | 965.1174 | -0.00141 | 966.6118 | -7.9734e-05 | 954.5535 | 0 | 954.5535 | 0 |  |  | 950.0441 | 0 | 965.1174 | 0.00191 | 954.5535 | -0.00205 | 954.3129 | 0.00242 | 950.0441 | -0.00072535 | 960.2454 | 0.00031003 | 954.5535 | 0.00042396 |  |  | 954.5535 | 0.92406 | 950.0441 | 0 | [6 empty] | 1.7118e-05 | -0.0001003 |  | 0 | 0 |  | 0 | 0.00059379 | -0.00029033 | -0.00035136 |  | 7.5335e-05 | 0.00068051 |  | 0.22141 | 0
[6 empty] | 960.4871 | 0.00055451 | 965.3603 | 0.00058403 | 966.8572 | -0.00021891 | 954.7943 | 0 | 954.7943 | 0 |  |  | 950.2805 | 0 | 965.3603 | 0.00298 | 954.7943 | -0.00036217 | 954.5535 | -0.00534 | 950.2805 | 0.0017227 | 960.4871 | 0.00031319 | 954.7943 | 0.00523 |  |  | 954.7943 | 0.91553 | 950.2805 | 0 | [6 empty] | -2.5118e-06 | -0.00013551 |  | 0 | 0 |  | 0 | 0.00017486 | -0.00071743 | -0.00062761 |  | 7.6035e-05 | 0.00055585 |  | 0.22036 | 0
[6 empty] | 960.7289 | -0.00057529 | 965.6032 | -0.0017 | 967.1027 | -8.5701e-05 | 955.0349 | 0 | 955.0349 | 0 |  |  | 950.5169 | 0 | 965.6032 | -0.00154 | 955.0349 | -0.0056 | 954.7943 | 0.0001256 | 950.5169 | 8.8352e-05 | 960.7289 | 0.00031582 | 955.0349 | -0.00061061 |  |  | 955.0349 | 0.91573 | 950.5169 | 0 | [6 empty] | 5.3419e-06 | -0.00016596 |  | 0 | 0 |  | 0 | 0.00034365 | -0.00019493 | -0.00068641 |  | 7.6584e-05 | 0.00032361 |  | 0.21925 | 0
[6 empty] | 960.9707 | 0.00061947 | 965.846 | 0.00033327 | 967.3481 | -0.00021381 | 955.2756 | 0 | 955.2756 | 0 |  |  | 950.7532 | 0 | 965.846 | 0.00437 | 955.2756 | 0.00398 | 955.0349 | -0.00583 | 950.7532 | 0.00039341 | 960.9707 | 0.00031757 | 955.2756 | 0.0033 |  |  | 955.2756 | 0.90638 | 950.7532 | 0 | [6 empty] | 1.5842e-05 | -0.00020118 |  | 0 | 0 |  | 0 | -0.00047843 | 7.2219e-06 | 0.0001817 |  | 7.6843e-05 | 0.00065479 |  | 0.21791 | 0
[6 empty] | 961.2125 | -0.00048841 | 966.0889 | -0.00199 | 967.5935 | -6.4555e-05 | 955.5163 | 0 | 955.5163 | 0 |  |  | 950.9896 | 0 | 966.0889 | -0.00831 | 955.5163 | -0.00392 | 955.2756 | 0.00734 | 950.9896 | 5.2893e-05 | 961.2125 | 0.00031813 | 955.5163 | 0.00214 |  |  | 955.5163 | 0.90406 | 950.9896 | 0 | [6 empty] | 1.6218e-05 | -0.00014656 |  | 0 | 0 |  | 0 | -0.00046751 | -8.7863e-05 | 0.00069451 |  | 7.6836e-05 | 0.00061504 |  | 0.21708 | 0
[6 empty] | 961.4543 | 0.00062255 | 966.3317 | 0.00078305 | 967.8389 | -0.00020224 | 955.757 | 0 | 955.757 | 0 |  |  | 951.226 | 0 | 966.3317 | 0.00446 | 955.757 | 0.00319 | 955.5163 | -0.00157 | 951.226 | 0.0010581 | 961.4543 | 0.00031735 | 955.757 | 0.00297 |  |  | 955.757 | 0.89951 | 951.226 | 0 | [6 empty] | 2.2284e-05 | -6.277e-05 |  | 0 | 0 |  | 0 | -0.00049056 | -0.00034896 | 0.00058014 |  | 7.6485e-05 | 9.9874e-05 |  | 0.21624 | 0
[6 empty] | 961.6961 | -0.00043824 | 966.5746 | -0.0013 | 968.0843 | -6.722e-05 | 955.9977 | 0 | 955.9977 | 0 |  |  | 951.4624 | 0 | 966.5746 | -0.0085 | 955.9977 | -0.00609 | 955.757 | 0.00639 | 951.4624 | 0.00058671 | 961.6961 | 0.00031522 | 955.9977 | -0.00214 |  |  | 955.9977 | 0.89751 | 951.4624 | 0 | [6 empty] | 3.4468e-05 | -4.2464e-05 |  | 0 | 0 |  | 0 | -0.00046993 | -0.00028886 | -0.00014801 |  | 7.582e-05 | 8.9066e-05 |  | 0.2151 | 0
[6 empty] | 961.9379 | 0.00072331 | 966.8174 | 0.0009503 | 968.3298 | -0.00019768 | 956.2384 | 0 | 956.2384 | 0 |  |  | 951.6988 | 0 | 966.8174 | 0.00463 | 956.2384 | 0.00369 | 955.9977 | -0.00762 | 951.6988 | -0.00030114 | 961.9379 | 0.00031185 | 956.2384 | 0.00288 |  |  | 956.2384 | 0.88962 | 951.6988 | 0 | [6 empty] | 3.4514e-05 | -3.3973e-05 |  | 0 | 0 |  | 0 | -1.4575e-05 | -0.00021064 | -0.00026961 |  | 7.4885e-05 | 0.00010231 |  | 0.21364 | 0
[6 empty] | 962.1797 | -0.00043786 | 967.0604 | -0.00123 | 968.5753 | -6.4695e-05 | 956.4791 | 0 | 956.4791 | 0 |  |  | 951.9352 | 0 | 967.0604 | -0.00475 | 956.4791 | -0.00544 | 956.2384 | 0.00538 | 951.9352 | -0.00041726 | 962.1797 | 0.00030749 | 956.4791 | -0.00203 |  |  | 956.4791 | 0.8853 | 951.9352 | 0 | [6 empty] | 3.0687e-05 | -0.00010759 |  | 0 | 0 |  | 0 | -6.5572e-05 | -0.0004333 | 0.00025156 |  | 7.3751e-05 | 0.0003009 |  | 0.21241 | 0
[6 empty] | 962.4216 | 0.00069166 | 967.3032 | 0.00034401 | 968.8207 | -0.00019936 | 956.7198 | 0 | 956.7198 | 0 |  |  | 952.1716 | 0 | 967.3032 | 0.00421 | 956.7198 | 0.00184 | 956.4791 | -0.00329 | 952.1716 | 0.0018632 | 962.4216 | 0.00030247 | 956.7198 | 0.00453 |  |  | 956.7198 | 0.87947 | 952.1716 | 0 | [6 empty] | 3.2489e-05 | -6.5298e-05 |  | 0 | 0 |  | 0 | -0.00025507 | -6.2603e-05 | 0.00049709 |  | 7.2529e-05 | 0.00039608 |  | 0.21121 | 0
[6 empty] | 962.6635 | -0.00042303 | 967.5461 | -0.00088163 | 969.0662 | -5.4896e-05 | 956.9606 | 0 | 956.9606 | 0 |  |  | 952.408 | 0 | 967.5461 | -0.00631 | 956.9606 | -0.00236 | 956.7198 | 0.00742 | 952.408 | 0.0011453 | 962.6635 | 0.00029723 | 956.9606 | -0.00124 |  |  | 956.9606 | 0.87492 | 952.408 | 0 | [6 empty] | 2.7415e-05 | -1.7619e-05 |  | 0 | 0 |  | 0 | -0.00037045 | 0.00050914 | 0.00024921 |  | 7.1271e-05 | 0.00028527 |  | 0.20984 | 0
[6 empty] | 962.9053 | 0.00064976 | 967.7891 | 0.00073657 | 969.3117 | -0.00017735 | 957.2014 | 0 | 957.2014 | 0 |  |  | 952.6444 | 0 | 967.7891 | 0.00326 | 957.2014 | 0.00659 | 956.9606 | -0.00535 | 952.6444 | 0.00067299 | 962.9053 | 0.00029222 | 957.2014 | 0.00361 |  |  | 957.2014 | 0.86844 | 952.6444 | 0 | [6 empty] | 2.3844e-05 | -0.00021292 |  | 0 | 0 |  | 0 | -0.00016029 | 0.0002335 | -0.00017333 |  | 7.0159e-05 | 0.00041907 |  | 0.20845 | 0
[6 empty] | 963.1472 | -0.00045261 | 968.0319 | -0.00249 | 969.5572 | -3.2405e-05 | 957.4421 | 0 | 957.4421 | 0 |  |  | 952.8809 | 0 | 968.0319 | -0.00458 | 957.4421 | -0.00465 | 957.2014 | 0.00391 | 952.8809 | -0.001373 | 963.1472 | 0.00028789 | 957.4421 | -0.00012821 |  |  | 957.4421 | 0.86344 | 952.8809 | 0 | [6 empty] | 2.8052e-05 | -0.00021379 |  | 0 | 0 |  | 0 | 0.00019677 | 0.00035395 | -0.00064513 |  | 6.9243e-05 | 0.00020247 |  | 0.20659 | 0
[6 empty] | 963.389 | 0.00068456 | 968.2748 | 0.00072981 | 969.8027 | -0.00015902 | 957.6829 | 0 | 957.6829 | 0 |  |  | 953.1173 | 0 | 968.2748 | 0.0062 | 957.6829 | 0.00759 | 957.4421 | -0.00927 | 953.1172 | 0.00093716 | 963.389 | 0.00028464 | 957.6829 | 0.00181 |  |  | 957.6829 | 0.85258 | 953.1172 | 0 | [6 empty] | 2.9877e-05 | -5.468e-05 |  | 0 | 0 |  | 0 | 0.00024778 | 0.00073558 | -0.00020466 |  | 6.862e-05 | -5.1768e-05 |  | 0.20539 | 0
[6 empty] | 963.6309 | -0.00043752 | 968.5178 | -0.00118 | 970.0482 | -2.2208e-05 | 957.9236 | 0 | 957.9236 | 0 |  |  | 953.3537 | 0 | 968.5178 | -0.00416 | 957.9236 | -0.00148 | 957.6829 | 0.00757 | 953.3537 | -0.00051619 | 963.6309 | 0.00028274 | 957.9236 | -0.00224 |  |  | 957.9236 | 0.85345 | 953.3537 | 0 | [6 empty] | 3.291e-05 | 6.6803e-05 |  | 0 | 0 |  | 0 | -0.00018948 | 0.00031536 | 0.00093462 |  | 6.8341e-05 | -5.2961e-05 |  | 0.204 | 0
[6 empty] | 963.8728 | 0.00070964 | 968.7607 | 0.00173 | 970.2937 | -0.00019144 | 958.1644 | 0 | 958.1644 | 0 |  |  | 953.5901 | 0 | 968.7607 | 0.0026 | 958.1644 | 0.0041 | 957.9236 | 0.00019326 | 953.5901 | 0.0015712 | 963.8728 | 0.00028233 | 958.1644 | 0.0018 |  |  | 958.1644 | 0.84141 | 953.5901 | 0 | [6 empty] | 2.5022e-05 | 5.467e-05 |  | 0 | 0 |  | 0 | 0.00013728 | -0.00043702 | 0.00035186 |  | 6.8416e-05 | 0.00014152 |  | 0.20234 | 0
[6 empty] | 964.1147 | -0.00050274 | 969.0037 | -0.00128 | 970.5393 | -5.2709e-05 | 958.4052 | 0 | 958.4052 | 0 |  |  | 953.8266 | 0 | 969.0037 | -0.00147 | 958.4052 | -0.00773 | 958.1644 | 0.00273 | 953.8266 | 0.00019069 | 964.1147 | 0.00028337 | 958.4052 | -0.00062448 |  |  | 958.4052 | 0.83929 | 953.8266 | 0 | [6 empty] | 2.34e-05 | 4.9799e-05 |  | 0 | 0 |  | 0 | 0.00024656 | -0.00041536 | -0.00054055 |  | 6.8835e-05 | 0.00014875 |  | 0.20112 | 0
[6 empty] | 964.3566 | 0.00069617 | 969.2466 | 0.00169 | 970.7848 | -0.00019584 | 958.6459 | 0 | 958.6459 | 0 |  |  | 954.063 | 0 | 969.2466 | 0.0035 | 958.6459 | 0.00428 | 958.4052 | -0.00722 | 954.063 | 0.0012812 | 964.3566 | 0.00028565 | 958.6459 | 0.00186 |  |  | 958.6459 | 0.83122 | 954.063 | 0 | [6 empty] | 1.6384e-05 | 4.1307e-05 |  | 0 | 0 |  | 0 | 0.0003925 | -0.00017822 | -0.00037804 |  | 6.9487e-05 | 6.6231e-05 |  | 0.19944 | 0
[6 empty] | 964.5985 | -0.00056071 | 969.4896 | -0.00135 | 971.0303 | -7.0359e-05 | 958.8868 | 0 | 958.8868 | 0 |  |  | 954.2995 | 0 | 969.4896 | -0.0002693 | 958.8868 | -0.00576 | 958.6459 | 0.00408 | 954.2995 | 0.00034058 | 964.5985 | 0.00028889 | 958.8868 | -0.00131 |  |  | 958.8868 | 0.82501 | 954.2995 | 0 | [6 empty] | 1.4244e-05 | -9.7242e-05 |  | 0 | 0 |  | 0 | 0.00053815 | 0.00050684 | 0.00026372 |  | 7.036e-05 | 0.00027449 |  | 0.19783 | 0
[6 empty] | 964.8405 | 0.00067845 | 969.7325 | 0.00054939 | 971.2759 | -0.00019987 | 959.1276 | 0 | 959.1276 | 0 |  |  | 954.536 | 0 | 969.7325 | 0.0047 | 959.1276 | 0.00997 | 958.8868 | -0.00189 | 954.536 | 3.3058e-05 | 964.8405 | 0.00029273 | 959.1276 | 0.00359 |  |  | 959.1276 | 0.81827 | 954.536 | 0 | [6 empty] | 3.5781e-05 | 1.4958e-05 |  | 0 | 0 |  | 0 | 0.00032802 | 0.0014327 | 0.00038886 |  | 7.1296e-05 | 0.00013845 |  | 0.19655 | 0
[6 empty] | 965.0823 | -0.0003826 | 969.9755 | -0.00042627 | 971.5214 | -5.033e-05 | 959.3683 | 0 | 959.3683 | 0 |  |  | 954.7725 | 0 | 969.9755 | -0.002 | 959.3683 | 0.00193 | 959.1276 | 0.00512 | 954.7725 | -0.00062681 | 965.0823 | 0.00029678 | 959.3683 | -0.00244 |  |  | 959.3683 | 0.81427 | 954.7725 | 0 | [6 empty] | 2.2939e-05 | 7.0918e-05 |  | 0 | 0 |  | 0 | -2.6728e-05 | 0.00063823 | 5.779e-05 |  | 7.2284e-05 | 0.0002011 |  | 0.19482 | 0
[6 empty] | 965.3243 | 0.00057223 | 970.2184 | 0.00101 | 971.767 | -0.00021448 | 959.6092 | 0 | 959.6092 | 0 |  |  | 955.0089 | 0 | 970.2184 | 0.00178 | 959.6092 | 0.00337 | 959.3683 | -0.00464 | 955.0089 | 0.00045084 | 965.3243 | 0.00030074 | 959.6092 | 0.00411 |  |  | 959.6092 | 0.8036 | 955.0089 | 0 | [6 empty] | -1.3442e-05 | -5.4673e-05 |  | 0 | 0 |  | 0 | -0.00039121 | -0.0001529 | 0.00070807 |  | 7.3201e-05 | 0.00034072 |  | 0.19308 | 0
[6 empty] | 965.5662 | -0.00068334 | 970.4614 | -0.00146 | 972.0126 | -7.29e-05 | 959.85 | 0 | 959.85 | 0 |  |  | 955.2454 | 0 | 970.4614 | -0.005 | 959.85 | -0.00464 | 959.6092 | 0.01052 | 955.2454 | -0.00021577 | 965.5662 | 0.00030437 | 959.85 | -0.00128 |  |  | 959.85 | 0.80012 | 955.2454 | 0 | [6 empty] | 1.8682e-07 | -7.3316e-05 |  | 0 | 0 |  | 0 | 0.00021747 | 0.00013246 | 0.00029015 |  | 7.4036e-05 | 0.00023843 |  | 0.19158 | 0
[6 empty] | 965.8082 | 0.00068489 | 970.7044 | 0.00085653 | 972.2582 | -0.00022001 | 960.0908 | 0 | 960.0908 | 0 |  |  | 955.4819 | 0 | 970.7044 | 0.00679 | 960.0908 | 0.00574 | 959.85 | -0.00811 | 955.4819 | 7.8041e-05 | 965.8082 | 0.00030749 | 960.0908 | 0.00326 |  |  | 960.0908 | 0.79079 | 955.4819 | 0 | [6 empty] | 3.0842e-05 | 2.5541e-05 |  | 0 | 0 |  | 0 | 0.00042157 | -0.00015414 | -0.00015053 |  | 7.47e-05 | -9.3932e-05 |  | 0.19006 | 0
[6 empty] | 966.0502 | -0.00042993 | 970.9474 | -0.00064629 | 972.5038 | -6.5275e-05 | 960.3317 | 0 | 960.3317 | 0 |  |  | 955.7184 | 0 | 970.9474 | -0.00332 | 960.3317 | -0.00702 | 960.0908 | 0.00686 | 955.7184 | -0.00023851 | 966.0502 | 0.00031001 | 960.3317 | -0.00404 |  |  | 960.3317 | 0.78747 | 955.7184 | 0 | [6 empty] | 4.2527e-05 | -1.9775e-05 |  | 0 | 0 |  | 0 | 0.00011056 | 0.00031309 | 0.0005961 |  | 7.5234e-05 | -0.00010236 |  | 0.18858 | 0
[6 empty] | 966.2921 | 0.00078148 | 971.1904 | 0.00048352 | 972.7494 | -0.00023028 | 960.5725 | 0 | 960.5725 | 0 |  |  | 955.9549 | 0 | 971.1904 | 0.00423 | 960.5725 | 0.00962 | 960.3317 | -0.00191 | 955.9549 | -6.2023e-05 | 966.2921 | 0.0003119 | 960.5725 | 0.00319 |  |  | 960.5725 | 0.77852 | 955.9549 | 0 | [6 empty] | 3.0966e-05 | -5.8402e-05 |  | 0 | 0 |  | 0 | -0.00057465 | 0.00069482 | -6.9844e-05 |  | 7.5636e-05 | -0.00020351 |  | 0.18686 | 0
[6 empty] | 966.5341 | -0.00052557 | 971.4334 | -0.00096423 | 972.995 | -7.1858e-05 | 960.8134 | 0 | 960.8134 | 0 |  |  | 956.1914 | 0 | 971.4334 | -0.00896 | 960.8134 | -0.00385 | 960.5725 | 0.00133 | 956.1914 | -0.0004089 | 966.5341 | 0.00031318 | 960.8134 | -0.00488 |  |  | 960.8134 | 0.77319 | 956.1914 | 0 | [6 empty] | -3.1196e-06 | -6.4336e-05 |  | 0 | 0 |  | 0 | -0.00036942 | 0.00029022 | -0.00081886 |  | 7.5875e-05 | -2.4085e-06 |  | 0.18511 | 0
[6 empty] | 966.7761 | 0.00049978 | 971.6764 | 0.00043481 | 973.2406 | -0.00022516 | 961.0542 | 0 | 961.0542 | 0 |  |  | 956.4279 | 0 | 971.6764 | 0.00592 | 961.0542 | 0.00626 | 960.8134 | -0.00813 | 956.4279 | 0.0018531 | 966.7761 | 0.00031388 | 961.0542 | 0.00486 |  |  | 961.0542 | 0.76399 | 956.4279 | 0 | [6 empty] | 1.0277e-05 | -0.00015128 |  | 0 | 0 |  | 0 | 0.00042886 | 0.00010356 | -0.00025891 |  | 7.5987e-05 | 0.0001445 |  | 0.18339 | 0
[6 empty] | 967.0181 | -0.00041485 | 971.9194 | -0.00168 | 973.4863 | -8.6328e-05 | 961.295 | 0 | 961.295 | 0 |  |  | 956.6644 | 0 | 971.9194 | -0.00239 | 961.295 | -0.0054 | 961.0542 | 0.00598 | 956.6644 | 0.00010485 | 967.0181 | 0.0003141 | 961.295 | -0.00366 |  |  | 961.295 | 0.75896 | 956.6644 | 0 | [6 empty] | 3.0889e-05 | 2.4304e-05 |  | 0 | 0 |  | 0 | 2.0658e-05 | 0.00070948 | -0.00037571 |  | 7.6e-05 | -3.7341e-05 |  | 0.18175 | 0
[6 empty] | 967.2601 | 0.00067013 | 972.1624 | 0.00188 | 973.7319 | -0.00019322 | 961.5359 | 0 | 961.5359 | 0 |  |  | 956.9009 | 0 | 972.1624 | 0.00256 | 961.5359 | 0.01129 | 961.295 | -0.0091 | 956.9009 | 0.0010148 | 967.2601 | 0.00031398 | 961.5359 | 0.00335 |  |  | 961.5359 | 0.7499 | 956.9009 | 0 | [6 empty] | 3.3298e-05 | 1.3368e-05 |  | 0 | 0 |  | 0 | -5.9547e-05 | 0.0007177 | -0.00019996 |  | 7.5951e-05 | 0.00025409 |  | 0.17989 | 0
[6 empty] | 967.5021 | -0.00039495 | 972.4055 | -0.00177 | 973.9775 | -4.8172e-05 | 961.7768 | 0 | 961.7768 | 0 |  |  | 957.1375 | 0 | 972.4055 | -0.00305 | 961.7768 | -0.00533 | 961.5359 | 0.00744 | 957.1375 | -0.0004861 | 967.5021 | 0.0003137 | 961.7768 | -0.00124 |  |  | 961.7768 | 0.74393 | 957.1375 | 0 | [6 empty] | 2.6007e-05 | -0.0001513 |  | 0 | 0 |  | 0 | -7.5324e-05 | -1.325e-05 | 2.0471e-05 |  | 7.5888e-05 | 0.00010841 |  | 0.17793 | 0
[6 empty] | 967.7441 | 0.00060988 | 972.6484 | 0.00052465 | 974.2232 | -0.00019353 | 962.0177 | 0 | 962.0177 | 0 |  |  | 957.374 | 0 | 972.6484 | 0.00243 | 962.0177 | 0.00522 | 961.7768 | -0.00727 | 957.374 | 0.0014256 | 967.7441 | 0.00031346 | 962.0177 | 0.00214 |  |  | 962.0177 | 0.73323 | 957.374 | 0 | [6 empty] | 2.6715e-05 | -5.018e-05 |  | 0 | 0 |  | 0 | -0.00019686 | 0.00016743 | -4.6977e-05 |  | 7.5866e-05 | -9.7569e-05 |  | 0.17593 | 0
[6 empty] | 967.9861 | -0.0003891 | 972.8915 | -0.00093758 | 974.4689 | -3.829e-05 | 962.2586 | 0 | 962.2586 | 0 |  |  | 957.6106 | 0 | 972.8915 | -0.00405 | 962.2586 | -0.00383 | 962.0177 | 0.00688 | 957.6106 | 0.0019151 | 967.9861 | 0.00031352 | 962.2586 | -0.00295 |  |  | 962.2586 | 0.7273 | 957.6106 | 0 | [6 empty] | 3.6757e-05 | 8.8022e-06 |  | 0 | 0 |  | 0 | 0.00025161 | 0.00054323 | 0.00061071 |  | 7.5962e-05 | 0.00046373 |  | 0.1739 | 0
[6 empty] | 968.2282 | 0.0006928 | 973.1346 | 0.00101 | 974.7145 | -0.00018936 | 962.4995 | 0 | 962.4995 | 0 |  |  | 957.8471 | 0 | 973.1346 | 0.00612 | 962.4995 | 0.00834 | 962.2586 | -0.00181 | 957.8471 | 0.0013482 | 968.2282 | 0.0003141 | 962.4995 | 0.0068 |  |  | 962.4995 | 0.71648 | 957.8471 | 0 | [6 empty] | 2.3799e-05 | -3.7671e-05 |  | 0 | 0 |  | 0 | 7.2912e-05 | -0.00018791 | 0.00060707 |  | 7.6189e-05 | 0.00052037 |  | 0.17198 | 0
[6 empty] | 968.4703 | -0.00049617 | 973.3776 | -0.00132 | 974.9602 | -4.5004e-05 | 962.7404 | 0 | 962.7404 | 0 |  |  | 958.0837 | 0 | 973.3776 | -0.00552 | 962.7404 | -0.0099 | 962.4995 | 0.00685 | 958.0837 | 7.3615e-06 | 968.4703 | 0.00031539 | 962.7404 | -0.00248 |  |  | 962.7404 | 0.7113 | 958.0837 | 0 | [6 empty] | 1.6429e-05 | -5.19e-05 |  | 0 | 0 |  | 0 | -0.00057276 | -0.00027824 | 2.65e-05 |  | 7.6584e-05 | 0.00035412 |  | 0.17014 | 0
[6 empty] | 968.7123 | 0.00063194 | 973.6207 | 0.00089293 | 975.2059 | -0.00019112 | 962.9813 | 0 | 962.9813 | 0 |  |  | 958.3202 | 0 | 973.6207 | 0.00080691 | 962.9813 | 0.00759 | 962.7404 | -0.00663 | 958.3203 | 0.0013528 | 968.7123 | 0.00031752 | 962.9813 | 0.00542 |  |  | 962.9813 | 0.70125 | 958.3203 | 0 | [6 empty] | 1.3718e-05 | -3.4885e-05 |  | 0 | 0 |  | 0 | -0.0003698 | 0.00023127 | -0.00045289 |  | 7.7221e-05 | 0.00081187 |  | 0.16814 | 0
[6 empty] | 968.9543 | -0.0005186 | 973.8637 | -0.00118 | 975.4516 | -3.5635e-05 | 963.2222 | 0 | 963.2222 | 0 |  |  | 958.5568 | 0 | 973.8637 | -0.00385 | 963.2222 | -0.00567 | 962.9813 | 0.00287 | 958.5568 | 0.00032948 | 968.9543 | 0.0003205 | 963.2222 | 0.00132 |  |  | 963.2222 | 0.69459 | 958.5568 | 0 | [6 empty] | 1.1974e-05 | 1.2155e-05 |  | 0 | 0 |  | 0 | 0.00012277 | -6.0225e-05 | 0.00017105 |  | 7.803e-05 | 0.00081424 |  | 0.16638 | 0
[6 empty] | 969.1964 | 0.00061753 | 974.1068 | 0.00128 | 975.6973 | -0.00018931 | 963.4631 | 0 | 963.4631 | 0 |  |  | 958.7934 | 0 | 974.1068 | 0.00486 | 963.4631 | 0.00517 | 963.2222 | -0.00145 | 958.7934 | 0.00055059 | 969.1964 | 0.0003242 | 963.4631 | 0.00544 |  |  | 963.4631 | 0.68676 | 958.7934 | 0 | [6 empty] | 1.1948e-05 | 9.9513e-05 |  | 0 | 0 |  | 0 | 7.5342e-05 | 1.2049e-06 | 0.00040592 |  | 7.9003e-05 | 0.00056703 |  | 0.16462 | 0
[6 empty] | 969.4385 | -0.00051884 | 974.3498 | -0.0004611 | 975.943 | -3.4538e-05 | 963.7041 | 0 | 963.7041 | 0 |  |  | 959.03 | 0 | 974.3498 | -0.00424 | 963.7041 | -0.00516 | 963.4631 | 0.00482 | 959.03 | -2.6378e-05 | 969.4385 | 0.00032837 | 963.7041 | -0.00073379 |  |  | 963.7041 | 0.67953 | 959.03 | 0 | [6 empty] | 4.3829e-05 | 0.00013966 |  | 0 | 0 |  | 0 | -0.00021758 | -0.00019514 | 9.1569e-05 |  | 8.0003e-05 | 0.00013686 |  | 0.1624 | 0
[6 empty] | 969.6806 | 0.00088096 | 974.593 | 0.00161 | 976.1888 | -0.00016096 | 963.945 | 0 | 963.945 | 0 |  |  | 959.2665 | 0 | 974.593 | 0.00245 | 963.945 | 0.00354 | 963.7041 | -0.00406 | 959.2665 | 0.00093067 | 969.6806 | 0.00033263 | 963.945 | 0.00187 |  |  | 963.945 | 0.66865 | 959.2665 | 0 | [6 empty] | 4.1842e-05 | 1.2155e-05 |  | 0 | 0 |  | 0 | -0.00055184 | 0.00023253 | -0.00030957 |  | 8.1006e-05 | 0.000282 |  | 0.16024 | 0
[6 empty] | 969.9227 | -0.00053535 | 974.8361 | -0.00151 | 976.4345 | -2.9371e-05 | 964.186 | 0 | 964.186 | 0 |  |  | 959.5031 | 0 | 974.8361 | -0.00699 | 964.186 | -0.00161 | 963.945 | 0.00149 | 959.5031 | 0.00069928 | 969.9227 | 0.00033649 | 964.186 | 0.00047062 |  |  | 964.186 | 0.66136 | 959.5031 | 0 | [6 empty] | 3.195e-05 | 4.3758e-05 |  | 0 | 0 |  | 0 | -0.00076635 | 0.00061447 | -0.00049999 |  | 8.1816e-05 | 0.00049527 |  | 0.15809 | 0
[6 empty] | 970.1648 | 0.00079932 | 975.0792 | 0.00187 | 976.6802 | -0.00017653 | 964.4269 | 0 | 964.4269 | 0 |  |  | 959.7397 | 0 | 975.0792 | 0.00068517 | 964.4269 | 0.00671 | 964.186 | -0.00564 | 959.7397 | 0.00063783 | 970.1648 | 0.00033949 | 964.4269 | 0.00364 |  |  | 964.4269 | 0.65079 | 959.7397 | 0 | [6 empty] | 3.0486e-05 | -3.6467e-06 |  | 0 | 0 |  | 0 | -0.00029232 | 0.00033254 | 0.00076628 |  | 8.2403e-05 | -0.00013133 |  | 0.15623 | 0
[6 empty] | 970.4069 | -0.0005475 | 975.3223 | -0.0019 | 976.926 | -4.1162e-05 | 964.6679 | 0 | 964.6679 | 0 |  |  | 959.9763 | 0 | 975.3223 | -0.00309 | 964.6679 | -0.00395 | 964.4269 | 0.012 | 959.9763 | -0.00041451 | 970.4069 | 0.00034117 | 964.6679 | -0.00473 |  |  | 964.6679 | 0.64589 | 959.9763 | 0 | [6 empty] | 5.5232e-06 | -0.00011087 |  | 0 | 0 |  | 0 | -2.7957e-05 | 0.00043493 | 0.0010386 |  | 8.2615e-05 | 0.00013976 |  | 0.15423 | 0
[6 empty] | 970.649 | 0.00059313 | 975.5654 | 0.00098783 | 977.1717 | -0.0002019 | 964.9089 | 0 | 964.9089 | 0 |  |  | 960.2129 | 0 | 975.5654 | 0.00286 | 964.9089 | 0.00756 | 964.6679 | -0.00338 | 960.213 | 0.0010462 | 970.649 | 0.00034124 | 964.9089 | 0.00589 |  |  | 964.9089 | 0.63427 | 960.213 | 0 | [6 empty] | -1.9874e-05 | -0.0001206 |  | 0 | 0 |  | 0 | -9.724e-05 | 0.00043977 | 0.00024216 |  | 8.2421e-05 | 0.00054098 |  | 0.1521 | 0
[6 empty] | 970.8912 | -0.00075728 | 975.8085 | -0.00198 | 977.4175 | -6.1065e-05 | 965.1498 | 0 | 965.1498 | 0 |  |  | 960.4496 | 0 | 975.8085 | -0.00366 | 965.1498 | -0.00391 | 964.9089 | 0.00539 | 960.4496 | -0.00057198 | 970.8912 | 0.00033957 | 965.1498 | -0.0014 |  |  | 965.1498 | 0.62809 | 960.4496 | 0 | [6 empty] | -4.9676e-06 | -0.0002884 |  | 0 | 0 |  | 0 | -5.8361e-05 | -0.00047276 | 0.00053584 |  | 8.1815e-05 | 0.00058556 |  | 0.15007 | 0
[6 empty] | 971.1333 | 0.00071625 | 976.0516 | -0.00039204 | 977.6633 | -0.00020683 | 965.3908 | 0 | 965.3908 | 0 |  |  | 960.6862 | 0 | 976.0516 | 0.00318 | 965.3908 | -1.3776e-05 | 965.1498 | -0.00094265 | 960.6862 | 0.0014329 | 971.1333 | 0.00033624 | 965.3908 | 0.00626 |  |  | 965.3908 | 0.61742 | 960.6862 | 0 | [6 empty] | -2.2828e-06 | -0.00012923 |  | 0 | 0 |  | 0 | -0.00035979 | -0.00031852 | 0.00039608 |  | 8.0839e-05 | 0.00068056 |  | 0.14822 | 0
[6 empty] | 971.3754 | -0.00073511 | 976.2947 | -0.00067117 | 977.9091 | -7.4247e-05 | 965.6318 | 0 | 965.6318 | 0 |  |  | 960.9228 | 0 | 976.2947 | -0.00614 | 965.6318 | -0.00263 | 965.3908 | 0.00423 | 960.9228 | -0.00025828 | 971.3754 | 0.00033151 | 965.6318 | -0.0006113 |  |  | 965.6318 | 0.61279 | 960.9228 | 0 | [6 empty] | -9.1287e-06 | 8.3747e-05 |  | 0 | 0 |  | 0 | -0.00041337 | 0.00017475 | -0.00036385 |  | 7.9597e-05 | 0.00035054 |  | 0.14634 | 0
[6 empty] | 971.6176 | 0.00065972 | 976.5379 | 0.00136 | 978.1549 | -0.00023782 | 965.8728 | 0 | 965.8728 | 0 |  |  | 961.1594 | 0 | 976.5379 | 0.00274 | 965.8728 | 0.00408 | 965.6318 | -0.00725 | 961.1594 | -0.00061294 | 971.6176 | 0.00032581 | 965.8728 | 0.00352 |  |  | 965.8728 | 0.60153 | 961.1594 | 0 | [6 empty] | 3.2178e-05 | 2.6742e-05 |  | 0 | 0 |  | 0 | 0.00020421 | 3.735e-05 | -0.0001181 |  | 7.814e-05 | 0.00021687 |  | 0.14425 | 0
[6 empty] | 971.8597 | -0.00039393 | 976.781 | -0.00114 | 978.4007 | -9.8408e-05 | 966.1138 | 0 | 966.1138 | 0 |  |  | 961.3961 | 0 | 976.781 | -0.00106 | 966.1138 | -0.00377 | 965.8728 | 0.00627 | 961.3961 | -0.0011541 | 971.8597 | 0.00031964 | 966.1138 | -0.00172 |  |  | 966.1138 | 0.59568 | 961.3961 | 0 | [6 empty] | 2.8727e-05 | -4.8039e-05 |  | 0 | 0 |  | 0 | 0.0002152 | 0.00024465 | 0.00018555 |  | 7.6675e-05 | 0.00056039 |  | 0.14256 | 0
[6 empty] | 972.1019 | 0.00063116 | 977.0242 | 0.00074488 | 978.6466 | -0.0002375 | 966.3548 | 0 | 966.3548 | 0 |  |  | 961.6327 | 0 | 977.0242 | 0.00283 | 966.3548 | 0.0058 | 966.1138 | -0.00473 | 961.6327 | 0.00074135 | 972.1019 | 0.00031355 | 966.3548 | 0.00637 |  |  | 966.3548 | 0.58723 | 961.6327 | 0 | [6 empty] | 3.8754e-05 | -0.00015138 |  | 0 | 0 |  | 0 | 2.31e-05 | 2.5308e-05 | -0.00012293 |  | 7.5269e-05 | 0.00063752 |  | 0.14078 | 0
[6 empty] | 972.3441 | -0.00031113 | 977.2673 | -0.00199 | 978.8923 | -9.4512e-05 | 966.5958 | 0 | 966.5958 | 0 |  |  | 961.8694 | 0 | 977.2673 | -0.00264 | 966.5958 | -0.00559 | 966.3548 | 0.00371 | 961.8694 | 0.00056372 | 972.3441 | 0.00030803 | 966.5958 | -0.00108 |  |  | 966.5958 | 0.58094 | 961.8694 | 0 | [6 empty] | 1.5202e-05 | -1.0943e-05 |  | 0 | 0 |  | 0 | -0.00013374 | 9.5203e-05 | -0.00017354 |  | 7.4056e-05 | 0.00018679 |  | 0.13879 | 0
[6 empty] | 972.5863 | 0.00043666 | 977.5105 | 0.0019 | 979.1382 | -0.00024759 | 966.8369 | 0 | 966.8369 | 0 |  |  | 962.106 | 0 | 977.5105 | 0.00154 | 966.8369 | 0.00638 | 966.5958 | -0.00515 | 962.106 | 0.00061606 | 972.5863 | 0.00030353 | 966.8369 | 0.00263 |  |  | 966.8369 | 0.57079 | 962.106 | 0 | [6 empty] | 1.4507e-06 | 8.8753e-05 |  | 0 | 0 |  | 0 | 0.00015953 | 0.00031816 | 0.00018197 |  | 7.3126e-05 | 0.00038784 |  | 0.13668 | 0
[6 empty] | 972.8285 | -0.00042468 | 977.7537 | -0.00117 | 979.384 | -0.00010334 | 967.0779 | 0 | 967.0779 | 0 |  |  | 962.3427 | 0 | 977.7537 | -0.00022782 | 967.0779 | -0.00374 | 966.8369 | 0.00666 | 962.3427 | -0.00020637 | 972.8285 | 0.00030035 | 967.0779 | 0.00058821 |  |  | 967.0779 | 0.56334 | 962.3427 | 0 | [6 empty] | 2.4516e-05 | -0.00010939 |  | 0 | 0 |  | 0 | 0.00027748 | 0.0003507 | 0.00014462 |  | 7.2542e-05 | 0.00057344 |  | 0.13478 | 0
[6 empty] | 973.0707 | 0.00062714 | 977.9968 | 0.00027032 | 979.6299 | -0.00025184 | 967.3189 | 0 | 967.3189 | 0 |  |  | 962.5793 | 0 | 977.9968 | 0.00251 | 967.3189 | 0.00665 | 967.0779 | -0.00546 | 962.5793 | 0.00073245 | 973.0707 | 0.0002987 | 967.3189 | 0.00417 |  |  | 967.3189 | 0.55506 | 962.5793 | 0 | [6 empty] | -3.7864e-08 | -0.00013248 |  | 0 | 0 |  | 0 | 0.00012401 | -0.00033142 | 0.00012534 |  | 7.235e-05 | 0.00020608 |  | 0.13323 | 0
[6 empty] | 973.3129 | -0.00062745 | 978.24 | -0.00136 | 979.8757 | -8.2382e-05 | 967.5599 | 0 | 967.5599 | 0 |  |  | 962.816 | 0 | 978.24 | -0.00149 | 967.5599 | -0.0094 | 967.3189 | 0.0065 | 962.816 | -0.00012496 | 973.3129 | 0.00029862 | 967.5599 | -0.00246 |  |  | 967.5599 | 0.55045 | 962.816 | 0 | [6 empty] | 1.6376e-05 | 7.905e-05 |  | 0 | 0 |  | 0 | 9.1211e-05 | -0.00057741 | 0.00011931 |  | 7.249e-05 | 0.00019528 |  | 0.13153 | 0
[6 empty] | 973.5551 | 0.00076269 | 978.4832 | 0.00201 | 980.1216 | -0.00023402 | 967.801 | 0 | 967.801 | 0 |  |  | 963.0527 | 0 | 978.4832 | 0.00224 | 967.801 | 0.00461 | 967.5599 | -0.00551 | 963.0527 | 0.0018083 | 973.5551 | 0.00030001 | 967.801 | 0.00408 |  |  | 967.801 | 0.54071 | 963.0527 | 0 | [6 empty] | 1.7119e-05 | 0.00013721 |  | 0 | 0 |  | 0 | -0.00048875 | -0.00051337 | -0.00015791 |  | 7.3001e-05 | 0.00017233 |  | 0.12957 | 0
[6 empty] | 973.7974 | -0.00062135 | 978.7264 | -0.00088147 | 980.3674 | -9.4989e-05 | 968.0421 | 0 | 968.0421 | 0 |  |  | 963.2894 | 0 | 978.7264 | -0.00626 | 968.0421 | -0.00887 | 967.801 | 0.0042 | 963.2894 | 4.0241e-05 | 973.7974 | 0.00030268 | 968.0421 | -0.00265 |  |  | 968.0421 | 0.53448 | 963.2894 | 0 | [6 empty] | 1.222e-05 | 7.522e-05 |  | 0 | 0 |  | 0 | -7.783e-05 | -0.00085587 | 0.00029766 |  | 7.377e-05 | 8.4381e-06 |  | 0.12765 | 0
[6 empty] | 974.0396 | 0.00072224 | 978.9696 | 0.0015 | 980.6133 | -0.00025255 | 968.2831 | 0 | 968.2831 | 0 |  |  | 963.5261 | 0 | 978.9696 | 0.00562 | 968.2831 | 0.00177 | 968.0421 | -0.00173 | 963.5261 | -0.00010113 | 974.0396 | 0.00030636 | 968.2831 | 0.00272 |  |  | 968.2831 | 0.52442 | 963.5261 | 0 | [6 empty] | 3.7717e-05 | 5.7159e-05 |  | 0 | 0 |  | 0 | 0.00067277 | 2.8931e-05 | 0.00045445 |  | 7.4728e-05 | 0.00018202 |  | 0.12593 | 0
[6 empty] | 974.2818 | -0.00041077 | 979.2128 | -0.00103 | 980.8592 | -8.4937e-05 | 968.5242 | 0 | 968.5242 | 0 |  |  | 963.7628 | 0 | 979.2128 | -8.803e-05 | 968.5242 | -0.00153 | 968.2831 | 0.0055 | 963.7628 | -0.00038857 | 974.2818 | 0.00031075 | 968.5242 | -0.00121 |  |  | 968.5242 | 0.52023 | 963.7628 | 0 | [6 empty] | 2.0948e-05 | -0.00013569 |  | 0 | 0 |  | 0 | 0.00051817 | 8.0745e-05 | -8.7998e-05 |  | 7.5881e-05 | 0.00071827 |  | 0.12433 | 0
[6 empty] | 974.5241 | 0.00058368 | 979.456 | -8.6037e-05 | 981.1051 | -0.00023729 | 968.7653 | 0 | 968.7653 | 0 |  |  | 963.9995 | 0 | 979.456 | 0.00435 | 968.7653 | 0.0022 | 968.5242 | -0.00623 | 963.9995 | 0.0016242 | 974.5241 | 0.00031557 | 968.7653 | 0.00717 |  |  | 968.7653 | 0.51145 | 963.9995 | 0 | [6 empty] | 1.0543e-05 | -0.00022329 |  | 0 | 0 |  | 0 | 2.4323e-05 | -0.00042311 | -0.00036998 |  | 7.7056e-05 | 0.00053884 |  | 0.12244 | 0
[6 empty] | 974.7664 | -0.00049664 | 979.6992 | -0.00175 | 981.351 | -7.2719e-05 | 969.0063 | 0 | 969.0063 | 0 |  |  | 964.2362 | 0 | 979.6992 | -0.00415 | 969.0063 | -0.00571 | 968.7653 | 0.00316 | 964.2362 | 0.00011448 | 974.7664 | 0.00032061 | 969.0063 | -0.0027 |  |  | 969.0063 | 0.50424 | 964.2362 | 0 | [6 empty] | 1.2566e-05 | -0.00017149 |  | 0 | 0 |  | 0 | -9.6072e-05 | -0.00038695 | 0.0001097 |  | 7.8286e-05 | 0.00020975 |  | 0.12071 | 0
[6 empty] | 975.0086 | 0.00060038 | 979.9424 | 0.0003398 | 981.597 | -0.00022418 | 969.2474 | 0 | 969.2474 | 0 |  |  | 964.4729 | 0 | 979.9424 | 0.00336 | 969.2474 | 0.0025 | 969.0063 | -0.00225 | 964.4729 | 0.0012835 | 975.0086 | 0.00032572 | 969.2474 | 0.00444 |  |  | 969.2474 | 0.49709 | 964.4729 | 0 | [6 empty] | 3.6187e-06 | -0.00010948 |  | 0 | 0 |  | 0 | 2.4323e-06 | 9.7666e-05 | 0.00051714 |  | 7.9524e-05 | 0.00035328 |  | 0.11912 | 0
[6 empty] | 975.2509 | -0.0005705 | 980.1857 | -0.00124 | 981.8429 | -6.3411e-05 | 969.4886 | 0 | 969.4886 | 0 |  |  | 964.7096 | 0 | 980.1857 | -0.00334 | 969.4886 | -0.00169 | 969.2474 | 0.00654 | 964.7096 | 0.00095465 | 975.2509 | 0.00033082 | 969.4886 | -0.00151 |  |  | 969.4886 | 0.49085 | 964.7096 | 0 | [6 empty] | 8.9647e-06 | -0.00016854 |  | 0 | 0 |  | 0 | -6.0823e-06 | 0.00024109 | -1.0852e-05 |  | 8.0771e-05 | 0.00096557 |  | 0.11729 | 0
[6 empty] | 975.4932 | 0.00064449 | 980.429 | -0.00014552 | 982.0888 | -0.00022704 | 969.7297 | 0 | 969.7297 | 0 |  |  | 964.9464 | 0 | 980.429 | 0.00329 | 969.7297 | 0.00369 | 969.4886 | -0.00663 | 964.9464 | 0.00096793 | 975.4932 | 0.00033585 | 969.7297 | 0.00952 |  |  | 969.7297 | 0.48218 | 964.9464 | 0 | [6 empty] | 4.2036e-07 | -0.0003655 |  | 0 | 0 |  | 0 | -0.0001508 | 0.00041094 | 7.3532e-05 |  | 8.197e-05 | 0.00076181 |  | 0.11523 | 0
[6 empty] | 975.7355 | -0.00064103 | 980.6722 | -0.00286 | 982.3348 | -7.1827e-05 | 969.9708 | 0 | 969.9708 | 0 |  |  | 965.183 | 0 | 980.6722 | -0.00453 | 969.9708 | -0.00028082 | 969.7297 | 0.00724 | 965.183 | -0.00054484 | 975.7355 | 0.00034072 | 969.9708 | -0.0032 |  |  | 969.9708 | 0.47377 | 965.183 | 0 | [6 empty] | -9.458e-06 | -0.00019458 |  | 0 | 0 |  | 0 | -0.00014837 | 0.0010561 | 0.00043033 |  | 8.3121e-05 | -9.2843e-05 |  | 0.11336 | 0
[6 empty] | 975.9778 | 0.00056296 | 980.9154 | 0.00126 | 982.5807 | -0.00024071 | 970.2119 | 0 | 970.2119 | 0 |  |  | 965.4198 | 0 | 980.9154 | 0.00331 | 970.2119 | 0.00904 | 969.9708 | -0.00367 | 965.4198 | 0.00058992 | 975.9778 | 0.00034535 | 970.2119 | 0.00243 |  |  | 970.2119 | 0.46636 | 965.4198 | 0 | [6 empty] | 4.3143e-06 | 0.0001199 |  | 0 | 0 |  | 0 | 1.2164e-05 | 0.0014646 | 0.00069813 |  | 8.4194e-05 | 2.652e-05 |  | 0.11181 | 0
[6 empty] | 976.2201 | -0.00052735 | 981.1587 | -0.00027427 | 982.8267 | -7.2241e-05 | 970.453 | 0 | 970.453 | 0 |  |  | 965.6566 | 0 | 981.1587 | -0.00321 | 970.453 | 0.00311 | 970.2119 | 0.00946 | 965.6566 | -0.00030335 | 976.2201 | 0.00034959 | 970.453 | -0.00221 |  |  | 970.453 | 0.46115 | 965.6566 | 0 | [6 empty] | 1.8522e-05 | 8.113e-05 |  | 0 | 0 |  | 0 | -5.839e-05 | 0.0013336 | 0.00092579 |  | 8.5156e-05 | 0.00020739 |  | 0.11008 | 0
[6 empty] | 976.4624 | 0.00068023 | 981.402 | 0.00094121 | 983.0726 | -0.00022376 | 970.6942 | 0 | 970.6942 | 0 |  |  | 965.8933 | 0 | 981.402 | 0.00273 | 970.6942 | 0.00795 | 970.453 | -0.00178 | 965.8933 | -0.00059694 | 976.4624 | 0.00035328 | 970.6942 | 0.00393 |  |  | 970.6942 | 0.45184 | 965.8933 | 0 | [6 empty] | 2.5242e-05 | -3.7176e-06 |  | 0 | 0 |  | 0 | 4.0131e-05 | 0.00062217 | 0.00084885 |  | 8.5969e-05 | 0.00052072 |  | 0.10833 | 0
[6 empty] | 976.7047 | -0.00047188 | 981.6452 | -0.00097178 | 983.3186 | -5.1187e-05 | 970.9353 | 0 | 970.9353 | 0 |  |  | 966.1301 | 0 | 981.6452 | -0.0024 | 970.9353 | -0.00279 | 970.6942 | 0.00882 | 966.1301 | 0.0010489 | 976.7047 | 0.0003563 | 970.9353 | 0.00038862 |  |  | 970.9353 | 0.44658 | 966.1301 | 0 | [6 empty] | 1.4992e-05 | 0.00012264 |  | 0 | 0 |  | 0 | 0.00030655 | 0.00042563 | 0.0013324 |  | 8.6623e-05 | 0.00045802 |  | 0.1065 | 0
[6 empty] | 976.9471 | 0.00059559 | 981.8885 | 0.00198 | 983.5646 | -0.00023154 | 971.1765 | 0 | 971.1765 | 0 |  |  | 966.3668 | 0 | 981.8885 | 0.00492 | 971.1765 | 0.00632 | 970.9353 | 0.00223 | 966.3668 | 0.0015868 | 976.9471 | 0.0003585 | 971.1765 | 0.00341 |  |  | 971.1765 | 0.43668 | 966.3668 | 0 | [6 empty] | 1.2274e-05 | 0.00017867 |  | 0 | 0 |  | 0 | 9.8528e-05 | 8.3197e-05 | 0.00078615 |  | 8.7028e-05 | 0.00017604 |  | 0.10442 | 0
[6 empty] | 977.1894 | -0.00049428 | 982.1318 | -0.00051113 | 983.8106 | -6.4826e-05 | 971.4176 | 0 | 971.4176 | 0 |  |  | 966.6036 | 0 | 982.1318 | -0.00411 | 971.4176 | -0.00563 | 971.1765 | 0.00429 | 966.6036 | 0.00044384 | 977.1894 | 0.00035982 | 971.4176 | -0.00195 |  |  | 971.4176 | 0.42932 | 966.6036 | 0 | [6 empty] | 2.6266e-05 | 0.00010934 |  | 0 | 0 |  | 0 | 0.00027248 | -0.0004618 | -0.00028576 |  | 8.7258e-05 | 0.0007958 |  | 0.10278 | 0
[6 empty] | 977.4318 | 0.00071102 | 982.3751 | 0.00141 | 984.0566 | -0.00024471 | 971.6588 | 0 | 971.6588 | 0 |  |  | 966.8403 | 0 | 982.3751 | 0.00635 | 971.6588 | 0.0018 | 971.4176 | -0.00666 | 966.8403 | 0.00033581 | 977.4318 | 0.00036022 | 971.6588 | 0.00855 |  |  | 971.6588 | 0.42311 | 966.8403 | 0 | [6 empty] | 2.8755e-05 | 0.00011312 |  | 0 | 0 |  | 0 | 0.00076359 | 0.00019197 | -0.00028576 |  | 8.7242e-05 | 0.001336 |  | 0.10118 | 0
[6 empty] | 977.6741 | -0.00047374 | 982.6183 | -0.00048005 | 984.3026 | -8.131e-05 | 971.8999 | 0 | 971.8999 | 0 |  |  | 967.0771 | 0 | 982.6183 | -7.2825e-05 | 971.8999 | -0.00020786 | 971.6588 | 0.00429 | 967.0771 | -2.1225e-05 | 977.6741 | 0.00035969 | 971.8999 | 0.00253 |  |  | 971.8999 | 0.41607 | 967.0771 | 0 | [6 empty] | 4.1906e-06 | 3.413e-05 |  | 0 | 0 |  | 0 | 0.00090245 | 0.0012063 | 0.00037499 |  | 8.6978e-05 | 0.0011313 |  | 0.099183 | 0
[6 empty] | 977.9164 | 0.00050833 | 982.8617 | 0.00076057 | 984.5486 | -0.00024406 | 972.1411 | 0 | 972.1411 | 0 |  |  | 967.3139 | 0 | 982.8617 | 0.00749 | 972.1411 | 0.01021 | 971.8999 | -0.00118 | 967.3139 | -0.00050451 | 977.9164 | 0.00035823 | 972.1411 | 0.00685 |  |  | 972.1411 | 0.40631 | 967.3139 | 0 | [6 empty] | -1.06e-06 | -0.00011549 |  | 0 | 0 |  | 0 | 0.00045982 | -0.0003364 | 0.00037508 |  | 8.6556e-05 | 0.0007184 |  | 0.097315 | 0
[6 empty] | 978.1589 | -0.00051707 | 983.105 | -0.00171 | 984.7947 | -8.1279e-05 | 972.3823 | 0 | 972.3823 | 0 |  |  | 967.5507 | 0 | 983.105 | -0.00371 | 972.3823 | -0.013 | 972.1411 | 0.00429 | 967.5507 | -0.00041483 | 978.1589 | 0.00035584 | 972.3823 | -0.00089185 |  |  | 972.3823 | 0.40078 | 967.5507 | 0 | [6 empty] | 2.3866e-05 | -0.00013561 |  | 0 | 0 |  | 0 | 0.0002664 | -0.0013423 | 0.00053011 |  | 8.5845e-05 | 0.00044843 |  | 0.095717 | 0
[6 empty] | 978.4012 | 0.00071401 | 983.3483 | 0.00059519 | 985.0407 | -0.0002459 | 972.6235 | 0 | 972.6235 | 0 |  |  | 967.7875 | 0 | 983.3483 | 0.0059 | 972.6235 | 0.00187 | 972.3823 | 0.00010655 | 967.7875 | 0.00073603 | 978.4012 | 0.00035254 | 972.6235 | 0.00461 |  |  | 972.6235 | 0.39286 | 967.7875 | 0 | [6 empty] | 3.5586e-05 | -0.00019891 |  | 0 | 0 |  | 0 | -0.00018494 | -0.0010348 | 8.1208e-05 |  | 8.4937e-05 | 0.00022072 |  | 0.093874 | 0
[6 empty] | 978.6436 | -0.00042036 | 983.5916 | -0.00223 | 985.2867 | -6.878e-05 | 972.8647 | 0 | 972.8647 | 0 |  |  | 968.0243 | 0 | 983.5916 | -0.00742 | 972.8647 | -0.01045 | 972.6235 | 0.00056679 | 968.0243 | 0.00040641 | 978.6436 | 0.00034834 | 972.8647 | -0.00278 |  |  | 972.8647 | 0.38547 | 968.0243 | 0 | [6 empty] | 3.6609e-05 | -0.00012776 |  | 0 | 0 |  | 0 | 0.00017643 | -0.0011023 | -0.00057449 |  | 8.3839e-05 | 0.00042694 |  | 0.092181 | 0
[6 empty] | 978.886 | 0.00072237 | 983.835 | 0.00118 | 985.5328 | -0.00025222 | 973.1059 | 0 | 973.1059 | 0 |  |  | 968.2611 | 0 | 983.835 | 0.00887 | 973.1059 | 0.00131 | 972.8647 | -0.00533 | 968.2611 | 0.0013499 | 978.886 | 0.00034331 | 973.1059 | 0.00632 |  |  | 973.1059 | 0.37885 | 968.2611 | 0 | [6 empty] | 1.9866e-05 | 0.00012817 |  | 0 | 0 |  | 0 | 0.00067756 | -0.00068624 | 0.00042574 |  | 8.2509e-05 | 0.00062715 |  | 0.090665 | 0
[6 empty] | 979.1284 | -0.00055844 | 984.0783 | -0.00012637 | 985.7789 | -9.0927e-05 | 973.3471 | 0 | 973.3471 | 0 |  |  | 968.4979 | 0 | 984.0783 | -0.0033 | 973.3471 | -0.007 | 973.1059 | 0.00886 | 968.4979 | -0.0001414 | 979.1284 | 0.00033754 | 973.3471 | -0.00112 |  |  | 973.3471 | 0.3729 | 968.4979 | 0 | [6 empty] | 4.2426e-06 | 7.6062e-05 |  | 0 | 0 |  | 0 | 0.00030052 | -0.00069589 | 0.00016523 |  | 8.1065e-05 | 0.00039558 |  | 0.088935 | 0
[6 empty] | 979.3708 | 0.00059344 | 984.3216 | 0.00075152 | 986.0249 | -0.00027784 | 973.5883 | 0 | 973.5883 | 0 |  |  | 968.7347 | 0 | 984.3216 | 0.00577 | 973.5883 | 0.00123 | 973.3471 | -0.00749 | 968.7347 | 0.002124 | 979.3708 | 0.00033123 | 973.5883 | 0.0044 |  |  | 973.5883 | 0.36451 | 968.7347 | 0 | [6 empty] | 1.1086e-05 | -0.00011054 |  | 0 | 0 |  | 0 | 0.00017643 | -0.00053066 | 0.00053066 |  | 7.9497e-05 | 0.00028463 |  | 0.08723 | 0
[6 empty] | 979.6133 | -0.00050198 | 984.5649 | -0.00166 | 986.271 | -7.6987e-05 | 973.8295 | 0 | 973.8295 | 0 |  |  | 968.9716 | 0 | 984.5649 | -0.00432 | 973.8295 | -0.00563 | 973.5883 | 0.01189 | 968.9716 | 0.00037313 | 979.6133 | 0.0003246 | 973.8295 | -0.00204 |  |  | 973.8295 | 0.35876 | 968.9716 | 0 | [6 empty] | -3.3506e-06 | -0.00014485 |  | 0 | 0 |  | 0 | -4.7453e-05 | -0.0001604 | 0.00071881 |  | 7.7889e-05 | 0.00031599 |  | 0.085619 | 0
[6 empty] | 979.8557 | 0.00047434 | 984.8083 | 0.00046951 | 986.5171 | -0.00023925 | 974.0707 | 0 | 974.0707 | 0 |  |  | 969.2084 | 0 | 984.8083 | 0.00393 | 974.0707 | 0.0043 | 973.8295 | -0.00593 | 969.2084 | 0.0010619 | 979.8557 | 0.00031796 | 974.0707 | 0.00466 |  |  | 974.0707 | 0.35115 | 969.2084 | 0 | [6 empty] | 1.2095e-05 | -0.00015097 |  | 0 | 0 |  | 0 | -3.0426e-05 | 5.6698e-05 | 0.00012061 |  | 7.6313e-05 | 0.00037879 |  | 0.083795 | 0
[6 empty] | 980.0981 | -0.00037456 | 985.0517 | -0.00171 | 986.7632 | -7.1826e-05 | 974.312 | 0 | 974.312 | 0 |  |  | 969.4452 | 0 | 985.0517 | -0.00418 | 974.312 | -0.00383 | 974.0707 | 0.00693 | 969.4453 | 0.00028988 | 980.0981 | 0.0003116 | 974.312 | -0.00152 |  |  | 974.312 | 0.34347 | 969.4453 | 0 | [6 empty] | 4.1172e-05 | -0.00010855 |  | 0 | 0 |  | 0 | 0.00030661 | -5.9096e-05 | 0.00051029 |  | 7.4838e-05 | 0.00071639 |  | 0.08239 | 0
[6 empty] | 980.3406 | 0.00071422 | 985.295 | 0.00081779 | 987.0093 | -0.00025237 | 974.5532 | 0 | 974.5532 | 0 |  |  | 969.6821 | 0 | 985.295 | 0.0067 | 974.5532 | 0.00334 | 974.312 | -0.0027 | 969.6821 | 0.00089431 | 980.3406 | 0.0003058 | 974.5532 | 0.00746 |  |  | 974.5532 | 0.33967 | 969.6821 | 0 | [6 empty] | 5.071e-05 | -3.7988e-05 |  | 0 | 0 |  | 0 | 0.00019955 | 2.0508e-05 | 0.00058011 |  | 7.3542e-05 | 0.00078253 |  | 0.0811 | 0
[6 empty] | 980.5831 | -0.00029598 | 985.5384 | -0.00113 | 987.2554 | -7.3191e-05 | 974.7945 | 0 | 974.7945 | 0 |  |  | 969.9189 | 0 | 985.5384 | -0.00506 | 974.7945 | -0.00317 | 974.5532 | 0.00751 | 969.9189 | -0.0018309 | 980.5831 | 0.00030075 | 974.7945 | -0.0009732 |  |  | 974.7945 | 0.33261 | 969.9189 | 0 | [6 empty] | 4.8895e-05 | -0.00011701 |  | 0 | 0 |  | 0 | -0.00010832 | 0.00062009 | 0.00049219 |  | 7.2406e-05 | 0.00083565 |  | 0.079322 | 0
[6 empty] | 980.8255 | 0.00069935 | 985.7818 | 0.0001686 | 987.5015 | -0.00025274 | 975.0358 | 0 | 975.0358 | 0 |  |  | 970.1558 | 0 | 985.7818 | 0.00417 | 975.0358 | 0.00831 | 974.7945 | -0.00343 | 970.1558 | 0.00029758 | 980.8255 | 0.00029658 | 975.0358 | 0.0079 |  |  | 975.0358 | 0.3249 | 970.1558 | 0 | [6 empty] | 9.2037e-06 | -0.00018147 |  | 0 | 0 |  | 0 | 0.00020928 | -2.1709e-05 | 3.7398e-05 |  | 7.1516e-05 | 0.00045227 |  | 0.077637 | 0
[6 empty] | 981.068 | -0.00062344 | 986.0252 | -0.00166 | 987.7477 | -6.9332e-05 | 975.277 | 0 | 975.277 | 0 |  |  | 970.3926 | 0 | 986.0252 | -0.00245 | 975.277 | -0.00849 | 975.0358 | 0.00374 | 970.3926 | 0.0010145 | 981.068 | 0.00029326 | 975.277 | -0.00415 |  |  | 975.277 | 0.31883 | 970.3926 | 0 | [6 empty] | 3.0265e-06 | -7.0586e-05 |  | 0 | 0 |  | 0 | 0.00022636 | -0.00016406 | -0.00039197 |  | 7.0805e-05 | 0.00038724 |  | 0.07603 | 0
[6 empty] | 981.3105 | 0.00064841 | 986.2686 | 0.00108 | 987.9938 | -0.00026952 | 975.5182 | 0 | 975.5182 | 0 |  |  | 970.6295 | 0 | 986.2686 | 0.00431 | 975.5182 | 0.00713 | 975.277 | -0.00699 | 970.6295 | 0.0021348 | 981.3105 | 0.00029071 | 975.5182 | 0.00736 |  |  | 975.5182 | 0.31142 | 970.6295 | 0 | [6 empty] | 1.5819e-05 | -2.5558e-05 |  | 0 | 0 |  | 0 | 0.00055304 | -0.00035234 | -0.00029314 |  | 7.0262e-05 | 0.00082163 |  | 0.074513 | 0
[6 empty] | 981.553 | -0.00051793 | 986.512 | -0.00129 | 988.2399 | -8.2314e-05 | 975.7596 | 0 | 975.7596 | 0 |  |  | 970.8664 | 0 | 986.512 | 0.00023407 | 975.7596 | -0.01005 | 975.5182 | 0.00456 | 970.8664 | 0.00013297 | 981.553 | 0.00028878 | 975.7596 | -0.00055081 |  |  | 975.7596 | 0.3061 | 970.8664 | 0 | [6 empty] | 1.3126e-05 | -0.00012182 |  | 0 | 0 |  | 0 | 0.0003364 | -0.00010616 | 0.00021599 |  | 6.985e-05 | 0.00072974 |  | 0.07273 | 0
[6 empty] | 981.7955 | 0.0006262 | 986.7554 | 0.00028908 | 988.4861 | -0.00026725 | 976.0009 | 0 | 976.0009 | 0 |  |  | 971.1033 | 0 | 986.7554 | 0.00253 | 976.0009 | 0.00917 | 975.7596 | -0.00277 | 971.1033 | 7.7662e-05 | 981.7955 | 0.00028732 | 976.0009 | 0.0066 |  |  | 976.0009 | 0.29679 | 971.1033 | 0 | [6 empty] | 1.9437e-05 | -9.6259e-05 |  | 0 | 0 |  | 0 | -0.00056836 | 0.00017493 | 0.00043549 |  | 6.9538e-05 | 0.00051513 |  | 0.071222 | 0
[6 empty] | 982.038 | -0.00046589 | 986.9988 | -0.00108 | 988.7322 | -8.6802e-05 | 976.2421 | 0 | 976.2421 | 0 |  |  | 971.3401 | 0 | 986.9988 | -0.0072 | 976.2421 | -0.00772 | 976.0009 | 0.00638 | 971.3401 | -0.00041331 | 982.038 | 0.00028621 | 976.2421 | -0.00233 |  |  | 976.2421 | 0.29358 | 971.3401 | 0 | [6 empty] | -1.6973e-05 | -3.2579e-05 |  | 0 | 0 |  | 0 | -0.0004138 | -0.00055868 | 0.00031728 |  | 6.9311e-05 | 0.00051283 |  | 0.070053 | 0
[6 empty] | 982.2805 | 0.0003259 | 987.2422 | 0.00081231 | 988.9784 | -0.00026882 | 976.4835 | 0 | 976.4835 | 0 |  |  | 971.577 | 0 | 987.2422 | 0.0038 | 976.4835 | 0.00309 | 976.2421 | -0.00375 | 971.577 | 0.00099352 | 982.2805 | 0.00028544 | 976.4835 | 0.00658 |  |  | 976.4835 | 0.28698 | 971.577 | 0 | [6 empty] | -1.4671e-05 | -5.4486e-05 |  | 0 | 0 |  | 0 | -0.00010588 | -0.00032813 | 0.00057557 |  | 6.9194e-05 | 0.0003619 |  | 0.068515 | 0
[6 empty] | 982.523 | -0.00044688 | 987.4856 | -0.00126 | 989.2246 | -8.5014e-05 | 976.7247 | 0 | 976.7247 | 0 |  |  | 971.8139 | 0 | 987.4856 | -0.00467 | 976.7247 | -0.00581 | 976.4835 | 0.00852 | 971.8139 | 6.1714e-07 | 982.523 | 0.0002851 | 976.7247 | -0.00358 |  |  | 976.7247 | 0.28097 | 971.8139 | 0 | [6 empty] | 2.6393e-05 | -3.8057e-05 |  | 0 | 0 |  | 0 | -0.00029817 | 0.00081087 | 0.00067073 |  | 6.9181e-05 | 0.00013514 |  | 0.067173 | 0
[6 empty] | 982.7656 | 0.0006645 | 987.729 | 0.00094729 | 989.4708 | -0.0002676 | 976.9661 | 0 | 976.9661 | 0 |  |  | 972.0508 | 0 | 987.729 | 0.00222 | 976.9661 | 0.01253 | 976.7247 | -0.00296 | 972.0508 | 0.00043029 | 982.7656 | 0.00028534 | 976.9661 | 0.0047 |  |  | 976.9661 | 0.27572 | 972.0508 | 0 | [6 empty] | -1.6917e-05 | -0.00017441 |  | 0 | 0 |  | 0 | -0.00060502 | 0.00082176 | 0.00018341 |  | 6.9315e-05 | 0.0010185 |  | 0.065783 | 0
[6 empty] | 983.0081 | -0.00080403 | 987.9725 | -0.00238 | 989.717 | -8.5418e-05 | 977.2074 | 0 | 977.2074 | 0 |  |  | 972.2877 | 0 | 987.9725 | -0.00719 | 977.2074 | -0.00572 | 976.9661 | 0.00448 | 972.2877 | 0.00047491 | 983.0081 | 0.00028635 | 977.2074 | 0.00374 |  |  | 977.2074 | 0.26943 | 972.2877 | 0 | [6 empty] | -9.0098e-06 | -0.00026064 |  | 0 | 0 |  | 0 | -0.00059757 | -1.2063e-06 | -0.0003608 |  | 6.9692e-05 | 0.00088425 |  | 0.06427 | 0
[6 empty] | 983.2506 | 0.00072974 | 988.2159 | 0.00023841 | 989.9632 | -0.0002627 | 977.4487 | 0 | 977.4487 | 0 |  |  | 972.5247 | 0 | 988.2159 | 0.00228 | 977.4487 | 0.00571 | 977.2074 | -0.00747 | 972.5247 | 0.0010819 | 983.2506 | 0.0002883 | 977.4487 | 0.00359 |  |  | 977.4487 | 0.26333 | 972.5247 | 0 | [6 empty] | 3.5548e-05 | -0.00017671 |  | 0 | 0 |  | 0 | -0.00019843 | -0.00056713 | -0.00025575 |  | 7.0289e-05 | 0.00022564 |  | 0.062956 | 0
[6 empty] | 983.4932 | -0.00043662 | 988.4593 | -0.00169 | 990.2094 | -8.1036e-05 | 977.69 | 0 | 977.69 | 0 |  |  | 972.7615 | 0 | 988.4593 | -0.00391 | 977.69 | -0.01041 | 977.4487 | 0.00535 | 972.7615 | -0.00063133 | 983.4932 | 0.00029127 | 977.69 | -0.00172 |  |  | 977.69 | 0.25841 | 972.7615 | 0 | [6 empty] | 3.4447e-05 | -0.00019352 |  | 0 | 0 |  | 0 | -6.0868e-06 | -0.0007242 | 0.00012067 |  | 7.1131e-05 | 0.00029934 |  | 0.061494 | 0
[6 empty] | 983.7357 | 0.00072066 | 988.7028 | 0.0001003 | 990.4557 | -0.00025775 | 977.9314 | 0 | 977.9314 | 0 |  |  | 972.9985 | 0 | 988.7028 | 0.00386 | 977.9314 | 0.00441 | 977.69 | -0.00435 | 972.9985 | 0.001793 | 983.7357 | 0.00029525 | 977.9314 | 0.0042 |  |  | 977.9314 | 0.25107 | 972.9985 | 0 | [6 empty] | 3.2499e-05 | -0.0001217 |  | 0 | 0 |  | 0 | -0.0001193 | 0.00046249 | 0.00081955 |  | 7.222e-05 | 7.1192e-05 |  | 0.060088 | 0
[6 empty] | 983.9783 | -0.00045276 | 988.9463 | -0.0011 | 990.7019 | -6.0033e-05 | 978.1727 | 0 | 978.1727 | 0 |  |  | 973.2354 | 0 | 988.9463 | -0.00484 | 978.1727 | -0.00057715 | 977.9314 | 0.01114 | 973.2354 | 0.00041645 | 983.9783 | 0.0003001 | 978.1727 | -0.00361 |  |  | 978.1727 | 0.2469 | 973.2354 | 0 | [6 empty] | 3.6384e-05 | 6.0868e-06 |  | 0 | 0 |  | 0 | 0.0004139 | 3.9852e-05 | 0.00063228 |  | 7.3458e-05 | 5.4299e-05 |  | 0.058953 | 0
[6 empty] | 984.2209 | 0.00075276 | 989.1898 | 0.00115 | 990.9481 | -0.0002558 | 978.4141 | 0 | 978.4141 | 0 |  |  | 973.4724 | 0 | 989.1898 | 0.00824 | 978.4141 | 0.00090741 | 978.1727 | -0.0059 | 973.4724 | 0.00019936 | 984.2209 | 0.00030561 | 978.4141 | 0.00406 |  |  | 978.4141 | 0.24167 | 973.4724 | 0 | [6 empty] | 2.1804e-05 | 4.5867e-05 |  | 0 | 0 |  | 0 | 0.00033355 | -0.00053139 | -0.00015324 |  | 7.4864e-05 | 0.00036451 |  | 0.057947 | 0
[6 empty] | 984.4635 | -0.00057302 | 989.4332 | -0.00077322 | 991.1944 | -6.5611e-05 | 978.6555 | 0 | 978.6555 | 0 |  |  | 973.7093 | 0 | 989.4332 | -0.0055 | 978.6555 | -0.00531 | 978.4141 | 0.00463 | 973.7093 | 0.000279 | 984.4635 | 0.00031154 | 978.6555 | -0.00104 |  |  | 978.6555 | 0.23842 | 973.7093 | 0 | [6 empty] | 1.0333e-05 | 6.7779e-05 |  | 0 | 0 |  | 0 | -4.2607e-05 | 0.00073847 | 0.00028002 |  | 7.6305e-05 | 0.0007626 |  | 0.056681 | 0
[6 empty] | 984.7061 | 0.00065822 | 989.6767 | 0.00133 | 991.4407 | -0.00022975 | 978.8968 | 0 | 978.8968 | 0 |  |  | 973.9462 | 0 | 989.6767 | 0.00515 | 978.8968 | 0.01143 | 978.6555 | -0.00231 | 973.9462 | 0.00055234 | 984.7061 | 0.00031764 | 978.8968 | 0.00736 |  |  | 978.8968 | 0.23132 | 973.9462 | 0 | [6 empty] | 2.6256e-05 | -5.4781e-05 |  | 0 | 0 |  | 0 | 0.0004492 | 0.001445 | 0.00014962 |  | 7.7804e-05 | 0.00057572 |  | 0.055347 | 0
[6 empty] | 984.9487 | -0.00044178 | 989.9202 | -0.00178 | 991.6869 | -5.4198e-05 | 979.1382 | 0 | 979.1382 | 0 |  |  | 974.1832 | 0 | 989.9202 | -0.00146 | 979.1382 | 0.00054235 | 978.8968 | 0.00355 | 974.1832 | 0.00026915 | 984.9487 | 0.00032373 | 979.1382 | -0.00259 |  |  | 979.1382 | 0.22725 | 974.1832 | 0 | [6 empty] | 1.9081e-05 | -9.9133e-05 |  | 0 | 0 |  | 0 | 0.00028973 | 0.0016551 | -0.00060348 |  | 7.9262e-05 | 0.00078214 |  | 0.05427 | 0
[6 empty] | 985.1913 | 0.00059908 | 990.1636 | 0.00096566 | 991.9332 | -0.00026698 | 979.3796 | 0 | 979.3796 | 0 |  |  | 974.4202 | 0 | 990.1636 | 0.00384 | 979.3796 | 0.01317 | 979.1382 | -0.00855 | 974.4202 | 0.0005255 | 985.1913 | 0.00032966 | 979.3796 | 0.00907 |  |  | 979.3796 | 0.22238 | 974.4202 | 0 | [6 empty] | -3.3523e-08 | -9.9158e-05 |  | 0 | 0 |  | 0 | 0.00041274 | 0.00078312 | -7.242e-06 |  | 8.0666e-05 | 0.00062263 |  | 0.05277 | 0
[6 empty] | 985.4339 | -0.00059936 | 990.4072 | -0.00178 | 992.1794 | -7.4312e-05 | 979.6209 | 0 | 979.6209 | 0 |  |  | 974.6571 | 0 | 990.4072 | -0.00045039 | 979.6209 | -0.00668 | 979.3796 | 0.00849 | 974.6571 | 0.0012554 | 985.4339 | 0.00033531 | 979.6209 | -0.00391 |  |  | 979.6209 | 0.21495 | 974.6571 | 0 | [6 empty] | 1.2424e-05 | 6.33e-05 |  | 0 | 0 |  | 0 | 0.00054652 | -0.00049485 | -1.81e-05 |  | 8.2012e-05 | 0.00011828 |  | 0.051391 | 0
[6 empty] | 985.6766 | 0.00070175 | 990.6506 | 0.0023 | 992.4258 | -0.00029195 | 979.8623 | 0 | 979.8623 | 0 |  |  | 974.8941 | 0 | 990.6506 | 0.00494 | 979.8623 | 0.00258 | 979.6209 | -0.00864 | 974.8941 | -0.00039368 | 985.6766 | 0.00034058 | 979.8623 | 0.00489 |  |  | 979.8623 | 0.21084 | 974.8941 | 0 | [6 empty] | 2.5974e-06 | 0.00011325 |  | 0 | 0 |  | 0 | -2.4354e-06 | -0.0002475 | -0.00023536 |  | 8.3208e-05 | -1.328e-05 |  | 0.050126 | 0
[6 empty] | 985.9192 | -0.00068034 | 990.8942 | -0.00137 | 992.6721 | -0.00011317 | 980.1038 | 0 | 980.1038 | 0 |  |  | 975.131 | 0 | 990.8942 | -0.00496 | 980.1038 | -0.00463 | 979.8623 | 0.00669 | 975.131 | 0.00049871 | 985.9192 | 0.00034534 | 980.1038 | -0.005 |  |  | 980.1038 | 0.20435 | 975.131 | 0 | [6 empty] | -1.896e-05 | 4.8706e-06 |  | 0 | 0 |  | 0 | -0.00016804 | 0.00041278 | -0.00030424 |  | 8.4301e-05 | 0.00034277 |  | 0.049139 | 0
[6 empty] | 986.1619 | 0.00052408 | 991.1377 | 0.00141 | 992.9184 | -0.00029106 | 980.3451 | 0 | 980.3451 | 0 |  |  | 975.368 | 0 | 991.1377 | 0.00358 | 980.3451 | 0.00805 | 980.1038 | -0.00921 | 975.368 | 0.0014708 | 986.1619 | 0.00034942 | 980.3451 | 0.00784 |  |  | 980.3451 | 0.20278 | 975.368 | 0 | [6 empty] | -1.7238e-05 | 1.8265e-05 |  | 0 | 0 |  | 0 | -0.00016195 | 7.7248e-05 | 0.00026915 |  | 8.5161e-05 | 0.00038624 |  | 0.048399 | 0
[6 empty] | 986.4045 | -0.00066618 | 991.3812 | -0.00126 | 993.1647 | -0.00010175 | 980.5865 | 0 | 980.5865 | 0 |  |  | 975.605 | 0 | 991.3812 | -0.00491 | 980.5865 | -0.00741 | 980.3451 | 0.01144 | 975.605 | -0.00021539 | 986.4045 | 0.0003526 | 980.5865 | -0.00464 |  |  | 980.5865 | 0.19821 | 975.605 | 0 | [6 empty] | -8.8981e-06 | -7.381e-05 |  | 0 | 0 |  | 0 | 0.00016438 | 0.00014125 | 0.00028727 |  | 8.5817e-05 | 0.00014125 |  | 0.047195 | 0
[6 empty] | 986.6472 | 0.00059285 | 991.6248 | 0.00065383 | 993.411 | -0.00027787 | 980.828 | 0 | 980.828 | 0 |  |  | 975.842 | 0 | 991.6248 | 0.00626 | 980.828 | 0.00858 | 980.5865 | -0.00906 | 975.842 | 0.0016697 | 986.6472 | 0.00035466 | 980.828 | 0.00581 |  |  | 980.828 | 0.19272 | 975.842 | 0 | [6 empty] | 9.6222e-06 | -0.00015905 |  | 0 | 0 |  | 0 | 0.0005723 | -0.00050694 | -0.00033199 |  | 8.6154e-05 | 0.00024261 |  | 0.045859 | 0
[6 empty] | 986.8898 | -0.00051355 | 991.8683 | -0.00196 | 993.6573 | -6.5624e-05 | 981.0694 | 0 | 981.0694 | 0 |  |  | 976.079 | 0 | 991.8683 | -0.00156 | 981.0694 | -0.01278 | 980.828 | 0.00631 | 976.079 | 0.0004355 | 986.8898 | 0.00035538 | 981.0694 | -0.0038 |  |  | 981.0694 | 0.18722 | 976.079 | 0 | [6 empty] | 2.2323e-05 | -4.6271e-05 |  | 0 | 0 |  | 0 | 2.4353e-05 | -0.00069055 | 0.0007175 |  | 8.6151e-05 | -0.000525 |  | 0.044887 | 0
[6 empty] | 987.1325 | 0.00069752 | 992.1118 | 0.00158 | 993.9037 | -0.00025692 | 981.3108 | 0 | 981.3108 | 0 |  |  | 976.316 | 0 | 992.1118 | 0.00176 | 981.3108 | 0.00706 | 981.0694 | -0.00036554 | 976.316 | 0.00089544 | 987.1325 | 0.00035464 | 981.3108 | -0.00054871 |  |  | 981.3108 | 0.18459 | 976.316 | 0 | [6 empty] | 3.0575e-05 | 7.2201e-05 |  | 0 | 0 |  | 0 | -0.00035434 | -0.00024025 | 0.0010352 |  | 8.5796e-05 | -0.0002244 |  | 0.043992 | 0
[6 empty] | 987.3752 | -0.00044553 | 992.3554 | -0.00098704 | 994.1501 | -4.6416e-05 | 981.5523 | 0 | 981.5523 | 0 |  |  | 976.553 | 0 | 992.3554 | -0.00467 | 981.5523 | -0.00905 | 981.3108 | 0.00894 | 976.553 | -0.00026338 | 987.3752 | 0.00035244 | 981.5523 | -0.00131 |  |  | 981.5523 | 0.17979 | 976.553 | 0 | [6 empty] | 4.0213e-05 | 5.7589e-05 |  | 0 | 0 |  | 0 | 0.00012907 | 5.3106e-05 | 0.00026802 |  | 8.5107e-05 | 0.00078572 |  | 0.043126 | 0
[6 empty] | 987.6179 | 0.00077695 | 992.5989 | 0.00146 | 994.3964 | -0.00027087 | 981.7937 | 0 | 981.7937 | 0 |  |  | 976.79 | 0 | 992.5989 | 0.00573 | 981.7937 | 0.00949 | 981.5523 | -0.00672 | 976.79 | 0.0011888 | 987.6179 | 0.00034896 | 981.7937 | 0.00782 |  |  | 981.7937 | 0.17752 | 976.79 | 0 | [6 empty] | 1.1285e-05 | -0.00016442 |  | 0 | 0 |  | 0 | 2.8013e-05 | 7.2438e-05 | 0.00028001 |  | 8.4165e-05 | 0.0010125 |  | 0.042158 | 0
[6 empty] | 987.8606 | -0.00068397 | 992.8425 | -0.00281 | 994.6428 | -5.3715e-05 | 982.0352 | 0 | 982.0352 | 0 |  |  | 977.027 | 0 | 992.8425 | -0.0055 | 982.0352 | -0.00889 | 981.7937 | 0.00904 | 977.027 | 0.00032613 | 987.8606 | 0.0003445 | 982.0352 | 0.00056667 |  |  | 982.0352 | 0.17167 | 977.027 | 0 | [6 empty] | 9.661e-06 | -5.1141e-05 |  | 0 | 0 |  | 0 | -0.00022648 | -0.00018355 | 6.0365e-06 |  | 8.2995e-05 | 0.00068549 |  | 0.041029 | 0
[6 empty] | 988.1033 | 0.00076359 | 993.086 | 0.00239 | 994.8892 | -0.00023839 | 982.2767 | 0 | 982.2767 | 0 |  |  | 977.2641 | 0 | 993.086 | 0.00364 | 982.2767 | 0.00737 | 982.0352 | -0.00899 | 977.2641 | 0.0018185 | 988.1033 | 0.0003395 | 982.2767 | 0.00511 |  |  | 982.2767 | 0.1681 | 977.2641 | 0 | [6 empty] | 1.301e-05 | 8.2821e-05 |  | 0 | 0 |  | 0 | 0.0004346 | 0.00070386 | 6.5208e-05 |  | 8.1791e-05 | 0.00085598 |  | 0.040278 | 0
[6 empty] | 988.346 | -0.00065639 | 993.3296 | -0.00171 | 995.1356 | -2.4944e-05 | 982.5181 | 0 | 982.5181 | 0 |  |  | 977.5011 | 0 | 993.3296 | -7.1689e-05 | 982.5181 | -0.00154 | 982.2767 | 0.00953 | 977.5011 | 0.001488 | 988.346 | 0.00033441 | 982.5181 | 0.00198 |  |  | 982.5181 | 0.16552 | 977.5011 | 0 | [6 empty] | -5.9312e-06 | -4.3846e-05 |  | 0 | 0 |  | 0 | 0.00011794 | 0.00079075 | 0.00046723 |  | 8.0598e-05 | 0.00090544 |  | 0.039332 | 0
[6 empty] | 988.5887 | 0.00060753 | 993.5732 | 0.00135 | 995.382 | -0.00024773 | 982.7596 | 0 | 982.7596 | 0 |  |  | 977.7382 | 0 | 993.5732 | 0.00104 | 982.7596 | 0.00809 | 982.5181 | -0.00566 | 977.7382 | 0.0011915 | 988.5887 | 0.00032967 | 982.7596 | 0.00552 |  |  | 982.7596 | 0.16028 | 977.7382 | 0 | [6 empty] | 6.7024e-06 | 9.2057e-05 |  | 0 | 0 |  | 0 | -0.0010389 | -0.00043594 | -3.6217e-05 |  | 7.9525e-05 | 0.00048304 |  | 0.03808 | 0
[6 empty] | 988.8315 | -0.0005523 | 993.8168 | -0.00059417 | 995.6284 | -3.4806e-05 | 983.0011 | 0 | 983.0011 | 0 |  |  | 977.9752 | 0 | 993.8168 | -0.00957 | 983.0011 | -0.0117 | 982.7596 | 0.00536 | 977.9752 | 0.00051589 | 988.8315 | 0.00032557 | 983.0011 | -0.00152 |  |  | 983.0011 | 0.15506 | 977.9752 | 0 | [6 empty] | -3.9513e-07 | 5.9172e-05 |  | 0 | 0 |  | 0 | -0.000285 | 0.00022696 | -0.0001594 |  | 7.8624e-05 | -9.0741e-05 |  | 0.037305 | 0
[6 empty] | 989.0742 | 0.00054905 | 994.0604 | 0.00108 | 995.8748 | -0.0002213 | 983.2426 | 0 | 983.2426 | 0 |  |  | 978.2123 | 0 | 994.0604 | 0.00723 | 983.2426 | 0.01358 | 983.0011 | -0.00668 | 978.2123 | 0.00042826 | 989.0742 | 0.00032225 | 983.2426 | 0.00076836 |  |  | 983.2426 | 0.15395 | 978.2123 | 0 | [6 empty] | 8.9764e-06 | 0.000106 |  | 0 | 0 |  | 0 | -7.917e-05 | 0.00029224 | -8.4508e-06 |  | 7.7908e-05 | -0.0001113 |  | 0.036526 | 0
[6 empty] | 989.317 | -0.00047509 | 994.304 | -0.0002097 | 996.1211 | -2.0064e-05 | 983.4841 | 0 | 983.4841 | 0 |  |  | 978.4493 | 0 | 994.304 | -0.00788 | 983.4841 | -0.01116 | 983.2426 | 0.00661 | 978.4493 | -0.00010981 | 989.317 | 0.00031966 | 983.4841 | -0.00169 |  |  | 983.4841 | 0.14852 | 978.4493 | 0 | [6 empty] | 1.7097e-05 | 0.00029965 |  | 0 | 0 |  | 0 | -0.00054442 | -0.0012343 | -1.4491e-05 |  | 7.7368e-05 | 0.0005555 |  | 0.035513 | 0
[6 empty] | 989.5598 | 0.00061592 | 994.5476 | 0.00267 | 996.3676 | -0.00025478 | 983.7256 | 0 | 983.7256 | 0 |  |  | 978.6863 | 0 | 994.5476 | 0.00341 | 983.7256 | 0.00093923 | 983.4841 | -0.00673 | 978.6863 | 0.00079184 | 989.5598 | 0.00031764 | 983.7256 | 0.00629 |  |  | 983.7256 | 0.14556 | 978.6863 | 0 | [6 empty] | 1.7531e-05 | 6.9423e-05 |  | 0 | 0 |  | 0 | -0.00018635 | -0.00013292 | -4.8304e-05 |  | 7.6894e-05 | 0 |  | 0.034782 | 0
[6 empty] | 989.8025 | -0.00047148 | 994.7911 | -0.0021 | 996.6141 | -3.6034e-05 | 983.9671 | 0 | 983.9671 | 0 |  |  | 978.9235 | 0 | 994.7911 | -0.00494 | 983.9671 | -0.00204 | 983.7256 | 0.00633 | 978.9235 | -0.00060396 | 989.8025 | 0.00031592 | 983.9671 | -0.00629 |  |  | 983.9671 | 0.14248 | 978.9235 | 0 | [6 empty] | 3.1787e-05 | -0.0001133 |  | 0 | 0 |  | 0 | 6.944e-05 | 0.00091053 | 0.00015698 |  | 7.6505e-05 | 0.00011834 |  | 0.034 | 0
[6 empty] | 990.0453 | 0.00073331 | 995.0348 | 0.00117 | 996.8605 | -0.00028386 | 984.2086 | 0 | 984.2086 | 0 |  |  | 979.1605 | 0 | 995.0348 | 0.00551 | 984.2086 | 0.00958 | 983.9671 | -0.00503 | 979.1605 | 0.0023744 | 990.0453 | 0.00031427 | 984.2086 | 0.00727 |  |  | 984.2086 | 0.13907 | 979.1605 | 0 | [6 empty] | 2.6283e-05 | -0.00010109 |  | 0 | 0 |  | 0 | 0.00082942 | 0.001072 | 3.7436e-05 |  | 7.6096e-05 | 0.00043834 |  | 0.033413 | 0
[6 empty] | 990.2881 | -0.00051682 | 995.2784 | -0.002 | 997.1069 | -2.4981e-05 | 984.4501 | 0 | 984.4501 | 0 |  |  | 979.3976 | 0 | 995.2784 | 0.0013 | 984.4501 | -0.00070214 | 984.2086 | 0.00534 | 979.3976 | -0.0002439 | 990.2881 | 0.00031255 | 984.4501 | -0.00364 |  |  | 984.4501 | 0.13763 | 979.3976 | 0 | [6 empty] | 4.839e-06 | -0.00019591 |  | 0 | 0 |  | 0 | 0.00087958 | 0.0011023 | 0.00028257 |  | 7.5664e-05 | 0.00068471 |  | 0.032711 | 0
[6 empty] | 990.5309 | 0.00055668 | 995.522 | 0.0003919 | 997.3534 | -0.00025175 | 984.6916 | 0 | 984.6916 | 0 |  |  | 979.6346 | 0 | 995.522 | 0.00592 | 984.6916 | 0.00983 | 984.4501 | -0.003 | 979.6346 | 0.0016913 | 990.5309 | 0.00031071 | 984.6916 | 0.00931 |  |  | 984.6916 | 0.13325 | 979.6346 | 0 | [6 empty] | 8.5533e-06 | -3.5082e-05 |  | 0 | 0 |  | 0 | -0.00028745 | 0.0010783 | 0.00066176 |  | 7.5212e-05 | 0.00064365 |  | 0.031771 | 0
[6 empty] | 990.7737 | -0.00048622 | 995.7656 | -0.00067993 | 997.5999 | -4.8137e-05 | 984.9332 | 0 | 984.9332 | 0 |  |  | 979.8718 | 0 | 995.7656 | -0.00828 | 984.9332 | -0.00090031 | 984.6916 | 0.00848 | 979.8718 | 0.0010551 | 990.7737 | 0.00030883 | 984.9332 | -0.00398 |  |  | 984.9332 | 0.12984 | 979.8718 | 0 | [6 empty] | 2.5451e-05 | 0.00010478 |  | 0 | 0 |  | 0 | -0.00045563 | 0.00055678 | -0.00027896 |  | 7.4767e-05 | -7.1263e-05 |  | 0.031167 | 0
[6 empty] | 991.0165 | 0.00069586 | 996.0093 | 0.00154 | 997.8464 | -0.00028492 | 985.1747 | 0 | 985.1747 | 0 |  |  | 980.1088 | 0 | 996.0093 | 0.00454 | 985.1747 | 0.00551 | 984.9332 | -0.01079 | 980.1088 | 0.0015128 | 991.0165 | 0.00030704 | 985.1747 | 0.00339 |  |  | 985.1747 | 0.1282 | 980.1088 | 0 | [6 empty] | 1.8422e-05 | -0.00010599 |  | 0 | 0 |  | 0 | 0.00031065 | -0.00018235 | -0.00060393 |  | 7.4361e-05 | 8.4532e-05 |  | 0.030569 | 0
[6 empty] | 991.2593 | -0.00054412 | 996.2529 | -0.00241 | 998.0928 | -4.0972e-05 | 985.4163 | 0 | 985.4163 | 0 |  |  | 980.346 | 0 | 996.2529 | -0.00199 | 985.4163 | -0.00702 | 985.1747 | 0.00579 | 980.3459 | 0.00054413 | 991.2593 | 0.00030549 | 985.4163 | -0.00269 |  |  | 985.4163 | 0.12494 | 980.3459 | 0 | [6 empty] | 1.7609e-05 | -0.00033213 |  | 0 | 0 |  | 0 | 5.7258e-05 | 0.00065227 | 1.0868e-05 |  | 7.404e-05 | 0.00063898 |  | 0.029717 | 0
[6 empty] | 991.5021 | 0.00068914 | 996.4966 | -0.00031627 | 998.3394 | -0.00027827 | 985.6578 | 0 | 985.6578 | 0 |  |  | 980.5831 | 0 | 996.4966 | 0.00246 | 985.6578 | 0.01242 | 985.4163 | -0.0057 | 980.5831 | 0.0013351 | 991.5021 | 0.00030425 | 985.6578 | 0.00798 |  |  | 985.6578 | 0.12108 | 980.5831 | 0 | [6 empty] | 1.3436e-05 | -0.00016035 |  | 0 | 0 |  | 0 | 5.4821e-05 | 0.0004457 | 0.00016307 |  | 7.3754e-05 | 0.00064982 |  | 0.028438 | 0
[6 empty] | 991.7449 | -0.00057846 | 996.7402 | -0.001 | 998.5859 | -0.00010076 | 985.8994 | 0 | 985.8994 | 0 |  |  | 980.8202 | 0 | 996.7402 | -0.00201 | 985.8994 | -0.00873 | 985.6578 | 0.00705 | 980.8202 | -0.00047988 | 991.7449 | 0.00030329 | 985.8994 | -0.0026 |  |  | 985.8994 | 0.11436 | 980.8202 | 0 | [6 empty] | -6.1105e-06 | 0.00013889 |  | 0 | 0 |  | 0 | 0.00030457 | 0.0001679 | 0.00042275 |  | 7.3562e-05 | 0.00049282 |  | 0.027878 | 0
[6 empty] | 991.9878 | 0.00052814 | 996.9839 | 0.00214 | 998.8324 | -0.00033604 | 986.141 | 0 | 986.141 | 0 |  |  | 981.0573 | 0 | 996.9839 | 0.00451 | 986.141 | 0.01012 | 985.8994 | -0.00355 | 981.0573 | 0.00076695 | 991.9878 | 0.00030251 | 986.141 | 0.00668 |  |  | 986.141 | 0.11644 | 981.0573 | 0 | [6 empty] | 1.9065e-05 | 0.00019951 |  | 0 | 0 |  | 0 | 6.4583e-05 | 0.00097115 | 0.00052664 |  | 7.3367e-05 | 0.00029231 |  | 0.027666 | 0
[6 empty] | 992.2307 | -0.00037114 | 997.2276 | -0.00050269 | 999.0789 | -0.00019532 | 986.3826 | 0 | 986.3826 | 0 |  |  | 981.2944 | 0 | 997.2276 | -0.00398 | 986.3826 | -0.00208 | 986.141 | 0.00791 | 981.2944 | 0.00030982 | 992.2307 | 0.00030169 | 986.3826 | -0.00426 |  |  | 986.3826 | 0.1126 | 981.2944 | 0 | [6 empty] | 3.8042e-05 | 0.00020068 |  | 0 | 0 |  | 0 | -0.00014741 | -2.295e-05 | 0.0010654 |  | 7.3136e-05 | 0.00032734 |  | 0.026969 | 0
[6 empty] | 992.4735 | 0.00068442 | 997.4713 | 0.00215 | 999.3254 | -0.0002914 | 986.6241 | 0 | 986.6241 | 0 |  |  | 981.5316 | 0 | 997.4713 | 0.00277 | 986.6241 | 0.00189 | 986.3826 | 0.00091057 | 981.5316 | -0.00013456 | 992.4735 | 0.00030061 | 986.6241 | 0.00697 |  |  | 986.6241 | 0.11067 | 981.5316 | 0 | [6 empty] | 7.451e-06 | 0.00011942 |  | 0 | 0 |  | 0 | 9.9925e-05 | 8.9381e-05 | 0.0015063 |  | 7.2822e-05 | 0.00061842 |  | 0.026361 | 0
[6 empty] | 992.7164 | -0.00062306 | 997.715 | -0.00117 | 999.572 | -0.00016043 | 986.8657 | 0 | 986.8657 | 0 |  |  | 981.7687 | 0 | 997.715 | -0.00195 | 986.8657 | -0.00115 | 986.6241 | 0.01156 | 981.7687 | -0.00043323 | 992.7164 | 0.0002991 | 986.8657 | -0.00185 |  |  | 986.8657 | 0.10758 | 981.7687 | 0 | [6 empty] | -2.2692e-06 | 6.4567e-05 |  | 0 | 0 |  | 0 | -9.746e-06 | 0.0014978 | -1.3286e-05 |  | 7.2394e-05 | 0.00098685 |  | 0.02564 | 0
[6 empty] | 992.9592 | 0.00060437 | 997.9586 | 0.0017 | 999.8185 | -0.00027783 | 987.1073 | 0 | 987.1073 | 0 |  |  | 982.0058 | 0 | 997.9586 | 0.00187 | 987.1073 | 0.01355 | 986.8657 | -0.01167 | 982.0058 | 0.00031244 | 992.9592 | 0.00029709 | 987.1073 | 0.01002 |  |  | 987.1073 | 0.10469 | 982.0058 | 0 | [6 empty] | 3.7393e-06 | -7.3113e-06 |  | 0 | 0 |  | 0 | -0.0010199 | 0.00058114 | -0.00148 |  | 7.1853e-05 | 0.00045791 |  | 0.024722 | 0
[6 empty] | 993.2021 | -0.00057358 | 998.2023 | -0.00176 | 1000.0651 | -0.00013762 | 987.3489 | 0 | 987.3489 | 0 |  |  | 982.243 | 0 | 998.2023 | -0.01024 | 987.3489 | -0.00874 | 987.1073 | -0.00058307 | 982.243 | -0.00091143 | 993.2021 | 0.00029464 | 987.3489 | -0.00623 |  |  | 987.3489 | 0.09993 | 982.243 | 0 | [6 empty] | 1.4196e-05 | 0.00015719 |  | 0 | 0 |  | 0 | -0.00068848 | 0.00027902 | -0.00065884 |  | 7.1248e-05 | 0.00030922 |  | 0.024095 | 0
[6 empty] | 993.445 | 0.00069045 | 998.446 | 0.00305 | 1000.3116 | -0.00023701 | 987.5905 | 0 | 987.5905 | 0 |  |  | 982.4801 | 0 | 998.446 | 0.00459 | 987.5905 | 0.01105 | 987.3489 | -0.00487 | 982.4801 | 0.0012358 | 993.445 | 0.00029196 | 987.5905 | 0.00879 |  |  | 987.5905 | 0.09955 | 982.4801 | 0 | [6 empty] | 2.9343e-05 | 0.00015111 |  | 0 | 0 |  | 0 | -0.00054471 | 0.0006367 | -6.0395e-06 |  | 7.0605e-05 | 0.0010919 |  | 0.023772 | 0
[6 empty] | 993.6879 | -0.00044887 | 998.6898 | -0.00181 | 1000.5582 | -7.7141e-05 | 987.8321 | 0 | 987.8321 | 0 |  |  | 982.7173 | 0 | 998.6898 | -0.00906 | 987.8321 | -0.00578 | 987.5905 | 0.00482 | 982.7173 | -0.00035784 | 993.6879 | 0.00028934 | 987.8321 | 0.00024766 |  |  | 987.8321 | 0.09721 | 982.7173 | 0 | [6 empty] | 2.5218e-05 | -0.00024353 |  | 0 | 0 |  | 0 | -0.00059343 | -0.00011961 | -0.0003117 |  | 7.0003e-05 | 0.0014339 |  | 0.023402 | 0
[6 empty] | 993.9308 | 0.00065655 | 998.9335 | -0.00018855 | 1000.8048 | -0.00018447 | 988.0738 | 0 | 988.0738 | 0 |  |  | 982.9545 | 0 | 998.9335 | 0.00419 | 988.0738 | 0.00479 | 987.8321 | -0.0074 | 982.9545 | 0.0001766 | 993.9308 | 0.00028715 | 988.0738 | 0.01162 |  |  | 988.0738 | 0.09648 | 982.9545 | 0 | [6 empty] | 2.5293e-05 | -0.00019236 |  | 0 | 0 |  | 0 | -0.00094929 | -0.00036246 | -0.00025976 |  | 6.9579e-05 | 0.00059202 |  | 0.022615 | 0
[6 empty] | 994.1737 | -0.0004483 | 999.1772 | -0.00139 | 1001.0514 | -4.9504e-05 | 988.3154 | 0 | 988.3154 | 0 |  |  | 983.1916 | 0 | 999.1772 | -0.01198 | 988.3154 | -0.00779 | 988.0738 | 0.00525 | 983.1916 | 0.00033314 | 994.1737 | 0.00028571 | 988.3154 | -0.00672 |  |  | 988.3154 | 0.0907 | 983.1916 | 0 | [6 empty] | 1.6184e-06 | 6.5802e-05 |  | 0 | 0 |  | 0 | -0.00056541 | 0.00036729 | -0.00017761 |  | 6.9352e-05 | 7.1284e-05 |  | 0.021843 | 0
[6 empty] | 994.4166 | 0.00046163 | 999.4209 | 0.00193 | 1001.298 | -0.00013264 | 988.5571 | 0 | 988.5571 | 0 |  |  | 983.4288 | 0 | 999.4209 | 0.00734 | 988.5571 | 0.01083 | 988.3154 | -0.00672 | 983.4288 | 0.0016395 | 994.4166 | 0.00028528 | 988.5571 | 0.00731 |  |  | 988.5571 | 0.09009 | 983.4288 | 0 | [6 empty] | -1.2565e-05 | 7.7987e-05 |  | 0 | 0 |  | 0 | 9.6265e-05 | -0.00014257 | 0.00070317 |  | 6.9405e-05 | 0.00060652 |  | 0.021334 | 0
[6 empty] | 994.6596 | -0.00056505 | 999.6646 | -0.00129 | 1001.5446 | -1.1591e-07 | 988.7987 | 0 | 988.7987 | 0 |  |  | 983.6659 | 0 | 999.6646 | -0.00655 | 988.7987 | -0.01201 | 988.5571 | 0.01254 | 983.666 | -0.00070342 | 994.6596 | 0.000286 | 988.7987 | -0.00229 |  |  | 988.7987 | 0.08649 | 983.666 | 0 | [6 empty] | 3.3047e-05 | 0.00011823 |  | 0 | 0 |  | 0 | -0.00049975 | -0.00028392 | 0.00036608 |  | 6.9702e-05 | 0.00057508 |  | 0.021029 | 0
[6 empty] | 994.9025 | 0.00083714 | 999.9084 | 0.00226 | 1001.7912 | -1.1591e-07 | 989.0403 | 0 | 989.0403 | 0 |  |  | 983.9031 | 0 | 999.9084 | 0.00245 | 989.0403 | 0.00966 | 988.7987 | -0.00951 | 983.9031 | 0.0019349 | 994.9025 | 0.00028787 | 989.0403 | 0.00705 |  |  | 989.0403 | 0.08757 | 983.9031 | 0 | [6 empty] | 3.5265e-05 | 9.6265e-05 |  | 0 | 0 |  | 0 | -0.00029611 | 5.6785e-05 | -0.00059803 |  | 7.0276e-05 | 0.00018848 |  | 0.020352 | 0
[6 empty] | 995.1454 | -0.00054679 | 1000.1521 | -0.00147 | 1002.0378 | -1.1591e-07 | 989.282 | 0 | 989.282 | 0 |  |  | 984.1403 | 0 | 1000.1521 | -0.00488 | 989.282 | -0.00919 | 989.0403 | 0.00456 | 984.1403 | 0.00044851 | 995.1454 | 0.00029073 | 989.282 | -0.00549 |  |  | 989.282 | 0.08088 | 984.1403 | 0 | [6 empty] | 1.4836e-05 | -0.00015004 |  | 0 | 0 |  | 0 | 0.00017917 | -0.00093175 | 0.00014378 |  | 7.1077e-05 | 0.00016436 |  | 0.01959 | 0
[6 empty] | 995.3884 | 0.00066891 | 1000.3959 | 0.00023902 | 1002.2845 | -1.1591e-07 | 989.5237 | 0 | 989.5237 | 0 |  |  | 984.3776 | 0 | 1000.3959 | 0.00635 | 989.5237 | 0.00148 | 989.282 | -0.00337 | 984.3776 | 0.00058995 | 995.3884 | 0.00029431 | 989.5237 | 0.00685 |  |  | 989.5237 | 0.08122 | 984.3776 | 0 | [6 empty] | 1.8636e-05 | -0.00016341 |  | 0 | 0 |  | 0 | 0.00058858 | -0.00087474 | 0.00064896 |  | 7.1992e-05 | 0.00020298 |  | 0.01926 | 0
[6 empty] | 995.6314 | -0.00051552 | 1000.6396 | -0.00158 | 1002.5311 | -1.1591e-07 | 989.7653 | 0 | 989.7653 | 0 |  |  | 984.6147 | 0 | 1000.6396 | -0.00152 | 989.7653 | -0.00872 | 989.5237 | 0.00874 | 984.6147 | 0.0013476 | 995.6314 | 0.00029826 | 989.7653 | -0.00517 |  |  | 989.7653 | 0.07819 | 984.6147 | 0 | [6 empty] | 1.809e-05 | 0.00011823 |  | 0 | 0 |  | 0 | 0.00046316 | -0.00072027 | -1.329e-05 |  | 7.2928e-05 | 0.00059458 |  | 0.018905 | 0
[6 empty] | 995.8743 | 0.00066446 | 1000.8834 | 0.00255 | 1002.7778 | -1.1591e-07 | 990.007 | 0 | 990.007 | 0 |  |  | 984.8519 | 0 | 1000.8834 | 0.00532 | 990.007 | 0.00276 | 989.7653 | -0.00885 | 984.8519 | 0.00087087 | 995.8743 | 0.00030216 | 990.007 | 0.01009 |  |  | 990.007 | 0.07824 | 984.8519 | 0 | [6 empty] | 3.2263e-05 | 2.6816e-05 |  | 0 | 0 |  | 0 | 0.00025597 | -0.00020303 | 0.00031179 |  | 7.3839e-05 | 0.00047494 |  | 0.018697 | 0
[6 empty] | 996.1173 | -0.0003989 | 1001.1271 | -0.00233 | 1003.0244 | -1.1591e-07 | 990.2487 | 0 | 990.2487 | 0 |  |  | 985.0892 | 0 | 1001.1271 | -0.00322 | 990.2487 | -0.00444 | 990.007 | 0.01143 | 985.0892 | 0.00013053 | 996.1173 | 0.00030561 | 990.2487 | -0.00616 |  |  | 990.2487 | 0.07647 | 985.0892 | 0 | [6 empty] | 1.4366e-05 | -0.00029734 |  | 0 | 0 |  | 0 | -0.00051278 | 0.00042539 | 0.0011976 |  | 7.4593e-05 | 0.00085924 |  | 0.018192 | 0
[6 empty] | 996.3604 | 0.00051712 | 1001.3709 | -0.00010953 | 1003.2711 | -1.1591e-07 | 990.4904 | 0 | 990.4904 | 0 |  |  | 985.3264 | 0 | 1001.3709 | -0.00098707 | 990.4904 | 0.00796 | 990.2487 | -0.00152 | 985.3264 | 0.0014878 | 996.3604 | 0.00030822 | 990.4904 | 0.01327 |  |  | 990.4904 | 0.07406 | 985.3264 | 0 | [6 empty] | 1.0699e-05 | -0.00023885 |  | 0 | 0 |  | 0 | -0.00062128 | 0.00035288 | 0.00084474 |  | 7.5063e-05 | 0.00080849 |  | 0.017746 | 0
[6 empty] | 996.6033 | -0.00042905 | 1001.6147 | -0.00185 | 1003.5178 | -1.1591e-07 | 990.7321 | 0 | 990.7321 | 0 |  |  | 985.5636 | 0 | 1001.6147 | -0.00411 | 990.7321 | -0.00504 | 990.4904 | 0.00851 | 985.5636 | -0.0007562 | 996.6033 | 0.00030964 | 990.7321 | -0.00658 |  |  | 990.7321 | 0.07278 | 985.5636 | 0 | [6 empty] | 1.6388e-05 | -0.00016513 |  | 0 | 0 |  | 0 | -0.00011579 | 0.00052449 | 2.417e-05 |  | 7.5229e-05 | 0.00048823 |  | 0.017285 | 0
[6 empty] | 996.8463 | 0.00056394 | 1001.8585 | 0.00049519 | 1003.7645 | -1.1591e-07 | 990.9738 | 0 | 990.9738 | 0 |  |  | 985.8008 | 0 | 1001.8585 | 0.00316 | 990.9738 | 0.00938 | 990.7321 | -0.00831 | 985.8008 | -0.00015327 | 996.8463 | 0.00030958 | 990.9738 | 0.01062 |  |  | 990.9738 | 0.07025 | 985.8008 | 0 | [6 empty] | 1.1231e-05 | -0.00032124 |  | 0 | 0 |  | 0 | -0.00030846 | 0.00068039 | 0.001171 |  | 7.5029e-05 | 0.00089308 |  | 0.016874 | 0
[6 empty] | 997.0894 | -0.00047152 | 1002.1023 | -0.00313 | 1004.0111 | -1.1591e-07 | 991.2155 | 0 | 991.2155 | 0 |  |  | 986.0381 | 0 | 1002.1023 | -0.00569 | 991.2155 | -0.00375 | 990.9738 | 0.018 | 986.0381 | -0.00034095 | 997.0894 | 0.00030783 | 991.2155 | -0.00323 |  |  | 991.2155 | 0.06938 | 986.0381 | 0 | [6 empty] | 3.1662e-05 | -0.00019136 |  | 0 | 0 |  | 0 | -9.6289e-05 | 0.0017402 | 0.0018768 |  | 7.4362e-05 | 0.00014381 |  | 0.016324 | 0
[6 empty] | 997.3323 | 0.00073214 | 1002.3461 | 0.00156 | 1004.2578 | -1.1591e-07 | 991.4572 | 0 | 991.4572 | 0 |  |  | 986.2753 | 0 | 1002.3461 | 0.0049 | 991.4572 | 0.01815 | 991.2155 | -0.00247 | 986.2753 | 0.0023028 | 997.3323 | 0.00030425 | 991.4572 | 0.00442 |  |  | 991.4572 | 0.0657 | 986.2753 | 0 | [6 empty] | 2.2278e-05 | -7.435e-05 |  | 0 | 0 |  | 0 | -0.00025474 | 0.0011653 | 0.00067915 |  | 7.3283e-05 | 0.00072165 |  | 0.015839 | 0
[6 empty] | 997.5754 | -0.00054881 | 1002.5898 | -0.00217 | 1004.5045 | -1.1591e-07 | 991.699 | 0 | 991.699 | 0 |  |  | 986.5126 | 0 | 1002.5898 | -0.00699 | 991.699 | -0.00851 | 991.4572 | 0.00809 | 986.5126 | -0.00010313 | 997.5754 | 0.0002988 | 991.699 | 0.00155 |  |  | 991.699 | 0.06533 | 986.5126 | 0 | [6 empty] | 2.4152e-05 | -0.00019008 |  | 0 | 0 |  | 0 | 0.00028164 | -0.00061875 | 0.00062253 |  | 7.1746e-05 | 0.0019759 |  | 0.015456 | 0
[6 empty] | 997.8184 | 0.00074756 | 1002.8337 | 0.00061091 | 1004.7513 | -1.1591e-07 | 991.9407 | 0 | 991.9407 | 0 |  |  | 986.7498 | 0 | 1002.8337 | 0.0093 | 991.9407 | 0.00339 | 991.699 | -0.00294 | 986.7498 | 0.002376 | 997.8184 | 0.00029161 | 991.9407 | 0.0148 |  |  | 991.9407 | 0.06256 | 986.7498 | 0 | [6 empty] | 2.6326e-05 | -0.00016813 |  | 0 | 0 |  | 0 | 0.00014142 | 0.00072649 | 0.00031179 |  | 6.9826e-05 | 0.0017825 |  | 0.014989 | 0
[6 empty] | 998.0615 | -0.00053091 | 1003.0775 | -0.00199 | 1004.998 | -1.1591e-07 | 992.1824 | 0 | 992.1824 | 0 |  |  | 986.9871 | 0 | 1003.0775 | -0.00814 | 992.1824 | 0.00262 | 991.9407 | 0.00552 | 986.9871 | -0.00043584 | 998.0615 | 0.00028299 | 992.1824 | -5.4064e-05 |  |  | 992.1824 | 0.06144 | 986.9871 | 0 | [6 empty] | 1.1095e-05 | -2.8042e-05 |  | 0 | 0 |  | 0 | -0.00046939 | 0.00048594 | 0.00049561 |  | 6.7628e-05 | 0.00051083 |  | 0.014542 | 0
[6 empty] | 998.3045 | 0.00062222 | 1003.3214 | 0.00176 | 1005.2447 | -1.1591e-07 | 992.4242 | 0 | 992.4242 | 0 |  |  | 987.2244 | 0 | 1003.3214 | 0.00429 | 992.4242 | 0.0014 | 992.1824 | -0.00142 | 987.2244 | 0.0021656 | 998.3045 | 0.00027352 | 992.4242 | 0.00428 |  |  | 992.4242 | 0.05886 | 987.2244 | 0 | [6 empty] | 3.6823e-06 | 2.6816e-05 |  | 0 | 0 |  | 0 | -0.0005741 | -0.0011034 | 0.00071198 |  | 6.5329e-05 | 0.00026829 |  | 0.013935 | 0
[6 empty] | 998.5476 | -0.00059192 | 1003.5651 | -0.00154 | 1005.4915 | -1.1591e-07 | 992.6659 | 0 | 992.6659 | 0 |  |  | 987.4616 | 0 | 1003.5651 | -0.009 | 992.6659 | -0.01053 | 992.4242 | 0.00731 | 987.4616 | 0.00044412 | 998.5476 | 0.00026394 | 992.6659 | -0.00206 |  |  | 992.6659 | 0.05645 | 987.4616 | 0 | [6 empty] | 6.1033e-06 | 1.5849e-05 |  | 0 | 0 |  | 0 | -0.00023652 | 0.0013019 | -0.00076136 |  | 6.3083e-05 | 0.00098638 |  | 0.013906 | 0
[6 empty] | 998.7906 | 0.00064215 | 1003.809 | 0.00167 | 1005.7382 | -1.1591e-07 | 992.9076 | 0 | 992.9076 | 0 |  |  | 987.6989 | 0 | 1003.809 | 0.00706 | 992.9076 | 0.0213 | 992.6659 | -0.01361 | 987.6989 | 0.0013621 | 998.7906 | 0.00025517 | 992.9076 | 0.01022 |  |  | 992.9076 | 0.05859 | 987.6989 | 0 | [6 empty] | 2.9508e-05 | -0.0001439 |  | 0 | 0 |  | 0 | 0.00051341 | 0.001006 | -0.00032396 |  | 6.1176e-05 | 0.0012126 |  | 0.01364 | 0
[6 empty] | 999.0338 | -0.00039939 | 1004.0529 | -0.00285 | 1005.985 | -1.1591e-07 | 993.1495 | 0 | 993.1495 | 0 |  |  | 987.9362 | 0 | 1004.0529 | -0.00285 | 993.1495 | -0.01298 | 992.9076 | 0.01093 | 987.9362 | 0.00047707 | 999.0338 | 0.00024813 | 993.1495 | -0.00019162 |  |  | 993.1495 | 0.05422 | 987.9362 | 0 | [6 empty] | 1.4734e-05 | -0.00030879 |  | 0 | 0 |  | 0 | 0.00060836 | -0.0015098 | 0.00011608 |  | 5.9751e-05 | 0.00086651 |  | 0.013144 | 0
[6 empty] | 999.2768 | 0.00052063 | 1004.2967 | 0.00031719 | 1006.2318 | -1.1591e-07 | 993.3912 | 0 | 993.3912 | 0 |  |  | 988.1735 | 0 | 1004.2967 | 0.00784 | 993.3912 | 0.00049025 | 993.1495 | -0.00997 | 988.1735 | 0.0010234 | 999.2768 | 0.00024357 | 993.3912 | 0.00736 |  |  | 993.3912 | 0.05452 | 988.1735 | 0 | [6 empty] | -2.8445e-06 | 4.4584e-05 |  | 0 | 0 |  | 0 | 0.00083393 | 0.00017025 | 0.00072528 |  | 5.9013e-05 | 0.0001511 |  | 0.013211 | 0
[6 empty] | 999.5199 | -0.00054403 | 1004.5405 | 4.8488e-05 | 1006.4785 | -1.1591e-07 | 993.633 | 0 | 993.633 | 0 |  |  | 988.4108 | 0 | 1004.5405 | -0.001 | 993.633 | 0.00091815 | 993.3912 | 0.01597 | 988.4108 | -0.00080404 | 999.5199 | 0.00024193 | 993.633 | -0.00611 |  |  | 993.633 | 0.05477 | 988.4108 | 0 | [6 empty] | -0.00011334 | -0.00017574 |  | 0 | 0 |  | 0 | -0.0013789 | -0.0015596 | 0.0013853 |  | 5.8973e-05 | -0.0012306 |  | 0.012663 | 0
[6 empty] | 999.763 | -0.00038844 | 1004.7844 | -0.00149 | 1006.7253 | -1.1591e-07 | 993.8748 | 0 | 993.8748 | 0 |  |  | 988.6481 | 0 | 1004.7844 | -0.01031 | 993.8748 | -0.01382 | 993.633 | -0.00451 | 988.6481 | 0.00032736 | 999.763 | 0.00024323 | 993.8748 | -0.00407 |  |  | 993.8748 | 0.04999 | 988.6481 | 0 | [6 empty] | 4.8083e-05 | 0.00024024 |  | 0 | 0 |  | 0 | -0.00030609 | -0.00071579 | -0.00097429 |  | 5.9594e-05 | 3.1437e-05 |  | 0.012075 | 0
[6 empty] | 1000.0061 | 0.00078401 | 1005.0283 | 0.00346 | 1006.9721 | -1.1591e-07 | 994.1166 | 0 | 994.1166 | 0 |  |  | 988.8854 | 0 | 1005.0283 | 0.0078 | 994.1166 | 0.0079 | 993.8748 | -0.00355 | 988.8854 | 0.00053257 | 1000.0061 | 0.00024704 | 994.1166 | 0.00433 |  |  | 994.1166 | 0.04988 | 988.8854 | 0 | [6 empty] | 3.4653e-05 | 0.00033844 |  | 0 | 0 |  | 0 | 0.00013899 | 0.00029986 | -0.00020071 |  | 6.0728e-05 | -7.4964e-05 |  | 0.012022 | 0
[6 empty] | 1000.2492 | -0.00049892 | 1005.2721 | -0.00068409 | 1007.2189 | -1.1591e-07 | 994.3584 | 0 | 994.3584 | 0 |  |  | 989.1227 | 0 | 1005.2721 | -0.00666 | 994.3584 | -0.00542 | 994.1166 | 0.00189 | 989.1227 | -0.0015096 | 1000.2492 | 0.00025256 | 994.3584 | -0.00495 |  |  | 994.3584 | 0.04955 | 989.1227 | 0 | [6 empty] | 4.2093e-05 | 0.0002629 |  | 0 | 0 |  | 0 | -0.00027316 | 0.001679 | -0.00028172 |  | 6.2172e-05 | 0.0012632 |  | 0.011743 | 0
[6 empty] | 1000.4924 | 0.00084513 | 1005.516 | 0.00284 | 1007.4657 | -1.1591e-07 | 994.6002 | 0 | 994.6002 | 0 |  |  | 989.36 | 0 | 1005.516 | 0.00442 | 994.6002 | 0.01931 | 994.3584 | -0.00422 | 989.36 | 0.00063997 | 1000.4924 | 0.00025879 | 994.6002 | 0.0154 |  |  | 994.6002 | 0.0476 | 989.36 | 0 | [6 empty] | 3.0862e-05 | -7.0731e-05 |  | 0 | 0 |  | 0 | -9.2682e-05 | 0.0027555 | 0.00064429 |  | 6.3639e-05 | 0.0013228 |  | 0.011057 | 0
[6 empty] | 1000.7355 | -0.00059123 | 1005.7599 | -0.00342 | 1007.7125 | -1.1591e-07 | 994.842 | 0 | 994.842 | 0 |  |  | 989.5973 | 0 | 1005.7599 | -0.00518 | 994.842 | 0.00348 | 994.6002 | 0.00955 | 989.5973 | -0.0022001 | 1000.7355 | 0.00026476 | 994.842 | -0.00446 |  |  | 994.842 | 0.04385 | 989.5973 | 0 | [6 empty] | 8.5365e-06 | -2.5608e-05 |  | 0 | 0 |  | 0 | -0.00053605 | 0.0010471 | 0.00032283 |  | 6.4977e-05 | 0.00028535 |  | 0.010668 | 0
[6 empty] | 1000.9786 | 0.00066144 | 1006.0038 | 0.00321 | 1007.9593 | -1.1591e-07 | 995.0838 | 0 | 995.0838 | 0 |  |  | 989.8347 | 0 | 1006.0038 | 0.0007842 | 995.0838 | 0.00518 | 994.842 | -0.00688 | 989.8347 | 0.00027049 | 1000.9786 | 0.00026967 | 995.0838 | 0.00682 |  |  | 995.0838 | 0.04438 | 989.8347 | 0 | [6 empty] | 5.7552e-06 | -2.317e-05 |  | 0 | 0 |  | 0 | -0.00076777 | -0.00027084 | 0.000399 |  | 6.5986e-05 | 0.00014993 |  | 0.010742 | 0
[6 empty] | 1001.2218 | -0.0006141 | 1006.2477 | -0.0034 | 1008.2062 | -1.1591e-07 | 995.3256 | 0 | 995.3256 | 0 |  |  | 990.072 | 0 | 1006.2477 | -0.00708 | 995.3256 | -0.00742 | 995.0838 | 0.01018 | 990.072 | -0.0012823 | 1001.2218 | 0.00027306 | 995.3256 | -0.00558 |  |  | 995.3256 | 0.04446 | 990.072 | 0 | [6 empty] | 4.3326e-06 | -0.00031421 |  | 0 | 0 |  | 0 | -0.0016158 | 0.001255 | 0.00046067 |  | 6.6614e-05 | 0.00049452 |  | 0.010509 | 0
[6 empty] | 1001.465 | 0.00064974 | 1006.4916 | 0.00082343 | 1008.453 | -1.1591e-07 | 995.5674 | 0 | 995.5674 | 0 |  |  | 990.3093 | 0 | 1006.4916 | -0.00617 | 995.5674 | 0.0178 | 995.3256 | -0.00637 | 990.3093 | 0.00049636 | 1001.465 | 0.00027483 | 995.5674 | 0.00967 |  |  | 995.5674 | 0.04246 | 990.3093 | 0 | [6 empty] | 1.5324e-05 | -0.00010567 |  | 0 | 0 |  | 0 | -0.0016524 | 0.00067608 | 0.00095398 |  | 6.6872e-05 | 0.0012417 |  | 0.010251 | 0
[6 empty] | 1001.7081 | -0.0005237 | 1006.7355 | -0.00169 | 1008.6999 | -1.1591e-07 | 995.8093 | 0 | 995.8093 | 0 |  |  | 990.5466 | 0 | 1006.7355 | -0.00738 | 995.8093 | -0.01221 | 995.5674 | 0.01426 | 990.5466 | -0.00085835 | 1001.7081 | 0.00027518 | 995.8093 | 0.00059624 |  |  | 995.8093 | 0.0423 | 990.5466 | 0 | [6 empty] | 1.2312e-05 | -0.00018105 |  | 0 | 0 |  | 0 | 0.00029024 | -0.00082944 | 0.00015481 |  | 6.6831e-05 | 0.0006174 |  | 0.01012 | 0
[6 empty] | 1001.9513 | 0.00062497 | 1006.9794 | 0.00020536 | 1008.9467 | -1.1591e-07 | 996.0512 | 0 | 996.0512 | 0 |  |  | 990.784 | 0 | 1006.9794 | 0.00976 | 996.0512 | 0.00535 | 995.8093 | -0.01298 | 990.784 | 5.5539e-05 | 1001.9513 | 0.00027449 | 996.0512 | 0.00451 |  |  | 996.0512 | 0.0414 | 990.784 | 0 | [6 empty] | 1.3318e-05 | -0.00017134 |  | 0 | 0 |  | 0 | 0.00010856 | -0.00047046 | -0.00095761 |  | 6.6592e-05 | -6.4098e-05 |  | 0.0098602 | 0
[6 empty] | 1002.1945 | -0.00051543 | 1007.2233 | -0.00161 | 1009.1936 | -1.1591e-07 | 996.293 | 0 | 996.293 | 0 |  |  | 991.0214 | 0 | 1007.2233 | -0.00887 | 996.293 | -0.00924 | 996.0512 | 0.00506 | 991.0214 | 0.00024596 | 1002.1945 | 0.00027322 | 996.293 | -0.00504 |  |  | 996.293 | 0.04013 | 991.0214 | 0 | [6 empty] | 3.0741e-05 | 6.3411e-05 |  | 0 | 0 |  | 0 | -0.00030486 | -0.0010851 | -0.0005527 |  | 6.6276e-05 | -0.00029744 |  | 0.0093596 | 0
[6 empty] | 1002.4377 | 0.0007682 | 1007.4672 | 0.00213 | 1009.4405 | -1.1591e-07 | 996.5349 | 0 | 996.5349 | 0 |  |  | 991.2587 | 0 | 1007.4672 | 0.00637 | 996.5349 | 0.00026588 | 996.293 | -0.00963 | 991.2587 | 0.0012043 | 1002.4377 | 0.00027175 | 996.5349 | 0.00258 |  |  | 996.5349 | 0.03728 | 991.2587 | 0 | [6 empty] | 1.142e-05 | -4.3913e-05 |  | 0 | 0 |  | 0 | -0.00025616 | -0.00025931 | 0.00066259 |  | 6.5913e-05 | 0.00056721 |  | 0.0092386 | 0
[6 empty] | 1002.6808 | -0.00067428 | 1007.7112 | -0.00249 | 1009.6874 | -1.1591e-07 | 996.7767 | 0 | 996.7767 | 0 |  |  | 991.4961 | 0 | 1007.7112 | -0.00847 | 996.7767 | -0.00241 | 996.5349 | 0.01511 | 991.4961 | -0.00018489 | 1002.6808 | 0.00027037 | 996.7767 | 0.00211 |  |  | 996.7767 | 0.03911 | 991.4961 | 0 | [6 empty] | 5.1321e-06 | -0.00015488 |  | 0 | 0 |  | 0 | 0.00044146 | 0.0015348 | 0.00035073 |  | 6.5622e-05 | 0.00082726 |  | 0.0090939 | 0
[6 empty] | 1002.9241 | 0.00071648 | 1007.9551 | 0.00122 | 1009.9343 | -1.1591e-07 | 997.0186 | 0 | 997.0186 | 0 |  |  | 991.7335 | 0 | 1007.9551 | 0.01209 | 997.0186 | 0.0151 | 996.7767 | -0.01221 | 991.7335 | 0.0010397 | 1002.9241 | 0.00026922 | 997.0186 | 0.00473 |  |  | 997.0186 | 0.03608 | 991.7335 | 0 | [6 empty] | 6.0273e-07 | -0.00051598 |  | 0 | 0 |  | 0 | 0.00084898 | 0.0014307 | -3.8702e-05 |  | 6.5372e-05 | -0.00076555 |  | 0.0087331 | 0
[6 empty] | 1003.1673 | -0.00071152 | 1008.199 | -0.00545 | 1010.1812 | -1.1591e-07 | 997.2605 | 0 | 997.2605 | 0 |  |  | 991.9708 | 0 | 1008.199 | -0.00513 | 997.2605 | -0.00327 | 997.0186 | 0.01189 | 991.9708 | -0.0011178 | 1003.1673 | 0.00026832 | 997.2605 | -0.01106 |  |  | 997.2605 | 0.03613 | 991.9708 | 0 | [6 empty] | -1.3012e-05 | -0.00037934 |  | 0 | 0 |  | 0 | 0.00071843 | 0.0014718 | -6.7726e-05 |  | 6.518e-05 | -0.0010776 |  | 0.0088516 | 0
[6 empty] | 1003.4105 | 0.00060453 | 1008.443 | 0.00234 | 1010.4281 | -1.1591e-07 | 997.5024 | 0 | 997.5024 | 0 |  |  | 992.2082 | 0 | 1008.443 | 0.01102 | 997.5024 | 0.01544 | 997.2605 | -0.01245 | 992.2082 | -0.00028367 | 1003.4105 | 0.00026764 | 997.5024 | 0.00215 |  |  | 997.5024 | 0.03706 | 992.2082 | 0 | [6 empty] | 1.4436e-05 | -0.00014028 |  | 0 | 0 |  | 0 | 0.0012954 | 0.0019649 | -0.00024551 |  | 6.5032e-05 | -0.0006301 |  | 0.0088601 | 0
[6 empty] | 1003.6537 | -0.00048582 | 1008.687 | -0.00349 | 1010.675 | -1.1591e-07 | 997.7443 | 0 | 997.7443 | 0 |  |  | 992.4456 | 0 | 1008.687 | -0.00040025 | 997.7443 | 0.00080705 | 997.5024 | 0.01042 | 992.4456 | -0.00048549 | 1003.6537 | 0.0002671 | 997.7443 | -0.00736 |  |  | 997.7443 | 0.0362 | 992.4456 | 0 | [6 empty] | 9.0604e-06 | 6.8309e-05 |  | 0 | 0 |  | 0 | 0.0014125 | 0.001382 | -0.00088407 |  | 6.4907e-05 | 0.00030961 |  | 0.0083824 | 0
[6 empty] | 1003.897 | 0.00056032 | 1008.9309 | 0.00405 | 1010.9219 | -1.1591e-07 | 997.9861 | 0 | 997.9861 | 0 |  |  | 992.683 | 0 | 1008.9309 | 0.01198 | 997.9861 | 0.01062 | 997.7443 | -0.01773 | 992.683 | 0.0013261 | 1003.897 | 0.00026662 | 997.9861 | 0.00992 |  |  | 997.9861 | 0.03311 | 992.683 | 0 | [6 empty] | -7.9244e-06 | 0.00049932 |  | 0 | 0 |  | 0 | 0.00096486 | 0.0015654 | -0.0010098 |  | 6.479e-05 | 0.00062907 |  | 0.0080666 | 0
[6 empty] | 1004.1402 | -0.00062548 | 1009.1749 | 4.3442e-05 | 1011.1689 | -1.1591e-07 | 998.2281 | 0 | 998.2281 | 0 |  |  | 992.9204 | 0 | 1009.1749 | -0.00407 | 998.2281 | 0.00232 | 997.9861 | 0.00938 | 992.9204 | -0.00067041 | 1004.1402 | 0.00026614 | 998.2281 | -0.00472 |  |  | 998.2281 | 0.03357 | 992.9204 | 0 | [6 empty] | 7.3676e-06 | 0.00041158 |  | 0 | 0 |  | 0 | 0.0012384 | 0.002004 | -0.00058673 |  | 6.4684e-05 | 0.0013049 |  | 0.007895 | 0
[6 empty] | 1004.3835 | 0.00068605 | 1009.4189 | 0.00333 | 1011.4158 | -1.1591e-07 | 998.47 | 0 | 998.47 | 0 |  |  | 993.1578 | 0 | 1009.4189 | 0.01422 | 998.47 | 0.01425 | 998.2281 | -0.01423 | 993.1578 | 0.00092114 | 1004.3835 | 0.00026562 | 998.47 | 0.01551 |  |  | 998.47 | 0.03171 | 993.1578 | 0 | [6 empty] | 5.6813e-06 | 9.3925e-05 |  | 0 | 0 |  | 0 | 0.0010588 | 0.0014166 | 0.00054423 |  | 6.4533e-05 | 0.0019434 |  | 0.0075098 | 0
[6 empty] | 1004.6267 | -0.00063933 | 1009.6628 | -0.00256 | 1011.6628 | -1.1591e-07 | 998.7119 | 0 | 998.7119 | 0 |  |  | 993.3952 | 0 | 1009.6628 | -0.00554 | 998.7119 | -0.00254 | 998.47 | 0.01873 | 993.3952 | -0.0006737 | 1004.6267 | 0.00026503 | 998.7119 | 0.00055548 |  |  | 998.7119 | 0.03037 | 993.3952 | 0 | [6 empty] | -7.8695e-06 | 3.0495e-05 |  | 0 | 0 |  | 0 | 0.00045986 | -0.00039541 | 0.0010488 |  | 6.4401e-05 | 0.0022665 |  | 0.0073517 | 0
[6 empty] | 1004.87 | 0.00057464 | 1009.9068 | 0.00281 | 1011.9097 | -1.1591e-07 | 998.9539 | 0 | 998.9539 | 0 |  |  | 993.6326 | 0 | 1009.9068 | 0.00931 | 998.9539 | -0.00072849 | 998.7119 | -0.01006 | 993.6326 | 0.00065203 | 1004.87 | 0.0002644 | 998.9539 | 0.01818 |  |  | 998.9539 | 0.0304 | 993.6326 | 0 | [6 empty] | -1.11e-05 | 0.00023988 |  | 0 | 0 |  | 0 | 0.00030502 | -0.0021562 | -9.678e-06 |  | 6.4249e-05 | 0.00092761 |  | 0.0068259 | 0
[6 empty] | 1005.1133 | -0.00066589 | 1010.1508 | -0.00084393 | 1012.1567 | -1.1591e-07 | 999.1957 | 0 | 999.1957 | 0 |  |  | 993.8701 | 0 | 1010.1508 | -0.00681 | 999.1957 | -0.0171 | 998.9539 | 0.00998 | 993.8701 | -0.00045192 | 1005.1133 | 0.00026378 | 999.1957 | -0.01051 |  |  | 999.1957 | 0.02604 | 993.8701 | 0 | [6 empty] | 8.841e-06 | 0.0002106 |  | 0 | 0 |  | 0 | -5.3684e-05 | -0.00071372 | 0.00031323 |  | 6.4114e-05 | -0.00048509 |  | 0.0067429 | 0
[6 empty] | 1005.3566 | 0.00073857 | 1010.3948 | 0.00257 | 1012.4037 | -1.1591e-07 | 999.4377 | 0 | 999.4377 | 0 |  |  | 994.1075 | 0 | 1010.3948 | 0.00637 | 999.4377 | 0.0112 | 999.1957 | -0.00739 | 994.1075 | 0.0024395 | 1005.3566 | 0.00026329 | 999.4377 | 0.0065 |  |  | 999.4377 | 0.0297 | 994.1075 | 0 | [6 empty] | 2.5952e-05 | -8.2943e-05 |  | 0 | 0 |  | 0 | -0.0010514 | -0.00038954 | -0.00031089 |  | 6.4029e-05 | 0.0001367 |  | 0.0067492 | 0
[6 empty] | 1005.5999 | -0.00052522 | 1010.6388 | -0.00325 | 1012.6506 | -1.1591e-07 | 999.6796 | 0 | 999.6796 | 0 |  |  | 994.3449 | 0 | 1010.6388 | -0.01499 | 999.6796 | -0.01442 | 999.4377 | 0.00482 | 994.3449 | -0.0011334 | 1005.5999 | 0.00026308 | 999.6796 | -0.00537 |  |  | 999.6796 | 0.02609 | 994.3449 | 0 | [6 empty] | 1.0736e-05 | -0.00014641 |  | 0 | 0 |  | 0 | -0.0004978 | -0.00075141 | -0.0012085 |  | 6.4048e-05 | 0.00057475 |  | 0.0067276 | 0
[6 empty] | 1005.8432 | 0.00061346 | 1010.8828 | 0.00205 | 1012.8976 | -1.1591e-07 | 999.9216 | 0 | 999.9216 | 0 |  |  | 994.5823 | 0 | 1010.8828 | 0.01091 | 999.9216 | 0.00821 | 999.6796 | -0.01481 | 994.5823 | 1.7305e-05 | 1005.8432 | 0.00026332 | 999.9216 | 0.01012 |  |  | 999.9216 | 0.02951 | 994.5823 | 0 | [6 empty] | -2.9681e-06 | -0.00033675 |  | 0 | 0 |  | 0 | 0.00062347 | -0.00052138 | -0.0015948 |  | 6.4162e-05 | 0.00061453 |  | 0.0069836 | 0
[6 empty] | 1006.0865 | -0.00063786 | 1011.1268 | -0.00481 | 1013.1446 | -1.1591e-07 | 1000.1636 | 0 | 1000.1636 | 0 |  |  | 994.8198 | 0 | 1011.1268 | -0.0058 | 1000.1636 | -0.01252 | 999.9216 | 0.00163 | 994.8198 | 2.9643e-05 | 1006.0865 | 0.00026415 | 1000.1636 | -0.00504 |  |  | 1000.1636 | 0.02822 | 994.8198 | 0 | [6 empty] | 2.826e-06 | -0.00058687 |  | 0 | 0 |  | 0 | -0.00070766 | -0.0015146 | -0.0015968 |  | 6.446e-05 | -0.00060971 |  | 0.0066827 | 0
[6 empty] | 1006.3298 | 0.00066108 | 1011.3709 | 0 | 1013.3917 | -1.1591e-07 | 1000.4055 | 0 | 1000.4055 | 0 |  |  | 995.0572 | 0 | 1011.3709 | 0 | 1000.4055 | 0 | 1000.1636 | -0.01483 | 995.0573 | 0.00084164 | 1006.3298 | 0.00026564 | 1000.4055 | 0 |  |  | 1000.4055 | 0.02702 | 995.0573 | 0 | [6 empty] | 1.5676e-05 | 0 |  | 0 | 0 |  | 0 | 0 | 0 | 0.0001246 |  | 6.4881e-05 | 0 |  | 0.0067203 | 0
[6 empty] | 1006.5731 | -0.00053222 | 1011.6149 | 0 | 1013.6387 | -1.1591e-07 | 1000.6475 | 0 | 1000.6475 | 0 |  |  | 995.2947 | 0 | 1011.6149 | 0 | 1000.6475 | 0 | 1000.4055 | 0.01586 | 995.2947 | 0.0005169 | 1006.5731 | 0.00026774 | 1000.6475 | 0 |  |  | 1000.6475 | 0.02852 | 995.2947 | 0 | [6 empty] | 4.9291e-06 | 0 |  | 0 | 0 |  | 0 | 0 | 0 | 0.0012076 |  | 6.5465e-05 | 0 |  | 0.0067831 | 0
[6 empty] | 1006.8165 | 0.00057273 | 1011.859 | 0 | 1013.8857 | -1.1591e-07 | 1000.8895 | 0 | 1000.8895 | 0 |  |  | 995.5322 | 0 | 1011.859 | 0 | 1000.8895 | 0 | 1000.6475 | -0.00588 | 995.5322 | 0.0014936 | 1006.8165 | 0.0002703 | 1000.8895 | 0 |  |  | 1000.8895 | 0.02755 | 995.5322 | 0 | [6 empty] | 1.4724e-05 | 0 |  | 0 | 0 |  | 0 | 0 | 0 | 0.0014444 |  | 6.6109e-05 | 0 |  | 0.0060331 | 0
[6 empty] | 1007.0598 | -0.00045172 | 1012.103 | 0 | 1014.1327 | -1.1591e-07 | 1001.1315 | 0 | 1001.1315 | 0 |  |  | 995.7696 | 0 | 1012.103 | 0 | 1001.1315 | 0 | 1000.8895 | 0.01782 | 995.7696 | -0.00022927 | 1007.0598 | 0.00027304 | 1001.1315 | 0 |  |  | 1001.1315 | 0.02231 | 995.7696 | 0 | [6 empty] | 3.1155e-05 | 0 |  | 0 | 0 |  | 0 | 0 | 0 | 0.0010043 |  | 6.6761e-05 | 0 |  | 0.0059326 | 0
[6 empty] | 1007.3032 | 0.00070777 | 1012.347 | 0 | 1014.3798 | -1.1591e-07 | 1001.3735 | 0 | 1001.3735 | 0 |  |  | 996.0071 | 0 | 1012.347 | 0 | 1001.3735 | 0 | 1001.1315 | -0.00952 | 996.0071 | 0.0004234 | 1007.3032 | 0.00027565 | 1001.3735 | 0 |  |  | 1001.3735 | 0.02672 | 996.0071 | 0 | [6 empty] | 1.9781e-05 | 0 |  | 0 | 0 |  | 0 | 0 | 0 | 0.0010237 |  | 6.7345e-05 | 0 |  | 0.0062209 | 0
[6 empty] | 1007.5465 | -0.00054519 | 1012.5911 | 0 | 1014.6268 | -1.1591e-07 | 1001.6155 | 0 | 1001.6155 | 0 |  |  | 996.2446 | 0 | 1012.5911 | 0 | 1001.6155 | 0 | 1001.3735 | 0.01798 | 996.2446 | -0.0011573 | 1007.5465 | 0.00027784 | 1001.6155 | 0 |  |  | 1001.6155 | 0.02469 | 996.2446 | 0 | [6 empty] | 2.1287e-05 | 0 |  | 0 | 0 |  | 0 | 0 | 0 | 0.00082525 |  | 6.7819e-05 | 0 |  | 0.0060004 | 0
[6 empty] | 1007.7899 | 0.0007201 | 1012.8351 | 0 | 1014.8739 | -1.1591e-07 | 1001.8575 | 0 | 1001.8575 | 0 |  |  | 996.4821 | 0 | 1012.8351 | 0 | 1001.8575 | 0 | 1001.6155 | -0.01116 | 996.4821 | 0.00043288 | 1007.7899 | 0.00027941 | 1001.8575 | 0 |  |  | 1001.8575 | 0.0249 | 996.4821 | 0 | [6 empty] | 1.4743e-05 | 0 |  | 0 | 0 |  | 0 | 0 | 0 | 0.00013915 |  | 6.81e-05 | 0 |  | 0.0057877 | 0
[6 empty] | 1008.0333 | -0.00059893 | 1013.0792 | 0 | 1015.121 | -1.1591e-07 | 1002.0995 | 0 | 1002.0995 | 0 |  |  | 996.7195 | 0 | 1013.0792 | 0 | 1002.0995 | 0 | 1001.8575 | 0.01231 | 996.7195 | 9.6293e-05 | 1008.0333 | 0.00028029 | 1002.0995 | 0 |  |  | 1002.0995 | 0.02293 | 996.7195 | 0 | [6 empty] | 3.7272e-07 | 0 |  | 0 | 0 |  | 0 | 0 | 0 | -0.0010031 |  | 6.8257e-05 | 0 |  | 0.0056301 | 0
[6 empty] | 1008.2767 | 0.00060199 | 1013.3232 | 0 | 1015.368 | -1.1591e-07 | 1002.3415 | 0 | 1002.3415 | 0 |  |  | 996.957 | 0 | 1013.3232 | 0 | 1002.3415 | 0 | 1002.0995 | -0.0206 | 996.957 | -6.314e-05 | 1008.2767 | 0.00028056 | 1002.3415 | 0 |  |  | 1002.3415 | 0.0236 | 996.957 | 0 | [6 empty] | 9.8121e-06 | 0 |  | 0 | 0 |  | 0 | 0 | 0 | -0.00084579 |  | 6.8257e-05 | 0 |  | 0.0054779 | 0
[6 empty] | 1008.52 | -0.00052135 | 1013.5673 | 0 | 1015.6152 | -1.1591e-07 | 1002.5835 | 0 | 1002.5835 | 0 |  |  | 997.1945 | 0 | 1013.5673 | 0 | 1002.5835 | 0 | 1002.3415 | 0.01361 | 997.1945 | 0.0010313 | 1008.52 | 0.00028042 | 1002.5835 | 0 |  |  | 1002.5835 | 0.02167 | 997.1945 | 0 | [6 empty] | 1.6493e-05 | 0 |  | 0 | 0 |  | 0 | 0 | 0 | 0.0013492 |  | 6.8222e-05 | 0 |  | 0.0051353 | 0
[6 empty] | 1008.7634 | 0.00065686 | 1013.8114 | 0 | 1015.8622 | -1.1591e-07 | 1002.8256 | 0 | 1002.8256 | 0 |  |  | 997.432 | 0 | 1013.8114 | 0 | 1002.8256 | 0 | 1002.5835 | -0.00246 | 997.432 | 0.0010116 | 1008.7634 | 0.00028014 | 1002.8256 | 0 |  |  | 1002.8256 | 0.02076 | 997.432 | 0 | [6 empty] | 1.1685e-05 | 0 |  | 0 | 0 |  | 0 | 0 | 0 | 0.00055916 |  | 6.8165e-05 | 0 |  | 0.0047373 | 0
[6 empty] | 1009.0068 | -0.00056086 | 1014.0555 | 0 | 1016.1094 | -1.1591e-07 | 1003.0676 | 0 | 1003.0676 | 0 |  |  | 997.6696 | 0 | 1014.0555 | 0 | 1003.0676 | 0 | 1002.8256 | 0.00708 | 997.6696 | -0.00022589 | 1009.0068 | 0.00027995 | 1003.0676 | 0 |  |  | 1003.0676 | 0.01839 | 997.6696 | 0 | [6 empty] | -4.8794e-06 | 0 |  | 0 | 0 |  | 0 | 0 | 0 | 0.00031703 |  | 6.8154e-05 | 0 |  | 0.0049211 | 0
[6 empty] | 1009.2502 | 0.00052076 | 1014.2996 | 0 | 1016.3564 | -1.1591e-07 | 1003.3096 | 0 | 1003.3096 | 0 |  |  | 997.907 | 0 | 1014.2996 | 0 | 1003.3096 | 0 | 1003.0676 | -0.00446 | 997.907 | 0.002444 | 1009.2502 | 0.00028004 | 1003.3096 | 0 |  |  | 1003.3096 | 0.02227 | 997.907 | 0 | [6 empty] | -1.8099e-05 | 0 |  | 0 | 0 |  | 0 | 0 | 0 | 0.00037519 |  | 6.8235e-05 | 0 |  | 0.0050072 | 0
[6 empty] | 1009.4937 | -0.00066944 | 1014.5437 | 0 | 1016.6036 | -1.1591e-07 | 1003.5517 | 0 | 1003.5517 | 0 |  |  | 998.1446 | 0 | 1014.5437 | 0 | 1003.5517 | 0 | 1003.3096 | 0.00756 | 998.1446 | -0.00072332 | 1009.4937 | 0.00028048 | 1003.5517 | 0 |  |  | 1003.5517 | 0.0191 | 998.1446 | 0 | [6 empty] | -2.2634e-05 | 0 |  | 0 | 0 |  | 0 | 0 | 0 | -0.0010724 |  | 6.8364e-05 | 0 |  | 0.0042748 | 0
[6 empty] | 1009.7371 | 0.00048347 | 1014.7878 | 0 | 1016.8507 | -1.1591e-07 | 1003.7938 | 0 | 1003.7938 | 0 |  |  | 998.3821 | 0 | 1014.7878 | 0 | 1003.7938 | 0 | 1003.5517 | -0.01642 | 998.3821 | 0.0011624 | 1009.7371 | 0.00028124 | 1003.7938 | 0 |  |  | 1003.7938 | 0.01622 | 998.3821 | 0 | [6 empty] | -2.2071e-06 | 0 |  | 0 | 0 |  | 0 | 0 | 0 | 0.00014766 |  | 6.8587e-05 | 0 |  | 0.0041842 | 0
[6 empty] | 1009.9806 | -0.0005016 | 1015.0319 | 0 | 1017.0978 | -1.1591e-07 | 1004.0358 | 0 | 1004.0358 | 0 |  |  | 998.6196 | 0 | 1015.0319 | 0 | 1004.0358 | 0 | 1003.7938 | 0.01764 | 998.6196 | -0.00028184 | 1009.9806 | 0.00028218 | 1004.0358 | 0 |  |  | 1004.0358 | 0.01835 | 998.6196 | 0 | [6 empty] | 1.6134e-05 | 0 |  | 0 | 0 |  | 0 | 0 | 0 | 0.0014173 |  | 6.8801e-05 | 0 |  | 0.004915 | 0
[6 empty] | 1010.224 | 0.00063417 | 1015.276 | 0 | 1017.345 | -1.1591e-07 | 1004.2779 | 0 | 1004.2779 | 0 |  |  | 998.8572 | 0 | 1015.276 | 0 | 1004.2779 | 0 | 1004.0358 | -0.00593 | 998.8572 | 0.0010426 | 1010.224 | 0.00028314 | 1004.2779 | 0 |  |  | 1004.2779 | 0.02226 | 998.8572 | 0 | [6 empty] | 1.2974e-05 | 0 |  | 0 | 0 |  | 0 | 0 | 0 | 0.00066082 |  | 6.9033e-05 | 0 |  | 0.0049128 | 0
[6 empty] | 1010.4675 | -0.00052759 | 1015.5201 | 0 | 1017.5922 | -1.1591e-07 | 1004.52 | 0 | 1004.52 | 0 |  |  | 999.0947 | 0 | 1015.5201 | 0 | 1004.52 | 0 | 1004.2779 | 0.01139 | 999.0947 | 0.0013699 | 1010.4675 | 0.00028394 | 1004.52 | 0 |  |  | 1004.52 | 0.01833 | 999.0947 | 0 | [6 empty] | -1.7839e-05 | 0 |  | 0 | 0 |  | 0 | 0 | 0 | -0.0011498 |  | 6.9193e-05 | 0 |  | 0.0042239 | 0
[6 empty] | 1010.7109 | 0.00038106 | 1015.7643 | 0 | 1017.8393 | -1.1591e-07 | 1004.762 | 0 | 1004.762 | 0 |  |  | 999.3323 | 0 | 1015.7643 | 0 | 1004.762 | 0 | 1004.52 | -0.02089 | 999.3323 | 0.0022263 | 1010.7109 | 0.00028445 | 1004.762 | 0 |  |  | 1004.762 | 0.01657 | 999.3323 | 0 | [6 empty] | -2.9448e-05 | 0 |  | 0 | 0 |  | 0 | 0 | 0 | -0.0014306 |  | 6.9272e-05 | 0 |  | 0.0043184 | 0
[6 empty] | 1010.9544 | -0.00062296 | 1016.0084 | 0 | 1018.0865 | -1.1591e-07 | 1005.0041 | 0 | 1005.0041 | 0 |  |  | 999.5698 | 0 | 1016.0084 | 0 | 1005.0041 | 0 | 1004.762 | 0.00907 | 999.5698 | -0.00045707 | 1010.9544 | 0.00028459 | 1005.0041 | 0 |  |  | 1005.0041 | 0.0191 | 999.5698 | 0 | [6 empty] | 1.8037e-05 | 0 |  | 0 | 0 |  | 0 | 0 | 0 | -5.6901e-05 |  | 6.9259e-05 | 0 |  | 0.0048111 | 0
[6 empty] | 1011.1979 | 0.00077112 | 1016.2526 | 0 | 1018.3337 | -1.1591e-07 | 1005.2462 | 0 | 1005.2462 | 0 |  |  | 999.8074 | 0 | 1016.2526 | 0 | 1005.2462 | 0 | 1005.0041 | -0.00954 | 999.8074 | 0.0011785 | 1011.1979 | 0.00028435 | 1005.2462 | 0 |  |  | 1005.2462 | 0.02065 | 999.8074 | 0 | [6 empty] | 3.1261e-05 | 0 |  | 0 | 0 |  | 0 | 0 | 0 | -0.00067174 |  | 6.9179e-05 | 0 |  | 0.0045252 | 0
[6 empty] | 1011.4414 | -0.00051439 | 1016.4967 | 0 | 1018.5809 | -1.1591e-07 | 1005.4883 | 0 | 1005.4883 | 0 |  |  | 1000.0449 | 0 | 1016.4967 | 0 | 1005.4883 | 0 | 1005.2462 | 0.00399 | 1000.0449 | 0.00025212 | 1011.4414 | 0.00028379 | 1005.4883 | 0 |  |  | 1005.4883 | 0.01673 | 1000.0449 | 0 | [6 empty] | 2.1189e-05 | 0 |  | 0 | 0 |  | 0 | 0 | 0 | -0.00036439 |  | 6.9001e-05 | 0 |  | 0.0038995 | 0
[6 empty] | 1011.6849 | 0.00068845 | 1016.7409 | 0 | 1018.8281 | -1.1591e-07 | 1005.7305 | 0 | 1005.7305 | 0 |  |  | 1000.2825 | 0 | 1016.7409 | 0 | 1005.7305 | 0 | 1005.4883 | -0.007 | 1000.2825 | -0.00023332 | 1011.6849 | 0.00028302 | 1005.7305 | 0 |  |  | 1005.7305 | 0.01548 | 1000.2825 | 0 | [6 empty] | 1.295e-05 | 0 |  | 0 | 0 |  | 0 | 0 | 0 | 0.0014588 |  | 6.8827e-05 | 0 |  | 0.0041211 | 0
[6 empty] | 1011.9284 | -0.0005821 | 1016.985 | 0 | 1019.0753 | -1.1591e-07 | 1005.9726 | 0 | 1005.9726 | 0 |  |  | 1000.5201 | 0 | 1016.985 | 0 | 1005.9726 | 0 | 1005.7305 | 0.01905 | 1000.5201 | -0.0002335 | 1011.9284 | 0.00028221 | 1005.9726 | 0 |  |  | 1005.9726 | 0.01856 | 1000.5201 | 0 | [6 empty] | 7.161e-06 | 0 |  | 0 | 0 |  | 0 | 0 | 0 | -0.00029177 |  | 6.8627e-05 | 0 |  | 0.0044925 | 0
[6 empty] | 1012.1719 | 0.00064092 | 1017.2292 | 0 | 1019.3225 | -1.1591e-07 | 1006.2147 | 0 | 1006.2147 | 0 |  |  | 1000.7577 | 0 | 1017.2292 | 0 | 1006.2147 | 0 | 1005.9726 | -0.02146 | 1000.7577 | 0.0016587 | 1012.1719 | 0.00028153 | 1006.2147 | 0 |  |  | 1006.2147 | 0.01855 | 1000.7577 | 0 | [6 empty] | 2.2707e-05 | 0 |  | 0 | 0 |  | 0 | 0 | 0 | -0.0016646 |  | 6.8511e-05 | 0 |  | 0.0042833 | 0
[6 empty] | 1012.4154 | -0.00045444 | 1017.4733 | 0 | 1019.5697 | -1.1591e-07 | 1006.4569 | 0 | 1006.4569 | 0 |  |  | 1000.9952 | 0 | 1017.4733 | 0 | 1006.4569 | 0 | 1006.2147 | 0.00771 | 1000.9952 | 0.00038405 | 1012.4154 | 0.00028112 | 1006.4569 | 0 |  |  | 1006.4569 | 0.01683 | 1000.9952 | 0 | [6 empty] | 2.1405e-05 | 0 |  | 0 | 0 |  | 0 | 0 | 0 | -0.00083898 |  | 6.8465e-05 | 0 |  | 0.0039467 | 0
[6 empty] | 1012.6589 | 0.00063022 | 1017.7175 | 0 | 1019.8169 | -1.1591e-07 | 1006.699 | 0 | 1006.699 | 0 |  |  | 1001.2328 | 0 | 1017.7175 | 0 | 1006.699 | 0 | 1006.4569 | -0.01464 | 1001.2328 | 0.0011711 | 1012.6589 | 0.00028114 | 1006.699 | 0 |  |  | 1006.699 | 0.01577 | 1001.2328 | 0 | [6 empty] | 1.8005e-05 | 0 |  | 0 | 0 |  | 0 | 0 | 0 | 0.00073365 |  | 6.8531e-05 | 0 |  | 0.0036439 | 0
[6 empty] | 1012.9025 | -0.00048236 | 1017.9617 | 0 | 1020.0642 | -1.1591e-07 | 1006.9411 | 0 | 1006.9411 | 0 |  |  | 1001.4705 | 0 | 1017.9617 | 0 | 1006.9411 | 0 | 1006.699 | 0.0207 | 1001.4705 | -0.0016505 | 1012.9025 | 0.00028167 | 1006.9411 | 0 |  |  | 1006.9411 | 0.01433 | 1001.4705 | 0 | [6 empty] | 2.5698e-05 | 0 |  | 0 | 0 |  | 0 | 0 | 0 | 0.00086195 |  | 6.8743e-05 | 0 |  | 0.0036074 | 0
[6 empty] | 1013.1461 | 0.00069335 | 1018.2059 | 0 | 1020.3114 | -1.1591e-07 | 1007.1833 | 0 | 1007.1833 | 0 |  |  | 1001.7081 | 0 | 1018.2059 | 0 | 1007.1833 | 0 | 1006.9411 | -0.01358 | 1001.7081 | 0.00042543 | 1013.1461 | 0.00028275 | 1007.1833 | 0 |  |  | 1007.1833 | 0.01546 | 1001.7081 | 0 | [6 empty] | 1.2845e-05 | 0 |  | 0 | 0 |  | 0 | 0 | 0 | 0.0012146 |  | 6.9056e-05 | 0 |  | 0.0031574 | 0
[6 empty] | 1013.3896 | -0.00058786 | 1018.4501 | 0 | 1020.5587 | -1.1591e-07 | 1007.4254 | 0 | 1007.4254 | 0 |  |  | 1001.9457 | 0 | 1018.4501 | 0 | 1007.4254 | 0 | 1007.1833 | 0.02361 | 1001.9457 | 0.00055834 | 1013.3896 | 0.00028438 | 1007.4254 | 0 |  |  | 1007.4254 | 0.01062 | 1001.9457 | 0 | [6 empty] | 6.3022e-06 | 0 |  | 0 | 0 |  | 0 | 0 | 0 | 0.00227 |  | 6.9515e-05 | 0 |  | 0.0033276 | 0
[6 empty] | 1013.6331 | 0.00063962 | 1018.6943 | 0 | 1020.8059 | -1.1591e-07 | 1007.6676 | 0 | 1007.6676 | 0 |  |  | 1002.1833 | 0 | 1018.6943 | 0 | 1007.6676 | 0 | 1007.4254 | -0.00486 | 1002.1833 | 0.0008116 | 1013.6331 | 0.00028652 | 1007.6676 | 0 |  |  | 1007.6676 | 0.01686 | 1002.1833 | 0 | [6 empty] | 1.3798e-05 | 0 |  | 0 | 0 |  | 0 | 0 | 0 | 0.0012157 |  | 7.0106e-05 | 0 |  | 0.003954 | 0
[6 empty] | 1013.8767 | -0.00052633 | 1018.9385 | 0 | 1021.0532 | -1.1591e-07 | 1007.9097 | 0 | 1007.9097 | 0 |  |  | 1002.4209 | 0 | 1018.9385 | 0 | 1007.9097 | 0 | 1007.6676 | 0.0149 | 1002.4209 | -0.00084742 | 1013.8767 | 0.00028909 | 1007.9097 | 0 |  |  | 1007.9097 | 0.0158 | 1002.4209 | 0 | [6 empty] | 1.0383e-05 | 0 |  | 0 | 0 |  | 0 | 0 | 0 | 0.00074818 |  | 7.0771e-05 | 0 |  | 0.0039562 | 0
[6 empty] | 1014.1203 | 0.00061157 | 1019.1827 | 0 | 1021.3005 | -1.1591e-07 | 1008.1519 | 0 | 1008.1519 | 0 |  |  | 1002.6585 | 0 | 1019.1827 | 0 | 1008.1519 | 0 | 1007.9097 | -0.00872 | 1002.6585 | 0.0011374 | 1014.1203 | 0.00029198 | 1008.1519 | 0 |  |  | 1008.1519 | 0.01687 | 1002.6585 | 0 | [6 empty] | -1.507e-06 | 0 |  | 0 | 0 |  | 0 | 0 | 0 | 0.00085614 |  | 7.1496e-05 | 0 |  | 0.0035903 | 0
[6 empty] | 1014.3639 | -0.00062395 | 1019.4269 | 0 | 1021.5477 | -1.1591e-07 | 1008.3941 | 0 | 1008.3941 | 0 |  |  | 1002.8962 | 0 | 1019.4269 | 0 | 1008.3941 | 0 | 1008.1519 | 0.01579 | 1002.8962 | 0.00080359 | 1014.3639 | 0.00029504 | 1008.3941 | 0 |  |  | 1008.3941 | 0.01278 | 1002.8962 | 0 | [6 empty] | 1.8919e-05 | 0 |  | 0 | 0 |  | 0 | 0 | 0 | 0.00043108 |  | 7.224e-05 | 0 |  | 0.0035311 | 0
[6 empty] | 1014.6075 | 0.00077928 | 1019.6711 | 0 | 1021.795 | -1.1591e-07 | 1008.6363 | 0 | 1008.6363 | 0 |  |  | 1003.1338 | 0 | 1019.6711 | 0 | 1008.6363 | 0 | 1008.3941 | -0.01223 | 1003.1338 | 0.001109 | 1014.6075 | 0.00029808 | 1008.6363 | 0 |  |  | 1008.6363 | 0.01638 | 1003.1338 | 0 | [6 empty] | 5.6926e-05 | 0 |  | 0 | 0 |  | 0 | 0 | 0 | 0.00070598 |  | 7.2952e-05 | 0 |  | 0.0036014 | 0
[6 empty] | 1014.8511 | -0.00031189 | 1019.9153 | 0 | 1022.0424 | -1.1591e-07 | 1008.8785 | 0 | 1008.8785 | 0 |  |  | 1003.3714 | 0 | 1019.9153 | 0 | 1008.8785 | 0 | 1008.6363 | 0.01806 | 1003.3714 | -0.00041941 | 1014.8511 | 0.00030089 | 1008.8785 | 0 |  |  | 1008.8785 | 0.01336 | 1003.3714 | 0 | [6 empty] | 4.8326e-05 | 0 |  | 0 | 0 |  | 0 | 0 | 0 | 0.0011201 |  | 7.3579e-05 | 0 |  | 0.003274 | 0
[6 empty] | 1015.0947 | 0.00070867 | 1020.1596 | 0 | 1022.2897 | -1.1591e-07 | 1009.1207 | 0 | 1009.1207 | 0 |  |  | 1003.6091 | 0 | 1020.1596 | 0 | 1009.1207 | 0 | 1008.8785 | -0.00881 | 1003.6091 | 0.00090133 | 1015.0947 | 0.00030323 | 1009.1207 | 0 |  |  | 1009.1207 | 0.01367 | 1003.6091 | 0 | [6 empty] | 3.0601e-05 | 0 |  | 0 | 0 |  | 0 | 0 | 0 | 0.00078731 |  | 7.4088e-05 | 0 |  | 0.0033325 | 0
[6 empty] | 1015.3383 | -0.00045748 | 1020.4038 | 0 | 1022.537 | -1.1591e-07 | 1009.3629 | 0 | 1009.3629 | 0 |  |  | 1003.8467 | 0 | 1020.4038 | 0 | 1009.3629 | 0 | 1009.1207 | 0.01531 | 1003.8467 | -0.00017718 | 1015.3383 | 0.00030491 | 1009.3629 | 0 |  |  | 1009.3629 | 0.01385 | 1003.8467 | 0 | [6 empty] | 4.4361e-05 | 0 |  | 0 | 0 |  | 0 | 0 | 0 | 0.00056309 |  | 7.4385e-05 | 0 |  | 0.0029989 | 0
[6 empty] | 1015.5819 | 0.00082171 | 1020.6481 | 0 | 1022.7843 | -1.1591e-07 | 1009.6052 | 0 | 1009.6052 | 0 |  |  | 1004.0844 | 0 | 1020.6481 | 0 | 1009.6052 | 0 | 1009.3629 | -0.01066 | 1004.0844 | -0.00023661 | 1015.5819 | 0.00030582 | 1009.6052 | 0 |  |  | 1009.6052 | 0.01091 | 1004.0844 | 0 | [6 empty] | 3.328e-05 | 0 |  | 0 | 0 |  | 0 | 0 | 0 | -0.00088175 |  | 7.453e-05 | 0 |  | 0.0027501 | 0
[6 empty] | 1015.8256 | -0.00054854 | 1020.8923 | 0 | 1023.0317 | -1.1591e-07 | 1009.8474 | 0 | 1009.8474 | 0 |  |  | 1004.322 | 0 | 1020.8923 | 0 | 1009.8474 | 0 | 1009.6052 | 0.00338 | 1004.322 | 0.00018916 | 1015.8256 | 0.00030595 | 1009.8474 | 0 |  |  | 1009.8474 | 0.0118 | 1004.322 | 0 | [6 empty] | 1.1412e-05 | 0 |  | 0 | 0 |  | 0 | 0 | 0 | -0.0024413 |  | 7.4481e-05 | 0 |  | 0.0028876 | 0
[6 empty] | 1016.0692 | 0.00064221 | 1021.1366 | 0 | 1023.279 | -1.1591e-07 | 1010.0896 | 0 | 1010.0896 | 0 |  |  | 1004.5597 | 0 | 1021.1366 | 0 | 1010.0896 | 0 | 1009.8474 | -0.02354 | 1004.5597 | 5.7851e-05 | 1016.0692 | 0.00030542 | 1010.0896 | 0 |  |  | 1010.0896 | 0.01204 | 1004.5597 | 0 | [6 empty] | 4.7905e-06 | 0 |  | 0 | 0 |  | 0 | 0 | 0 | -0.0013384 |  | 7.4299e-05 | 0 |  | 0.0031638 | 0
[6 empty] | 1016.3129 | -0.00060288 | 1021.3809 | 0 | 1023.5264 | -1.1591e-07 | 1010.3319 | 0 | 1010.3319 | 0 |  |  | 1004.7974 | 0 | 1021.3809 | 0 | 1010.3319 | 0 | 1010.0896 | 0.01249 | 1004.7974 | -0.00039941 | 1016.3129 | 0.00030445 | 1010.3319 | 0 |  |  | 1010.3319 | 0.01408 | 1004.7974 | 0 | [6 empty] | -1.3707e-06 | 0 |  | 0 | 0 |  | 0 | 0 | 0 | -0.0020179 |  | 7.4045e-05 | 0 |  | 0.0025473 | 0
[6 empty] | 1016.5565 | 0.00059163 | 1021.6251 | 0 | 1023.7737 | -1.1591e-07 | 1010.5741 | 0 | 1010.5741 | 0 |  |  | 1005.0351 | 0 | 1021.6251 | 0 | 1010.5741 | 0 | 1010.3319 | -0.02915 | 1005.0351 | 0.00010231 | 1016.5565 | 0.00030334 | 1010.5741 | 0 |  |  | 1010.5741 | 0.00695 | 1005.0351 | 0 | [6 empty] | -1.6729e-06 | 0 |  | 0 | 0 |  | 0 | 0 | 0 | -0.00071827 |  | 7.3786e-05 | 0 |  | 0.0023801 | 0
[6 empty] | 1016.8002 | -0.00060537 | 1021.8694 | 0 | 1024.0211 | -1.1591e-07 | 1010.8164 | 0 | 1010.8164 | 0 |  |  | 1005.2728 | 0 | 1021.8694 | 0 | 1010.8164 | 0 | 1010.5741 | 0.02322 | 1005.2728 | -0.0017504 | 1016.8002 | 0.00030233 | 1010.8164 | 0 |  |  | 1010.8164 | 0.0127 | 1005.2728 | 0 | [6 empty] | -2.5266e-05 | 0 |  | 0 | 0 |  | 0 | 0 | 0 | -0.00035247 |  | 7.3579e-05 | 0 |  | 0.0033465 | 0
[6 empty] | 1017.0438 | 0.00039797 | 1022.1137 | 0 | 1024.2684 | -1.1591e-07 | 1011.0586 | 0 | 1011.0586 | 0 |  |  | 1005.5104 | 0 | 1022.1137 | 0 | 1011.0586 | 0 | 1010.8164 | -0.02613 | 1005.5104 | 0.00059146 | 1017.0438 | 0.00030164 | 1011.0586 | 0 |  |  | 1011.0586 | 0.01493 | 1005.5104 | 0 | [6 empty] | -3.3297e-05 | 0 |  | 0 | 0 |  | 0 | 0 | 0 | -0.00060681 |  | 7.3474e-05 | 0 |  | 0.0034145 | 0
[6 empty] | 1017.2875 | -0.00067122 | 1022.358 | 0 | 1024.5159 | -1.1591e-07 | 1011.3008 | 0 | 1011.3008 | 0 |  |  | 1005.7482 | 0 | 1022.358 | 0 | 1011.3008 | 0 | 1011.0586 | 0.02112 | 1005.7482 | 4.8754e-05 | 1017.2875 | 0.00030132 | 1011.3008 | 0 |  |  | 1011.3008 | 0.01326 | 1005.7482 | 0 | [6 empty] | 6.4328e-05 | 0 |  | 0 | 0 |  | 0 | 0 | 0 | 0.001594 |  | 7.3419e-05 | 0 |  | 0.0030887 | 0
[6 empty] | 1017.5312 | 0.0011993 | 1022.6022 | 0 | 1024.7632 | -1.1591e-07 | 1011.5431 | 0 | 1011.5431 | 0 |  |  | 1005.9858 | 0 | 1022.6022 | 0 | 1011.5431 | 0 | 1011.3008 | -0.00796 | 1005.9858 | 0.0021857 | 1017.5312 | 0.00030134 | 1011.5431 | 0 |  |  | 1011.5431 | 0.01224 | 1005.9858 | 0 | [6 empty] | 7.5569e-05 | 0 |  | 0 | 0 |  | 0 | 0 | 0 | -0.00015625 |  | 7.3463e-05 | 0 |  | 0.0023783 | 0
[6 empty] | 1017.7749 | -0.00057911 | 1022.8466 | 0 | 1025.0106 | -1.1591e-07 | 1011.7854 | 0 | 1011.7854 | 0 |  |  | 1006.2236 | 0 | 1022.8466 | 0 | 1011.7854 | 0 | 1011.5431 | 0.00667 | 1006.2236 | 0.00024512 | 1017.7749 | 0.00030153 | 1011.7854 | 0 |  |  | 1011.7854 | 0.00739 | 1006.2236 | 0 | [6 empty] | 1.3701e-05 | 0 |  | 0 | 0 |  | 0 | 0 | 0 | -0.0014914 |  | 7.3509e-05 | 0 |  | 0.0021136 | 0
[6 empty] | 1018.0186 | 0.00069154 | 1023.0908 | 0 | 1025.2581 | -1.1591e-07 | 1012.0276 | 0 | 1012.0276 | 0 |  |  | 1006.4612 | 0 | 1023.0908 | 0 | 1012.0276 | 0 | 1011.7854 | -0.01898 | 1006.4612 | 0.0003605 | 1018.0186 | 0.0003017 | 1012.0276 | 0 |  |  | 1012.0276 | 0.01006 | 1006.4612 | 0 | [6 empty] | 3.6924e-05 | 0 |  | 0 | 0 |  | 0 | 0 | 0 | -0.001336 |  | 7.3519e-05 | 0 |  | 0.0022595 | 0
[6 empty] | 1018.2623 | -0.00038853 | 1023.3351 | 0 | 1025.5055 | -1.1591e-07 | 1012.27 | 0 | 1012.27 | 0 |  |  | 1006.699 | 0 | 1023.3351 | 0 | 1012.27 | 0 | 1012.0276 | 0.00795 | 1006.699 | 0.00057652 | 1018.2623 | 0.00030162 | 1012.27 | 0 |  |  | 1012.27 | 0.00859 | 1006.699 | 0 | [6 empty] | 5.6589e-05 | 0 |  | 0 | 0 |  | 0 | 0 | 0 | -0.0023201 |  | 7.3439e-05 | 0 |  | 0.0024073 | 0
[6 empty] | 1018.506 | 0.00085292 | 1023.5795 | 0 | 1025.7529 | -1.1591e-07 | 1012.5123 | 0 | 1012.5123 | 0 |  |  | 1006.9367 | 0 | 1023.5795 | 0 | 1012.5123 | 0 | 1012.27 | -0.0271 | 1006.9367 | -8.8224e-05 | 1018.506 | 0.00030105 | 1012.5123 | 0 |  |  | 1012.5123 | 0.01128 | 1006.9367 | 0 | [6 empty] | 3.309e-05 | 0 |  | 0 | 0 |  | 0 | 0 | 0 | -0.00073178 |  | 7.3212e-05 | 0 |  | 0.0026533 | 0
[6 empty] | 1018.7498 | -0.00058137 | 1023.8238 | 0 | 1026.0004 | -1.1591e-07 | 1012.7546 | 0 | 1012.7546 | 0 |  |  | 1007.1744 | 0 | 1023.8238 | 0 | 1012.7546 | 0 | 1012.5123 | 0.02106 | 1007.1744 | -0.0006996 | 1018.7498 | 0.00029975 | 1012.7546 | 0 |  |  | 1012.7546 | 0.01062 | 1007.1744 | 0 | [6 empty] | -2.2388e-05 | 0 |  | 0 | 0 |  | 0 | 0 | 0 | 0.00046402 |  | 7.279e-05 | 0 |  | 0.0027447 | 0
[6 empty] | 1018.9935 | 0.00039769 | 1024.0681 | 0 | 1026.2478 | -1.1591e-07 | 1012.9968 | 0 | 1012.9968 | 0 |  |  | 1007.4122 | 0 | 1024.0681 | 0 | 1012.9968 | 0 | 1012.7546 | -0.01723 | 1007.4122 | 0.0012186 | 1018.9935 | 0.00029744 | 1012.9968 | 0 |  |  | 1012.9968 | 0.01204 | 1007.4122 | 0 | [6 empty] | -2.1906e-06 | 0 |  | 0 | 0 |  | 0 | 0 | 0 | -0.0019186 |  | 7.2043e-05 | 0 |  | 0.0027776 | 0
[6 empty] | 1019.2372 | -0.00041567 | 1024.3125 | 0 | 1026.4952 | -1.1591e-07 | 1013.2392 | 0 | 1013.2392 | 0 |  |  | 1007.6499 | 0 | 1024.3125 | 0 | 1013.2392 | 0 | 1012.9968 | 0.00139 | 1007.6499 | 7.789e-05 | 1019.2372 | 0.00029377 | 1013.2392 | 0 |  |  | 1013.2392 | 0.01088 | 1007.6499 | 0 | [6 empty] | 1.7638e-05 | 0 |  | 0 | 0 |  | 0 | 0 | 0 | -0.00067379 |  | 7.0949e-05 | 0 |  | 0.0026836 | 0
[6 empty] | 1019.481 | 0.00056038 | 1024.5568 | 0 | 1026.7427 | -1.1591e-07 | 1013.4815 | 0 | 1013.4815 | 0 |  |  | 1007.8876 | 0 | 1024.5568 | 0 | 1013.4815 | 0 | 1013.2392 | -0.00695 | 1007.8876 | 0.00027762 | 1019.481 | 0.00028832 | 1013.4815 | 0 |  |  | 1013.4815 | 0.01127 | 1007.8876 | 0 | [6 empty] | 1.1465e-05 | 0 |  | 0 | 0 |  | 0 | 0 | 0 | 0.00056337 |  | 6.9354e-05 | 0 |  | 0.0013664 | 0
[6 empty] | 1019.7248 | -0.00046631 | 1024.8012 | 0 | 1026.9902 | -1.1591e-07 | 1013.7238 | 0 | 1013.7238 | 0 |  |  | 1008.1254 | 0 | 1024.8012 | 0 | 1013.7238 | 0 | 1013.4815 | 0.0116 | 1008.1254 | 0.00047819 | 1019.7248 | 0.00028068 | 1013.7238 | 0 |  |  | 1013.7238 | 8.0469e-06 | 1008.1254 | 0 | [6 empty] | 4.5142e-05 | 0 |  | 0 | 0 |  | 0 | 0 | 0 | 0.0014048 |  | 6.718e-05 | 0 |  | 2.1126e-06 | 0
[6 empty] | 1019.9686 | 0.00083667 | 1025.0455 | 0 | 1027.2377 | -1.1591e-07 | 1013.9661 | 0 | 1013.9661 | 0 |  |  | 1008.3632 | 0 | 1025.0455 | 0 | 1013.9661 | 0 | 1013.7238 | -5.1289e-06 | 1008.3632 | 0.0020587 | 1019.9686 | 0.00027049 | 1013.9661 | 0 |  |  | 1013.9661 | 9.3903e-06 | 1008.3632 | 0 | [6 empty] | 2.3685e-05 | 0 |  | 0 | 0 |  | 0 | 0 | 0 | 1.7016e-06 |  | 6.4374e-05 | 0 |  | 1.8024e-06 | 0
[6 empty] | 1020.2123 | -0.00064235 | 1025.2898 | 0 | 1027.4851 | -1.1591e-07 | 1014.2085 | 0 | 1014.2085 | 0 |  |  | 1008.6009 | 0 | 1025.2898 | 0 | 1014.2085 | 0 | 1013.9661 | 1.9174e-05 | 1008.6009 | -0.00081975 | 1020.2123 | 0.00025765 | 1014.2085 | 0 |  |  | 1014.2085 | 5.483e-06 | 1008.6009 | 0 | [6 empty] | -1.902e-05 | 0 |  | 0 | 0 |  | 0 | 0 | 0 | 2.1984e-06 |  | 6.0949e-05 | 0 |  | 1.3307e-06 | 0
[6 empty] | 1020.4561 | 0.0004863 | 1025.5342 | 0 | 1027.7327 | -1.1591e-07 | 1014.4509 | 0 | 1014.4509 | 0 |  |  | 1008.8387 | 0 | 1025.5342 | 0 | 1014.4509 | 0 | 1014.2085 | -1.0331e-06 | 1008.8387 | 0.00061968 | 1020.4561 | 0.0002424 | 1014.4509 | 0 |  |  | 1014.4509 | 5.498e-06 | 1008.8387 | 0 | [6 empty] | -1.0258e-05 | 0 |  | 0 | 0 |  | 0 | 0 | 0 | 3.6556e-06 |  | 5.7016e-05 | 0 |  | 1.6213e-06 | 0
[6 empty] | 1020.6999 | -0.00057046 | 1025.7786 | 0 | 1027.9801 | -1.1591e-07 | 1014.6932 | 0 | 1014.6932 | 0 |  |  | 1009.0765 | 0 | 1025.7786 | 0 | 1014.6932 | 0 | 1014.4509 | 3.1199e-05 | 1009.0765 | 4.7406e-05 | 1020.6999 | 0.00022538 | 1014.6932 | 0 |  |  | 1014.6932 | 7.8843e-06 | 1009.0765 | 0 | [6 empty] | 3.0005e-05 | 0 |  | 0 | 0 |  | 0 | 0 | 0 | 2.1806e-06 |  | 5.2795e-05 | 0 |  | 2.3537e-06 | 0
[6 empty] | 1020.9437 | 0.00081657 | 1026.023 | 0 | 1028.2277 | -1.1591e-07 | 1014.9356 | 0 | 1014.9356 | 0 |  |  | 1009.3142 | 0 | 1026.023 | 0 | 1014.9356 | 0 | 1014.6932 | -1.3201e-05 | 1009.3142 | 0.00070986 | 1020.9437 | 0.00020766 | 1014.9356 | 0 |  |  | 1014.9356 | 1.1538e-05 | 1009.3142 | 0 | [6 empty] | 1.7679e-05 | 0 |  | 0 | 0 |  | 0 | 0 | 0 | 7.9678e-07 |  | 4.8536e-05 | 0 |  | 2.3468e-06 | 0
[6 empty] | 1021.1875 | -0.00067153 | 1026.2673 | 0 | 1028.4752 | -1.1591e-07 | 1015.1779 | 0 | 1015.1779 | 0 |  |  | 1009.552 | 0 | 1026.2673 | 0 | 1015.1779 | 0 | 1014.9356 | 1.9775e-05 | 1009.552 | 0.001472 | 1021.1875 | 0.00019054 | 1015.1779 | 0 |  |  | 1015.1779 | 7.8271e-06 | 1009.552 | 0 | [6 empty] | -1.521e-05 | 0 |  | 0 | 0 |  | 0 | 0 | 0 | -4.995e-07 |  | 4.461e-05 | 0 |  | 1.5789e-06 | 0
[6 empty] | 1021.4313 | 0.00054678 | 1026.5117 | 0 | 1028.7227 | -1.1591e-07 | 1015.4203 | 0 | 1015.4203 | 0 |  |  | 1009.7898 | 0 | 1026.5117 | 0 | 1015.4203 | 0 | 1015.1779 | -2.3897e-05 | 1009.7898 | 0.00093708 | 1021.4313 | 0.00017536 | 1015.4203 | 0 |  |  | 1015.4203 | 5.2014e-06 | 1009.7898 | 0 | [6 empty] | -1.2628e-05 | 0 |  | 0 | 0 |  | 0 | 0 | 0 | -1.7921e-06 |  | 4.1272e-05 | 0 |  | -6.0102e-07 | 0
[6 empty] | 1021.6752 | -0.00065035 | 1026.7561 | 0 | 1028.9702 | -1.1591e-07 | 1015.6627 | 0 | 1015.6627 | 0 |  |  | 1010.0276 | 0 | 1026.7561 | 0 | 1015.6627 | 0 | 1015.4203 | 9.1094e-06 | 1010.0276 | 6.6265e-05 | 1021.6752 | 0.00016316 | 1015.6627 | 0 |  |  | 1015.6627 | -1.0161e-05 | 1010.0276 | 0 | [6 empty] | -3.3673e-05 | 0 |  | 0 | 0 |  | 0 | 0 | 0 | -1.4539e-06 |  | 3.8731e-05 | 0 |  | -2.1056e-06 | 0
[6 empty] | 1021.919 | 0.00037416 | 1027.0005 | 0 | 1029.2178 | -1.1591e-07 | 1015.9051 | 0 | 1015.9051 | 0 |  |  | 1010.2654 | 0 | 1027.0005 | 0 | 1015.9051 | 0 | 1015.6627 | -2.1107e-05 | 1010.2654 | 0.0003278 | 1021.919 | 0.00015452 | 1015.9051 | 0 |  |  | 1015.9051 | -7.2097e-06 | 1010.2654 | 0 | [6 empty] | -4.4386e-05 | 0 |  | 0 | 0 |  | 0 | 0 | 0 | -1.5766e-06 |  | 3.7042e-05 | 0 |  | -2.007e-06 | 0
[6 empty] | 1022.1628 | -0.00073822 | 1027.2449 | 0 | 1029.4653 | -1.1591e-07 | 1016.1475 | 0 | 1016.1475 | 0 |  |  | 1010.5032 | 0 | 1027.2449 | 0 | 1016.1475 | 0 | 1015.9051 | 8.1004e-06 | 1010.5032 | 4.2716e-05 | 1022.1628 | 0.00014931 | 1016.1475 | 0 |  |  | 1016.1475 | -9.3519e-06 | 1010.5032 | 0 | [7 empty] | 0 |  | 0 | 0 |  | 0 | 0 | 0 | -1.5379e-06 |  | -0.07631 | 0 |  | -2.1181e-06 | 0
[8 empty] | 1027.4893 | 0 |  |  | 1016.3898 | 0 | 1016.3898 | 0 |  |  | 1010.741 | 0 | 1027.4893 | 0 | 1016.3898 | 0 | 1016.1475 | -2.0791e-05 | 1010.741 | 0.0021045 |  |  | 1016.3898 | 0 |  |  | 1016.3898 | -8.1261e-06 | 1010.741 | 0 | [7 empty] | 0 |  | 0 | 0 |  | 0 | 0 | 0 | -8.9414e-07 |  | 0 | 0 |  | -2.199e-06 | 0
[8 empty] | 1027.7338 | 0 |  |  | 1016.6323 | 0 | 1016.6323 | 0 |  |  | 1010.9788 | 0 | 1027.7338 | 0 | 1016.6323 | 0 | 1016.3898 | 1.3413e-05 | 1010.9788 | -0.0010573 |  |  | 1016.6323 | 0 |  |  | 1016.6323 | -1.0015e-05 | 1010.9788 | 0 | [7 empty] | 0 |  | 0 | 0 |  | 0 | 0 | 0 | -2.1082e-06 |  | 0 | 0 |  | 0.0050909 | 0
[18 empty] | 1011.2166 | 0 |  |  |  |  | 1016.6323 | -3.0805e-05 | 1011.2166 | 0.0010626 | [8 empty] | 1011.2166 | 0
[24 empty] | 1016.8747 | 5.2098e-06

## Scaled Spectra - Min Max Power
SOLIS LED Spectra Scaled to Minimum Power
|  | SOLIS-365C |  | SOLIS-385C |  | SOLIS-405D |  | SOLIS-415C |  | SOLIS-455D |  | SOLIS-470C |  | SOLIS-505C |  | SOLIS-525C |  | SOLIS-565D |  | SOLIS-590C |  | SOLIS-595C |  | SOLIS-617C |  | SOLIS-620D |  | SOLIS-660D |  | SOLIS-740C |  | SOLIS-850C |  | SOLIS-940C |  | SOLIS-1D |  | SOLIS-2C |  | SOLIS-3C
| Minimum LED Peak Power (mW) | 3000 |  | 4000 |  | 6800 |  | 5800 |  | 6500 |  | 3000 |  | 1000 |  | 2400 |  | 5700 |  | 350 |  | 700 |  | 1500 |  | 3470 |  | 2600 |  | 2000 |  | 2700 |  | 2500 |  | 5810 |  | 3200 |  | 3500
| Scaling Factor | 233.2999 |  | 277.5669 |  | 367.0779 |  | 313.0959 |  | 293.7279 |  | 81.756 |  | 21.7879 |  | 59.5004 |  | 55.9995 |  | 16.9442 |  | 8.2097 |  | 67.8373 |  | 159.485 |  | 85.2865 |  | 38.6997 |  | 61.3394 |  | 39.2493 |  | 60.7813 |  | 21.3523 |  | 18.1986
|  | Wavelength (nm) | Spectral Flux (mW/nm) | Wavelength (nm) | Spectral Flux (mW/nm) | Wavelength (nm) | Spectral Flux (mW/nm) | Wavelength (nm) | Spectral Flux (mW/nm) | Wavelength (nm) | Spectral Flux (mW/nm) | Wavelength (nm) | Spectral Flux (mW/nm) | Wavelength (nm) | Spectral Flux (mW/nm) | Wavelength (nm) | Spectral Flux (mW/nm) | Wavelength (nm) | Spectral Flux (mW/nm) | Wavelength (nm) | Spectral Flux (mW/nm) | Wavelength (nm) | Spectral Flux (mW/nm) | Wavelength (nm) | Spectral Flux (mW/nm) | Wavelength (nm) | Spectral Flux (mW/nm) | Wavelength (nm) | Spectral Flux (mW/nm) | Wavelength (nm) | Spectral Flux (mW/nm) | Wavelength (nm) | Spectral Flux (mW/nm) | Wavelength (nm) | Spectral Flux (mW/nm) | Wavelength (nm) | Spectral Flux (mW/nm) | Wavelength (nm) | Spectral Flux (mW/nm) | Wavelength (nm) | Spectral Flux (mW/nm)
|  | 260.6172 | -0.46862 | 260.6172 | -0.42409 | 196.9242 | 0.35967 | 200.0376 | 0.0016429 | 195.3169 | 0 | 192.9252 | 0 | 192.9252 | 0 | 260.6172 | 0.00073273 | 199.7603 | 0 | 200.0376 | 0.00015277 | 192.9252 | 1.254e-05 | 192.9252 | 0 | 199.7603 | 0.094237 | 196.9242 | 0.030556 | 192.9252 | 0.00070525 | 260.6172 | 0.00048652 | 192.9252 | -0.00017319 | 199.7603 | 0 | 260.6172 | 0.00047877 | 260.6172 | 0.0005125
|  | 260.8241 | 0.34366 | 260.8241 | 0.49901 | 197.1304 | -0.076579 | 200.2403 | -0.00092793 | 195.5236 | 0 | 193.13 | 0 | 193.13 | 0 | 260.8241 | 0 | 199.9619 | 0 | 200.2403 | -0.00048864 | 193.13 | -8.3249e-05 | 192.9252 | 0 | 199.9619 | -0.2016 | 197.1304 | 0.030246 | 193.13 | 2.647e-05 | 260.8241 | 0 | 193.13 | -2.2749e-05 | 199.9619 | 0 | 260.8241 | 0.00028673 | 260.8241 | 0.00034166
|  | 261.0309 | -0.08794 | 261.0309 | -0.049713 | 197.3367 | 0.41832 | 200.443 | 0.0011825 | 195.7303 | 0 | 193.3348 | 0 | 193.3348 | 0 | 261.0309 | 0.00045947 | 200.1636 | 0 | 200.443 | 4.7743e-06 | 193.3348 | 0.00010185 | 193.13 | 0 | 200.1636 | 0.16613 | 197.3367 | 0.029804 | 193.3348 | 0.00063481 | 261.0309 | 0.00028607 | 193.3348 | 5.3534e-05 | 200.1636 | 0 | 261.0309 | 0.00047877 | 261.0309 | 0.0005125
|  | 261.2378 | 0.3087 | 261.2378 | 0.32447 | 197.543 | -0.09293 | 200.6458 | -0.00071168 | 195.9371 | 0 | 193.5396 | 0 | 193.5396 | 0 | 261.2378 | 0 | 200.3652 | 0 | 200.6458 | -0.00015544 | 193.5396 | -6.2368e-05 | 193.3348 | 0 | 200.3652 | -0.038335 | 197.543 | 0.029243 | 193.5396 | -0.00034312 | 261.2378 | 0 | 193.5396 | 2.5234e-05 | 200.3652 | 0 | 261.2378 | 0.00028673 | 261.2378 | 0.00034166
Product Raw Data |  | 261.4448 | 0.5923 | 261.4448 | 0.69862 | 197.7493 | 0.28812 | 200.8485 | 0.0025231 | 196.1438 | 0 | 193.7445 | 0 | 193.7445 | 0 | 261.4448 | 0.00057297 | 200.5669 | 0 | 200.8485 | 0.00025044 | 193.7445 | 0.00020691 | 193.5396 | 0 | 200.5669 | 0.089784 | 197.7493 | 0.028662 | 193.7445 | 0.00040716 | 261.4448 | 0.00039222 | 193.7445 | 8.426e-05 | 200.5669 | 0 | 261.4448 | 0.00057345 | 261.4448 | 0.0005125
SOLIS High-Power LEDs for Microscopy |  | 261.6517 | -0.46081 | 261.6517 | -0.43204 | 197.9556 | -0.055405 | 201.0513 | 6.6601e-06 | 196.3506 | 0 | 193.9493 | 0 | 193.9493 | 0 | 261.6517 | 0 | 200.7686 | 0 | 201.0513 | -0.00044234 | 193.9493 | -0.00010282 | 193.7445 | 0 | 200.7686 | -0.24013 | 197.9556 | 0.028124 | 193.9493 | -8.7086e-05 | 261.6517 | 0 | 193.9493 | 6.9384e-05 | 200.7686 | 0 | 261.6517 | 0.00028673 | 261.6517 | 0.00034166
|  | 261.8586 | 0.75722 | 261.8586 | 0.74829 | 198.1619 | 0.36406 | 201.2541 | 0.0022241 | 196.5574 | 0 | 194.1542 | 0 | 194.1542 | 0 | 261.8586 | 0.00073273 | 200.9703 | 0 | 201.2541 | 0.0001344 | 194.1542 | 0.0001834 | 193.9493 | 0 | 200.9704 | 0.13784 | 198.1619 | 0.027685 | 194.1542 | 0.00054608 | 261.8586 | 0.00038181 | 194.1542 | 0.00010784 | 200.9704 | 0 | 261.8586 | 0.00038275 | 261.8586 | 0.0005125
Item # | SOLIS-365C SOLIS-385C SOLIS-405D SOLIS-415C SOLIS-455D SOLIS-470C SOLIS-505C SOLIS-525C SOLIS-565D SOLIS-590C SOLIS-595C SOLIS-617C SOLIS-620D SOLIS-660D SOLIS-740C SOLIS-850C SOLIS-940C SOLIS-1C SOLIS-1D SOLIS-2C SOLIS-3C | 262.0656 | 0.025977 | 262.0656 | 0.049658 | 198.3682 | -0.026754 | 201.4569 | -0.0018162 | 196.7642 | 0 | 194.359 | 0 | 194.359 | 0 | 262.0656 | 0 | 201.1721 | 0 | 201.4569 | -0.00019473 | 194.359 | -0.00010759 | 194.1542 | 0 | 201.1721 | -0.051148 | 198.3682 | 0.027371 | 194.359 | -0.00018545 | 262.0656 | 0 | 194.359 | -4.0495e-05 | 201.1721 | 0 | 262.0656 | 0.00028673 | 262.0656 | 0.00034166
|  | 262.2726 | -0.27314 | 262.2726 | -0.32413 | 198.5746 | 0.37788 | 201.6597 | 0.0020474 | 196.971 | 0 | 194.5639 | 0 | 194.5639 | 0 | 262.2726 | 0 | 201.3738 | 0 | 201.6597 | 5.2768e-05 | 194.5639 | 0.00033977 | 194.359 | 0 | 201.3738 | -0.066898 | 198.5746 | 0.027185 | 194.5639 | 0.00090793 | 262.2726 | 0.00029647 | 194.5639 | 0.00013718 | 201.3738 | 0 | 262.2726 | 0.00038275 | 262.2726 | 0.00039897
|  | 262.4796 | 0.43208 | 262.4796 | 0.36633 | 198.7809 | -0.060719 | 201.8626 | -0.0011044 | 197.1778 | 0 | 194.7688 | 0 | 194.7688 | 0 | 262.4796 | 0 | 201.5756 | 0 | 201.8626 | -0.00027198 | 194.7688 | -5.174e-05 | 194.5639 | 0 | 201.5756 | 0.039238 | 198.7809 | 0.027109 | 194.7688 | -0.00026961 | 262.4796 | 0 | 194.7688 | -6.518e-05 | 201.5756 | 0 | 262.4796 | 0.00028673 | 262.4796 | 0.00034166
|  | 262.6866 | -0.81103 | 262.6866 | -0.82334 | 198.9873 | 0.38983 | 202.0655 | 0.0031406 | 197.3846 | 0 | 194.9737 | 0 | 194.9737 | 0 | 262.6866 | 0.00027104 | 201.7774 | 0 | 202.0655 | 0.00032272 | 194.9737 | 0.00037606 | 194.7688 | 0 | 201.7774 | 0.10249 | 198.9873 | 0.027108 | 194.9737 | 0.00080682 | 262.6866 | 0.00039222 | 194.9737 | 0.00030502 | 201.7774 | 0 | 262.6866 | 0.00028673 | 262.6866 | 0.0005125
|  | 262.8937 | 0.14954 | 262.8937 | 0.21602 | 199.1937 | -0.055603 | 202.2683 | -0.00045159 | 197.5915 | 0 | 195.1787 | 0 | 195.1787 | 0 | 262.8937 | 0 | 201.9792 | 0 | 202.2683 | 3.1622e-06 | 195.1787 | -1.8623e-05 | 194.9737 | 0 | 201.9792 | 0.090522 | 199.1937 | 0.027144 | 195.1787 | -0.00021526 | 262.8937 | 0 | 195.1787 | -5.5836e-05 | 201.9792 | 0 | 262.8937 | 0.00028673 | 262.8937 | 0.00034166
|  | 263.1007 | 0.052922 | 263.1007 | 0.02505 | 199.4001 | 0.34675 | 202.4712 | 0.0025324 | 197.7984 | 0 | 195.3836 | 0 | 195.3836 | 0 | 263.1007 | 0.00045947 | 202.181 | 0 | 202.4712 | 0.0003162 | 195.3836 | 0.00015931 | 195.1787 | 0 | 202.181 | 0.11165 | 199.4001 | 0.027177 | 195.3836 | 0.00050515 | 263.1007 | 0.00029624 | 195.3836 | 4.0999e-05 | 202.181 | 0 | 263.1007 | 0.00047743 | 263.1007 | 0.0005125
|  | 263.3078 | -0.12243 | 263.3078 | -0.057923 | 199.6065 | -0.059331 | 202.6742 | -0.00080809 | 198.0052 | 0 | 195.5886 | 0 | 195.5886 | 0 | 263.3078 | 0 | 202.3828 | 0 | 202.6742 | -0.00019653 | 195.5886 | -0.00020981 | 195.3836 | 0 | 202.3828 | 0.071674 | 199.6065 | 0.027173 | 195.5886 | -4.6634e-05 | 263.3078 | 0 | 195.5886 | -2.3101e-05 | 202.3828 | 0 | 263.3078 | 0.00028673 | 263.3078 | 0.0005125
|  | 263.5149 | 0.32671 | 263.5149 | 0.24134 | 199.8129 | 0.36586 | 202.8771 | 0.0015964 | 198.2121 | 0 | 195.7936 | 0 | 195.7936 | 0 | 263.5149 | 0.00027104 | 202.5846 | 0 | 202.8771 | 0.00031458 | 195.7936 | 0.00027696 | 195.5886 | 0 | 202.5846 | 0.11349 | 199.8129 | 0.027109 | 195.7936 | 0.000543 | 263.5149 | 0.00028751 | 195.7936 | 9.3539e-05 | 202.5846 | 0 | 263.5149 | 0.00028673 | 263.5149 | 0.0005125
|  | 263.722 | -0.030826 | 263.722 | 0.041703 | 200.0193 | -0.0019774 | 203.08 | -0.00080398 | 198.419 | 0 | 195.9986 | 0 | 195.9986 | 0 | 263.722 | 0 | 202.7865 | 0 | 203.08 | -0.00034071 | 195.9986 | -0.00013384 | 195.7936 | 0 | 202.7865 | 0.084305 | 200.0193 | 0.02697 | 195.9986 | -2.6376e-05 | 263.722 | 0 | 195.9986 | -2.1193e-05 | 202.7865 | 0 | 263.722 | 0.00028673 | 263.722 | 0.00034166
|  | 263.9291 | 0.19632 | 263.9291 | 0.24128 | 200.2258 | 0.37076 | 203.283 | 0.00049994 | 198.626 | 0 | 196.2036 | 0 | 196.2036 | 0 | 263.9291 | 0.00027104 | 202.9884 | 0 | 203.283 | 0.00043159 | 196.2036 | -7.5055e-06 | 195.9986 | 0 | 202.9884 | 0.23126 | 200.2258 | 0.026759 | 196.2036 | 0.00082336 | 263.9291 | 0.00028751 | 196.2036 | 5.7342e-05 | 202.9884 | 0 | 263.9291 | 0.00057345 | 263.9291 | 0.0005125
|  | 264.1363 | -0.12924 | 264.1363 | -0.12465 | 200.4322 | -0.023338 | 203.486 | -0.0010856 | 198.8329 | 0 | 196.4086 | 0 | 196.4086 | 0 | 264.1363 | 0 | 203.1902 | 0 | 203.486 | 0.00010798 | 196.4086 | -6.8156e-05 | 196.2036 | 0 | 203.1902 | -0.12452 | 200.4322 | 0.026486 | 196.4086 | -9.2193e-05 | 264.1363 | 0 | 196.4086 | 3.6965e-05 | 203.1902 | 0 | 264.1363 | 0.00028673 | 264.1363 | 0.00039847
|  | 264.3435 | -0.53867 | 264.3435 | -0.35746 | 200.6387 | 0.36735 | 203.689 | 0.0029616 | 199.0399 | 0 | 196.6136 | 0 | 196.6136 | 0 | 264.3435 | 0 | 203.3921 | 0 | 203.689 | 0.00032184 | 196.6136 | 0.00016591 | 196.4086 | 0 | 203.3921 | 0.39118 | 200.6387 | 0.026172 | 196.6136 | 0.00058637 | 264.3435 | 0 | 196.6136 | 4.5546e-05 | 203.3921 | 0 | 264.3435 | 0.00028673 | 264.3435 | 0.00039847
|  | 264.5506 | 0.15668 | 264.5506 | 0.17474 | 200.8452 | -0.035523 | 203.892 | 3.7358e-05 | 199.2468 | 0 | 196.8187 | 0 | 196.8187 | 0 | 264.5506 | 0 | 203.594 | 0 | 203.892 | -0.00017788 | 196.8187 | -5.6236e-05 | 196.6136 | 0 | 203.594 | -0.25329 | 200.8452 | 0.025844 | 196.8187 | 4.9038e-05 | 264.5506 | 0 | 196.8187 | 3.7102e-05 | 203.594 | 0 | 264.5506 | 0.00028673 | 264.5506 | 0.00039847
|  | 264.7578 | -0.10599 | 264.7578 | -0.049672 | 201.0517 | 0.35364 | 204.0951 | 0.0013903 | 199.4538 | 0 | 197.0237 | 0 | 197.0237 | 0 | 264.7578 | 0 | 203.796 | 0 | 204.0951 | 0.00020411 | 197.0237 | 0.00010738 | 196.8187 | 0 | 203.796 | 0.10947 | 201.0517 | 0.025529 | 197.0237 | 0.00087269 | 264.7578 | 9.578e-05 | 197.0237 | 0.00014706 | 203.796 | 0 | 264.7578 | 0.00028673 | 264.7578 | 0.00034166
|  | 264.9651 | 0.078988 | 264.9651 | 0.099722 | 201.2582 | 0.0025387 | 204.2981 | -0.0014652 | 199.6608 | 0 | 197.2288 | 0 | 197.2288 | 0 | 264.9651 | 0 | 203.9979 | 0 | 204.2981 | 1.1268e-05 | 197.2288 | -0.00020691 | 197.0237 | 0 | 203.9979 | -0.19834 | 201.2582 | 0.025247 | 197.2288 | -9.9036e-05 | 264.9651 | 0 | 197.2288 | -3.4239e-05 | 203.9979 | 0 | 264.9651 | 0.00028673 | 264.9651 | 0.00039897
|  | 265.1723 | 0.24841 | 265.1723 | 0.40744 | 201.4647 | 0.44018 | 204.5012 | 0.0011309 | 199.8678 | 0 | 197.4339 | 0 | 197.4339 | 0 | 265.1723 | 0 | 204.1998 | 0 | 204.5012 | 0.00022619 | 197.4339 | 0.00013364 | 197.2288 | 0 | 204.1998 | 0.26103 | 201.4647 | 0.025009 | 197.4339 | 0.00048441 | 265.1723 | 0 | 197.4339 | -9.2469e-05 | 204.1998 | 0 | 265.1723 | 0.00028673 | 265.1723 | 0.00045578
|  | 265.3795 | -0.4572 | 265.3795 | -0.41585 | 201.6712 | -0.035331 | 204.7043 | -0.0013701 | 200.0748 | 0 | 197.639 | 0 | 197.639 | 0 | 265.3795 | 0 | 204.4018 | 0 | 204.7043 | -0.00028724 | 197.639 | -8.1568e-05 | 197.4339 | 0 | 204.4018 | -0.077407 | 201.6712 | 0.024817 | 197.639 | -0.00035501 | 265.3795 | 0 | 197.639 | -7.4547e-05 | 204.4018 | 0 | 265.3795 | 0.00028673 | 265.3795 | 0.00039897
|  | 265.5868 | -0.07118 | 265.5868 | -0.09132 | 201.8778 | 0.45152 | 204.9074 | 0.0028811 | 200.2818 | 0 | 197.8441 | 0 | 197.8441 | 0 | 265.5868 | 0 | 204.6038 | 0 | 204.9074 | 0.00051338 | 197.8441 | 0.00033841 | 197.639 | 0 | 204.6038 | -0.017512 | 201.8778 | 0.024661 | 197.8441 | 0.00091909 | 265.5868 | 0 | 197.8441 | 0.00016452 | 204.6038 | 0 | 265.5868 | 0.00028673 | 265.5868 | 0.00034166
|  | 265.7941 | 0.028199 | 265.7941 | 0.058041 | 202.0844 | -0.017579 | 205.1105 | -0.00041686 | 200.4889 | 0 | 198.0493 | 0 | 198.0493 | 0 | 265.7941 | 0 | 204.8058 | 0 | 205.1105 | -0.00023386 | 198.0493 | -0.00018815 | 197.8441 | 0 | 204.8058 | -0.17757 | 202.0844 | 0.024525 | 198.0493 | -0.00023338 | 265.7941 | 0 | 198.0493 | -7.9264e-05 | 204.8058 | 0 | 265.7941 | 0.00028673 | 265.7941 | 0.00034166
|  | 266.0014 | 0.063199 | 266.0014 | 0.066457 | 202.2909 | 0.4099 | 205.3136 | 0.0010674 | 200.696 | 0 | 198.2544 | 0 | 198.2544 | 0 | 266.0014 | 0 | 205.0078 | 0 | 205.3136 | 0.00025517 | 198.2544 | 0.00032379 | 198.0493 | 0 | 205.0078 | 0.057735 | 202.2909 | 0.02439 | 198.2544 | 0.0005869 | 266.0014 | 0 | 198.2544 | 9.721e-05 | 205.0078 | 0 | 266.0014 | 0.00028673 | 266.0014 | 0.00039847
|  | 266.2087 | 0.2918 | 266.2087 | 0.28299 | 202.4975 | 0.054114 | 205.5168 | -0.0012895 | 200.9031 | 0 | 198.4596 | 0 | 198.4596 | 0 | 266.2087 | 0 | 205.2098 | 0 | 205.5168 | -4.5579e-05 | 198.4596 | -4.2271e-05 | 198.2544 | 0 | 205.2098 | 0.10732 | 202.4975 | 0.024242 | 198.4596 | -0.00033378 | 266.2087 | 0 | 198.4596 | 5.3526e-05 | 205.2098 | 0 | 266.2087 | 0.00038275 | 266.2087 | 0.00039847
DISCLAIMER: The data presented here are typical. Slight variations in performance data will occur from lot to lot. Please contact Technical Support with any questions regarding the use or reliability of this data. |  | 266.416 | 0.077775 | 266.416 | 0.17455 | 202.7041 | 0.45363 | 205.72 | 0.0022013 | 201.1101 | 0 | 198.6647 | 0 | 198.6647 | 0 | 266.416 | 0 | 205.4118 | 0 | 205.72 | 5.8943e-05 | 198.6647 | 0.00013652 | 198.4596 | 0 | 205.4118 | 0.045087 | 202.7041 | 0.024074 | 198.6647 | 0.00089585 | 266.416 | 0 | 198.6647 | -2.6551e-05 | 205.4118 | 0 | 266.416 | 0.00028673 | 266.416 | 0.00045578
|  | 266.6234 | -0.13058 | 266.6234 | -0.058247 | 202.9107 | -0.016829 | 205.9232 | -2.4914e-05 | 201.3173 | 0 | 198.8699 | 0 | 198.8699 | 0 | 266.6234 | 0 | 205.6139 | 0 | 205.9232 | -0.00027617 | 198.8699 | 2.0609e-06 | 198.6647 | 0 | 205.6139 | -0.058403 | 202.9107 | 0.02389 | 198.8699 | -0.00014046 | 266.6234 | 9.5983e-05 | 198.8699 | 5.1708e-05 | 205.6139 | 0 | 266.6234 | 0.00028673 | 266.6234 | 0.00039897
|  | 266.8308 | 0.0077653 | 266.8308 | 0.033183 | 203.1173 | 0.40749 | 206.1264 | 0.0025218 | 201.5244 | 0 | 199.0751 | 0 | 199.0751 | 0 | 266.8308 | 0 | 205.816 | 0 | 206.1264 | 0.00034679 | 199.0751 | 0.00031478 | 198.8699 | 0 | 205.816 | -0.023287 | 203.1173 | 0.023701 | 199.0751 | 0.00065849 | 266.8308 | 0 | 199.0751 | 0.00019992 | 205.816 | 0 | 266.8308 | 0.00028673 | 266.8308 | 0.00034166
|  | 267.0382 | -0.36143 | 267.0382 | -0.31593 | 203.324 | -0.059791 | 206.3296 | -0.0010033 | 201.7315 | 0 | 199.2803 | 0 | 199.2803 | 0 | 267.0382 | 0 | 206.018 | 0 | 206.3296 | -0.00029515 | 199.2803 | -4.1417e-05 | 199.0751 | 0 | 206.0181 | 0.1324 | 203.324 | 0.023523 | 199.2803 | -0.00056136 | 267.0382 | 0 | 199.2803 | 5.1506e-05 | 206.0181 | 0 | 267.0382 | 0.00028673 | 267.0382 | 0.00045578
|  | 267.2456 | 0.11288 | 267.2456 | 0.14131 | 203.5306 | 0.4002 | 206.5328 | 0.0013079 | 201.9386 | 0 | 199.4856 | 0 | 199.4856 | 0 | 267.2456 | 0 | 206.2201 | 0 | 206.5328 | 0.00043917 | 199.4856 | 0.0001334 | 199.2803 | 0 | 206.2202 | 0.16837 | 203.5306 | 0.023371 | 199.4856 | 0.00064569 | 267.2456 | 0 | 199.4856 | 9.4548e-05 | 206.2202 | 0 | 267.2456 | 0.00028673 | 267.2456 | 0.00034166
|  | 267.453 | -0.21971 | 267.453 | -0.16628 | 203.7373 | 0.013561 | 206.7361 | -0.00072493 | 202.1458 | 0 | 199.6908 | 0 | 199.6908 | 0 | 267.453 | 0 | 206.4223 | 0 | 206.7361 | -0.00016512 | 199.6908 | -0.00020812 | 199.4856 | 0 | 206.4223 | 0.045495 | 203.7373 | 0.023254 | 199.6908 | -4.2814e-05 | 267.453 | 9.5748e-05 | 199.6908 | -5.1462e-05 | 206.4223 | 0 | 267.453 | 0.00028673 | 267.453 | 0.00045519
This data may be used in publications. However, please cite Thorlabs as the source. |  | 267.6605 | 0.070837 | 267.6605 | 0.10818 | 203.944 | 0.38447 | 206.9394 | 0.0016229 | 202.353 | 0 | 199.8961 | 0 | 199.8961 | 0 | 267.6605 | 0 | 206.6244 | 0 | 206.9394 | 0.00042821 | 199.8961 | 0.00025441 | 199.6908 | 0 | 206.6244 | 0.0863 | 203.944 | 0.023168 | 199.8961 | 0.0004276 | 267.6605 | 0 | 199.8961 | 0.00011422 | 206.6244 | 0 | 267.6605 | 0.00028673 | 267.6605 | 0.00034166
|  | 267.8679 | 0.31796 | 267.8679 | 0.29933 | 204.1507 | -0.025858 | 207.1427 | -0.001327 | 202.5602 | 0 | 200.1013 | 0 | 200.1013 | 0 | 267.8679 | 0.00030193 | 206.8265 | 0 | 207.1427 | -0.00021547 | 200.1013 | -0.00017177 | 199.8961 | 0 | 206.8265 | -0.042999 | 204.1507 | 0.023099 | 200.1013 | -0.00042528 | 267.8679 | 0.00019901 | 200.1013 | 4.9219e-05 | 206.8265 | 0 | 267.8679 | 0.00038141 | 267.8679 | 0.00045578
|  | 268.0754 | -0.045861 | 268.0754 | -0.0082055 | 204.3573 | 0.3779 | 207.346 | 0.0021597 | 202.7674 | 0 | 200.3066 | 0 | 200.3066 | 0 | 268.0754 | 0 | 207.0287 | 0 | 207.346 | 0.00037379 | 200.3066 | -7.5424e-06 | 200.1013 | 0 | 207.0287 | 0.36166 | 204.3573 | 0.023021 | 200.3066 | 0.00072764 | 268.0754 | 0 | 200.3066 | 4.3645e-05 | 207.0287 | 0 | 268.0754 | 0.00028673 | 268.0754 | 0.00034166
Additional Information: |  | 268.2829 | -0.088487 | 268.2829 | -0.08296 | 204.5641 | -0.026518 | 207.5493 | -0.00064259 | 202.9746 | 0 | 200.5119 | 0 | 200.5119 | 0 | 268.2829 | 0 | 207.2308 | 0 | 207.5493 | -0.00011549 | 200.5119 | -0.00025311 | 200.3066 | 0 | 207.2308 | -0.019541 | 204.5641 | 0.022904 | 200.5119 | -0.00045726 | 268.2829 | 0.00039222 | 200.5119 | -6.5548e-05 | 207.2308 | 0 | 268.2829 | 0.00028673 | 268.2829 | 0.0005125
|  | 268.4904 | 0.14968 | 268.4904 | 0.19977 | 204.7708 | 0.40115 | 207.7526 | 0.002975 | 203.1818 | 0 | 200.7172 | 0 | 200.7172 | 0 | 268.4904 | 0 | 207.433 | 0 | 207.7526 | 0.00017112 | 200.7172 | 1.3896e-05 | 200.5119 | 0 | 207.433 | 0.12559 | 204.7708 | 0.022726 | 200.7172 | 0.00081568 | 268.4904 | 0 | 200.7172 | -3.3772e-07 | 207.433 | 0 | 268.4904 | 0.00028673 | 268.4904 | 0.00034166
|  | 268.6979 | 0.05357 | 268.6979 | 0.1082 | 204.9775 | -0.051433 | 207.956 | -0.001085 | 203.3891 | 0 | 200.9226 | 0 | 200.9226 | 0 | 268.6979 | 0.00045947 | 207.6352 | 0 | 207.956 | -9.8044e-05 | 200.9226 | -0.00012469 | 200.7172 | 0 | 207.6352 | 0.050806 | 204.9775 | 0.022474 | 200.9226 | 7.7904e-06 | 268.6979 | 0.00048652 | 200.9226 | -5.6758e-06 | 207.6352 | 0 | 268.6979 | 0.00047877 | 268.6979 | 0.0005125
|  | 268.9055 | -0.052181 | 268.9055 | -0.033155 | 205.1843 | 0.36051 | 208.1594 | 0.00070796 | 203.5963 | 0 | 201.1279 | 0 | 201.1279 | 0 | 268.9055 | 0 | 207.8374 | 0 | 208.1594 | 0.00055692 | 201.1279 | 6.887e-05 | 200.9226 | 0 | 207.8374 | 0.27972 | 205.1843 | 0.022157 | 201.1279 | 0.00043505 | 268.9055 | 0 | 201.1279 | 6.8551e-05 | 207.8374 | 0 | 268.9055 | 0.00028673 | 268.9055 | 0.00034166
|  | 269.113 | -0.080436 | 269.113 | -0.016484 | 205.391 | 0.051992 | 208.3628 | 0.00010403 | 203.8036 | 0 | 201.3333 | 0 | 201.3333 | 0 | 269.113 | 0.00029729 | 208.0397 | 0 | 208.3628 | -0.00018857 | 201.3333 | -0.00010525 | 201.1279 | 0 | 208.0397 | -0.02598 | 205.391 | 0.021805 | 201.3333 | -1.0304e-07 | 269.113 | 0.00019153 | 201.3333 | -6.3249e-05 | 208.0397 | 0 | 269.113 | 0.00028673 | 269.113 | 0.0005125
|  | 269.3206 | -0.026765 | 269.3206 | -0.033279 | 205.5978 | 0.43159 | 208.5662 | 0.0023942 | 204.0109 | 0 | 201.5386 | 0 | 201.5386 | 0 | 269.3206 | 0 | 208.2419 | 0 | 208.5662 | 3.6769e-05 | 201.5386 | 0.00021209 | 201.3333 | 0 | 208.2419 | 0.055016 | 205.5978 | 0.021469 | 201.5386 | 0.00036814 | 269.3206 | 0 | 201.5386 | -4.8825e-06 | 208.2419 | 0 | 269.3206 | 0.00028673 | 269.3206 | 0.00034166
|  | 269.5282 | 0.096453 | 269.5282 | 0.15809 | 205.8046 | 0.020779 | 208.7696 | -0.0014621 | 204.2182 | 0 | 201.744 | 0 | 201.744 | 0 | 269.5282 | 0.00057297 | 208.4442 | 0 | 208.7696 | -0.00028875 | 201.744 | 2.4495e-05 | 201.5386 | 0 | 208.4442 | 0.038326 | 205.8046 | 0.021209 | 201.744 | -0.00020645 | 269.5282 | 0.00048652 | 201.744 | -0.00012418 | 208.4442 | 0 | 269.5282 | 0.00028673 | 269.5282 | 0.0005125
|  | 269.7359 | -0.18599 | 269.7359 | -0.16615 | 206.0114 | 0.33219 | 208.9731 | 0.0012715 | 204.4255 | 0 | 201.9494 | 0 | 201.9494 | 0 | 269.7359 | 0 | 208.6464 | 0 | 208.9731 | 0.00044009 | 201.9494 | 0.00037157 | 201.744 | 0 | 208.6464 | 0.055213 | 206.0114 | 0.021086 | 201.9494 | 0.00059295 | 269.7359 | 0 | 201.9494 | 0.00010975 | 208.6464 | 0 | 269.7359 | 0.00028673 | 269.7359 | 0.00039897
|  | 269.9435 | 0.3706 | 269.9435 | 0.44094 | 206.2182 | 0.0079652 | 209.1765 | -0.0020744 | 204.6329 | 0 | 202.1549 | 0 | 202.1549 | 0 | 269.9435 | 0.00073273 | 208.8487 | 0 | 209.1765 | -0.00022864 | 202.1549 | -0.0001486 | 201.9494 | 0 | 208.8487 | -0.069765 | 206.2182 | 0.021149 | 202.1549 | -0.00050563 | 269.9435 | 0.00039054 | 202.1549 | -0.00010131 | 208.8487 | 0 | 269.9435 | 0.00028673 | 269.9435 | 0.00045578
|  | 270.1511 | -0.16011 | 270.1511 | -0.14144 | 206.425 | 0.35102 | 209.38 | 0.0029684 | 204.8402 | 0 | 202.3603 | 0 | 202.3603 | 0 | 270.1511 | 0 | 209.051 | 0 | 209.38 | 0.00039639 | 202.3603 | 0.00022075 | 202.1549 | 0 | 209.051 | 0.32742 | 206.425 | 0.021426 | 202.3603 | 0.00076663 | 270.1511 | 0 | 202.3603 | 3.6401e-05 | 209.051 | 0 | 270.1511 | 0.00028673 | 270.1511 | 0.00034166
|  | 270.3588 | -0.12377 | 270.3588 | -0.041507 | 206.6319 | -0.041208 | 209.5835 | -0.00133 | 205.0476 | 0 | 202.5657 | 0 | 202.5657 | 0 | 270.3588 | 0.00043725 | 209.2533 | 0 | 209.5835 | -0.00022069 | 202.5657 | -0.00012879 | 202.3603 | 0 | 209.2533 | -0.053062 | 206.6319 | 0.021917 | 202.5657 | -0.00020338 | 270.3588 | 0.00048652 | 202.5657 | -0.00015581 | 209.2533 | 0 | 270.3588 | 0.00047877 | 270.3588 | 0.00045578
|  | 270.5665 | -0.11447 | 270.5665 | -0.091444 | 206.8387 | 0.41007 | 209.787 | 0.00080402 | 205.2549 | 0 | 202.7712 | 0 | 202.7712 | 0 | 270.5665 | 0 | 209.4556 | 0 | 209.787 | 0.00011123 | 202.7712 | 0.00016364 | 202.5657 | 0 | 209.4556 | 0.056729 | 206.8387 | 0.022597 | 202.7712 | 0.00055956 | 270.5665 | 0 | 202.7712 | 8.947e-05 | 209.4556 | 0 | 270.5665 | 0.00028673 | 270.5665 | 0.00034166
|  | 270.7742 | -0.60762 | 270.7742 | -0.59874 | 207.0456 | -0.072783 | 209.9905 | -0.0016201 | 205.4623 | 0 | 202.9766 | 0 | 202.9766 | 0 | 270.7742 | 0.00073273 | 209.658 | 0 | 209.9905 | -5.4369e-05 | 202.9766 | -1.2717e-06 | 202.7712 | 0 | 209.658 | 0.19767 | 207.0456 | 0.02342 | 202.9766 | -0.00013634 | 270.7742 | 0.00048652 | 202.9766 | -9.8489e-05 | 209.658 | 0 | 270.7742 | 0.00057345 | 270.7742 | 0.0005125
|  | 270.9819 | 0.16023 | 270.9819 | 0.18292 | 207.2524 | 0.45192 | 210.1941 | 0.0010521 | 205.6697 | 0 | 203.1821 | 0 | 203.1821 | 0 | 270.9819 | 0 | 209.8603 | 0 | 210.1941 | 0.00027292 | 203.1821 | 0.00022951 | 202.9766 | 0 | 209.8603 | 0.12212 | 207.2524 | 0.02433 | 203.1821 | 0.00090015 | 270.9819 | 0 | 203.1821 | 0.00018238 | 209.8603 | 0 | 270.9819 | 0.00028673 | 270.9819 | 0.00034166
|  | 271.1897 | 0.19377 | 271.1897 | 0.24118 | 207.4593 | 0.039887 | 210.3977 | -0.0010441 | 205.8771 | 0 | 203.3876 | 0 | 203.3876 | 0 | 271.1897 | 0.00073273 | 210.0627 | 0 | 210.3977 | -0.00030356 | 203.3876 | -0.00010494 | 203.1821 | 0 | 210.0627 | -0.061081 | 207.4593 | 0.025265 | 203.3876 | -0.00012424 | 271.1897 | 0.00048652 | 203.3876 | -2.6753e-05 | 210.0627 | 0 | 271.1897 | 0.00047877 | 271.1897 | 0.0005125
|  | 271.3974 | -0.00088884 | 271.3974 | 0.024936 | 207.6662 | 0.35785 | 210.6012 | 0.0021052 | 206.0846 | 0 | 203.5931 | 0 | 203.5931 | 0 | 271.3974 | 0 | 210.2651 | 0 | 210.6012 | 0.00038407 | 203.5931 | 0.0001331 | 203.3876 | 0 | 210.2651 | 0.14021 | 207.6662 | 0.026175 | 203.5931 | 0.00063843 | 271.3974 | 0 | 203.5931 | 0.00019891 | 210.2651 | 0 | 271.3974 | 0.00028673 | 271.3974 | 0.00034166
|  | 271.6052 | -0.036647 | 271.6052 | -0.0082192 | 207.8732 | -0.050706 | 210.8048 | -0.00031434 | 206.292 | 0 | 203.7986 | 0 | 203.7986 | 0 | 271.6052 | 0.00073273 | 210.4675 | 0 | 210.8048 | -4.9227e-05 | 203.7986 | -0.00010564 | 203.5931 | 0 | 210.4675 | 0.031079 | 207.8732 | 0.027018 | 203.7986 | 0.00013157 | 271.6052 | 0.00039054 | 203.7986 | -1.2174e-05 | 210.4675 | 0 | 271.6052 | 0.00057345 | 271.6052 | 0.0005125
|  | 271.813 | 0.63518 | 271.813 | 0.68997 | 208.0801 | 0.39717 | 211.0085 | 0.0013184 | 206.4995 | 0 | 204.0042 | 0 | 204.0042 | 0 | 271.813 | 0 | 210.6699 | 0 | 211.0085 | 0.00042639 | 204.0042 | 0.00019706 | 203.7986 | 0 | 210.6699 | 0.26014 | 208.0801 | 0.027768 | 204.0042 | 0.00069037 | 271.813 | 0 | 204.0042 | 0.00021701 | 210.6699 | 0 | 271.813 | 0.00028673 | 271.813 | 0.00034166
|  | 272.0208 | -0.16872 | 272.0208 | -0.14121 | 208.287 | 0.016286 | 211.2121 | -0.00018463 | 206.7069 | 0 | 204.2098 | 0 | 204.2098 | 0 | 272.0208 | 0.00057297 | 210.8723 | 0 | 211.2121 | -0.00040209 | 204.2098 | -0.00017706 | 204.0042 | 0 | 210.8723 | -0.14772 | 208.287 | 0.02841 | 204.2098 | -0.00010454 | 272.0208 | 0.00048652 | 204.2098 | -0.0002176 | 210.8723 | 0 | 272.0208 | 0.00047877 | 272.0208 | 0.0005125
|  | 272.2286 | 0.19391 | 272.2286 | 0.23292 | 208.494 | 0.4472 | 211.4157 | 0.00026805 | 206.9144 | 0 | 204.4153 | 0 | 204.4153 | 0 | 272.2286 | 0 | 211.0747 | 0 | 211.4157 | 0.00034841 | 204.4153 | 0.00028717 | 204.2098 | 0 | 211.0748 | 0.27472 | 208.494 | 0.028937 | 204.4153 | 0.00061654 | 272.2286 | 0 | 204.4153 | 0.00011047 | 211.0748 | 0 | 272.2286 | 0.00028673 | 272.2286 | 0.00034166
|  | 272.4365 | -0.071868 | 272.4365 | -0.0082421 | 208.7009 | -0.0040861 | 211.6194 | -0.00023543 | 207.1219 | 0 | 204.6209 | 0 | 204.6209 | 0 | 272.4365 | 0.00057297 | 211.2772 | 0 | 211.6194 | -0.00049974 | 204.6209 | -8.2792e-05 | 204.4153 | 0 | 211.2772 | 0.13452 | 208.7009 | 0.029349 | 204.6209 | -0.0005045 | 272.4365 | 0.00029624 | 204.6209 | -0.00012576 | 211.2772 | 0 | 272.4365 | 0.00047877 | 272.4365 | 0.0005125
|  | 272.6443 | -0.44955 | 272.6443 | -0.34937 | 208.9079 | 0.40777 | 211.8231 | 0.0015513 | 207.3294 | 0 | 204.8265 | 0 | 204.8265 | 0 | 272.6443 | 0 | 211.4797 | 0 | 211.8231 | 0.00012962 | 204.8265 | 0.00028441 | 204.6209 | 0 | 211.4797 | 0.083042 | 208.9079 | 0.029643 | 204.8265 | 0.00043362 | 272.6443 | 0 | 204.8265 | 6.9075e-05 | 211.4797 | 0 | 272.6443 | 0.00028673 | 272.6443 | 0.00034166
|  | 272.8522 | 0.18664 | 272.8522 | 0.2994 | 209.1149 | -0.02811 | 212.0268 | -0.00050144 | 207.537 | 0 | 205.0321 | 0 | 205.0321 | 0 | 272.8522 | 0.00073273 | 211.6822 | 0 | 212.0268 | -8.623e-05 | 205.0321 | -0.00018983 | 204.8265 | 0 | 211.6822 | 0.099748 | 209.1149 | 0.02982 | 205.0321 | 9.2904e-07 | 272.8522 | 0.00048652 | 205.0321 | 7.8093e-05 | 211.6822 | 0 | 272.8522 | 0.00057345 | 272.8522 | 0.0005125
|  | 273.0601 | -0.16782 | 273.0601 | -0.091307 | 209.3219 | 0.39774 | 212.2305 | 0.0015792 | 207.7445 | 0 | 205.2377 | 0 | 205.2377 | 0 | 273.0601 | 0 | 211.8847 | 0 | 212.2305 | 0.00032783 | 205.2377 | 4.673e-05 | 205.0321 | 0 | 211.8847 | -0.06671 | 209.3219 | 0.029881 | 205.2377 | 0.00061702 | 273.0601 | 0 | 205.2377 | 7.625e-05 | 211.8847 | 0 | 273.0601 | 0.00028673 | 273.0601 | 0.00039838
|  | 273.268 | 0.31588 | 273.268 | 0.3661 | 209.5289 | -0.044219 | 212.4342 | -0.0013774 | 207.9521 | 0 | 205.4434 | 0 | 205.4434 | 0 | 273.268 | 0.00043079 | 212.0872 | 0 | 212.4342 | -0.00011484 | 205.4434 | -0.00017764 | 205.2377 | 0 | 212.0872 | 0.15688 | 209.5289 | 0.029826 | 205.4434 | -0.00026958 | 273.268 | 9.578e-05 | 205.4434 | -8.7876e-05 | 212.0872 | 0 | 273.268 | 0.00057345 | 273.268 | 0.00045569
|  | 273.476 | 0.22932 | 273.476 | 0.24121 | 209.7359 | 0.39106 | 212.638 | 0.0018606 | 208.1596 | 0 | 205.649 | 0 | 205.649 | 0 | 273.476 | 0 | 212.2897 | 0 | 212.638 | 0.00015216 | 205.649 | 2.648e-05 | 205.4434 | 0 | 212.2897 | 0.17477 | 209.7359 | 0.029665 | 205.649 | 0.00018451 | 273.476 | 0 | 205.649 | -1.7745e-05 | 212.2897 | 0 | 273.476 | 0.00028673 | 273.476 | 0.00039897
|  | 273.6839 | -0.37158 | 273.6839 | -0.3327 | 209.943 | -0.034169 | 212.8417 | -0.0013041 | 208.3672 | 0 | 205.8547 | 0 | 205.8547 | 0 | 273.6839 | 0.00013531 | 212.4922 | 0 | 212.8417 | -0.00026174 | 205.8547 | -7.944e-05 | 205.649 | 0 | 212.4922 | -0.20601 | 209.943 | 0.029408 | 205.8547 | -0.00044145 | 273.6839 | 9.5748e-05 | 205.8547 | -2.5814e-05 | 212.4922 | 0 | 273.6839 | 0.00038275 | 273.6839 | 0.0005125
|  | 273.8919 | -0.0089392 | 273.8919 | 0.024827 | 210.15 | 0.43275 | 213.0455 | 0.0016651 | 208.5748 | 0 | 206.0603 | 0 | 206.0603 | 0 | 273.8919 | 0 | 212.6948 | 0 | 213.0455 | 0.00013637 | 206.0603 | 1.2673e-06 | 205.8547 | 0 | 212.6948 | 0.033919 | 210.15 | 0.029075 | 206.0603 | 0.0005302 | 273.8919 | 0 | 206.0603 | -0.00012495 | 212.6948 | 0 | 273.8919 | 0.00028673 | 273.8919 | 0.00034166
|  | 274.0999 | 0.17595 | 274.0999 | 0.24964 | 210.3571 | -0.026031 | 213.2493 | -0.00067095 | 208.7824 | 0 | 206.2661 | 0 | 206.2661 | 0 | 274.0999 | 0.00043544 | 212.8973 | 0 | 213.2493 | -0.00035466 | 206.2661 | -0.00039069 | 206.0603 | 0 | 212.8974 | -0.1773 | 210.3571 | 0.028688 | 206.2661 | -9.6706e-05 | 274.0999 | 0.00038181 | 206.2661 | -6.9159e-05 | 212.8974 | 0 | 274.0999 | 0.00038275 | 274.0999 | 0.0005125
|  | 274.3079 | 0.13913 | 274.3079 | 0.23298 | 210.5641 | 0.4428 | 213.4532 | 0.002026 | 208.99 | 0 | 206.4718 | 0 | 206.4718 | 0 | 274.3079 | 0 | 213.1 | 0 | 213.4532 | 0.00038866 | 206.4718 | 0.00039242 | 206.2661 | 0 | 213.0999 | 0.25368 | 210.5641 | 0.028273 | 206.4718 | 0.00087283 | 274.3079 | 0 | 206.4718 | 0.0003185 | 213.0999 | 0 | 274.3079 | 0.00028673 | 274.3079 | 0.0005125
|  | 274.5159 | 0.10719 | 274.5159 | 0.15828 | 210.7712 | 0.008442 | 213.657 | 0.00054248 | 209.1977 | 0 | 206.6775 | 0 | 206.6775 | 0 | 274.5159 | 0.00013531 | 213.3025 | 0 | 213.657 | -0.00021821 | 206.6775 | -0.00014559 | 206.4718 | 0 | 213.3025 | 0.10649 | 210.7712 | 0.027854 | 206.6775 | -0.00016214 | 274.5159 | 0.00019153 | 206.6775 | -5.8127e-05 | 213.3025 | 0 | 274.5159 | 0.00047877 | 274.5159 | 0.0005125
|  | 274.7239 | -0.1596 | 274.7239 | -0.041293 | 210.9783 | 0.42928 | 213.8608 | 0.0019388 | 209.4053 | 0 | 206.8832 | 0 | 206.8832 | 0 | 274.7239 | 0 | 213.5052 | 0 | 213.8608 | 0.00031761 | 206.8832 | 0.00015016 | 206.6775 | 0 | 213.5052 | -0.062623 | 210.9783 | 0.027454 | 206.8832 | 0.00043697 | 274.7239 | 0 | 206.8832 | -1.7565e-05 | 213.5052 | 0 | 274.7239 | 0.00028673 | 274.7239 | 0.00045578
|  | 274.932 | -0.11461 | 274.932 | -0.083206 | 211.1855 | -0.016676 | 214.0647 | -0.00076707 | 209.613 | 0 | 207.089 | 0 | 207.089 | 0 | 274.932 | 0.00013572 | 213.7078 | 0 | 214.0647 | -0.00016624 | 207.089 | -0.00012178 | 206.8832 | 0 | 213.7078 | -0.12488 | 211.1855 | 0.027088 | 207.089 | -8.0568e-05 | 274.932 | 0.00019008 | 207.089 | -8.5571e-06 | 213.7078 | 0 | 274.932 | 0.00038275 | 274.932 | 0.00045578
|  | 275.14 | 0.060735 | 275.14 | 0.14146 | 211.3926 | 0.37788 | 214.2686 | 0.0020138 | 209.8207 | 0 | 207.2947 | 0 | 207.2947 | 0 | 275.14 | 0 | 213.9104 | 0 | 214.2686 | 0.00034787 | 207.2947 | 0.00010184 | 207.089 | 0 | 213.9104 | 0.2232 | 211.3926 | 0.026766 | 207.2947 | 0.00057854 | 275.14 | 0 | 207.2947 | 0.00019822 | 213.9104 | 0 | 275.14 | 0.00028673 | 275.14 | 0.00039847
|  | 275.3481 | -0.21198 | 275.3481 | -0.18282 | 211.5997 | -0.038007 | 214.4725 | -0.00027175 | 210.0284 | 0 | 207.5005 | 0 | 207.5005 | 0 | 275.3481 | 0.00013753 | 214.1131 | 0 | 214.4725 | -0.00043595 | 207.5005 | 7.2626e-05 | 207.2947 | 0 | 214.1131 | 0.076698 | 211.5997 | 0.02649 | 207.5005 | -0.00012591 | 275.3481 | 9.5748e-05 | 207.5005 | 1.8718e-05 | 214.1131 | 0 | 275.3481 | 0.00028673 | 275.3481 | 0.00045519
|  | 275.5562 | 0.48347 | 275.5562 | 0.55727 | 211.8069 | 0.40212 | 214.6764 | 0.00099927 | 210.2361 | 0 | 207.7063 | 0 | 207.7063 | 0 | 275.5562 | 0 | 214.3158 | 0 | 214.6764 | 0.00021725 | 207.7063 | 0.0001661 | 207.5005 | 0 | 214.3158 | 0.18132 | 211.8069 | 0.026255 | 207.7063 | 0.00018607 | 275.5562 | 0 | 207.7063 | 2.3013e-05 | 214.3158 | 0 | 275.5562 | 0.00028673 | 275.5562 | 0.00034166
|  | 275.7644 | 0.017167 | 275.7644 | 0.083165 | 212.014 | -0.067443 | 214.8804 | -0.0011144 | 210.4438 | 0 | 207.9121 | 0 | 207.9121 | 0 | 275.7644 | 0.00013572 | 214.5184 | 0 | 214.8804 | -0.00033529 | 207.9121 | -3.9843e-05 | 207.7063 | 0 | 214.5184 | -0.027327 | 212.014 | 0.026052 | 207.9121 | -0.00051963 | 275.7644 | 0 | 207.9121 | -9.7779e-05 | 214.5184 | 0 | 275.7644 | 0.00028673 | 275.7644 | 0.00039897
|  | 275.9725 | 0.16636 | 275.9725 | 0.18285 | 212.2212 | 0.44658 | 215.0843 | 0.002637 | 210.6516 | 0 | 208.1179 | 0 | 208.1179 | 0 | 275.9725 | 0 | 214.7211 | 0 | 215.0843 | 0.00020389 | 208.1179 | 0.00023066 | 207.9121 | 0 | 214.7211 | 0.1133 | 212.2212 | 0.025872 | 208.1179 | 0.00054285 | 275.9725 | 0 | 208.1179 | 4.0747e-05 | 214.7211 | 0 | 275.9725 | 0.00028673 | 275.9725 | 0.00034166
|  | 276.1807 | 0.12302 | 276.1807 | 0.18302 | 212.4284 | -0.050413 | 215.2883 | -0.00086976 | 210.8593 | 0 | 208.3238 | 0 | 208.3238 | 0 | 276.1807 | 0 | 214.9238 | 0 | 215.2883 | -0.00019522 | 208.3238 | -0.00024974 | 208.1179 | 0 | 214.9238 | -0.017355 | 212.4284 | 0.025706 | 208.3238 | -0.000443 | 276.1807 | 0 | 208.3238 | -0.00010517 | 214.9238 | 0 | 276.1807 | 0.00028673 | 276.1807 | 0.00034166
|  | 276.3888 | -0.053628 | 276.3888 | -0.033069 | 212.6356 | 0.43097 | 215.4923 | 0.0022597 | 211.0671 | 0 | 208.5296 | 0 | 208.5296 | 0 | 276.3888 | 0 | 215.1266 | 0 | 215.4923 | 0.00013762 | 208.5296 | 4.7572e-05 | 208.3238 | 0 | 215.1266 | 0.30884 | 212.6356 | 0.025549 | 208.5296 | 0.00097625 | 276.3888 | 0 | 208.5296 | 2.2416e-05 | 215.1266 | 0 | 276.3888 | 0.00028673 | 276.3888 | 0.00034166
|  | 276.597 | 0.31782 | 276.597 | 0.33256 | 212.8428 | -0.032234 | 215.6963 | -0.00081382 | 211.2749 | 0 | 208.7355 | 0 | 208.7355 | 0 | 276.597 | 0 | 215.3293 | 0 | 215.6963 | -0.00014674 | 208.7355 | -7.0882e-05 | 208.5296 | 0 | 215.3293 | -0.09961 | 212.8428 | 0.025404 | 208.7355 | -0.00031177 | 276.597 | 9.4302e-05 | 208.7355 | 1.4332e-05 | 215.3293 | 0 | 276.597 | 0.00028673 | 276.597 | 0.00045519
|  | 276.8052 | -0.0093997 | 276.8052 | 0.033251 | 213.05 | 0.45638 | 215.9003 | 0.0012233 | 211.4827 | 0 | 208.9413 | 0 | 208.9413 | 0 | 276.8052 | 0 | 215.5321 | 0 | 215.9003 | 0.0002063 | 208.9413 | 3.7538e-05 | 208.7355 | 0 | 215.5321 | 0.25734 | 213.05 | 0.025275 | 208.9413 | 0.0002552 | 276.8052 | 0 | 208.9413 | -9.0558e-06 | 215.5321 | 0 | 276.8052 | 0.00028673 | 276.8052 | 0.00039897
|  | 277.0135 | -0.12386 | 277.0135 | -0.11638 | 213.2573 | -0.030296 | 216.1043 | -0.0015249 | 211.6905 | 0 | 209.1472 | 0 | 209.1472 | 0 | 277.0135 | 0 | 215.7348 | 0 | 216.1043 | -9.6859e-05 | 209.1472 | -0.00027069 | 208.9413 | 0 | 215.7348 | -0.09823 | 213.2573 | 0.025174 | 209.1472 | -0.00022002 | 277.0135 | 0 | 209.1472 | -4.6031e-05 | 215.7348 | 0 | 277.0135 | 0.00028673 | 277.0135 | 0.00034166
|  | 277.2217 | 0.14974 | 277.2217 | 0.1247 | 213.4645 | 0.39345 | 216.3084 | 0.001284 | 211.8983 | 0 | 209.3531 | 0 | 209.3531 | 0 | 277.2217 | 0 | 215.9376 | 0 | 216.3084 | 0.00022708 | 209.3531 | -3.7656e-06 | 209.1472 | 0 | 215.9376 | 0.13789 | 213.4645 | 0.025115 | 209.3531 | 0.00056287 | 277.2217 | 9.5748e-05 | 209.3531 | 6.4241e-06 | 215.9376 | 0 | 277.2217 | 0.00028673 | 277.2217 | 0.00039838
|  | 277.43 | -0.062327 | 277.43 | -0.066581 | 213.6718 | -0.026272 | 216.5125 | -0.00053025 | 212.1061 | 0 | 209.5591 | 0 | 209.5591 | 0 | 277.43 | 0 | 216.1404 | 0 | 216.5125 | -0.00011104 | 209.5591 | -0.0001466 | 209.3531 | 0 | 216.1404 | -0.078109 | 213.6718 | 0.02511 | 209.5591 | -0.00024238 | 277.43 | 0 | 209.5591 | 4.4362e-05 | 216.1404 | 0 | 277.43 | 0.00028673 | 277.43 | 0.00034166
|  | 277.6383 | 0.018054 | 277.6383 | 0.05827 | 213.8791 | 0.41064 | 216.7166 | 0.00046882 | 212.314 | 0 | 209.765 | 0 | 209.765 | 0 | 277.6383 | 0 | 216.3432 | 0 | 216.7166 | 5.8866e-05 | 209.765 | 2.3402e-05 | 209.5591 | 0 | 216.3432 | 0.099418 | 213.8791 | 0.025171 | 209.765 | 0.00027903 | 277.6383 | 0 | 209.765 | 3.6508e-05 | 216.3432 | 0 | 277.6383 | 0.00028673 | 277.6383 | 0.00039847
|  | 277.8465 | 0.21007 | 277.8465 | 0.24942 | 214.0864 | -0.027202 | 216.9206 | -0.00034914 | 212.5219 | 0 | 209.9709 | 0 | 209.9709 | 0 | 277.8465 | 0 | 216.5461 | 0 | 216.9206 | -0.00010205 | 209.9709 | 3.2118e-05 | 209.765 | 0 | 216.5461 | -0.012497 | 214.0864 | 0.025309 | 209.9709 | -8.4252e-05 | 277.8465 | 9.578e-05 | 209.9709 | -4.1657e-06 | 216.5461 | 0 | 277.8465 | 0.00028673 | 277.8465 | 0.00039838
|  | 278.0549 | -0.018255 | 278.0549 | -0.0082832 | 214.2937 | 0.39714 | 217.1248 | 0.0020958 | 212.7297 | 0 | 210.1769 | 0 | 210.1769 | 0 | 278.0549 | 0 | 216.7489 | 0 | 217.1248 | 0.00035439 | 210.1769 | 6.2757e-05 | 209.9709 | 0 | 216.7489 | -0.042987 | 214.2937 | 0.025527 | 210.1769 | 0.00055051 | 278.0549 | 9.578e-05 | 210.1769 | 6.3532e-05 | 216.7489 | 0 | 278.0549 | 0.00028673 | 278.0549 | 0.00045569
|  | 278.2632 | 0.14097 | 278.2632 | 0.14965 | 214.501 | -0.033498 | 217.3289 | -0.00069599 | 212.9376 | 0 | 210.3829 | 0 | 210.3829 | 0 | 278.2632 | 0 | 216.9518 | 0 | 217.3289 | -0.00049874 | 210.3829 | -0.00018999 | 210.1769 | 0 | 216.9518 | -0.19227 | 214.501 | 0.025825 | 210.3829 | -0.00040103 | 278.2632 | 0 | 210.3829 | 0.00011433 | 216.9518 | 0 | 278.2632 | 0.00028673 | 278.2632 | 0.00034166
|  | 278.4715 | -0.15868 | 278.4715 | -0.14145 | 214.7083 | 0.40959 | 217.5331 | 0.0014101 | 213.1455 | 0 | 210.5889 | 0 | 210.5889 | 0 | 278.4715 | 0 | 217.1546 | 0 | 217.5331 | 0.0003014 | 210.5889 | 0.00029126 | 210.3829 | 0 | 217.1546 | 0.33915 | 214.7083 | 0.026198 | 210.5889 | 0.00069018 | 278.4715 | 0 | 210.5889 | 0.00012147 | 217.1546 | 0 | 278.4715 | 0.00028673 | 278.4715 | 0.00039897
|  | 278.6799 | 4.2984e-05 | 278.6799 | -0.016617 | 214.9156 | -0.031097 | 217.7372 | -0.0019182 | 213.3535 | 0 | 210.7948 | 0 | 210.7948 | 0 | 278.6799 | 0 | 217.3575 | 0 | 217.7372 | -0.00026527 | 210.7948 | -0.00031821 | 210.5889 | 0 | 217.3575 | 0.23087 | 214.9156 | 0.026634 | 210.7948 | 0.00010864 | 278.6799 | 0 | 210.7948 | -0.00011372 | 217.3575 | 0 | 278.6799 | 0.00028673 | 278.6799 | 0.00039847
|  | 278.8883 | 0.15844 | 278.8883 | 0.16646 | 215.123 | 0.39678 | 217.9414 | 0.00089875 | 213.5614 | 0 | 211.0009 | 0 | 211.0009 | 0 | 278.8883 | 0.00029548 | 217.5604 | 0 | 217.9414 | 0.00038062 | 211.0009 | 0.00025563 | 210.7948 | 0 | 217.5604 | 0.2886 | 215.123 | 0.027115 | 211.0009 | 0.00047655 | 278.8883 | 0.00019173 | 211.0009 | 0.0001506 | 217.5604 | 0 | 278.8883 | 0.00038275 | 278.8883 | 0.0005125
|  | 279.0967 | -0.2208 | 279.0967 | -0.22461 | 215.3304 | -0.048124 | 218.1456 | -0.00050501 | 213.7693 | 0 | 211.2069 | 0 | 211.2069 | 0 | 279.0967 | 0 | 217.7633 | 0 | 218.1456 | -0.00019234 | 211.2069 | -0.00021742 | 211.0009 | 0 | 217.7633 | 0.16905 | 215.3304 | 0.027616 | 211.2069 | -0.00020267 | 279.0967 | 0 | 211.2069 | -5.2546e-05 | 217.7633 | 0 | 279.0967 | 0.00028673 | 279.0967 | 0.00045569
|  | 279.3051 | 0.017265 | 279.3051 | 0.074891 | 215.5378 | 0.39572 | 218.3499 | 0.0013199 | 213.9773 | 0 | 211.4129 | 0 | 211.4129 | 0 | 279.3051 | 0.00040857 | 217.9662 | 0 | 218.3499 | 0.00022619 | 211.4129 | 0.00010878 | 211.2069 | 0 | 217.9662 | 0.0096013 | 215.5378 | 0.028106 | 211.4129 | 0.00098802 | 279.3051 | 0.00029624 | 211.4129 | 1.5704e-05 | 217.9662 | 0 | 279.3051 | 0.00038275 | 279.3051 | 0.0005125
|  | 279.5135 | -0.070981 | 279.5135 | -0.058261 | 215.7451 | 0.009292 | 218.5541 | -0.00020481 | 214.1853 | 0 | 211.619 | 0 | 211.619 | 0 | 279.5135 | 0 | 218.1692 | 0 | 218.5541 | 3.5554e-05 | 211.619 | -6.6023e-05 | 211.4129 | 0 | 218.1692 | -0.052008 | 215.7451 | 0.02855 | 211.619 | -0.00026771 | 279.5135 | 0 | 211.619 | -7.9726e-05 | 218.1692 | 0 | 279.5135 | 0.00028673 | 279.5135 | 0.0005125
|  | 279.722 | -0.0877 | 279.722 | -0.099777 | 215.9525 | 0.40819 | 218.7584 | 0.001185 | 214.3933 | 0 | 211.8251 | 0 | 211.8251 | 0 | 279.722 | 0.00029548 | 218.3721 | 0 | 218.7584 | 0.00031048 | 211.8251 | 0.00015377 | 211.619 | 0 | 218.3721 | 0.30013 | 215.9525 | 0.028908 | 211.8251 | 0.00030365 | 279.722 | 9.5983e-05 | 211.8251 | 5.0025e-05 | 218.3721 | 0 | 279.722 | 0.00047743 | 279.722 | 0.0005125
|  | 279.9305 | 0.20271 | 279.9305 | 0.21628 | 216.1599 | -0.0092253 | 218.9626 | -0.001518 | 214.6013 | 0 | 212.0311 | 0 | 212.0311 | 0 | 279.9305 | 0 | 218.5751 | 0 | 218.9626 | -0.00021011 | 212.0311 | -0.00012197 | 211.8251 | 0 | 218.5751 | 0.07303 | 216.1599 | 0.029142 | 212.0311 | -0.00037199 | 279.9305 | 0 | 212.0311 | 9.976e-06 | 218.5751 | 0 | 279.9305 | 0.00028673 | 279.9305 | 0.00045569
|  | 280.1389 | 0.052782 | 280.1389 | 0.083023 | 216.3674 | 0.41104 | 219.1669 | 0.00069667 | 214.8093 | 0 | 212.2372 | 0 | 212.2372 | 0 | 280.1389 | 0.00043301 | 218.7781 | 0 | 219.1669 | 0.00044245 | 212.2372 | 0.00018464 | 212.0311 | 0 | 218.7781 | 0.26538 | 216.3674 | 0.029222 | 212.2372 | 0.00036015 | 280.1389 | 0.00019005 | 212.2372 | 6.9798e-05 | 218.7781 | 0 | 280.1389 | 0.00047743 | 280.1389 | 0.0005125
|  | 280.3474 | 0.026764 | 280.3474 | 0.025023 | 216.5748 | -0.022879 | 219.3713 | -0.0011368 | 215.0173 | 0 | 212.4434 | 0 | 212.4434 | 0 | 280.3474 | 0 | 218.9811 | 0 | 219.3713 | -0.00035824 | 212.4434 | -0.00017084 | 212.2372 | 0 | 218.9811 | -0.088533 | 216.5748 | 0.029126 | 212.4434 | 2.3433e-05 | 280.3474 | 0 | 212.4434 | -0.00016491 | 218.9811 | 0 | 280.3474 | 0.00028673 | 280.3474 | 0.00034166
|  | 280.556 | 0.088388 | 280.556 | 0.13313 | 216.7823 | 0.44549 | 219.5756 | 0.0027256 | 215.2254 | 0 | 212.6495 | 0 | 212.6495 | 0 | 280.556 | 0.00043079 | 219.1841 | 0 | 219.5756 | 0.00026765 | 212.6495 | 0.00024268 | 212.4434 | 0 | 219.1841 | 0.25658 | 216.7823 | 0.028846 | 212.6495 | 0.00072302 | 280.556 | 0.00028583 | 212.6495 | 0.00015846 | 219.1841 | 0 | 280.556 | 0.00057345 | 280.556 | 0.0005125
|  | 280.7645 | 0.070936 | 280.7645 | 0.10811 | 216.9897 | 0.008944 | 219.7799 | -0.00088952 | 215.4334 | 0 | 212.8556 | 0 | 212.8556 | 0 | 280.7645 | 0 | 219.3871 | 0 | 219.7799 | -0.00028305 | 212.8556 | -0.00027554 | 212.6495 | 0 | 219.3871 | -0.10108 | 216.9897 | 0.028391 | 212.8556 | -0.00049755 | 280.7645 | 0 | 212.8556 | -3.9127e-05 | 219.3871 | 0 | 280.7645 | 0.00028673 | 280.7645 | 0.00039897
|  | 280.9731 | 0.088992 | 280.9731 | 0.12488 | 217.1972 | 0.45556 | 219.9843 | 0.0028595 | 215.6415 | 0 | 213.0618 | 0 | 213.0618 | 0 | 280.9731 | 0.00057297 | 219.5901 | 0 | 219.9843 | 0.00056546 | 213.0618 | 7.7293e-05 | 212.8556 | 0 | 219.5901 | 0.047882 | 217.1972 | 0.027784 | 213.0618 | 0.00080029 | 280.9731 | 0.00039054 | 213.0618 | 3.055e-05 | 219.5901 | 0 | 280.9731 | 0.00047877 | 280.9731 | 0.0005125
|  | 281.1816 | 0.061294 | 281.1816 | 0.058101 | 217.4047 | -0.034875 | 220.1886 | -0.00081939 | 215.8496 | 0 | 213.268 | 0 | 213.268 | 0 | 281.1816 | 0 | 219.7932 | 0 | 220.1886 | -0.00022017 | 213.268 | -8.4556e-05 | 213.0618 | 0 | 219.7932 | 0.14809 | 217.4047 | 0.027062 | 213.268 | -0.00013512 | 281.1816 | 0 | 213.268 | -1.1769e-05 | 219.7932 | 0 | 281.1816 | 0.00028673 | 281.1816 | 0.00039897
|  | 281.3902 | 0.24688 | 281.3902 | 0.26624 | 217.6122 | 0.41434 | 220.393 | 0.0012314 | 216.0577 | 0 | 213.4741 | 0 | 213.4741 | 0 | 281.3902 | 0.00073273 | 219.9963 | 0 | 220.393 | 0.00014128 | 213.4741 | 7.7706e-05 | 213.268 | 0 | 219.9963 | 0.1232 | 217.6122 | 0.026273 | 213.4741 | 0.00035767 | 281.3902 | 0.00039222 | 213.4741 | 4.116e-05 | 219.9963 | 0 | 281.3902 | 0.00057345 | 281.3902 | 0.0005125
|  | 281.5988 | 0.11487 | 281.5988 | 0.14981 | 217.8197 | -0.01251 | 220.5974 | -0.0019911 | 216.2658 | 0 | 213.6803 | 0 | 213.6803 | 0 | 281.5988 | 0 | 220.1994 | 0 | 220.5974 | -0.00023741 | 213.6803 | -0.00022741 | 213.4741 | 0 | 220.1994 | -0.1593 | 217.8197 | 0.025469 | 213.6803 | 0.00024321 | 281.5988 | 0 | 213.6803 | -0.0001069 | 220.1994 | 0 | 281.5988 | 0.00028673 | 281.5988 | 0.00034166
|  | 281.8075 | 0.096352 | 281.8075 | 0.16629 | 218.0273 | 0.37179 | 220.8019 | 0.0018877 | 216.4739 | 0 | 213.8865 | 0 | 213.8865 | 0 | 281.8075 | 0.00073273 | 220.4025 | 0 | 220.8019 | 0.0001987 | 213.8865 | -2.865e-05 | 213.6803 | 0 | 220.4025 | 0.031982 | 218.0273 | 0.024699 | 213.8865 | 0.00039909 | 281.8075 | 0.00048652 | 213.8865 | 1.1894e-05 | 220.4025 | 0 | 281.8075 | 0.00057345 | 281.8075 | 0.0005125
|  | 282.0161 | 0.14113 | 282.0161 | 0.18294 | 218.2348 | -0.029689 | 221.0063 | -0.00045454 | 216.6821 | 0 | 214.0928 | 0 | 214.0928 | 0 | 282.0161 | 0 | 220.6056 | 0 | 221.0063 | -0.00019241 | 214.0928 | -3.1692e-05 | 213.8865 | 0 | 220.6056 | -0.073931 | 218.2348 | 0.024013 | 214.0928 | -0.00068351 | 282.0161 | 0 | 214.0928 | -0.00013968 | 220.6056 | 0 | 282.0161 | 0.00028673 | 282.0161 | 0.00034166
|  | 282.2247 | -0.061438 | 282.2247 | -0.0082832 | 218.4423 | 0.36815 | 221.2108 | 0.0014355 | 216.8902 | 0 | 214.299 | 0 | 214.299 | 0 | 282.2247 | 0.00073273 | 220.8087 | 0 | 221.2108 | 0.0004838 | 214.299 | 0.00025118 | 214.0928 | 0 | 220.8087 | 0.085115 | 218.4423 | 0.023451 | 214.299 | 0.00055812 | 282.2247 | 0.00028751 | 214.299 | 9.408e-05 | 220.8087 | 0 | 282.2247 | 0.00047877 | 282.2247 | 0.0005125
|  | 282.4334 | -0.027554 | 282.4334 | 9.1353e-05 | 218.6499 | -0.029418 | 221.4152 | -0.00040264 | 217.0984 | 0 | 214.5053 | 0 | 214.5053 | 0 | 282.4334 | 0 | 221.0118 | 0 | 221.4152 | -0.00013614 | 214.5053 | -0.00028413 | 214.299 | 0 | 221.0118 | 0.080087 | 218.6499 | 0.023045 | 214.5053 | -0.00037568 | 282.4334 | 0 | 214.5053 | -8.6428e-05 | 221.0118 | 0 | 282.4334 | 0.00028673 | 282.4334 | 0.00034166
|  | 282.6421 | 0.37875 | 282.6421 | 0.44893 | 218.8575 | 0.41414 | 221.6197 | 0.0012584 | 217.3066 | 0 | 214.7115 | 0 | 214.7115 | 0 | 282.6421 | 0.00056833 | 221.215 | 0 | 221.6197 | 0.000288 | 214.7115 | 7.0732e-05 | 214.5053 | 0 | 221.215 | 0.34735 | 218.8575 | 0.022819 | 214.7115 | 0.00037834 | 282.6421 | 0.00048652 | 214.7115 | 0.00013966 | 221.215 | 0 | 282.6421 | 0.00057345 | 282.6421 | 0.0005125
|  | 282.8508 | -0.098391 | 282.8508 | -0.016512 | 219.0651 | -0.024917 | 221.8243 | -0.0013323 | 217.5148 | 0 | 214.9178 | 0 | 214.9178 | 0 | 282.8508 | 0 | 221.4181 | 0 | 221.8243 | -7.1621e-05 | 214.9178 | -0.0001021 | 214.7115 | 0 | 221.4182 | -0.087887 | 219.0651 | 0.022786 | 214.9178 | 3.6356e-05 | 282.8508 | 0 | 214.9178 | -3.3579e-05 | 221.4182 | 0 | 282.8508 | 0.00028673 | 282.8508 | 0.00034166
|  | 283.0596 | 0.03592 | 283.0596 | 0.0249 | 219.2727 | 0.41479 | 222.0288 | -0.00026052 | 217.723 | 0 | 215.1241 | 0 | 215.1241 | 0 | 283.0596 | 0.00073273 | 221.6213 | 0 | 222.0288 | 0.00035555 | 215.1241 | 6.3949e-05 | 214.9178 | 0 | 221.6213 | -0.11369 | 219.2727 | 0.022946 | 215.1241 | 0.00079134 | 283.0596 | 0.00039222 | 215.1241 | 0.00010028 | 221.6213 | 0 | 283.0596 | 0.00047743 | 283.0596 | 0.00045569
|  | 283.2683 | 0.070979 | 283.2683 | 0.10811 | 219.4803 | 0.042246 | 222.2333 | 8.7432e-05 | 217.9312 | 0 | 215.3304 | 0 | 215.3304 | 0 | 283.2683 | 0 | 221.8245 | 0 | 222.2333 | -0.00016327 | 215.3304 | -5.2513e-05 | 215.1241 | 0 | 221.8245 | -0.099094 | 219.4803 | 0.02329 | 215.3304 | -4.7625e-05 | 283.2683 | 0 | 215.3304 | -6.5087e-05 | 221.8245 | 0 | 283.2683 | 0.00028673 | 283.2683 | 0.00034166
|  | 283.4771 | -0.061724 | 283.4771 | -0.008105 | 219.6879 | 0.40899 | 222.4379 | 0.0013623 | 218.1395 | 0 | 215.5367 | 0 | 215.5367 | 0 | 283.4771 | 0.00073273 | 222.0277 | 0 | 222.4379 | 0.00014665 | 215.5367 | 0.00013557 | 215.3304 | 0 | 222.0277 | 0.31956 | 219.6879 | 0.023793 | 215.5367 | 0.00037325 | 283.4771 | 0.00038181 | 215.5367 | 7.1924e-05 | 222.0277 | 0 | 283.4771 | 0.00057345 | 283.4771 | 0.0005125
|  | 283.6858 | 0.12386 | 283.6858 | 0.075014 | 219.8956 | 0.00093548 | 222.6425 | -0.0011535 | 218.3477 | 0 | 215.7431 | 0 | 215.7431 | 0 | 283.6858 | 0 | 222.231 | 0 | 222.6425 | -0.00012323 | 215.7431 | -0.00012464 | 215.5367 | 0 | 222.231 | -0.25272 | 219.8956 | 0.024418 | 215.7431 | -0.00015932 | 283.6858 | 0 | 215.7431 | 7.7138e-05 | 222.231 | 0 | 283.6858 | 0.00028673 | 283.6858 | 0.00034166
|  | 283.8946 | -0.096494 | 283.8946 | -0.091279 | 220.1032 | 0.47062 | 222.847 | 0.0019009 | 218.556 | 0 | 215.9494 | 0 | 215.9494 | 0 | 283.8946 | 0.00043079 | 222.4342 | 0 | 222.847 | 0.00036291 | 215.9494 | 0.00010685 | 215.7431 | 0 | 222.4342 | 0.11948 | 220.1032 | 0.025114 | 215.9494 | 0.00082288 | 283.8946 | 0.00019901 | 215.9494 | 0.00013635 | 222.4342 | 0 | 283.8946 | 0.00047743 | 283.8946 | 0.0005125
|  | 284.1035 | 0.15775 | 284.1035 | 0.24121 | 220.3109 | -0.014958 | 223.0517 | -0.00072227 | 218.7643 | 0 | 216.1558 | 0 | 216.1558 | 0 | 284.1035 | 0 | 222.6375 | 0 | 223.0517 | -0.00012139 | 216.1558 | -7.3648e-06 | 215.9494 | 0 | 222.6375 | 0.16544 | 220.3109 | 0.025826 | 216.1558 | 0.00019685 | 284.1035 | 0 | 216.1558 | 8.3982e-05 | 222.6375 | 0 | 284.1035 | 0.00028673 | 284.1035 | 0.00039847
|  | 284.3123 | 0.11418 | 284.3123 | 0.16637 | 220.5186 | 0.40772 | 223.2563 | 0.0014452 | 218.9726 | 0 | 216.3622 | 0 | 216.3622 | 0 | 284.3123 | 0.00057297 | 222.8407 | 0 | 223.2563 | 0.00027573 | 216.3622 | 0.00016482 | 216.1558 | 0 | 222.8407 | 0.053261 | 220.5186 | 0.026492 | 216.3622 | 0.00091973 | 284.3123 | 0.00048652 | 216.3622 | 3.0531e-05 | 222.8407 | 0 | 284.3123 | 0.00047877 | 284.3123 | 0.0005125
|  | 284.5211 | 0.10575 | 284.5211 | 0.19958 | 220.7262 | -0.048638 | 223.4609 | -0.00067464 | 219.1809 | 0 | 216.5685 | 0 | 216.5685 | 0 | 284.5211 | 0 | 223.044 | 0 | 223.4609 | -0.00044697 | 216.5685 | -0.00023955 | 216.3622 | 0 | 223.044 | -0.018239 | 220.7262 | 0.027056 | 216.5685 | -0.00026325 | 284.5211 | 0 | 216.5685 | -5.6932e-05 | 223.044 | 0 | 284.5211 | 0.00028673 | 284.5211 | 0.00034166
|  | 284.73 | 0.15839 | 284.73 | 0.1496 | 220.9339 | 0.42146 | 223.6656 | 0.001549 | 219.3892 | 0 | 216.7749 | 0 | 216.7749 | 0 | 284.73 | 0.00043261 | 223.2473 | 0 | 223.6656 | 0.0003825 | 216.7749 | 0.00018176 | 216.5685 | 0 | 223.2473 | 0.25231 | 220.9339 | 0.027475 | 216.7749 | 0.00065281 | 284.73 | 0.00019153 | 216.7749 | -1.9151e-05 | 223.2473 | 0 | 284.73 | 0.00038275 | 284.73 | 0.00045519
|  | 284.9389 | 0.096859 | 284.9389 | 0.11641 | 221.1417 | 0.054494 | 223.8703 | -0.00018695 | 219.5976 | 0 | 216.9814 | 0 | 216.9814 | 0 | 284.9389 | 0 | 223.4506 | 0 | 223.8703 | -8.5458e-06 | 216.9814 | -6.5057e-05 | 216.7749 | 0 | 223.4506 | 0.13887 | 221.1417 | 0.027719 | 216.9814 | 0.00034248 | 284.9389 | 0 | 216.9814 | 6.9609e-05 | 223.4506 | 0 | 284.9389 | 0.00028673 | 284.9389 | 0.00034166
|  | 285.1478 | -0.033986 | 285.1478 | -0.058192 | 221.3494 | 0.44853 | 224.075 | 0.0017389 | 219.8059 | 0 | 217.1878 | 0 | 217.1878 | 0 | 285.1478 | 0.00043301 | 223.654 | 0 | 224.075 | 0.00017111 | 217.1878 | 0.00026017 | 216.9814 | 0 | 223.6539 | 0.12284 | 221.3494 | 0.02778 | 217.1878 | 0.00063326 | 285.1478 | 0.00019008 | 217.1878 | 5.5401e-05 | 223.6539 | 0 | 285.1478 | 0.00038275 | 285.1478 | 0.0005125
|  | 285.3567 | 0.078442 | 285.3567 | 0.049895 | 221.5571 | -0.0044367 | 224.2797 | 0.00042109 | 220.0143 | 0 | 217.3943 | 0 | 217.3943 | 0 | 285.3567 | 0 | 223.8573 | 0 | 224.2797 | -0.0001139 | 217.3943 | -0.00025492 | 217.1878 | 0 | 223.8573 | 0.0082768 | 221.5571 | 0.027669 | 217.3943 | -0.00045395 | 285.3567 | 0 | 217.3943 | -0.00018124 | 223.8573 | 0 | 285.3567 | 0.00028673 | 285.3567 | 0.0005125
|  | 285.5656 | -0.035561 | 285.5656 | -0.016694 | 221.7649 | 0.47451 | 224.4844 | 0.0017406 | 220.2227 | 0 | 217.6007 | 0 | 217.6007 | 0 | 285.5656 | 0.00040857 | 224.0606 | 0 | 224.4844 | 0.00026684 | 217.6007 | 0.00020741 | 217.3943 | 0 | 224.0606 | 0.080719 | 221.7649 | 0.027409 | 217.6007 | 0.00019166 | 285.5656 | 0.00028583 | 217.6007 | 4.0994e-06 | 224.0606 | 0 | 285.5656 | 0.00057345 | 285.5656 | 0.0005125
|  | 285.7746 | -0.009543 | 285.7746 | 0.074978 | 221.9726 | 0.02062 | 224.6892 | -0.00079899 | 220.4311 | 0 | 217.8072 | 0 | 217.8072 | 0 | 285.7746 | 0 | 224.264 | 0 | 224.6892 | 5.0666e-05 | 217.8072 | -0.00011789 | 217.6007 | 0 | 224.264 | -0.13176 | 221.9726 | 0.027038 | 217.8072 | -0.00012141 | 285.7746 | 0 | 217.8072 | 1.3943e-05 | 224.264 | 0 | 285.7746 | 0.00028673 | 285.7746 | 0.00045569
|  | 285.9835 | 0.31693 | 285.9835 | 0.34926 | 222.1804 | 0.45708 | 224.8939 | 0.0019782 | 220.6395 | 0 | 218.0137 | 0 | 218.0137 | 0 | 285.9835 | 0.00030012 | 224.4674 | 0 | 224.8939 | 0.00014148 | 218.0137 | 0.00010625 | 217.8072 | 0 | 224.4674 | 0.47097 | 222.1804 | 0.026595 | 218.0137 | 0.00061858 | 285.9835 | 0 | 218.0137 | 2.745e-05 | 224.4674 | 0 | 285.9835 | 0.00038275 | 285.9835 | 0.00045569
|  | 286.1925 | -0.045807 | 286.1925 | 0.025124 | 222.3882 | 0.032091 | 225.0987 | -0.0017169 | 220.8479 | 0 | 218.2202 | 0 | 218.2202 | 0 | 286.1925 | 0 | 224.6708 | 0 | 225.0987 | -0.00028334 | 218.2202 | -5.2639e-05 | 218.0137 | 0 | 224.6708 | 0.022908 | 222.3882 | 0.026116 | 218.2202 | -0.00068984 | 286.1925 | 0 | 218.2202 | 1.8276e-05 | 224.6708 | 0 | 286.1925 | 0.00028673 | 286.1925 | 0.00045519
|  | 286.4015 | -0.00074878 | 286.4015 | 0.049991 | 222.596 | 0.47381 | 225.3035 | 0.0020156 | 221.0564 | 0 | 218.4267 | 0 | 218.4267 | 0 | 286.4015 | 0.00027326 | 224.8742 | 0 | 225.3035 | 0.00025866 | 218.4267 | 9.2468e-05 | 218.2202 | 0 | 224.8742 | 0.25411 | 222.596 | 0.025634 | 218.4267 | 0.00035597 | 286.4015 | 9.4302e-05 | 218.4267 | 0.00010388 | 224.8742 | 0 | 286.4015 | 0.00038275 | 286.4015 | 0.00045519
|  | 286.6105 | -0.11511 | 286.6105 | -0.074731 | 222.8038 | -0.0083622 | 225.5083 | -0.0025084 | 221.2648 | 0 | 218.6332 | 0 | 218.6332 | 0 | 286.6105 | 0 | 225.0776 | 0 | 225.5083 | -0.00022195 | 218.6332 | -0.00036809 | 218.4267 | 0 | 225.0776 | 0.12065 | 222.8038 | 0.025172 | 218.6332 | -0.00054913 | 286.6105 | 0 | 218.6332 | -0.00014218 | 225.0776 | 0 | 286.6105 | 0.00028673 | 286.6105 | 0.00039838
|  | 286.8196 | 0.060651 | 286.8196 | 0.10803 | 223.0117 | 0.5333 | 225.7131 | 0.0015736 | 221.4733 | 0 | 218.8398 | 0 | 218.8398 | 0 | 286.8196 | 0.00013572 | 225.281 | 0 | 225.7131 | 6.9526e-05 | 218.8398 | 9.828e-05 | 218.6332 | 0 | 225.2811 | 0.033502 | 223.0117 | 0.024747 | 218.8398 | 0.00074376 | 286.8196 | 0.00028751 | 218.8398 | 3.0186e-05 | 225.2811 | 0 | 286.8196 | 0.00028673 | 286.8196 | 0.0005125
|  | 287.0286 | 0.28165 | 287.0286 | 0.34102 | 223.2195 | 0.013726 | 225.918 | -0.00071726 | 221.6817 | 0 | 219.0463 | 0 | 219.0463 | 0 | 287.0286 | 0 | 225.4845 | 0 | 225.918 | -0.00031606 | 219.0463 | -0.0001129 | 218.8398 | 0 | 225.4845 | -0.021251 | 223.2195 | 0.024372 | 219.0463 | -0.00018113 | 287.0286 | 0 | 219.0463 | -3.0315e-05 | 225.4845 | 0 | 287.0286 | 0.00028673 | 287.0286 | 0.00039838
|  | 287.2377 | -0.060891 | 287.2377 | -0.0083014 | 223.4274 | 0.52002 | 226.1228 | 0.0019866 | 221.8902 | 0 | 219.2529 | 0 | 219.2529 | 0 | 287.2377 | 0 | 225.688 | 0 | 226.1228 | 0.000337 | 219.2529 | 0.00022416 | 219.0463 | 0 | 225.688 | 0.28715 | 223.4274 | 0.024057 | 219.2529 | 0.00083165 | 287.2377 | 0.00019153 | 219.2529 | 7.6423e-05 | 225.688 | 0 | 287.2377 | 0.00028673 | 287.2377 | 0.0005125
|  | 287.4468 | -0.0089949 | 287.4468 | 1.8328e-05 | 223.6352 | 0.073805 | 226.3277 | -0.00037632 | 222.0987 | 0 | 219.4595 | 0 | 219.4595 | 0 | 287.4468 | 0 | 225.8914 | 0 | 226.3277 | -0.00032068 | 219.4595 | -0.00026045 | 219.2529 | 0 | 225.8914 | -0.053627 | 223.6352 | 0.023813 | 219.4595 | -0.0004575 | 287.4468 | 0 | 219.4595 | -2.9544e-05 | 225.8914 | 0 | 287.4468 | 0.00028673 | 287.4468 | 0.00045578
|  | 287.6559 | 0.19395 | 287.6559 | 0.21622 | 223.8431 | 0.46276 | 226.5326 | 0.002361 | 222.3073 | 0 | 219.6661 | 0 | 219.6661 | 0 | 287.6559 | 0 | 226.0949 | 0 | 226.5326 | 5.2813e-05 | 219.6661 | 0.00021327 | 219.4595 | 0 | 226.0949 | 0.40477 | 223.8431 | 0.023655 | 219.6661 | 0.00052308 | 287.6559 | 9.578e-05 | 219.6661 | 0.00013036 | 226.0949 | 0 | 287.6559 | 0.00028673 | 287.6559 | 0.0005125
|  | 287.865 | -0.026862 | 287.865 | 0.041745 | 224.051 | 0.0037661 | 226.7375 | -0.00058009 | 222.5158 | 0 | 219.8727 | 0 | 219.8727 | 0 | 287.865 | 0 | 226.2985 | 0 | 226.7375 | -0.00013345 | 219.8727 | -0.00014327 | 219.6661 | 0 | 226.2984 | 0.013701 | 224.051 | 0.023597 | 219.8727 | -0.00014152 | 287.865 | 0 | 219.8727 | 4.5218e-05 | 226.2984 | 0 | 287.865 | 0.00028673 | 287.865 | 0.00045569
|  | 288.0741 | 0.34329 | 288.0741 | 0.41567 | 224.2589 | 0.49817 | 226.9424 | 0.0014174 | 222.7243 | 0 | 220.0793 | 0 | 220.0793 | 0 | 288.0741 | 0 | 226.502 | 0 | 226.9424 | 0.00043354 | 220.0793 | 7.7943e-05 | 219.8727 | 0 | 226.502 | 0.18385 | 224.2589 | 0.023655 | 220.0793 | 0.00090498 | 288.0741 | 0 | 220.0793 | 0.00013687 | 226.502 | 0 | 288.0741 | 0.00047877 | 288.0741 | 0.0005125
|  | 288.2833 | 0.0085538 | 288.2833 | 0.041567 | 224.4668 | 0.046402 | 227.1474 | 0.00028408 | 222.9329 | 0 | 220.286 | 0 | 220.286 | 0 | 288.2833 | 0 | 226.7055 | 0 | 227.1474 | -0.00012454 | 220.286 | -8.5015e-05 | 220.0793 | 0 | 226.7055 | -0.12307 | 224.4668 | 0.02384 | 220.286 | -0.00042182 | 288.2833 | 0 | 220.286 | -6.7641e-05 | 226.7055 | 0 | 288.2833 | 0.00038275 | 288.2833 | 0.0005125
|  | 288.4925 | -0.071079 | 288.4925 | -0.0083608 | 224.6747 | 0.4748 | 227.3524 | 0.0018618 | 223.1415 | 0 | 220.4926 | 0 | 220.4926 | 0 | 288.4925 | 0 | 226.9091 | 0 | 227.3524 | 0.00037932 | 220.4926 | 0.00010543 | 220.286 | 0 | 226.9091 | 0.14113 | 224.6747 | 0.024151 | 220.4926 | 0.00015601 | 288.4925 | 0 | 220.4926 | 3.148e-05 | 226.9091 | 0 | 288.4925 | 0.00028673 | 288.4925 | 0.00045578
|  | 288.7017 | 0.14131 | 288.7017 | 0.14145 | 224.8827 | 0.079626 | 227.5573 | -0.00014602 | 223.3501 | 0 | 220.6993 | 0 | 220.6993 | 0 | 288.7017 | 0 | 227.1126 | 0 | 227.5573 | -0.00050569 | 220.6993 | -4.3004e-05 | 220.4926 | 0 | 227.1126 | 0.10654 | 224.8827 | 0.024581 | 220.6993 | -0.0001069 | 288.7017 | 9.5748e-05 | 220.6993 | -1.7497e-05 | 227.1126 | 0 | 288.7017 | 0.00028673 | 288.7017 | 0.00045578
|  | 288.9109 | 0.16644 | 288.9109 | 0.17481 | 225.0906 | 0.46829 | 227.7623 | 0.0022396 | 223.5587 | 0 | 220.906 | 0 | 220.906 | 0 | 288.9109 | 0.00013531 | 227.3162 | 0 | 227.7623 | 0.00029565 | 220.906 | 0.0001882 | 220.6993 | 0 | 227.3162 | 0.064241 | 225.0906 | 0.025107 | 220.906 | 0.00051004 | 288.9109 | 9.5748e-05 | 220.906 | 5.1682e-05 | 227.3162 | 0 | 288.9109 | 0.00038275 | 288.9109 | 0.0005125
|  | 289.1201 | 0.10626 | 289.1201 | 0.10811 | 225.2986 | 0.02643 | 227.9673 | 0.00010104 | 223.7673 | 0 | 221.1127 | 0 | 221.1127 | 0 | 289.1201 | 0.00013531 | 227.5198 | 0 | 227.9673 | -3.4995e-05 | 221.1127 | -0.00011284 | 220.906 | 0 | 227.5198 | -0.14968 | 225.2986 | 0.025698 | 221.1127 | -0.00080227 | 289.1201 | 9.5748e-05 | 221.1127 | 7.3034e-05 | 227.5198 | 0 | 289.1201 | 0.00038275 | 289.1201 | 0.0005125
|  | 289.3293 | 0.034773 | 289.3293 | 0.074886 | 225.5066 | 0.48492 | 228.1724 | 0.0017201 | 223.9759 | 0 | 221.3194 | 0 | 221.3194 | 0 | 289.3293 | 0 | 227.7234 | 0 | 228.1724 | 0.00035024 | 221.3194 | -3.268e-05 | 221.1127 | 0 | 227.7234 | 0.14553 | 225.5066 | 0.026317 | 221.3194 | 0.0009398 | 289.3293 | 9.5748e-05 | 221.3194 | 0.00014252 | 227.7234 | 0 | 289.3293 | 0.00028673 | 289.3293 | 0.0005125
|  | 289.5386 | 0.10496 | 289.5386 | 0.14963 | 225.7146 | 0.021327 | 228.3774 | -0.00083308 | 224.1846 | 0 | 221.5261 | 0 | 221.5261 | 0 | 289.5386 | 0.00013572 | 227.927 | 0 | 228.3774 | 1.7457e-05 | 221.5261 | -0.00019451 | 221.3194 | 0 | 227.927 | -0.14553 | 225.7146 | 0.026926 | 221.5261 | -0.00026323 | 289.5386 | 0.00020046 | 221.5261 | 3.8943e-06 | 227.927 | 0 | 289.5386 | 0.00038275 | 289.5386 | 0.0005125
|  | 289.7479 | 0.22132 | 289.7479 | 0.22454 | 225.9226 | 0.51002 | 228.5825 | 0.0012802 | 224.3932 | 0 | 221.7329 | 0 | 221.7329 | 0 | 289.7479 | 0 | 228.1307 | 0 | 228.5825 | 0.0003267 | 221.7329 | 1.1518e-06 | 221.5261 | 0 | 228.1307 | 0.15262 | 225.9226 | 0.027497 | 221.7329 | 0.00064862 | 289.7479 | 0 | 221.7329 | 5.2939e-05 | 228.1307 | 0 | 289.7479 | 0.00038275 | 289.7479 | 0.0005125
|  | 289.9572 | -0.10571 | 289.9572 | -0.1163 | 226.1306 | 0.073878 | 228.7876 | -0.00085479 | 224.6019 | 0 | 221.9396 | 0 | 221.9396 | 0 | 289.9572 | 0 | 228.3343 | 0 | 228.7876 | -0.00030248 | 221.9396 | -5.4282e-05 | 221.7329 | 0 | 228.3343 | 0.025209 | 226.1306 | 0.028007 | 221.9396 | -8.4021e-05 | 289.9572 | 0.00019153 | 221.9396 | -1.4007e-05 | 228.3343 | 0 | 289.9572 | 0.00047877 | 289.9572 | 0.0005125
|  | 290.1665 | 0.19331 | 290.1665 | 0.23295 | 226.3386 | 0.49975 | 228.9926 | 0.0022442 | 224.8106 | 0 | 222.1464 | 0 | 222.1464 | 0 | 290.1665 | 0 | 228.538 | 0 | 228.9926 | 0.0004047 | 222.1464 | 4.0033e-05 | 221.9396 | 0 | 228.538 | 0.25733 | 226.3386 | 0.028451 | 222.1464 | 9.9209e-05 | 290.1665 | 9.5748e-05 | 222.1464 | 8.6606e-05 | 228.538 | 0 | 290.1665 | 0.00047877 | 290.1665 | 0.0005125
|  | 290.3758 | 0.10585 | 290.3758 | 0.11641 | 226.5466 | 0.041359 | 229.1978 | 0.0007029 | 225.0193 | 0 | 222.3531 | 0 | 222.3531 | 0 | 290.3758 | 0 | 228.7416 | 0 | 229.1978 | -0.000331 | 222.3531 | 1.632e-05 | 222.1464 | 0 | 228.7417 | -0.15176 | 226.5466 | 0.02883 | 222.3531 | -0.0005486 | 290.3758 | 9.5748e-05 | 222.3531 | 6.5762e-05 | 228.7417 | 0 | 290.3758 | 0.00057345 | 290.3758 | 0.0005698
|  | 290.5851 | -0.017507 | 290.5851 | -0.00012335 | 226.7547 | 0.48663 | 229.4029 | 0.0018921 | 225.228 | 0 | 222.5599 | 0 | 222.5599 | 0 | 290.5851 | 0 | 228.9453 | 0 | 229.4029 | 0.00022809 | 222.5599 | 0.00031327 | 222.3531 | 0 | 228.9453 | 0.12919 | 226.7547 | 0.029158 | 222.5599 | 0.00065558 | 290.5851 | 0 | 222.5599 | 0.00011947 | 228.9453 | 0 | 290.5851 | 0.00047877 | 290.5851 | 0.0005125
|  | 290.7945 | -0.1847 | 290.7945 | -0.15794 | 226.9628 | 0.04681 | 229.608 | -0.00034455 | 225.4368 | 0 | 222.7667 | 0 | 222.7667 | 0 | 290.7945 | 0.00030193 | 229.149 | 0 | 229.608 | -0.00022715 | 222.7667 | -0.00015557 | 222.5599 | 0 | 229.149 | -0.077094 | 226.9628 | 0.029448 | 222.7667 | -0.00022967 | 290.7945 | 9.5748e-05 | 222.7667 | -2.5383e-05 | 229.149 | 0 | 290.7945 | 0.00047877 | 290.7945 | 0.0005125
|  | 291.0039 | 0.13187 | 291.0039 | 0.17464 | 227.1708 | 0.45167 | 229.8132 | 0.0018696 | 225.6455 | 0 | 222.9736 | 0 | 222.9736 | 0 | 291.0039 | 0 | 229.3528 | 0 | 229.8132 | 9.5983e-05 | 222.9736 | 0.00012943 | 222.7667 | 0 | 229.3528 | 0.21423 | 227.1708 | 0.029715 | 222.9736 | 0.0011521 | 291.0039 | 0 | 222.9736 | -3.8923e-06 | 229.3528 | 0 | 291.0039 | 0.00047877 | 291.0039 | 0.0005125
|  | 291.2133 | 0.070936 | 291.2133 | 0.074832 | 227.3789 | 0.075838 | 230.0184 | -0.0016465 | 225.8543 | 0 | 223.1804 | 0 | 223.1804 | 0 | 291.2133 | 0.00059741 | 229.5565 | 0 | 230.0184 | -0.0002707 | 223.1804 | -0.00014571 | 222.9736 | 0 | 229.5565 | -0.015547 | 227.3789 | 0.029971 | 223.1804 | -0.00033022 | 291.2133 | 0.00048652 | 223.1804 | -9.1649e-06 | 229.5565 | 0 | 291.2133 | 0.00057345 | 291.2133 | 0.00062661
|  | 291.4227 | -0.017464 | 291.4227 | 0.025023 | 227.587 | 0.4872 | 230.2236 | 0.0023389 | 226.063 | 0 | 223.3872 | 0 | 223.3872 | 0 | 291.4227 | 0 | 229.7603 | 0 | 230.2236 | 0.00031814 | 223.3872 | 0.00014483 | 223.1804 | 0 | 229.7603 | 0.027328 | 227.587 | 0.030225 | 223.3872 | 0.00082995 | 291.4227 | 0 | 223.3872 | 4.9458e-06 | 229.7603 | 0 | 291.4227 | 0.00028673 | 291.4227 | 0.0005125
|  | 291.6321 | 0.088343 | 291.6321 | 0.091467 | 227.7951 | 0.093867 | 230.4288 | 0.00077883 | 226.2718 | 0 | 223.5941 | 0 | 223.5941 | 0 | 291.6321 | 0.00027326 | 229.964 | 0 | 230.4288 | -0.00028095 | 223.5941 | -0.00015733 | 223.3872 | 0 | 229.964 | -0.07026 | 227.7951 | 0.030481 | 223.5941 | -0.00023419 | 291.6321 | 0.00019173 | 223.5941 | -0.00019243 | 229.964 | 0 | 291.6321 | 0.00057345 | 291.6321 | 0.00068333
|  | 291.8416 | 0.088201 | 291.8416 | 0.10818 | 228.0033 | 0.50283 | 230.634 | 0.002121 | 226.4806 | 0 | 223.801 | 0 | 223.801 | 0 | 291.8416 | 0 | 230.1678 | 0 | 230.634 | 0.000127 | 223.801 | 4.7306e-05 | 223.5941 | 0 | 230.1678 | 0.008051 | 228.0033 | 0.030745 | 223.801 | 0.00083416 | 291.8416 | 0 | 223.801 | 8.222e-06 | 230.1678 | 0 | 291.8416 | 0.00057345 | 291.8416 | 0.0005125
|  | 292.051 | -0.00074551 | 292.051 | 0.016694 | 228.2114 | 0.037636 | 230.8393 | -0.0014905 | 226.6894 | 0 | 224.0079 | 0 | 224.0079 | 0 | 292.051 | 0.00057297 | 230.3716 | 0 | 230.8393 | -0.00037603 | 224.0079 | -3.7365e-05 | 223.801 | 0 | 230.3716 | -0.025231 | 228.2114 | 0.03102 | 224.0079 | -3.2718e-05 | 292.051 | 0.00048652 | 224.0079 | -1.4584e-05 | 230.3716 | 0 | 292.051 | 0.00057345 | 292.051 | 0.00068333
|  | 292.2605 | 0.070837 | 292.2605 | 0.049932 | 228.4196 | 0.44955 | 231.0445 | 0.0010428 | 226.8982 | 0 | 224.2148 | 0 | 224.2148 | 0 | 292.2605 | 0 | 230.5754 | 0 | 231.0445 | 0.00012602 | 224.2148 | 0.00010123 | 224.0079 | 0 | 230.5754 | 0.15559 | 228.4196 | 0.03131 | 224.2148 | 0.00047374 | 292.2605 | 0 | 224.2148 | 2.7589e-05 | 230.5754 | 0 | 292.2605 | 0.00047877 | 292.2605 | 0.00056931
|  | 292.47 | 0 | 292.47 | -0.00016447 | 228.6277 | 0.11258 | 231.2498 | -0.0016768 | 227.1071 | 0 | 224.4217 | 0 | 224.4217 | 0 | 292.47 | 0.00073273 | 230.7792 | 0 | 231.2498 | -0.00023985 | 224.4217 | -0.00015912 | 224.2148 | 0 | 230.7792 | -0.16113 | 228.6277 | 0.031621 | 224.4217 | -0.00067354 | 292.47 | 0.00038181 | 224.4217 | -4.392e-05 | 230.7792 | 0 | 292.47 | 0.00057345 | 292.47 | 0.00068333
|  | 292.6795 | 0.096856 | 292.6795 | 0.083183 | 228.8359 | 0.49538 | 231.4551 | 0.0015496 | 227.316 | 0 | 224.6286 | 0 | 224.6286 | 0 | 292.6795 | 0 | 230.983 | 0 | 231.4551 | -0.00014931 | 224.6286 | 4.4246e-05 | 224.4217 | 0 | 230.983 | 0.28242 | 228.8359 | 0.031955 | 224.6286 | 0.00053879 | 292.6795 | 0 | 224.6286 | -9.9362e-05 | 230.983 | 0 | 292.6795 | 0.00057345 | 292.6795 | 0.0005125
|  | 292.889 | 0.080237 | 292.889 | 0.09154 | 229.0441 | 0.10305 | 231.6604 | -0.001599 | 227.5248 | 0 | 224.8356 | 0 | 224.8356 | 0 | 292.889 | 0.00073273 | 231.1869 | 0 | 231.6604 | -0.00029314 | 224.8356 | -0.00012655 | 224.6286 | 0 | 231.1869 | -0.09328 | 229.0441 | 0.032315 | 224.8356 | -9.5208e-05 | 292.889 | 0.00048652 | 224.8356 | -1.6947e-05 | 231.1869 | 0 | 292.889 | 0.00057345 | 292.889 | 0.00068333
|  | 293.0986 | 0.096954 | 293.0986 | 0.11648 | 229.2523 | 0.54008 | 231.8657 | 0.0014727 | 227.7337 | 0 | 225.0425 | 0 | 225.0425 | 0 | 293.0986 | 0 | 231.3907 | 0 | 231.8657 | 0.00034184 | 225.0425 | 9.4499e-05 | 224.8356 | 0 | 231.3907 | -0.078172 | 229.2523 | 0.032698 | 225.0425 | 0.00084528 | 293.0986 | 0 | 225.0425 | 1.5114e-06 | 231.3907 | 0 | 293.0986 | 0.00057345 | 293.0986 | 0.0005125
|  | 293.3082 | 0.078943 | 293.3082 | 0.091599 | 229.4605 | 0.13538 | 232.0711 | -0.0019491 | 227.9426 | 0 | 225.2495 | 0 | 225.2495 | 0 | 293.3082 | 0.00059741 | 231.5946 | 0 | 232.0711 | -0.00029951 | 225.2495 | -8.4315e-05 | 225.0425 | 0 | 231.5946 | -0.0717 | 229.4605 | 0.033101 | 225.2495 | -0.0002536 | 293.3082 | 0.00048652 | 225.2495 | -2.6614e-05 | 231.5946 | 0 | 293.3082 | 0.00057345 | 293.3082 | 0.00062661
|  | 293.5177 | -0.026808 | 293.5177 | -0.0083288 | 229.6687 | 0.51858 | 232.2764 | 0.00084808 | 228.1515 | 0 | 225.4565 | 0 | 225.4565 | 0 | 293.5177 | 0 | 231.7985 | 0 | 232.2764 | 0.00018067 | 225.4565 | 0.00012693 | 225.2495 | 0 | 231.7985 | 0.099239 | 229.6687 | 0.033517 | 225.4565 | 0.00063329 | 293.5177 | 0 | 225.4565 | 0.00011028 | 231.7985 | 0 | 293.5177 | 0.00057345 | 293.5177 | 0.0005125
|  | 293.7273 | -0.026808 | 293.7273 | -0.016571 | 229.877 | 0.11002 | 232.4818 | 0.0011912 | 228.3604 | 0 | 225.6635 | 0 | 225.6635 | 0 | 293.7273 | 0.00073273 | 232.0024 | 0 | 232.4818 | -0.00026785 | 225.6635 | -6.9789e-05 | 225.4565 | 0 | 232.0024 | -0.030925 | 229.877 | 0.033936 | 225.6635 | -0.00027227 | 293.7273 | 0.00038181 | 225.6635 | -0.00012041 | 232.0024 | 0 | 293.7273 | 0.00057345 | 293.7273 | 0.00068333
|  | 293.937 | 0.096999 | 293.937 | 0.11641 | 230.0852 | 0.49245 | 232.6872 | 0.0020515 | 228.5694 | 0 | 225.8705 | 0 | 225.8705 | 0 | 293.937 | 0 | 232.2063 | 0 | 232.6872 | 0.00017232 | 225.8705 | 9.7898e-05 | 225.6635 | 0 | 232.2063 | 0.13108 | 230.0852 | 0.034347 | 225.8705 | 7.2078e-05 | 293.937 | 0 | 225.8705 | -5.7019e-05 | 232.2063 | 0 | 293.937 | 0.00038275 | 293.937 | 0.0005125
|  | 294.1466 | -0.018111 | 294.1466 | 0.0082558 | 230.2935 | 0.14244 | 232.8926 | -0.0010415 | 228.7783 | 0 | 226.0776 | 0 | 226.0776 | 0 | 294.1466 | 0.00056833 | 232.4103 | 0 | 232.8926 | -2.2795e-05 | 226.0776 | -0.00013629 | 225.8705 | 0 | 232.4103 | 0.029703 | 230.2935 | 0.034739 | 226.0776 | -0.00026408 | 294.1466 | 0.00048652 | 226.0776 | 4.3967e-05 | 232.4103 | 0 | 294.1466 | 0.00057345 | 294.1466 | 0.00068333
|  | 294.3562 | 0.18456 | 294.3562 | 0.22449 | 230.5018 | 0.55465 | 233.0981 | 0.002235 | 228.9873 | 0 | 226.2846 | 0 | 226.2846 | 0 | 294.3562 | 0 | 232.6142 | 0 | 233.0981 | 0.00025245 | 226.2846 | 0.00025191 | 226.0776 | 0 | 232.6142 | 0.16495 | 230.5018 | 0.035097 | 226.2846 | 0.00058249 | 294.3562 | 0 | 226.2846 | 6.0204e-05 | 232.6142 | 0 | 294.3562 | 0.00028673 | 294.3562 | 0.0005125
|  | 294.5659 | 0.14992 | 294.5659 | 0.16632 | 230.7101 | 0.13374 | 233.3035 | -0.0010567 | 229.1963 | 0 | 226.4916 | 0 | 226.4916 | 0 | 294.5659 | 0.00073273 | 232.8182 | 0 | 233.3035 | -0.00041521 | 226.4916 | -0.0002936 | 226.2846 | 0 | 232.8182 | 0.24569 | 230.7101 | 0.035408 | 226.4916 | -0.00048952 | 294.5659 | 0.00048652 | 226.4916 | -7.3108e-05 | 232.8182 | 0 | 294.5659 | 0.00057345 | 294.5659 | 0.00056931
|  | 294.7756 | -0.096453 | 294.7756 | -0.091416 | 230.9184 | 0.59157 | 233.509 | 0.0012858 | 229.4053 | 0 | 226.6987 | 0 | 226.6987 | 0 | 294.7756 | 0 | 233.0222 | 0 | 233.509 | 0.00044361 | 226.6987 | 1.7141e-05 | 226.4916 | 0 | 233.0222 | 0.18053 | 230.9184 | 0.035657 | 226.6987 | 0.00071293 | 294.7756 | 0 | 226.6987 | 2.7763e-05 | 233.0222 | 0 | 294.7756 | 0.00028673 | 294.7756 | 0.0005125
|  | 294.9853 | 0.062228 | 294.9853 | 0.083147 | 231.1267 | 0.092478 | 233.7144 | -0.00064387 | 229.6143 | 0 | 226.9058 | 0 | 226.9058 | 0 | 294.9853 | 0.00073273 | 233.2261 | 0 | 233.7144 | -0.0002423 | 226.9058 | -3.7197e-05 | 226.6987 | 0 | 233.2261 | -0.074337 | 231.1267 | 0.035831 | 226.9058 | -0.0004127 | 294.9853 | 0.00048652 | 226.9058 | -8.3484e-05 | 233.2261 | 0 | 294.9853 | 0.00057345 | 294.9853 | 0.00068333
|  | 295.195 | -0.062468 | 295.195 | -0.0082284 | 231.335 | 0.52365 | 233.9199 | 0.001066 | 229.8233 | 0 | 227.1129 | 0 | 227.1129 | 0 | 295.195 | 0 | 233.4301 | 0 | 233.9199 | 0.00037332 | 227.1129 | 7.4954e-06 | 226.9058 | 0 | 233.4301 | 0.23561 | 231.335 | 0.03592 | 227.1129 | 0.00086693 | 295.195 | 0 | 227.1129 | 1.6489e-05 | 233.4301 | 0 | 295.195 | 0.00028673 | 295.195 | 0.0005125
|  | 295.4047 | 0.096956 | 295.4047 | 0.099855 | 231.5433 | 0.13828 | 234.1255 | -0.00064535 | 230.0324 | 0 | 227.32 | 0 | 227.32 | 0 | 295.4047 | 0.00040857 | 233.6342 | 0 | 234.1255 | -0.00034936 | 227.32 | -0.00014958 | 227.1129 | 0 | 233.6342 | 0.11851 | 231.5433 | 0.03592 | 227.32 | -0.00019161 | 295.4047 | 0.00048652 | 227.32 | -9.8556e-05 | 233.6342 | 0 | 295.4047 | 0.00057345 | 295.4047 | 0.00062661
|  | 295.6145 | 0.078945 | 295.6145 | 0.074873 | 231.7517 | 0.47637 | 234.331 | 0.002362 | 230.2414 | 0 | 227.5271 | 0 | 227.5271 | 0 | 295.6145 | 0 | 233.8382 | 0 | 234.331 | 0.00026805 | 227.5271 | 0.00012576 | 227.32 | 0 | 233.8382 | 0.24387 | 231.7517 | 0.035827 | 227.5271 | 0.00017548 | 295.6145 | 0 | 227.5271 | 4.3743e-05 | 233.8382 | 0 | 295.6145 | 0.00028673 | 295.6145 | 0.0005125
|  | 295.8243 | -0.097944 | 295.8243 | -0.041585 | 231.9601 | 0.080706 | 234.5365 | -0.00059165 | 230.4504 | 0 | 227.7343 | 0 | 227.7343 | 0 | 295.8243 | 0.00073273 | 234.0422 | 0 | 234.5365 | -0.000154 | 227.7343 | -0.00011664 | 227.5271 | 0 | 234.0422 | -0.14964 | 231.9601 | 0.035647 | 227.7343 | -0.00043345 | 295.8243 | 0.00048652 | 227.7343 | -3.268e-05 | 234.0422 | 0 | 295.8243 | 0.00057345 | 295.8243 | 0.00068333
|  | 296.034 | 0.25479 | 296.034 | 0.31614 | 232.1684 | 0.50142 | 234.7421 | 0.0013596 | 230.6595 | 0 | 227.9414 | 0 | 227.9414 | 0 | 296.034 | 0 | 234.2463 | 0 | 234.7421 | -2.9347e-05 | 227.9414 | -9.427e-05 | 227.7343 | 0 | 234.2463 | 0.25597 | 232.1684 | 0.035386 | 227.9414 | 0.00018402 | 296.034 | 0 | 227.9414 | 1.1238e-05 | 234.2463 | 0 | 296.034 | 0.00028673 | 296.034 | 0.0005125
|  | 296.2438 | 0.078988 | 296.2438 | 0.1248 | 232.3768 | 0.086979 | 234.9477 | -0.00027251 | 230.8686 | 0 | 228.1486 | 0 | 228.1486 | 0 | 296.2438 | 0.00073273 | 234.4504 | 0 | 234.9477 | -1.9054e-05 | 228.1486 | -0.00011742 | 227.9414 | 0 | 234.4504 | 0.018723 | 232.3768 | 0.035058 | 228.1486 | 0.00025359 | 296.2438 | 0.00048652 | 228.1486 | -2.2527e-06 | 234.4504 | 0 | 296.2438 | 0.00057345 | 296.2438 | 0.00068333
|  | 296.4537 | -0.13169 | 296.4537 | -0.099699 | 232.5852 | 0.50852 | 235.1533 | 0.0024699 | 231.0777 | 0 | 228.3558 | 0 | 228.3558 | 0 | 296.4537 | 0 | 234.6544 | 0 | 235.1533 | 0.00028563 | 228.3558 | 5.0514e-05 | 228.1486 | 0 | 234.6544 | 0.13102 | 232.5852 | 0.034677 | 228.3558 | 0.00083072 | 296.4537 | 0 | 228.3558 | -0.00011374 | 234.6544 | 0 | 296.4537 | 0.00028673 | 296.4537 | 0.0005125
|  | 296.6635 | 0.018799 | 296.6635 | -0.0083791 | 232.7936 | 0.096744 | 235.3589 | -0.0012171 | 231.2868 | 0 | 228.563 | 0 | 228.563 | 0 | 296.6635 | 0.00073273 | 234.8586 | 0 | 235.3589 | -0.00038952 | 228.563 | -0.00020457 | 228.3558 | 0 | 234.8586 | -0.15367 | 232.7936 | 0.034261 | 228.563 | -0.00037381 | 296.6635 | 0.00048652 | 228.563 | -0.00012097 | 234.8586 | 0 | 296.6635 | 0.00057345 | 296.6635 | 0.00068333
|  | 296.8733 | -0.11436 | 296.8733 | -0.083051 | 233.002 | 0.49558 | 235.5645 | 0.00073802 | 231.496 | 0 | 228.7702 | 0 | 228.7702 | 0 | 296.8733 | 0 | 235.0627 | 0 | 235.5645 | 0.00035757 | 228.7702 | 0.00028944 | 228.563 | 0 | 235.0627 | 0.091366 | 233.002 | 0.033831 | 228.7702 | 0.00046398 | 296.8733 | 0 | 228.7702 | 0.00016965 | 235.0627 | 0 | 296.8733 | 0.00028673 | 296.8733 | 0.0005125
|  | 297.0832 | 0.079549 | 297.0832 | 0.083234 | 233.2105 | 0.098098 | 235.7701 | -0.0010039 | 231.7051 | 0 | 228.9774 | 0 | 228.9774 | 0 | 297.0832 | 0.00073273 | 235.2668 | 0 | 235.7701 | -4.5805e-05 | 228.9774 | -6.9166e-05 | 228.7702 | 0 | 235.2668 | 0.11543 | 233.2105 | 0.033408 | 228.9774 | -0.00025281 | 297.0832 | 0.00048652 | 228.9774 | -2.2682e-05 | 235.2668 | 0 | 297.0832 | 0.00057345 | 297.0832 | 0.00068333
|  | 297.2931 | 0.079492 | 297.2931 | 0.11644 | 233.4189 | 0.55681 | 235.9758 | 0.00048731 | 231.9143 | 0 | 229.1846 | 0 | 229.1846 | 0 | 297.2931 | 0 | 235.4709 | 0 | 235.9758 | 0.00017903 | 229.1846 | 9.294e-05 | 228.9774 | 0 | 235.4709 | 0.32728 | 233.4189 | 0.033016 | 229.1846 | 0.00054127 | 297.2931 | 0 | 229.1846 | 2.4536e-05 | 235.4709 | 0 | 297.2931 | 0.00047743 | 297.2931 | 0.0005125
|  | 297.503 | -0.088203 | 297.503 | -0.066576 | 233.6274 | 0.10672 | 236.1815 | -6.6069e-05 | 232.1235 | 0 | 229.3919 | 0 | 229.3919 | 0 | 297.503 | 0.00040857 | 235.6751 | 0 | 236.1815 | -0.00018339 | 229.3919 | -7.5086e-05 | 229.1846 | 0 | 235.6751 | -0.14546 | 233.6274 | 0.032674 | 229.3919 | -0.00011302 | 297.503 | 0.00048652 | 229.3919 | 4.1654e-05 | 235.6751 | 0 | 297.503 | 0.00057345 | 297.503 | 0.00068333
|  | 297.7129 | 0.18534 | 297.7129 | 0.22449 | 233.8359 | 0.52794 | 236.3872 | 0.0026561 | 232.3327 | 0 | 229.5991 | 0 | 229.5991 | 0 | 297.7129 | 0 | 235.8793 | 0 | 236.3872 | -9.0952e-05 | 229.5991 | 7.1116e-05 | 229.3919 | 0 | 235.8793 | 0.14055 | 233.8359 | 0.032403 | 229.5991 | 0.00019819 | 297.7129 | 0 | 229.5991 | 1.4631e-05 | 235.8793 | 0 | 297.7129 | 0.00038275 | 297.7129 | 0.0005125
|  | 297.9229 | 0.052784 | 297.9229 | 0.074905 | 234.0444 | 0.094938 | 236.5929 | -0.00088831 | 232.5419 | 0 | 229.8064 | 0 | 229.8064 | 0 | 297.9229 | 0.00057297 | 236.0834 | 0 | 236.5929 | -0.00027484 | 229.8064 | -0.00018884 | 229.5991 | 0 | 236.0835 | 0.012626 | 234.0444 | 0.032215 | 229.8064 | -0.00038979 | 297.9229 | 0.00038181 | 229.8064 | 4.3488e-05 | 236.0835 | 0 | 297.9229 | 0.00057345 | 297.9229 | 0.00068333
|  | 298.1328 | -0.088345 | 298.1328 | -0.08316 | 234.2529 | 0.47817 | 236.7986 | 0.0021996 | 232.7511 | 0 | 230.0137 | 0 | 230.0137 | 0 | 298.1328 | 0 | 236.2876 | 0 | 236.7986 | 0.00035942 | 230.0137 | 0.0001301 | 229.8064 | 0 | 236.2876 | 0.16977 | 234.2529 | 0.032118 | 230.0137 | 0.00041363 | 298.1328 | 0 | 230.0137 | -5.4861e-06 | 236.2876 | 0 | 298.1328 | 0.00047877 | 298.1328 | 0.0005125
|  | 298.3428 | 0.096997 | 298.3428 | 0.10817 | 234.4614 | 0.089336 | 237.0044 | -0.0011417 | 232.9603 | 0 | 230.221 | 0 | 230.221 | 0 | 298.3428 | 0.00073273 | 236.4918 | 0 | 237.0044 | -0.00015195 | 230.221 | -0.00013459 | 230.0137 | 0 | 236.4919 | 0.042608 | 234.4614 | 0.032111 | 230.221 | 1.2026e-07 | 298.3428 | 0.00039054 | 230.221 | -0.00013867 | 236.4919 | 0 | 298.3428 | 0.00057345 | 298.3428 | 0.00068333
|  | 298.5528 | -0.10581 | 298.5528 | -0.058165 | 234.6699 | 0.55459 | 237.2101 | 0.00016353 | 233.1695 | 0 | 230.4283 | 0 | 230.4283 | 0 | 298.5528 | 0 | 236.6961 | 0 | 237.2101 | 0.00021232 | 230.4283 | 0.00018851 | 230.221 | 0 | 236.6961 | 0.32821 | 234.6699 | 0.032188 | 230.4283 | 0.00035207 | 298.5528 | 0 | 230.4283 | 0.00012069 | 236.6961 | 0 | 298.5528 | 0.00047743 | 298.5528 | 0.0005125
|  | 298.7628 | 0.14052 | 298.7628 | 0.16631 | 234.8784 | 0.14777 | 237.4159 | 0.00029285 | 233.3788 | 0 | 230.6357 | 0 | 230.6357 | 0 | 298.7628 | 0.00043725 | 236.9003 | 0 | 237.4159 | -0.00011207 | 230.6357 | 3.1796e-05 | 230.4283 | 0 | 236.9003 | -0.12794 | 234.8784 | 0.032338 | 230.6357 | -0.00056275 | 298.7628 | 0.00048652 | 230.6357 | -3.504e-05 | 236.9003 | 0 | 298.7628 | 0.00057345 | 298.7628 | 0.00068333
|  | 298.9728 | 0.079592 | 298.9728 | 0.066526 | 235.087 | 0.48053 | 237.6217 | 0.0016488 | 233.5881 | 0 | 230.843 | 0 | 230.843 | 0 | 298.9728 | 0 | 237.1046 | 0 | 237.6217 | 0.00018944 | 230.843 | -2.3038e-05 | 230.6357 | 0 | 237.1046 | 0.28796 | 235.087 | 0.032548 | 230.843 | 0.00015484 | 298.9728 | 0 | 230.843 | 6.7736e-05 | 237.1046 | 0 | 298.9728 | 0.00047877 | 298.9728 | 0.0005125
|  | 299.1828 | 0.22086 | 299.1828 | 0.30764 | 235.2955 | 0.1121 | 237.8275 | -0.0007187 | 233.7974 | 0 | 231.0504 | 0 | 231.0504 | 0 | 299.1828 | 0.00029971 | 237.3089 | 0 | 237.8275 | -9.3294e-05 | 231.0504 | -0.0001418 | 230.843 | 0 | 237.3089 | -0.12486 | 235.2955 | 0.032803 | 231.0504 | -0.00041992 | 299.1828 | 0.00028583 | 231.0504 | -3.4709e-05 | 237.3089 | 0 | 299.1828 | 0.00057345 | 299.1828 | 0.0005125
|  | 299.3929 | 0.42357 | 299.3929 | 0.47395 | 235.5041 | 0.56667 | 238.0333 | 0.0026626 | 234.0067 | 0 | 231.2577 | 0 | 231.2577 | 0 | 299.3929 | 0 | 237.5131 | 0 | 238.0333 | -5.4513e-05 | 231.2577 | 0.00013438 | 231.0504 | 0 | 237.5131 | 0.40631 | 235.5041 | 0.033088 | 231.2577 | 0.0003359 | 299.3929 | 0 | 231.2577 | -5.429e-06 | 237.5131 | 0 | 299.3929 | 0.00057345 | 299.3929 | 0.0005125
|  | 299.603 | 0.15789 | 299.603 | 0.183 | 235.7127 | 0.11247 | 238.2392 | -0.00011926 | 234.216 | 0 | 231.4651 | 0 | 231.4651 | 0 | 299.603 | 0.00043544 | 237.7174 | 0 | 238.2392 | -0.00016728 | 231.4651 | -0.00011665 | 231.2577 | 0 | 237.7174 | 0.047698 | 235.7127 | 0.033389 | 231.4651 | -0.00022222 | 299.603 | 0.00038181 | 231.4651 | 4.4091e-05 | 237.7174 | 0 | 299.603 | 0.00057345 | 299.603 | 0.00068333
|  | 299.8131 | 0.05218 | 299.8131 | 0.10817 | 235.9213 | 0.5322 | 238.445 | 0.00036338 | 234.4253 | 0 | 231.6725 | 0 | 231.6725 | 0 | 299.8131 | 0 | 237.9217 | 0 | 238.445 | 9.8319e-05 | 231.6725 | 0.00024718 | 231.4651 | 0 | 237.9217 | 0.17747 | 235.9213 | 0.033685 | 231.6725 | 0.0004414 | 299.8131 | 0 | 231.6725 | 8.1092e-05 | 237.9217 | 0 | 299.8131 | 0.00057345 | 299.8131 | 0.0005125
|  | 300.0232 | 0.07959 | 300.0232 | 0.099841 | 236.1299 | 0.10945 | 238.6509 | -0.00086933 | 234.6346 | 0 | 231.8799 | 0 | 231.8799 | 0 | 300.0232 | 0.00045988 | 238.1261 | 0 | 238.6509 | -0.00020562 | 231.8799 | -0.00016843 | 231.6725 | 0 | 238.1261 | 0.0025482 | 236.1299 | 0.033957 | 231.8799 | 0.00023296 | 300.0232 | 0.00019153 | 231.8799 | -8.286e-05 | 238.1261 | 0 | 300.0232 | 0.00057345 | 300.0232 | 0.00056921
|  | 300.2333 | -0.017409 | 300.2333 | 0.025023 | 236.3385 | 0.55706 | 238.8568 | 0.001482 | 234.844 | 0 | 232.0874 | 0 | 232.0874 | 0 | 300.2333 | 0 | 238.3304 | 0 | 238.8568 | 0.0002407 | 232.0874 | 7.159e-05 | 231.8799 | 0 | 238.3304 | 0.41707 | 236.3385 | 0.03418 | 232.0874 | 0.00027708 | 300.2333 | 0 | 232.0874 | -1.5711e-05 | 238.3304 | 0 | 300.2333 | 0.00047877 | 300.2333 | 0.0005125
|  | 300.4434 | 0.10511 | 300.4434 | 0.11644 | 236.5472 | 0.082891 | 239.0627 | 0.00015535 | 235.0534 | 0 | 232.2948 | 0 | 232.2948 | 0 | 300.4434 | 0.00030012 | 238.5348 | 0 | 239.0627 | -0.00027776 | 232.2948 | -6.1682e-06 | 232.0874 | 0 | 238.5348 | 0.0074669 | 236.5472 | 0.034331 | 232.2948 | 9.7821e-05 | 300.4434 | 0.00028603 | 232.2948 | 0.00019685 | 238.5348 | 0 | 300.4434 | 0.00057345 | 300.4434 | 0.0005698
|  | 300.6536 | -0.017507 | 300.6536 | -0.033201 | 236.7558 | 0.48246 | 239.2686 | 0.0010116 | 235.2627 | 0 | 232.5023 | 0 | 232.5023 | 0 | 300.6536 | 0 | 238.7391 | 0 | 239.2686 | 0.00037687 | 232.5023 | 0.0001134 | 232.2948 | 0 | 238.7391 | 0.31472 | 236.7558 | 0.03439 | 232.5023 | 0.0002754 | 300.6536 | 9.5748e-05 | 232.5023 | 9.0391e-05 | 238.7391 | 0 | 300.6536 | 0.00057345 | 300.6536 | 0.0005698
|  | 300.8638 | -0.088345 | 300.8638 | -0.066517 | 236.9645 | 0.10868 | 239.4746 | -0.0002368 | 235.4721 | 0 | 232.7097 | 0 | 232.7097 | 0 | 300.8638 | 0.00056833 | 238.9435 | 0 | 239.4746 | -0.00012856 | 232.7097 | -0.00016251 | 232.5023 | 0 | 238.9435 | -0.42212 | 236.9645 | 0.034345 | 232.7097 | -0.00042238 | 300.8638 | 0.00048652 | 232.7097 | -5.2737e-05 | 238.9435 | 0 | 300.8638 | 0.00057345 | 300.8638 | 0.00062661
|  | 301.074 | 0.22086 | 301.074 | 0.24947 | 237.1732 | 0.51312 | 239.6805 | 0.0021839 | 235.6815 | 0 | 232.9172 | 0 | 232.9172 | 0 | 301.074 | 0 | 239.1479 | 0 | 239.6805 | 4.8821e-05 | 232.9172 | 5.5782e-05 | 232.7097 | 0 | 239.1479 | 0.28511 | 237.1732 | 0.034199 | 232.9172 | 0.0001562 | 301.074 | 0 | 232.9172 | -1.0055e-05 | 239.1479 | 0 | 301.074 | 0.00057345 | 301.074 | 0.00056931
|  | 301.2842 | -0.018154 | 301.2842 | -0.016758 | 237.3819 | 0.080436 | 239.8865 | -0.00067332 | 235.891 | 0 | 233.1247 | 0 | 233.1247 | 0 | 301.2842 | 0.00059741 | 239.3523 | 0 | 239.8865 | -0.00024522 | 233.1247 | -6.1116e-05 | 232.9172 | 0 | 239.3523 | -0.033195 | 237.3819 | 0.033964 | 233.1247 | -0.00025064 | 301.2842 | 0.00029644 | 233.1247 | 6.5263e-05 | 239.3523 | 0 | 301.2842 | 0.00057345 | 301.2842 | 0.00068333
|  | 301.4944 | 0.017364 | 301.4944 | 0.033279 | 237.5906 | 0.5223 | 240.0925 | 0.0020099 | 236.1004 | 0 | 233.3322 | 0 | 233.3322 | 0 | 301.4944 | 0 | 239.5567 | 0 | 240.0925 | 0.00027143 | 233.3322 | 0.00012071 | 233.1247 | 0 | 239.5567 | 0.18154 | 237.5906 | 0.033669 | 233.3322 | 0.00094531 | 301.4944 | 0 | 233.3322 | 2.7696e-05 | 239.5567 | 0 | 301.4944 | 0.00057345 | 301.4944 | 0.0005698
|  | 301.7046 | -0.14141 | 301.7046 | -0.12471 | 237.7993 | 0.074413 | 240.2985 | -0.0004953 | 236.3099 | 0 | 233.5397 | 0 | 233.5397 | 0 | 301.7046 | 0.00029729 | 239.7612 | 0 | 240.2985 | -0.00026445 | 233.5397 | -0.00015557 | 233.3322 | 0 | 239.7612 | -0.030876 | 237.7993 | 0.03335 | 233.5397 | -0.00047718 | 301.7046 | 0.00038181 | 233.5397 | -0.00011271 | 239.7612 | 0 | 301.7046 | 0.00057345 | 301.7046 | 0.00068333
|  | 301.9149 | -0.22007 | 301.9149 | -0.24114 | 238.008 | 0.52077 | 240.5045 | 0.00019864 | 236.5193 | 0 | 233.7473 | 0 | 233.7473 | 0 | 301.9149 | 0 | 239.9656 | 0 | 240.5045 | 0.00022153 | 233.7473 | 9.6007e-05 | 233.5397 | 0 | 239.9656 | 0.21848 | 238.008 | 0.03305 | 233.7473 | 0.00031588 | 301.9149 | 0 | 233.7473 | 7.3045e-05 | 239.9656 | 0 | 301.9149 | 0.00057345 | 301.9149 | 0.0005125
|  | 302.1252 | 0.20321 | 302.1252 | 0.22453 | 238.2167 | 0.037908 | 240.7106 | -0.00041446 | 236.7288 | 0 | 233.9548 | 0 | 233.9548 | 0 | 302.1252 | 0.0001644 | 240.1701 | 0 | 240.7106 | -0.00014673 | 233.9548 | -0.00018335 | 233.7473 | 0 | 240.1701 | 0.18458 | 238.2167 | 0.032809 | 233.9548 | 0.00013214 | 302.1252 | 9.578e-05 | 233.9548 | 4.7823e-05 | 240.1701 | 0 | 302.1252 | 0.00057345 | 302.1252 | 0.0005125
|  | 302.3354 | 0.017507 | 302.3354 | 0.033279 | 238.4255 | 0.52964 | 240.9166 | 0.0025629 | 236.9383 | 0 | 234.1624 | 0 | 234.1624 | 0 | 302.3354 | 0.00029971 | 240.3746 | 0 | 240.9166 | 0.00017336 | 234.1624 | -9.4167e-05 | 233.9548 | 0 | 240.3746 | 0.13412 | 238.4255 | 0.032663 | 234.1624 | 0.00096023 | 302.3354 | 9.5983e-05 | 234.1624 | 4.4211e-05 | 240.3746 | 0 | 302.3354 | 0.00057345 | 302.3354 | 0.0005125
|  | 302.5457 | 0.026162 | 302.5457 | 0.033324 | 238.6342 | 0.087198 | 241.1227 | -0.00015288 | 237.1478 | 0 | 234.37 | 0 | 234.37 | 0 | 302.5457 | 0.00043725 | 240.5791 | 0 | 241.1227 | -0.00024893 | 234.37 | -0.00019227 | 234.1624 | 0 | 240.5791 | -0.093272 | 238.6342 | 0.032639 | 234.37 | -0.00044071 | 302.5457 | 0.00019173 | 234.37 | -0.00012155 | 240.5791 | 0 | 302.5457 | 0.00057345 | 302.5457 | 0.00062661
|  | 302.7561 | 0.26489 | 302.7561 | 0.26602 | 238.843 | 0.54877 | 241.3288 | 0.0027363 | 237.3573 | 0 | 234.5776 | 0 | 234.5776 | 0 | 302.7561 | 0 | 240.7835 | 0 | 241.3288 | 0.00014392 | 234.5776 | 0.00017702 | 234.37 | 0 | 240.7836 | 0.16595 | 238.843 | 0.032751 | 234.5776 | 0.00015759 | 302.7561 | 0.00039078 | 234.5776 | 7.1543e-05 | 240.7836 | 0 | 302.7561 | 0.00057345 | 302.7561 | 0.00068333
|  | 302.9664 | -0.078945 | 302.9664 | -0.058137 | 239.0518 | 0.14323 | 241.5349 | -0.0014297 | 237.5669 | 0 | 234.7852 | 0 | 234.7852 | 0 | 302.9664 | 0.00030193 | 240.9881 | 0 | 241.5349 | -0.00039578 | 234.7852 | -0.0001674 | 234.5776 | 0 | 240.9881 | 0.17864 | 239.0518 | 0.033001 | 234.7852 | 5.2093e-05 | 302.9664 | 0 | 234.7852 | -4.7157e-05 | 240.9881 | 0 | 302.9664 | 0.00057345 | 302.9664 | 0.00056931
|  | 303.1768 | -0.034773 | 303.1768 | -0.02495 | 239.2606 | 0.51578 | 241.741 | 0.0031016 | 237.7764 | 0 | 234.9928 | 0 | 234.9928 | 0 | 303.1768 | 0 | 241.1926 | 0 | 241.741 | 0.00015813 | 234.9928 | 0.00015143 | 234.7852 | 0 | 241.1926 | -0.114 | 239.2606 | 0.033377 | 234.9928 | 0.00059428 | 303.1768 | 9.5748e-05 | 234.9928 | 0.00011041 | 241.1926 | 0 | 303.1768 | 0.00057345 | 303.1768 | 0.00056931
|  | 303.3872 | 0.034773 | 303.3872 | 0.025009 | 239.4694 | 0.096791 | 241.9472 | -0.0011885 | 237.986 | 0 | 235.2004 | 0 | 235.2004 | 0 | 303.3872 | 0 | 241.3972 | 0 | 241.9472 | -0.00017302 | 235.2004 | -6.234e-05 | 234.9928 | 0 | 241.3972 | -0.037784 | 239.4694 | 0.033857 | 235.2004 | -0.00024494 | 303.3872 | 9.5748e-05 | 235.2004 | -7.7314e-05 | 241.3972 | 0 | 303.3872 | 0.00057345 | 303.3872 | 0.00056931
|  | 303.5976 | 0.00064516 | 303.5976 | 0.0083151 | 239.6782 | 0.5937 | 242.1533 | 0.0016255 | 238.1955 | 0 | 235.4081 | 0 | 235.4081 | 0 | 303.5976 | 0.0001644 | 241.6017 | 0 | 242.1533 | 0.00018696 | 235.4081 | 6.2125e-05 | 235.2004 | 0 | 241.6017 | 0.025151 | 239.6782 | 0.03441 | 235.4081 | 0.00081638 | 303.5976 | 0.00019153 | 235.4081 | 4.1796e-05 | 241.6017 | 0 | 303.5976 | 0.00057345 | 303.5976 | 0.00056931
|  | 303.808 | 0.052784 | 303.808 | 0.066576 | 239.8871 | 0.11662 | 242.3595 | -0.0016683 | 238.4051 | 0 | 235.6157 | 0 | 235.6157 | 0 | 303.808 | 0.0001644 | 241.8063 | 0 | 242.3595 | -0.00022917 | 235.6157 | -0.00011141 | 235.4081 | 0 | 241.8063 | 0.13273 | 239.8871 | 0.034999 | 235.6157 | -0.00053201 | 303.808 | 0.00019153 | 235.6157 | -8.2564e-05 | 241.8063 | 0 | 303.808 | 0.00057345 | 303.808 | 0.00062661
|  | 304.0184 | 0.0086112 | 304.0184 | 0.0083014 | 240.0959 | 0.51584 | 242.5657 | 0.0024861 | 238.6147 | 0 | 235.8234 | 0 | 235.8234 | 0 | 304.0184 | 0.00013753 | 242.0109 | 0 | 242.5657 | 1.839e-05 | 235.8234 | 0.00014447 | 235.6157 | 0 | 242.0109 | 0.065013 | 240.0959 | 0.035587 | 235.8234 | 0.00098232 | 304.0184 | 0.00029647 | 235.8234 | 7.275e-05 | 242.0109 | 0 | 304.0184 | 0.00057345 | 304.0184 | 0.00062661
|  | 304.2288 | -0.044271 | 304.2288 | -0.058261 | 240.3048 | 0.14682 | 242.7719 | -0.00078837 | 238.8244 | 0 | 236.0311 | 0 | 236.0311 | 0 | 304.2288 | 0 | 242.2155 | 0 | 242.7719 | -0.00053966 | 236.0311 | -0.00016861 | 235.8234 | 0 | 242.2155 | -0.092326 | 240.3048 | 0.03614 | 236.0311 | -0.00019493 | 304.2288 | 0 | 236.0311 | -3.1735e-05 | 242.2155 | 0 | 304.2288 | 0.00057345 | 304.2288 | 0.0005125
|  | 304.4393 | 0.11501 | 304.4393 | 0.14145 | 240.5136 | 0.53504 | 242.9781 | 0.0019881 | 239.034 | 0 | 236.2388 | 0 | 236.2388 | 0 | 304.4393 | 0.00027326 | 242.4201 | 0 | 242.9781 | 0.00046911 | 236.2388 | 0.00021353 | 236.0311 | 0 | 242.4201 | -0.013252 | 240.5136 | 0.03663 | 236.2388 | 0.0010009 | 304.4393 | 0.00029479 | 236.2388 | 0.00013493 | 242.4201 | 0 | 304.4393 | 0.00057345 | 304.4393 | 0.00062652
|  | 304.6498 | 0.088346 | 304.6498 | 0.08316 | 240.7225 | 0.17091 | 243.1844 | -0.0015577 | 239.2436 | 0 | 236.4465 | 0 | 236.4465 | 0 | 304.6498 | 0 | 242.6248 | 0 | 243.1844 | -0.00032672 | 236.4465 | -0.00022126 | 236.2388 | 0 | 242.6248 | 0.054083 | 240.7225 | 0.037039 | 236.4465 | -0.00037248 | 304.6498 | 9.578e-05 | 236.4465 | -7.1014e-05 | 242.6248 | 0 | 304.6498 | 0.00057345 | 304.6498 | 0.0005125
|  | 304.8603 | -0.096956 | 304.8603 | -0.08316 | 240.9314 | 0.57782 | 243.3906 | 0.0023817 | 239.4533 | 0 | 236.6543 | 0 | 236.6543 | 0 | 304.8603 | 0 | 242.8294 | 0 | 243.3906 | 0.00014534 | 236.6543 | 0.00017837 | 236.4465 | 0 | 242.8294 | 0.099238 | 240.9314 | 0.037358 | 236.6543 | 0.00042932 | 304.8603 | 0.00019153 | 236.6543 | 6.3702e-05 | 242.8294 | 0 | 304.8603 | 0.00057345 | 304.8603 | 0.00056921
|  | 305.0708 | 0.034773 | 305.0708 | 0.049836 | 241.1403 | 0.13127 | 243.5969 | -0.00089132 | 239.663 | 0 | 236.862 | 0 | 236.862 | 0 | 305.0708 | 0 | 243.0341 | 0 | 243.5969 | -0.00053512 | 236.862 | -0.00021724 | 236.6543 | 0 | 243.0341 | 0.28345 | 241.1403 | 0.037587 | 236.862 | -0.00011692 | 305.0708 | 0 | 236.862 | -0.000135 | 243.0341 | 0 | 305.0708 | 0.00047877 | 305.0708 | 0.0005125
|  | 305.2813 | -0.15799 | 305.2813 | -0.15793 | 241.3493 | 0.58335 | 243.8032 | 0.00066248 | 239.8726 | 0 | 237.0698 | 0 | 237.0698 | 0 | 305.2813 | 0.00029971 | 243.2387 | 0 | 243.8032 | 0.0002008 | 237.0698 | 6.9019e-05 | 236.862 | 0 | 243.2387 | 0.11766 | 241.3493 | 0.037731 | 237.0698 | 0.00079823 | 305.2813 | 0.00019153 | 237.0698 | -0.00010201 | 243.2387 | 0 | 305.2813 | 0.00057345 | 305.2813 | 0.0005698
|  | 305.4918 | 0.14978 | 305.4918 | 0.18296 | 241.5582 | 0.14553 | 244.0095 | -0.00045878 | 240.0823 | 0 | 237.2775 | 0 | 237.2775 | 0 | 305.4918 | 0.0001644 | 243.4434 | 0 | 244.0095 | -0.00017738 | 237.2775 | -0.00015034 | 237.0698 | 0 | 243.4434 | 0.1233 | 241.5582 | 0.037803 | 237.2775 | -0.00019178 | 305.4918 | 0 | 237.2775 | -3.115e-05 | 243.4434 | 0 | 305.4918 | 0.00047877 | 305.4918 | 0.0005125
|  | 305.7024 | -0.0087545 | 305.7024 | 8.6747e-05 | 241.7671 | 0.57071 | 244.2158 | 0.0022437 | 240.292 | 0 | 237.4853 | 0 | 237.4853 | 0 | 305.7024 | 0.00059741 | 243.6481 | 0 | 244.2158 | 0.00033455 | 237.4853 | 9.022e-05 | 237.2775 | 0 | 243.6481 | 0.063724 | 241.7671 | 0.037814 | 237.4853 | 0.00057581 | 305.7024 | 0.00039054 | 237.4853 | 1.8381e-05 | 243.6481 | 0 | 305.7024 | 0.00057345 | 305.7024 | 0.00062661
|  | 305.913 | 0.026765 | 305.913 | 0.041704 | 241.9761 | 0.05982 | 244.4221 | 8.8264e-05 | 240.5018 | 0 | 237.6931 | 0 | 237.6931 | 0 | 305.913 | 0 | 243.8528 | 0 | 244.4221 | -0.00020155 | 237.6931 | -0.00025375 | 237.4853 | 0 | 243.8528 | 0.10166 | 241.9761 | 0.037777 | 237.6931 | -0.0003645 | 305.913 | 0 | 237.6931 | -0.00011538 | 243.8528 | 0 | 305.913 | 0.00047877 | 305.913 | 0.00056931
|  | 306.1236 | 0.16794 | 306.1236 | 0.19121 | 242.1851 | 0.53747 | 244.6285 | 0.0014281 | 240.7115 | 0 | 237.9009 | 0 | 237.9009 | 0 | 306.1236 | 0.00056833 | 244.0576 | 0 | 244.6285 | 7.0567e-05 | 237.9009 | 6.8278e-05 | 237.6931 | 0 | 244.0576 | 0.14945 | 242.1851 | 0.037703 | 237.9009 | -7.901e-05 | 306.1236 | 0.00048652 | 237.9009 | -8.0365e-05 | 244.0576 | 0 | 306.1236 | 0.00057345 | 306.1236 | 0.00068333
|  | 306.3342 | -0.0087529 | 306.3342 | -0.016585 | 242.3941 | 0.10478 | 244.8349 | -0.00027621 | 240.9213 | 0 | 238.1088 | 0 | 238.1088 | 0 | 306.3342 | 0 | 244.2623 | 0 | 244.8349 | -0.00038913 | 238.1088 | -3.699e-05 | 237.9009 | 0 | 244.2623 | 0.2724 | 242.3941 | 0.0376 | 238.1088 | -0.00032587 | 306.3342 | 0 | 238.1088 | 0.00011925 | 244.2623 | 0 | 306.3342 | 0.00057345 | 306.3342 | 0.0005698
|  | 306.5448 | -0.02602 | 306.5448 | -0.016557 | 242.603 | 0.5472 | 245.0413 | 0.0016794 | 241.1311 | 0 | 238.3166 | 0 | 238.3166 | 0 | 306.5448 | 0.00059519 | 244.4671 | 0 | 245.0413 | 0.00013173 | 238.3166 | 0.0001555 | 238.1088 | 0 | 244.4671 | 0.24901 | 242.603 | 0.037476 | 238.3166 | 0.00067086 | 306.5448 | 0.00038181 | 238.3166 | 5.6033e-05 | 244.4671 | 0 | 306.5448 | 0.00057345 | 306.5448 | 0.00068333
|  | 306.7554 | 0.096999 | 306.7554 | 0.091476 | 242.8121 | 0.045029 | 245.2477 | 0.00012762 | 241.3408 | 0 | 238.5244 | 0 | 238.5244 | 0 | 306.7554 | 0 | 244.6718 | 0 | 245.2477 | -0.00024791 | 238.5244 | 2.3794e-05 | 238.3166 | 0 | 244.6718 | 0.1072 | 242.8121 | 0.037337 | 238.5244 | -0.00019931 | 306.7554 | 0 | 238.5244 | 7.6568e-05 | 244.6718 | 0 | 306.7554 | 0.00057345 | 306.7554 | 0.0005698
|  | 306.9661 | -0.052925 | 306.9661 | -0.024936 | 243.0211 | 0.52766 | 245.4541 | 0.0019988 | 241.5506 | 0 | 238.7323 | 0 | 238.7323 | 0 | 306.9661 | 0.00073273 | 244.8766 | 0 | 245.4541 | 0.00023159 | 238.7323 | 0.00019466 | 238.5244 | 0 | 244.8766 | 0.2852 | 243.0211 | 0.03719 | 238.7323 | 0.00049775 | 306.9661 | 0.00048652 | 238.7323 | 0.00012462 | 244.8766 | 0 | 306.9661 | 0.00057345 | 306.9661 | 0.00068333
|  | 307.1768 | 0.1847 | 307.1768 | 0.22455 | 243.2301 | 0.16145 | 245.6605 | -0.00098059 | 241.7604 | 0 | 238.9402 | 0 | 238.9402 | 0 | 307.1768 | 0 | 245.0814 | 0 | 245.6605 | -0.0003424 | 238.9402 | -0.00023214 | 238.7323 | 0 | 245.0814 | -0.014239 | 243.2301 | 0.037041 | 238.9402 | -2.2849e-05 | 307.1768 | 0 | 238.9402 | -0.00015153 | 245.0814 | 0 | 307.1768 | 0.00047877 | 307.1768 | 0.00056931
|  | 307.3875 | -0.0087545 | 307.3875 | 1.3721e-05 | 243.4391 | 0.54188 | 245.867 | 0.0020562 | 241.9703 | 0 | 239.1481 | 0 | 239.1481 | 0 | 307.3875 | 0.00059741 | 245.2862 | 0 | 245.867 | 8.0931e-05 | 239.1481 | -7.556e-06 | 238.9402 | 0 | 245.2862 | 0.2293 | 243.4391 | 0.036893 | 239.1481 | 0.0004175 | 307.3875 | 0.00048652 | 239.1481 | -1.5179e-05 | 245.2862 | 0 | 307.3875 | 0.00057345 | 307.3875 | 0.00068333
|  | 307.5982 | 0.070291 | 307.5982 | 0.06648 | 243.6482 | 0.12494 | 246.0734 | 0.00054392 | 242.1801 | 0 | 239.356 | 0 | 239.356 | 0 | 307.5982 | 0 | 245.4911 | 0 | 246.0734 | -0.00043283 | 239.356 | -2.3818e-05 | 239.1481 | 0 | 245.4911 | 0.044991 | 243.6482 | 0.036749 | 239.356 | -0.00016389 | 307.5982 | 0 | 239.356 | 6.2528e-05 | 245.4911 | 0 | 307.5982 | 0.00047743 | 307.5982 | 0.0005125
|  | 307.8089 | 0.13242 | 307.8089 | 0.15805 | 243.8573 | 0.52939 | 246.2799 | 0.0014028 | 242.3899 | 0 | 239.5639 | 0 | 239.5639 | 0 | 307.8089 | 0.00073273 | 245.6959 | 0 | 246.2799 | 0.0002246 | 239.5639 | 7.5126e-05 | 239.356 | 0 | 245.6959 | 0.14458 | 243.8573 | 0.036608 | 239.5639 | 0.00057296 | 307.8089 | 0.00048652 | 239.5639 | 1.5689e-05 | 245.6959 | 0 | 307.8089 | 0.00057345 | 307.8089 | 0.00062661
|  | 308.0197 | 0.088345 | 308.0197 | 0.099763 | 244.0664 | 0.089514 | 246.4864 | -0.00092123 | 242.5998 | 0 | 239.7719 | 0 | 239.7719 | 0 | 308.0197 | 0 | 245.9008 | 0 | 246.4864 | -0.00036621 | 239.7719 | -0.00016343 | 239.5639 | 0 | 245.9008 | -0.042651 | 244.0664 | 0.036464 | 239.7719 | -0.00036785 | 308.0197 | 0 | 239.7719 | 4.0527e-05 | 245.9008 | 0 | 308.0197 | 0.00057345 | 308.0197 | 0.00062661
|  | 308.2304 | -0.044172 | 308.2304 | -0.066544 | 244.2755 | 0.57057 | 246.6929 | 0.0026797 | 242.8097 | 0 | 239.9798 | 0 | 239.9798 | 0 | 308.2304 | 0.00073273 | 246.1056 | 0 | 246.6929 | 0.00031513 | 239.9798 | 0.00018202 | 239.7719 | 0 | 246.1056 | 0.05141 | 244.2755 | 0.03631 | 239.9798 | 0.00026747 | 308.2304 | 0.00038181 | 239.9798 | -1.1834e-05 | 246.1056 | 0 | 308.2304 | 0.00057345 | 308.2304 | 0.00068333
|  | 308.4412 | 0.31721 | 308.4412 | 0.34923 | 244.4846 | 0.079728 | 246.8995 | -0.0013045 | 243.0196 | 0 | 240.1878 | 0 | 240.1878 | 0 | 308.4412 | 0 | 246.3105 | 0 | 246.8995 | -0.00049049 | 240.1878 | -0.00028695 | 239.9798 | 0 | 246.3105 | -0.019685 | 244.4846 | 0.036138 | 240.1878 | -0.00031399 | 308.4412 | 0 | 240.1878 | -4.352e-05 | 246.3105 | 0 | 308.4412 | 0.00038275 | 308.4412 | 0.0005125
|  | 308.652 | 1.637e-06 | 308.652 | 0.0084065 | 244.6937 | 0.49129 | 247.106 | 0.00098079 | 243.2295 | 0 | 240.3957 | 0 | 240.3957 | 0 | 308.652 | 0.00059741 | 246.5154 | 0 | 247.106 | 0.00034886 | 240.3957 | 0.00021185 | 240.1878 | 0 | 246.5154 | 0.10215 | 244.6937 | 0.035941 | 240.3957 | 0.0009744 | 308.652 | 0.00039222 | 240.3957 | 5.963e-05 | 246.5154 | 0 | 308.652 | 0.00057345 | 308.652 | 0.00068333
|  | 308.8628 | 0.13252 | 308.8628 | 0.11635 | 244.9028 | 0.13583 | 247.3126 | -0.00081462 | 243.4394 | 0 | 240.6037 | 0 | 240.6037 | 0 | 308.8628 | 0 | 246.7203 | 0 | 247.3126 | -0.00031966 | 240.6037 | 4.4437e-05 | 240.3957 | 0 | 246.7203 | -0.17824 | 244.9028 | 0.035716 | 240.6037 | -6.0399e-05 | 308.8628 | 0 | 240.6037 | -7.067e-05 | 246.7203 | 0 | 308.8628 | 0.00047743 | 308.8628 | 0.0005125
|  | 309.0736 | 0.070291 | 309.0736 | 0.08311 | 245.112 | 0.56743 | 247.5192 | 0.0022446 | 243.6493 | 0 | 240.8117 | 0 | 240.8117 | 0 | 309.0736 | 0.00057297 | 246.9253 | 0 | 247.5192 | 0.00019638 | 240.8117 | 5.3123e-05 | 240.6037 | 0 | 246.9252 | 0.29011 | 245.112 | 0.035469 | 240.8117 | 0.00038264 | 309.0736 | 0.00038181 | 240.8117 | 6.0248e-05 | 246.9252 | 0 | 309.0736 | 0.00057345 | 309.0736 | 0.00068333
|  | 309.2845 | -0.097099 | 309.2845 | -0.06653 | 245.3211 | 0.10749 | 247.7258 | -0.002253 | 243.8593 | 0 | 241.0198 | 0 | 241.0198 | 0 | 309.2845 | 0 | 247.1302 | 0 | 247.7258 | -0.0002358 | 241.0198 | -6.451e-05 | 240.8117 | 0 | 247.1302 | -0.051895 | 245.3211 | 0.035211 | 241.0198 | -0.0005125 | 309.2845 | 0 | 241.0198 | 4.075e-05 | 247.1302 | 0 | 309.2845 | 0.00038275 | 309.2845 | 0.0005125
|  | 309.4953 | 0.062226 | 309.4953 | 0.033329 | 245.5303 | 0.51048 | 247.9324 | 0.0014757 | 244.0693 | 0 | 241.2278 | 0 | 241.2278 | 0 | 309.4953 | 0.00073273 | 247.3351 | 0 | 247.9324 | 0.00035077 | 241.2278 | 0.0001386 | 241.0198 | 0 | 247.3351 | 0.11988 | 245.5303 | 0.03496 | 241.2278 | 0.0007891 | 309.4953 | 0.00048652 | 241.2278 | 8.6179e-05 | 247.3351 | 0 | 309.4953 | 0.00057345 | 309.4953 | 0.00068333
|  | 309.7062 | -0.0093997 | 309.7062 | -0.0083151 | 245.7395 | 0.13181 | 248.139 | -0.00030643 | 244.2792 | 0 | 241.4358 | 0 | 241.4358 | 0 | 309.7062 | 0 | 247.5401 | 0 | 248.139 | -0.00046197 | 241.4358 | -0.00012869 | 241.2278 | 0 | 247.5401 | 0.039925 | 245.7395 | 0.034738 | 241.4358 | -0.0001538 | 309.7062 | 0 | 241.4358 | 4.1868e-05 | 247.5401 | 0 | 309.7062 | 0.00057345 | 309.7062 | 0.0005125
|  | 309.9171 | 0.070879 | 309.9171 | 0.049909 | 245.9487 | 0.53983 | 248.3457 | 0.0012727 | 244.4892 | 0 | 241.6439 | 0 | 241.6439 | 0 | 309.9171 | 0.00073273 | 247.7451 | 0 | 248.3457 | 0.00028904 | 241.6439 | 0.00016086 | 241.4358 | 0 | 247.7451 | 0.14198 | 245.9487 | 0.034569 | 241.6439 | 0.00030307 | 309.9171 | 0.00048652 | 241.6439 | -2.5142e-05 | 247.7451 | 0 | 309.9171 | 0.00057345 | 309.9171 | 0.00068333
|  | 310.128 | 0.025977 | 310.128 | 0.024996 | 246.1579 | 0.11735 | 248.5523 | -0.0012252 | 244.6992 | 0 | 241.852 | 0 | 241.852 | 0 | 310.128 | 0 | 247.9501 | 0 | 248.5523 | -0.00011114 | 241.852 | -5.0266e-05 | 241.6439 | 0 | 247.9501 | 0.043407 | 246.1579 | 0.034473 | 241.852 | 0.00011046 | 310.128 | 0 | 241.852 | -3.9248e-05 | 247.9501 | 0 | 310.128 | 0.00047877 | 310.128 | 0.0005125
|  | 310.339 | 0.24846 | 310.339 | 0.26616 | 246.3671 | 0.56088 | 248.7591 | 0.0015189 | 244.9093 | 0 | 242.06 | 0 | 242.06 | 0 | 310.339 | 0.00073273 | 248.1551 | 0 | 248.7591 | 0.00016031 | 242.06 | -7.2796e-06 | 241.852 | 0 | 248.1551 | 0.1549 | 246.3671 | 0.034468 | 242.06 | 0.00084072 | 310.339 | 0.00048652 | 242.06 | 9.8746e-06 | 248.1551 | 0 | 310.339 | 0.00057345 | 310.339 | 0.00068333
|  | 310.5499 | 0.070191 | 310.5499 | 0.066576 | 246.5763 | 0.13376 | 248.9657 | -0.0012786 | 245.1193 | 0 | 242.2681 | 0 | 242.2681 | 0 | 310.5499 | 0 | 248.3601 | 0 | 248.9657 | -0.00021729 | 242.2681 | -0.00016402 | 242.06 | 0 | 248.3601 | 0.062989 | 246.5763 | 0.034563 | 242.2681 | 2.8704e-05 | 310.5499 | 0 | 242.2681 | 2.1279e-05 | 248.3601 | 0 | 310.5499 | 0.00038275 | 310.5499 | 0.0005125
|  | 310.7609 | 0.088246 | 310.7609 | 0.05821 | 246.7856 | 0.59063 | 249.1724 | 0.0022987 | 245.3293 | 0 | 242.4763 | 0 | 242.4763 | 0 | 310.7609 | 0.00073273 | 248.5651 | 0 | 249.1724 | 0.00011568 | 242.4763 | 0.00017292 | 242.2681 | 0 | 248.5651 | 0.25024 | 246.7856 | 0.03476 | 242.4763 | 0.00057238 | 310.7609 | 0.00048652 | 242.4763 | 8.8505e-05 | 248.5651 | 0 | 310.7609 | 0.00057345 | 310.7609 | 0.00068333
|  | 310.9718 | 0.20196 | 310.9718 | 0.18302 | 246.9948 | 0.10638 | 249.3792 | 0.00033728 | 245.5394 | 0 | 242.6844 | 0 | 242.6844 | 0 | 310.9718 | 0 | 248.7702 | 0 | 249.3792 | 7.2887e-05 | 242.6844 | -0.00013474 | 242.4763 | 0 | 248.7702 | -0.03307 | 246.9948 | 0.035051 | 242.6844 | -0.0003387 | 310.9718 | 0 | 242.6844 | -4.7616e-05 | 248.7702 | 0 | 310.9718 | 0.00038275 | 310.9718 | 0.0005125
|  | 311.1828 | -0.017464 | 311.1828 | 7.7677e-05 | 247.2041 | 0.48426 | 249.5859 | 0.0029416 | 245.7494 | 0 | 242.8925 | 0 | 242.8925 | 0 | 311.1828 | 0.00073273 | 248.9753 | 0 | 249.5859 | 0.00016101 | 242.8925 | -1.4357e-05 | 242.6844 | 0 | 248.9753 | 0.28233 | 247.2041 | 0.035422 | 242.8925 | 0.00027773 | 311.1828 | 0.00038181 | 242.8925 | 5.7663e-05 | 248.9753 | 0 | 311.1828 | 0.00057345 | 311.1828 | 0.00068333
|  | 311.3938 | 0.13256 | 311.3938 | 0.14973 | 247.4134 | 0.13343 | 249.7927 | -0.0011765 | 245.9595 | 0 | 243.1007 | 0 | 243.1007 | 0 | 311.3938 | 0 | 249.1803 | 0 | 249.7927 | -0.00012551 | 243.1007 | -0.00022149 | 242.8925 | 0 | 249.1803 | -0.043392 | 247.4134 | 0.035851 | 243.1007 | -0.00034551 | 311.3938 | 0 | 243.1007 | -0.00010897 | 249.1803 | 0 | 311.3938 | 0.00047743 | 311.3938 | 0.00062652
|  | 311.6049 | 0.13242 | 311.6049 | 0.1165 | 247.6227 | 0.5941 | 249.9995 | 0.0020102 | 246.1696 | 0 | 243.3089 | 0 | 243.3089 | 0 | 311.6049 | 0.00073273 | 249.3854 | 0 | 249.9995 | 7.2715e-05 | 243.3089 | -3.6616e-05 | 243.1007 | 0 | 249.3854 | 0.18116 | 247.6227 | 0.036311 | 243.3089 | 0.00045895 | 311.6049 | 0.00048652 | 243.3089 | -5.547e-05 | 249.3854 | 0 | 311.6049 | 0.00057345 | 311.6049 | 0.00068333
|  | 311.8159 | 0.051895 | 311.8159 | 0.058137 | 247.832 | 0.12513 | 250.2063 | -0.0014246 | 246.3798 | 0 | 243.517 | 0 | 243.517 | 0 | 311.8159 | 0 | 249.5905 | 0 | 250.2063 | -0.00049177 | 243.517 | -0.00030538 | 243.3089 | 0 | 249.5905 | 0.070576 | 247.832 | 0.036773 | 243.517 | -0.00067718 | 311.8159 | 0 | 243.517 | -4.7616e-05 | 249.5905 | 0 | 311.8159 | 0.00057345 | 311.8159 | 0.0005125
|  | 312.027 | 0.18534 | 312.027 | 0.19122 | 248.0413 | 0.53263 | 250.4131 | 0.0013195 | 246.5899 | 0 | 243.7252 | 0 | 243.7252 | 0 | 312.027 | 0.00073273 | 249.7956 | 0 | 250.4131 | 0.00024555 | 243.7252 | 7.711e-06 | 243.517 | 0 | 249.7957 | -0.11308 | 248.0413 | 0.037205 | 243.7252 | 0.00086773 | 312.027 | 0.00048652 | 243.7252 | 4.2131e-05 | 249.7957 | 0 | 312.027 | 0.00057345 | 312.027 | 0.00068333
|  | 312.238 | 0.12322 | 312.238 | 0.08322 | 248.2506 | 0.20487 | 250.6199 | -0.00096764 | 246.8 | 0 | 243.9334 | 0 | 243.9334 | 0 | 312.238 | 0 | 250.0008 | 0 | 250.6199 | -0.00021706 | 243.9334 | -0.0001102 | 243.7252 | 0 | 250.0008 | -0.066619 | 248.2506 | 0.037575 | 243.9334 | -0.00046308 | 312.238 | 0 | 243.9334 | 1.3263e-05 | 250.0008 | 0 | 312.238 | 0.00057345 | 312.238 | 0.0005125
|  | 312.4491 | 0.04393 | 312.4491 | 0.049909 | 248.4599 | 0.55502 | 250.8268 | 0.0011512 | 247.0102 | 0 | 244.1416 | 0 | 244.1416 | 0 | 312.4491 | 0.00073273 | 250.2059 | 0 | 250.8268 | 0.00027945 | 244.1416 | -5.0076e-05 | 243.9334 | 0 | 250.2059 | 0.046396 | 248.4599 | 0.037857 | 244.1416 | 0.00075637 | 312.4491 | 0.00048652 | 244.1416 | -5.6203e-06 | 250.2059 | 0 | 312.4491 | 0.00057345 | 312.4491 | 0.00068333
|  | 312.6603 | 0.11511 | 312.6603 | 0.10816 | 248.6693 | 0.14502 | 251.0336 | -0.0014512 | 247.2203 | 0 | 244.3499 | 0 | 244.3499 | 0 | 312.6603 | 0 | 250.4111 | 0 | 251.0336 | -0.00021255 | 244.3499 | -0.0001791 | 244.1416 | 0 | 250.4111 | 0.0061011 | 248.6693 | 0.038027 | 244.3499 | -0.00014436 | 312.6603 | 0 | 244.3499 | -7.1218e-05 | 250.4111 | 0 | 312.6603 | 0.00028673 | 312.6603 | 0.0005125
|  | 312.8714 | 0.026018 | 312.8714 | 0.049968 | 248.8787 | 0.56056 | 251.2405 | 0.0020463 | 247.4305 | 0 | 244.5581 | 0 | 244.5581 | 0 | 312.8714 | 0.00057297 | 250.6163 | 0 | 251.2405 | 0.00017339 | 244.5581 | 0.00016323 | 244.3499 | 0 | 250.6163 | 0.30738 | 248.8787 | 0.03807 | 244.5581 | 0.00050356 | 312.8714 | 0.00048652 | 244.5581 | 4.9518e-05 | 250.6163 | 0 | 312.8714 | 0.00057345 | 312.8714 | 0.00068333
|  | 313.0825 | 0.070837 | 313.0825 | 0.033311 | 249.0881 | 0.13376 | 251.4474 | 3.0957e-05 | 247.6407 | 0 | 244.7664 | 0 | 244.7664 | 0 | 313.0825 | 0 | 250.8215 | 0 | 251.4474 | -0.00015498 | 244.7664 | 6.3186e-05 | 244.5581 | 0 | 250.8215 | -0.14982 | 249.0881 | 0.037982 | 244.7664 | -2.9264e-05 | 313.0825 | 0 | 244.7664 | 6.3315e-05 | 250.8215 | 0 | 313.0825 | 0.00047877 | 313.0825 | 0.0005125
|  | 313.2937 | 0.026663 | 313.2937 | 0.0083791 | 249.2974 | 0.54029 | 251.6543 | 0.0016435 | 247.8509 | 0 | 244.9747 | 0 | 244.9747 | 0 | 313.2937 | 0.00073273 | 251.0267 | 0 | 251.6543 | 0.00022824 | 244.9747 | 4.816e-05 | 244.7664 | 0 | 251.0267 | 0.021129 | 249.2974 | 0.037773 | 244.9747 | 0.00021122 | 313.2937 | 0.00048652 | 244.9747 | -3.0149e-05 | 251.0267 | 0 | 313.2937 | 0.00057345 | 313.2937 | 0.00062661
|  | 313.5049 | 0.035418 | 313.5049 | -0.0083288 | 249.5069 | 0.16546 | 251.8613 | -0.00030468 | 248.0612 | 0 | 245.183 | 0 | 245.183 | 0 | 313.5049 | 0 | 251.2319 | 0 | 251.8613 | -0.00031604 | 245.183 | -8.2084e-05 | 244.9747 | 0 | 251.2319 | 0.21113 | 249.5069 | 0.037472 | 245.183 | -3.2423e-05 | 313.5049 | 0 | 245.183 | -2.1436e-05 | 251.2319 | 0 | 313.5049 | 0.00028673 | 313.5049 | 0.0005125
|  | 313.7161 | 0.25632 | 313.7161 | 0.2079 | 249.7163 | 0.57493 | 252.0682 | 0.0020164 | 248.2714 | 0 | 245.3913 | 0 | 245.3913 | 0 | 313.7161 | 0.00057297 | 251.4371 | 0 | 252.0682 | 0.00028041 | 245.3913 | 7.8844e-05 | 245.183 | 0 | 251.4371 | 0.22596 | 249.7163 | 0.03712 | 245.3913 | 0.00081432 | 313.7161 | 0.00039078 | 245.3913 | 0.00012984 | 251.4371 | 0 | 313.7161 | 0.00057345 | 313.7161 | 0.00068333
|  | 313.9273 | -0.0086095 | 313.9273 | -0.02495 | 249.9257 | 0.172 | 252.2752 | -0.00054993 | 248.4816 | 0 | 245.5996 | 0 | 245.5996 | 0 | 313.9273 | 0 | 251.6423 | 0 | 252.2752 | -0.00018461 | 245.5996 | -0.00017409 | 245.3913 | 0 | 251.6423 | 0.11338 | 249.9257 | 0.036776 | 245.5996 | -0.00012965 | 313.9273 | 0 | 245.5996 | -1.837e-06 | 251.6423 | 0 | 313.9273 | 0.00047743 | 313.9273 | 0.0005125
|  | 314.1385 | 0.16784 | 314.1385 | 0.1414 | 250.1351 | 0.57023 | 252.4821 | 0.0019338 | 248.6919 | 0 | 245.8079 | 0 | 245.8079 | 0 | 314.1385 | 0.00073273 | 251.8476 | 0 | 252.4821 | 0.00017761 | 245.8079 | 4.8144e-05 | 245.5996 | 0 | 251.8476 | 0.27386 | 250.1351 | 0.036503 | 245.8079 | 0.000579 | 314.1385 | 0.00048652 | 245.8079 | 5.2775e-05 | 251.8476 | 0 | 314.1385 | 0.00057345 | 314.1385 | 0.00068333
|  | 314.3497 | 0.10571 | 314.3497 | 0.058274 | 250.3446 | 0.14866 | 252.6891 | 5.3885e-05 | 248.9022 | 0 | 246.0163 | 0 | 246.0163 | 0 | 314.3497 | 0 | 252.0529 | 0 | 252.6891 | -0.00016526 | 246.0163 | -0.00013287 | 245.8079 | 0 | 252.0529 | -0.011496 | 250.3446 | 0.036363 | 246.0163 | -0.00016935 | 314.3497 | 0 | 246.0163 | 3.2215e-05 | 252.0529 | 0 | 314.3497 | 0.00038275 | 314.3497 | 0.00056931
|  | 314.561 | -0.053529 | 314.561 | -0.066366 | 250.554 | 0.54878 | 252.8961 | 0.0012513 | 249.1125 | 0 | 246.2246 | 0 | 246.2246 | 0 | 314.561 | 0.00073273 | 252.2582 | 0 | 252.8961 | 0.00055459 | 246.2246 | 0.00017885 | 246.0163 | 0 | 252.2582 | 0.21911 | 250.554 | 0.036401 | 246.2246 | 0.00093291 | 314.561 | 0.00048652 | 246.2246 | 0.00012505 | 252.2582 | 0 | 314.561 | 0.00057345 | 314.561 | 0.00068333
|  | 314.7723 | 0.29045 | 314.7723 | 0.31606 | 250.7635 | 0.10326 | 253.1032 | -0.0010331 | 249.3228 | 0 | 246.433 | 0 | 246.433 | 0 | 314.7723 | 0 | 252.4635 | 0 | 253.1032 | -0.00017337 | 246.433 | -0.00020234 | 246.2246 | 0 | 252.4635 | -0.1684 | 250.7635 | 0.036639 | 246.433 | -0.0002652 | 314.7723 | 0 | 246.433 | -5.2398e-05 | 252.4635 | 0 | 314.7723 | 0.00047743 | 314.7723 | 0.0005125
|  | 314.9836 | 0.061438 | 314.9836 | 0.02495 | 250.973 | 0.58718 | 253.3102 | 0.0023719 | 249.5331 | 0 | 246.6414 | 0 | 246.6414 | 0 | 314.9836 | 0.00073273 | 252.6688 | 0 | 253.3102 | 1.3435e-05 | 246.6414 | 0.00024285 | 246.433 | 0 | 252.6688 | 0.28487 | 250.973 | 0.037069 | 246.6414 | 0.0003881 | 314.9836 | 0.00029644 | 246.6414 | 8.465e-05 | 252.6688 | 0 | 314.9836 | 0.00057345 | 314.9836 | 0.00068333
|  | 315.1949 | 0.26425 | 315.1949 | 0.25774 | 251.1825 | 0.13383 | 253.5173 | -0.0017056 | 249.7434 | 0 | 246.8498 | 0 | 246.8498 | 0 | 315.1949 | 0 | 252.8741 | 0 | 253.5173 | -3.5583e-05 | 246.8498 | -8.6197e-05 | 246.6414 | 0 | 252.8741 | 0.0027883 | 251.1825 | 0.037655 | 246.8498 | -0.00021915 | 315.1949 | 0 | 246.8498 | 3.3272e-05 | 252.8741 | 0 | 315.1949 | 0.00057345 | 315.1949 | 0.00056931
|  | 315.4062 | 0.14107 | 315.4062 | 0.074873 | 251.392 | 0.56859 | 253.7243 | 0.0026856 | 249.9538 | 0 | 247.0582 | 0 | 247.0582 | 0 | 315.4062 | 0.00043766 | 253.0794 | 0 | 253.7243 | 0.00023797 | 247.0582 | 0.00021805 | 246.8498 | 0 | 253.0794 | 0.090727 | 251.392 | 0.038335 | 247.0582 | 0.00072218 | 315.4062 | 0.00039222 | 247.0582 | -2.0306e-05 | 253.0794 | 0 | 315.4062 | 0.00057345 | 315.4062 | 0.00068333
|  | 315.6175 | -0.026907 | 315.6175 | -0.041553 | 251.6016 | 0.1796 | 253.9314 | -0.000855 | 250.1641 | 0 | 247.2666 | 0 | 247.2666 | 0 | 315.6175 | 0 | 253.2848 | 0 | 253.9314 | -0.00021232 | 247.2666 | -0.000109 | 247.0582 | 0 | 253.2848 | 0.11708 | 251.6016 | 0.039039 | 247.2666 | -0.00026365 | 315.6175 | 0 | 247.2666 | -5.0591e-05 | 253.2848 | 0 | 315.6175 | 0.00057345 | 315.6175 | 0.00056931
|  | 315.8289 | 0.16715 | 315.8289 | 0.16627 | 251.8111 | 0.54125 | 254.1385 | 0.0018243 | 250.3745 | 0 | 247.4751 | 0 | 247.4751 | 0 | 315.8289 | 0.00073273 | 253.4902 | 0 | 254.1385 | -6.8105e-05 | 247.4751 | 0.00015154 | 247.2666 | 0 | 253.4902 | 0.052313 | 251.8111 | 0.039697 | 247.4751 | 0.00040812 | 315.8289 | 0.00039054 | 247.4751 | 0.00013502 | 253.4902 | 0 | 315.8289 | 0.00057345 | 315.8289 | 0.00062602
|  | 316.0403 | 0.12322 | 316.0403 | 0.099804 | 252.0206 | 0.18382 | 254.3457 | -0.0006035 | 250.5849 | 0 | 247.6835 | 0 | 247.6835 | 0 | 316.0403 | 0 | 253.6955 | 0 | 254.3457 | -0.00033791 | 247.6835 | -0.00022081 | 247.4751 | 0 | 253.6955 | -0.05477 | 252.0206 | 0.040254 | 247.6835 | -0.00024309 | 316.0403 | 0 | 247.6835 | -7.2749e-05 | 253.6955 | 0 | 316.0403 | 0.00057345 | 316.0403 | 0.00062652
|  | 316.2517 | 0.034531 | 316.2517 | 0.0083014 | 252.2302 | 0.59551 | 254.5528 | 0.0023612 | 250.7953 | 0 | 247.892 | 0 | 247.892 | 0 | 316.2517 | 0.00013753 | 253.9009 | 0 | 254.5528 | 0.00025206 | 247.892 | 0.00012048 | 247.6835 | 0 | 253.9009 | 0.092302 | 252.2302 | 0.040678 | 247.892 | 0.00019318 | 316.2517 | 0.00028751 | 247.892 | 0.00012531 | 253.9009 | 0 | 316.2517 | 0.00057345 | 316.2517 | 0.00068333
|  | 316.4631 | 0.088345 | 316.4631 | 0.066603 | 252.4398 | 0.10073 | 254.76 | -9.7456e-05 | 251.0057 | 0 | 248.1004 | 0 | 248.1004 | 0 | 316.4631 | 0 | 254.1063 | 0 | 254.76 | -0.00040302 | 248.1004 | 2.1955e-05 | 247.892 | 0 | 254.1064 | 0.048652 | 252.4398 | 0.040963 | 248.1004 | -0.00027769 | 316.4631 | 9.578e-05 | 248.1004 | 3.9439e-05 | 254.1064 | 0 | 316.4631 | 0.00057345 | 316.4631 | 0.0005125
|  | 316.6745 | 0.10561 | 316.6745 | 0.10823 | 252.6494 | 0.55607 | 254.9671 | 0.0028646 | 251.2161 | 0 | 248.3089 | 0 | 248.3089 | 0 | 316.6745 | 0.00043766 | 254.3118 | 0 | 254.9671 | 0.0001345 | 248.3089 | 0.00018599 | 248.1004 | 0 | 254.3118 | 0.12821 | 252.6494 | 0.041125 | 248.3089 | 0.00081754 | 316.6745 | 0.00028583 | 248.3089 | -0.00015505 | 254.3118 | 0 | 316.6745 | 0.00057345 | 316.6745 | 0.00062652
|  | 316.886 | 0.16729 | 316.886 | 0.13319 | 252.859 | 0.082713 | 255.1743 | -0.0014508 | 251.4266 | 0 | 248.5175 | 0 | 248.5175 | 0 | 316.886 | 0 | 254.5172 | 0 | 255.1743 | -0.00025237 | 248.5175 | -0.00024194 | 248.3089 | 0 | 254.5172 | -0.025965 | 252.859 | 0.041192 | 248.5175 | -0.0004074 | 316.886 | 0 | 248.5175 | -7.3304e-05 | 254.5172 | 0 | 316.886 | 0.00047877 | 316.886 | 0.0005125
|  | 317.0974 | 0.13242 | 317.0974 | 0.083224 | 253.0686 | 0.6495 | 255.3815 | 0.0018257 | 251.637 | 0 | 248.726 | 0 | 248.726 | 0 | 317.0974 | 0.00027326 | 254.7227 | 0 | 255.3815 | -0.00012872 | 248.726 | 0.00020611 | 248.5175 | 0 | 254.7227 | 0.31678 | 253.0686 | 0.041201 | 248.726 | 0.00037884 | 317.0974 | 9.578e-05 | 248.726 | 8.8174e-05 | 254.7227 | 0 | 317.0974 | 0.00057345 | 317.0974 | 0.00056921
|  | 317.3089 | -0.15002 | 317.3089 | -0.1498 | 253.2782 | 0.19819 | 255.5888 | -0.00058895 | 251.8475 | 0 | 248.9345 | 0 | 248.9345 | 0 | 317.3089 | 0 | 254.9281 | 0 | 255.5888 | -8.3351e-05 | 248.9345 | -0.00010289 | 248.726 | 0 | 254.9281 | 0.12839 | 253.2782 | 0.041183 | 248.9345 | -0.00028723 | 317.3089 | 0 | 248.9345 | 1.56e-05 | 254.9281 | 0 | 317.3089 | 0.00057345 | 317.3089 | 0.0005125
|  | 317.5204 | 0 | 317.5204 | -0.04153 | 253.4879 | 0.59503 | 255.796 | 0.0028478 | 252.058 | 0 | 249.143 | 0 | 249.143 | 0 | 317.5204 | 0.00040857 | 255.1336 | 0 | 255.796 | 0.00028621 | 249.143 | 0.00019977 | 248.9345 | 0 | 255.1336 | 0.2082 | 253.4879 | 0.041155 | 249.143 | 0.00080163 | 317.5204 | 0.00028607 | 249.143 | 5.1562e-05 | 255.1336 | 0 | 317.5204 | 0.00057345 | 317.5204 | 0.00056931
|  | 317.7319 | 0.088246 | 317.7319 | 0.099791 | 253.6975 | 0.13227 | 256.0032 | -0.00018648 | 252.2685 | 0 | 249.3516 | 0 | 249.3516 | 0 | 317.7319 | 0 | 255.3391 | 0 | 256.0032 | -0.00036824 | 249.3516 | -2.5616e-05 | 249.143 | 0 | 255.3391 | -0.14729 | 253.6975 | 0.041124 | 249.3516 | 0.00014554 | 317.7319 | 0 | 249.3516 | 7.4961e-06 | 255.3391 | 0 | 317.7319 | 0.00057345 | 317.7319 | 0.00056931
|  | 317.9434 | 0.10561 | 317.9434 | 0.091403 | 253.9072 | 0.55534 | 256.2105 | 0.001715 | 252.479 | 0 | 249.5602 | 0 | 249.5602 | 0 | 317.9434 | 0.00013531 | 255.5446 | 0 | 256.2105 | 0.00030251 | 249.5602 | 7.8964e-05 | 249.3516 | 0 | 255.5446 | 0.28593 | 253.9072 | 0.041077 | 249.5602 | 0.00099478 | 317.9434 | 0.00029624 | 249.5602 | 0.00015776 | 255.5446 | 0 | 317.9434 | 0.00057345 | 317.9434 | 0.0005125
|  | 318.155 | 0.13266 | 318.155 | 0.1248 | 254.1168 | 0.059018 | 256.4178 | -0.00035627 | 252.6895 | 0 | 249.7688 | 0 | 249.7688 | 0 | 318.155 | 0 | 255.7501 | 0 | 256.4178 | -0.00024365 | 249.7688 | -0.00018204 | 249.5602 | 0 | 255.7501 | 0.069012 | 254.1168 | 0.040994 | 249.7688 | -0.00037598 | 318.155 | 9.578e-05 | 249.7688 | -6.0873e-05 | 255.7501 | 0 | 318.155 | 0.00057345 | 318.155 | 0.0005125
|  | 318.3665 | 0.19395 | 318.3665 | 0.1747 | 254.3265 | 0.56907 | 256.6251 | 0.0030506 | 252.9001 | 0 | 249.9774 | 0 | 249.9774 | 0 | 318.3665 | 0 | 255.9557 | 0 | 256.6251 | 0.00017424 | 249.9774 | 0.00014401 | 249.7688 | 0 | 255.9557 | 0.21865 | 254.3265 | 0.040852 | 249.9774 | 0.00037433 | 318.3665 | 0.00019176 | 249.9774 | -8.1049e-05 | 255.9557 | 0 | 318.3665 | 0.00057345 | 318.3665 | 0.0005125
|  | 318.5781 | 0 | 318.5781 | -0.033265 | 254.5362 | 0.10178 | 256.8324 | -0.00075331 | 253.1106 | 0 | 250.186 | 0 | 250.186 | 0 | 318.5781 | 0 | 256.1612 | 0 | 256.8324 | -0.00018538 | 250.186 | -0.00014762 | 249.9774 | 0 | 256.1612 | -0.1064 | 254.5362 | 0.040632 | 250.186 | -0.00038048 | 318.5781 | 0 | 250.186 | 2.4123e-05 | 256.1612 | 0 | 318.5781 | 0.00057345 | 318.5781 | 0.00062652
|  | 318.7897 | 0.21285 | 318.7897 | 0.18294 | 254.7459 | 0.54448 | 257.0398 | 0.0017332 | 253.3212 | 0 | 250.3946 | 0 | 250.3946 | 0 | 318.7897 | 0.00027104 | 256.3668 | 0 | 257.0398 | 0.00019035 | 250.3946 | 0.00016375 | 250.186 | 0 | 256.3668 | 0.25195 | 254.7459 | 0.040332 | 250.3946 | 0.00010349 | 318.7897 | 0 | 250.3946 | 9.4329e-05 | 256.3668 | 0 | 318.7897 | 0.00057345 | 318.7897 | 0.0005698
|  | 319.0013 | 0.079734 | 319.0013 | 0.033251 | 254.9557 | 0.24281 | 257.2471 | 0.0010264 | 253.5318 | 0 | 250.6033 | 0 | 250.6033 | 0 | 319.0013 | 0 | 256.5723 | 0 | 257.2471 | -0.00026773 | 250.6033 | -0.00017669 | 250.3946 | 0 | 256.5723 | 0.1493 | 254.9557 | 0.039966 | 250.6033 | -0.00040385 | 319.0013 | 0 | 250.6033 | -2.7317e-05 | 256.5723 | 0 | 319.0013 | 0.00057345 | 319.0013 | 0.0005125
|  | 319.2129 | 0.088203 | 319.2129 | 0.074918 | 255.1654 | 0.62275 | 257.4545 | 0.0027843 | 253.7424 | 0 | 250.8119 | 0 | 250.8119 | 0 | 319.2129 | 0.00013572 | 256.7779 | 0 | 257.4545 | 0.00038266 | 250.8119 | 9.8512e-05 | 250.6033 | 0 | 256.7779 | 0.15286 | 255.1654 | 0.03957 | 250.8119 | 0.00032364 | 319.2129 | 0.00028583 | 250.8119 | 4.5639e-05 | 256.7779 | 0 | 319.2129 | 0.00057345 | 319.2129 | 0.00062652
|  | 319.4246 | -0.026119 | 319.4246 | -0.049909 | 255.3752 | 0.15332 | 257.6619 | -0.0011028 | 253.953 | 0 | 251.0206 | 0 | 251.0206 | 0 | 319.4246 | 0.00013572 | 256.9835 | 0 | 257.6619 | -6.9125e-05 | 251.0206 | -0.00015001 | 250.8119 | 0 | 256.9835 | 0.136 | 255.3752 | 0.039193 | 251.0206 | -0.00031038 | 319.4246 | 9.578e-05 | 251.0206 | -0.00011816 | 256.9835 | 0 | 319.4246 | 0.00057345 | 319.4246 | 0.0005698
|  | 319.6362 | -0.088345 | 319.6362 | -0.099841 | 255.5849 | 0.56896 | 257.8693 | 0.0019504 | 254.1636 | 0 | 251.2293 | 0 | 251.2293 | 0 | 319.6362 | 0 | 257.1891 | 0 | 257.8693 | 3.4537e-05 | 251.2293 | 0.00016266 | 251.0206 | 0 | 257.1891 | 0.033741 | 255.5849 | 0.038889 | 251.2293 | 0.00050855 | 319.6362 | 0 | 251.2293 | 2.4675e-05 | 257.1891 | 0 | 319.6362 | 0.00057345 | 319.6362 | 0.0005698
|  | 319.8479 | 0.16794 | 319.8479 | 0.12482 | 255.7947 | 0.17771 | 258.0767 | -0.00035406 | 254.3742 | 0 | 251.438 | 0 | 251.438 | 0 | 319.8479 | 0.00027104 | 257.3948 | 0 | 258.0767 | -0.00041727 | 251.438 | -0.00013546 | 251.2293 | 0 | 257.3948 | 0.04951 | 255.7947 | 0.038708 | 251.438 | 0.00040088 | 319.8479 | 0.00029624 | 251.438 | -1.3413e-05 | 257.3948 | 0 | 319.8479 | 0.00057345 | 319.8479 | 0.00062652
|  | 320.0596 | 0.11436 | 320.0596 | 0.099731 | 256.0045 | 0.55695 | 258.2841 | 0.0017268 | 254.5849 | 0 | 251.6467 | 0 | 251.6467 | 0 | 320.0596 | 0.00013531 | 257.6004 | 0 | 258.2841 | 0.00028419 | 251.6467 | 7.3889e-05 | 251.438 | 0 | 257.6004 | 0.21964 | 256.0045 | 0.038685 | 251.6467 | 0.00081267 | 320.0596 | 9.578e-05 | 251.6467 | -0.00015392 | 257.6004 | 0 | 320.0596 | 0.00057345 | 320.0596 | 0.00062602
|  | 320.2713 | 0.062226 | 320.2713 | 0.024945 | 256.2143 | 0.17174 | 258.4916 | -0.00045515 | 254.7955 | 0 | 251.8554 | 0 | 251.8554 | 0 | 320.2713 | 0.00043725 | 257.8061 | 0 | 258.4916 | -0.00038486 | 251.8554 | -3.619e-05 | 251.6467 | 0 | 257.8061 | -0.043151 | 256.2143 | 0.038834 | 251.8554 | 0.00012409 | 320.2713 | 9.578e-05 | 251.8554 | 4.7105e-05 | 257.8061 | 0 | 320.2713 | 0.00057345 | 320.2713 | 0.00068333
|  | 320.483 | 0.15933 | 320.483 | 0.099868 | 256.4241 | 0.50993 | 258.699 | 0.0030756 | 255.0062 | 0 | 252.0642 | 0 | 252.0642 | 0 | 320.483 | 0.00043766 | 258.0118 | 0 | 258.699 | 0.00033264 | 252.0642 | 2.2539e-05 | 251.8554 | 0 | 258.0117 | 0.081632 | 256.4241 | 0.039146 | 252.0642 | 0.00047998 | 320.483 | 9.5748e-05 | 252.0642 | 1.0082e-05 | 258.0117 | 0 | 320.483 | 0.00057345 | 320.483 | 0.00068333
|  | 320.6948 | 0.052038 | 320.6948 | 0.024964 | 256.6339 | 0.18147 | 258.9065 | -0.0011221 | 255.2169 | 0 | 252.2729 | 0 | 252.2729 | 0 | 320.6948 | 0.00057297 | 258.2174 | 0 | 258.9065 | -0.00019631 | 252.2729 | -5.5625e-05 | 252.0642 | 0 | 258.2174 | -0.091957 | 256.6339 | 0.039596 | 252.2729 | -0.00013913 | 320.6948 | 0.00038181 | 252.2729 | 6.6591e-05 | 258.2174 | 0 | 320.6948 | 0.00057345 | 320.6948 | 0.00062661
|  | 320.9065 | 0.15854 | 320.9065 | 0.11654 | 256.8437 | 0.59463 | 259.114 | 0.001503 | 255.4276 | 0 | 252.4817 | 0 | 252.4817 | 0 | 320.9065 | 0.00013572 | 258.4231 | 0 | 259.114 | 0.00022703 | 252.4817 | 0.00012658 | 252.2729 | 0 | 258.4231 | 0.24441 | 256.8437 | 0.040143 | 252.4817 | 0.0011964 | 320.9065 | 9.4302e-05 | 252.4817 | 1.8865e-05 | 258.4231 | 0 | 320.9065 | 0.00057345 | 320.9065 | 0.0005125
|  | 321.1183 | 0.089133 | 321.1183 | 0.04164 | 257.0536 | 0.14402 | 259.3215 | -0.0017133 | 255.6383 | 0 | 252.6904 | 0 | 252.6904 | 0 | 321.1183 | 0.00027104 | 258.6288 | 0 | 259.3215 | -0.00023356 | 252.6904 | -0.00014718 | 252.4817 | 0 | 258.6288 | 0.17196 | 257.0536 | 0.040746 | 252.6904 | -0.00061468 | 321.1183 | 9.5748e-05 | 252.6904 | -6.238e-05 | 258.6288 | 0 | 321.1183 | 0.00057345 | 321.1183 | 0.0005125
|  | 321.3301 | 0.15043 | 321.3301 | 0.099777 | 257.2634 | 0.57097 | 259.529 | 0.0017125 | 255.849 | 0 | 252.8992 | 0 | 252.8992 | 0 | 321.3301 | 0 | 258.8346 | 0 | 259.529 | 0.00016188 | 252.8992 | -3.4531e-05 | 252.6904 | 0 | 258.8346 | 0.12589 | 257.2634 | 0.041363 | 252.8992 | 0.00081459 | 321.3301 | 0 | 252.8992 | 6.0688e-05 | 258.8346 | 0 | 321.3301 | 0.00057345 | 321.3301 | 0.0005698
|  | 321.5419 | 0.034773 | 321.5419 | 0.01663 | 257.4733 | 0.16576 | 259.7366 | -0.00047123 | 256.0598 | 0 | 253.108 | 0 | 253.108 | 0 | 321.5419 | 0.00043544 | 259.0403 | 0 | 259.7366 | -9.4603e-05 | 253.108 | -3.4701e-05 | 252.8992 | 0 | 259.0403 | 0.079558 | 257.4733 | 0.041955 | 253.108 | -0.00012849 | 321.5419 | 0.00029476 | 253.108 | 7.3189e-06 | 259.0403 | 0 | 321.5419 | 0.00057345 | 321.5419 | 0.00068333
|  | 321.7537 | 0.088345 | 321.7537 | 0.041589 | 257.6832 | 0.60252 | 259.9442 | 0.0019832 | 256.2705 | 0 | 253.3169 | 0 | 253.3169 | 0 | 321.7537 | 0 | 259.2461 | 0 | 259.9442 | 0.00049289 | 253.3169 | 0.00010819 | 253.108 | 0 | 259.2461 | -0.09061 | 257.6832 | 0.04249 | 253.3169 | 0.00044106 | 321.7537 | 0 | 253.3169 | 5.4372e-05 | 259.2461 | 0 | 321.7537 | 0.00057345 | 321.7537 | 0.00068333
|  | 321.9655 | -0.052784 | 321.9655 | -0.091416 | 257.8931 | 0.16308 | 260.1518 | -0.00088757 | 256.4813 | 0 | 253.5257 | 0 | 253.5257 | 0 | 321.9655 | 0.00029971 | 259.4518 | 0 | 260.1518 | -0.00029586 | 253.5257 | -7.927e-05 | 253.3169 | 0 | 259.4518 | -0.042797 | 257.8931 | 0.042941 | 253.5257 | -0.00046862 | 321.9655 | 0.00029624 | 253.5257 | -6.1978e-05 | 259.4518 | 0 | 321.9655 | 0.00057345 | 321.9655 | 0.00068333
|  | 322.1774 | 0.16719 | 322.1774 | 0.12474 | 258.103 | 0.53087 | 260.3593 | 0.0012532 | 256.6921 | 0 | 253.7345 | 0 | 253.7345 | 0 | 322.1774 | 0 | 259.6576 | 0 | 260.3593 | 0.00022402 | 253.7345 | 0.00024005 | 253.5257 | 0 | 259.6576 | 0.12523 | 258.103 | 0.043284 | 253.7345 | 0.00078045 | 322.1774 | 0 | 253.7345 | 1.1792e-05 | 259.6576 | 0 | 322.1774 | 0.00057345 | 322.1774 | 0.00056931
|  | 322.3893 | 0.12312 | 322.3893 | 0.099777 | 258.3129 | 0.20372 | 260.567 | 0.00066243 | 256.9029 | 0 | 253.9434 | 0 | 253.9434 | 0 | 322.3893 | 0.00073273 | 259.8634 | 0 | 260.567 | -8.5678e-05 | 253.9434 | -0.0001313 | 253.7345 | 0 | 259.8634 | -0.028508 | 258.3129 | 0.043504 | 253.9434 | -0.00046497 | 322.3893 | 0.00028583 | 253.9434 | 4.1193e-06 | 259.8634 | 0 | 322.3893 | 0.00057345 | 322.3893 | 0.00068333
|  | 322.6012 | 0.096999 | 322.6012 | 0.041594 | 258.5229 | 0.56836 | 260.7746 | 0.0019384 | 257.1137 | 0 | 254.1523 | 0 | 254.1523 | 0 | 322.6012 | 0 | 260.0692 | 0 | 260.7746 | 0.000156 | 254.1523 | 0.00021563 | 253.9434 | 0 | 260.0692 | 0.24694 | 258.5229 | 0.043592 | 254.1523 | 0.00071517 | 322.6012 | 0 | 254.1523 | 7.8438e-05 | 260.0692 | 0 | 322.6012 | 0.00047877 | 322.6012 | 0.00056931
|  | 322.8131 | 0.22022 | 322.8131 | 0.18303 | 258.7328 | 0.19359 | 260.9822 | -0.00048078 | 257.3245 | 0 | 254.3612 | 0 | 254.3612 | 0 | 322.8131 | 0.00046169 | 260.2751 | 0 | 260.9822 | -0.00029748 | 254.3612 | -0.00010683 | 254.1523 | 0 | 260.2751 | 0.028565 | 258.7328 | 0.043554 | 254.3612 | 4.2565e-05 | 322.8131 | 0.00028751 | 254.3612 | -8.7561e-05 | 260.2751 | 0 | 322.8131 | 0.00057345 | 322.8131 | 0.00056931
|  | 323.025 | 0.05357 | 323.025 | 0.03311 | 258.9427 | 0.62939 | 261.1899 | 0.00091659 | 257.5354 | 0 | 254.5701 | 0 | 254.5701 | 0 | 323.025 | 0 | 260.4809 | 0 | 261.1899 | 0.00032617 | 254.5701 | 0.00016984 | 254.3612 | 0 | 260.4809 | -0.041128 | 258.9427 | 0.043406 | 254.5701 | 0.000471 | 323.025 | 0 | 254.5701 | 0.00010379 | 260.4809 | 0 | 323.025 | 0.00047877 | 323.025 | 0.0005125
|  | 323.2369 | 0.079734 | 323.2369 | 0.058274 | 259.1527 | 0.19611 | 261.3976 | -0.0019762 | 257.7462 | 0 | 254.779 | 0 | 254.779 | 0 | 323.2369 | 0.00057297 | 260.6867 | 0 | 261.3976 | -0.00020548 | 254.779 | -0.00015343 | 254.5701 | 0 | 260.6867 | 0.080448 | 259.1527 | 0.043176 | 254.779 | -0.00025072 | 323.2369 | 0.00028607 | 254.779 | -7.9765e-05 | 260.6867 | 0 | 323.2369 | 0.00057345 | 323.2369 | 0.00068333
|  | 323.4489 | 0.14978 | 323.4489 | 0.099855 | 259.3627 | 0.61297 | 261.6053 | 0.0029879 | 257.9571 | 0 | 254.9879 | 0 | 254.9879 | 0 | 323.4489 | 0 | 260.8926 | 0 | 261.6053 | 0.0002968 | 254.9879 | 0.00012695 | 254.779 | 0 | 260.8926 | 0.099859 | 259.3627 | 0.042901 | 254.9879 | 0.00098583 | 323.4489 | 0 | 254.9879 | 0.00020956 | 260.8926 | 0 | 323.4489 | 0.00057345 | 323.4489 | 0.0005125
|  | 323.6608 | 0.034773 | 323.6608 | -0.016644 | 259.5727 | 0.12474 | 261.813 | -0.00013311 | 258.168 | 0 | 255.1969 | 0 | 255.1969 | 0 | 323.6608 | 0.00057297 | 261.0985 | 0 | 261.813 | -0.00027031 | 255.1969 | -3.5848e-05 | 254.9879 | 0 | 261.0985 | 0.086499 | 259.5727 | 0.042615 | 255.1969 | -0.00073462 | 323.6608 | 0.00028751 | 255.1969 | -3.8053e-05 | 261.0985 | 0 | 323.6608 | 0.00057345 | 323.6608 | 0.00062602
|  | 323.8728 | 0.11372 | 323.8728 | 0.033265 | 259.7827 | 0.59662 | 262.0207 | 0.001619 | 258.3789 | 0 | 255.4058 | 0 | 255.4058 | 0 | 323.8728 | 0 | 261.3043 | 0 | 262.0207 | 0.00044914 | 255.4058 | 0.00012374 | 255.1969 | 0 | 261.3044 | -0.078695 | 259.7827 | 0.042349 | 255.4058 | 0.00034259 | 323.8728 | 0 | 255.4058 | 5.0778e-05 | 261.3044 | 0 | 323.8728 | 0.00047743 | 323.8728 | 0.0005125
|  | 324.0848 | 0.079547 | 324.0848 | 0.041631 | 259.9927 | 0.16486 | 262.2284 | -0.000983 | 258.5898 | 0 | 255.6148 | 0 | 255.6148 | 0 | 324.0848 | 0.00056833 | 261.5103 | 0 | 262.2284 | -8.9536e-05 | 255.6148 | -7.7687e-05 | 255.4058 | 0 | 261.5103 | 0.11938 | 259.9927 | 0.042118 | 255.6148 | 1.1095e-05 | 324.0848 | 0.00028751 | 255.6148 | 1.4516e-05 | 261.5103 | 0 | 324.0848 | 0.00057345 | 324.0848 | 0.00068333
|  | 324.2969 | 0.12376 | 324.2969 | 0.058348 | 260.2028 | 0.5316 | 262.4362 | 0.00093299 | 258.8007 | 0 | 255.8238 | 0 | 255.8238 | 0 | 324.2969 | 0 | 261.7162 | 0 | 262.4362 | 0.00031646 | 255.8238 | 0.00020552 | 255.6148 | 0 | 261.7162 | 0.30313 | 260.2028 | 0.041921 | 255.8238 | 0.00041961 | 324.2969 | 0 | 255.8238 | 3.0196e-05 | 261.7162 | 0 | 324.2969 | 0.00038275 | 324.2969 | 0.00062661
|  | 324.5089 | 0.12312 | 324.5089 | 0.083051 | 260.4128 | 0.14236 | 262.644 | 0.00093708 | 259.0116 | 0 | 256.0328 | 0 | 256.0328 | 0 | 324.5089 | 0.00073273 | 261.9221 | 0 | 262.644 | -0.00031575 | 256.0328 | -9.1596e-05 | 255.8238 | 0 | 261.9221 | -0.10813 | 260.4128 | 0.041745 | 256.0328 | -0.00013176 | 324.5089 | 0.00048652 | 256.0328 | -1.6219e-05 | 261.9221 | 0 | 324.5089 | 0.00057345 | 324.5089 | 0.00068333
|  | 324.7209 | 0.018239 | 324.7209 | -0.041567 | 260.6228 | 0.57954 | 262.8517 | 0.0016196 | 259.2226 | 0 | 256.2418 | 0 | 256.2418 | 0 | 324.7209 | 0 | 262.1281 | 0 | 262.8517 | 4.7483e-05 | 256.2418 | 0.00016824 | 256.0328 | 0 | 262.1281 | 0.21966 | 260.6228 | 0.041567 | 256.2418 | 0.00061406 | 324.7209 | 0 | 256.2418 | 3.0337e-05 | 262.1281 | 0 | 324.7209 | 0.00047877 | 324.7209 | 0.0005125
|  | 324.933 | 0.13252 | 324.933 | 0.06653 | 260.8329 | 0.1613 | 263.0596 | -0.00079922 | 259.4335 | 0 | 256.4508 | 0 | 256.4508 | 0 | 324.933 | 0.00057297 | 262.334 | 0 | 263.0596 | -0.00022616 | 256.4508 | -9.6432e-05 | 256.2418 | 0 | 262.334 | -0.099914 | 260.8329 | 0.041366 | 256.4508 | -0.00037691 | 324.933 | 0.00048652 | 256.4508 | -0.00011929 | 262.334 | 0 | 324.933 | 0.00057345 | 324.933 | 0.00068333
|  | 325.1451 | 0.070981 | 325.1451 | 0.01663 | 261.043 | 0.59286 | 263.2674 | 0.0018449 | 259.6445 | 0 | 256.6598 | 0 | 256.6598 | 0 | 325.1451 | 0 | 262.54 | 0 | 263.2674 | 4.2293e-05 | 256.6598 | 8.5976e-05 | 256.4508 | 0 | 262.54 | -0.028645 | 261.043 | 0.04113 | 256.6598 | 0.00052135 | 325.1451 | 0 | 256.6598 | 9.9279e-05 | 262.54 | 0 | 325.1451 | 0.00038275 | 325.1451 | 0.0005125
|  | 325.3572 | 0.12316 | 325.3572 | 0.016566 | 261.2531 | 0.14068 | 263.4752 | -0.0021215 | 259.8555 | 0 | 256.8689 | 0 | 256.8689 | 0 | 325.3572 | 0.00073273 | 262.746 | 0 | 263.4752 | -0.00040824 | 256.8689 | -0.00010128 | 256.6598 | 0 | 262.746 | 0.096328 | 261.2531 | 0.040863 | 256.8689 | -0.00018033 | 325.3572 | 0.00048652 | 256.8689 | 6.2351e-05 | 262.746 | 0 | 325.3572 | 0.00057345 | 325.3572 | 0.00068333
|  | 325.5693 | 0.21146 | 325.5693 | 0.17468 | 261.4632 | 0.63618 | 263.6831 | 0.0010352 | 260.0665 | 0 | 257.0779 | 0 | 257.0779 | 0 | 325.5693 | 0 | 262.952 | 0 | 263.6831 | 0.0001512 | 257.0779 | 9.9863e-05 | 256.8689 | 0 | 262.952 | 0.19193 | 261.4632 | 0.040589 | 257.0779 | 0.00068868 | 325.5693 | 0 | 257.0779 | 5.264e-05 | 262.952 | 0 | 325.5693 | 0.00057345 | 325.5693 | 0.00056921
|  | 325.7815 | 0.0087545 | 325.7815 | -0.049909 | 261.6733 | 0.21298 | 263.891 | -0.0013769 | 260.2775 | 0 | 257.287 | 0 | 257.287 | 0 | 325.7815 | 0.00073273 | 263.158 | 0 | 263.891 | -0.00042619 | 257.287 | -0.00018628 | 257.0779 | 0 | 263.158 | 0.19274 | 261.6733 | 0.040348 | 257.287 | -0.0001361 | 325.7815 | 0.00048652 | 257.287 | 3.8778e-05 | 263.158 | 0 | 325.7815 | 0.00057345 | 325.7815 | 0.00068333
|  | 325.9936 | 0.10575 | 325.9936 | 0.08322 | 261.8834 | 0.5864 | 264.0989 | 0.0024116 | 260.4886 | 0 | 257.4961 | 0 | 257.4961 | 0 | 325.9936 | 0 | 263.364 | 0 | 264.0989 | 0.0003811 | 257.4961 | 0.00028139 | 257.287 | 0 | 263.364 | 0.043707 | 261.8834 | 0.04019 | 257.4961 | 0.00079865 | 325.9936 | 0 | 257.4961 | 0.0001624 | 263.364 | 0 | 325.9936 | 0.00047743 | 325.9936 | 0.0005125
|  | 326.2058 | 0.28175 | 326.2058 | 0.21634 | 262.0936 | 0.13031 | 264.3067 | -7.0845e-05 | 260.6996 | 0 | 257.7052 | 0 | 257.7052 | 0 | 326.2058 | 0.00073273 | 263.5701 | 0 | 264.3067 | -0.00012094 | 257.7052 | -6.0532e-05 | 257.4961 | 0 | 263.5701 | -0.13594 | 262.0936 | 0.040162 | 257.7052 | -0.00020613 | 326.2058 | 0.00048652 | 257.7052 | 6.3506e-05 | 263.5701 | 0 | 326.2058 | 0.00057345 | 326.2058 | 0.00068333
|  | 326.418 | 0.026708 | 326.418 | -0.033206 | 262.3037 | 0.62849 | 264.5147 | 0.0020072 | 260.9107 | 0 | 257.9143 | 0 | 257.9143 | 0 | 326.418 | 0 | 263.7761 | 0 | 264.5147 | -3.1834e-05 | 257.9143 | 0.0001683 | 257.7052 | 0 | 263.7761 | 0.26495 | 262.3037 | 0.040298 | 257.9143 | 0.00082613 | 326.418 | 0 | 257.9143 | 0.00013638 | 263.7761 | 0 | 326.418 | 0.00047877 | 326.418 | 0.0005698
|  | 326.6302 | 0.079492 | 326.6302 | 0.041567 | 262.5139 | 0.1252 | 264.7226 | -4.0684e-05 | 261.1217 | 0 | 258.1234 | 0 | 258.1234 | 0 | 326.6302 | 0.00059519 | 263.9822 | 0 | 264.7226 | -0.00045628 | 258.1234 | -0.00010857 | 257.9143 | 0 | 263.9822 | 0.07204 | 262.5139 | 0.040612 | 258.1234 | -1.9933e-05 | 326.6302 | 0.00048652 | 258.1234 | -0.00012711 | 263.9822 | 0 | 326.6302 | 0.00057345 | 326.6302 | 0.00068333
|  | 326.8424 | 0.19386 | 326.8424 | 0.15807 | 262.7241 | 0.63145 | 264.9305 | 0.0010425 | 261.3328 | 0 | 258.3326 | 0 | 258.3326 | 0 | 326.8424 | 0 | 264.1883 | 0 | 264.9305 | 0.00046863 | 258.3326 | 0.00014459 | 258.1234 | 0 | 264.1883 | 0.26222 | 262.7241 | 0.041091 | 258.3326 | 0.00075042 | 326.8424 | 0 | 258.3326 | 9.8579e-05 | 264.1883 | 0 | 326.8424 | 0.00047877 | 326.8424 | 0.0005125
|  | 327.0546 | -0.14993 | 327.0546 | -0.22455 | 262.9343 | 0.14442 | 265.1385 | -0.00073996 | 261.5439 | 0 | 258.5417 | 0 | 258.5417 | 0 | 327.0546 | 0.00056833 | 264.3944 | 0 | 265.1385 | -0.0003753 | 258.5417 | -0.00015199 | 258.3326 | 0 | 264.3944 | -0.074029 | 262.9343 | 0.041697 | 258.5417 | -0.00047478 | 327.0546 | 0.00039054 | 258.5417 | -0.00013251 | 264.3944 | 0 | 327.0546 | 0.00057345 | 327.0546 | 0.00068333
|  | 327.2668 | 0.24753 | 327.2668 | 0.19962 | 263.1445 | 0.60673 | 265.3465 | 0.0026319 | 261.755 | 0 | 258.7509 | 0 | 258.7509 | 0 | 327.2668 | 0 | 264.6005 | 0 | 265.3465 | 0.00024791 | 258.7509 | 0.00011259 | 258.5417 | 0 | 264.6005 | 0.42699 | 263.1445 | 0.042375 | 258.7509 | 0.00070111 | 327.2668 | 0 | 258.7509 | -2.8519e-05 | 264.6005 | 0 | 327.2668 | 0.00057345 | 327.2668 | 0.00056921
|  | 327.4791 | 0.10585 | 327.4791 | 0.058211 | 263.3547 | 0.23809 | 265.5545 | -0.0012832 | 261.9662 | 0 | 258.9601 | 0 | 258.9601 | 0 | 327.4791 | 0.00073273 | 264.8066 | 0 | 265.5545 | -0.00019411 | 258.9601 | -9.5974e-05 | 258.7509 | 0 | 264.8066 | 0.15833 | 263.3547 | 0.043063 | 258.9601 | -0.00026218 | 327.4791 | 0.00048652 | 258.9601 | -0.00012668 | 264.8066 | 0 | 327.4791 | 0.00057345 | 327.4791 | 0.00068333
|  | 327.6914 | 0.13187 | 327.6914 | 0.083174 | 263.5649 | 0.63101 | 265.7625 | 0.0024379 | 262.1773 | 0 | 259.1693 | 0 | 259.1693 | 0 | 327.6914 | 0 | 265.0128 | 0 | 265.7625 | 0.00019945 | 259.1693 | 0.00010304 | 258.9601 | 0 | 265.0128 | 0.13905 | 263.5649 | 0.043703 | 259.1693 | 0.00041796 | 327.6914 | 0 | 259.1693 | 1.2547e-05 | 265.0128 | 0 | 327.6914 | 0.00028673 | 327.6914 | 0.0005125
|  | 327.9037 | 0.24763 | 327.9037 | 0.17465 | 263.7751 | 0.11841 | 265.9706 | -0.0010251 | 262.3885 | 0 | 259.3785 | 0 | 259.3785 | 0 | 327.9037 | 0.00073273 | 265.2189 | 0 | 265.9706 | -0.00013825 | 259.3785 | -0.00016022 | 259.1693 | 0 | 265.2189 | 0.062715 | 263.7751 | 0.044251 | 259.3785 | -5.8399e-05 | 327.9037 | 0.00048652 | 259.3785 | -5.6653e-05 | 265.2189 | 0 | 327.9037 | 0.00066947 | 327.9037 | 0.00068333
|  | 328.116 | 0.08028 | 328.116 | 0.024945 | 263.9854 | 0.57143 | 266.1786 | 0.0028256 | 262.5996 | 0 | 259.5877 | 0 | 259.5877 | 0 | 328.116 | 0 | 265.4251 | 0 | 266.1786 | 0.00027804 | 259.5877 | 0.00010019 | 259.3785 | 0 | 265.4251 | 0.2679 | 263.9854 | 0.044684 | 259.5877 | 0.00033469 | 328.116 | 0 | 259.5877 | 4.4443e-05 | 265.4251 | 0 | 328.116 | 0.00057345 | 328.116 | 0.00062652
|  | 328.3283 | -0.026162 | 328.3283 | -0.058288 | 264.1956 | 0.19562 | 266.3867 | -0.001357 | 262.8108 | 0 | 259.797 | 0 | 259.797 | 0 | 328.3283 | 0.00073273 | 265.6313 | 0 | 266.3867 | -0.00026423 | 259.797 | -0.0001323 | 259.5877 | 0 | 265.6313 | 0.040157 | 264.1956 | 0.044996 | 259.797 | -0.00055918 | 328.3283 | 0.00048652 | 259.797 | -5.837e-05 | 265.6313 | 0 | 328.3283 | 0.00057345 | 328.3283 | 0.00068333
|  | 328.5407 | 0.16719 | 328.5407 | 0.10818 | 264.4059 | 0.62055 | 266.5947 | 0.00034036 | 263.022 | 0 | 260.0062 | 0 | 260.0062 | 0 | 328.5407 | 0 | 265.8374 | 0 | 266.5947 | 0.00021709 | 260.0062 | 0.00025716 | 259.797 | 0 | 265.8374 | -0.11247 | 264.4059 | 0.045195 | 260.0062 | 0.00098606 | 328.5407 | 0 | 260.0062 | 1.6602e-05 | 265.8374 | 0 | 328.5407 | 0.00047877 | 328.5407 | 0.00062602
|  | 328.753 | 0.086811 | 328.753 | -0.024918 | 264.6162 | 0.18859 | 266.8028 | -0.00030269 | 263.2332 | 0 | 260.2155 | 0 | 260.2155 | 0 | 328.753 | 0.00073273 | 266.0436 | 0 | 266.8028 | -0.0002993 | 260.2155 | -0.00015991 | 260.0062 | 0 | 266.0436 | 0.31663 | 264.6162 | 0.045295 | 260.2155 | 8.6821e-05 | 328.753 | 0.00048652 | 260.2155 | 9.273e-05 | 266.0436 | 0 | 328.753 | 0.00057345 | 328.753 | 0.00068333
|  | 328.9654 | 0.16798 | 328.9654 | 0.12481 | 264.8265 | 0.60946 | 267.011 | 0.0011037 | 263.4444 | 0 | 260.4248 | 0 | 260.4248 | 0 | 328.9654 | 0 | 266.2499 | 0 | 267.011 | 0.00026015 | 260.4248 | 0.00016063 | 260.2155 | 0 | 266.2499 | 0.15909 | 264.8265 | 0.045309 | 260.4248 | 0.0003548 | 328.9654 | 0 | 260.4248 | 4.3111e-05 | 266.2499 | 0 | 328.9654 | 0.00038275 | 328.9654 | 0.00056931
|  | 329.1778 | 0.070836 | 329.1778 | -0.0082055 | 265.0368 | 0.12834 | 267.2191 | -0.00063381 | 263.6557 | 0 | 260.6341 | 0 | 260.6341 | 0 | 329.1778 | 0.00073273 | 266.4561 | 0 | 267.2191 | -0.00024325 | 260.6341 | -0.00015683 | 260.4248 | 0 | 266.4561 | -0.1277 | 265.0368 | 0.045243 | 260.6341 | -0.00082205 | 329.1778 | 0.00048652 | 260.6341 | -4.2003e-05 | 266.4561 | 0 | 329.1778 | 0.00057345 | 329.1778 | 0.00068333
|  | 329.3902 | 0.062182 | 329.3902 | 0.016644 | 265.2472 | 0.61 | 267.4272 | 0.00086939 | 263.8669 | 0 | 260.8433 | 0 | 260.8433 | 0 | 329.3902 | 0 | 266.6624 | 0 | 267.4272 | 0.00022094 | 260.8433 | 4.9129e-05 | 260.6341 | 0 | 266.6624 | 0.18822 | 265.2472 | 0.045093 | 260.8433 | 0.00013522 | 329.3902 | 0 | 260.8433 | -2.3176e-05 | 266.6624 | 0 | 329.3902 | 0.00028673 | 329.3902 | 0.0005125
|  | 329.6027 | 0.13242 | 329.6027 | 0.12479 | 265.4575 | 0.17547 | 267.6354 | -0.00078448 | 264.0782 | 0 | 261.0527 | 0 | 261.0527 | 0 | 329.6027 | 0.00073273 | 266.8686 | 0 | 267.6354 | -0.00016344 | 261.0527 | -0.00018498 | 260.8433 | 0 | 266.8686 | -0.042494 | 265.4575 | 0.044853 | 261.0527 | -1.9288e-05 | 329.6027 | 0.00048652 | 261.0527 | 2.253e-05 | 266.8686 | 0 | 329.6027 | 0.00057345 | 329.6027 | 0.00068333
|  | 329.8151 | 0.22873 | 329.8151 | 0.17465 | 265.6678 | 0.63692 | 267.8436 | 0.0016217 | 264.2895 | 0 | 261.262 | 0 | 261.262 | 0 | 329.8151 | 0 | 267.0749 | 0 | 267.8436 | 0.00018075 | 261.262 | 0.00012849 | 261.0527 | 0 | 267.0749 | 0.091931 | 265.6678 | 0.044514 | 261.262 | 0.00050448 | 329.8151 | 0 | 261.262 | 7.1394e-05 | 267.0749 | 0 | 329.8151 | 0.00038275 | 329.8151 | 0.0005698
|  | 330.0276 | 0.097845 | 330.0276 | 0.074854 | 265.8782 | 0.15418 | 268.0518 | -0.00083065 | 264.5007 | 0 | 261.4713 | 0 | 261.4713 | 0 | 330.0276 | 0.00073273 | 267.2812 | 0 | 268.0518 | -0.0003546 | 261.4713 | -0.00021409 | 261.262 | 0 | 267.2812 | -0.16075 | 265.8782 | 0.04408 | 261.4713 | -0.00039249 | 330.0276 | 0.00029644 | 261.4713 | -8.5838e-05 | 267.2812 | 0 | 330.0276 | 0.00057345 | 330.0276 | 0.00068333
|  | 330.24 | 0.018054 | 330.24 | -0.041658 | 266.0886 | 0.61328 | 268.26 | 0.001236 | 264.712 | 0 | 261.6807 | 0 | 261.6807 | 0 | 330.24 | 0 | 267.4875 | 0 | 268.26 | 7.9874e-05 | 261.6807 | 0.00028729 | 261.4713 | 0 | 267.4875 | -0.14356 | 266.0886 | 0.043564 | 261.6807 | 0.00032418 | 330.24 | 0 | 261.6807 | 2.6001e-05 | 267.4875 | 0 | 330.24 | 0.00057345 | 330.24 | 0.0005125
|  | 330.4525 | 0.1853 | 330.4525 | 0.10793 | 266.299 | 0.21515 | 268.4682 | -0.0010016 | 264.9233 | 0 | 261.8901 | 0 | 261.8901 | 0 | 330.4525 | 0.00057297 | 267.6938 | 0 | 268.4682 | -0.00020254 | 261.8901 | -0.00014957 | 261.6807 | 0 | 267.6938 | -0.34168 | 266.299 | 0.042995 | 261.8901 | -6.0765e-05 | 330.4525 | 0.00048652 | 261.8901 | -0.0001155 | 267.6938 | 0 | 330.4525 | 0.00057345 | 330.4525 | 0.00068333
|  | 330.665 | 0.087599 | 330.665 | 0.099818 | 266.5094 | 0.56861 | 268.6764 | 0.0019566 | 265.1347 | 0 | 262.0995 | 0 | 262.0995 | 0 | 330.665 | 0 | 267.9001 | 0 | 268.6764 | 0.00021793 | 262.0995 | 9.9372e-06 | 261.8901 | 0 | 267.9001 | -0.0031408 | 266.5094 | 0.042412 | 262.0995 | 0.0006478 | 330.665 | 0 | 262.0995 | 0.00010554 | 267.9001 | 0 | 330.665 | 0.00047877 | 330.665 | 0.0005125
|  | 330.8776 | 0.22873 | 330.8776 | 0.19965 | 266.7198 | 0.17876 | 268.8847 | -0.0011155 | 265.346 | 0 | 262.3089 | 0 | 262.3089 | 0 | 330.8776 | 0.00073273 | 268.1065 | 0 | 268.8847 | -7.9812e-05 | 262.3089 | -0.00017806 | 262.0995 | 0 | 268.1065 | 0.0065681 | 266.7198 | 0.041861 | 262.3089 | -9.9999e-05 | 330.8776 | 0.00048652 | 262.3089 | -1.4094e-05 | 268.1065 | 0 | 330.8776 | 0.00057345 | 330.8776 | 0.00068333
|  | 331.0901 | 0.18534 | 331.0901 | 0.11654 | 266.9302 | 0.59479 | 269.093 | 0.0017506 | 265.5574 | 0 | 262.5183 | 0 | 262.5183 | 0 | 331.0901 | 0 | 268.3128 | 0 | 269.093 | 0.00020071 | 262.5183 | 8.4442e-05 | 262.3089 | 0 | 268.3128 | 0.25158 | 266.9302 | 0.04138 | 262.5183 | 0.00067567 | 331.0901 | 0 | 262.5183 | 4.1984e-05 | 268.3128 | 0 | 331.0901 | 0.00047743 | 331.0901 | 0.00056931
|  | 331.3027 | -0.28254 | 331.3027 | -0.31595 | 267.1406 | 0.15047 | 269.3012 | -0.0025818 | 265.7688 | 0 | 262.7277 | 0 | 262.7277 | 0 | 331.3027 | 0.00057297 | 268.5192 | 0 | 269.3012 | -0.00048889 | 262.7277 | -5.9723e-05 | 262.5183 | 0 | 268.5192 | 0.043044 | 267.1406 | 0.040998 | 262.7277 | -0.00061412 | 331.3027 | 0.00048652 | 262.7277 | -7.228e-05 | 268.5192 | 0 | 331.3027 | 0.00057345 | 331.3027 | 0.00068333
|  | 331.5152 | 0.17645 | 331.5152 | 0.13313 | 267.3511 | 0.64337 | 269.5095 | 0.00073088 | 265.9801 | 0 | 262.9371 | 0 | 262.9371 | 0 | 331.5152 | 0 | 268.7256 | 0 | 269.5095 | 0.00036882 | 262.9371 | 7.499e-05 | 262.7277 | 0 | 268.7256 | 0.23964 | 267.3511 | 0.040727 | 262.9371 | 7.249e-05 | 331.5152 | 0 | 262.9371 | 3.9203e-05 | 268.7256 | 0 | 331.5152 | 0.00038275 | 331.5152 | 0.0005125
|  | 331.7278 | 0.16719 | 331.7278 | 0.10811 | 267.5615 | 0.13781 | 269.7179 | -0.0004015 | 266.1915 | 0 | 263.1466 | 0 | 263.1466 | 0 | 331.7278 | 0.00073273 | 268.932 | 0 | 269.7179 | -0.00026842 | 263.1466 | -0.00017201 | 262.9371 | 0 | 268.932 | -0.1055 | 267.5615 | 0.040566 | 263.1466 | -0.00030765 | 331.7278 | 0.00039054 | 263.1466 | -4.6365e-06 | 268.932 | 0 | 331.7278 | 0.00057345 | 331.7278 | 0.00068333
|  | 331.9404 | 0.044171 | 331.9404 | 0.016617 | 267.772 | 0.58029 | 269.9262 | 0.001602 | 266.4029 | 0 | 263.3561 | 0 | 263.3561 | 0 | 331.9404 | 0 | 269.1384 | 0 | 269.9262 | 0.00022279 | 263.3561 | 0.00011952 | 263.1466 | 0 | 269.1384 | 0.12354 | 267.772 | 0.040502 | 263.3561 | 0.00017031 | 331.9404 | 0 | 263.3561 | 0.00020588 | 269.1384 | 0 | 331.9404 | 0.00038275 | 331.9404 | 0.0005125
|  | 332.1531 | 0.2823 | 332.1531 | 0.25787 | 267.9825 | 0.15796 | 270.1346 | 0.0010374 | 266.6144 | 0 | 263.5655 | 0 | 263.5655 | 0 | 332.1531 | 0.00073273 | 269.3448 | 0 | 270.1346 | -0.00012274 | 263.5655 | -0.00017101 | 263.3561 | 0 | 269.3448 | -0.12088 | 267.9825 | 0.04052 | 263.5655 | -0.00040868 | 332.1531 | 0.00039054 | 263.5655 | -3.8782e-05 | 269.3448 | 0 | 332.1531 | 0.00057345 | 332.1531 | 0.00068333
|  | 332.3657 | 0.062182 | 332.3657 | 0.04158 | 268.193 | 0.61049 | 270.3429 | 0.00043314 | 266.8258 | 0 | 263.775 | 0 | 263.775 | 0 | 332.3657 | 0 | 269.5512 | 0 | 270.3429 | 0.00028459 | 263.775 | 0.00011699 | 263.5655 | 0 | 269.5512 | 0.10808 | 268.193 | 0.040601 | 263.775 | 0.00070038 | 332.3657 | 0 | 263.775 | -1.1055e-05 | 269.5512 | 0 | 332.3657 | 0.00047743 | 332.3657 | 0.00062602
|  | 332.5784 | 0.15854 | 332.5784 | 0.083284 | 268.4035 | 0.15347 | 270.5513 | 0.00068091 | 267.0373 | 0 | 263.9846 | 0 | 263.9846 | 0 | 332.5784 | 0.00073273 | 269.7577 | 0 | 270.5513 | -0.00019906 | 263.9846 | 5.2067e-05 | 263.775 | 0 | 269.7577 | 0.073504 | 268.4035 | 0.040737 | 263.9846 | 9.3138e-05 | 332.5784 | 0.00028583 | 263.9846 | 2.8725e-05 | 269.7577 | 0 | 332.5784 | 0.00057345 | 332.5784 | 0.00068333
|  | 332.791 | 0.17654 | 332.791 | 0.13301 | 268.614 | 0.65756 | 270.7597 | 0.0019336 | 267.2487 | 0 | 264.1941 | 0 | 264.1941 | 0 | 332.791 | 0 | 269.9642 | 0 | 270.7597 | 0.00017099 | 264.1941 | 4.5175e-05 | 263.9846 | 0 | 269.9642 | 0.060756 | 268.614 | 0.040923 | 264.1941 | 0.00082099 | 332.791 | 0 | 264.1941 | 0.00010994 | 269.9642 | 0 | 332.791 | 0.00047877 | 332.791 | 0.00056931
|  | 333.0037 | 0.034817 | 333.0037 | -0.01663 | 268.8246 | 0.14193 | 270.9681 | 0.00028626 | 267.4602 | 0 | 264.4036 | 0 | 264.4036 | 0 | 333.0037 | 0.00073273 | 270.1707 | 0 | 270.9681 | -0.00039143 | 264.4036 | -6.5643e-05 | 264.1941 | 0 | 270.1707 | -0.10757 | 268.8246 | 0.041159 | 264.4036 | -0.00048069 | 333.0037 | 0.00039222 | 264.4036 | -1.6544e-05 | 270.1707 | 0 | 333.0037 | 0.00057345 | 333.0037 | 0.00068333
|  | 333.2164 | 0.14117 | 333.2164 | 0.08311 | 269.0351 | 0.64085 | 271.1766 | 0.0017056 | 267.6717 | 0 | 264.6132 | 0 | 264.6132 | 0 | 333.2164 | 0 | 270.3771 | 0 | 271.1766 | 7.645e-05 | 264.6132 | 0.00020437 | 264.4036 | 0 | 270.3771 | 0.28866 | 269.0351 | 0.041446 | 264.6132 | 0.00027611 | 333.2164 | 0 | 264.6132 | 3.6198e-05 | 270.3771 | 0 | 333.2164 | 0.00047877 | 333.2164 | 0.0005125
|  | 333.4291 | 0.14141 | 333.4291 | 0.09154 | 269.2456 | 0.19359 | 271.385 | -0.0013031 | 267.8832 | 0 | 264.8227 | 0 | 264.8227 | 0 | 333.4291 | 0.00073273 | 270.5836 | 0 | 271.385 | -0.00029186 | 264.8227 | -2.7812e-05 | 264.6132 | 0 | 270.5836 | -0.14976 | 269.2456 | 0.041787 | 264.8227 | -0.00036473 | 333.4291 | 0.00038181 | 264.8227 | -0.00010102 | 270.5836 | 0 | 333.4291 | 0.00057345 | 333.4291 | 0.00062661
|  | 333.6419 | 0.061579 | 333.6419 | 0.04164 | 269.4562 | 0.61945 | 271.5935 | 0.0015678 | 268.0947 | 0 | 265.0323 | 0 | 265.0323 | 0 | 333.6419 | 0 | 270.7902 | 0 | 271.5935 | 0.0003103 | 265.0323 | 8.8635e-05 | 264.8227 | 0 | 270.7902 | 0.073293 | 269.4562 | 0.042177 | 265.0323 | 0.00047995 | 333.6419 | 0 | 265.0323 | 2.028e-05 | 270.7902 | 0 | 333.6419 | 0.00057345 | 333.6419 | 0.00062661
|  | 333.8546 | 0.13252 | 333.8546 | 0.058348 | 269.6668 | 0.22807 | 271.802 | 0.00062294 | 268.3063 | 0 | 265.2418 | 0 | 265.2418 | 0 | 333.8546 | 0.00073273 | 270.9967 | 0 | 271.802 | -0.00034476 | 265.2418 | -0.00013664 | 265.0323 | 0 | 270.9967 | 0.14372 | 269.6668 | 0.042607 | 265.2418 | 3.2896e-05 | 333.8546 | 0.00048652 | 265.2418 | -8.0876e-05 | 270.9967 | 0 | 333.8546 | 0.00057345 | 333.8546 | 0.00068333
|  | 334.0674 | 0.15854 | 334.0674 | 0.14974 | 269.8774 | 0.57613 | 272.0105 | 0.00090733 | 268.5178 | 0 | 265.4515 | 0 | 265.4515 | 0 | 334.0674 | 0 | 271.2033 | 0 | 272.0105 | 0.00017242 | 265.4515 | 0.00027606 | 265.2418 | 0 | 271.2032 | 0.032391 | 269.8774 | 0.043064 | 265.4515 | 0.001079 | 334.0674 | 0 | 265.4515 | 1.7655e-05 | 271.2032 | 0 | 334.0674 | 0.00057345 | 334.0674 | 0.00062661
|  | 334.2802 | 0.026708 | 334.2802 | -0.033311 | 270.088 | 0.13558 | 272.219 | -0.0010578 | 268.7294 | 0 | 265.6611 | 0 | 265.6611 | 0 | 334.2802 | 0.00057297 | 271.4098 | 0 | 272.219 | -0.0001294 | 265.6611 | -8.3639e-05 | 265.4515 | 0 | 271.4098 | -0.064431 | 270.088 | 0.04353 | 265.6611 | -0.00051106 | 334.2802 | 0.00019176 | 265.6611 | -0.00021263 | 271.4098 | 0 | 334.2802 | 0.00057345 | 334.2802 | 0.00062661
|  | 334.493 | 0.31721 | 334.493 | 0.29941 | 270.2986 | 0.57984 | 272.4275 | 0.0018575 | 268.9409 | 0 | 265.8707 | 0 | 265.8707 | 0 | 334.493 | 0 | 271.6164 | 0 | 272.4275 | 0.00024078 | 265.8707 | 0.00017023 | 265.6611 | 0 | 271.6164 | 0.26162 | 270.2986 | 0.043984 | 265.8707 | 0.00049421 | 334.493 | 0 | 265.8707 | -2.5456e-05 | 271.6164 | 0 | 334.493 | 0.00057345 | 334.493 | 0.00056931
|  | 334.7058 | 0.15779 | 334.7058 | 0.10816 | 270.5092 | 0.17239 | 272.6361 | -0.0016662 | 269.1526 | 0 | 266.0804 | 0 | 266.0804 | 0 | 334.7058 | 0.00057297 | 271.823 | 0 | 272.6361 | -0.00024946 | 266.0804 | -0.00022929 | 265.8707 | 0 | 271.823 | 0.015039 | 270.5092 | 0.044403 | 266.0804 | -0.00017929 | 334.7058 | 0.00039054 | 266.0804 | -7.736e-05 | 271.823 | 0 | 334.7058 | 0.00057345 | 334.7058 | 0.00068333
|  | 334.9187 | 0.079689 | 334.9187 | 0.04158 | 270.7199 | 0.58225 | 272.8446 | 0.002317 | 269.3641 | 0 | 266.29 | 0 | 266.29 | 0 | 334.9187 | 0 | 272.0296 | 0 | 272.8446 | 0.00012883 | 266.29 | 0.00012118 | 266.0804 | 0 | 272.0296 | 0.080775 | 270.7199 | 0.044762 | 266.29 | 0.00045965 | 334.9187 | 0 | 266.29 | 6.3852e-05 | 272.0296 | 0 | 334.9187 | 0.00057345 | 334.9187 | 0.0005698
|  | 335.1315 | 0.21211 | 335.1315 | 0.19122 | 270.9305 | 0.17925 | 273.0532 | -0.00114 | 269.5758 | 0 | 266.4997 | 0 | 266.4997 | 0 | 335.1315 | 0.00073273 | 272.2362 | 0 | 273.0532 | -0.00032254 | 266.4997 | -0.00014779 | 266.29 | 0 | 272.2362 | 0.026672 | 270.9305 | 0.045036 | 266.4997 | -0.00057979 | 335.1315 | 0.00039054 | 266.4997 | 4.0915e-05 | 272.2362 | 0 | 335.1315 | 0.00057345 | 335.1315 | 0.00068333
|  | 335.3444 | 0.078803 | 335.3444 | 0.04169 | 271.1412 | 0.61264 | 273.2618 | 0.0017986 | 269.7874 | 0 | 266.7093 | 0 | 266.7093 | 0 | 335.3444 | 0 | 272.4428 | 0 | 273.2618 | 3.676e-05 | 266.7093 | 0.00017542 | 266.4997 | 0 | 272.4428 | 0.30953 | 271.1412 | 0.045201 | 266.7093 | 0.0006716 | 335.3444 | 0 | 266.7093 | 2.5794e-05 | 272.4428 | 0 | 335.3444 | 0.00038275 | 335.3444 | 0.0005125
|  | 335.5573 | 0.18534 | 335.5573 | 0.14969 | 271.3519 | 0.19149 | 273.4704 | -0.00013284 | 269.999 | 0 | 266.919 | 0 | 266.919 | 0 | 335.5573 | 0.00057297 | 272.6494 | 0 | 273.4704 | -0.00021662 | 266.919 | -0.0002301 | 266.7093 | 0 | 272.6494 | -0.11549 | 271.3519 | 0.045241 | 266.919 | -0.00072492 | 335.5573 | 0.00029479 | 266.919 | -0.00015043 | 272.6494 | 0 | 335.5573 | 0.00057345 | 335.5573 | 0.00068333
|  | 335.7702 | -0.044918 | 335.7702 | -0.066466 | 271.5626 | 0.59532 | 273.6791 | 0.0012617 | 270.2107 | 0 | 267.1288 | 0 | 267.1288 | 0 | 335.7702 | 0 | 272.8561 | 0 | 273.6791 | 9.0899e-05 | 267.1288 | 7.3219e-05 | 266.919 | 0 | 272.8561 | 0.015983 | 271.5626 | 0.045146 | 267.1288 | 0.00067025 | 335.7702 | 0 | 267.1288 | 8.0185e-05 | 272.8561 | 0 | 335.7702 | 0.00057345 | 335.7702 | 0.00068333
|  | 335.9831 | 0.00064516 | 335.9831 | -0.041653 | 271.7733 | 0.22897 | 273.8877 | -0.0010781 | 270.4224 | 0 | 267.3385 | 0 | 267.3385 | 0 | 335.9831 | 0.00043079 | 273.0628 | 0 | 273.8877 | -3.4389e-05 | 267.3385 | -7.6957e-05 | 267.1288 | 0 | 273.0628 | -0.075 | 271.7733 | 0.044922 | 267.3385 | 1.2562e-05 | 335.9831 | 0.00028607 | 267.3385 | 7.1282e-06 | 273.0628 | 0 | 335.9831 | 0.00057345 | 335.9831 | 0.00068333
|  | 336.196 | 0.14988 | 336.196 | 0.12468 | 271.984 | 0.59537 | 274.0963 | 0.001667 | 270.634 | 0 | 267.5482 | 0 | 267.5482 | 0 | 336.196 | 0.00013531 | 273.2695 | 0 | 274.0963 | 0.00025626 | 267.5482 | 0.00026864 | 267.3385 | 0 | 273.2695 | 0.012941 | 271.984 | 0.044588 | 267.5482 | 0.00018538 | 336.196 | 0 | 267.5482 | 8.7056e-05 | 273.2695 | 0 | 336.196 | 0.00057345 | 336.196 | 0.00068333
|  | 336.409 | 0.22947 | 336.409 | 0.19966 | 272.1947 | 0.18127 | 274.305 | -0.0013403 | 270.8457 | 0 | 267.758 | 0 | 267.758 | 0 | 336.409 | 0.00056833 | 273.4762 | 0 | 274.305 | -0.00033318 | 267.758 | -0.00019735 | 267.5482 | 0 | 273.4762 | 0.15428 | 272.1947 | 0.044178 | 267.758 | -0.00022035 | 336.409 | 0.00019153 | 267.758 | -0.00011449 | 273.4762 | 0 | 336.409 | 0.00057345 | 336.409 | 0.00068333
|  | 336.6219 | 0.061438 | 336.6219 | 0 | 272.4055 | 0.60174 | 274.5137 | 0.00086525 | 271.0575 | 0 | 267.9677 | 0 | 267.9677 | 0 | 336.6219 | 0 | 273.6829 | 0 | 274.5137 | 0.00034837 | 267.9677 | 0.00012524 | 267.758 | 0 | 273.6829 | 0.26676 | 272.4055 | 0.043738 | 267.9677 | 0.00030696 | 336.6219 | 9.578e-05 | 267.9677 | 4.5238e-05 | 273.6829 | 0 | 336.6219 | 0.00057345 | 336.6219 | 0.00062602
|  | 336.8349 | 0.18534 | 336.8349 | 0.16637 | 272.6162 | 0.18343 | 274.7224 | -6.435e-05 | 271.2692 | 0 | 268.1775 | 0 | 268.1775 | 0 | 336.8349 | 0.00040857 | 273.8896 | 0 | 274.7224 | -0.00017149 | 268.1775 | -0.00012103 | 267.9677 | 0 | 273.8896 | 0.13017 | 272.6162 | 0.043318 | 268.1775 | -0.00019509 | 336.8349 | 0.00038181 | 268.1775 | -8.6673e-05 | 273.8896 | 0 | 336.8349 | 0.00057345 | 336.8349 | 0.00068333
|  | 337.0479 | 0.0087099 | 337.0479 | -0.0082374 | 272.827 | 0.59356 | 274.9312 | 0.0012186 | 271.4809 | 0 | 268.3873 | 0 | 268.3873 | 0 | 337.0479 | 0 | 274.0963 | 0 | 274.9312 | 0.00049166 | 268.3873 | 0.00036111 | 268.1775 | 0 | 274.0963 | 0.021035 | 272.827 | 0.042969 | 268.3873 | 0.00077679 | 337.0479 | 0 | 268.3873 | 0.00017057 | 274.0963 | 0 | 337.0479 | 0.00057345 | 337.0479 | 0.00068333
|  | 337.2609 | 0.20261 | 337.2609 | 0.14136 | 273.0378 | 0.18842 | 275.1399 | -0.00030686 | 271.6927 | 0 | 268.5971 | 0 | 268.5971 | 0 | 337.2609 | 0.00043544 | 274.3031 | 0 | 275.1399 | -4.6809e-05 | 268.5971 | -0.00013576 | 268.3873 | 0 | 274.3031 | 0.10953 | 273.0378 | 0.04273 | 268.5971 | -0.00042031 | 337.2609 | 9.5748e-05 | 268.5971 | 2.9315e-06 | 274.3031 | 0 | 337.2609 | 0.00057345 | 337.2609 | 0.00068333
|  | 337.4739 | 0.097001 | 337.4739 | 0.04164 | 273.2485 | 0.60351 | 275.3486 | 0.0017342 | 271.9044 | 0 | 268.8069 | 0 | 268.8069 | 0 | 337.4739 | 0.00013531 | 274.5099 | 0 | 275.3486 | 0.00013291 | 268.8069 | 0.00020748 | 268.5971 | 0 | 274.5099 | 0.14094 | 273.2485 | 0.042628 | 268.8069 | 0.00063971 | 337.4739 | 0 | 268.8069 | 7.0519e-05 | 274.5099 | 0 | 337.4739 | 0.00057345 | 337.4739 | 0.0005698
|  | 337.687 | 0.017911 | 337.687 | 0 | 273.4594 | 0.1883 | 275.5574 | -0.0017688 | 272.1162 | 0 | 269.0167 | 0 | 269.0167 | 0 | 337.687 | 0.00057297 | 274.7166 | 0 | 275.5574 | -0.00015828 | 269.0167 | 1.7428e-05 | 268.8069 | 0 | 274.7166 | -0.04749 | 273.4594 | 0.042672 | 269.0167 | 0.00010457 | 337.687 | 0 | 269.0167 | 8.9042e-05 | 274.7166 | 0 | 337.687 | 0.00057345 | 337.687 | 0.00068333
|  | 337.9 | 0.12376 | 337.9 | 0.083234 | 273.6701 | 0.6358 | 275.7662 | 0.00073713 | 272.328 | 0 | 269.2266 | 0 | 269.2266 | 0 | 337.9 | 0.00013572 | 274.9234 | 0 | 275.7662 | 0.00017485 | 269.2266 | 5.0251e-05 | 269.0167 | 0 | 274.9234 | 0.017631 | 273.6701 | 0.042853 | 269.2266 | 0.00088841 | 337.9 | 0 | 269.2266 | 7.3884e-05 | 274.9234 | 0 | 337.9 | 0.00057345 | 337.9 | 0.00068333
|  | 338.1131 | 0.14117 | 338.1131 | 0.08316 | 273.881 | 0.21854 | 275.975 | -0.00047423 | 272.5398 | 0 | 269.4364 | 0 | 269.4364 | 0 | 338.1131 | 0.00057297 | 275.1302 | 0 | 275.975 | -0.00049614 | 269.4364 | -9.6629e-05 | 269.2266 | 0 | 275.1302 | -0.056266 | 273.881 | 0.043146 | 269.4364 | 0.00012608 | 338.1131 | 9.578e-05 | 269.4364 | -0.00023164 | 275.1302 | 0 | 338.1131 | 0.00057345 | 338.1131 | 0.00068333
|  | 338.3262 | 0.079592 | 338.3262 | 0.074905 | 274.0918 | 0.52614 | 276.1838 | 0.0022144 | 272.7516 | 0 | 269.6463 | 0 | 269.6463 | 0 | 338.3262 | 0.00030012 | 275.337 | 0 | 276.1838 | 0.00022628 | 269.6463 | 0.00017506 | 269.4364 | 0 | 275.337 | 0.37583 | 274.0918 | 0.043515 | 269.6463 | 0.00069177 | 338.3262 | 9.4302e-05 | 269.6463 | 6.8698e-05 | 275.337 | 0 | 338.3262 | 0.00057345 | 338.3262 | 0.00068333
|  | 338.5393 | 0.29971 | 338.5393 | 0.2578 | 274.3027 | 0.19806 | 276.3926 | -3.6716e-05 | 272.9635 | 0 | 269.8562 | 0 | 269.8562 | 0 | 338.5393 | 0.00057297 | 275.5439 | 0 | 276.3926 | -0.00017462 | 269.8562 | -6.1622e-05 | 269.6463 | 0 | 275.5439 | -0.15919 | 274.3027 | 0.043916 | 269.8562 | 0.00012134 | 338.5393 | 0.00019005 | 269.8562 | -9.4615e-05 | 275.5439 | 0 | 338.5393 | 0.00057345 | 338.5393 | 0.00068333
|  | 338.7525 | 0.035418 | 338.7525 | -0.0083151 | 274.5135 | 0.59875 | 276.6015 | 0.0016464 | 273.1753 | 0 | 270.0661 | 0 | 270.0661 | 0 | 338.7525 | 0.00057297 | 275.7507 | 0 | 276.6015 | -9.417e-05 | 270.0661 | 4.6031e-05 | 269.8562 | 0 | 275.7507 | 0.13498 | 274.5135 | 0.044306 | 270.0661 | 0.00047993 | 338.7525 | 0 | 270.0661 | 5.9089e-05 | 275.7507 | 0 | 338.7525 | 0.00057345 | 338.7525 | 0.00068333
|  | 338.9656 | 0.14192 | 338.9656 | 0.074781 | 274.7244 | 0.14223 | 276.8104 | -0.0012651 | 273.3872 | 0 | 270.276 | 0 | 270.276 | 0 | 338.9656 | 0.00057297 | 275.9576 | 0 | 276.8104 | -0.00011206 | 270.276 | -0.00025672 | 270.0661 | 0 | 275.9576 | 0.12258 | 274.7244 | 0.044643 | 270.276 | -0.00049615 | 338.9656 | 9.4302e-05 | 270.276 | -3.1351e-05 | 275.9576 | 0 | 338.9656 | 0.00057345 | 338.9656 | 0.00068333
|  | 339.1787 | 0.15854 | 339.1787 | 0.14964 | 274.9353 | 0.60374 | 277.0193 | 0.0019981 | 273.599 | 0 | 270.4859 | 0 | 270.4859 | 0 | 339.1787 | 0.00027326 | 276.1645 | 0 | 277.0193 | 5.841e-05 | 270.4859 | 0.0003232 | 270.276 | 0 | 276.1645 | 0.11094 | 274.9353 | 0.044895 | 270.4859 | 0.0005442 | 339.1787 | 9.4302e-05 | 270.4859 | 9.2202e-05 | 276.1645 | 0 | 339.1787 | 0.00057345 | 339.1787 | 0.00068333
|  | 339.3919 | -0.22951 | 339.3919 | -0.23291 | 275.1462 | 0.1518 | 277.2282 | -0.0018248 | 273.8109 | 0 | 270.6958 | 0 | 270.6958 | 0 | 339.3919 | 0.00043725 | 276.3713 | 0 | 277.2282 | -0.00025857 | 270.6958 | -5.416e-05 | 270.4859 | 0 | 276.3713 | 0.058997 | 275.1462 | 0.045036 | 270.6958 | -0.00033464 | 339.3919 | 0.00019153 | 270.6958 | -5.5871e-05 | 276.3713 | 0 | 339.3919 | 0.00057345 | 339.3919 | 0.00068333
|  | 339.6051 | 0.15854 | 339.6051 | 0.11647 | 275.3571 | 0.66852 | 277.4371 | 0.0022713 | 274.0228 | 0 | 270.9058 | 0 | 270.9058 | 0 | 339.6051 | 0.00073273 | 276.5783 | 0 | 277.4371 | 0.00011472 | 270.9058 | 0.00015433 | 270.6958 | 0 | 276.5782 | -0.085205 | 275.3571 | 0.045056 | 270.9058 | 0.00075606 | 339.6051 | 0.00028751 | 270.9058 | 9.5792e-05 | 276.5782 | 0 | 339.6051 | 0.00057345 | 339.6051 | 0.00068333
|  | 339.8183 | 0.12326 | 339.8183 | 0.074905 | 275.568 | 0.2133 | 277.646 | 8.1967e-05 | 274.2347 | 0 | 271.1157 | 0 | 271.1157 | 0 | 339.8183 | 0.00027104 | 276.7852 | 0 | 277.646 | -0.0004185 | 271.1157 | -0.00015514 | 270.9058 | 0 | 276.7852 | -0.13581 | 275.568 | 0.044952 | 271.1157 | -0.00027411 | 339.8183 | 0 | 271.1157 | -5.6374e-05 | 276.7852 | 0 | 339.8183 | 0.00057345 | 339.8183 | 0.00068333
|  | 340.0315 | 0.026808 | 340.0315 | -0.024964 | 275.7789 | 0.58677 | 277.8549 | 0.0016985 | 274.4467 | 0 | 271.3257 | 0 | 271.3257 | 0 | 340.0315 | 0.00040857 | 276.9921 | 0 | 277.8549 | 0.00044042 | 271.3257 | 6.3174e-05 | 271.1157 | 0 | 276.9921 | 0.028528 | 275.7789 | 0.044736 | 271.3257 | 8.2334e-05 | 340.0315 | 9.5748e-05 | 271.3257 | 5.8818e-05 | 276.9921 | 0 | 340.0315 | 0.00057345 | 340.0315 | 0.00068333
|  | 340.2448 | 0.18619 | 340.2448 | 0.1498 | 275.9899 | 0.19365 | 278.0639 | -0.0014411 | 274.6586 | 0 | 271.5357 | 0 | 271.5357 | 0 | 340.2448 | 0.00040857 | 277.199 | 0 | 278.0639 | -0.00028744 | 271.5357 | -0.00010786 | 271.3257 | 0 | 277.199 | 0.19873 | 275.9899 | 0.044426 | 271.5357 | -0.0003104 | 340.2448 | 0.00019176 | 271.5357 | -6.4062e-05 | 277.199 | 0 | 340.2448 | 0.00057345 | 340.2448 | 0.00068333
|  | 340.458 | 0.0087545 | 340.458 | -0.0082695 | 276.2008 | 0.57494 | 278.2729 | 0.0021281 | 274.8705 | 0 | 271.7457 | 0 | 271.7457 | 0 | 340.458 | 0.00027104 | 277.406 | 0 | 278.2729 | 0.0002184 | 271.7457 | 0.00026069 | 271.5357 | 0 | 277.406 | 0.26666 | 276.2008 | 0.044048 | 271.7457 | 0.0010624 | 340.458 | 9.5983e-05 | 271.7457 | 0.00013256 | 277.406 | 0 | 340.458 | 0.00057345 | 340.458 | 0.00068333
|  | 340.6713 | 0.13252 | 340.6713 | 0.091462 | 276.4118 | 0.17904 | 278.4819 | 1.1492e-06 | 275.0825 | 0 | 271.9557 | 0 | 271.9557 | 0 | 340.6713 | 0.00027104 | 277.613 | 0 | 278.4819 | -0.00020155 | 271.9557 | 1.3724e-06 | 271.7457 | 0 | 277.6129 | -0.051694 | 276.4118 | 0.043627 | 271.9557 | -0.00012473 | 340.6713 | 0 | 271.9557 | -3.3893e-05 | 277.6129 | 0 | 340.6713 | 0.00057345 | 340.6713 | 0.00068333
|  | 340.8846 | 0.15849 | 340.8846 | 0.091416 | 276.6228 | 0.67266 | 278.6909 | 0.0017339 | 275.2945 | 0 | 272.1657 | 0 | 272.1657 | 0 | 340.8846 | 0.00043544 | 277.8199 | 0 | 278.6909 | 0.00023634 | 272.1657 | 0.00020825 | 271.9557 | 0 | 277.8199 | 0.23363 | 276.6228 | 0.043192 | 272.1657 | 0.00082205 | 340.8846 | 0 | 272.1657 | 6.1995e-05 | 277.8199 | 0 | 340.8846 | 0.00057345 | 340.8846 | 0.00068333
|  | 341.0979 | 0.22012 | 341.0979 | 0.17471 | 276.8338 | 0.15935 | 278.8999 | 0.0010524 | 275.5065 | 0 | 272.3758 | 0 | 272.3758 | 0 | 341.0979 | 0.00013753 | 278.0269 | 0 | 278.8999 | -0.00013624 | 272.3758 | -6.8985e-05 | 272.1657 | 0 | 278.0269 | -0.10492 | 276.8338 | 0.042763 | 272.3758 | 0.00014895 | 341.0979 | 0 | 272.3758 | 2.7146e-05 | 278.0269 | 0 | 341.0979 | 0.00057345 | 341.0979 | 0.00062661
|  | 341.3112 | 0.18559 | 341.3112 | 0.14139 | 277.0448 | 0.5828 | 279.1089 | 0.0016361 | 275.7185 | 0 | 272.5858 | 0 | 272.5858 | 0 | 341.3112 | 0.00057297 | 278.2339 | 0 | 279.1089 | 0.00042234 | 272.5858 | 9.0751e-05 | 272.3758 | 0 | 278.2339 | 0.11433 | 277.0448 | 0.04236 | 272.5858 | 0.00046937 | 341.3112 | 0.00019008 | 272.5858 | 1.6746e-06 | 278.2339 | 0 | 341.3112 | 0.00057345 | 341.3112 | 0.00068333
|  | 341.5245 | 0.29105 | 341.5245 | 0.25767 | 277.2558 | 0.17273 | 279.318 | 0.00068209 | 275.9305 | 0 | 272.7959 | 0 | 272.7959 | 0 | 341.5245 | 0.00013572 | 278.4409 | 0 | 279.318 | -1.8763e-05 | 272.7959 | -8.2896e-05 | 272.5858 | 0 | 278.4409 | -0.062169 | 277.2558 | 0.041993 | 272.7959 | -0.00017405 | 341.5245 | 0 | 272.7959 | -0.00012555 | 278.4409 | 0 | 341.5245 | 0.00057345 | 341.5245 | 0.00068333
|  | 341.7379 | 0.009258 | 341.7379 | -0.074795 | 277.4669 | 0.65419 | 279.5271 | 0.0020341 | 276.1426 | 0 | 273.006 | 0 | 273.006 | 0 | 341.7379 | 0.00043079 | 278.648 | 0 | 279.5271 | 0.0003057 | 273.006 | 0.00021119 | 272.7959 | 0 | 278.648 | -0.041804 | 277.4669 | 0.041675 | 273.006 | 0.00067365 | 341.7379 | 0 | 273.006 | 9.0943e-05 | 278.648 | 0 | 341.7379 | 0.00057345 | 341.7379 | 0.00068333
|  | 341.9513 | 0.25563 | 341.9513 | 0.21616 | 277.6779 | 0.1313 | 279.7362 | 5.7339e-05 | 276.3546 | 0 | 273.2161 | 0 | 273.2161 | 0 | 341.9513 | 0 | 278.855 | 0 | 279.7362 | -9.2965e-05 | 273.2161 | -7.5122e-05 | 273.006 | 0 | 278.855 | 0.087326 | 277.6779 | 0.041411 | 273.2161 | -0.00031777 | 341.9513 | 9.5748e-05 | 273.2161 | -8.5599e-06 | 278.855 | 0 | 341.9513 | 0.00057345 | 341.9513 | 0.00062602
|  | 342.1646 | 0.088246 | 342.1646 | 0.033324 | 277.8889 | 0.64082 | 279.9453 | 0.00098233 | 276.5667 | 0 | 273.4262 | 0 | 273.4262 | 0 | 342.1646 | 0.00073273 | 279.0621 | 0 | 279.9453 | 0.00041297 | 273.4262 | 9.7679e-05 | 273.2161 | 0 | 279.0621 | -0.011524 | 277.8889 | 0.041211 | 273.4262 | 0.00080319 | 342.1646 | 0.00039054 | 273.4262 | -4.6809e-05 | 279.0621 | 0 | 342.1646 | 0.00057345 | 342.1646 | 0.00068333
|  | 342.378 | 0.14992 | 342.378 | 0.11648 | 278.1 | 0.16617 | 280.1544 | -0.0020968 | 276.7788 | 0 | 273.6363 | 0 | 273.6363 | 0 | 342.378 | 0 | 279.2692 | 0 | 280.1544 | -7.784e-05 | 273.6363 | -0.00011136 | 273.4262 | 0 | 279.2692 | 0.021612 | 278.1 | 0.041081 | 273.6363 | 8.8773e-07 | 342.378 | 9.578e-05 | 273.6363 | -4.8488e-05 | 279.2692 | 0 | 342.378 | 0.00057345 | 342.378 | 0.00068333
|  | 342.5915 | 0.45107 | 342.5915 | 0.41588 | 278.3111 | 0.63228 | 280.3635 | 0.0018756 | 276.9908 | 0 | 273.8465 | 0 | 273.8465 | 0 | 342.5915 | 0.00057297 | 279.4763 | 0 | 280.3635 | 0.00012934 | 273.8465 | 5.6874e-05 | 273.6363 | 0 | 279.4763 | 0.18452 | 278.3111 | 0.041024 | 273.8465 | 0.00060865 | 342.5915 | 0.00029479 | 273.8465 | -1.2562e-05 | 279.4763 | 0 | 342.5915 | 0.00057345 | 342.5915 | 0.00068333
|  | 342.8049 | 0.11501 | 342.8049 | 0.066453 | 278.5222 | 0.18314 | 280.5727 | -0.00044592 | 277.2029 | 0 | 274.0566 | 0 | 274.0566 | 0 | 342.8049 | 0.00013531 | 279.6834 | 0 | 280.5727 | -0.00019812 | 274.0566 | -0.00010346 | 273.8465 | 0 | 279.6833 | 0.23258 | 278.5222 | 0.04104 | 274.0566 | -8.0423e-05 | 342.8049 | 0 | 274.0566 | -0.00013395 | 279.6833 | 0 | 342.8049 | 0.00057345 | 342.8049 | 0.00068333
|  | 343.0183 | 0.25628 | 343.0183 | 0.22447 | 278.7333 | 0.60918 | 280.7819 | 0.0021987 | 277.4151 | 0 | 274.2668 | 0 | 274.2668 | 0 | 343.0183 | 0.00040857 | 279.8905 | 0 | 280.7819 | 0.00031065 | 274.2668 | 0.00014911 | 274.0566 | 0 | 279.8905 | 0.17486 | 278.7333 | 0.041121 | 274.2668 | 0.00074213 | 343.0183 | 0.00019153 | 274.2668 | 5.5393e-05 | 279.8905 | 0 | 343.0183 | 0.00057345 | 343.0183 | 0.00062602
|  | 343.2318 | 0.19484 | 343.2318 | 0.1332 | 278.9444 | 0.18014 | 280.9911 | 1.7809e-05 | 277.6272 | 0 | 274.4769 | 0 | 274.4769 | 0 | 343.2318 | 0 | 280.0976 | 0 | 280.9911 | -0.00018786 | 274.4769 | -0.00016304 | 274.2668 | 0 | 280.0976 | 0.29349 | 278.9444 | 0.041252 | 274.4769 | -0.00032393 | 343.2318 | 0 | 274.4769 | -0.00012574 | 280.0976 | 0 | 343.2318 | 0.00047877 | 343.2318 | 0.0005125
|  | 343.4453 | 0.15007 | 343.4453 | 0.099841 | 279.1555 | 0.62838 | 281.2003 | 0.0027367 | 277.8393 | 0 | 274.6871 | 0 | 274.6871 | 0 | 343.4453 | 0.00073273 | 280.3048 | 0 | 281.2003 | 0.0003353 | 274.6871 | 0.00012908 | 274.4769 | 0 | 280.3047 | 0.060912 | 279.1555 | 0.041416 | 274.6871 | 0.00044314 | 343.4453 | 0.00039074 | 274.6871 | 0.00010562 | 280.3047 | 0 | 343.4453 | 0.00057345 | 343.4453 | 0.00068333
|  | 343.6588 | 0.16719 | 343.6588 | 0.12468 | 279.3667 | 0.15802 | 281.4094 | -1.3747e-05 | 278.0515 | 0 | 274.8973 | 0 | 274.8973 | 0 | 343.6588 | 0 | 280.5119 | 0 | 281.4094 | -0.0002137 | 274.8973 | -0.00024109 | 274.6871 | 0 | 280.5119 | -0.046066 | 279.3667 | 0.041592 | 274.8973 | -0.00023961 | 343.6588 | 0 | 274.8973 | -1.8961e-05 | 280.5119 | 0 | 343.6588 | 0.00057345 | 343.6588 | 0.00068333
|  | 343.8723 | 0.35263 | 343.8723 | 0.29942 | 279.5779 | 0.6236 | 281.6187 | 0.0032667 | 278.2637 | 0 | 275.1075 | 0 | 275.1075 | 0 | 343.8723 | 0.00073273 | 280.7191 | 0 | 281.6187 | 0.00048804 | 275.1075 | 0.0002965 | 274.8973 | 0 | 280.7191 | 0.10229 | 279.5779 | 0.041766 | 275.1075 | 0.0009319 | 343.8723 | 0.00028607 | 275.1075 | 0.00013097 | 280.7191 | 0 | 343.8723 | 0.00057345 | 343.8723 | 0.00068333
|  | 344.0858 | 0.23813 | 344.0858 | 0.17462 | 279.789 | 0.18247 | 281.8279 | -0.0012501 | 278.4759 | 0 | 275.3178 | 0 | 275.3178 | 0 | 344.0858 | 0 | 280.9263 | 0 | 281.8279 | -0.00020487 | 275.3178 | -3.2001e-05 | 275.1075 | 0 | 280.9263 | -0.074777 | 279.789 | 0.041931 | 275.3178 | -0.00035185 | 344.0858 | 0 | 275.3178 | 6.3731e-05 | 280.9263 | 0 | 344.0858 | 0.00057345 | 344.0858 | 0.00062652
|  | 344.2994 | 0.5552 | 344.2994 | 0.499 | 280.0002 | 0.62376 | 282.0372 | 0.0012334 | 278.688 | 0 | 275.528 | 0 | 275.528 | 0 | 344.2994 | 0.00056833 | 281.1334 | 0 | 282.0372 | 0.00016457 | 275.528 | 0.0002168 | 275.3178 | 0 | 281.1335 | 0.31632 | 280.0002 | 0.042088 | 275.528 | 0.00071009 | 344.2994 | 0.00019005 | 275.528 | 0.00011881 | 281.1335 | 0 | 344.2994 | 0.00057345 | 344.2994 | 0.00068333
|  | 344.5129 | 0.22873 | 344.5129 | 0.11641 | 280.2114 | 0.21365 | 282.2465 | -8.7414e-05 | 278.9003 | 0 | 275.7383 | 0 | 275.7383 | 0 | 344.5129 | 0 | 281.3407 | 0 | 282.2465 | -0.00025462 | 275.7383 | -2.9394e-05 | 275.528 | 0 | 281.3407 | -0.083602 | 280.2114 | 0.042243 | 275.7383 | 0.00031025 | 344.5129 | 0 | 275.7383 | 1.4786e-05 | 281.3407 | 0 | 344.5129 | 0.00057345 | 344.5129 | 0.00068333
|  | 344.7265 | 0.1941 | 344.7265 | 0.13313 | 280.4226 | 0.58051 | 282.4558 | 0.0018019 | 279.1125 | 0 | 275.9486 | 0 | 275.9486 | 0 | 344.7265 | 0.00073273 | 281.5479 | 0 | 282.4558 | 0.00022223 | 275.9486 | 0.00016647 | 275.7383 | 0 | 281.5479 | 0.052573 | 280.4226 | 0.042409 | 275.9486 | 0.00058959 | 344.7265 | 0.00028583 | 275.9486 | 2.8652e-05 | 281.5479 | 0 | 344.7265 | 0.00057345 | 344.7265 | 0.00068333
|  | 344.9401 | 0.035561 | 344.9401 | -0.0082924 | 280.6338 | 0.22962 | 282.6651 | -0.0010032 | 279.3247 | 0 | 276.1588 | 0 | 276.1588 | 0 | 344.9401 | 0 | 281.7551 | 0 | 282.6651 | -0.00036322 | 276.1588 | 1.3115e-05 | 275.9486 | 0 | 281.7551 | 0.067129 | 280.6338 | 0.042595 | 276.1588 | -0.00060521 | 344.9401 | 0 | 276.1588 | -0.00012859 | 281.7551 | 0 | 344.9401 | 0.00047877 | 344.9401 | 0.00068333
|  | 345.1537 | -0.061395 | 345.1537 | -0.1164 | 280.845 | 0.6317 | 282.8744 | 0.0019737 | 279.537 | 0 | 276.3691 | 0 | 276.3691 | 0 | 345.1537 | 0.00073273 | 281.9624 | 0 | 282.8744 | 0.00044829 | 276.3691 | 8.9941e-05 | 276.1588 | 0 | 281.9624 | 0.062214 | 280.845 | 0.042805 | 276.3691 | 0.00065401 | 345.1537 | 0.00048652 | 276.3691 | 1.3634e-05 | 281.9624 | 0 | 345.1537 | 0.00057345 | 345.1537 | 0.00068333
|  | 345.3673 | 0.21146 | 345.3673 | 0.14143 | 281.0562 | 0.10133 | 283.0838 | 0.00014234 | 279.7492 | 0 | 276.5794 | 0 | 276.5794 | 0 | 345.3673 | 0.00013531 | 282.1696 | 0 | 283.0838 | -9.2992e-05 | 276.5794 | -8.9032e-05 | 276.3691 | 0 | 282.1696 | 0.16996 | 281.0562 | 0.043036 | 276.5794 | -0.00067015 | 345.3673 | 0 | 276.5794 | -0.00012623 | 282.1696 | 0 | 345.3673 | 0.00057345 | 345.3673 | 0.00068333
|  | 345.581 | 0.142 | 345.581 | 0.08322 | 281.2675 | 0.5958 | 283.2931 | 0.0029923 | 279.9615 | 0 | 276.7897 | 0 | 276.7897 | 0 | 345.581 | 0.00073273 | 282.3769 | 0 | 283.2931 | 0.00013774 | 276.7897 | 2.8569e-05 | 276.5794 | 0 | 282.3769 | 0.26336 | 281.2675 | 0.043276 | 276.7897 | 0.00049136 | 345.581 | 0.00029624 | 276.7897 | 7.7575e-05 | 282.3769 | 0 | 345.581 | 0.00057345 | 345.581 | 0.00068333
|  | 345.7946 | 0.13163 | 345.7946 | 0.11659 | 281.4788 | 0.21351 | 283.5025 | -6.7794e-05 | 280.1738 | 0 | 277.0001 | 0 | 277.0001 | 0 | 345.7946 | 0 | 282.5842 | 0 | 283.5025 | -0.00010032 | 277.0001 | 1.8586e-05 | 276.7897 | 0 | 282.5842 | 0.075821 | 281.4788 | 0.043508 | 277.0001 | 0.00048406 | 345.7946 | 0 | 277.0001 | 3.4913e-05 | 282.5842 | 0 | 345.7946 | 0.00057345 | 345.7946 | 0.00062661
|  | 346.0083 | 0.37 | 346.0083 | 0.29115 | 281.69 | 0.61183 | 283.7119 | 0.0014575 | 280.3861 | 0 | 277.2104 | 0 | 277.2104 | 0 | 346.0083 | 0.00057297 | 282.7915 | 0 | 283.7119 | 0.00032253 | 277.2104 | 0.00018346 | 277.0001 | 0 | 282.7915 | 0.063645 | 281.69 | 0.043714 | 277.2104 | 0.000723 | 346.0083 | 0.00028583 | 277.2104 | 0.00010105 | 282.7915 | 0 | 346.0083 | 0.00057345 | 346.0083 | 0.00068333
|  | 346.222 | 0.15785 | 346.222 | 0.091416 | 281.9013 | 0.18656 | 283.9213 | -0.0018085 | 280.5985 | 0 | 277.4208 | 0 | 277.4208 | 0 | 346.222 | 0 | 282.9988 | 0 | 283.9213 | -0.0002812 | 277.4208 | -0.00014955 | 277.2104 | 0 | 282.9988 | -0.056366 | 281.9013 | 0.04388 | 277.4208 | -0.00025326 | 346.222 | 0 | 277.4208 | -4.8738e-05 | 282.9988 | 0 | 346.222 | 0.00057345 | 346.222 | 0.00068333
|  | 346.4357 | 0.078846 | 346.4357 | -0.0081644 | 282.1126 | 0.63486 | 284.1307 | 0.0013083 | 280.8108 | 0 | 277.6312 | 0 | 277.6312 | 0 | 346.4357 | 0.00073273 | 283.2062 | 0 | 284.1307 | 0.00019492 | 277.6312 | 0.00022976 | 277.4208 | 0 | 283.2062 | 0.12218 | 282.1126 | 0.043996 | 277.6312 | 0.00068347 | 346.4357 | 0.00019173 | 277.6312 | 7.573e-05 | 283.2062 | 0 | 346.4357 | 0.00057345 | 346.4357 | 0.00068333
|  | 346.6494 | 0.30045 | 346.6494 | 0.2743 | 282.3239 | 0.16422 | 284.3402 | -0.00026836 | 281.0231 | 0 | 277.8415 | 0 | 277.8415 | 0 | 346.6494 | 0 | 283.4135 | 0 | 284.3402 | 0.00010865 | 277.8415 | -0.00013214 | 277.6312 | 0 | 283.4135 | -0.18485 | 282.3239 | 0.044063 | 277.8415 | -0.00048966 | 346.6494 | 0 | 277.8415 | -5.0694e-05 | 283.4135 | 0 | 346.6494 | 0.00057345 | 346.6494 | 0.00056931
|  | 346.8632 | 0.17585 | 346.8632 | 0.091448 | 282.5353 | 0.63695 | 284.5496 | 0.0013846 | 281.2355 | 0 | 278.052 | 0 | 278.052 | 0 | 346.8632 | 0.00073273 | 283.6209 | 0 | 284.5496 | 0.00047542 | 278.052 | 6.3551e-05 | 277.8415 | 0 | 283.6209 | 0.33083 | 282.5353 | 0.044086 | 278.052 | 0.00023822 | 346.8632 | 0.00048652 | 278.052 | 5.6877e-08 | 283.6209 | 0 | 346.8632 | 0.00057345 | 346.8632 | 0.00068333
|  | 347.0769 | 0.21211 | 347.0769 | 0.11654 | 282.7466 | 0.16715 | 284.7591 | -0.00070933 | 281.4479 | 0 | 278.2624 | 0 | 278.2624 | 0 | 347.0769 | 0 | 283.8283 | 0 | 284.7591 | -0.00019187 | 278.2624 | -0.00019061 | 278.052 | 0 | 283.8282 | -0.092723 | 282.7466 | 0.044079 | 278.2624 | -0.0002138 | 347.0769 | 0 | 278.2624 | 5.9152e-05 | 283.8282 | 0 | 347.0769 | 0.00047877 | 347.0769 | 0.00062602
|  | 347.2907 | 0.22002 | 347.2907 | 0.17458 | 282.9579 | 0.54664 | 284.9686 | 0.0021907 | 281.6603 | 0 | 278.4728 | 0 | 278.4728 | 0 | 347.2907 | 0.00073273 | 284.0356 | 0 | 284.9686 | 0.00036729 | 278.4728 | 0.00026123 | 278.2624 | 0 | 284.0356 | 0.22389 | 282.9579 | 0.044052 | 278.4728 | 0.0010563 | 347.2907 | 0.00028751 | 278.4728 | -0.00021202 | 284.0356 | 0 | 347.2907 | 0.00057345 | 347.2907 | 0.00068333
|  | 347.5045 | 0.12227 | 347.5045 | 0.083083 | 283.1693 | 0.20213 | 285.1781 | -0.00066965 | 281.8727 | 0 | 278.6832 | 0 | 278.6832 | 0 | 347.5045 | 0 | 284.243 | 0 | 285.1781 | -0.00021547 | 278.6832 | -0.00018953 | 278.4728 | 0 | 284.243 | -0.1733 | 283.1693 | 0.044019 | 278.6832 | 9.702e-05 | 347.5045 | 0 | 278.6832 | -3.386e-06 | 284.243 | 0 | 347.5045 | 0.00047877 | 347.5045 | 0.00062652
|  | 347.7183 | 0.38801 | 347.7183 | 0.28267 | 283.3807 | 0.69345 | 285.3876 | 0.0019809 | 282.0851 | 0 | 278.8937 | 0 | 278.8937 | 0 | 347.7183 | 0.00073273 | 284.4504 | 0 | 285.3876 | 7.8203e-05 | 278.8937 | 3.4402e-05 | 278.6832 | 0 | 284.4504 | 0.19921 | 283.3807 | 0.043988 | 278.8937 | 0.00070414 | 347.7183 | 0.00048652 | 278.8937 | 2.9237e-05 | 284.4504 | 0 | 347.7183 | 0.00057345 | 347.7183 | 0.00068333
|  | 347.9321 | 0.12376 | 347.9321 | 0.01663 | 283.5921 | 0.13068 | 285.5971 | -1.1451e-05 | 282.2975 | 0 | 279.1042 | 0 | 279.1042 | 0 | 347.9321 | 0 | 284.6579 | 0 | 285.5971 | -0.0002551 | 279.1042 | -0.00021482 | 278.8937 | 0 | 284.6579 | -0.20122 | 283.5921 | 0.04396 | 279.1042 | -0.00042562 | 347.9321 | 0 | 279.1042 | -0.00017189 | 284.6579 | 0 | 347.9321 | 0.00047743 | 347.9321 | 0.0005698
|  | 348.1459 | 0.15839 | 348.1459 | 0.033338 | 283.8035 | 0.63514 | 285.8067 | 0.0015851 | 282.5099 | 0 | 279.3146 | 0 | 279.3146 | 0 | 348.1459 | 0.00073273 | 284.8653 | 0 | 285.8067 | 3.9841e-05 | 279.3146 | 0.00013457 | 279.1042 | 0 | 284.8653 | 0.28126 | 283.8035 | 0.043936 | 279.3146 | 0.00015053 | 348.1459 | 0.00029624 | 279.3146 | 0.00016117 | 284.8653 | 0 | 348.1459 | 0.00057345 | 348.1459 | 0.00068333
|  | 348.3598 | 0.35407 | 348.3598 | 0.25772 | 284.0149 | 0.19897 | 286.0163 | -1.9181e-05 | 282.7224 | 0 | 279.5251 | 0 | 279.5251 | 0 | 348.3598 | 0.00013753 | 285.0727 | 0 | 286.0163 | -0.00033435 | 279.5251 | -0.00016236 | 279.3146 | 0 | 285.0728 | 0.056519 | 284.0149 | 0.043913 | 279.5251 | -8.6995e-05 | 348.3598 | 0 | 279.5251 | -3.7684e-05 | 285.0728 | 0 | 348.3598 | 0.00047877 | 348.3598 | 0.00062602
|  | 348.5736 | 0.11566 | 348.5736 | -0.024913 | 284.2263 | 0.63042 | 286.2258 | 0.0019096 | 282.9348 | 0 | 279.7357 | 0 | 279.7357 | 0 | 348.5736 | 0.00073273 | 285.2802 | 0 | 286.2258 | 0.00048371 | 279.7357 | 0.00012915 | 279.5251 | 0 | 285.2802 | 0.30702 | 284.2263 | 0.043888 | 279.7357 | 0.0006349 | 348.5736 | 0.00048652 | 279.7357 | 8.257e-07 | 285.2802 | 0 | 348.5736 | 0.00057345 | 348.5736 | 0.00068333
|  | 348.7875 | 0.018054 | 348.7875 | -0.066416 | 284.4377 | 0.25833 | 286.4354 | -0.00049327 | 283.1473 | 0 | 279.9462 | 0 | 279.9462 | 0 | 348.7875 | 0 | 285.4877 | 0 | 286.4354 | -0.00027107 | 279.9462 | -8.0974e-05 | 279.7357 | 0 | 285.4877 | 0.15197 | 284.4377 | 0.04386 | 279.9462 | -0.00019025 | 348.7875 | 0 | 279.9462 | -2.6157e-05 | 285.4877 | 0 | 348.7875 | 0.00047877 | 348.7875 | 0.00056921
|  | 349.0014 | 0.27355 | 349.0014 | 0.15799 | 284.6492 | 0.66267 | 286.6451 | 0.0027184 | 283.3598 | 0 | 280.1567 | 0 | 280.1567 | 0 | 349.0014 | 0.00073273 | 285.6952 | 0 | 286.6451 | 0.00010307 | 280.1567 | 2.3963e-05 | 279.9462 | 0 | 285.6952 | 0.54026 | 284.6492 | 0.043827 | 280.1567 | 0.00063657 | 349.0014 | 0.00039054 | 280.1567 | 3.2022e-05 | 285.6952 | 0 | 349.0014 | 0.00057345 | 349.0014 | 0.00068333
|  | 349.2153 | 0.22086 | 349.2153 | 0.058224 | 284.8606 | 0.19346 | 286.8547 | -0.0019008 | 283.5723 | 0 | 280.3673 | 0 | 280.3673 | 0 | 349.2153 | 0 | 285.9027 | 0 | 286.8547 | -0.00016857 | 280.3673 | -4.5892e-05 | 280.1567 | 0 | 285.9027 | 0.132 | 284.8606 | 0.043788 | 280.3673 | -0.00060899 | 349.2153 | 0 | 280.3673 | -5.3469e-05 | 285.9027 | 0 | 349.2153 | 0.00047743 | 349.2153 | 0.00062652
|  | 349.4292 | 0.34295 | 349.4292 | 0.19948 | 285.0721 | 0.66432 | 287.0643 | 0.0013224 | 283.7849 | 0 | 280.5778 | 0 | 280.5778 | 0 | 349.4292 | 0.00073273 | 286.1102 | 0 | 287.0643 | 0.00010769 | 280.5778 | 0.0002022 | 280.3673 | 0 | 286.1102 | 0.32242 | 285.0721 | 0.043741 | 280.5778 | 0.00042183 | 349.4292 | 0.00048652 | 280.5778 | 2e-05 | 286.1102 | 0 | 349.4292 | 0.00057345 | 349.4292 | 0.00074005
|  | 349.6432 | 0.34343 | 349.6432 | 0.2079 | 285.2836 | 0.1754 | 287.274 | -0.00050607 | 283.9974 | 0 | 280.7884 | 0 | 280.7884 | 0 | 349.6432 | 0 | 286.3177 | 0 | 287.274 | -0.00047791 | 280.7884 | 6.5452e-06 | 280.5778 | 0 | 286.3177 | 0.31631 | 285.2836 | 0.043684 | 280.7884 | 2.5938e-05 | 349.6432 | 0 | 280.7884 | 7.2417e-06 | 286.3177 | 0 | 349.6432 | 0.00047877 | 349.6432 | 0.00062602
|  | 349.8571 | 0.38801 | 349.8571 | 0.17468 | 285.4951 | 0.61367 | 287.4836 | 0.0020053 | 284.2099 | 0 | 280.999 | 0 | 280.999 | 0 | 349.8571 | 0.00073273 | 286.5253 | 0 | 287.4836 | 0.00011485 | 280.999 | -1.8169e-05 | 280.7884 | 0 | 286.5253 | 0.0078148 | 285.4951 | 0.043611 | 280.999 | 0.00087424 | 349.8571 | 0.00048652 | 280.999 | -8.5118e-05 | 286.5253 | 0 | 349.8571 | 0.00066947 | 349.8571 | 0.00068333
|  | 350.0711 | 0.36115 | 350.0711 | 0.1081 | 285.7066 | 0.19242 | 287.6934 | -0.0010419 | 284.4225 | 0 | 281.2096 | 0 | 281.2096 | 0 | 350.0711 | 0 | 286.7329 | 0 | 287.6934 | -9.6534e-05 | 281.2096 | 3.2032e-05 | 280.999 | 0 | 286.7329 | 0.16025 | 285.7066 | 0.043519 | 281.2096 | -0.00018018 | 350.0711 | 0 | 281.2096 | 6.5049e-05 | 286.7329 | 0 | 350.0711 | 0.00038141 | 350.0711 | 0.0005125
|  | 350.2851 | 0.27359 | 350.2851 | 0.024964 | 285.9181 | 0.57283 | 287.9031 | 0.002572 | 284.6351 | 0 | 281.4202 | 0 | 281.4202 | 0 | 350.2851 | 0.00073273 | 286.9404 | 0 | 287.9031 | 0.00037025 | 281.4202 | 5.7886e-05 | 281.2096 | 0 | 286.9404 | 0.17523 | 285.9181 | 0.043409 | 281.4202 | 0.00096006 | 350.2851 | 0.00048652 | 281.4202 | 7.5816e-05 | 286.9404 | 0 | 350.2851 | 0.00057345 | 350.2851 | 0.00068333
|  | 350.4991 | 0.41482 | 350.4991 | 0.12486 | 286.1296 | 0.23341 | 288.1128 | -0.00058839 | 284.8477 | 0 | 281.6308 | 0 | 281.6308 | 0 | 350.4991 | 0 | 287.148 | 0 | 288.1128 | -0.00020382 | 281.6308 | 0.00010184 | 281.4202 | 0 | 287.148 | 0.30221 | 286.1296 | 0.043285 | 281.6308 | -2.4653e-05 | 350.4991 | 0 | 281.6308 | 0.00010524 | 287.148 | 0 | 350.4991 | 0.00028673 | 350.4991 | 0.00056921
|  | 350.7131 | 0.361 | 350.7131 | 0.041393 | 286.3412 | 0.6085 | 288.3225 | 0.0012624 | 285.0602 | 0 | 281.8415 | 0 | 281.8415 | 0 | 350.7131 | 0.00073273 | 287.3556 | 0 | 288.3225 | 0.00024645 | 281.8415 | 0.00015643 | 281.6308 | 0 | 287.3556 | 0.22123 | 286.3412 | 0.043157 | 281.8415 | 0.00098537 | 350.7131 | 0.00048652 | 281.8415 | 4.4001e-05 | 287.3556 | 0 | 350.7131 | 0.00057345 | 350.7131 | 0.00074005
|  | 350.9272 | 0.4668 | 350.9272 | 0.099718 | 286.5527 | 0.17789 | 288.5323 | -0.0015016 | 285.2729 | 0 | 282.0521 | 0 | 282.0521 | 0 | 350.9272 | 0 | 287.5632 | 0 | 288.5323 | -8.058e-05 | 282.0521 | -0.00021896 | 281.8415 | 0 | 287.5632 | 0.063739 | 286.5527 | 0.043039 | 282.0521 | -0.00072099 | 350.9272 | 0 | 282.0521 | -6.3032e-05 | 287.5632 | 0 | 350.9272 | 0.00047877 | 350.9272 | 0.00056921
|  | 351.1412 | 0.48501 | 351.1412 | 0.10817 | 286.7643 | 0.63498 | 288.742 | 0.0010234 | 285.4855 | 0 | 282.2628 | 0 | 282.2628 | 0 | 351.1412 | 0.00057297 | 287.7709 | 0 | 288.742 | 1.9684e-05 | 282.2628 | 0.00013358 | 282.0521 | 0 | 287.7709 | 0.3191 | 286.7643 | 0.042947 | 282.2628 | 0.0008551 | 351.1412 | 0.00048652 | 282.2628 | 0.00012943 | 287.7709 | 0 | 351.1412 | 0.00057345 | 351.1412 | 0.00068333
|  | 351.3553 | 0.53695 | 351.3553 | 0.10818 | 286.9759 | 0.21446 | 288.9518 | -0.00057675 | 285.6981 | 0 | 282.4735 | 0 | 282.4735 | 0 | 351.3553 | 0 | 287.9785 | 0 | 288.9518 | -0.00023592 | 282.4735 | -0.000277 | 282.2628 | 0 | 287.9785 | -0.10185 | 286.9759 | 0.042894 | 282.4735 | -0.00023089 | 351.3553 | 0 | 282.4735 | -1.5762e-05 | 287.9785 | 0 | 351.3553 | 0.00047743 | 351.3553 | 0.00056921
|  | 351.5694 | 0.76691 | 351.5694 | 0.28274 | 287.1874 | 0.64624 | 289.1617 | 0.0021173 | 285.9108 | 0 | 282.6841 | 0 | 282.6841 | 0 | 351.5694 | 0.00073273 | 288.1862 | 0 | 289.1617 | 0.00050216 | 282.6841 | 0.0002408 | 282.4735 | 0 | 288.1862 | 0.19711 | 287.1874 | 0.042885 | 282.6841 | 0.00055534 | 351.5694 | 0.00048652 | 282.6841 | 7.377e-05 | 288.1862 | 0 | 351.5694 | 0.00057345 | 351.5694 | 0.00068333
|  | 351.7835 | 0.68649 | 351.7835 | 0.074859 | 287.399 | 0.21171 | 289.3715 | -0.0016714 | 286.1235 | 0 | 282.8948 | 0 | 282.8948 | 0 | 351.7835 | 0 | 288.3938 | 0 | 289.3715 | -0.00027769 | 282.8948 | -6.1249e-05 | 282.6841 | 0 | 288.3938 | 0.053599 | 287.399 | 0.04292 | 282.8948 | -0.00023297 | 351.7835 | 0 | 282.8948 | -0.0002777 | 288.3938 | 0 | 351.7835 | 0.00038141 | 351.7835 | 0.00056921
|  | 351.9976 | 0.75672 | 351.9976 | 0.050005 | 287.6107 | 0.59072 | 289.5813 | 0.0027475 | 286.3361 | 0 | 283.1056 | 0 | 283.1056 | 0 | 351.9976 | 0.00073273 | 288.6015 | 0 | 289.5813 | 0.00027645 | 283.1056 | 0.00018843 | 282.8948 | 0 | 288.6015 | 0.22613 | 287.6107 | 0.042985 | 283.1056 | 0.00050127 | 351.9976 | 0.00038181 | 283.1056 | 2.2756e-05 | 288.6015 | 0 | 351.9976 | 0.00057345 | 351.9976 | 0.00068333
|  | 352.2117 | 0.95933 | 352.2117 | 0.12479 | 287.8223 | 0.21548 | 289.7911 | 0.0020252 | 286.5489 | 0 | 283.3163 | 0 | 283.3163 | 0 | 352.2117 | 0 | 288.8092 | 0 | 289.7911 | -0.00021999 | 283.3163 | -1.5931e-05 | 283.1056 | 0 | 288.8092 | -0.035697 | 287.8223 | 0.043059 | 283.3163 | 7.8733e-05 | 352.2117 | 0 | 283.3163 | 0.00015054 | 288.8092 | 0 | 352.2117 | 0.00028673 | 352.2117 | 0.00056931
|  | 352.4259 | 1.2322 | 352.4259 | 0.20784 | 288.0339 | 0.57685 | 290.001 | 0.0024947 | 286.7616 | 0 | 283.527 | 0 | 283.527 | 0 | 352.4259 | 0.00073273 | 289.0169 | 0 | 290.001 | 0.00016979 | 283.527 | -5.614e-05 | 283.3163 | 0 | 289.0169 | 0.035904 | 288.0339 | 0.043118 | 283.527 | 0.00074383 | 352.4259 | 0.00048652 | 283.527 | -1.5444e-05 | 289.0169 | 0 | 352.4259 | 0.00066947 | 352.4259 | 0.00068333
|  | 352.64 | 1.4355 | 352.64 | 0.19133 | 288.2456 | 0.16541 | 290.2109 | -5.429e-05 | 286.9743 | 0 | 283.7378 | 0 | 283.7378 | 0 | 352.64 | 0 | 289.2246 | 0 | 290.2109 | -0.00029775 | 283.7378 | -0.00015427 | 283.527 | 0 | 289.2246 | 0.13655 | 288.2456 | 0.04314 | 283.7378 | -0.00022171 | 352.64 | 0 | 283.7378 | -0.00011278 | 289.2246 | 0 | 352.64 | 0.00038275 | 352.64 | 0.00062602
|  | 352.8542 | 1.6729 | 352.8542 | 0.16637 | 288.4572 | 0.64853 | 290.4208 | 0.0017832 | 287.187 | 0 | 283.9486 | 0 | 283.9486 | 0 | 352.8542 | 0.00073273 | 289.4324 | 0 | 290.4208 | 0.00015643 | 283.9486 | 6.3982e-05 | 283.7378 | 0 | 289.4324 | 0.088865 | 288.4572 | 0.043106 | 283.9486 | 0.00052034 | 352.8542 | 0.00048652 | 283.9486 | 3.365e-05 | 289.4324 | 0 | 352.8542 | 0.00057345 | 352.8542 | 0.00068333
|  | 353.0684 | 1.8749 | 353.0684 | 0.10822 | 288.6689 | 0.23197 | 290.6307 | -0.00062158 | 287.3997 | 0 | 284.1594 | 0 | 284.1594 | 0 | 353.0684 | 0 | 289.6401 | 0 | 290.6307 | -0.00020201 | 284.1594 | 6.8107e-06 | 283.9486 | 0 | 289.6401 | 0.15129 | 288.6689 | 0.043008 | 284.1594 | -0.00011062 | 353.0684 | 0 | 284.1594 | -7.0007e-05 | 289.6401 | 0 | 353.0684 | 0.00057345 | 353.0684 | 0.00068333
|  | 353.2826 | 2.2099 | 353.2826 | 0.12475 | 288.8806 | 0.70838 | 290.8406 | 0.0018277 | 287.6125 | 0 | 284.3702 | 0 | 284.3702 | 0 | 353.2826 | 0.00073273 | 289.8479 | 0 | 290.8406 | 8.9799e-05 | 284.3702 | 0.00022793 | 284.1594 | 0 | 289.8479 | 0.13926 | 288.8806 | 0.04285 | 284.3702 | 0.00067338 | 353.2826 | 0.00048652 | 284.3702 | 5.3582e-05 | 289.8479 | 0 | 353.2826 | 0.00057345 | 353.2826 | 0.00068333
|  | 353.4969 | 2.5017 | 353.4969 | 0.066603 | 289.0923 | 0.18562 | 291.0506 | -7.6623e-05 | 287.8253 | 0 | 284.581 | 0 | 284.581 | 0 | 353.4969 | 0 | 290.0557 | 0 | 291.0506 | 1.7665e-06 | 284.581 | -9.0586e-05 | 284.3702 | 0 | 290.0557 | -0.10103 | 289.0923 | 0.042646 | 284.581 | -0.00012935 | 353.4969 | 0 | 284.581 | 8.3073e-05 | 290.0557 | 0 | 353.4969 | 0.00038275 | 353.4969 | 0.0005698
|  | 353.7111 | 2.7297 | 353.7111 | 0.041567 | 289.304 | 0.63918 | 291.2605 | 0.00044214 | 288.0381 | 0 | 284.7918 | 0 | 284.7918 | 0 | 353.7111 | 0.00073273 | 290.2635 | 0 | 291.2605 | 0.0002638 | 284.7918 | 9.2028e-05 | 284.581 | 0 | 290.2635 | 0.2816 | 289.304 | 0.042416 | 284.7918 | 0.00060975 | 353.7111 | 0.00048652 | 284.7918 | 1.4365e-05 | 290.2635 | 0 | 353.7111 | 0.00066947 | 353.7111 | 0.00068333
|  | 353.9254 | 3.0295 | 353.9254 | 0.01663 | 289.5157 | 0.22663 | 291.4705 | -0.00067354 | 288.2509 | 0 | 285.0026 | 0 | 285.0026 | 0 | 353.9254 | 0 | 290.4712 | 0 | 291.4705 | -0.00022203 | 285.0026 | -0.00011035 | 284.7918 | 0 | 290.4713 | 0.0064007 | 289.5157 | 0.042185 | 285.0026 | -0.00049215 | 353.9254 | 0 | 285.0026 | -7.6031e-05 | 290.4713 | 0 | 353.9254 | 0.00047877 | 353.9254 | 0.00056931
|  | 354.1397 | 3.5492 | 354.1397 | -1.8328e-05 | 289.7274 | 0.59279 | 291.6805 | 0.0020699 | 288.4637 | 0 | 285.2135 | 0 | 285.2135 | 0 | 354.1397 | 0.00073273 | 290.6791 | 0 | 291.6805 | 0.00036525 | 285.2135 | 0.00027374 | 285.0026 | 0 | 290.679 | 0.13056 | 289.7274 | 0.041977 | 285.2135 | 0.00066236 | 354.1397 | 0.00048652 | 285.2135 | 9.6545e-05 | 290.679 | 0 | 354.1397 | 0.00057345 | 354.1397 | 0.00068333
|  | 354.354 | 4.0604 | 354.354 | 0.091416 | 289.9392 | 0.18418 | 291.8905 | 9.0665e-06 | 288.6765 | 0 | 285.4244 | 0 | 285.4244 | 0 | 354.354 | 0 | 290.8869 | 0 | 291.8905 | -6.2154e-05 | 285.4244 | 1.9678e-07 | 285.2135 | 0 | 290.8869 | 0.057563 | 289.9392 | 0.041814 | 285.4244 | -0.0005329 | 354.354 | 0 | 285.4244 | 2.506e-05 | 290.8869 | 0 | 354.354 | 0.00047877 | 354.354 | 0.00056931
|  | 354.5683 | 4.7663 | 354.5683 | 0.21622 | 290.151 | 0.55921 | 292.1005 | 0.0022222 | 288.8894 | 0 | 285.6352 | 0 | 285.6352 | 0 | 354.5683 | 0.00073273 | 291.0947 | 0 | 292.1005 | 0.00025793 | 285.6352 | 0.00011689 | 285.4244 | 0 | 291.0947 | 0.19692 | 290.151 | 0.041711 | 285.6352 | 0.00039204 | 354.5683 | 0.00038181 | 285.6352 | -2.7598e-05 | 291.0947 | 0 | 354.5683 | 0.00057345 | 354.5683 | 0.00068333
|  | 354.7826 | 5.1812 | 354.7826 | 0.024945 | 290.3627 | 0.20676 | 292.3106 | -0.0015955 | 289.1022 | 0 | 285.8461 | 0 | 285.8461 | 0 | 354.7826 | 0 | 291.3026 | 0 | 292.3106 | -0.00034833 | 285.8461 | -0.0001565 | 285.6352 | 0 | 291.3026 | -0.035324 | 290.3627 | 0.041678 | 285.8461 | 0.0001406 | 354.7826 | 0 | 285.8461 | -0.00017249 | 291.3026 | 0 | 354.7826 | 0.00057345 | 354.7826 | 0.0005698
|  | 354.9969 | 5.895 | 354.9969 | 0.17476 | 290.5745 | 0.64431 | 292.5206 | 0.0029038 | 289.3151 | 0 | 286.057 | 0 | 286.057 | 0 | 354.9969 | 0.00073273 | 291.5104 | 0 | 292.5206 | 0.0002226 | 286.057 | 0.00012673 | 285.8461 | 0 | 291.5104 | 0.20343 | 290.5745 | 0.041721 | 286.057 | 0.0008294 | 354.9969 | 0.00048652 | 286.057 | 3.3576e-05 | 291.5104 | 0 | 354.9969 | 0.00057345 | 354.9969 | 0.00074005
|  | 355.2113 | 6.4946 | 355.2113 | 0.12474 | 290.7863 | 0.20562 | 292.7307 | -0.00053946 | 289.528 | 0 | 286.2679 | 0 | 286.2679 | 0 | 355.2113 | 0 | 291.7183 | 0 | 292.7307 | -0.0001649 | 286.2679 | -7.9094e-05 | 286.057 | 0 | 291.7183 | 0.12045 | 290.7863 | 0.041838 | 286.2679 | -2.0336e-05 | 355.2113 | 0 | 286.2679 | -8.5149e-05 | 291.7183 | 0 | 355.2113 | 0.00038275 | 355.2113 | 0.00056921
|  | 355.4257 | 7.0764 | 355.4257 | 0.049909 | 290.9981 | 0.65271 | 292.9408 | 0.0011232 | 289.7409 | 0 | 286.4789 | 0 | 286.4789 | 0 | 355.4257 | 0.00073273 | 291.9262 | 0 | 292.9408 | 0.00043919 | 286.4789 | 0.00010843 | 286.2679 | 0 | 291.9262 | 0.17477 | 290.9981 | 0.042026 | 286.4789 | 0.00060606 | 355.4257 | 0.00039054 | 286.4789 | 0.00014573 | 291.9262 | 0 | 355.4257 | 0.00057345 | 355.4257 | 0.00068333
|  | 355.64 | 7.7465 | 355.64 | 0.15812 | 291.2099 | 0.21801 | 293.1509 | -0.0010913 | 289.9538 | 0 | 286.6898 | 0 | 286.6898 | 0 | 355.64 | 0.00027104 | 292.1341 | 0 | 293.1509 | -0.00021531 | 286.6898 | -0.00016684 | 286.4789 | 0 | 292.1341 | 0.029243 | 291.2099 | 0.042276 | 286.6898 | -5.1166e-05 | 355.64 | 0 | 286.6898 | -2.6623e-05 | 292.1341 | 0 | 355.64 | 0.00057345 | 355.64 | 0.00062602
|  | 355.8544 | 8.6274 | 355.8544 | 0.16629 | 291.4218 | 0.60496 | 293.361 | 0.0030564 | 290.1667 | 0 | 286.9008 | 0 | 286.9008 | 0 | 355.8544 | 0.00073273 | 292.3421 | 0 | 293.361 | 0.00027201 | 286.9008 | 0.00016729 | 286.6898 | 0 | 292.3421 | 0.34927 | 291.4218 | 0.042579 | 286.9008 | 0.00042442 | 355.8544 | 0.00048652 | 286.9008 | 2.2086e-05 | 292.3421 | 0 | 355.8544 | 0.00057345 | 355.8544 | 0.00068333
|  | 356.0689 | 9.4391 | 356.0689 | 0.12468 | 291.6336 | 0.16384 | 293.5711 | -0.00093071 | 290.3797 | 0 | 287.1118 | 0 | 287.1118 | 0 | 356.0689 | 0.00013572 | 292.55 | 0 | 293.5711 | -0.00014054 | 287.1118 | 2.9285e-05 | 286.9008 | 0 | 292.55 | 0.10183 | 291.6336 | 0.042924 | 287.1118 | 8.2217e-05 | 356.0689 | 0 | 287.1118 | 0.00017796 | 292.55 | 0 | 356.0689 | 0.00057345 | 356.0689 | 0.00062652
|  | 356.2833 | 9.9578 | 356.2833 | 0.074859 | 291.8455 | 0.6372 | 293.7813 | 0.0014619 | 290.5926 | 0 | 287.3227 | 0 | 287.3227 | 0 | 356.2833 | 0.00073273 | 292.7579 | 0 | 293.7813 | 0.00020268 | 287.3227 | 0.00023878 | 287.1118 | 0 | 292.7579 | 0.10503 | 291.8455 | 0.043295 | 287.3227 | 0.00099955 | 356.2833 | 0.00038181 | 287.3227 | 0.00014616 | 292.7579 | 0 | 356.2833 | 0.00057345 | 356.2833 | 0.00068333
|  | 356.4978 | 11.21 | 356.4978 | 0.058165 | 292.0573 | 0.17954 | 293.9915 | -0.00022406 | 290.8056 | 0 | 287.5337 | 0 | 287.5337 | 0 | 356.4978 | 0 | 292.9659 | 0 | 293.9915 | 1.8145e-05 | 287.5337 | -0.00014305 | 287.3227 | 0 | 292.9659 | -0.11282 | 292.0573 | 0.043676 | 287.5337 | -0.00050558 | 356.4978 | 0 | 287.5337 | 0.00012766 | 292.9659 | 0 | 356.4978 | 0.00057345 | 356.4978 | 0.00062661
|  | 356.7122 | 12.549 | 356.7122 | 0.30777 | 292.2692 | 0.62698 | 294.2016 | 0.0012884 | 291.0186 | 0 | 287.7448 | 0 | 287.7448 | 0 | 356.7122 | 0.00073273 | 293.1739 | 0 | 294.2016 | 8.5301e-05 | 287.7448 | 0.00016588 | 287.5337 | 0 | 293.1739 | 0.12853 | 292.2692 | 0.044052 | 287.7448 | 0.00068435 | 356.7122 | 0.00039054 | 287.7448 | -4.8706e-05 | 293.1739 | 0 | 356.7122 | 0.00057345 | 356.7122 | 0.00068333
|  | 356.9267 | 13.431 | 356.9267 | 0.19957 | 292.4811 | 0.21822 | 294.4118 | -7.9749e-05 | 291.2316 | 0 | 287.9558 | 0 | 287.9558 | 0 | 356.9267 | 0 | 293.3819 | 0 | 294.4118 | -0.00049363 | 287.9558 | -7.083e-05 | 287.7448 | 0 | 293.3819 | 0.063722 | 292.4811 | 0.044403 | 287.9558 | -0.00015867 | 356.9267 | 0 | 287.9558 | -2.4406e-05 | 293.3819 | 0 | 356.9267 | 0.00047743 | 356.9267 | 0.00056931
|  | 357.1412 | 14.3467 | 357.1412 | -0.049909 | 292.693 | 0.67057 | 294.622 | 0.0022679 | 291.4445 | 0 | 288.1668 | 0 | 288.1668 | 0 | 357.1412 | 0.00073273 | 293.5899 | 0 | 294.622 | 0.00029273 | 288.1668 | 0.00021079 | 287.9558 | 0 | 293.5899 | 0.025257 | 292.693 | 0.044714 | 288.1668 | 0.00069136 | 357.1412 | 0.00039222 | 288.1668 | 4.2141e-05 | 293.5899 | 0 | 357.1412 | 0.00057345 | 357.1412 | 0.00068333
|  | 357.3557 | 15.7839 | 357.3557 | 0.23284 | 292.9049 | 0.15777 | 294.8323 | 9.4309e-05 | 291.6576 | 0 | 288.3778 | 0 | 288.3778 | 0 | 357.3557 | 0 | 293.7979 | 0 | 294.8323 | -7.1863e-05 | 288.3778 | -0.00014354 | 288.1668 | 0 | 293.7979 | 0.070625 | 292.9049 | 0.044972 | 288.3778 | -4.0159e-05 | 357.3557 | 0 | 288.3778 | 3.6311e-05 | 293.7979 | 0 | 357.3557 | 0.00057345 | 357.3557 | 0.00068333
|  | 357.5702 | 17.0626 | 357.5702 | 0.14976 | 293.1169 | 0.66505 | 295.0425 | 0.0021601 | 291.8706 | 0 | 288.5889 | 0 | 288.5889 | 0 | 357.5702 | 0.00073273 | 294.0059 | 0 | 295.0425 | 0.00028493 | 288.5889 | 0.00020345 | 288.3778 | 0 | 294.0059 | 0.39191 | 293.1169 | 0.045167 | 288.5889 | 0.00081415 | 357.5702 | 0.00028751 | 288.5889 | 0.0001137 | 294.0059 | 0 | 357.5702 | 0.00066947 | 357.5702 | 0.00068333
|  | 357.7848 | 18.6738 | 357.7848 | 0.16633 | 293.3288 | 0.20963 | 295.2528 | -0.00016144 | 292.0836 | 0 | 288.8 | 0 | 288.8 | 0 | 357.7848 | 0 | 294.214 | 0 | 295.2528 | -0.00026064 | 288.8 | -0.00026595 | 288.5889 | 0 | 294.214 | 0.02995 | 293.3288 | 0.045294 | 288.8 | -4.6036e-05 | 357.7848 | 0 | 288.8 | -3.6485e-05 | 294.214 | 0 | 357.7848 | 0.00057345 | 357.7848 | 0.0005125
|  | 357.9994 | 20.1457 | 357.9994 | 0.25778 | 293.5407 | 0.65327 | 295.463 | -4.2883e-05 | 292.2967 | 0 | 289.0111 | 0 | 289.0111 | 0 | 357.9994 | 0.00073273 | 294.422 | 0 | 295.463 | 0.00026332 | 289.0111 | 0.00018095 | 288.8 | 0 | 294.422 | 0.2189 | 293.5407 | 0.045353 | 289.0111 | 0.00037131 | 357.9994 | 0.00039054 | 289.0111 | 2.6308e-05 | 294.422 | 0 | 357.9994 | 0.00057345 | 357.9994 | 0.00068333
|  | 358.2139 | 22.0048 | 358.2139 | 0.27438 | 293.7527 | 0.13832 | 295.6733 | -0.00034735 | 292.5098 | 0 | 289.2222 | 0 | 289.2222 | 0 | 358.2139 | 0 | 294.6301 | 0 | 295.6733 | -0.00014358 | 289.2222 | -0.00012866 | 289.0111 | 0 | 294.6301 | -0.16741 | 293.7527 | 0.04535 | 289.2222 | -0.00038399 | 358.2139 | 0 | 289.2222 | 4.4635e-05 | 294.6301 | 0 | 358.2139 | 0.00057345 | 358.2139 | 0.00062661
|  | 358.4285 | 24.0668 | 358.4285 | 0.47395 | 293.9647 | 0.66897 | 295.8836 | 0.003217 | 292.7229 | 0 | 289.4333 | 0 | 289.4333 | 0 | 358.4285 | 0.00073273 | 294.8382 | 0 | 295.8836 | 0.00025732 | 289.4333 | 0.00013073 | 289.2222 | 0 | 294.8382 | 0.31867 | 293.9647 | 0.045294 | 289.4333 | 0.00082295 | 358.4285 | 0.00028751 | 289.4333 | 5.7551e-05 | 294.8382 | 0 | 358.4285 | 0.00057345 | 358.4285 | 0.00068333
|  | 358.6431 | 25.9525 | 358.6431 | 0.45746 | 294.1767 | 0.27582 | 296.094 | -0.00090246 | 292.936 | 0 | 289.6444 | 0 | 289.6444 | 0 | 358.6431 | 0 | 295.0463 | 0 | 296.094 | 1.7079e-05 | 289.6444 | -0.00018933 | 289.4333 | 0 | 295.0463 | 0.076122 | 294.1767 | 0.045196 | 289.6444 | -0.00025618 | 358.6431 | 0 | 289.6444 | -7.5543e-05 | 295.0463 | 0 | 358.6431 | 0.00057345 | 358.6431 | 0.00062652
|  | 358.8578 | 27.7592 | 358.8578 | 0.20805 | 294.3887 | 0.59248 | 296.3043 | 0.0033912 | 293.1491 | 0 | 289.8556 | 0 | 289.8556 | 0 | 358.8578 | 0.00073273 | 295.2544 | 0 | 296.3043 | 0.00039932 | 289.8556 | 0.0002115 | 289.6444 | 0 | 295.2544 | 0.17257 | 294.3887 | 0.045071 | 289.8556 | 0.00052229 | 358.8578 | 0.00028751 | 289.8556 | 5.3829e-05 | 295.2544 | 0 | 358.8578 | 0.00057345 | 358.8578 | 0.00062652
|  | 359.0724 | 30.7647 | 359.0724 | 0.48227 | 294.6007 | 0.22556 | 296.5147 | 0.00032002 | 293.3622 | 0 | 290.0667 | 0 | 290.0667 | 0 | 359.0724 | 0 | 295.4625 | 0 | 296.5147 | -0.00033868 | 290.0667 | -0.00012243 | 289.8556 | 0 | 295.4625 | -0.16259 | 294.6007 | 0.044933 | 290.0667 | -0.00031637 | 359.0724 | 0 | 290.0667 | -7.4554e-05 | 295.4625 | 0 | 359.0724 | 0.00057345 | 359.0724 | 0.0005125
|  | 359.2871 | 32.7284 | 359.2871 | 0.33258 | 294.8127 | 0.65204 | 296.725 | 0.0019312 | 293.5754 | 0 | 290.2779 | 0 | 290.2779 | 0 | 359.2871 | 0.00056833 | 295.6706 | 0 | 296.725 | -2.8117e-05 | 290.2779 | 0.00013854 | 290.0667 | 0 | 295.6706 | 0.051529 | 294.8127 | 0.044796 | 290.2779 | 9.6456e-06 | 359.2871 | 0.00039078 | 290.2779 | -3.0341e-05 | 295.6706 | 0 | 359.2871 | 0.00057345 | 359.2871 | 0.00068333
|  | 359.5017 | 34.3486 | 359.5017 | 0.23292 | 295.0247 | 0.14513 | 296.9354 | -0.0010823 | 293.7885 | 0 | 290.4891 | 0 | 290.4891 | 0 | 359.5017 | 0 | 295.8788 | 0 | 296.9354 | -0.00036755 | 290.4891 | -0.00018579 | 290.2779 | 0 | 295.8788 | -0.097521 | 295.0247 | 0.044673 | 290.4891 | 4.9573e-05 | 359.5017 | 0 | 290.4891 | -6.0509e-05 | 295.8788 | 0 | 359.5017 | 0.00057345 | 359.5017 | 0.0005698
|  | 359.7164 | 37.8979 | 359.7164 | 0.46554 | 295.2368 | 0.58553 | 297.1458 | 0.00253 | 294.0017 | 0 | 290.7003 | 0 | 290.7003 | 0 | 359.7164 | 0.00073273 | 296.0869 | 0 | 297.1458 | 8.046e-05 | 290.7003 | 0.00014564 | 290.4891 | 0 | 296.0869 | 0.19651 | 295.2368 | 0.044575 | 290.7003 | 0.0010809 | 359.7164 | 0.00019153 | 290.7003 | -4.5366e-05 | 296.0869 | 0 | 359.7164 | 0.00057345 | 359.7164 | 0.00068333
|  | 359.9311 | 40.8259 | 359.9311 | 0.61534 | 295.4489 | 0.15014 | 297.3562 | -0.00080535 | 294.2148 | 0 | 290.9115 | 0 | 290.9115 | 0 | 359.9311 | 0 | 296.2951 | 0 | 297.3562 | -2.4867e-05 | 290.9115 | -0.00010515 | 290.7003 | 0 | 296.2951 | -0.28445 | 295.4489 | 0.044508 | 290.9115 | -0.00031871 | 359.9311 | 0 | 290.9115 | 2.9219e-05 | 296.2951 | 0 | 359.9311 | 0.00057345 | 359.9311 | 0.00068333
|  | 360.1458 | 43.238 | 360.1458 | 0.47394 | 295.6609 | 0.6249 | 297.5666 | 0.001578 | 294.428 | 0 | 291.1227 | 0 | 291.1227 | 0 | 360.1458 | 0.00073273 | 296.5033 | 0 | 297.5666 | 0.00019625 | 291.1227 | 4.1127e-05 | 290.9115 | 0 | 296.5033 | 0.17551 | 295.6609 | 0.044477 | 291.1227 | 0.00069515 | 360.1458 | 0.00048652 | 291.1227 | 9.6698e-06 | 296.5033 | 0 | 360.1458 | 0.00057345 | 360.1458 | 0.00068333
|  | 360.3606 | 47.2091 | 360.3606 | 0.6237 | 295.873 | 0.17827 | 297.7771 | 0.0002199 | 294.6412 | 0 | 291.3339 | 0 | 291.3339 | 0 | 360.3606 | 0 | 296.7115 | 0 | 297.7771 | -0.0001438 | 291.3339 | 4.1849e-06 | 291.1227 | 0 | 296.7115 | -0.10279 | 295.873 | 0.044485 | 291.3339 | 0.0003845 | 360.3606 | 0 | 291.3339 | 2.759e-05 | 296.7115 | 0 | 360.3606 | 0.00057345 | 360.3606 | 0.0005698
|  | 360.5753 | 50.6883 | 360.5753 | 0.26613 | 296.0851 | 0.5981 | 297.9876 | 0.0020127 | 294.8545 | 0 | 291.5452 | 0 | 291.5452 | 0 | 360.5753 | 0.00073273 | 296.9197 | 0 | 297.9876 | 0.00013186 | 291.5452 | 0.00024489 | 291.3339 | 0 | 296.9197 | 0.25722 | 296.0851 | 0.044531 | 291.5452 | 0.00090676 | 360.5753 | 0.00048652 | 291.5452 | 0.00016384 | 296.9197 | 0 | 360.5753 | 0.00057345 | 360.5753 | 0.00068333
|  | 360.7901 | 54.32 | 360.7901 | 0.59047 | 296.2972 | 0.201 | 298.1981 | -6.5225e-05 | 295.0677 | 0 | 291.7564 | 0 | 291.7564 | 0 | 360.7901 | 0 | 297.1279 | 0 | 298.1981 | -0.00016928 | 291.7564 | -4.47e-05 | 291.5452 | 0 | 297.1279 | -0.024614 | 296.2972 | 0.044618 | 291.7564 | 0.00012802 | 360.7901 | 0 | 291.7564 | 4.2936e-05 | 297.1279 | 0 | 360.7901 | 0.00047743 | 360.7901 | 0.0005125
|  | 361.0049 | 58.0366 | 361.0049 | 0.5322 | 296.5093 | 0.63247 | 298.4085 | 0.0018926 | 295.2809 | 0 | 291.9677 | 0 | 291.9677 | 0 | 361.0049 | 0.00059519 | 297.3362 | 0 | 298.4085 | 0.00020472 | 291.9677 | 0.0001238 | 291.7564 | 0 | 297.3362 | 0.079359 | 296.5093 | 0.044748 | 291.9677 | 0.00039215 | 361.0049 | 0.00019153 | 291.9677 | 4.4842e-05 | 297.3362 | 0 | 361.0049 | 0.00057345 | 361.0049 | 0.00068333
|  | 361.2197 | 62.079 | 361.2197 | 0.56542 | 296.7215 | 0.20385 | 298.6191 | -0.00092685 | 295.4942 | 0 | 292.179 | 0 | 292.179 | 0 | 361.2197 | 0 | 297.5444 | 0 | 298.6191 | -0.00032576 | 292.179 | -0.00016149 | 291.9677 | 0 | 297.5444 | -0.014628 | 296.7215 | 0.044923 | 292.179 | -0.00043108 | 361.2197 | 9.5748e-05 | 292.179 | -5.9102e-06 | 297.5444 | 0 | 361.2197 | 0.00057345 | 361.2197 | 0.00062661
|  | 361.4345 | 66.4687 | 361.4345 | 0.5737 | 296.9336 | 0.5883 | 298.8296 | 0.00069667 | 295.7075 | 0 | 292.3903 | 0 | 292.3903 | 0 | 361.4345 | 0.00073273 | 297.7527 | 0 | 298.8296 | 0.00021235 | 292.3903 | 0.00012021 | 292.179 | 0 | 297.7527 | 0.20029 | 296.9336 | 0.045148 | 292.3903 | 0.00048837 | 361.4345 | 0.00038181 | 292.3903 | 2.7814e-05 | 297.7527 | 0 | 361.4345 | 0.00057345 | 361.4345 | 0.00068333
|  | 361.6493 | 72.4753 | 361.6493 | 0.61531 | 297.1458 | 0.27821 | 299.0401 | -0.00029127 | 295.9207 | 0 | 292.6016 | 0 | 292.6016 | 0 | 361.6493 | 0.00013572 | 297.961 | 0 | 299.0401 | -0.00055223 | 292.6016 | -6.8289e-05 | 292.3903 | 0 | 297.961 | -0.070624 | 297.1458 | 0.045423 | 292.6016 | -0.00055181 | 361.6493 | 0 | 292.6016 | -6.3897e-05 | 297.961 | 0 | 361.6493 | 0.00057345 | 361.6493 | 0.00068333
|  | 361.8642 | 77.4518 | 361.8642 | 0.6818 | 297.3579 | 0.61659 | 299.2507 | 0.0026631 | 296.1341 | 0 | 292.8129 | 0 | 292.8129 | 0 | 361.8642 | 0.00040857 | 298.1693 | 0 | 299.2507 | 6.237e-07 | 292.8129 | 0.00010075 | 292.6016 | 0 | 298.1693 | 0.30146 | 297.3579 | 0.045745 | 292.8129 | 0.00040785 | 361.8642 | 0.00028583 | 292.8129 | 6.6627e-05 | 298.1693 | 0 | 361.8642 | 0.00057345 | 361.8642 | 0.00068333
|  | 362.079 | 80.774 | 362.079 | 1.0892 | 297.5701 | 0.22301 | 299.4612 | -0.00082998 | 296.3474 | 0 | 293.0243 | 0 | 293.0243 | 0 | 362.079 | 0 | 298.3776 | 0 | 299.4612 | -5.3177e-05 | 293.0243 | -0.00014797 | 292.8129 | 0 | 298.3776 | -0.13437 | 297.5701 | 0.046104 | 293.0243 | -0.00055996 | 362.079 | 0 | 293.0243 | 4.8746e-05 | 298.3776 | 0 | 362.079 | 0.00057345 | 362.079 | 0.00068333
|  | 362.2939 | 86.3302 | 362.2939 | 0.66524 | 297.7823 | 0.59593 | 299.6718 | 0.002326 | 296.5607 | 0 | 293.2356 | 0 | 293.2356 | 0 | 362.2939 | 0.00073273 | 298.5859 | 0 | 299.6718 | 3.9345e-05 | 293.2356 | 1.6315e-05 | 293.0243 | 0 | 298.5859 | -0.087122 | 297.7823 | 0.046485 | 293.2356 | 0.00079959 | 362.2939 | 0.00028583 | 293.2356 | 7.2276e-05 | 298.5859 | 0 | 362.2939 | 0.00057345 | 362.2939 | 0.00068333
|  | 362.5088 | 93.1851 | 362.5088 | 0.89814 | 297.9945 | 0.20786 | 299.8825 | -0.0003614 | 296.774 | 0 | 293.447 | 0 | 293.447 | 0 | 362.5088 | 0.00013753 | 298.7942 | 0 | 299.8825 | -0.00038546 | 293.447 | -9.2353e-05 | 293.2356 | 0 | 298.7942 | 0.030919 | 297.9945 | 0.046866 | 293.447 | -8.455e-05 | 362.5088 | 0 | 293.447 | -0.00010001 | 298.7942 | 0 | 362.5088 | 0.00057345 | 362.5088 | 0.00062661
|  | 362.7237 | 97.2085 | 362.7237 | 0.85646 | 298.2067 | 0.58525 | 300.0931 | 0.0034995 | 296.9874 | 0 | 293.6584 | 0 | 293.6584 | 0 | 362.7237 | 0.00073273 | 299.0026 | 0 | 300.0931 | 0.00033991 | 293.6584 | 0.00013418 | 293.447 | 0 | 299.0026 | 0.29438 | 298.2067 | 0.047223 | 293.6584 | 0.00085837 | 362.7237 | 0.00028603 | 293.6584 | 9.1268e-05 | 299.0026 | 0 | 362.7237 | 0.00057345 | 362.7237 | 0.00068333
|  | 362.9386 | 103.1479 | 362.9386 | 0.93135 | 298.419 | 0.21217 | 300.3037 | -0.00055386 | 297.2007 | 0 | 293.8698 | 0 | 293.8698 | 0 | 362.9386 | 0.00027326 | 299.2109 | 0 | 300.3037 | -0.00017937 | 293.8698 | -0.00033216 | 293.6584 | 0 | 299.2109 | 0.053902 | 298.419 | 0.047532 | 293.8698 | -0.00017388 | 362.9386 | 0 | 293.8698 | -0.00017513 | 299.2109 | 0 | 362.9386 | 0.00057345 | 362.9386 | 0.00068333
|  | 363.1536 | 108.8797 | 363.1536 | 0.70676 | 298.6312 | 0.64245 | 300.5143 | 0.0011275 | 297.4141 | 0 | 294.0812 | 0 | 294.0812 | 0 | 363.1536 | 0.00073273 | 299.4193 | 0 | 300.5143 | 0.00039598 | 294.0812 | 0.00010328 | 293.8698 | 0 | 299.4193 | 0.26633 | 298.6312 | 0.047769 | 294.0812 | 0.00061156 | 363.1536 | 9.5748e-05 | 294.0812 | 0.00017489 | 299.4193 | 0 | 363.1536 | 0.00057345 | 363.1536 | 0.00062661
|  | 363.3685 | 115.6597 | 363.3685 | 1.0227 | 298.8435 | 0.1832 | 300.725 | -0.00099936 | 297.6275 | 0 | 294.2926 | 0 | 294.2926 | 0 | 363.3685 | 0.00043544 | 299.6277 | 0 | 300.725 | -0.00034272 | 294.2926 | -9.5282e-05 | 294.0812 | 0 | 299.6277 | 0.02124 | 298.8435 | 0.047913 | 294.2926 | -9.8242e-06 | 363.3685 | 0 | 294.2926 | -2.5855e-05 | 299.6277 | 0 | 363.3685 | 0.00057345 | 363.3685 | 0.0005125
|  | 363.5835 | 123.2191 | 363.5835 | 1.214 | 299.0557 | 0.62841 | 300.9357 | 0.0017356 | 297.8409 | 0 | 294.504 | 0 | 294.504 | 0 | 363.5835 | 0.00073273 | 299.8361 | 0 | 300.9357 | 0.00042019 | 294.504 | 0.00029015 | 294.2926 | 0 | 299.8361 | 0.081238 | 299.0557 | 0.047944 | 294.504 | 0.00023731 | 363.5835 | 0.00039054 | 294.504 | 8.19e-05 | 299.8361 | 0 | 363.5835 | 0.00057345 | 363.5835 | 0.00068333
|  | 363.7985 | 130.9897 | 363.7985 | 1.2139 | 299.268 | 0.21139 | 301.1464 | -0.00063682 | 298.0543 | 0 | 294.7154 | 0 | 294.7154 | 0 | 363.7985 | 0.00043079 | 300.0445 | 0 | 301.1464 | -0.0003154 | 294.7154 | -0.00018219 | 294.504 | 0 | 300.0445 | -0.07006 | 299.268 | 0.047847 | 294.7154 | -6.2153e-05 | 363.7985 | 9.5748e-05 | 294.7154 | 3.1389e-05 | 300.0445 | 0 | 363.7985 | 0.00057345 | 363.7985 | 0.00068333
|  | 364.0135 | 138.4766 | 364.0135 | 1.2973 | 299.4803 | 0.60132 | 301.3571 | 0.0017871 | 298.2678 | 0 | 294.9269 | 0 | 294.9269 | 0 | 364.0135 | 0.00056833 | 300.253 | 0 | 301.3571 | 0.0002746 | 294.9269 | 0.00015272 | 294.7154 | 0 | 300.253 | 0.14267 | 299.4803 | 0.047608 | 294.9269 | 0.00018463 | 364.0135 | 0.00038181 | 294.9269 | -2.9068e-05 | 300.253 | 0 | 364.0135 | 0.00057345 | 364.0135 | 0.00068333
|  | 364.2285 | 145.0189 | 364.2285 | 1.3722 | 299.6926 | 0.21136 | 301.5678 | -0.00076718 | 298.4812 | 0 | 295.1384 | 0 | 295.1384 | 0 | 364.2285 | 0.00013572 | 300.4614 | 0 | 301.5678 | -0.00024209 | 295.1384 | -2.647e-05 | 294.9269 | 0 | 300.4614 | 0.17838 | 299.6926 | 0.047223 | 295.1384 | -0.00025394 | 364.2285 | 0 | 295.1384 | 9.9214e-05 | 300.4614 | 0 | 364.2285 | 0.00057345 | 364.2285 | 0.00068333
|  | 364.4435 | 150.7817 | 364.4435 | 1.4635 | 299.9049 | 0.69292 | 301.7786 | 0.0011359 | 298.6947 | 0 | 295.3499 | 0 | 295.3499 | 0 | 364.4435 | 0.00073273 | 300.6698 | 0 | 301.7786 | -9.8304e-05 | 295.3499 | 0.00027828 | 295.1384 | 0 | 300.6698 | 0.13273 | 299.9049 | 0.046698 | 295.3499 | 0.00066132 | 364.4435 | 0.00019153 | 295.3499 | -8.0225e-06 | 300.6698 | 0 | 364.4435 | 0.00057345 | 364.4435 | 0.00068333
|  | 364.6586 | 158.182 | 364.6586 | 1.5465 | 300.1172 | 0.25543 | 301.9894 | -0.0016743 | 298.9082 | 0 | 295.5614 | 0 | 295.5614 | 0 | 364.6586 | 0.00043301 | 300.8783 | 0 | 301.9894 | -0.00027924 | 295.5614 | -0.00020181 | 295.3499 | 0 | 300.8783 | -0.026378 | 300.1172 | 0.046051 | 295.5614 | -0.00017566 | 364.6586 | 0 | 295.5614 | -8.5586e-05 | 300.8783 | 0 | 364.6586 | 0.00057345 | 364.6586 | 0.00068333
|  | 364.8736 | 166.1832 | 364.8736 | 1.6547 | 300.3296 | 0.63268 | 302.2001 | 0.0012466 | 299.1216 | -8.9752e-05 | 295.7729 | 0 | 295.7729 | 0 | 364.8736 | 0.00057297 | 301.0868 | 0 | 302.2001 | 0.00016628 | 295.7729 | 0.00017381 | 295.5614 | 0 | 301.0868 | 0.12231 | 300.3296 | 0.04532 | 295.7729 | 0.00045024 | 364.8736 | 0.00019176 | 295.7729 | 7.7408e-05 | 301.0868 | 0 | 364.8736 | 0.00057345 | 364.8736 | 0.00068333
|  | 365.0887 | 172.3907 | 365.0887 | 1.6382 | 300.5419 | 0.20627 | 302.4109 | -0.0011478 | 299.3351 | 0.00013553 | 295.9844 | 0 | 295.9844 | 0 | 365.0887 | 0.00040857 | 301.2953 | 0 | 302.4109 | -0.00037048 | 295.9844 | 4.8575e-05 | 295.7729 | 0 | 301.2953 | 0.0066533 | 300.5419 | 0.044549 | 295.9844 | -0.00024034 | 365.0887 | 0 | 295.9844 | 3.8666e-05 | 301.2953 | 0 | 365.0887 | 0.00057345 | 365.0887 | 0.00068333
|  | 365.3038 | 179.035 | 365.3038 | 1.3887 | 300.7543 | 0.65029 | 302.6217 | 0.0028685 | 299.5487 | 1.7662e-05 | 296.1959 | 0 | 296.1959 | 0 | 365.3038 | 0.00057297 | 301.5038 | 0 | 302.6217 | -1.565e-05 | 296.1959 | 0.00015454 | 295.9844 | 0 | 301.5038 | 0.12453 | 300.7543 | 0.043793 | 296.1959 | 4.7886e-06 | 365.3038 | 0 | 296.1959 | 1.2991e-05 | 301.5038 | 0 | 365.3038 | 0.00057345 | 365.3038 | 0.00068333
|  | 365.5189 | 188.6602 | 365.5189 | 2.1539 | 300.9666 | 0.23289 | 302.8326 | -0.0014244 | 299.7622 | 0.0001826 | 296.4075 | 0 | 296.4075 | 0 | 365.5189 | 0.00027326 | 301.7123 | 0 | 302.8326 | -0.00037802 | 296.4075 | -0.00017468 | 296.1959 | 0 | 301.7123 | -0.00088362 | 300.9666 | 0.043101 | 296.4075 | 0.00016759 | 365.5189 | 0 | 296.4075 | 1.1633e-06 | 301.7123 | 0 | 365.5189 | 0.00057345 | 365.5189 | 0.00068333
|  | 365.7341 | 195.5344 | 365.7341 | 2.0539 | 301.179 | 0.6453 | 303.0434 | 0.0028199 | 299.9757 | 9.5785e-05 | 296.6191 | 0 | 296.6191 | 0 | 365.7341 | 0.00056833 | 301.9208 | 0 | 303.0434 | -4.5915e-05 | 296.6191 | 0.00027197 | 296.4075 | 0 | 301.9208 | 0.12717 | 301.179 | 0.042511 | 296.6191 | 0.00027416 | 365.7341 | 9.4302e-05 | 296.6191 | 9.7283e-05 | 301.9208 | 0 | 365.7341 | 0.00057345 | 365.7341 | 0.00068333
|  | 365.9492 | 201.9805 | 365.9492 | 1.9956 | 301.3914 | 0.17366 | 303.2542 | 0.00054041 | 300.1893 | 0.00031365 | 296.8306 | 0 | 296.8306 | 0 | 365.9492 | 0.00027326 | 302.1294 | 0 | 303.2542 | -0.00044563 | 296.8306 | -0.00014659 | 296.6191 | 0 | 302.1294 | -0.11532 | 301.3914 | 0.04204 | 296.8306 | -0.00036171 | 365.9492 | 0 | 296.8306 | -4.7492e-05 | 302.1294 | 0 | 365.9492 | 0.00057345 | 365.9492 | 0.00062652
|  | 366.1644 | 208.7831 | 366.1644 | 2.2204 | 301.6039 | 0.64816 | 303.4651 | 0.0012812 | 300.4029 | 0.00025217 | 297.0422 | 0 | 297.0422 | 0 | 366.1644 | 0.00057297 | 302.3379 | 0 | 303.4651 | 0.00015566 | 297.0422 | 0.00020569 | 296.8306 | 0 | 302.338 | 0.26908 | 301.6039 | 0.041686 | 297.0422 | 0.00013476 | 366.1644 | 9.5748e-05 | 297.0422 | -4.7138e-05 | 302.338 | 0 | 366.1644 | 0.00057345 | 366.1644 | 0.00062661
|  | 366.3795 | 214.851 | 366.3795 | 2.3949 | 301.8163 | 0.24198 | 303.676 | -0.00057372 | 300.6164 | 0.00044069 | 297.2538 | 0 | 297.2538 | 0 | 366.3795 | 0.00013572 | 302.5465 | 0 | 303.676 | -0.00033896 | 297.2538 | -0.00015673 | 297.0422 | 0 | 302.5465 | 0.14789 | 301.8163 | 0.041428 | 297.2538 | -0.00024991 | 366.3795 | 9.578e-05 | 297.2538 | -0.00010391 | 302.5465 | 0 | 366.3795 | 0.00057345 | 366.3795 | 0.00062661
|  | 366.5947 | 219.3327 | 366.5947 | 2.6276 | 302.0287 | 0.6887 | 303.8869 | 0.0023116 | 300.83 | 0.00035489 | 297.4654 | 0 | 297.4654 | 0 | 366.5947 | 0.00043766 | 302.7551 | 0 | 303.8869 | 0.00013298 | 297.4654 | 0.00024748 | 297.2538 | 0 | 302.7551 | 0.041127 | 302.0287 | 0.041234 | 297.4654 | 0.00032294 | 366.5947 | 9.578e-05 | 297.4654 | 9.4266e-05 | 302.7551 | 0 | 366.5947 | 0.00057345 | 366.5947 | 0.00068333
|  | 366.8099 | 223.5778 | 366.8099 | 2.6775 | 302.2411 | 0.20822 | 304.0978 | 0.00018972 | 301.0436 | 0.00054107 | 297.6771 | 0 | 297.6771 | 0 | 366.8099 | 0.00027326 | 302.9637 | 0 | 304.0978 | -0.0001446 | 297.6771 | -0.0002006 | 297.4654 | 0 | 302.9637 | 0.0064066 | 302.2411 | 0.041076 | 297.6771 | -0.00023822 | 366.8099 | 0 | 297.6771 | -6.4041e-05 | 302.9637 | 0 | 366.8099 | 0.00057345 | 366.8099 | 0.00068333
|  | 367.0251 | 227.8343 | 367.0251 | 2.8686 | 302.4536 | 0.6739 | 304.3087 | 0.0012991 | 301.2573 | 0.0004677 | 297.8887 | 0 | 297.8887 | 0 | 367.0251 | 0.00056833 | 303.1723 | 0 | 304.3087 | 0.00040001 | 297.8887 | 0.00022246 | 297.6771 | 0 | 303.1723 | 0.27514 | 302.4536 | 0.040931 | 297.8887 | 0.00081258 | 367.0251 | 0.00039054 | 297.8887 | 6.2251e-06 | 303.1723 | 0 | 367.0251 | 0.00057345 | 367.0251 | 0.00068333
|  | 367.2404 | 229.0991 | 367.2404 | 3.2763 | 302.6661 | 0.23228 | 304.5197 | 0.00056117 | 301.4709 | 0.00074953 | 298.1003 | 0 | 298.1003 | 0 | 367.2404 | 0.00027326 | 303.3809 | 0 | 304.5197 | -0.00024513 | 298.1003 | -0.00014685 | 297.8887 | 0 | 303.381 | -0.078169 | 302.6661 | 0.040795 | 298.1003 | -4.6111e-05 | 367.2404 | 0 | 298.1003 | 6.9141e-06 | 303.381 | 0 | 367.2404 | 0.00057345 | 367.2404 | 0.00068333
|  | 367.4556 | 228.8197 | 367.4556 | 3.2264 | 302.8785 | 0.56616 | 304.7307 | 0.0023081 | 301.6845 | 0.00043918 | 298.312 | 0 | 298.312 | 0 | 367.4556 | 0.00059741 | 303.5896 | 0 | 304.7307 | 0.00041705 | 298.312 | 0.00035397 | 298.1003 | 0 | 303.5896 | 0.11436 | 302.8785 | 0.040677 | 298.312 | 0.0012955 | 367.4556 | 9.5748e-05 | 298.312 | 0.00032901 | 303.5896 | 0 | 367.4556 | 0.00057345 | 367.4556 | 0.00068333
|  | 367.6709 | 230.9282 | 367.6709 | 3.5505 | 303.091 | 0.18897 | 304.9416 | -0.0011657 | 301.8982 | 0.00078723 | 298.5237 | 0 | 298.5237 | 0 | 367.6709 | 0.00043725 | 303.7982 | 0 | 304.9416 | -3.5016e-05 | 298.5237 | -0.00023307 | 298.312 | 0 | 303.7982 | -0.011227 | 303.091 | 0.040598 | 298.5237 | -8.6676e-05 | 367.6709 | 9.5748e-05 | 298.5237 | -0.00011 | 303.7982 | 0 | 367.6709 | 0.00057345 | 367.6709 | 0.00068333
|  | 367.8862 | 231.6199 | 367.8862 | 4.058 | 303.3036 | 0.56366 | 305.1526 | 0.00019988 | 302.1119 | 0.00053955 | 298.7354 | 0 | 298.7354 | 0 | 367.8862 | 0.00057297 | 304.0069 | 0 | 305.1526 | 3.8101e-05 | 298.7354 | 0.00010655 | 298.5237 | 0 | 304.0069 | 0.27094 | 303.3036 | 0.040584 | 298.7354 | 0.0010956 | 367.8862 | 9.5748e-05 | 298.7354 | -3.4544e-05 | 304.0069 | 0 | 367.8862 | 0.00057345 | 367.8862 | 0.00068333
|  | 368.1015 | 230.7912 | 368.1015 | 4.2323 | 303.5161 | 0.19301 | 305.3636 | -0.0013799 | 302.3256 | 0.0008222 | 298.9471 | 0 | 298.9471 | 0 | 368.1015 | 0.00045988 | 304.2156 | 0 | 305.3636 | -0.00037164 | 298.9471 | -0.00020289 | 298.7354 | 0 | 304.2156 | 0.092994 | 303.5161 | 0.040655 | 298.9471 | -0.00015955 | 368.1015 | 9.5748e-05 | 298.9471 | -1.999e-06 | 304.2156 | 0 | 368.1015 | 0.00057345 | 368.1015 | 0.00068333
|  | 368.3168 | 232.2997 | 368.3168 | 4.2989 | 303.7286 | 0.54162 | 305.5747 | 0.0021398 | 302.5392 | 0.00049335 | 299.1588 | 0 | 299.1588 | 0 | 368.3168 | 0.00073273 | 304.4243 | 0 | 305.5747 | 0.00011096 | 299.1588 | 0.00015733 | 298.9471 | 0 | 304.4243 | 0.22239 | 303.7286 | 0.04082 | 299.1588 | 0.00046111 | 368.3168 | 0.00019153 | 299.1588 | 0.00010944 | 304.4243 | 0 | 368.3168 | 0.00057345 | 368.3168 | 0.00068333
|  | 368.5321 | 233.2999 | 368.5321 | 4.8975 | 303.9411 | 0.2069 | 305.7857 | -0.00054635 | 302.753 | 0.00076709 | 299.3705 | 0 | 299.3705 | 0 | 368.5321 | 0.00073273 | 304.633 | 0 | 305.7857 | -0.00033255 | 299.3705 | -0.00029276 | 299.1588 | 0 | 304.633 | 0.13952 | 303.9411 | 0.041075 | 299.3705 | -0.00041465 | 368.5321 | 9.578e-05 | 299.3705 | -0.00014252 | 304.633 | 0 | 368.5321 | 0.00057345 | 368.5321 | 0.00068333
|  | 368.7475 | 232.4754 | 368.7475 | 5.0638 | 304.1537 | 0.59887 | 305.9967 | 0.0010213 | 302.9667 | 0.00048244 | 299.5823 | 0 | 299.5823 | 0 | 368.7475 | 0.00073273 | 304.8417 | 0 | 305.9967 | 9.2658e-05 | 299.5823 | 0.00016314 | 299.3705 | 0 | 304.8417 | 0.20727 | 304.1537 | 0.041402 | 299.5823 | 0.00048927 | 368.7475 | 9.578e-05 | 299.5823 | 2.9526e-05 | 304.8417 | 0 | 368.7475 | 0.00057345 | 368.7475 | 0.00068333
|  | 368.9629 | 230.2658 | 368.9629 | 5.2302 | 304.3663 | 0.21271 | 306.2078 | 0.00041681 | 303.1804 | 0.00075946 | 299.794 | 0 | 299.794 | 0 | 368.9629 | 0.00040857 | 305.0504 | 0 | 306.2078 | -0.00023393 | 299.794 | -0.0001632 | 299.5823 | 0 | 305.0504 | -0.052272 | 304.3663 | 0.041772 | 299.794 | -0.00031243 | 368.9629 | 9.578e-05 | 299.794 | 3.0004e-05 | 305.0504 | 0 | 368.9629 | 0.00057345 | 368.9629 | 0.00068333
|  | 369.1782 | 225.8998 | 369.1782 | 5.754 | 304.5788 | 0.59879 | 306.4189 | 0.0019198 | 303.3942 | 0.00050352 | 300.0058 | 0 | 300.0058 | 0 | 369.1782 | 0.00057297 | 305.2592 | 0 | 306.4189 | 0.00021747 | 300.0058 | 0.00017031 | 299.794 | 0 | 305.2592 | 0.19273 | 304.5788 | 0.042154 | 300.0058 | 0.00068575 | 369.1782 | 0.00020049 | 300.0058 | -2.1793e-07 | 305.2592 | 0 | 369.1782 | 0.00057345 | 369.1782 | 0.00062652
|  | 369.3936 | 222.5678 | 369.3936 | 5.9618 | 304.7914 | 0.17144 | 306.63 | -0.00083733 | 303.6079 | 0.00079955 | 300.2176 | 0 | 300.2176 | 0 | 369.3936 | 0.00040857 | 305.4679 | 0 | 306.63 | -0.00019976 | 300.2176 | -0.00022126 | 300.0058 | 0 | 305.4679 | -0.022699 | 304.7914 | 0.042515 | 300.2176 | 6.2483e-05 | 369.3936 | 9.5748e-05 | 300.2176 | -3.654e-05 | 305.4679 | 0 | 369.3936 | 0.00057345 | 369.3936 | 0.00068333
|  | 369.609 | 220.9177 | 369.609 | 6.4859 | 305.004 | 0.64382 | 306.8411 | 0.0021721 | 303.8218 | 0.00054326 | 300.4294 | 0 | 300.4294 | 0 | 369.609 | 0.00057297 | 305.6767 | 0 | 306.8411 | 0.00010527 | 300.4294 | 0.00018808 | 300.2176 | 0 | 305.6767 | 0.21075 | 305.004 | 0.04283 | 300.4294 | 0.00070617 | 369.609 | 9.578e-05 | 300.4294 | 6.8086e-05 | 305.6767 | 0 | 369.609 | 0.00057345 | 369.609 | 0.00068333
|  | 369.8245 | 212.5531 | 369.8245 | 6.9848 | 305.2166 | 0.20825 | 307.0523 | -0.0010408 | 304.0355 | 0.00082319 | 300.6412 | 0 | 300.6412 | 0 | 369.8245 | 0.00057297 | 305.8855 | 0 | 307.0523 | -0.00046648 | 300.6412 | -9.9238e-06 | 300.4294 | 0 | 305.8855 | -0.03285 | 305.2166 | 0.043081 | 300.6412 | -0.00013942 | 369.8245 | 0.00020049 | 300.6412 | -3.2875e-05 | 305.8855 | 0 | 369.8245 | 0.00057345 | 369.8245 | 0.00068333
|  | 370.0399 | 205.7702 | 370.0399 | 7.4754 | 305.4293 | 0.63767 | 307.2634 | 0.0021334 | 304.2493 | 0.00048101 | 300.853 | 0 | 300.853 | 0 | 370.0399 | 0.00030012 | 306.0943 | 0 | 307.2634 | 0.00027943 | 300.853 | 0.00013236 | 300.6412 | 0 | 306.0943 | 0.22276 | 305.4293 | 0.043258 | 300.853 | 0.00053112 | 370.0399 | 0 | 300.853 | 8.5284e-05 | 306.0943 | 0 | 370.0399 | 0.00057345 | 370.0399 | 0.00068333
|  | 370.2553 | 199.9355 | 370.2553 | 7.6997 | 305.6419 | 0.1437 | 307.4746 | -0.00062888 | 304.4632 | 0.00073581 | 301.0649 | 0 | 301.0649 | 0 | 370.2553 | 0.00043766 | 306.3031 | 0 | 307.4746 | -0.00015826 | 301.0649 | -8.0914e-05 | 300.853 | 0 | 306.3031 | -0.070924 | 305.6419 | 0.04336 | 301.0649 | -0.0004279 | 370.2553 | 0.00019153 | 301.0649 | 4.2964e-05 | 306.3031 | 0 | 370.2553 | 0.00057345 | 370.2553 | 0.00068333
|  | 370.4708 | 200.3708 | 370.4708 | 8.5978 | 305.8546 | 0.68719 | 307.6857 | 0.00084392 | 304.677 | 0.00043073 | 301.2767 | 0 | 301.2767 | 0 | 370.4708 | 0.00043766 | 306.5119 | 0 | 307.6857 | 0.00012093 | 301.2767 | 1.9529e-05 | 301.0649 | 0 | 306.5119 | 0.21449 | 305.8546 | 0.04339 | 301.2767 | 0.0006843 | 370.4708 | 9.5748e-05 | 301.2767 | -2.1841e-05 | 306.5119 | 0 | 370.4708 | 0.00057345 | 370.4708 | 0.00068333
|  | 370.6863 | 197.3842 | 370.6863 | 9.4045 | 306.0672 | 0.23525 | 307.8969 | -0.00071729 | 304.8908 | 0.00073802 | 301.4886 | 0 | 301.4886 | 0 | 370.6863 | 0.00056833 | 306.7207 | 0 | 307.8969 | -0.00040129 | 301.4886 | -0.00017809 | 301.2767 | 0 | 306.7207 | 0.072665 | 306.0672 | 0.043357 | 301.4886 | -0.00034553 | 370.6863 | 0.00019173 | 301.4886 | -5.3565e-05 | 306.7207 | 0 | 370.6863 | 0.00057345 | 370.6863 | 0.00068333
|  | 370.9018 | 186.6883 | 370.9018 | 9.4875 | 306.2799 | 0.58618 | 308.1082 | 0.0021672 | 305.1047 | 0.0004676 | 301.7005 | 0 | 301.7005 | 0 | 370.9018 | 0.00043079 | 306.9296 | 0 | 308.1082 | 0.00012769 | 301.7005 | 0.00017584 | 301.4886 | 0 | 306.9296 | 0.14827 | 306.2799 | 0.04327 | 301.7005 | 0.00083261 | 370.9018 | 9.578e-05 | 301.7005 | 2.2897e-05 | 306.9296 | 0 | 370.9018 | 0.00057345 | 370.9018 | 0.00068333
|  | 371.1173 | 183.1151 | 371.1173 | 10.4272 | 306.4926 | 0.223 | 308.3194 | -0.00020419 | 305.3186 | 0.00074966 | 301.9124 | 0 | 301.9124 | 0 | 371.1173 | 0.00073273 | 307.1385 | 0 | 308.3194 | -0.00020629 | 301.9124 | -6.1616e-05 | 301.7005 | 0 | 307.1385 | 0.1647 | 306.4926 | 0.043146 | 301.9124 | -0.00019485 | 371.1173 | 0.00029479 | 301.9124 | 3.7397e-05 | 307.1385 | 0 | 371.1173 | 0.00057345 | 371.1173 | 0.00068333
|  | 371.3329 | 179.8941 | 371.3329 | 11.0925 | 306.7053 | 0.60846 | 308.5306 | 0.002095 | 305.5324 | 0.0004684 | 302.1242 | 0 | 302.1242 | 0 | 371.3329 | 0.0001644 | 307.3473 | 0 | 308.5306 | 4.0636e-05 | 302.1242 | 0.00025666 | 301.9124 | 0 | 307.3473 | 0.042601 | 306.7053 | 0.043001 | 302.1242 | 0.00062076 | 371.3329 | 0 | 302.1242 | 4.2e-05 | 307.3473 | 0 | 371.3329 | 0.00057345 | 371.3329 | 0.00068333
|  | 371.5484 | 174.7432 | 371.5484 | 11.7576 | 306.918 | 0.24561 | 308.7419 | -0.0002022 | 305.7463 | 0.00073975 | 302.3361 | 0 | 302.3361 | 0 | 371.5484 | 0.00059519 | 307.5562 | 0 | 308.7419 | -0.00012857 | 302.3361 | -0.00031848 | 302.1242 | 0 | 307.5562 | 0.026131 | 306.918 | 0.042854 | 302.3361 | -0.00047393 | 371.5484 | 0 | 302.3361 | 3.7114e-06 | 307.5562 | 0 | 371.5484 | 0.00057345 | 371.5484 | 0.00068333
|  | 371.764 | 169.6473 | 371.764 | 12.7055 | 307.1307 | 0.64719 | 308.9532 | 0.0022637 | 305.9603 | 0.00048146 | 302.5481 | 0 | 302.5481 | 0 | 371.764 | 0.00027104 | 307.7651 | 0 | 308.9532 | 0.00038503 | 302.5481 | 0.00010616 | 302.3361 | 0 | 307.7651 | 0.22136 | 307.1307 | 0.042721 | 302.5481 | 0.00077939 | 371.764 | 0 | 302.5481 | 3.1589e-05 | 307.7651 | 0 | 371.764 | 0.00057345 | 371.764 | 0.00068333
|  | 371.9795 | 164.2706 | 371.9795 | 13.4539 | 307.3434 | 0.23866 | 309.1644 | 0.00025896 | 306.1742 | 0.00076609 | 302.76 | 0 | 302.76 | 0 | 371.9795 | 0.00073273 | 307.974 | 0 | 309.1644 | -0.00035274 | 302.76 | -0.0001769 | 302.5481 | 0 | 307.974 | 0.081451 | 307.3434 | 0.042615 | 302.76 | 0.00016965 | 371.9795 | 0.00019176 | 302.76 | 1.0324e-06 | 307.974 | 0 | 371.9795 | 0.00057345 | 371.9795 | 0.00068333
|  | 372.1951 | 158.3432 | 372.1951 | 14.4434 | 307.5562 | 0.61777 | 309.3757 | 0.0013726 | 306.3881 | 0.00048866 | 302.972 | 0 | 302.972 | 0 | 372.1951 | 0.00043544 | 308.183 | 0 | 309.3757 | 0.00012876 | 302.972 | 0.00011038 | 302.76 | 0 | 308.183 | 0.10367 | 307.5562 | 0.042542 | 302.972 | 0.00050529 | 372.1951 | 0 | 302.972 | 5.553e-05 | 308.183 | 0 | 372.1951 | 0.00057345 | 372.1951 | 0.00068333
|  | 372.4107 | 154.3657 | 372.4107 | 15.491 | 307.7689 | 0.23053 | 309.5871 | 0.00073874 | 306.6021 | 0.00079311 | 303.184 | 0 | 303.184 | 0 | 372.4107 | 0.00073273 | 308.3919 | 0 | 309.5871 | -0.00028491 | 303.184 | -5.326e-05 | 302.972 | 0 | 308.3919 | 0.0014801 | 307.7689 | 0.042497 | 303.184 | -8.7984e-05 | 372.4107 | 9.578e-05 | 303.184 | 0.00013532 | 308.3919 | 0 | 372.4107 | 0.00057345 | 372.4107 | 0.00068333
|  | 372.6264 | 149.3873 | 372.6264 | 16.2976 | 307.9817 | 0.61268 | 309.7984 | 0.0022636 | 306.816 | 0.0005094 | 303.3959 | 0 | 303.3959 | 0 | 372.6264 | 0.00030012 | 308.6009 | 0 | 309.7984 | 0.00010722 | 303.3959 | 0.00016156 | 303.184 | 0 | 308.6009 | 0.27532 | 307.9817 | 0.042466 | 303.3959 | 0.00076582 | 372.6264 | 0 | 303.3959 | 3.8395e-05 | 308.6009 | 0 | 372.6264 | 0.00057345 | 372.6264 | 0.00068333
|  | 372.842 | 142.7251 | 372.842 | 17.4285 | 308.1945 | 0.24775 | 310.0097 | -0.00059688 | 307.03 | 0.00080274 | 303.6079 | 0 | 303.6079 | 0 | 372.842 | 0.00073273 | 308.8098 | 0 | 310.0097 | -0.00035533 | 303.6079 | -8.2732e-05 | 303.3959 | 0 | 308.8098 | 0.099185 | 308.1945 | 0.042429 | 303.6079 | 0.00040171 | 372.842 | 0.00028751 | 303.6079 | -2.2138e-05 | 308.8098 | 0 | 372.842 | 0.00057345 | 372.842 | 0.00068333
|  | 373.0577 | 136.9362 | 373.0577 | 18.2849 | 308.4073 | 0.61106 | 310.2211 | 0.0026939 | 307.244 | 0.00051991 | 303.82 | 0 | 303.82 | 0 | 373.0577 | 0.00013572 | 309.0188 | 0 | 310.2211 | 5.6378e-05 | 303.82 | 6.7535e-05 | 303.6079 | 0 | 309.0188 | 0.27694 | 308.4073 | 0.042358 | 303.82 | 0.0004999 | 373.0577 | 0 | 303.82 | 3.5142e-05 | 309.0188 | 0 | 373.0577 | 0.00057345 | 373.0577 | 0.00068333
|  | 373.2733 | 133.1939 | 373.2733 | 19.3576 | 308.6201 | 0.27962 | 310.4325 | -0.0002734 | 307.458 | 0.00076358 | 304.0319 | 0 | 304.0319 | 0 | 373.2733 | 0.00073273 | 309.2278 | 0 | 310.4325 | -0.00026325 | 304.0319 | -5.2399e-05 | 303.82 | 0 | 309.2278 | -0.087793 | 308.6201 | 0.04223 | 304.0319 | -0.00011557 | 373.2733 | 9.578e-05 | 304.0319 | 2.6253e-05 | 309.2278 | 0 | 373.2733 | 0.00057345 | 373.2733 | 0.00068333
|  | 373.489 | 129.7577 | 373.489 | 21.1619 | 308.8329 | 0.66155 | 310.6439 | 0.0019114 | 307.6721 | 0.00048012 | 304.244 | 0 | 304.244 | 0 | 373.489 | 0.00073273 | 309.4368 | 0 | 310.6439 | 0.00024308 | 304.244 | 4.9333e-05 | 304.0319 | 0 | 309.4368 | 0.32533 | 308.8329 | 0.04203 | 304.244 | 0.00074171 | 373.489 | 0 | 304.244 | 0.00014623 | 309.4368 | 0 | 373.489 | 0.00057345 | 373.489 | 0.00068333
|  | 373.7047 | 124.0983 | 373.7047 | 22.2595 | 309.0457 | 0.20224 | 310.8553 | -0.0015204 | 307.8861 | 0.00080392 | 304.456 | 0 | 304.456 | 0 | 373.7047 | 0.00073273 | 309.6458 | 0 | 310.8553 | -0.00025822 | 304.456 | -6.2552e-05 | 304.244 | 0 | 309.6458 | -0.10679 | 309.0457 | 0.041751 | 304.456 | -0.00031958 | 373.7047 | 0.00019176 | 304.456 | -6.4433e-05 | 309.6458 | 0 | 373.7047 | 0.00057345 | 373.7047 | 0.00068333
|  | 373.9204 | 119.5565 | 373.9204 | 23.7561 | 309.2586 | 0.64406 | 311.0667 | 0.0015439 | 308.1001 | 0.00050133 | 304.6681 | 0 | 304.6681 | 0 | 373.9204 | 0.00027104 | 309.8549 | 0 | 311.0667 | 0.00016181 | 304.6681 | 8.9289e-05 | 304.456 | 0 | 309.8549 | 0.11333 | 309.2586 | 0.041403 | 304.6681 | 0.00052367 | 373.9204 | 0 | 304.6681 | 2.0572e-06 | 309.8549 | 0 | 373.9204 | 0.00057345 | 373.9204 | 0.00068333
|  | 374.1362 | 115.7573 | 374.1362 | 25.4526 | 309.4714 | 0.232 | 311.2782 | -0.00052269 | 308.3142 | 0.00072377 | 304.8802 | 0 | 304.8802 | 0 | 374.1362 | 0.00073273 | 310.0639 | 0 | 311.2782 | -0.0002743 | 304.8802 | -0.0001879 | 304.6681 | 0 | 310.0639 | 0.021977 | 309.4714 | 0.041004 | 304.8802 | -0.00029687 | 374.1362 | 0.00019153 | 304.8802 | -8.7052e-05 | 310.0639 | 0 | 374.1362 | 0.00057345 | 374.1362 | 0.00068333
|  | 374.3519 | 110.6015 | 374.3519 | 26.6667 | 309.6843 | 0.67044 | 311.4896 | 0.0024238 | 308.5283 | 0.0004113 | 305.0922 | 0 | 305.0922 | 0 | 374.3519 | 0.00056833 | 310.273 | 0 | 311.4896 | 0.0003034 | 305.0922 | 8.9291e-05 | 304.8802 | 0 | 310.273 | 0.11506 | 309.6843 | 0.040583 | 305.0922 | 0.00030315 | 374.3519 | 0 | 305.0922 | -7.1826e-05 | 310.273 | 0 | 374.3519 | 0.00057345 | 374.3519 | 0.00068333
|  | 374.5677 | 106.1277 | 374.5677 | 28.6039 | 309.8972 | 0.2138 | 311.7011 | -0.00083457 | 308.7423 | 0.00067574 | 305.3043 | 0 | 305.3043 | 0 | 374.5677 | 0.00073273 | 310.4821 | 0 | 311.7011 | -0.00022239 | 305.3043 | -0.00026503 | 305.0922 | 0 | 310.4821 | 0.11636 | 309.8972 | 0.04017 | 305.3043 | -0.00061917 | 374.5677 | 0.00048652 | 305.3043 | -0.00010401 | 310.4821 | 0 | 374.5677 | 0.00057345 | 374.5677 | 0.00068333
|  | 374.7835 | 101.2427 | 374.7835 | 30.0841 | 310.11 | 0.60497 | 311.9126 | 0.0024183 | 308.9565 | 0.00041215 | 305.5165 | 0 | 305.5165 | 0 | 374.7835 | 0.00013531 | 310.6911 | 0 | 311.9126 | 0.00012541 | 305.5165 | 0.00022503 | 305.3043 | 0 | 310.6911 | 0.2371 | 310.11 | 0.039796 | 305.5165 | 0.0010456 | 374.7835 | 0 | 305.5165 | 0.00016395 | 310.6911 | 0 | 374.7835 | 0.00057345 | 374.7835 | 0.00068333
|  | 374.9993 | 97.2391 | 374.9993 | 32.1129 | 310.323 | 0.22091 | 312.1241 | -0.00066565 | 309.1706 | 0.00076512 | 305.7286 | 0 | 305.7286 | 0 | 374.9993 | 0.00073273 | 310.9002 | 0 | 312.1241 | -0.00026906 | 305.7286 | -6.8524e-05 | 305.5165 | 0 | 310.9002 | 0.01588 | 310.323 | 0.039485 | 305.7286 | -3.1899e-05 | 374.9993 | 0.00019153 | 305.7286 | -4.6071e-05 | 310.9002 | 0 | 374.9993 | 0.00057345 | 374.9993 | 0.00068333
|  | 375.2151 | 92.6215 | 375.2151 | 33.7346 | 310.5359 | 0.63732 | 312.3356 | 0.0018703 | 309.3847 | 0.00048583 | 305.9407 | 0 | 305.9407 | 0 | 375.2151 | 0.00027104 | 311.1093 | 0 | 312.3356 | 0.00029475 | 305.9407 | 9.1275e-05 | 305.7286 | 0 | 311.1093 | 0.1687 | 310.5359 | 0.039258 | 305.9407 | 0.00037145 | 375.2151 | 0 | 305.9407 | 5.7035e-05 | 311.1093 | 0 | 375.2151 | 0.00057345 | 375.2151 | 0.00068333
|  | 375.4309 | 87.9802 | 375.4309 | 35.6553 | 310.7488 | 0.23208 | 312.5471 | 0.00013116 | 309.5988 | 0.00077053 | 306.1529 | 0 | 306.1529 | 0 | 375.4309 | 0.00056833 | 311.3185 | 0 | 312.5471 | -0.00020634 | 306.1529 | -9.1993e-05 | 305.9407 | 0 | 311.3185 | 0.075997 | 310.7488 | 0.03913 | 306.1529 | 4.0715e-05 | 375.4309 | 0.00019176 | 306.1529 | 1.8094e-05 | 311.3185 | 0 | 375.4309 | 0.00057345 | 375.4309 | 0.00068333
|  | 375.6467 | 84.637 | 375.6467 | 37.9002 | 310.9617 | 0.66686 | 312.7587 | 0.0023224 | 309.813 | 0.00050331 | 306.365 | 0 | 306.365 | 0 | 375.6467 | 0.00027326 | 311.5276 | 0 | 312.7587 | 0.00032455 | 306.365 | 0.00019662 | 306.1529 | 0 | 311.5276 | 0.3006 | 310.9617 | 0.039113 | 306.365 | 0.00037964 | 375.6467 | 0 | 306.365 | 1.3248e-05 | 311.5276 | 0 | 375.6467 | 0.00057345 | 375.6467 | 0.00068333
|  | 375.8626 | 82.187 | 375.8626 | 40.6526 | 311.1747 | 0.20661 | 312.9703 | -0.0011963 | 310.0271 | 0.00080653 | 306.5772 | 0 | 306.5772 | 0 | 375.8626 | 0.00073273 | 311.7368 | 0 | 312.9703 | -0.00038991 | 306.5772 | -0.00014576 | 306.365 | 0 | 311.7368 | 0.1688 | 311.1747 | 0.039214 | 306.5772 | 3.073e-05 | 375.8626 | 0.00019153 | 306.5772 | 2.1458e-05 | 311.7368 | 0 | 375.8626 | 0.00057345 | 375.8626 | 0.00068333
|  | 376.0785 | 78.1326 | 376.0785 | 42.8811 | 311.3876 | 0.6846 | 313.1818 | 0.0020522 | 310.2413 | 0.00052051 | 306.7894 | 0 | 306.7894 | 0 | 376.0785 | 0.00013572 | 311.9459 | 0 | 313.1818 | 0.0004351 | 306.7894 | 0.0001313 | 306.5772 | 0 | 311.9459 | 0.27135 | 311.3876 | 0.039438 | 306.7894 | 0.00071845 | 376.0785 | 0 | 306.7894 | 7.7361e-05 | 311.9459 | 0 | 376.0785 | 0.00057345 | 376.0785 | 0.00068333
|  | 376.2944 | 73.9324 | 376.2944 | 44.8603 | 311.6006 | 0.21767 | 313.3934 | -0.0013137 | 310.4555 | 0.00083616 | 307.0016 | 0 | 307.0016 | 0 | 376.2944 | 0.00073273 | 312.1551 | 0 | 313.3934 | -0.0003547 | 307.0016 | -0.00012674 | 306.7894 | 0 | 312.1551 | 0.044663 | 311.6006 | 0.039782 | 307.0016 | 0.00015182 | 376.2944 | 0.00038181 | 307.0016 | -7.755e-05 | 312.1551 | 0 | 376.2944 | 0.00057345 | 376.2944 | 0.00068333
|  | 376.5103 | 71.7233 | 376.5103 | 48.0784 | 311.8136 | 0.61552 | 313.605 | 0.0015116 | 310.6697 | 0.00058487 | 307.2138 | 0 | 307.2138 | 0 | 376.5103 | 0 | 312.3643 | 0 | 313.605 | 0.00036326 | 307.2138 | 0.00023801 | 307.0016 | 0 | 312.3643 | 0.22922 | 311.8136 | 0.040233 | 307.2138 | 0.00049986 | 376.5103 | 0 | 307.2138 | 1.1386e-05 | 312.3643 | 0 | 376.5103 | 0.00057345 | 376.5103 | 0.0005125
|  | 376.7262 | 69.4241 | 376.7262 | 51.3375 | 312.0266 | 0.1889 | 313.8167 | -0.00028742 | 310.8839 | 0.00087067 | 307.426 | 0 | 307.426 | 0 | 376.7262 | 0.00073273 | 312.5735 | 0 | 313.8167 | -0.00012613 | 307.426 | -8.5104e-05 | 307.2138 | 0 | 312.5735 | 0.066768 | 312.0266 | 0.040764 | 307.426 | 0.00019311 | 376.7262 | 0.00048652 | 307.426 | 1.7934e-05 | 312.5735 | 0 | 376.7262 | 0.00057345 | 376.7262 | 0.00068333
|  | 376.9421 | 66.4548 | 376.9421 | 54.348 | 312.2396 | 0.69072 | 314.0283 | 0.0026673 | 311.0981 | 0.00063862 | 307.6383 | 0 | 307.6383 | 0 | 376.9421 | 0.00013572 | 312.7827 | 0 | 314.0283 | 0.00021742 | 307.6383 | 0.000158 | 307.426 | 0 | 312.7827 | 0.27576 | 312.2396 | 0.041339 | 307.6383 | 0.00097632 | 376.9421 | 0 | 307.6383 | 9.764e-05 | 312.7827 | 0 | 376.9421 | 0.00057345 | 376.9421 | 0.00068333
|  | 377.1581 | 63.8188 | 377.1581 | 57.682 | 312.4526 | 0.25797 | 314.24 | -0.00073505 | 311.3124 | 0.00094334 | 307.8505 | 0 | 307.8505 | 0 | 377.1581 | 0.00056833 | 312.9919 | 0 | 314.24 | -0.00019582 | 307.8505 | -0.00014761 | 307.6383 | 0 | 312.9919 | 0.24478 | 312.4526 | 0.041909 | 307.8505 | -0.00015532 | 377.1581 | 0.00019153 | 307.8505 | -6.4471e-05 | 312.9919 | 0 | 377.1581 | 0.00057345 | 377.1581 | 0.00068333
|  | 377.374 | 61.2437 | 377.374 | 60.9916 | 312.6656 | 0.62125 | 314.4517 | 0.0017916 | 311.5267 | 0.00063179 | 308.0628 | 0 | 308.0628 | 0 | 377.374 | 0.00013531 | 313.2012 | 0 | 314.4517 | 0.00017275 | 308.0628 | 6.1873e-05 | 307.8505 | 0 | 313.2012 | 0.021566 | 312.6656 | 0.042423 | 308.0628 | 0.00034674 | 377.374 | 0 | 308.0628 | 4.2511e-05 | 313.2012 | 0 | 377.374 | 0.00057345 | 377.374 | 0.00062661
|  | 377.59 | 58.8477 | 377.59 | 64.659 | 312.8787 | 0.21958 | 314.6634 | -0.00045088 | 311.7409 | 0.00091326 | 308.2751 | 0 | 308.2751 | 0 | 377.59 | 0.00073273 | 313.4105 | 0 | 314.6634 | -0.00034629 | 308.2751 | -0.00016285 | 308.0628 | 0 | 313.4105 | -0.024238 | 312.8787 | 0.042835 | 308.2751 | -0.0001772 | 377.59 | 0.00028751 | 308.2751 | -3.0724e-05 | 313.4105 | 0 | 377.59 | 0.00057345 | 377.59 | 0.00068333
|  | 377.806 | 56.2297 | 377.806 | 67.902 | 313.0917 | 0.65011 | 314.8751 | 0.00051386 | 311.9552 | 0.00064047 | 308.4874 | 0 | 308.4874 | 0 | 377.806 | 0.00013572 | 313.6197 | 0 | 314.8751 | 0.00038025 | 308.4874 | 0.00012519 | 308.2751 | 0 | 313.6197 | 0.31021 | 313.0917 | 0.043111 | 308.4874 | 0.00064092 | 377.806 | 0 | 308.4874 | -6.1147e-05 | 313.6197 | 0 | 377.806 | 0.00057345 | 377.806 | 0.00068333
|  | 378.022 | 53.3897 | 378.022 | 70.9202 | 313.3048 | 0.20779 | 315.0868 | 0.00012655 | 312.1695 | 0.00093608 | 308.6997 | 0 | 308.6997 | 0 | 378.022 | 0.00073273 | 313.829 | 0 | 315.0868 | -0.00026103 | 308.6997 | -0.00013749 | 308.4874 | 0 | 313.829 | -0.13946 | 313.3048 | 0.043237 | 308.6997 | -0.00039829 | 378.022 | 0.00038181 | 308.6997 | -5.9352e-05 | 313.829 | 0 | 378.022 | 0.00066947 | 378.022 | 0.00074014
|  | 378.2381 | 51.6631 | 378.2381 | 75.66 | 313.5179 | 0.67667 | 315.2985 | 0.0032675 | 312.3838 | 0.0006676 | 308.912 | 0 | 308.912 | 0 | 378.2381 | 0.00013531 | 314.0383 | 0 | 315.2985 | 0.00033177 | 308.912 | 8.1609e-05 | 308.6997 | 0 | 314.0383 | 0.12686 | 313.5179 | 0.043223 | 308.912 | 0.00070369 | 378.2381 | 0 | 308.912 | 7.3216e-05 | 314.0383 | 0 | 378.2381 | 0.00057345 | 378.2381 | 0.00068333
|  | 378.4541 | 49.6743 | 378.4541 | 79.7266 | 313.731 | 0.18396 | 315.5102 | -0.0015421 | 312.5981 | 0.00096538 | 309.1243 | 0 | 309.1243 | 0 | 378.4541 | 0.00073273 | 314.2476 | 0 | 315.5102 | -0.00021448 | 309.1243 | -0.00021743 | 308.912 | 0 | 314.2476 | -0.0054035 | 313.731 | 0.043099 | 309.1243 | -0.00051057 | 378.4541 | 0.00048652 | 309.1243 | 3.636e-05 | 314.2476 | 0 | 378.4541 | 0.00057345 | 378.4541 | 0.00068333
|  | 378.6702 | 47.4508 | 378.6702 | 83.6263 | 313.9441 | 0.60889 | 315.722 | 0.00071533 | 312.8125 | 0.00066736 | 309.3367 | 0 | 309.3367 | 0 | 378.6702 | 0 | 314.4569 | 0 | 315.722 | 0.00026733 | 309.3367 | 0.00011841 | 309.1243 | 0 | 314.4569 | 0.36776 | 313.9441 | 0.042909 | 309.3367 | 0.00077019 | 378.6702 | 0 | 309.3367 | 2.2959e-05 | 314.4569 | 0 | 378.6702 | 0.00057345 | 378.6702 | 0.0005698
|  | 378.8862 | 45.4893 | 378.8862 | 87.9667 | 314.1572 | 0.27296 | 315.9338 | 0.00031955 | 313.0268 | 0.00093348 | 309.549 | 0 | 309.549 | 0 | 378.8862 | 0.00057297 | 314.6663 | 0 | 315.9338 | -0.00015485 | 309.549 | -0.00030248 | 309.3367 | 0 | 314.6663 | -0.089811 | 314.1572 | 0.042703 | 309.549 | -3.3328e-06 | 378.8862 | 0.00019153 | 309.549 | -8.4238e-05 | 314.6663 | 0 | 378.8862 | 0.00057345 | 378.8862 | 0.00068333
|  | 379.1023 | 43.4997 | 379.1023 | 91.9335 | 314.3703 | 0.60193 | 316.1456 | 0.0025236 | 313.2412 | 0.00062456 | 309.7614 | 0 | 309.7614 | 0 | 379.1023 | 0.00029971 | 314.8756 | 0 | 316.1456 | 0.00012394 | 309.7614 | 0.00017004 | 309.549 | 0 | 314.8756 | 0.28924 | 314.3703 | 0.042522 | 309.7614 | 0.0011605 | 379.1023 | 0 | 309.7614 | 0.00010595 | 314.8756 | 0 | 379.1023 | 0.00057345 | 379.1023 | 0.00068333
|  | 379.3184 | 41.6496 | 379.3184 | 96.1662 | 314.5835 | 0.19318 | 316.3574 | -0.00010848 | 313.4556 | 0.00093193 | 309.9738 | 0 | 309.9738 | 0 | 379.3184 | 0.00073273 | 315.085 | 0 | 316.3574 | -0.00010408 | 309.9738 | -8.5078e-05 | 309.7614 | 0 | 315.085 | -0.025793 | 314.5835 | 0.042395 | 309.9738 | 0.00032391 | 379.3184 | 0.00028751 | 309.9738 | 2.4569e-05 | 315.085 | 0 | 379.3184 | 0.00057345 | 379.3184 | 0.00068333
|  | 379.5345 | 39.8178 | 379.5345 | 100.4815 | 314.7966 | 0.67152 | 316.5692 | 0.0010279 | 313.6699 | 0.00061589 | 310.1862 | 0 | 310.1862 | 0 | 379.5345 | 0.00027326 | 315.2944 | 0 | 316.5692 | 4.112e-05 | 310.1862 | 0.00022724 | 309.9738 | 0 | 315.2944 | 0.18773 | 314.7966 | 0.04233 | 310.1862 | 0.00061439 | 379.5345 | 0 | 310.1862 | -7.4529e-05 | 315.2944 | 0 | 379.5345 | 0.00057345 | 379.5345 | 0.00068333
|  | 379.7507 | 38.1735 | 379.7507 | 104.9388 | 315.0098 | 0.18943 | 316.7811 | -0.00081728 | 313.8844 | 0.00091921 | 310.3986 | 0 | 310.3986 | 0 | 379.7507 | 0.00073273 | 315.5038 | 0 | 316.7811 | -0.00037908 | 310.3986 | -8.4745e-05 | 310.1862 | 0 | 315.5038 | 0.12013 | 315.0098 | 0.042316 | 310.3986 | -0.000458 | 379.7507 | 0.00020049 | 310.3986 | -0.0001958 | 315.5038 | 0 | 379.7507 | 0.00057345 | 379.7507 | 0.00068333
|  | 379.9668 | 37.0227 | 379.9668 | 110.8176 | 315.223 | 0.684 | 316.993 | 0.00088508 | 314.0988 | 0.00062607 | 310.611 | 0 | 310.611 | 0 | 379.9668 | 0.00013572 | 315.7131 | 0 | 316.993 | 0.00048601 | 310.611 | 8.1404e-05 | 310.3986 | 0 | 315.7131 | 0.27686 | 315.223 | 0.042329 | 310.611 | 0.00048916 | 379.9668 | 0 | 310.611 | -4.9216e-05 | 315.7131 | 0 | 379.9668 | 0.00057345 | 379.9668 | 0.00068333
|  | 380.183 | 36.1479 | 380.183 | 117.4289 | 315.4362 | 0.19269 | 317.2048 | -0.00019695 | 314.3132 | 0.00094392 | 310.8234 | 0 | 310.8234 | 0 | 380.183 | 0.00073273 | 315.9226 | 0 | 317.2048 | -0.00042723 | 310.8234 | -4.612e-05 | 310.611 | 0 | 315.9225 | 0.13861 | 315.4362 | 0.04234 | 310.8234 | -0.00026473 | 380.183 | 0.00048652 | 310.8234 | -2.8976e-05 | 315.9225 | 0 | 380.183 | 0.00057345 | 380.183 | 0.00068333
|  | 380.3992 | 34.6767 | 380.3992 | 122.6429 | 315.6494 | 0.74176 | 317.4167 | 0.0019158 | 314.5276 | 0.00065273 | 311.0359 | 0 | 311.0359 | 0 | 380.3992 | 0.00027104 | 316.132 | 0 | 317.4167 | 0.00040191 | 311.0359 | -1.6443e-05 | 310.8234 | 0 | 316.132 | 0.28651 | 315.6494 | 0.042324 | 311.0359 | 0.00036565 | 380.3992 | 0 | 311.0359 | 4.218e-05 | 316.132 | 0 | 380.3992 | 0.00047877 | 380.3992 | 0.0005125
|  | 380.6154 | 33.5887 | 380.6154 | 128.1977 | 315.8626 | 0.24424 | 317.6286 | 0.00056164 | 314.7421 | 0.00092384 | 311.2484 | 0 | 311.2484 | 0 | 380.6154 | 0.00073273 | 316.3414 | 0 | 317.6286 | -0.00012255 | 311.2484 | -0.00015025 | 311.0359 | 0 | 316.3414 | 0.035247 | 315.8626 | 0.042272 | 311.2484 | -0.00030374 | 380.6154 | 0.00048652 | 311.2484 | -5.3582e-05 | 316.3414 | 0 | 380.6154 | 0.00057345 | 380.6154 | 0.00068333
|  | 380.8316 | 32.2888 | 380.8316 | 134.675 | 316.0758 | 0.65384 | 317.8406 | 0.0013317 | 314.9566 | 0.00056894 | 311.4608 | 0 | 311.4608 | 0 | 380.8316 | 0 | 316.5509 | 0 | 317.8406 | 8.7267e-05 | 311.4608 | 7.0517e-05 | 311.2484 | 0 | 316.5509 | 0.28827 | 316.0758 | 0.042187 | 311.4608 | 0.00079778 | 380.8316 | 0 | 311.4608 | -1.313e-05 | 316.5509 | 0 | 380.8316 | 0.00057345 | 380.8316 | 0.00068333
|  | 381.0478 | 31.395 | 381.0478 | 141.1449 | 316.289 | 0.18697 | 318.0525 | -0.00027522 | 315.1711 | 0.00089004 | 311.6733 | 0 | 311.6733 | 0 | 381.0478 | 0.00073273 | 316.7604 | 0 | 318.0525 | -0.00016013 | 311.6733 | -0.00016857 | 311.4608 | 0 | 316.7603 | 0.082748 | 316.289 | 0.042089 | 311.6733 | -0.00030516 | 381.0478 | 0.00038181 | 311.6733 | -0.00018487 | 316.7603 | 0 | 381.0478 | 0.00066947 | 381.0478 | 0.00068333
|  | 381.264 | 30.4139 | 381.264 | 147.9305 | 316.5023 | 0.55789 | 318.2644 | 0.0022839 | 315.3856 | 0.00061361 | 311.8858 | 0 | 311.8858 | 0 | 381.264 | 0.00013531 | 316.9698 | 0 | 318.2644 | 0.00027346 | 311.8858 | 0.00014914 | 311.6733 | 0 | 316.9698 | 0.24883 | 316.5023 | 0.042006 | 311.8858 | 0.00096549 | 381.264 | 0 | 311.8858 | 0.00011167 | 316.9698 | 0 | 381.264 | 0.00057345 | 381.264 | 0.00068333
|  | 381.4803 | 29.3422 | 381.4803 | 153.9093 | 316.7155 | 0.16631 | 318.4764 | 0.00078772 | 315.6001 | 0.00094657 | 312.0983 | 0 | 312.0983 | 0 | 381.4803 | 0.00073273 | 317.1793 | 0 | 318.4764 | -4.2213e-05 | 312.0983 | -2.3847e-05 | 311.8858 | 0 | 317.1793 | 0.041766 | 316.7155 | 0.041969 | 312.0983 | 3.633e-06 | 381.4803 | 0.00048652 | 312.0983 | -7.4087e-06 | 317.1793 | 0 | 381.4803 | 0.00057345 | 381.4803 | 0.00068333
|  | 381.6966 | 28.9883 | 381.6966 | 163.3147 | 316.9288 | 0.67706 | 318.6884 | 0.0022972 | 315.8146 | 0.00059545 | 312.3109 | 0 | 312.3109 | 0 | 381.6966 | 0 | 317.3888 | 0 | 318.6884 | 0.00034975 | 312.3109 | -3.2758e-06 | 312.0983 | 0 | 317.3888 | 0.22172 | 316.9288 | 0.042002 | 312.3109 | 0.00057603 | 381.6966 | 0 | 312.3109 | -7.2124e-05 | 317.3888 | 0 | 381.6966 | 0.00057345 | 381.6966 | 0.00068333
|  | 381.9129 | 27.8649 | 381.9129 | 169.7929 | 317.1421 | 0.19545 | 318.9004 | 0.00039039 | 316.0291 | 0.00089622 | 312.5234 | 0 | 312.5234 | 0 | 381.9129 | 0.00073273 | 317.5983 | 0 | 318.9004 | -0.00018036 | 312.5234 | 1.2952e-06 | 312.3109 | 0 | 317.5983 | -0.18471 | 317.1421 | 0.042117 | 312.5234 | -3.2221e-05 | 381.9129 | 0.00039222 | 312.5234 | 2.8325e-05 | 317.5983 | 0 | 381.9129 | 0.00057345 | 381.9129 | 0.00068333
|  | 382.1292 | 26.5282 | 382.1292 | 173.0356 | 317.3554 | 0.61094 | 319.1124 | 0.0010672 | 316.2437 | 0.00061413 | 312.7359 | 0 | 312.7359 | 0 | 382.1292 | 0 | 317.8079 | 0 | 319.1124 | 0.00026078 | 312.7359 | 0.00011367 | 312.5234 | 0 | 317.8079 | 0.19975 | 317.3554 | 0.042315 | 312.7359 | 0.00075695 | 382.1292 | 0 | 312.7359 | 2.1702e-05 | 317.8079 | 0 | 382.1292 | 0.00057345 | 382.1292 | 0.00062661
|  | 382.3455 | 25.7482 | 382.3455 | 179.5302 | 317.5687 | 0.15356 | 319.3244 | -0.00075487 | 316.4583 | 0.00092301 | 312.9485 | 0 | 312.9485 | 0 | 382.3455 | 0.00073273 | 318.0174 | 0 | 319.3244 | -0.00029755 | 312.9485 | -6.4432e-05 | 312.7359 | 0 | 318.0174 | 0.11574 | 317.5687 | 0.04258 | 312.9485 | -0.00033363 | 382.3455 | 0.00038181 | 312.9485 | -6.1041e-05 | 318.0174 | 0 | 382.3455 | 0.00057345 | 382.3455 | 0.00068333
|  | 382.5618 | 24.6905 | 382.5618 | 185.9422 | 317.782 | 0.66219 | 319.5364 | 0.00068042 | 316.6728 | 0.00058851 | 313.1611 | 0 | 313.1611 | 0 | 382.5618 | 0 | 318.227 | 0 | 319.5364 | 0.0002403 | 313.1611 | 8.9469e-05 | 312.9485 | 0 | 318.227 | 0.062715 | 317.782 | 0.042886 | 313.1611 | 0.00097242 | 382.5618 | 0 | 313.1611 | -6.6597e-05 | 318.227 | 0 | 382.5618 | 0.00057345 | 382.5618 | 0.0005698
|  | 382.7782 | 23.7528 | 382.7782 | 191.356 | 317.9953 | 0.1599 | 319.7485 | -0.00028883 | 316.8874 | 0.00087906 | 313.3737 | 0 | 313.3737 | 0 | 382.7782 | 0.00073273 | 318.4366 | 0 | 319.7485 | -0.00031924 | 313.3737 | -0.00012933 | 313.1611 | 0 | 318.4366 | 0.018297 | 317.9953 | 0.043203 | 313.3737 | -0.00018487 | 382.7782 | 0.00048652 | 313.3737 | 1.7826e-06 | 318.4366 | 0 | 382.7782 | 0.00057345 | 382.7782 | 0.00068333
|  | 382.9946 | 23.2016 | 382.9946 | 197.352 | 318.2087 | 0.67631 | 319.9606 | 0.0016478 | 317.102 | 0.00058692 | 313.5863 | 0 | 313.5863 | 0 | 382.9946 | 0 | 318.6461 | 0 | 319.9606 | 0.00020674 | 313.5863 | 0.0001936 | 313.3737 | 0 | 318.6461 | -0.0054126 | 318.2087 | 0.043497 | 313.5863 | 0.00083086 | 382.9946 | 0 | 313.5863 | 0.00012969 | 318.6461 | 0 | 382.9946 | 0.00057345 | 382.9946 | 0.00068333
|  | 383.2109 | 22.3101 | 383.2109 | 204.9189 | 318.422 | 0.25666 | 320.1727 | 0.00024993 | 317.3166 | 0.00091431 | 313.7989 | 0 | 313.7989 | 0 | 383.2109 | 0.00073273 | 318.8557 | 0 | 320.1727 | 3.2089e-05 | 313.7989 | -0.00012365 | 313.5863 | 0 | 318.8557 | -0.023441 | 318.422 | 0.043735 | 313.7989 | -0.00024945 | 383.2109 | 0.00039074 | 313.7989 | -0.00011234 | 318.8557 | 0 | 383.2109 | 0.00057345 | 383.2109 | 0.00068333
|  | 383.4273 | 21.9553 | 383.4273 | 212.944 | 318.6354 | 0.67519 | 320.3848 | 0.00059934 | 317.5312 | 0.0006535 | 314.0115 | 0 | 314.0115 | 0 | 383.4273 | 0 | 319.0653 | 0 | 320.3848 | 0.00021765 | 314.0115 | 0.00011148 | 313.7989 | 0 | 319.0653 | 0.16113 | 318.6354 | 0.043894 | 314.0115 | 0.00068842 | 383.4273 | 0 | 314.0115 | 3.9486e-06 | 319.0653 | 0 | 383.4273 | 0.00057345 | 383.4273 | 0.00056931
|  | 383.6437 | 21.1428 | 383.6437 | 219.8795 | 318.8488 | 0.21305 | 320.5969 | -0.00042441 | 317.7459 | 0.00093514 | 314.2242 | 0 | 314.2242 | 0 | 383.6437 | 0.00073273 | 319.275 | 0 | 320.5969 | -0.00012955 | 314.2242 | -0.00018376 | 314.0115 | 0 | 319.275 | -0.022542 | 318.8488 | 0.043954 | 314.2242 | -0.00023259 | 383.6437 | 0.00039054 | 314.2242 | 1.2412e-08 | 319.275 | 0 | 383.6437 | 0.00057345 | 383.6437 | 0.00068333
|  | 383.8602 | 20.4611 | 383.8602 | 226.2825 | 319.0622 | 0.65237 | 320.809 | 0.0019405 | 317.9605 | 0.00063852 | 314.4368 | 0 | 314.4368 | 0 | 383.8602 | 0.00015976 | 319.4846 | 0 | 320.809 | 0.00017134 | 314.4368 | 2.4752e-05 | 314.2242 | 0 | 319.4846 | 0.43763 | 319.0622 | 0.043904 | 314.4368 | 0.00063866 | 383.8602 | 0 | 314.4368 | -1.944e-05 | 319.4846 | 0 | 383.8602 | 0.00057345 | 383.8602 | 0.00068333
|  | 384.0766 | 20.0138 | 384.0766 | 233.1695 | 319.2756 | 0.22283 | 321.0212 | -0.00060486 | 318.1752 | 0.00097214 | 314.6495 | 0 | 314.6495 | 0 | 384.0766 | 0.01134 | 319.6942 | 0 | 321.0212 | 1.7831e-05 | 314.6495 | -0.00015519 | 314.4368 | 0 | 319.6942 | 0.050174 | 319.2756 | 0.043739 | 314.6495 | -3.2599e-05 | 384.0766 | -0.0016312 | 314.6495 | -3.0777e-05 | 319.6942 | 0 | 384.0766 | 0.046188 | 384.0766 | 0.064797
|  | 384.2931 | 19.127 | 384.2931 | 239.4808 | 319.489 | 0.65519 | 321.2333 | 0.0019377 | 318.3899 | 0.0006916 | 314.8621 | 0 | 314.8621 | 0 | 384.2931 | 0.12319 | 319.9039 | 0 | 321.2333 | 9.8304e-06 | 314.8621 | 0.00028435 | 314.6495 | 0 | 319.9039 | 0.14793 | 319.489 | 0.043463 | 314.8621 | 0.00061581 | 384.2931 | 0.022117 | 314.8621 | 0.00010891 | 319.9039 | 0 | 384.2931 | 0.30561 | 384.2931 | 0.40729
|  | 384.5095 | 18.7548 | 384.5095 | 245.5942 | 319.7024 | 0.1302 | 321.4455 | 4.5931e-05 | 318.6046 | 0.00096988 | 315.0749 | 0 | 315.0749 | 0 | 384.5095 | 0.37416 | 320.1136 | 0 | 321.4455 | -8.2759e-05 | 315.0749 | -4.4791e-05 | 314.8621 | 0 | 320.1136 | 0.027922 | 319.7024 | 0.043082 | 315.0749 | -0.00013177 | 384.5095 | 0.17233 | 315.0749 | 7.2906e-05 | 320.1136 | 0 | 384.5095 | 0.39989 | 384.5095 | 0.42655
|  | 384.726 | 18.3919 | 384.726 | 251.4662 | 319.9158 | 0.61144 | 321.6577 | 0.001518 | 318.8193 | 0.0006863 | 315.2876 | 0 | 315.2876 | 0 | 384.726 | 0.12107 | 320.3233 | 0 | 321.6577 | 0.00023411 | 315.2876 | 0.00012778 | 315.0749 | 0 | 320.3233 | 0.039777 | 319.9158 | 0.042609 | 315.2876 | 0.00076862 | 384.726 | 0.014178 | 315.2876 | 4.072e-05 | 320.3233 | 0 | 384.726 | 0.33007 | 384.726 | 0.39525
|  | 384.9425 | 17.4996 | 384.9425 | 256.6637 | 320.1293 | 0.22443 | 321.8699 | -0.0008324 | 319.034 | 0.00098972 | 315.5003 | 0 | 315.5003 | 0 | 384.9425 | 0.45549 | 320.533 | 0 | 321.8699 | -8.7219e-05 | 315.5003 | -0.00014952 | 315.2876 | 0 | 320.533 | 0.18312 | 320.1293 | 0.04206 | 315.5003 | -0.00017434 | 384.9425 | 0.22864 | 315.5003 | -6.9898e-05 | 320.533 | 0 | 384.9425 | 0.43036 | 384.9425 | 0.463
|  | 385.159 | 17.1543 | 385.159 | 262.7858 | 320.3427 | 0.59615 | 322.0822 | 0.0020927 | 319.2487 | 0.00066939 | 315.713 | 0 | 315.713 | 0 | 385.159 | 0.14532 | 320.7427 | 0 | 322.0822 | 0.00016248 | 315.713 | 0.00023341 | 315.5003 | 0 | 320.7427 | 0.29505 | 320.3427 | 0.041457 | 315.713 | 0.00055269 | 385.159 | 0.032957 | 315.713 | 7.0142e-05 | 320.7427 | 0 | 385.159 | 0.32427 | 385.159 | 0.37308
|  | 385.3756 | 16.7652 | 385.3756 | 267.1439 | 320.5562 | 0.21435 | 322.2944 | -0.00028074 | 319.4635 | 0.00095256 | 315.9257 | 0 | 315.9257 | 0 | 385.3756 | 0.36755 | 320.9524 | 0 | 322.2944 | -7.4972e-06 | 315.9257 | 3.4833e-05 | 315.713 | 0 | 320.9524 | -0.053167 | 320.5562 | 0.040825 | 315.9257 | -0.00038227 | 385.3756 | 0.16728 | 315.9257 | 7.2666e-05 | 320.9524 | 0 | 385.3756 | 0.39482 | 385.3756 | 0.42749
|  | 385.5921 | 15.7242 | 385.5921 | 268.6736 | 320.7697 | 0.61572 | 322.5066 | 0.0026071 | 319.6782 | 0.00064844 | 316.1385 | 0 | 316.1385 | 0 | 385.5921 | 0.15707 | 321.1621 | 0 | 322.5066 | 0.00032761 | 316.1385 | 4.2047e-05 | 315.9257 | 0 | 321.1621 | 0.18102 | 320.7697 | 0.040194 | 316.1385 | 0.00032158 | 385.5921 | 0.023171 | 316.1385 | -6.2085e-05 | 321.1621 | 0 | 385.5921 | 0.30659 | 385.5921 | 0.3637
|  | 385.8087 | 15.3056 | 385.8087 | 271.9343 | 320.9832 | 0.19501 | 322.7189 | 3.712e-05 | 319.893 | 0.00088946 | 316.3513 | 0 | 316.3513 | 0 | 385.8087 | 0.37935 | 321.3719 | 0 | 322.7189 | -0.00032672 | 316.3513 | -0.00026922 | 316.1385 | 0 | 321.3719 | 0.0057119 | 320.9832 | 0.039598 | 316.3513 | -0.00029266 | 385.8087 | 0.20066 | 316.3513 | -5.7848e-05 | 321.3719 | 0 | 385.8087 | 0.40243 | 385.8087 | 0.42906
|  | 386.0253 | 14.6449 | 386.0253 | 273.5154 | 321.1967 | 0.66124 | 322.9312 | 0.0028633 | 320.1078 | 0.00063197 | 316.5641 | 0 | 316.5641 | 0 | 386.0253 | 0.14198 | 321.5817 | 0 | 322.9312 | 0.0001174 | 316.5641 | 0.00024647 | 316.3513 | 0 | 321.5817 | 0.14091 | 321.1967 | 0.03907 | 316.5641 | 0.00080067 | 386.0253 | 0.042434 | 316.5641 | 8.0391e-05 | 321.5817 | 0 | 386.0253 | 0.27799 | 386.0253 | 0.3772
|  | 386.2419 | 14.406 | 386.2419 | 275.5442 | 321.4102 | 0.12665 | 323.1435 | -9.1462e-05 | 320.3226 | 0.0009651 | 316.7769 | 0 | 316.7769 | 0 | 386.2419 | 0.37483 | 321.7914 | 0 | 323.1435 | -0.00024437 | 316.7769 | -0.00024915 | 316.5641 | 0 | 321.7914 | 0.13499 | 321.4102 | 0.038643 | 316.7769 | 0.00041689 | 386.2419 | 0.19126 | 316.7769 | -0.00016967 | 321.7914 | 0 | 386.2419 | 0.35682 | 386.2419 | 0.39327
|  | 386.4585 | 14.106 | 386.4585 | 277.3 | 321.6238 | 0.6268 | 323.3558 | 0.0025745 | 320.5374 | 0.00061994 | 316.9897 | 0 | 316.9897 | 0 | 386.4585 | 0.098847 | 322.0012 | 0 | 323.3558 | 0.00042703 | 316.9897 | 0.00014541 | 316.7769 | 0 | 322.0012 | 0.25336 | 321.6238 | 0.038342 | 316.9897 | 0.00052263 | 386.4585 | 0.021439 | 316.9897 | 5.9207e-05 | 322.0012 | 0 | 386.4585 | 0.25417 | 386.4585 | 0.33516
|  | 386.6751 | 13.6439 | 386.6751 | 277.5669 | 321.8373 | 0.23525 | 323.5682 | -0.00097474 | 320.7523 | 0.00091943 | 317.2025 | 0 | 317.2025 | 0 | 386.6751 | 0.36398 | 322.211 | 0 | 323.5682 | -0.00024834 | 317.2025 | -5.7016e-05 | 316.9897 | 0 | 322.211 | 0.068951 | 321.8373 | 0.038184 | 317.2025 | -0.00031779 | 386.6751 | 0.18009 | 317.2025 | -2.4244e-05 | 322.211 | 0 | 386.6751 | 0.38477 | 386.6751 | 0.40456
|  | 386.8917 | 13.2122 | 386.8917 | 276.57 | 322.0509 | 0.63056 | 323.7805 | 0.0022874 | 320.9671 | 0.00064326 | 317.4153 | 0 | 317.4153 | 0 | 386.8917 | 0.11282 | 322.4209 | 0 | 323.7805 | 0.00014779 | 317.4153 | 8.1056e-05 | 317.2025 | 0 | 322.4209 | 0.16855 | 322.0509 | 0.03817 | 317.4153 | 0.00062908 | 386.8917 | 0.01461 | 317.4153 | 4.791e-05 | 322.4209 | 0 | 386.8917 | 0.28306 | 386.8917 | 0.33053
|  | 387.1084 | 12.2656 | 387.1084 | 274.0429 | 322.2644 | 0.23331 | 323.9929 | -0.0013352 | 321.1819 | 0.00095408 | 317.6282 | 0 | 317.6282 | 0 | 387.1084 | 0.32766 | 322.6307 | 0 | 323.9929 | -0.00019481 | 317.6282 | -3.0417e-05 | 317.4153 | 0 | 322.6307 | -0.020036 | 322.2644 | 0.038287 | 317.6282 | -0.00050838 | 387.1084 | 0.19061 | 317.6282 | 5.0121e-05 | 322.6307 | 0 | 387.1084 | 0.35024 | 387.1084 | 0.34959
|  | 387.3251 | 11.7802 | 387.3251 | 270.9672 | 322.478 | 0.65885 | 324.2053 | 0.002178 | 321.3968 | 0.00069509 | 317.8411 | 0 | 317.8411 | 0 | 387.3251 | 0.12348 | 322.8406 | 0 | 324.2053 | 0.00034865 | 317.8411 | 0.00022601 | 317.6282 | 0 | 322.8405 | 0.25461 | 322.478 | 0.038508 | 317.8411 | 0.0010863 | 387.3251 | 0.029376 | 317.8411 | -1.3062e-05 | 322.8405 | 0 | 387.3251 | 0.25439 | 387.3251 | 0.30588
|  | 387.5417 | 11.6114 | 387.5417 | 269.3545 | 322.6916 | 0.20322 | 324.4177 | -0.0011429 | 321.6117 | 0.00099767 | 318.0539 | 0 | 318.0539 | 0 | 387.5417 | 0.31499 | 323.0504 | 0 | 324.4177 | -0.00044251 | 318.0539 | -0.00025946 | 317.8411 | 0 | 323.0504 | 0.076863 | 322.6916 | 0.038794 | 318.0539 | -0.00044531 | 387.5417 | 0.17605 | 318.0539 | -8.0106e-05 | 323.0504 | 0 | 387.5417 | 0.33656 | 387.5417 | 0.36109
|  | 387.7584 | 11.3623 | 387.7584 | 267.8327 | 322.9052 | 0.62768 | 324.6301 | 0.0019741 | 321.8266 | 0.00073055 | 318.2668 | 0 | 318.2668 | 0 | 387.7584 | 0.093574 | 323.2602 | 0 | 324.6301 | 0.00012834 | 318.2668 | 0.00018647 | 318.0539 | 0 | 323.2603 | 0.3642 | 322.9052 | 0.0391 | 318.2668 | 0.00034153 | 387.7584 | -0.0083868 | 318.2668 | -8.575e-05 | 323.2603 | 0 | 387.7584 | 0.22727 | 387.7584 | 0.30733
|  | 387.9752 | 10.3543 | 387.9752 | 261.2728 | 323.1188 | 0.16923 | 324.8425 | -0.0011116 | 322.0415 | 0.0010362 | 318.4797 | 0 | 318.4797 | 0 | 387.9752 | 0.32166 | 323.4701 | 0 | 324.8425 | -0.00024386 | 318.4797 | -0.00020053 | 318.2668 | 0 | 323.4702 | -0.14751 | 323.1188 | 0.039382 | 318.4797 | -0.00018765 | 387.9752 | 0.15672 | 318.4797 | -3.5441e-05 | 323.4702 | 0 | 387.9752 | 0.32223 | 387.9752 | 0.33041
|  | 388.1919 | 10.3391 | 388.1919 | 257.9727 | 323.3325 | 0.65619 | 325.0549 | 0.00080707 | 322.2564 | 0.00079554 | 318.6926 | 0 | 318.6926 | 0 | 388.1919 | 0.083534 | 323.68 | 0 | 325.0549 | -3.1309e-05 | 318.6926 | 0.00013639 | 318.4797 | 0 | 323.68 | 0.34124 | 323.3325 | 0.039608 | 318.6926 | 0.00042796 | 388.1919 | 0.020006 | 318.6926 | 4.2639e-05 | 323.68 | 0 | 388.1919 | 0.2646 | 388.1919 | 0.3009
|  | 388.4086 | 9.6931 | 388.4086 | 251.7356 | 323.5461 | 0.15114 | 325.2674 | -0.00044799 | 322.4713 | 0.0010661 | 318.9056 | 0 | 318.9056 | 0 | 388.4086 | 0.29626 | 323.8899 | 0 | 325.2674 | -5.7799e-05 | 318.9056 | -0.00018554 | 318.6926 | 0 | 323.89 | 0.14597 | 323.5461 | 0.039759 | 318.9056 | -6.8041e-06 | 388.4086 | 0.14156 | 318.9056 | -1.7764e-05 | 323.89 | 0 | 388.4086 | 0.32969 | 388.4086 | 0.32944
|  | 388.6254 | 9.4617 | 388.6254 | 246.9206 | 323.7598 | 0.65161 | 325.4799 | 0.0014002 | 322.6863 | 0.00074675 | 319.1185 | 0 | 319.1185 | 0 | 388.6254 | 0.096577 | 324.0999 | 0 | 325.4799 | 0.00025226 | 319.1185 | 0.00010681 | 318.9056 | 0 | 324.0999 | 0.1172 | 323.7598 | 0.039836 | 319.1185 | 0.00072057 | 388.6254 | 0.040752 | 319.1185 | -1.0651e-05 | 324.0999 | 0 | 388.6254 | 0.24222 | 388.6254 | 0.30835
|  | 388.8422 | 9.1268 | 388.8422 | 241.5158 | 323.9734 | 0.22255 | 325.6923 | -0.00014445 | 322.9013 | 0.0010813 | 319.3315 | 0 | 319.3315 | 0 | 388.8422 | 0.32778 | 324.3098 | 0 | 325.6923 | 3.2999e-05 | 319.3315 | -1.8279e-05 | 319.1185 | 0 | 324.3098 | 0.06001 | 323.9734 | 0.039859 | 319.3315 | -7.7822e-05 | 388.8422 | 0.17425 | 319.3315 | -2.778e-05 | 324.3098 | 0 | 388.8422 | 0.34345 | 388.8422 | 0.34362
|  | 389.059 | 9.0277 | 389.059 | 238.0236 | 324.1871 | 0.66099 | 325.9049 | 0.0025429 | 323.1162 | 0.00082506 | 319.5444 | 0 | 319.5444 | 0 | 389.059 | 0.075822 | 324.5197 | 0 | 325.9049 | 0.00019122 | 319.5444 | 0.00046894 | 319.3315 | 0 | 324.5197 | 0.16227 | 324.1871 | 0.039866 | 319.5444 | 0.00039471 | 389.059 | 0.0047027 | 319.5444 | 0.0002086 | 324.5197 | 0 | 389.059 | 0.21186 | 389.059 | 0.27254
|  | 389.2758 | 8.8256 | 389.2758 | 235.7209 | 324.4008 | 0.21254 | 326.1174 | -0.0013488 | 323.3312 | 0.0011234 | 319.7574 | 0 | 319.7574 | 0 | 389.2758 | 0.31525 | 324.7297 | 0 | 326.1174 | -0.0002911 | 319.7574 | -8.0303e-05 | 319.5444 | 0 | 324.7297 | -0.14783 | 324.4008 | 0.039902 | 319.7574 | -0.00018198 | 389.2758 | 0.18938 | 319.7574 | -0.00016485 | 324.7297 | 0 | 389.2758 | 0.34727 | 389.2758 | 0.34112
|  | 389.4926 | 8.7818 | 389.4926 | 233.5261 | 324.6145 | 0.61353 | 326.3299 | 0.0011001 | 323.5462 | 0.00082382 | 319.9704 | 0 | 319.9704 | 0 | 389.4926 | 0.1091 | 324.9397 | 0 | 326.3299 | 7.647e-05 | 319.9704 | 0.00019186 | 319.7574 | 0 | 324.9397 | -0.19142 | 324.6145 | 0.040008 | 319.9704 | 0.00065619 | 389.4926 | 0.020447 | 319.9704 | 2.0741e-05 | 324.9397 | 0 | 389.4926 | 0.22877 | 389.4926 | 0.26821
|  | 389.7094 | 8.1107 | 389.7094 | 230.2999 | 324.8282 | 0.21432 | 326.5424 | -0.00063438 | 323.7612 | 0.0011155 | 320.1834 | 0 | 320.1834 | 0 | 389.7094 | 0.32919 | 325.1497 | 0 | 326.5424 | -0.00034857 | 320.1834 | -0.00012674 | 319.9704 | 0 | 325.1497 | 0.10129 | 324.8282 | 0.040218 | 320.1834 | -0.00028573 | 389.7094 | 0.16314 | 320.1834 | -7.3265e-05 | 325.1497 | 0 | 389.7094 | 0.31023 | 389.7094 | 0.31663
|  | 389.9263 | 6.5358 | 389.9263 | 225.1279 | 325.0419 | 0.60688 | 326.755 | 0.0018688 | 323.9763 | 0.00086113 | 320.3964 | 0 | 320.3964 | 0 | 389.9263 | 0.058386 | 325.3597 | 0 | 326.755 | 0.00024578 | 320.3964 | 4.4134e-05 | 320.1834 | 0 | 325.3597 | 0.3092 | 325.0419 | 0.040541 | 320.3964 | 0.00042954 | 389.9263 | 0.013371 | 320.3964 | 1.4814e-05 | 325.3597 | 0 | 389.9263 | 0.21564 | 389.9263 | 0.27851
|  | 390.1432 | 7.8705 | 390.1432 | 219.6979 | 325.2556 | 0.17118 | 326.9676 | -0.001279 | 324.1913 | 0.0011461 | 320.6094 | 0 | 320.6094 | 0 | 390.1432 | 0.31465 | 325.5697 | 0 | 326.9676 | -0.00032267 | 320.6094 | -9.8338e-05 | 320.3964 | 0 | 325.5697 | 0.022953 | 325.2556 | 0.040966 | 320.6094 | -1.3125e-05 | 390.1432 | 0.17555 | 320.6094 | 4.725e-05 | 325.5697 | 0 | 390.1432 | 0.3166 | 390.1432 | 0.32846
|  | 390.36 | 7.9493 | 390.36 | 214.9662 | 325.4694 | 0.58242 | 327.1802 | 0.0025127 | 324.4063 | 0.00085229 | 320.8225 | 0 | 320.8225 | 0 | 390.36 | 0.06112 | 325.7797 | 0 | 327.1802 | 0.00025814 | 320.8225 | 0.00020389 | 320.6094 | 0 | 325.7797 | 0.2336 | 325.4694 | 0.041454 | 320.8225 | 0.00079324 | 390.36 | 0.03112 | 320.8225 | 8.2416e-05 | 325.7797 | 0 | 390.36 | 0.23121 | 390.36 | 0.26668
|  | 390.5769 | 7.35 | 390.5769 | 208.6621 | 325.6831 | 0.18295 | 327.3928 | -0.00028585 | 324.6214 | 0.0011039 | 321.0355 | 0 | 321.0355 | 0 | 390.5769 | 0.30078 | 325.9898 | 0 | 327.3928 | -0.00017385 | 321.0355 | -0.00020935 | 320.8225 | 0 | 325.9897 | -0.0091057 | 325.6831 | 0.041953 | 321.0355 | -0.00033039 | 390.5769 | 0.16674 | 321.0355 | -6.4444e-05 | 325.9897 | 0 | 390.5769 | 0.30247 | 390.5769 | 0.31067
|  | 390.7939 | 7.1887 | 390.7939 | 201.4023 | 325.8969 | 0.64851 | 327.6054 | 0.0011467 | 324.8365 | 0.00084043 | 321.2486 | 0 | 321.2486 | 0 | 390.7939 | 0.077259 | 326.1998 | 0 | 327.6054 | 0.0001604 | 321.2486 | 0.00015835 | 321.0355 | 0 | 326.1998 | 0.29461 | 325.8969 | 0.042399 | 321.2486 | 0.00036731 | 390.7939 | -0.0013589 | 321.2486 | 4.1404e-05 | 326.1998 | 0 | 390.7939 | 0.18683 | 390.7939 | 0.23899
|  | 391.0108 | 7.2693 | 391.0108 | 196.8456 | 326.1107 | 0.23336 | 327.8181 | 0.00011124 | 325.0516 | 0.0011021 | 321.4617 | 0 | 321.4617 | 0 | 391.0108 | 0.31608 | 326.4099 | 0 | 327.8181 | -0.00027025 | 321.4617 | -0.0001314 | 321.2486 | 0 | 326.4099 | -0.070201 | 326.1107 | 0.042737 | 321.4617 | 0.00011511 | 391.0108 | 0.14081 | 321.4617 | 5.8789e-05 | 326.4099 | 0 | 391.0108 | 0.28735 | 391.0108 | 0.28702
|  | 391.2277 | 5.3336 | 391.2277 | 189.8105 | 326.3245 | 0.59892 | 328.0307 | 0.0017673 | 325.2667 | 0.00080984 | 321.6747 | 0 | 321.6747 | 0 | 391.2277 | 0.0991 | 326.6199 | 0 | 328.0307 | 0.00027904 | 321.6747 | 0.00017099 | 321.4617 | 0 | 326.6199 | -0.14251 | 326.3245 | 0.042924 | 321.6747 | 0.00053248 | 391.2277 | 0.019276 | 321.6747 | -9.1504e-05 | 326.6199 | 0 | 391.2277 | 0.23448 | 391.2277 | 0.27214
|  | 391.4447 | 6.8724 | 391.4447 | 186.1346 | 326.5383 | 0.26793 | 328.2434 | -0.00033797 | 325.4818 | 0.0010331 | 321.8879 | 0 | 321.8879 | 0 | 391.4447 | 0.26361 | 326.83 | 0 | 328.2434 | -0.00034815 | 321.8879 | -0.00019736 | 321.6747 | 0 | 326.83 | 0.26731 | 326.5383 | 0.042943 | 321.8879 | -0.00021829 | 391.4447 | 0.13441 | 321.8879 | -9.8982e-05 | 326.83 | 0 | 391.4447 | 0.27835 | 391.4447 | 0.30198
|  | 391.6617 | 6.525 | 391.6617 | 179.9396 | 326.7521 | 0.60324 | 328.4561 | 0.0013898 | 325.6969 | 0.00068713 | 322.101 | 0 | 322.101 | 0 | 391.6617 | 0.06531 | 327.0401 | 0 | 328.4561 | 0.00016926 | 322.101 | 0.00011331 | 321.8879 | 0 | 327.0401 | 0.09613 | 326.7521 | 0.042798 | 322.101 | 0.00096818 | 391.6617 | -0.024591 | 322.101 | 3.2664e-05 | 327.0401 | 0 | 391.6617 | 0.17701 | 391.6617 | 0.23532
|  | 391.8786 | 6.2851 | 391.8786 | 173.9605 | 326.9659 | 0.22005 | 328.6688 | -0.0010293 | 325.9121 | 0.0010102 | 322.3141 | 0 | 322.3141 | 0 | 391.8786 | 0.26133 | 327.2502 | 0 | 328.6688 | -0.00023798 | 322.3141 | -7.0452e-05 | 322.101 | 0 | 327.2502 | 0.015334 | 326.9659 | 0.042517 | 322.3141 | -0.00023998 | 391.8786 | 0.16276 | 322.3141 | -5.7367e-05 | 327.2502 | 0 | 391.8786 | 0.28412 | 391.8786 | 0.2867
|  | 392.0957 | 6.4621 | 392.0957 | 166.6001 | 327.1798 | 0.63468 | 328.8815 | 0.0021899 | 326.1272 | 0.00069591 | 322.5272 | 0 | 322.5272 | 0 | 392.0957 | 0.035625 | 327.4604 | 0 | 328.8815 | 0.00015621 | 322.5272 | 8.754e-05 | 322.3141 | 0 | 327.4604 | 0.11101 | 327.1798 | 0.042137 | 322.5272 | 0.00058437 | 392.0957 | -0.013393 | 322.5272 | -8.7389e-06 | 327.4604 | 0 | 392.0957 | 0.19481 | 392.0957 | 0.22656
|  | 392.3127 | 5.5176 | 392.3127 | 158.5258 | 327.3936 | 0.23229 | 329.0942 | 0.00011646 | 326.3424 | 0.0009797 | 322.7404 | 0 | 322.7404 | 0 | 392.3127 | 0.27959 | 327.6705 | 0 | 329.0942 | -5.4849e-05 | 322.7404 | -0.00010604 | 322.5272 | 0 | 327.6705 | 0.10207 | 327.3936 | 0.0417 | 322.7404 | 0.00032467 | 392.3127 | 0.12358 | 322.7404 | -4.1685e-05 | 327.6705 | 0 | 392.3127 | 0.28172 | 392.3127 | 0.28328
|  | 392.5297 | 5.7023 | 392.5297 | 151.8972 | 327.6075 | 0.63064 | 329.3069 | 0.0025705 | 326.5576 | 0.00065915 | 322.9536 | 0 | 322.9536 | 0 | 392.5297 | 0.041958 | 327.8807 | 0 | 329.3069 | 0.00025434 | 322.9536 | 0.00010559 | 322.7404 | 0 | 327.8807 | 0.077041 | 327.6075 | 0.041243 | 322.9536 | 0.00027103 | 392.5297 | 0.011247 | 322.9536 | -8.4516e-06 | 327.8807 | 0 | 392.5297 | 0.20159 | 392.5297 | 0.24112
|  | 392.7468 | 5.5859 | 392.7468 | 145.2112 | 327.8214 | 0.20614 | 329.5197 | -0.0006437 | 326.7728 | 0.00097566 | 323.1668 | 0 | 323.1668 | 0 | 392.7468 | 0.25362 | 328.0908 | 0 | 329.5197 | -0.0002263 | 323.1668 | -3.9892e-05 | 322.9536 | 0 | 328.0909 | 0.1969 | 327.8214 | 0.040791 | 323.1668 | -0.00015411 | 392.7468 | 0.13313 | 323.1668 | -0.00011262 | 328.0909 | 0 | 392.7468 | 0.26276 | 392.7468 | 0.28455
|  | 392.9638 | 4.7827 | 392.9638 | 136.8528 | 328.0353 | 0.65819 | 329.7325 | 0.001582 | 326.988 | 0.00070213 | 323.38 | 0 | 323.38 | 0 | 392.9638 | 0.055069 | 328.301 | 0 | 329.7325 | 0.00040992 | 323.38 | 0.00016539 | 323.1668 | 0 | 328.301 | -0.014889 | 328.0353 | 0.040361 | 323.38 | 0.00051742 | 392.9638 | 0.0091324 | 323.38 | 3.4464e-06 | 328.301 | 0 | 392.9638 | 0.19977 | 392.9638 | 0.22595
|  | 393.1809 | 4.8635 | 393.1809 | 130.8074 | 328.2492 | 0.27665 | 329.9453 | 0.00061956 | 327.2032 | 0.00093611 | 323.5932 | 0 | 323.5932 | 0 | 393.1809 | 0.28187 | 328.5112 | 0 | 329.9453 | -0.00010094 | 323.5932 | -3.3804e-05 | 323.38 | 0 | 328.5112 | 0.20169 | 328.2492 | 0.039959 | 323.5932 | 0.00010282 | 393.1809 | 0.14098 | 323.5932 | 5.3643e-05 | 328.5112 | 0 | 393.1809 | 0.26555 | 393.1809 | 0.25674
|  | 393.398 | 5.0418 | 393.398 | 126.325 | 328.4631 | 0.68419 | 330.1581 | 0.0024214 | 327.4184 | 0.00070233 | 323.8064 | 0 | 323.8064 | 0 | 393.398 | 0.075349 | 328.7214 | 0 | 330.1581 | 9.9949e-05 | 323.8064 | 1.0949e-05 | 323.5932 | 0 | 328.7214 | 0.10492 | 328.4631 | 0.039586 | 323.8064 | 0.00076202 | 393.398 | 0.024131 | 323.8064 | 4.9836e-05 | 328.7214 | 0 | 393.398 | 0.19065 | 393.398 | 0.22382
|  | 393.6151 | 4.9957 | 393.6151 | 122.5486 | 328.677 | 0.24099 | 330.3709 | -0.00097845 | 327.6337 | 0.0010043 | 324.0196 | 0 | 324.0196 | 0 | 393.6151 | 0.22938 | 328.9316 | 0 | 330.3709 | -0.00038871 | 324.0196 | -0.00013985 | 323.8064 | 0 | 328.9316 | -0.11902 | 328.677 | 0.039247 | 324.0196 | 0.0001035 | 393.6151 | 0.12373 | 324.0196 | -0.00012797 | 328.9316 | 0 | 393.6151 | 0.23819 | 393.6151 | 0.23644
|  | 393.8322 | 4.881 | 393.8322 | 118.0079 | 328.891 | 0.59082 | 330.5837 | 0.0016037 | 327.8489 | 0.00079147 | 324.2329 | 0 | 324.2329 | 0 | 393.8322 | 0.034343 | 329.1419 | 0 | 330.5837 | 0.00030074 | 324.2329 | 0.00024688 | 324.0196 | 0 | 329.1419 | 0.12672 | 328.891 | 0.038947 | 324.2329 | 0.0003828 | 393.8322 | 0.0072495 | 324.2329 | -6.8963e-05 | 329.1419 | 0 | 393.8322 | 0.19068 | 393.8322 | 0.216
|  | 394.0494 | 4.2773 | 394.0494 | 112.9775 | 329.1049 | 0.21748 | 330.7966 | -0.00024003 | 328.0642 | 0.001081 | 324.4461 | 0 | 324.4461 | 0 | 394.0494 | 0.25736 | 329.3521 | 0 | 330.7966 | -5.4219e-05 | 324.4461 | -9.1697e-05 | 324.2329 | 0 | 329.3521 | -0.017875 | 329.1049 | 0.038699 | 324.4461 | -9.6262e-05 | 394.0494 | 0.12034 | 324.4461 | -8.3106e-05 | 329.3521 | 0 | 394.0494 | 0.2494 | 394.0494 | 0.26327
|  | 394.2665 | 4.1925 | 394.2665 | 110.0167 | 329.3188 | 0.61401 | 331.0095 | 0.001829 | 328.2795 | 0.00080675 | 324.6594 | 0 | 324.6594 | 0 | 394.2665 | 0.047679 | 329.5624 | 0 | 331.0095 | 7.2493e-05 | 324.6594 | -1.5795e-05 | 324.4461 | 0 | 329.5624 | 0.23219 | 329.3188 | 0.038514 | 324.6594 | 0.00082916 | 394.2665 | 0.012181 | 324.6594 | 3.5491e-05 | 329.5624 | 0 | 394.2665 | 0.17662 | 394.2665 | 0.20764
|  | 394.4837 | 4.6937 | 394.4837 | 106.7565 | 329.5328 | 0.21806 | 331.2224 | -0.00078231 | 328.4948 | 0.0011047 | 324.8727 | 0 | 324.8727 | 0 | 394.4837 | 0.21991 | 329.7726 | 0 | 331.2224 | -4.7297e-05 | 324.8727 | -1.8566e-05 | 324.6594 | 0 | 329.7726 | 6.433e-05 | 329.5328 | 0.038405 | 324.8727 | -4.4756e-05 | 394.4837 | 0.12647 | 324.8727 | -2.6793e-05 | 329.7726 | 0 | 394.4837 | 0.25007 | 394.4837 | 0.25687
|  | 394.7009 | 4.1274 | 394.7009 | 102.6571 | 329.7468 | 0.63136 | 331.4352 | 0.0026578 | 328.7101 | 0.00082154 | 325.086 | 0 | 325.086 | 0 | 394.7009 | 0.035925 | 329.9829 | 0 | 331.4352 | 0.00029339 | 325.086 | 0.00019704 | 324.8727 | 0 | 329.9829 | 0.35279 | 329.7468 | 0.038377 | 325.086 | 0.00054836 | 394.7009 | -0.013908 | 325.086 | -5.13e-05 | 329.9829 | 0 | 394.7009 | 0.16633 | 394.7009 | 0.20427
|  | 394.9181 | 4.139 | 394.9181 | 99.7211 | 329.9608 | 0.23548 | 331.6482 | 0.00023808 | 328.9254 | 0.0011773 | 325.2993 | 0 | 325.2993 | 0 | 394.9181 | 0.22331 | 330.1932 | 0 | 331.6482 | -0.00024385 | 325.2993 | 1.4566e-05 | 325.086 | 0 | 330.1932 | -0.13893 | 329.9608 | 0.038427 | 325.2993 | -0.00025744 | 394.9181 | 0.13573 | 325.2993 | -3.4212e-05 | 330.1932 | 0 | 394.9181 | 0.24746 | 394.9181 | 0.25367
|  | 395.1353 | 4.0231 | 395.1353 | 96.8849 | 330.1748 | 0.64026 | 331.8611 | 0.001772 | 329.1408 | 0.00087727 | 325.5126 | 0 | 325.5126 | 0 | 395.1353 | 0.054784 | 330.4035 | 0 | 331.8611 | 0.00024587 | 325.5126 | 0.00010443 | 325.2993 | 0 | 330.4035 | 0.074274 | 330.1748 | 0.038546 | 325.5126 | 0.00040214 | 395.1353 | 0.0034188 | 325.5126 | 9.3639e-05 | 330.4035 | 0 | 395.1353 | 0.19051 | 395.1353 | 0.2186
|  | 395.3525 | 3.5631 | 395.3525 | 94.3156 | 330.3888 | 0.26335 | 332.074 | -0.0011408 | 329.3561 | 0.0011616 | 325.726 | 0 | 325.726 | 0 | 395.3525 | 0.22673 | 330.6139 | 0 | 332.074 | -0.00023109 | 325.726 | -0.00016451 | 325.5126 | 0 | 330.6139 | -0.076132 | 330.3888 | 0.038715 | 325.726 | -0.00060834 | 395.3525 | 0.13581 | 325.726 | -7.1924e-05 | 330.6139 | 0 | 395.3525 | 0.23436 | 395.3525 | 0.24855
|  | 395.5698 | 3.9788 | 395.5698 | 92.1945 | 330.6029 | 0.64307 | 332.287 | 0.0013621 | 329.5715 | 0.00091769 | 325.9393 | 0 | 325.9393 | 0 | 395.5698 | 0.073305 | 330.8242 | 0 | 332.287 | 0.00019469 | 325.9393 | 0.00025502 | 325.726 | 0 | 330.8242 | 0.26317 | 330.6029 | 0.038913 | 325.9393 | 0.00076026 | 395.5698 | 0.0074297 | 325.9393 | 8.5413e-05 | 330.8242 | 0 | 395.5698 | 0.18655 | 395.5698 | 0.21154
|  | 395.7871 | 4.1802 | 395.7871 | 90.0743 | 330.8169 | 0.24651 | 332.4999 | -0.00066031 | 329.7869 | 0.0011978 | 326.1527 | 0 | 326.1527 | 0 | 395.7871 | 0.23651 | 331.0346 | 0 | 332.4999 | -0.00019428 | 326.1527 | 9.336e-06 | 325.9393 | 0 | 331.0345 | -0.033957 | 330.8169 | 0.039118 | 326.1527 | -0.00011575 | 395.7871 | 0.13267 | 326.1527 | 4.2723e-05 | 331.0345 | 0 | 395.7871 | 0.26473 | 395.7871 | 0.2529
|  | 396.0043 | 3.8531 | 396.0043 | 86.9059 | 331.031 | 0.57691 | 332.7129 | 0.0021693 | 330.0023 | 0.00091426 | 326.3661 | 0 | 326.3661 | 0 | 396.0043 | 0.066038 | 331.2449 | 0 | 332.7129 | 0.00028174 | 326.3661 | 0.00026861 | 326.1527 | 0 | 331.2449 | -0.103 | 331.031 | 0.039313 | 326.3661 | 0.00063692 | 396.0043 | 0.0016858 | 326.3661 | 8.2493e-05 | 331.2449 | 0 | 396.0043 | 0.18634 | 396.0043 | 0.22734
|  | 396.2216 | 4.2599 | 396.2216 | 85.0174 | 331.245 | 0.22596 | 332.9259 | -0.0003492 | 330.2176 | 0.0011426 | 326.5794 | 0 | 326.5794 | 0 | 396.2216 | 0.24682 | 331.4553 | 0 | 332.9259 | -0.00030175 | 326.5794 | -3.6373e-05 | 326.3661 | 0 | 331.4553 | 0.1381 | 331.245 | 0.039487 | 326.5794 | -0.0002137 | 396.2216 | 0.11954 | 326.5794 | 3.2384e-06 | 331.4553 | 0 | 396.2216 | 0.23905 | 396.2216 | 0.24142
|  | 396.4389 | 4.1454 | 396.4389 | 81.7081 | 331.4591 | 0.63322 | 333.139 | 0.0021072 | 330.4331 | 0.00090085 | 326.7928 | 0 | 326.7928 | 0 | 396.4389 | 0.062713 | 331.6657 | 0 | 333.139 | 0.00013347 | 326.7928 | 0.00020253 | 326.5794 | 0 | 331.6656 | 0.28016 | 331.4591 | 0.039634 | 326.7928 | 0.0011557 | 396.4389 | 2.8058e-05 | 326.7928 | 8.8778e-05 | 331.6656 | 0 | 396.4389 | 0.18818 | 396.4389 | 0.2093
|  | 396.6562 | 3.6248 | 396.6562 | 77.3418 | 331.6732 | 0.25901 | 333.352 | 0.00044375 | 330.6485 | 0.0011801 | 327.0063 | 0 | 327.0063 | 0 | 396.6562 | 0.24698 | 331.8761 | 0 | 333.352 | -0.00017503 | 327.0063 | -0.00012615 | 326.7928 | 0 | 331.8761 | -0.049255 | 331.6732 | 0.039752 | 327.0063 | -0.00059507 | 396.6562 | 0.10499 | 327.0063 | 9.0082e-06 | 331.8761 | 0 | 396.6562 | 0.23452 | 396.6562 | 0.25066
|  | 396.8736 | 3.6869 | 396.8736 | 74.9215 | 331.8873 | 0.64521 | 333.565 | 0.0025282 | 330.8639 | 0.00088705 | 327.2197 | 0 | 327.2197 | 0 | 396.8736 | 0.057644 | 332.0865 | 0 | 333.565 | 0.00023855 | 327.2197 | 7.9161e-05 | 327.0063 | 0 | 332.0865 | 0.2531 | 331.8873 | 0.039839 | 327.2197 | 0.00084954 | 396.8736 | 0.035186 | 327.2197 | -9.8586e-06 | 332.0865 | 0 | 396.8736 | 0.20237 | 396.8736 | 0.23887
|  | 397.0909 | 3.5634 | 397.0909 | 72.0692 | 332.1014 | 0.18054 | 333.7781 | -0.0013871 | 331.0794 | 0.0011481 | 327.4331 | 0 | 327.4331 | 0 | 397.0909 | 0.23551 | 332.2969 | 0 | 333.7781 | -9.3597e-05 | 327.4331 | -0.00023348 | 327.2197 | 0 | 332.2969 | 0.28469 | 332.1014 | 0.039891 | 327.4331 | -0.000264 | 397.0909 | 0.12716 | 327.4331 | -6.1151e-05 | 332.2969 | 0 | 397.0909 | 0.23523 | 397.0909 | 0.24723
|  | 397.3083 | 3.482 | 397.3083 | 68.9589 | 332.3156 | 0.6641 | 333.9912 | 0.0024707 | 331.2949 | 0.0008588 | 327.6466 | 0 | 327.6466 | 0 | 397.3083 | 0.0385 | 332.5073 | 0 | 333.9912 | 0.00030993 | 327.6466 | 3.886e-05 | 327.4331 | 0 | 332.5073 | 0.11261 | 332.3156 | 0.039901 | 327.6466 | 0.00044877 | 397.3083 | -0.009517 | 327.6466 | -1.7393e-05 | 332.5073 | 0 | 397.3083 | 0.17638 | 397.3083 | 0.21922
|  | 397.5257 | 3.4482 | 397.5257 | 66.2897 | 332.5297 | 0.19139 | 334.2043 | -0.00065183 | 331.5104 | 0.0011785 | 327.8601 | 0 | 327.8601 | 0 | 397.5257 | 0.21063 | 332.7178 | 0 | 334.2043 | -0.00030866 | 327.8601 | -0.00019754 | 327.6466 | 0 | 332.7178 | -0.084368 | 332.5297 | 0.039856 | 327.8601 | -9.936e-05 | 397.5257 | 0.11239 | 327.8601 | -5.053e-05 | 332.7178 | 0 | 397.5257 | 0.23895 | 397.5257 | 0.25437
|  | 397.7431 | 2.9101 | 397.7431 | 62.9626 | 332.7438 | 0.62619 | 334.4174 | 0.0026807 | 331.7259 | 0.00088152 | 328.0735 | 0 | 328.0735 | 0 | 397.7431 | 0.058223 | 332.9282 | 0 | 334.4174 | 0.00024561 | 328.0735 | 8.1661e-05 | 327.8601 | 0 | 332.9283 | 0.044599 | 332.7438 | 0.039741 | 328.0735 | 0.00067706 | 397.7431 | 0.013605 | 328.0735 | 8.6759e-05 | 332.9283 | 0 | 397.7431 | 0.17538 | 397.7431 | 0.23246
|  | 397.9605 | 3.2974 | 397.9605 | 60.3347 | 332.958 | 0.20489 | 334.6305 | 0.00023017 | 331.9414 | 0.0011968 | 328.287 | 0 | 328.287 | 0 | 397.9605 | 0.22618 | 333.1387 | 0 | 334.6305 | -0.0005589 | 328.287 | -0.00022119 | 328.0735 | 0 | 333.1387 | 0.22446 | 332.958 | 0.039543 | 328.287 | -0.00035963 | 397.9605 | 0.12132 | 328.287 | -0.00015226 | 333.1387 | 0 | 397.9605 | 0.25703 | 397.9605 | 0.25566
|  | 398.1779 | 3.0759 | 398.1779 | 57.0081 | 333.1721 | 0.69133 | 334.8436 | 0.0023132 | 332.1569 | 0.00094191 | 328.5005 | 0 | 328.5005 | 0 | 398.1779 | 0.053121 | 333.3492 | 0 | 334.8436 | -2.8805e-05 | 328.5005 | 0.00023454 | 328.287 | 0 | 333.3492 | 0.26753 | 333.1721 | 0.039249 | 328.5005 | 0.00068459 | 398.1779 | 0.008303 | 328.5005 | -0.00010946 | 333.3492 | 0 | 398.1779 | 0.19208 | 398.1779 | 0.21979
|  | 398.3954 | 2.7571 | 398.3954 | 54.1142 | 333.3864 | 0.20846 | 335.0568 | -2.6152e-05 | 332.3724 | 0.001231 | 328.714 | 0 | 328.714 | 0 | 398.3954 | 0.21543 | 333.5597 | 0 | 335.0568 | -8.5869e-05 | 328.714 | -0.00014268 | 328.5005 | 0 | 333.5597 | -0.023074 | 333.3864 | 0.038858 | 328.714 | -0.00031039 | 398.3954 | 0.10189 | 328.714 | 8.1565e-05 | 333.5597 | 0 | 398.3954 | 0.25023 | 398.3954 | 0.26108
|  | 398.6128 | 2.9519 | 398.6128 | 51.7189 | 333.6005 | 0.65722 | 335.27 | 0.0041746 | 332.588 | 0.00097035 | 328.9275 | 0 | 328.9275 | 0 | 398.6128 | 0.044594 | 333.7702 | 0 | 335.27 | 9.2464e-05 | 328.9275 | 0.00020771 | 328.714 | 0 | 333.7702 | 0.0061646 | 333.6005 | 0.038374 | 328.9275 | 0.00060077 | 398.6128 | 0.0036323 | 328.9275 | 2.6432e-05 | 333.7702 | 0 | 398.6128 | 0.18474 | 398.6128 | 0.24271
|  | 398.8303 | 2.5016 | 398.8303 | 49.1743 | 333.8148 | 0.19865 | 335.4832 | -0.0013784 | 332.8036 | 0.0012859 | 329.1411 | 0 | 329.1411 | 0 | 398.8303 | 0.21783 | 333.9808 | 0 | 335.4832 | -0.00021867 | 329.1411 | -0.00020449 | 328.9275 | 0 | 333.9808 | -0.099381 | 333.8148 | 0.037816 | 329.1411 | -0.00018864 | 398.8303 | 0.12484 | 329.1411 | -2.2884e-05 | 333.9808 | 0 | 398.8303 | 0.26383 | 398.8303 | 0.27291
|  | 399.0478 | 2.679 | 399.0478 | 47.4945 | 334.029 | 0.63255 | 335.6963 | 0.0027094 | 333.0191 | 0.00098816 | 329.3546 | 0 | 329.3546 | 0 | 399.0478 | 0.055575 | 334.1913 | 0 | 335.6963 | 0.00057038 | 329.3546 | 0.00037932 | 329.1411 | 0 | 334.1913 | 0.051781 | 334.029 | 0.037212 | 329.3546 | 0.0010911 | 399.0478 | 0.0072558 | 329.3546 | 7.1881e-05 | 334.1913 | 0 | 399.0478 | 0.20188 | 399.0478 | 0.22969
|  | 399.2653 | 2.9266 | 399.2653 | 46.2638 | 334.2432 | 0.2449 | 335.9096 | -0.00020267 | 333.2347 | 0.0012819 | 329.5682 | 0 | 329.5682 | 0 | 399.2653 | 0.24078 | 334.4019 | 0 | 335.9096 | -0.00010901 | 329.5682 | -0.00015614 | 329.3546 | 0 | 334.4019 | 0.13213 | 334.2432 | 0.036601 | 329.5682 | 2.342e-05 | 399.2653 | 0.11527 | 329.5682 | 3.7849e-05 | 334.4019 | 0 | 399.2653 | 0.26222 | 399.2653 | 0.28579
|  | 399.4828 | 2.4757 | 399.4828 | 44.5172 | 334.4574 | 0.64551 | 336.1228 | 0.002433 | 333.4503 | 0.0010366 | 329.7818 | 0 | 329.7818 | 0 | 399.4828 | 0.043547 | 334.6124 | 0 | 336.1228 | -4.2893e-05 | 329.7818 | -3.7388e-07 | 329.5682 | 0 | 334.6124 | 0.29391 | 334.4574 | 0.036027 | 329.7818 | 0.0005168 | 399.4828 | -0.0066929 | 329.7818 | 1.3777e-05 | 334.6124 | 0 | 399.4828 | 0.19214 | 399.4828 | 0.21173
|  | 399.7003 | 2.4212 | 399.7003 | 42.3883 | 334.6717 | 0.21093 | 336.336 | 6.3038e-06 | 333.6659 | 0.0013308 | 329.9954 | 0 | 329.9954 | 0 | 399.7003 | 0.23053 | 334.823 | 0 | 336.336 | -0.00021069 | 329.9954 | -0.00016076 | 329.7818 | 0 | 334.823 | 0.0017885 | 334.6717 | 0.035541 | 329.9954 | 0.00028345 | 399.7003 | 0.1217 | 329.9954 | -1.5566e-05 | 334.823 | 0 | 399.7003 | 0.28581 | 399.7003 | 0.26827
|  | 399.9179 | 2.7835 | 399.9179 | 41.4233 | 334.886 | 0.63196 | 336.5493 | 0.00098086 | 333.8816 | 0.0010154 | 330.209 | 0 | 330.209 | 0 | 399.9179 | 0.060515 | 335.0336 | 0 | 336.5493 | 0.00022098 | 330.209 | 9.243e-05 | 329.9954 | 0 | 335.0336 | 0.37884 | 334.886 | 0.035189 | 330.209 | 0.00089747 | 399.9179 | -0.00089864 | 330.209 | 3.9406e-05 | 335.0336 | 0 | 399.9179 | 0.19842 | 399.9179 | 0.23727
|  | 400.1354 | 2.4567 | 400.1354 | 40.1093 | 335.1003 | 0.23529 | 336.7626 | -0.0013925 | 334.0972 | 0.0013364 | 330.4226 | 0 | 330.4226 | 0 | 400.1354 | 0.27428 | 335.2442 | 0 | 336.7626 | -0.0002516 | 330.4226 | -7.9966e-05 | 330.209 | 0 | 335.2442 | 0.19479 | 335.1003 | 0.03501 | 330.4226 | 9.244e-05 | 400.1354 | 0.12626 | 330.4226 | -5.8794e-06 | 335.2442 | 0 | 400.1354 | 0.2866 | 400.1354 | 0.28644
|  | 400.353 | 2.6605 | 400.353 | 39.0452 | 335.3145 | 0.59646 | 336.9759 | 0.00092555 | 334.3128 | 0.0010251 | 330.6363 | 0 | 330.6363 | 0 | 400.353 | 0.050334 | 335.4548 | 0 | 336.9759 | 0.00013659 | 330.6363 | 0.00022988 | 330.4226 | 0 | 335.4548 | 0.13175 | 335.3145 | 0.035029 | 330.6363 | 0.0003087 | 400.353 | -0.00085006 | 330.6363 | 0.00010562 | 335.4548 | 0 | 400.353 | 0.20461 | 400.353 | 0.24584
|  | 400.5706 | 2.5626 | 400.5706 | 37.8805 | 335.5288 | 0.23741 | 337.1892 | -0.00025963 | 334.5285 | 0.0012923 | 330.8499 | 0 | 330.8499 | 0 | 400.5706 | 0.28223 | 335.6654 | 0 | 337.1892 | 5.1546e-05 | 330.8499 | -4.7187e-05 | 330.6363 | 0 | 335.6654 | 0.14988 | 335.5288 | 0.035252 | 330.8499 | -0.0005488 | 400.5706 | 0.13325 | 330.8499 | 4.5134e-05 | 335.6654 | 0 | 400.5706 | 0.28659 | 400.5706 | 0.29487
|  | 400.7882 | 1.9795 | 400.7882 | 35.6518 | 335.7432 | 0.61476 | 337.4025 | 0.001714 | 334.7442 | 0.0010028 | 331.0635 | 0 | 331.0635 | 0 | 400.7882 | 0.068671 | 335.8761 | 0 | 337.4025 | 0.00047949 | 331.0635 | 0.00013297 | 330.8499 | 0 | 335.8761 | -0.11744 | 335.7432 | 0.035662 | 331.0635 | 0.00060951 | 400.7882 | 0.020912 | 331.0635 | 3.1415e-05 | 335.8761 | 0 | 400.7882 | 0.20918 | 400.7882 | 0.24915
|  | 401.0058 | 2.2786 | 401.0058 | 34.5372 | 335.9575 | 0.25741 | 337.6158 | -0.00038442 | 334.9599 | 0.0013032 | 331.2772 | 0 | 331.2772 | 0 | 401.0058 | 0.25211 | 336.0868 | 0 | 337.6158 | -0.00028524 | 331.2772 | -9.3274e-05 | 331.0635 | 0 | 336.0868 | 0.20079 | 335.9575 | 0.03622 | 331.2772 | -0.00033286 | 401.0058 | 0.13618 | 331.2772 | -4.2251e-05 | 336.0868 | 0 | 401.0058 | 0.29248 | 401.0058 | 0.3043
|  | 401.2235 | 2.2086 | 401.2235 | 33.6807 | 336.1718 | 0.7074 | 337.8292 | 0.0025014 | 335.1756 | 0.00098187 | 331.4909 | 0 | 331.4909 | 0 | 401.2235 | 0.025563 | 336.2974 | 0 | 337.8292 | 0.00012022 | 331.4909 | 0.00015377 | 331.2772 | 0 | 336.2974 | 0.14858 | 336.1718 | 0.036872 | 331.4909 | 0.0011301 | 401.2235 | -0.008428 | 331.4909 | 0.0001091 | 336.2974 | 0 | 401.2235 | 0.19227 | 401.2235 | 0.24375
|  | 401.4411 | 2.192 | 401.4411 | 32.5166 | 336.3862 | 0.18968 | 338.0425 | -0.0010806 | 335.3913 | 0.0012559 | 331.7046 | 0 | 331.7046 | 0 | 401.4411 | 0.23388 | 336.5081 | 0 | 338.0425 | -0.00029531 | 331.7046 | -9.6562e-05 | 331.4909 | 0 | 336.5081 | 0.11029 | 336.3862 | 0.037554 | 331.7046 | -6.8216e-05 | 401.4411 | 0.11961 | 331.7046 | -4.4429e-05 | 336.5081 | 0 | 401.4411 | 0.27232 | 401.4411 | 0.29696
|  | 401.6588 | 2.3345 | 401.6588 | 31.8177 | 336.6005 | 0.67128 | 338.2559 | 0.0022019 | 335.6071 | 0.0010145 | 331.9183 | 0 | 331.9183 | 0 | 401.6588 | 0.074554 | 336.7188 | 0 | 338.2559 | 0.00018456 | 331.9183 | 0.0001433 | 331.7046 | 0 | 336.7188 | 0.27041 | 336.6005 | 0.038204 | 331.9183 | 0.00065542 | 401.6588 | -0.0060817 | 331.9183 | 5.5313e-05 | 336.7188 | 0 | 401.6588 | 0.20056 | 401.6588 | 0.25073
|  | 401.8765 | 1.8372 | 401.8765 | 30.1297 | 336.8149 | 0.22134 | 338.4693 | -0.00087025 | 335.8228 | 0.0013034 | 332.132 | 0 | 332.132 | 0 | 401.8765 | 0.23389 | 336.9295 | 0 | 338.4693 | -0.0002875 | 332.132 | -0.00015783 | 331.9183 | 0 | 336.9295 | 0.044573 | 336.8149 | 0.038769 | 332.132 | -0.00033108 | 401.8765 | 0.12208 | 332.132 | -6.6773e-05 | 336.9295 | 0 | 401.8765 | 0.28517 | 401.8765 | 0.28733
|  | 402.0942 | 2.0594 | 402.0942 | 29.4561 | 337.0293 | 0.66535 | 338.6827 | 0.0015645 | 336.0385 | 0.00099391 | 332.3458 | 0 | 332.3458 | 0 | 402.0942 | 0.075954 | 337.1402 | 0 | 338.6827 | 0.00039751 | 332.3458 | 0.00011243 | 332.132 | 0 | 337.1402 | 0.17363 | 337.0293 | 0.039213 | 332.3458 | 0.00052403 | 402.0942 | 0.007036 | 332.3458 | 4.8355e-05 | 337.1402 | 0 | 402.0942 | 0.21765 | 402.0942 | 0.24435
|  | 402.3119 | 2.333 | 402.3119 | 29.1486 | 337.2437 | 0.26624 | 338.8961 | 0.00057702 | 336.2543 | 0.0013251 | 332.5595 | 0 | 332.5595 | 0 | 402.3119 | 0.2747 | 337.351 | 0 | 338.8961 | 8.5003e-05 | 332.5595 | -1.6193e-05 | 332.3458 | 0 | 337.351 | 0.074115 | 337.2437 | 0.039519 | 332.5595 | -0.00031731 | 402.3119 | 0.13577 | 332.5595 | 8.8992e-05 | 337.351 | 0 | 402.3119 | 0.31256 | 402.3119 | 0.3082
|  | 402.5296 | 1.6762 | 402.5296 | 27.2858 | 337.4581 | 0.6543 | 339.1096 | 0.0022471 | 336.4701 | 0.0010344 | 332.7733 | 0 | 332.7733 | 0 | 402.5296 | 0.08859 | 337.5617 | 0 | 339.1096 | 0.00039147 | 332.7733 | 0.00018704 | 332.5595 | 0 | 337.5617 | 0.063667 | 337.4581 | 0.03969 | 332.7733 | 0.00082146 | 402.5296 | 0.007655 | 332.7733 | 0.00014363 | 337.5617 | 0 | 402.5296 | 0.22191 | 402.5296 | 0.25018
|  | 402.7474 | 2.3258 | 402.7474 | 27.2194 | 337.6725 | 0.22524 | 339.323 | -0.00058073 | 336.6859 | 0.0013441 | 332.987 | 0 | 332.987 | 0 | 402.7474 | 0.25053 | 337.7725 | 0 | 339.323 | -0.00030895 | 332.987 | -3.0688e-05 | 332.7733 | 0 | 337.7725 | 0.15199 | 337.6725 | 0.039734 | 332.987 | 1.9641e-05 | 402.7474 | 0.12832 | 332.987 | 5.9635e-05 | 337.7725 | 0 | 402.7474 | 0.28125 | 402.7474 | 0.29824
|  | 402.9651 | 1.784 | 402.9651 | 25.7304 | 337.887 | 0.66497 | 339.5365 | 0.0022132 | 336.9017 | 0.0010434 | 333.2008 | 0 | 333.2008 | 0 | 402.9651 | 0.080749 | 337.9832 | 0 | 339.5365 | 0.00021781 | 333.2008 | 8.2491e-05 | 332.987 | 0 | 337.9832 | 0.29731 | 337.887 | 0.039669 | 333.2008 | 0.00052971 | 402.9651 | 0.0067763 | 333.2008 | 2.1903e-05 | 337.9832 | 0 | 402.9651 | 0.23732 | 402.9651 | 0.27283
|  | 403.1829 | 1.7408 | 403.1829 | 25.1147 | 338.1014 | 0.23589 | 339.75 | -0.00016865 | 337.1175 | 0.0013303 | 333.4146 | 0 | 333.4146 | 0 | 403.1829 | 0.2492 | 338.194 | 0 | 339.75 | -0.00041416 | 333.4146 | -0.0002864 | 333.2008 | 0 | 338.194 | 0.012426 | 338.1014 | 0.039507 | 333.4146 | -0.00042246 | 403.1829 | 0.12633 | 333.4146 | -0.00015648 | 338.194 | 0 | 403.1829 | 0.2978 | 403.1829 | 0.29548
|  | 403.4007 | 2.2103 | 403.4007 | 24.6405 | 338.3159 | 0.61147 | 339.9635 | 0.0027589 | 337.3334 | 0.001025 | 333.6284 | 0 | 333.6284 | 0 | 403.4007 | 0.07186 | 338.4048 | 0 | 339.9635 | 0.00037965 | 333.6284 | 8.3437e-05 | 333.4146 | 0 | 338.4048 | 0.26331 | 338.3159 | 0.039257 | 333.6284 | 6.2563e-05 | 403.4007 | 0.001991 | 333.6284 | -5.1637e-05 | 338.4048 | 0 | 403.4007 | 0.21846 | 403.4007 | 0.25431
|  | 403.6185 | 1.9692 | 403.6185 | 23.8675 | 338.5303 | 0.24229 | 340.177 | -0.00032252 | 337.5492 | 0.0013394 | 333.8422 | 0 | 333.8422 | 0 | 403.6185 | 0.24953 | 338.6156 | 0 | 340.177 | -0.0002974 | 333.8422 | 4.0847e-05 | 333.6284 | 0 | 338.6156 | -0.1789 | 338.5303 | 0.038924 | 333.8422 | -2.5868e-05 | 403.6185 | 0.12357 | 333.8422 | 0.00013863 | 338.6156 | 0 | 403.6185 | 0.29536 | 403.6185 | 0.32166
|  | 403.8363 | 1.9873 | 403.8363 | 23.3018 | 338.7448 | 0.67507 | 340.3905 | 0.0020742 | 337.7651 | 0.0010569 | 334.0561 | 0 | 334.0561 | 0 | 403.8363 | 0.056708 | 338.8265 | 0 | 340.3905 | 0.00026717 | 334.0561 | 0.00013555 | 333.8422 | 0 | 338.8264 | 0.16335 | 338.7448 | 0.038517 | 334.0561 | 0.00043392 | 403.8363 | 0.0082066 | 334.0561 | 2.5713e-05 | 338.8264 | 0 | 403.8363 | 0.22607 | 403.8363 | 0.25973
|  | 404.0541 | 2.1369 | 404.0541 | 22.9198 | 338.9593 | 0.30109 | 340.6041 | -0.00078473 | 337.981 | 0.0013393 | 334.2699 | 0 | 334.2699 | 0 | 404.0541 | 0.24483 | 339.0373 | 0 | 340.6041 | -3.7012e-05 | 334.2699 | -0.00022056 | 334.0561 | 0 | 339.0373 | 0.20125 | 338.9593 | 0.038051 | 334.2699 | -0.00025968 | 404.0541 | 0.1182 | 334.2699 | 8.3439e-05 | 339.0373 | 0 | 404.0541 | 0.28899 | 404.0541 | 0.30402
|  | 404.272 | 1.3985 | 404.272 | 21.7472 | 339.1738 | 0.69309 | 340.8177 | 0.0020355 | 338.1968 | 0.001062 | 334.4838 | 0 | 334.4838 | 0 | 404.272 | 0.064941 | 339.2481 | 0 | 340.8177 | 0.00051406 | 334.4838 | -2.6068e-06 | 334.2699 | 0 | 339.2481 | 0.14213 | 339.1738 | 0.037555 | 334.4838 | -7.1122e-05 | 404.272 | -0.004632 | 334.4838 | 3.3685e-05 | 339.2481 | 0 | 404.272 | 0.21751 | 404.272 | 0.2633
|  | 404.4898 | 2.0036 | 404.4898 | 21.6226 | 339.3883 | 0.22163 | 341.0312 | -0.0008339 | 338.4128 | 0.001347 | 334.6977 | 0 | 334.6977 | 0 | 404.4898 | 0.24236 | 339.459 | 0 | 341.0312 | 1.3112e-05 | 334.6977 | -4.2085e-05 | 334.4838 | 0 | 339.459 | 0.068339 | 339.3883 | 0.037072 | 334.6977 | -0.00027541 | 404.4898 | 0.13694 | 334.6977 | 4.3187e-05 | 339.459 | 0 | 404.4898 | 0.30135 | 404.4898 | 0.30858
|  | 404.7077 | 2.6324 | 404.7077 | 21.9047 | 339.6028 | 0.64827 | 341.2448 | 0.0021851 | 338.6287 | 0.0010542 | 334.9116 | 0 | 334.9116 | 0 | 404.7077 | 0.06107 | 339.6699 | 0 | 341.2448 | 0.0003813 | 334.9116 | 8.9709e-05 | 334.6977 | 0 | 339.6699 | 0.048896 | 339.6028 | 0.036657 | 334.9116 | 0.0004693 | 404.7077 | 0.032902 | 334.9116 | 5.6011e-05 | 339.6699 | 0 | 404.7077 | 0.22982 | 404.7077 | 0.26802
|  | 404.9256 | 1.2791 | 404.9256 | 19.5851 | 339.8174 | 0.24506 | 341.4584 | -0.00092543 | 338.8446 | 0.0013363 | 335.1255 | 0 | 335.1255 | 0 | 404.9256 | 0.24686 | 339.8808 | 0 | 341.4584 | -0.00021589 | 335.1255 | -7.4212e-05 | 334.9116 | 0 | 339.8808 | -0.16369 | 339.8174 | 0.036364 | 335.1255 | 1.73e-05 | 404.9256 | 0.15195 | 335.1255 | -8.3627e-05 | 339.8808 | 0 | 404.9256 | 0.30021 | 404.9256 | 0.32656
|  | 405.1435 | 2.0929 | 405.1435 | 19.4099 | 340.0319 | 0.62138 | 341.672 | 0.0030976 | 339.0605 | 0.0010316 | 335.3394 | 0 | 335.3394 | 0 | 405.1435 | 0.083856 | 340.0917 | 0 | 341.672 | 0.00039008 | 335.3394 | 0.00016613 | 335.1255 | 0 | 340.0917 | 0.14717 | 340.0319 | 0.036239 | 335.3394 | 0.00084565 | 405.1435 | 0.027862 | 335.3394 | 9.2872e-05 | 340.0917 | 0 | 405.1435 | 0.24306 | 405.1435 | 0.29358
|  | 405.3614 | 1.8203 | 405.3614 | 18.7613 | 340.2465 | 0.18101 | 341.8857 | 0.00012238 | 339.2765 | 0.0013531 | 335.5533 | 0 | 335.5533 | 0 | 405.3614 | 0.24765 | 340.3026 | 0 | 341.8857 | -0.00032694 | 335.5533 | -0.00011434 | 335.3394 | 0 | 340.3026 | 0.076227 | 340.2465 | 0.03631 | 335.5533 | -0.00051322 | 405.3614 | 0.13474 | 335.5533 | -0.00011184 | 340.3026 | 0 | 405.3614 | 0.30675 | 405.3614 | 0.32924
|  | 405.5794 | 2.0474 | 405.5794 | 18.254 | 340.4611 | 0.66556 | 342.0993 | 0.0018296 | 339.4925 | 0.0010511 | 335.7672 | 0 | 335.7672 | 0 | 405.5794 | 0.058185 | 340.5135 | 0 | 342.0993 | 0.00020964 | 335.7672 | -1.6113e-05 | 335.5533 | 0 | 340.5135 | 0.15429 | 340.4611 | 0.036574 | 335.7672 | 0.00080292 | 405.5794 | 0.0079607 | 335.7672 | 5.2646e-06 | 340.5135 | 0 | 405.5794 | 0.23295 | 405.5794 | 0.28406
|  | 405.7973 | 1.7344 | 405.7973 | 16.9898 | 340.6757 | 0.20354 | 342.313 | -0.00057452 | 339.7084 | 0.0013626 | 335.9812 | 0 | 335.9812 | 0 | 405.7973 | 0.23736 | 340.7244 | 0 | 342.313 | -0.00024499 | 335.9812 | -0.00017142 | 335.7672 | 0 | 340.7244 | 0.0038211 | 340.6757 | 0.037003 | 335.9812 | 9.4136e-05 | 405.7973 | 0.11186 | 335.9812 | -5.4062e-05 | 340.7244 | 0 | 405.7973 | 0.30651 | 405.7973 | 0.30504
|  | 406.0153 | 1.4941 | 406.0153 | 16.3177 | 340.8903 | 0.66446 | 342.5267 | 0.001839 | 339.9244 | 0.0010584 | 336.1951 | 0 | 336.1951 | 0 | 406.0153 | 0.098289 | 340.9354 | 0 | 342.5267 | -7.03e-06 | 336.1951 | 3.1484e-05 | 335.9812 | 0 | 340.9354 | 0.12211 | 340.8903 | 0.037544 | 336.1951 | 0.00054379 | 406.0153 | 0.015285 | 336.1951 | -4.7992e-05 | 340.9354 | 0 | 406.0153 | 0.23606 | 406.0153 | 0.2659
|  | 406.2333 | 2.0377 | 406.2333 | 15.627 | 341.1049 | 0.22541 | 342.7404 | -0.00028083 | 340.1404 | 0.0013932 | 336.4091 | 0 | 336.4091 | 0 | 406.2333 | 0.23797 | 341.1464 | 0 | 342.7404 | -0.00030644 | 336.4091 | 2.3808e-05 | 336.1951 | 0 | 341.1464 | 0.075976 | 341.1049 | 0.038129 | 336.4091 | 0.00016612 | 406.2333 | 0.11545 | 336.4091 | 4.6915e-05 | 341.1464 | 0 | 406.2333 | 0.29524 | 406.2333 | 0.32015
|  | 406.4513 | 1.4144 | 406.4513 | 14.6295 | 341.3195 | 0.66232 | 342.9541 | 0.0024488 | 340.3565 | 0.0010775 | 336.6231 | 0 | 336.6231 | 0 | 406.4513 | 0.09377 | 341.3573 | 0 | 342.9541 | 0.00027449 | 336.6231 | 0.0001926 | 336.4091 | 0 | 341.3573 | 0.3792 | 341.3195 | 0.038691 | 336.6231 | 0.00045647 | 406.4513 | 0.0067349 | 336.6231 | 9.5213e-05 | 341.3573 | 0 | 406.4513 | 0.23424 | 406.4513 | 0.28303
|  | 406.6693 | 0.17669 | 406.6693 | 13.7145 | 341.5341 | 0.23646 | 343.1678 | 0.0007418 | 340.5725 | 0.0013822 | 336.8371 | 0 | 336.8371 | 0 | 406.6693 | 0.24683 | 341.5683 | 0 | 343.1678 | -0.00040319 | 336.8371 | -0.00019751 | 336.6231 | 0 | 341.5683 | 0.11658 | 341.5341 | 0.03917 | 336.8371 | -0.00045939 | 406.6693 | 0.13281 | 336.8371 | -6.272e-05 | 341.5683 | 0 | 406.6693 | 0.32066 | 406.6693 | 0.333
|  | 406.8873 | 0.096999 | 406.8873 | 12.8246 | 341.7487 | 0.69733 | 343.3816 | 0.0026118 | 340.7885 | 0.0011157 | 337.0511 | 0 | 337.0511 | 0 | 406.8873 | 0.10221 | 341.7793 | 0 | 343.3816 | 0.00030267 | 337.0511 | 0.00017448 | 336.8371 | 0 | 341.7793 | 0.14281 | 341.7487 | 0.039531 | 337.0511 | 0.00073779 | 406.8873 | 0.032652 | 337.0511 | 3.8777e-05 | 341.7793 | 0 | 406.8873 | 0.25272 | 406.8873 | 0.30584
|  | 407.1053 | 0.10571 | 407.1053 | 11.9514 | 341.9634 | 0.25381 | 343.5953 | 0.0005468 | 341.0046 | 0.0014034 | 337.2651 | 0 | 337.2651 | 0 | 407.1053 | 0.24156 | 341.9903 | 0 | 343.5953 | -0.00027208 | 337.2651 | -0.00011774 | 337.0511 | 0 | 341.9903 | -0.022041 | 341.9634 | 0.039757 | 337.2651 | -0.00065379 | 407.1053 | 0.11074 | 337.2651 | -7.1943e-05 | 341.9903 | 0 | 407.1053 | 0.31277 | 407.1053 | 0.33637
|  | 407.3234 | 0.053572 | 407.3234 | 11.1861 | 342.1781 | 0.60821 | 343.8091 | 0.0029519 | 341.2207 | 0.0011171 | 337.4792 | 0 | 337.4792 | 0 | 407.3234 | 0.078614 | 342.2013 | 0 | 343.8091 | 0.00034919 | 337.4792 | 0.00010107 | 337.2651 | 0 | 342.2014 | -0.023543 | 342.1781 | 0.039858 | 337.4792 | 0.00052351 | 407.3234 | 0.021734 | 337.4792 | 4.4278e-05 | 342.2014 | 0 | 407.3234 | 0.23455 | 407.3234 | 0.27954
|  | 407.5415 | 0.10561 | 407.5415 | 10.4709 | 342.3928 | 0.24686 | 344.0229 | -0.00051745 | 341.4368 | 0.001393 | 337.6932 | 0 | 337.6932 | 0 | 407.5415 | 0.059636 | 342.4124 | 0 | 344.0229 | -0.00025828 | 337.6932 | -5.8776e-05 | 337.4792 | 0 | 342.4124 | 0.31685 | 342.3928 | 0.03986 | 337.6932 | -0.00039685 | 407.5415 | -0.0014868 | 337.6932 | 3.1524e-05 | 342.4124 | 0 | 407.5415 | 0.22727 | 407.5415 | 0.28385
|  | 407.7595 | 0.044172 | 407.7595 | 9.648 | 342.6075 | 0.71675 | 344.2367 | 0.0019343 | 341.6529 | 0.0011211 | 337.9073 | 0 | 337.9073 | 0 | 407.7595 | 0.21184 | 342.6234 | 0 | 344.2367 | 0.00041185 | 337.9073 | 7.0795e-05 | 337.6932 | 0 | 342.6234 | 0.13162 | 342.6075 | 0.0398 | 337.9073 | 0.0011772 | 407.7595 | 0.098235 | 337.9073 | 8.5617e-05 | 342.6234 | 0 | 407.7595 | 0.2998 | 407.7595 | 0.32748
|  | 407.9776 | 0.044172 | 407.9776 | 9.3306 | 342.8221 | 0.25293 | 344.4505 | 9.5023e-06 | 341.869 | 0.0014547 | 338.1214 | 0 | 338.1214 | 0 | 407.9776 | 0.066258 | 342.8345 | 0 | 344.4505 | -0.00022012 | 338.1214 | -5.3029e-05 | 337.9073 | 0 | 342.8345 | 0.07403 | 342.8221 | 0.039717 | 338.1214 | -0.0001362 | 407.9776 | 0.027823 | 338.1214 | -4.8049e-05 | 342.8345 | 0 | 407.9776 | 0.25746 | 407.9776 | 0.31417
|  | 408.1958 | 0.13252 | 408.1958 | 8.6748 | 343.0369 | 0.62641 | 344.6643 | 0.0020983 | 342.0851 | 0.0011588 | 338.3354 | 0 | 338.3354 | 0 | 408.1958 | 0.20933 | 343.0456 | 0 | 344.6643 | 0.00028715 | 338.3354 | 0.00018137 | 338.1214 | 0 | 343.0456 | 0.25368 | 343.0369 | 0.039647 | 338.3354 | 0.00066257 | 408.1958 | 0.11924 | 338.3354 | -2.7352e-06 | 343.0456 | 0 | 408.1958 | 0.3097 | 408.1958 | 0.3345
|  | 408.4139 | 0.044172 | 408.4139 | 8.0179 | 343.2516 | 0.26882 | 344.8781 | 0.00095695 | 342.3012 | 0.0014681 | 338.5496 | 0 | 338.5496 | 0 | 408.4139 | 0.045285 | 343.2567 | 0 | 344.8781 | -0.00013816 | 338.5496 | 5.1686e-05 | 338.3354 | 0 | 343.2567 | 0.059367 | 343.2516 | 0.039618 | 338.5496 | 0.00019905 | 408.4139 | 0.029599 | 338.5496 | -2.0563e-05 | 343.2567 | 0 | 408.4139 | 0.24837 | 408.4139 | 0.30539
|  | 408.632 | 0.088345 | 408.632 | 7.543 | 343.4663 | 0.661 | 345.092 | 0.0024767 | 342.5174 | 0.0011568 | 338.7637 | 0 | 338.7637 | 0 | 408.632 | 0.18853 | 343.4678 | 0 | 345.092 | 0.00016962 | 338.7637 | 7.64e-05 | 338.5496 | 0 | 343.4678 | 0.18079 | 343.4663 | 0.039644 | 338.7637 | 0.00081286 | 408.632 | 0.11015 | 338.7637 | -4.5389e-06 | 343.4678 | 0 | 408.632 | 0.3116 | 408.632 | 0.34235
|  | 408.8502 | 0.088345 | 408.8502 | 7.0029 | 343.6811 | 0.25992 | 345.3059 | -0.00037513 | 342.7335 | 0.0014762 | 338.9778 | 0 | 338.9778 | 0 | 408.8502 | 0.066225 | 343.6789 | 0 | 345.3059 | -0.00034896 | 338.9778 | -9.7051e-05 | 338.7637 | 0 | 343.6789 | -0.020121 | 343.6811 | 0.03973 | 338.9778 | 0.00012831 | 408.8502 | 0.031965 | 338.9778 | -0.00017032 | 343.6789 | 0 | 408.8502 | 0.26018 | 408.8502 | 0.32605
|  | 409.0684 | 0.0086112 | 409.0684 | 6.5952 | 343.8958 | 0.64805 | 345.5198 | 0.0030003 | 342.9497 | 0.0011438 | 339.1919 | 0 | 339.1919 | 0 | 409.0684 | 0.21168 | 343.89 | 0 | 345.5198 | 0.00034974 | 339.1919 | 0.00022625 | 338.9778 | 0 | 343.89 | 0.40582 | 343.8958 | 0.039872 | 339.1919 | 0.00072685 | 409.0684 | 0.10199 | 339.1919 | 7.3988e-05 | 343.89 | 0 | 409.0684 | 0.31206 | 409.0684 | 0.33272
|  | 409.2865 | 0.088345 | 409.2865 | 6.0798 | 344.1106 | 0.24946 | 345.7337 | -0.0012096 | 343.1659 | 0.0014433 | 339.4061 | 0 | 339.4061 | 0 | 409.2865 | 0.077439 | 344.1012 | 0 | 345.7337 | -0.00020803 | 339.4061 | 7.6889e-06 | 339.1919 | 0 | 344.1012 | 0.18521 | 344.1106 | 0.040055 | 339.4061 | -1.575e-05 | 409.2865 | 0.010771 | 339.4061 | 0.00013919 | 344.1012 | 0 | 409.2865 | 0.25066 | 409.2865 | 0.29678
|  | 409.5048 | 0.044172 | 409.5048 | 5.7882 | 344.3254 | 0.64929 | 345.9476 | 0.0024466 | 343.3821 | -0.0089089 | 339.6202 | 0 | 339.6202 | 0 | 409.5048 | 0.20544 | 344.3123 | 0 | 345.9476 | -6.566e-05 | 339.6202 | 0.00020378 | 339.4061 | 0 | 344.3123 | 0.30821 | 344.3254 | 0.040259 | 339.6202 | 0.00035526 | 409.5048 | 0.13291 | 339.6202 | 0.00018296 | 344.3123 | 0 | 409.5048 | 0.31706 | 409.5048 | 0.34914
|  | 409.723 | 0.044172 | 409.723 | 5.3231 | 344.5402 | 0.23518 | 346.1615 | -0.00013415 | 343.5983 | 0.24201 | 339.8344 | 0 | 339.8344 | 0 | 409.723 | 0.069656 | 344.5235 | 0 | 346.1615 | -0.00025049 | 339.8344 | -0.00018525 | 339.6202 | 0 | 344.5235 | 0.071982 | 344.5402 | 0.040458 | 339.8344 | -0.00028211 | 409.723 | 0.032828 | 339.8344 | -5.4325e-06 | 344.5235 | 0 | 409.723 | 0.25455 | 409.723 | 0.31385
|  | 409.9412 | 0.079734 | 409.9412 | 5.0565 | 344.755 | 0.71395 | 346.3755 | 0.002454 | 343.8145 | 0.20206 | 340.0486 | 0 | 340.0486 | 0 | 409.9412 | 0.19848 | 344.7347 | 0 | 346.3755 | 0.00015802 | 340.0486 | 0.00026123 | 339.8344 | 0 | 344.7347 | 0.30443 | 344.755 | 0.040626 | 340.0486 | 0.00033366 | 409.9412 | 0.10665 | 340.0486 | 4.6281e-05 | 344.7347 | 0 | 409.9412 | 0.2959 | 409.9412 | 0.33654
|  | 410.1595 | 0.026807 | 410.1595 | 4.8318 | 344.9698 | 0.28821 | 346.5894 | -0.00076409 | 344.0308 | 0.44059 | 340.2628 | 0 | 340.2628 | 0 | 410.1595 | 0.08186 | 344.9459 | 0 | 346.5894 | -0.00033682 | 340.2628 | -0.00015028 | 340.0486 | 0 | 344.9459 | -0.13678 | 344.9698 | 0.040739 | 340.2628 | -0.00059281 | 410.1595 | 0.019738 | 340.2628 | -0.00013013 | 344.9459 | 0 | 410.1595 | 0.24007 | 410.1595 | 0.31198
|  | 410.3777 | 0.044172 | 410.3777 | 4.4167 | 345.1847 | 0.71555 | 346.8034 | 0.0024326 | 344.247 | 0.42591 | 340.4771 | 0 | 340.4771 | 0 | 410.3777 | 0.18867 | 345.1571 | 0 | 346.8034 | 0.0002601 | 340.4771 | 0.00015046 | 340.2628 | 0 | 345.1571 | 0.20801 | 345.1847 | 0.040777 | 340.4771 | 0.00072189 | 410.3777 | 0.10123 | 340.4771 | 8.2892e-05 | 345.1571 | 0 | 410.3777 | 0.29254 | 410.3777 | 0.34654
|  | 410.596 | 0.052827 | 410.596 | 4.2496 | 345.3995 | 0.19408 | 347.0174 | -0.00076673 | 344.4633 | 0.66089 | 340.6913 | 0 | 340.6913 | 0 | 410.596 | 0.093536 | 345.3683 | 0 | 347.0174 | -0.00011284 | 340.6913 | 2.4489e-05 | 340.4771 | 0 | 345.3683 | -0.14247 | 345.3995 | 0.040729 | 340.6913 | -0.00033225 | 410.596 | 0.025858 | 340.6913 | 7.1708e-05 | 345.3683 | 0 | 410.596 | 0.26193 | 410.596 | 0.32539
|  | 410.8143 | 0.088345 | 410.8143 | 3.9754 | 345.6144 | 0.64388 | 347.2314 | 0.0014103 | 344.6796 | 0.67264 | 340.9055 | 0 | 340.9055 | 0 | 410.8143 | 0.20377 | 345.5795 | 0 | 347.2314 | 0.00034942 | 340.9055 | 9.6602e-05 | 340.6913 | 0 | 345.5795 | 0.1882 | 345.6144 | 0.040597 | 340.9055 | 0.00087104 | 410.8143 | 0.095075 | 340.9055 | 0.0001118 | 345.5795 | 0 | 410.8143 | 0.30328 | 410.8143 | 0.36059
|  | 411.0326 | 0.026665 | 411.0326 | 3.6929 | 345.8292 | 0.28102 | 347.4455 | 0.00099402 | 344.8959 | 0.90468 | 341.1198 | 0 | 341.1198 | 0 | 411.0326 | 0.073926 | 345.7908 | 0 | 347.4455 | 4.2426e-05 | 341.1198 | -5.7599e-05 | 340.9055 | 0 | 345.7908 | -0.073341 | 345.8292 | 0.040396 | 341.1198 | 4.7352e-06 | 411.0326 | 0.022912 | 341.1198 | 3.5136e-06 | 345.7908 | 0 | 411.0326 | 0.26432 | 411.0326 | 0.33892
|  | 411.2509 | 0.03542 | 411.2509 | 3.3685 | 346.0441 | 0.71342 | 347.6595 | 0.002103 | 345.1122 | 0.90174 | 341.334 | 0 | 341.334 | 0 | 411.2509 | 0.17056 | 346.002 | 0 | 347.6595 | 0.00017 | 341.334 | 4.4122e-05 | 341.1198 | 0 | 346.002 | 0.021531 | 346.0441 | 0.040149 | 341.334 | 0.00054775 | 411.2509 | 0.092878 | 341.334 | 1.8018e-06 | 346.002 | 0 | 411.2509 | 0.32139 | 411.2509 | 0.37432
|  | 411.4692 | 0.088345 | 411.4692 | 3.2017 | 346.259 | 0.29013 | 347.8736 | 0.00067739 | 345.3285 | 1.1162 | 341.5483 | 0 | 341.5483 | 0 | 411.4692 | 0.062185 | 346.2133 | 0 | 347.8736 | -0.00040143 | 341.5483 | -4.6569e-05 | 341.334 | 0 | 346.2133 | -0.083201 | 346.259 | 0.03989 | 341.5483 | -0.000228 | 411.4692 | 0.0065303 | 341.5483 | -9.3575e-05 | 346.2133 | 0 | 411.4692 | 0.2621 | 411.4692 | 0.33884
|  | 411.6876 | 0.035418 | 411.6876 | 2.9526 | 346.4739 | 0.7005 | 348.0876 | 0.0020177 | 345.5448 | 1.0839 | 341.7626 | 0 | 341.7626 | 0 | 411.6876 | 0.17849 | 346.4246 | 0 | 348.0876 | 0.00035576 | 341.7626 | 0.00028486 | 341.5483 | 0 | 346.4246 | 0.19758 | 346.4739 | 0.039652 | 341.7626 | 0.00071993 | 411.6876 | 0.080613 | 341.7626 | 9.9957e-05 | 346.4246 | 0 | 411.6876 | 0.31522 | 411.6876 | 0.37453
|  | 411.906 | 0.044172 | 411.906 | 2.7612 | 346.6888 | 0.22256 | 348.3017 | -0.00068382 | 345.7612 | 1.3042 | 341.9769 | 0 | 341.9769 | 0 | 411.906 | 0.077715 | 346.6359 | 0 | 348.3017 | -1.966e-05 | 341.9769 | -9.7275e-05 | 341.7626 | 0 | 346.6359 | -0.031113 | 346.6888 | 0.039464 | 341.9769 | 9.6079e-05 | 411.906 | 0.018671 | 341.9769 | -3.018e-06 | 346.6359 | 0 | 411.906 | 0.28748 | 411.906 | 0.36384
|  | 412.1243 | 0.044172 | 412.1243 | 2.6114 | 346.9037 | 0.68435 | 348.5158 | 0.0021922 | 345.9775 | 1.0545 | 342.1912 | 0 | 342.1912 | 0 | 412.1243 | 0.17801 | 346.8472 | 0 | 348.5158 | 0.0001646 | 342.1912 | 0.00024265 | 341.9769 | 0 | 346.8472 | 0.14819 | 346.9037 | 0.039346 | 342.1912 | 0.00078713 | 412.1243 | 0.093128 | 342.1912 | -0.00018133 | 346.8472 | 0 | 412.1243 | 0.31744 | 412.1243 | 0.38641
|  | 412.3428 | 0.044172 | 412.3428 | 2.4535 | 347.1187 | 0.23265 | 348.7299 | 0.00021316 | 346.1939 | 1.2865 | 342.4056 | 0 | 342.4056 | 0 | 412.3428 | 0.072427 | 347.0585 | 0 | 348.7299 | -8.7179e-05 | 342.4056 | -0.00022178 | 342.1912 | 0 | 347.0585 | -0.24058 | 347.1187 | 0.039306 | 342.4056 | -5.5861e-05 | 412.3428 | 0.01438 | 342.4056 | -8.9345e-05 | 347.0585 | 0 | 412.3428 | 0.26932 | 412.3428 | 0.35292
|  | 412.5612 | 0.044172 | 412.5612 | 2.3038 | 347.3336 | 0.6551 | 348.9441 | 0.0023313 | 346.4103 | 1.0369 | 342.6199 | 0 | 342.6199 | 0 | 412.5612 | 0.16753 | 347.2698 | 0 | 348.9441 | 0.00010581 | 342.6199 | 0.00010855 | 342.4056 | 0 | 347.2698 | -0.12683 | 347.3336 | 0.039338 | 342.6199 | 0.00077423 | 412.5612 | 0.098668 | 342.6199 | 3.2595e-05 | 347.2698 | 0 | 412.5612 | 0.30308 | 412.5612 | 0.37655
|  | 412.7796 | 0.044172 | 412.7796 | 2.1872 | 347.5486 | 0.24287 | 349.1582 | -0.00085597 | 346.6267 | 1.2395 | 342.8343 | 0 | 342.8343 | 0 | 412.7796 | 0.063938 | 347.4812 | 0 | 349.1582 | -9.6943e-05 | 342.8343 | 5.7668e-06 | 342.6199 | 0 | 347.4812 | 0.044415 | 347.5486 | 0.039429 | 342.8343 | -0.0003876 | 412.7796 | 0.010972 | 342.8343 | 0.00012466 | 347.4812 | 0 | 412.7796 | 0.26195 | 412.7796 | 0.33532
|  | 412.998 | -0.044172 | 412.998 | 2.0377 | 347.7636 | 0.64317 | 349.3723 | 0.002371 | 346.8431 | 0.98693 | 343.0486 | 0 | 343.0486 | 0 | 412.998 | 0.1589 | 347.6925 | 0 | 349.3723 | 0.00028974 | 343.0486 | 6.232e-05 | 342.8343 | 0 | 347.6925 | 0.18104 | 347.7636 | 0.039559 | 343.0486 | 0.00024226 | 412.998 | 0.07559 | 343.0486 | 1.3889e-05 | 347.6925 | 0 | 412.998 | 0.30774 | 412.998 | 0.38019
|  | 413.2165 | 0.088345 | 413.2165 | 1.9626 | 347.9786 | 0.2298 | 349.5865 | -0.00079353 | 347.0595 | 1.1544 | 343.263 | 0 | 343.263 | 0 | 413.2165 | 0.067677 | 347.9039 | 0 | 349.5865 | -6.2506e-05 | 343.263 | -0.00021437 | 343.0486 | 0 | 347.9039 | 0.18835 | 347.9786 | 0.039707 | 343.263 | -0.00024226 | 413.2165 | 0.014651 | 343.263 | 9.7229e-06 | 347.9039 | 0 | 413.2165 | 0.27179 | 413.2165 | 0.36795
|  | 413.435 | 0.044172 | 413.435 | 1.7717 | 348.1936 | 0.65496 | 349.8007 | 0.0018246 | 347.276 | 0.89587 | 343.4774 | 0 | 343.4774 | 0 | 413.435 | 0.16685 | 348.1153 | 0 | 349.8007 | 0.00037833 | 343.4774 | 0.00016923 | 343.263 | 0 | 348.1153 | 0.1747 | 348.1936 | 0.039855 | 343.4774 | 0.00058863 | 413.435 | 0.07216 | 343.4774 | 1.9587e-05 | 348.1153 | 0 | 413.435 | 0.32439 | 413.435 | 0.40434
|  | 413.6534 | 0.034773 | 413.6534 | 1.6882 | 348.4086 | 0.21821 | 350.0149 | 0.00028395 | 347.4924 | 1.078 | 343.6918 | 0 | 343.6918 | 0 | 413.6534 | 0.048944 | 348.3267 | 0 | 350.0149 | -0.00032646 | 343.6918 | -8.2814e-05 | 343.4774 | 0 | 348.3267 | -0.17541 | 348.4086 | 0.039987 | 343.6918 | -0.00040758 | 413.6534 | 0.0028102 | 343.6918 | -4.7176e-05 | 348.3267 | 0 | 413.6534 | 0.30046 | 413.6534 | 0.4165
|  | 413.8719 | 0.053572 | 413.8719 | 1.5802 | 348.6236 | 0.69198 | 350.2291 | 0.0011097 | 347.7089 | 0.85181 | 343.9062 | 0 | 343.9062 | 0 | 413.8719 | 0.14917 | 348.5381 | 0 | 350.2291 | 0.00029894 | 343.9062 | 0.00016396 | 343.6918 | 0 | 348.5381 | 0.083366 | 348.6236 | 0.040095 | 343.9062 | 0.00074433 | 413.8719 | 0.082281 | 343.9062 | -5.2881e-05 | 348.5381 | 0 | 413.8719 | 0.36448 | 413.8719 | 0.45609
|  | 414.0904 | 0.044172 | 414.0904 | 1.5053 | 348.8386 | 0.22512 | 350.4434 | -0.00026682 | 347.9253 | 1.0427 | 344.1206 | 0 | 344.1206 | 0 | 414.0904 | 0.089626 | 348.7495 | 0 | 350.4434 | -0.00036363 | 344.1206 | -0.0001944 | 343.9062 | 0 | 348.7495 | -0.047971 | 348.8386 | 0.040171 | 344.1206 | -0.00056707 | 414.0904 | 0.026638 | 344.1206 | 6.0911e-05 | 348.7495 | 0 | 414.0904 | 0.34548 | 414.0904 | 0.45136
|  | 414.309 | 0.13252 | 414.309 | 1.4222 | 349.0537 | 0.62132 | 350.6576 | 0.0011093 | 348.1418 | 0.80775 | 344.3351 | 0 | 344.3351 | 0 | 414.309 | 0.1685 | 348.961 | 0 | 350.6576 | 0.00011692 | 344.3351 | 1.402e-05 | 344.1206 | 0 | 348.961 | 0.067449 | 349.0537 | 0.040211 | 344.3351 | 8.9055e-05 | 414.309 | 0.080252 | 344.3351 | -0.00011503 | 348.961 | 0 | 414.309 | 0.37541 | 414.309 | 0.47614
|  | 414.5275 | 0.044172 | 414.5275 | 1.3639 | 349.2687 | 0.19221 | 350.8719 | -0.00034129 | 348.3583 | 0.98105 | 344.5496 | 0 | 344.5496 | 0 | 414.5275 | 0.053285 | 349.1724 | 0 | 350.8719 | -0.00034692 | 344.5496 | -0.00015228 | 344.3351 | 0 | 349.1724 | -0.049813 | 349.2687 | 0.040215 | 344.5496 | -0.00043334 | 414.5275 | 0.013182 | 344.5496 | -9.4068e-05 | 349.1724 | 0 | 414.5275 | 0.32052 | 414.5275 | 0.44435
|  | 414.7461 | 0.034773 | 414.7461 | 1.314 | 349.4838 | 0.68573 | 351.0861 | 0.0021495 | 348.5749 | 0.79307 | 344.764 | 0 | 344.764 | 0 | 414.7461 | 0.16285 | 349.3839 | 0 | 351.0861 | 0.00027431 | 344.764 | 4.728e-05 | 344.5496 | 0 | 349.3839 | 0.096025 | 349.4838 | 0.040185 | 344.764 | 0.00078671 | 414.7461 | 0.082419 | 344.764 | -3.3004e-05 | 349.3839 | 0 | 414.7461 | 0.38423 | 414.7461 | 0.47741
|  | 414.9647 | 0.044172 | 414.9647 | 1.2475 | 349.6989 | 0.28275 | 351.3005 | -0.00074561 | 348.7914 | 0.97518 | 344.9785 | 0 | 344.9785 | 0 | 414.9647 | 0.058626 | 349.5953 | 0 | 351.3005 | -0.00022551 | 344.9785 | -0.00021996 | 344.764 | 0 | 349.5953 | 0.016659 | 349.6989 | 0.04013 | 344.9785 | -0.00018015 | 414.9647 | 0.0093785 | 344.9785 | -8.0537e-05 | 349.5953 | 0 | 414.9647 | 0.34883 | 414.9647 | 0.46911
|  | 415.1832 | 0.0086542 | 415.1832 | 1.1976 | 349.914 | 0.68002 | 351.5148 | 0.0012909 | 349.0079 | 0.7725 | 345.193 | 0 | 345.193 | 0 | 415.1832 | 0.15198 | 349.8068 | 0 | 351.5148 | 3.1781e-05 | 345.193 | 0.00026637 | 344.9785 | 0 | 349.8068 | -0.039371 | 349.914 | 0.040064 | 345.193 | 0.00063812 | 415.1832 | 0.08463 | 345.193 | 9.6821e-05 | 349.8068 | 0 | 415.1832 | 0.40019 | 415.1832 | 0.51022
|  | 415.4018 | 0 | 415.4018 | 1.1228 | 350.1291 | 0.24621 | 351.7291 | 0.00024239 | 349.2245 | 0.98693 | 345.4075 | 0 | 345.4075 | 0 | 415.4018 | 0.079031 | 350.0183 | 0 | 351.7291 | -0.00022217 | 345.4075 | -0.00021545 | 345.193 | 0 | 350.0183 | -0.012316 | 350.1291 | 0.040009 | 345.4075 | -0.00067487 | 415.4018 | 0.027989 | 345.4075 | 8.4797e-06 | 350.0183 | 0 | 415.4018 | 0.37509 | 415.4018 | 0.51546
|  | 415.6205 | 0.052827 | 415.6205 | 1.0728 | 350.3442 | 0.64342 | 351.9434 | 0.001911 | 349.441 | 0.796 | 345.622 | 0 | 345.622 | 0 | 415.6205 | 0.1643 | 350.2298 | 0 | 351.9434 | 9.77e-05 | 345.622 | 0.00026282 | 345.4075 | 0 | 350.2298 | 0.18071 | 350.3442 | 0.039988 | 345.622 | 0.00075607 | 415.6205 | 0.075398 | 345.622 | 5.6567e-05 | 350.2298 | 0 | 415.6205 | 0.41669 | 415.6205 | 0.5358
|  | 415.8391 | 0.0087529 | 415.8391 | 0.97316 | 350.5593 | 0.24985 | 352.1578 | -0.00043868 | 349.6576 | 1.0045 | 345.8365 | 0 | 345.8365 | 0 | 415.8391 | 0.061683 | 350.4413 | 0 | 352.1578 | -0.00026876 | 345.8365 | -9.6395e-05 | 345.622 | 0 | 350.4413 | 0.10046 | 350.5593 | 0.04002 | 345.8365 | -0.00042936 | 415.8391 | 0.011632 | 345.8365 | -5.5842e-05 | 350.4413 | 0 | 415.8391 | 0.39211 | 415.8391 | 0.52991
|  | 416.0577 | 0.044172 | 416.0577 | 0.93971 | 350.7744 | 0.69464 | 352.3721 | 0.0028764 | 349.8742 | 0.81069 | 346.0511 | 0 | 346.0511 | 0 | 416.0577 | 0.1627 | 350.6529 | 0 | 352.3721 | 6.0461e-05 | 346.0511 | 8.528e-05 | 345.8365 | 0 | 350.6529 | 0.12084 | 350.7744 | 0.040121 | 346.0511 | 0.00045154 | 416.0577 | 0.075363 | 346.0511 | 2.954e-05 | 350.6529 | 0 | 416.0577 | 0.41943 | 416.0577 | 0.5591
|  | 416.2764 | 0.044172 | 416.2764 | 0.86499 | 350.9896 | 0.23843 | 352.5865 | -0.00051846 | 350.0908 | 0.98693 | 346.2657 | 0 | 346.2657 | 0 | 416.2764 | 0.061382 | 350.8644 | 0 | 352.5865 | -0.00038444 | 346.2657 | -7.656e-05 | 346.0511 | 0 | 350.8644 | 0.11951 | 350.9896 | 0.040291 | 346.2657 | -9.8578e-05 | 416.2764 | 0.020445 | 346.2657 | -2.9899e-05 | 350.8644 | 0 | 416.2764 | 0.40728 | 416.2764 | 0.56566
|  | 416.4951 | 0 | 416.4951 | 0.74869 | 351.2047 | 0.68641 | 352.8009 | 0.0011077 | 350.3074 | 0.83712 | 346.4802 | 0 | 346.4802 | 0 | 416.4951 | 0.14797 | 351.076 | 0 | 352.8009 | 0.0001964 | 346.4802 | 0.00015581 | 346.2657 | 0 | 351.076 | 0.18872 | 351.2047 | 0.040518 | 346.4802 | 0.00028575 | 416.4951 | 0.072948 | 346.4802 | 0.00012055 | 351.076 | 0 | 416.4951 | 0.44413 | 416.4951 | 0.59336
|  | 416.7138 | 0.0086112 | 416.7138 | 0.69854 | 351.4199 | 0.25572 | 353.0153 | -0.00059518 | 350.5241 | 1.0192 | 346.6948 | 0 | 346.6948 | 0 | 416.7138 | 0.067633 | 351.2876 | 0 | 353.0153 | -0.00016117 | 346.6948 | -0.00022596 | 346.4802 | 0 | 351.2876 | 0.053483 | 351.4199 | 0.040777 | 346.6948 | 0.00010355 | 416.7138 | 0.015697 | 346.6948 | -2.2441e-05 | 351.2876 | 0 | 416.7138 | 0.42407 | 416.7138 | 0.58925
|  | 416.9325 | 0.02602 | 416.9325 | 0.66528 | 351.6351 | 0.6706 | 353.2298 | 0.0017255 | 350.7407 | 0.82538 | 346.9094 | 0 | 346.9094 | 0 | 416.9325 | 0.16427 | 351.4992 | 0 | 353.2298 | 0.00019853 | 346.9094 | 0.00023234 | 346.6948 | 0 | 351.4992 | 0.2919 | 351.6351 | 0.041035 | 346.9094 | 0.00047626 | 416.9325 | 0.084822 | 346.9094 | 0.0001768 | 351.4992 | 0 | 416.9325 | 0.48944 | 416.9325 | 0.65379
|  | 417.1512 | 0 | 417.1512 | 0.66528 | 351.8503 | 0.24314 | 353.4442 | 0.00076753 | 350.9574 | 0.9928 | 347.124 | 0 | 347.124 | 0 | 417.1512 | 0.079888 | 351.7108 | 0 | 353.4442 | -6.4746e-05 | 347.124 | -4.216e-05 | 346.9094 | 0 | 351.7108 | 0.075283 | 351.8503 | 0.041259 | 347.124 | -0.0004948 | 417.1512 | 0.024241 | 347.124 | -9.2483e-06 | 351.7108 | 0 | 417.1512 | 0.46149 | 417.1512 | 0.65738
|  | 417.3699 | 0.052925 | 417.3699 | 0.6404 | 352.0655 | 0.68049 | 353.6587 | 0.002085 | 351.174 | 0.8195 | 347.3386 | 0 | 347.3386 | 0 | 417.3699 | 0.16084 | 351.9224 | 0 | 353.6587 | 7.2305e-05 | 347.3386 | 0.00039016 | 347.124 | 0 | 351.9224 | 0.18196 | 352.0655 | 0.041423 | 347.3386 | 0.00075463 | 417.3699 | 0.081791 | 347.3386 | 0.00010711 | 351.9224 | 0 | 417.3699 | 0.50934 | 417.3699 | 0.70661
|  | 417.5887 | 0.044172 | 417.5887 | 0.63202 | 352.2807 | 0.21798 | 353.8731 | -0.0011331 | 351.3907 | 1.0163 | 347.5532 | 0 | 347.5532 | 0 | 417.5887 | 0.063253 | 352.134 | 0 | 353.8731 | -0.00060179 | 347.5532 | -0.00020911 | 347.3386 | 0 | 352.134 | 0.12416 | 352.2807 | 0.041511 | 347.5532 | -9.3579e-05 | 417.5887 | 0.013443 | 347.5532 | -4.0484e-05 | 352.134 | 0 | 417.5887 | 0.48796 | 417.5887 | 0.68378
|  | 417.8074 | 0.0086542 | 417.8074 | 0.59882 | 352.496 | 0.68927 | 354.0876 | 0.0011136 | 351.6074 | 0.81656 | 347.7679 | 0 | 347.7679 | 0 | 417.8074 | 0.14653 | 352.3456 | 0 | 354.0876 | 0.00021051 | 347.7679 | 9.1737e-05 | 347.5532 | 0 | 352.3456 | 0.14217 | 352.496 | 0.041523 | 347.7679 | 0.00051558 | 417.8074 | 0.071883 | 347.7679 | 8.8833e-05 | 352.3456 | 0 | 417.8074 | 0.53476 | 417.8074 | 0.72511
|  | 418.0262 | 0.097098 | 418.0262 | 0.59044 | 352.7112 | 0.21811 | 354.3021 | 5.2458e-05 | 351.8241 | 0.9928 | 347.9826 | 0 | 347.9826 | 0 | 418.0262 | 0.055958 | 352.5573 | 0 | 354.3021 | -0.00031417 | 347.9826 | -0.00031988 | 347.7679 | 0 | 352.5573 | -0.022716 | 352.7112 | 0.041475 | 347.9826 | -0.00021781 | 418.0262 | 0.016601 | 347.9826 | -0.0002015 | 352.5573 | 0 | 418.0262 | 0.51514 | 418.0262 | 0.73124
|  | 418.245 | 0 | 418.245 | 0.58212 | 352.9265 | 0.66424 | 354.5166 | 0.0016518 | 352.0408 | 0.80481 | 348.1972 | 0 | 348.1972 | 0 | 418.245 | 0.12668 | 352.769 | 0 | 354.5166 | 0.00039614 | 348.1972 | -3.0147e-05 | 347.9826 | 0 | 352.769 | 0.12154 | 352.9265 | 0.041392 | 348.1972 | 0.00063596 | 418.245 | 0.068591 | 348.1972 | -0.00012447 | 352.769 | 0 | 418.245 | 0.56249 | 418.245 | 0.76556
|  | 418.4638 | 0 | 418.4638 | 0.53235 | 353.1417 | 0.18862 | 354.7312 | -0.0010465 | 352.2576 | 1.0045 | 348.4119 | 0 | 348.4119 | 0 | 418.4638 | 0.051967 | 352.9806 | 0 | 354.7312 | -0.00037152 | 348.4119 | -0.00014342 | 348.1972 | 0 | 352.9806 | -0.088385 | 353.1417 | 0.041303 | 348.4119 | -0.00038319 | 418.4638 | 0.0031747 | 348.4119 | -5.8042e-05 | 352.9806 | 0 | 418.4638 | 0.5337 | 418.4638 | 0.77456
|  | 418.6826 | 0.044172 | 418.6826 | 0.51559 | 353.357 | 0.66636 | 354.9457 | 0.0031107 | 352.4743 | 0.843 | 348.6266 | 0 | 348.6266 | 0 | 418.6826 | 0.14576 | 353.1923 | 0 | 354.9457 | 0.00023392 | 348.6266 | 0.00010277 | 348.4119 | 0 | 353.1923 | 0.018751 | 353.357 | 0.041239 | 348.6266 | 0.00046855 | 418.6826 | 0.088842 | 348.6266 | 2.4873e-05 | 353.1923 | 0 | 418.6826 | 0.606 | 418.6826 | 0.83619
|  | 418.9015 | 0.017265 | 418.9015 | 0.49896 | 353.5723 | 0.20543 | 355.1603 | 0.00025171 | 352.6911 | 1.0163 | 348.8413 | 0 | 348.8413 | 0 | 418.9015 | 0.076031 | 353.404 | 0 | 355.1603 | -0.00023883 | 348.8413 | -9.4906e-05 | 348.6266 | 0 | 353.404 | 0.024984 | 353.5723 | 0.041221 | 348.8413 | 4.9226e-05 | 418.9015 | 0.012861 | 348.8413 | -5.7464e-05 | 353.404 | 0 | 418.9015 | 0.5754 | 418.9015 | 0.83362
|  | 419.1203 | 0.088345 | 419.1203 | 0.47408 | 353.7876 | 0.675 | 355.3748 | 0.0022663 | 352.9079 | 0.85181 | 349.056 | 0 | 349.056 | 0 | 419.1203 | 0.13365 | 353.6157 | 0 | 355.3748 | 0.00012556 | 349.056 | 5.203e-05 | 348.8413 | 0 | 353.6157 | 0.18574 | 353.7876 | 0.041261 | 349.056 | 0.00051576 | 419.1203 | 0.061203 | 349.056 | -1.8767e-05 | 353.6157 | 0 | 419.1203 | 0.63422 | 419.1203 | 0.87887
|  | 419.3392 | 0.017265 | 419.3392 | 0.4657 | 354.0029 | 0.24103 | 355.5894 | -0.00029644 | 353.1246 | 1.0574 | 349.2708 | 0 | 349.2708 | 0 | 419.3392 | 0.057196 | 353.8274 | 0 | 355.5894 | -0.00024176 | 349.2708 | -0.00012138 | 349.056 | 0 | 353.8275 | 0.19088 | 354.0029 | 0.041358 | 349.2708 | -0.00021934 | 419.3392 | 0.020703 | 349.2708 | 4.4065e-05 | 353.8275 | 0 | 419.3392 | 0.60115 | 419.3392 | 0.88525
|  | 419.5581 | 0.0093997 | 419.5581 | 0.45738 | 354.2182 | 0.6825 | 355.804 | 0.0011638 | 353.3414 | 0.88118 | 349.4855 | 0 | 349.4855 | 0 | 419.5581 | 0.15328 | 354.0392 | 0 | 355.804 | 0.00012038 | 349.4855 | 4.3817e-05 | 349.2708 | 0 | 354.0392 | 0.23371 | 354.2182 | 0.041501 | 349.4855 | 0.00026835 | 419.5581 | 0.074153 | 349.4855 | 5.1611e-05 | 354.0392 | 0 | 419.5581 | 0.65209 | 419.5581 | 0.94119
|  | 419.777 | 0.061579 | 419.777 | 0.40761 | 354.4336 | 0.23705 | 356.0186 | -0.0010923 | 353.5583 | 1.0692 | 349.7003 | 0 | 349.7003 | 0 | 419.777 | 0.067918 | 354.2509 | 0 | 356.0186 | -0.00021325 | 349.7003 | -0.00018643 | 349.4855 | 0 | 354.2509 | 0.17826 | 354.4336 | 0.041668 | 349.7003 | -0.00042717 | 419.777 | 0.017578 | 349.7003 | -7.2068e-05 | 354.2509 | 0 | 419.777 | 0.64974 | 419.777 | 0.94784
|  | 419.9959 | 0.044172 | 419.9959 | 0.34108 | 354.6489 | 0.64967 | 356.2333 | 0.00060348 | 353.7751 | 0.87531 | 349.915 | 0 | 349.915 | 0 | 419.9959 | 0.15488 | 354.4627 | 0 | 356.2333 | 0.00032531 | 349.915 | 1.0449e-05 | 349.7003 | 0 | 354.4627 | 0.15422 | 354.6489 | 0.041829 | 349.915 | 0.00074954 | 419.9959 | 0.069323 | 349.915 | -5.5114e-05 | 354.4627 | 0 | 419.9959 | 0.68722 | 419.9959 | 0.97991
|  | 420.2148 | 0 | 420.2148 | 0.30769 | 354.8643 | 0.24882 | 356.4479 | -0.00030953 | 353.9919 | 1.0662 | 350.1298 | 0.9312 | 350.1298 | 0.25753 | 420.2148 | 0.052683 | 354.6745 | 0 | 356.4479 | -0.00012325 | 350.1298 | -0.00015183 | 349.915 | 0 | 354.6745 | -0.090312 | 354.8643 | 0.041956 | 350.1298 | 1.5784e-05 | 420.2148 | 0.0099605 | 350.1298 | -1.1076e-05 | 354.6745 | 0 | 420.2148 | 0.66687 | 420.2148 | 0.97806
|  | 420.4337 | 0.044172 | 420.4337 | 0.29106 | 355.0797 | 0.65369 | 356.6626 | 0.0026711 | 354.2088 | 0.89881 | 350.3446 | 0.57638 | 350.3446 | 0.22877 | 420.4337 | 0.13346 | 354.8863 | 0 | 356.6626 | 0.00030974 | 350.3446 | 0.00024961 | 350.1298 | 0 | 354.8863 | 0.20346 | 355.0797 | 0.04202 | 350.3446 | 0.00066795 | 420.4337 | 0.065405 | 350.3446 | 0.00020225 | 354.8863 | 0 | 420.4337 | 0.72363 | 420.4337 | 1.0309
|  | 420.6527 | 0 | 420.6527 | 0.26618 | 355.295 | 0.2678 | 356.8773 | -0.00024162 | 354.4256 | 1.0897 | 350.5595 | 1.5795 | 350.5595 | 0.15077 | 420.6527 | 0.067777 | 355.0981 | 0 | 356.8773 | 6.3206e-05 | 350.5595 | -0.00017235 | 350.3446 | 0 | 355.0981 | -0.036616 | 355.295 | 0.042004 | 350.5595 | -0.00033962 | 420.6527 | 0.021358 | 350.5595 | 0.00010099 | 355.0981 | 0 | 420.6527 | 0.71065 | 420.6527 | 1.0332
|  | 420.8717 | 0.044172 | 420.8717 | 0.2578 | 355.5104 | 0.64042 | 357.092 | 0.00084042 | 354.6425 | 0.87825 | 350.7743 | 0.31149 | 350.7743 | 0.13007 | 420.8717 | 0.15011 | 355.3099 | 0 | 357.092 | 0.00024134 | 350.7743 | 0.00011275 | 350.5595 | 0 | 355.3099 | 0.11576 | 355.5104 | 0.041895 | 350.7743 | 0.00090946 | 420.8717 | 0.083266 | 350.7743 | 1.233e-05 | 355.3099 | 0 | 420.8717 | 0.74344 | 420.8717 | 1.0654
|  | 421.0907 | 0.034773 | 421.0907 | 0.2246 | 355.7259 | 0.20638 | 357.3067 | 0.00033435 | 354.8594 | 1.0604 | 350.9891 | 0.14307 | 350.9891 | 0.1645 | 421.0907 | 0.068884 | 355.5217 | 0 | 357.3067 | -0.00033883 | 350.9891 | -6.2632e-05 | 350.7743 | 0 | 355.5217 | -0.080857 | 355.7259 | 0.041694 | 350.9891 | 7.5038e-05 | 421.0907 | 0.012406 | 350.9891 | 6.0782e-05 | 355.5217 | 0 | 421.0907 | 0.73048 | 421.0907 | 1.0762
|  | 421.3097 | -0.035518 | 421.3097 | 0.21622 | 355.9413 | 0.68987 | 357.5214 | 0.0014674 | 355.0763 | 0.87237 | 351.204 | 2.057 | 351.204 | 0.33553 | 421.3097 | 0.1519 | 355.7335 | 0 | 357.5214 | 0.00015756 | 351.204 | 6.351e-05 | 350.9891 | 0 | 355.7336 | 0.20769 | 355.9413 | 0.041412 | 351.204 | 0.00074627 | 421.3097 | 0.075461 | 351.204 | -1.9312e-05 | 355.7336 | 0 | 421.3097 | 0.78001 | 421.3097 | 1.1305
|  | 421.5287 | 0.078945 | 421.5287 | 0.2079 | 356.1567 | 0.25012 | 357.7362 | -0.0011766 | 355.2932 | 1.1044 | 351.4188 | 0.25917 | 351.4188 | -0.16406 | 421.5287 | 0.069769 | 355.9454 | 0 | 357.7362 | -0.00016462 | 351.4188 | -0.00013035 | 351.204 | 0 | 355.9454 | 0.059784 | 356.1567 | 0.041069 | 351.4188 | -7.222e-05 | 421.5287 | 0.021626 | 351.4188 | 2.6117e-05 | 355.9454 | 0 | 421.5287 | 0.76757 | 421.5287 | 1.1331
|  | 421.7477 | 0 | 421.7477 | 0.18302 | 356.3721 | 0.7213 | 357.9509 | 0.0022964 | 355.5101 | 0.90468 | 351.6337 | 2.1028 | 351.6337 | 0.7458 | 421.7477 | 0.1446 | 356.1573 | 0 | 357.9509 | 0.00010849 | 351.6337 | 0.00013629 | 351.4188 | 0 | 356.1573 | 0.20141 | 356.3721 | 0.040689 | 351.6337 | 0.00043807 | 421.7477 | 0.074681 | 351.6337 | 8.0833e-05 | 356.1573 | 0 | 421.7477 | 0.82857 | 421.7477 | 1.2092
|  | 421.9667 | 0 | 421.9667 | 0.14975 | 356.5876 | 0.26911 | 358.1657 | -0.0015164 | 355.7271 | 1.125 | 351.8486 | 0.29105 | 351.8486 | 0.069939 | 421.9667 | 0.056437 | 356.3691 | 0 | 358.1657 | -0.00025975 | 351.8486 | -0.00029205 | 351.6337 | 0 | 356.3691 | 0.15682 | 356.5876 | 0.040301 | 351.8486 | -0.00034646 | 421.9667 | 0.012596 | 351.8486 | -0.00010395 | 356.3691 | 0 | 421.9667 | 0.81245 | 421.9667 | 1.203
|  | 422.1858 | 0.088345 | 422.1858 | 0.083284 | 356.8031 | 0.7232 | 358.3804 | 0.0025771 | 355.944 | 0.93405 | 352.0634 | 1.9139 | 352.0634 | -0.016056 | 422.1858 | 0.16022 | 356.581 | 0 | 358.3804 | 0.00010723 | 352.0634 | 0.00018931 | 351.8486 | 0 | 356.581 | 0.32479 | 356.8031 | 0.039931 | 352.0634 | 0.00051125 | 422.1858 | 0.073255 | 352.0634 | 2.5822e-05 | 356.581 | 0 | 422.1858 | 0.87639 | 422.1858 | 1.2581
|  | 422.4049 | 0.034773 | 422.4049 | 0.0084384 | 357.0185 | 0.21575 | 358.5953 | 0.0001064 | 356.161 | 1.1632 | 352.2784 | -0.35891 | 352.2784 | 0.073643 | 422.4049 | 0.086694 | 356.7929 | 0 | 358.5953 | -0.00040513 | 352.2784 | -0.00019784 | 352.0634 | 0 | 356.7929 | 0.11239 | 357.0185 | 0.039603 | 352.2784 | -0.00020246 | 422.4049 | 0.01226 | 352.2784 | -9.1443e-05 | 356.7929 | 0 | 422.4049 | 0.85945 | 422.4049 | 1.2912
|  | 422.6239 | 0.017407 | 422.6239 | 0.024822 | 357.234 | 0.64569 | 358.81 | 0.0018566 | 356.378 | 0.95755 | 352.4933 | 0.94919 | 352.4933 | 0.14424 | 422.6239 | 0.13642 | 357.0048 | 0 | 358.81 | 0.00012541 | 352.4933 | 0.00014975 | 352.2784 | 0 | 357.0048 | 0.33622 | 357.234 | 0.039338 | 352.4933 | 0.0007539 | 422.6239 | 0.088313 | 352.4933 | -1.5556e-05 | 357.0048 | 0 | 422.6239 | 0.91962 | 422.6239 | 1.3523
|  | 422.8431 | 0.044172 | 422.8431 | 0.058215 | 357.4495 | 0.23465 | 359.0249 | -0.00086862 | 356.595 | 1.1955 | 352.7082 | 1.4152 | 352.7082 | 0.19674 | 422.8431 | 0.075774 | 357.2168 | 0 | 359.0249 | -0.0001615 | 352.7082 | -0.00015212 | 352.4933 | 0 | 357.2168 | 0.24352 | 357.4495 | 0.039147 | 352.7082 | -0.00043745 | 422.8431 | 0.018801 | 352.7082 | -4.3195e-05 | 357.2168 | 0 | 422.8431 | 0.89977 | 422.8431 | 1.3683
|  | 423.0622 | -0.017366 | 423.0622 | 0 | 357.665 | 0.71339 | 359.2397 | 0.0018397 | 356.812 | 1.0369 | 352.9232 | 0.99742 | 352.9232 | -0.015222 | 423.0622 | 0.15379 | 357.4287 | 0 | 359.2397 | 0.00029945 | 352.9232 | 0.00013394 | 352.7082 | 0 | 357.4287 | 0.18633 | 357.665 | 0.039035 | 352.9232 | 0.00034654 | 423.0622 | 0.074265 | 352.9232 | 0.00014957 | 357.4287 | 0 | 423.0622 | 0.96733 | 423.0622 | 1.4252
|  | 423.2813 | 0.044172 | 423.2813 | 0.066576 | 357.8806 | 0.24256 | 359.4546 | -0.00054203 | 357.029 | 1.2572 | 353.1381 | 0.84209 | 353.1381 | -0.084101 | 423.2813 | 0.053016 | 357.6407 | 0 | 359.4546 | -5.5534e-05 | 353.1381 | -0.00030997 | 352.9232 | 0 | 357.6407 | -0.10223 | 357.8806 | 0.039 | 353.1381 | 0.000152 | 423.2813 | 0.023052 | 353.1381 | -5.8525e-05 | 357.6407 | 0 | 423.2813 | 0.96505 | 423.2813 | 1.449
|  | 423.5004 | 0 | 423.5004 | 0.04158 | 358.0961 | 0.65414 | 359.6694 | 0.0012359 | 357.246 | 1.0721 | 353.3531 | -0.070794 | 353.3531 | 0.17387 | 423.5004 | 0.14396 | 357.8526 | 0 | 359.6694 | 0.00029352 | 353.3531 | 0.00011624 | 353.1381 | 0 | 357.8526 | 0.27604 | 358.0961 | 0.039033 | 353.3531 | 0.00052396 | 423.5004 | 0.077944 | 353.3531 | 8.1547e-05 | 357.8526 | 0 | 423.5004 | 1.0242 | 423.5004 | 1.5092
|  | 423.7196 | -0.034773 | 423.7196 | 0 | 358.3116 | 0.27499 | 359.8843 | -0.00076819 | 357.4631 | 1.266 | 353.5681 | 0.33275 | 353.5681 | -0.050984 | 423.7196 | 0.067239 | 358.0646 | 0 | 359.8843 | -0.00023353 | 353.5681 | -5.2846e-05 | 353.3531 | 0 | 358.0646 | 0.097266 | 358.3116 | 0.039125 | 353.5681 | -0.00014235 | 423.7196 | 0.020177 | 353.5681 | -9.6464e-05 | 358.0646 | 0 | 423.7196 | 1.019 | 423.7196 | 1.5378
|  | 423.9388 | 0.044172 | 423.9388 | 0.066544 | 358.5272 | 0.68268 | 360.0992 | 0.0022861 | 357.6802 | 1.0369 | 353.7831 | 0.76115 | 353.7831 | 0.44142 | 423.9388 | 0.14872 | 358.2766 | 0 | 360.0992 | 0.0001489 | 353.7831 | 0.00022122 | 353.5681 | 0 | 358.2766 | 0.14292 | 358.5272 | 0.039265 | 353.7831 | 0.00067282 | 423.9388 | 0.07137 | 353.7831 | 0.0001485 | 358.2766 | 0 | 423.9388 | 1.0863 | 423.9388 | 1.6151
|  | 424.158 | 0 | 424.158 | 0.04158 | 358.7428 | 0.29212 | 360.3141 | -0.62932 | 357.8972 | 1.2425 | 353.9981 | 0.63361 | 353.9981 | 0.18345 | 424.158 | 0.067428 | 358.4886 | 0 | 360.3141 | -0.29957 | 353.9981 | -0.10861 | 353.7831 | 0 | 358.4886 | -0.058973 | 358.7428 | 0.039446 | 353.9981 | -0.36378 | 424.158 | 0.021292 | 353.9981 | -0.083993 | 358.4886 | 0 | 424.158 | 1.0793 | 424.158 | 1.6286
|  | 424.3772 | 0.035561 | 424.3772 | 0.04158 | 358.9583 | 0.76038 | 360.529 | 2.1572 | 358.1143 | 1.0134 | 354.2131 | 1.1863 | 354.2131 | 0.13639 | 424.3772 | 0.13906 | 358.7006 | 0 | 360.529 | 0.31991 | 354.2131 | 0.20417 | 353.9981 | 0 | 358.7006 | 0.050133 | 358.9583 | 0.039664 | 354.2131 | 0.62848 | 424.3772 | 0.079452 | 354.2131 | 0.12089 | 358.7006 | 0 | 424.3772 | 1.1468 | 424.3772 | 1.6759
|  | 424.5964 | 0.052927 | 424.5964 | 0.08316 | 359.174 | 0.31166 | 360.744 | 0.21516 | 358.3314 | 1.1955 | 354.4282 | 0.11773 | 354.4282 | 0.13988 | 424.5964 | 0.059411 | 358.9126 | 0 | 360.744 | -0.062355 | 354.4282 | -0.012643 | 354.2131 | 0 | 358.9126 | 0.12204 | 359.174 | 0.039921 | 354.4282 | 0.046053 | 424.5964 | 0.0093392 | 354.4282 | 0.011799 | 358.9126 | 0 | 424.5964 | 1.1376 | 424.5964 | 1.7329
|  | 424.8156 | 0 | 424.8156 | 0.016644 | 359.3896 | 0.67029 | 360.959 | 0.66063 | 358.5485 | 0.99574 | 354.6432 | 0.43167 | 354.6432 | 0.13857 | 424.8156 | 0.13741 | 359.1247 | 0 | 360.959 | 0.1242 | 354.6432 | -0.024301 | 354.4282 | 0 | 359.1247 | 0.10474 | 359.3896 | 0.040221 | 354.6432 | 0.26625 | 424.8156 | 0.064036 | 354.6432 | 0.047099 | 359.1247 | 0 | 424.8156 | 1.2118 | 424.8156 | 1.7977
|  | 425.0349 | 0.017409 | 425.0349 | 0.049882 | 359.6052 | 0.33195 | 361.1739 | -1.2618 | 358.7656 | 1.216 | 354.8582 | 0.36136 | 354.8582 | -0.0040548 | 425.0349 | 0.073479 | 359.3367 | 0 | 361.1739 | -0.041513 | 354.8582 | -0.13981 | 354.6432 | 0 | 359.3367 | -0.032696 | 359.6052 | 0.040566 | 354.8582 | 0.013684 | 425.0349 | 0.027613 | 354.8582 | 0.0074603 | 359.3367 | 0 | 425.0349 | 1.2183 | 425.0349 | 1.8313
|  | 425.2541 | 0.044172 | 425.2541 | 0.08316 | 359.8208 | 0.71019 | 361.3889 | 1.2774 | 358.9828 | 0.98105 | 355.0733 | 1.0089 | 355.0733 | -0.057084 | 425.2541 | 0.16482 | 359.5488 | 0 | 361.3889 | 0.092854 | 355.0733 | 0.070685 | 354.8582 | 0 | 359.5488 | 0.20222 | 359.8208 | 0.040955 | 355.0733 | 0.56076 | 425.2541 | 0.081746 | 355.0733 | -0.076536 | 359.5488 | 0 | 425.2541 | 1.2849 | 425.2541 | 1.9044
|  | 425.4734 | -0.035418 | 425.4734 | 0 | 360.0364 | 0.31182 | 361.6039 | -0.3945 | 359.1999 | 1.1132 | 355.2884 | 0.96717 | 355.2884 | 0.019897 | 425.4734 | 0.061686 | 359.7609 | 0 | 361.6039 | -0.28754 | 355.2884 | -0.089321 | 355.0733 | 0 | 359.7609 | -0.10692 | 360.0364 | 0.041382 | 355.2884 | -0.11765 | 425.4734 | 0.031644 | 355.2884 | -0.030632 | 359.7609 | 0 | 425.4734 | 1.3119 | 425.4734 | 1.9713
|  | 425.6927 | 0 | 425.6927 | 0.04158 | 360.2521 | 0.68605 | 361.8189 | 1.7283 | 359.4171 | 0.91937 | 355.5035 | 0.20766 | 355.5035 | 0.36517 | 425.6927 | 0.16971 | 359.973 | 0 | 361.8189 | 0.21892 | 355.5035 | 0.084478 | 355.2884 | 0 | 359.973 | 0.016638 | 360.2521 | 0.041832 | 355.5035 | 0.5685 | 425.6927 | 0.10242 | 355.5035 | 0.059659 | 359.973 | 0 | 425.6927 | 1.3802 | 425.6927 | 2.0653
|  | 425.912 | 0.044172 | 425.912 | 0.08316 | 360.4677 | 0.34156 | 362.034 | -0.38824 | 359.6343 | 1.0868 | 355.7186 | 0.61808 | 355.7186 | -0.041397 | 425.912 | 0.071092 | 360.1851 | 0 | 362.034 | -0.14911 | 355.7186 | -0.031197 | 355.5035 | 0 | 360.1851 | 0.019387 | 360.4677 | 0.042284 | 355.7186 | -0.057276 | 425.912 | 0.034401 | 355.7186 | -0.0016659 | 360.1851 | 0 | 425.912 | 1.3784 | 425.912 | 2.094
|  | 426.1313 | 0 | 426.1313 | 0.04158 | 360.6834 | 0.69472 | 362.249 | 1.7001 | 359.8514 | 0.89587 | 355.9337 | 0.39243 | 355.9337 | 0.18694 | 426.1313 | 0.14363 | 360.3972 | 0 | 362.249 | 0.27517 | 355.9337 | 0.144 | 355.7186 | 0 | 360.3972 | 0.077816 | 360.6834 | 0.042717 | 355.9337 | 0.46943 | 426.1313 | 0.071142 | 355.9337 | 0.0053713 | 360.3972 | 0 | 426.1313 | 1.4446 | 426.1313 | 2.1502
|  | 426.3506 | 0.044172 | 426.3506 | 0.074781 | 360.8991 | 0.33122 | 362.4641 | -0.087618 | 360.0686 | 1.0486 | 356.1489 | -0.49871 | 356.1489 | 0.1438 | 426.3506 | 0.068138 | 360.6093 | 0 | 362.4641 | -0.19282 | 356.1489 | -0.037354 | 355.9337 | 0 | 360.6093 | -0.091871 | 360.8991 | 0.043105 | 356.1489 | -0.14745 | 426.3506 | 0.012767 | 356.1489 | -0.019201 | 360.6093 | 0 | 426.3506 | 1.456 | 426.3506 | 2.2077
|  | 426.57 | 0 | 426.57 | 0.033251 | 361.1148 | 0.70301 | 362.6792 | 0.94242 | 360.2858 | 0.86943 | 356.364 | 1.1266 | 356.364 | 0.037257 | 426.57 | 0.1524 | 360.8214 | 0 | 362.6792 | 0.11014 | 356.364 | 0.096053 | 356.1489 | 0 | 360.8214 | -0.01562 | 361.1148 | 0.043429 | 356.364 | 0.21207 | 426.57 | 0.079245 | 356.364 | 0.072219 | 360.8214 | 0 | 426.57 | 1.5411 | 426.57 | 2.293
|  | 426.7894 | 0 | 426.7894 | 0.016617 | 361.3305 | 0.26017 | 362.8943 | -0.54479 | 360.503 | 1.0369 | 356.5792 | 1.1781 | 356.5792 | -0.085409 | 426.7894 | 0.096385 | 361.0336 | 0 | 362.8943 | -0.1203 | 356.5792 | -0.074133 | 356.364 | 0 | 361.0336 | -0.18509 | 361.3305 | 0.043675 | 356.5792 | -0.27632 | 426.7894 | 0.011091 | 356.5792 | -0.061229 | 361.0336 | 0 | 426.7894 | 1.556 | 426.7894 | 2.3395
|  | 427.0087 | 0.044172 | 427.0087 | 0.074859 | 361.5463 | 0.76059 | 363.1094 | 1.9756 | 360.7203 | 0.84887 | 356.7944 | 0.72763 | 356.7944 | 0.27889 | 427.0087 | 0.15449 | 361.2458 | 0 | 363.1094 | 0.21146 | 356.7944 | 0.078567 | 356.5792 | 0 | 361.2458 | 0.21772 | 361.5463 | 0.043836 | 356.7944 | 0.24729 | 427.0087 | 0.072818 | 356.7944 | 0.029079 | 361.2458 | 0 | 427.0087 | 1.6116 | 427.0087 | 2.4229
|  | 427.2281 | 0 | 427.2281 | 0.016644 | 361.762 | 0.3274 | 363.3245 | 0.24286 | 360.9376 | 1.0222 | 357.0095 | 0.58537 | 357.0095 | -0.039218 | 427.2281 | 0.052726 | 361.4579 | 0 | 363.3245 | -0.041005 | 357.0095 | -0.094986 | 356.7944 | 0 | 361.4579 | 0.32407 | 361.762 | 0.043909 | 357.0095 | -0.084365 | 427.2281 | 0.01908 | 357.0095 | -0.045922 | 361.4579 | 0 | 427.2281 | 1.6191 | 427.2281 | 2.4792
|  | 427.4475 | 0.044172 | 427.4475 | 0.058274 | 361.9777 | 0.74908 | 363.5396 | 0.98625 | 361.1548 | 0.82244 | 357.2247 | 1.7095 | 357.2247 | 0.34861 | 427.4475 | 0.15718 | 361.6701 | 0 | 363.5396 | 0.19249 | 357.2247 | 0.044907 | 357.0095 | 0 | 361.6701 | 0.23741 | 361.9777 | 0.043897 | 357.2247 | 0.37152 | 427.4475 | 0.066005 | 357.2247 | 0.061621 | 361.6701 | 0 | 427.4475 | 1.7386 | 427.4475 | 2.6151
|  | 427.6669 | 0.044172 | 427.6669 | 0.08316 | 362.1935 | 0.29524 | 363.7548 | 0.39137 | 361.3721 | 0.98105 | 357.4399 | 0.45702 | 357.4399 | -0.10829 | 427.6669 | 0.064545 | 361.8823 | 0 | 363.7548 | -0.025755 | 357.4399 | -0.024957 | 357.2247 | 0 | 361.8823 | 0.0039296 | 362.1935 | 0.043806 | 357.4399 | -0.060759 | 427.6669 | 0.016372 | 357.4399 | 0.013789 | 361.8823 | 0 | 427.6669 | 1.7478 | 427.6669 | 2.6743
|  | 427.8864 | 0 | 427.8864 | 0.016557 | 362.4093 | 0.63688 | 363.9699 | 1.196 | 361.5894 | 0.83125 | 357.6552 | 0.21911 | 357.6552 | 0.54971 | 427.8864 | 0.16121 | 362.0945 | 0 | 363.9699 | 0.11912 | 357.6552 | 0.15483 | 357.4399 | 0 | 362.0945 | 0.16341 | 362.4093 | 0.043645 | 357.6552 | 0.20898 | 427.8864 | 0.081546 | 357.6552 | 0.0321 | 362.0945 | 0 | 427.8864 | 1.8221 | 427.8864 | 2.7506
|  | 428.1058 | 0.070191 | 428.1058 | 0.08316 | 362.625 | 0.31467 | 364.1851 | 0.1223 | 361.8067 | 1.0045 | 357.8704 | 0.21747 | 357.8704 | 0.069286 | 428.1058 | 0.06348 | 362.3068 | 0 | 364.1851 | -0.12708 | 357.8704 | -0.036369 | 357.6552 | 0 | 362.3068 | -0.1894 | 362.625 | 0.043419 | 357.8704 | -0.082817 | 428.1058 | 0.0053719 | 357.8704 | -0.019959 | 362.3068 | 0 | 428.1058 | 1.834 | 428.1058 | 2.8045
|  | 428.3253 | 0.044172 | 428.3253 | 0.08316 | 362.8408 | 0.77028 | 364.4003 | 1.3964 | 362.024 | 0.82831 | 358.0857 | 0.57393 | 358.0857 | 0.2133 | 428.3253 | 0.15654 | 362.519 | 0 | 364.4003 | 0.080824 | 358.0857 | 0.08341 | 357.8704 | 0 | 362.519 | 0.18426 | 362.8408 | 0.043136 | 358.0857 | 0.38274 | 428.3253 | 0.070897 | 358.0857 | 0.024021 | 362.519 | 0 | 428.3253 | 1.9188 | 428.3253 | 2.9084
|  | 428.5448 | 0.0087545 | 428.5448 | 0.04158 | 363.0566 | 0.32861 | 364.6155 | -0.041702 | 362.2413 | 0.98986 | 358.3009 | 0.27061 | 358.3009 | -0.15121 | 428.5448 | 0.06367 | 362.7313 | 0 | 364.6155 | -0.10167 | 358.3009 | 0.0042816 | 358.0857 | 0 | 362.7313 | 0.024447 | 363.0566 | 0.042802 | 358.3009 | -0.0039925 | 428.5448 | 0.013074 | 358.3009 | 0.026759 | 362.7313 | 0 | 428.5448 | 1.9223 | 428.5448 | 2.9345
|  | 428.7643 | 0 | 428.7643 | 0.04158 | 363.2725 | 0.68265 | 364.8308 | 1.2242 | 362.4587 | 0.84887 | 358.5162 | 0.57883 | 358.5162 | 0.28085 | 428.7643 | 0.16515 | 362.9435 | 0 | 364.8308 | 0.16368 | 358.5162 | 0.14548 | 358.3009 | 0 | 362.9435 | 0.39329 | 363.2725 | 0.042422 | 358.5162 | 0.41486 | 428.7643 | 0.0828 | 358.5162 | 0.065939 | 362.9435 | 0 | 428.7643 | 1.9977 | 428.7643 | 2.998
|  | 428.9838 | 0 | 428.9838 | 0.04158 | 363.4883 | 0.28975 | 365.046 | 0.67316 | 362.676 | 0.97811 | 358.7315 | 0.51752 | 358.7315 | 0.25339 | 428.9838 | 0.070977 | 363.1558 | 0 | 365.046 | -0.15419 | 358.7315 | -0.068304 | 358.5162 | 0 | 363.1558 | 0.068168 | 363.4883 | 0.041998 | 358.7315 | -0.085913 | 428.9838 | 0.015831 | 358.7315 | -0.028431 | 363.1558 | 0 | 428.9838 | 1.9544 | 428.9838 | 3.001
|  | 429.2033 | 0 | 429.2033 | 0 | 363.7041 | 0.74238 | 365.2612 | 1.005 | 362.8934 | 0.843 | 358.9468 | 0.83228 | 358.9468 | -0.015742 | 429.2033 | 0.16545 | 363.3681 | 0 | 365.2612 | 0.18266 | 358.9468 | 0.10303 | 358.7315 | 0 | 363.3681 | 0.062375 | 363.7041 | 0.041538 | 358.9468 | 0.37307 | 429.2033 | 0.089021 | 358.9468 | 0.027273 | 363.3681 | 0 | 429.2033 | 2.0085 | 429.2033 | 3.01
|  | 429.4228 | 0.044172 | 429.4228 | 0.04158 | 363.92 | 0.33452 | 365.4765 | -0.23931 | 363.1108 | 0.98986 | 359.1621 | 0.13735 | 359.1621 | 0.13095 | 429.4228 | 0.0841 | 363.5804 | 0 | 365.4765 | -0.10336 | 359.1621 | -0.060013 | 358.9468 | 0 | 363.5804 | 0.010818 | 363.92 | 0.041048 | 359.1621 | -0.18731 | 429.4228 | 0.02582 | 359.1621 | -0.050239 | 363.5804 | 0 | 429.4228 | 1.9738 | 429.4228 | 3.0075
|  | 429.6424 | 0 | 429.6424 | 0.04158 | 364.1358 | 0.71485 | 365.6918 | 1.1616 | 363.3282 | 0.796 | 359.3774 | 0.70882 | 359.3774 | 0.27932 | 429.6424 | 0.1531 | 363.7927 | 0 | 365.6918 | 0.12183 | 359.3774 | 0.10393 | 359.1621 | 0 | 363.7927 | 0.30913 | 364.1358 | 0.040542 | 359.3774 | 0.41834 | 429.6424 | 0.083713 | 359.3774 | 0.053772 | 363.7927 | 0 | 429.6424 | 2.0344 | 429.6424 | 3.0529
|  | 429.8619 | 0 | 429.8619 | 0.025009 | 364.3517 | 0.35498 | 365.9071 | -0.40389 | 363.5456 | 0.91937 | 359.5927 | 0.21665 | 359.5927 | -0.071464 | 429.8619 | 0.059873 | 364.005 | 0 | 365.9071 | -0.12488 | 359.5927 | -0.055826 | 359.3774 | 0 | 364.005 | 0.0067504 | 364.3517 | 0.040037 | 359.5927 | -0.10217 | 429.8619 | 0.02226 | 359.5927 | 0.002004 | 364.005 | 0 | 429.8619 | 1.9935 | 429.8619 | 3.0626
|  | 430.0815 | 0 | 430.0815 | 0.04158 | 364.5676 | 0.72803 | 366.1224 | -0.036195 | 363.763 | 0.76663 | 359.8081 | 0.24118 | 359.8081 | 0.22311 | 430.0815 | 0.17341 | 364.2174 | 0 | 366.1224 | 0.20181 | 359.8081 | 0.059274 | 359.5927 | 0 | 364.2174 | 0.23433 | 364.5676 | 0.039557 | 359.8081 | 0.27554 | 430.0815 | 0.07913 | 359.8081 | 0.023131 | 364.2174 | 0 | 430.0815 | 2.0783 | 430.0815 | 3.1636
|  | 430.3011 | -0.034773 | 430.3011 | -0.0083014 | 364.7835 | 0.28379 | 366.3377 | -0.014575 | 363.9804 | 0.88118 | 360.0234 | 0.079818 | 360.0234 | -0.13334 | 430.3011 | 0.076688 | 364.4298 | 0 | 366.3377 | -0.061338 | 360.0234 | -0.041295 | 359.8081 | 0 | 364.4297 | -0.060611 | 364.7835 | 0.039126 | 360.0234 | -0.013211 | 430.3011 | 0.0066003 | 360.0234 | 0.0083163 | 364.4297 | 0 | 430.3011 | 2.1173 | 430.3011 | 3.2494
|  | 430.5207 | 0.052784 | 430.5207 | 0.058261 | 364.9994 | 0.76764 | 366.553 | 0.34441 | 364.1979 | 0.71376 | 360.2388 | 0.9639 | 360.2388 | 0.16101 | 430.5207 | 0.17968 | 364.6421 | 0 | 366.553 | 0.1203 | 360.2388 | 0.11099 | 360.0234 | 0 | 364.6421 | 0.34748 | 364.9994 | 0.038765 | 360.2388 | 0.34481 | 430.5207 | 0.078421 | 360.2388 | 0.0080102 | 364.6421 | 0 | 430.5207 | 2.2044 | 430.5207 | 3.3644
|  | 430.7403 | 0 | 430.7403 | 0.033265 | 365.2153 | 0.35418 | 366.7684 | -0.16317 | 364.4153 | 0.83419 | 360.4542 | 0.13081 | 360.4542 | 0.38477 | 430.7403 | 0.084032 | 364.8545 | 0 | 366.7684 | -0.099462 | 360.4542 | -0.0059775 | 360.2388 | 0 | 364.8545 | -0.014422 | 365.2153 | 0.03849 | 360.4542 | -0.17105 | 430.7403 | 0.03927 | 360.4542 | 0.0048706 | 364.8545 | 0 | 430.7403 | 2.2335 | 430.7403 | 3.4128
|  | 430.96 | 0.034773 | 430.96 | 0.04158 | 365.4312 | 0.76278 | 366.9838 | 0.74517 | 364.6328 | 0.68145 | 360.6696 | 0.50689 | 360.6696 | 0.18934 | 430.96 | 0.18232 | 365.0669 | 0 | 366.9838 | 0.13505 | 360.6696 | 0.09983 | 360.4542 | 0 | 365.0669 | 0.21888 | 365.4312 | 0.038304 | 360.6696 | 0.20937 | 430.96 | 0.085931 | 360.6696 | 0.039249 | 365.0669 | 0 | 430.96 | 2.3136 | 430.96 | 3.5017
|  | 431.1796 | 0 | 431.1796 | 0 | 365.6472 | 0.32087 | 367.1992 | -0.0044029 | 364.8503 | 0.80775 | 360.885 | -0.064484 | 360.885 | -0.06057 | 431.1796 | 0.052987 | 365.2793 | 0 | 367.1992 | -0.088279 | 360.885 | 0.0031708 | 360.6696 | 0 | 365.2793 | -0.096227 | 365.6472 | 0.038197 | 360.885 | -0.14861 | 431.1796 | 0.013612 | 360.885 | 0.040819 | 365.2793 | 0 | 431.1796 | 2.3259 | 431.1796 | 3.5739
|  | 431.3993 | 0 | 431.3993 | 0.0083288 | 365.8631 | 0.77869 | 367.4146 | 0.84849 | 365.0678 | 0.67264 | 361.1004 | 0.31967 | 361.1004 | 0.076476 | 431.3993 | 0.15938 | 365.4917 | 0 | 367.4146 | 0.057949 | 361.1004 | 0.047041 | 360.885 | 0 | 365.4917 | 0.11764 | 365.8631 | 0.038149 | 361.1004 | 0.30689 | 431.3993 | 0.089246 | 361.1004 | 0.010499 | 365.4917 | 0 | 431.3993 | 2.4491 | 431.3993 | 3.7038
|  | 431.619 | 0 | 431.619 | 0.04158 | 366.0791 | 0.34399 | 367.63 | -0.67316 | 365.2853 | 0.76076 | 361.3159 | 0.53305 | 361.3159 | 0.21483 | 431.619 | 0.066143 | 365.7041 | 0 | 367.63 | -0.086754 | 361.3159 | -0.11633 | 361.1004 | 0 | 365.7041 | 0.021919 | 366.0791 | 0.038131 | 361.3159 | -0.11029 | 431.619 | 0.014024 | 361.3159 | -0.022185 | 365.7041 | 0 | 431.619 | 2.4693 | 431.619 | 3.7862
|  | 431.8387 | 0 | 431.8387 | 0.024964 | 366.2951 | 0.76069 | 367.8454 | 0.789 | 365.5028 | 0.6227 | 361.5313 | -0.02518 | 361.5313 | 0.21679 | 431.8387 | 0.15652 | 365.9166 | 0 | 367.8454 | 0.14199 | 361.5313 | 0.034973 | 361.3159 | 0 | 365.9166 | 0.25374 | 366.2951 | 0.038111 | 361.5313 | 0.28638 | 431.8387 | 0.069133 | 361.5313 | 0.021025 | 365.9166 | 0 | 431.8387 | 2.5866 | 431.8387 | 3.9566
|  | 432.0584 | 0.0086542 | 432.0584 | 0.04158 | 366.5111 | 0.35576 | 368.0609 | 0.43833 | 365.7203 | 0.74019 | 361.7468 | 0.96145 | 361.7468 | 0.037693 | 432.0584 | 0.06269 | 366.129 | 0 | 368.0609 | -0.15504 | 361.7468 | -0.01059 | 361.5313 | 0 | 366.129 | 0.15143 | 366.5111 | 0.03806 | 361.7468 | 0.11803 | 432.0584 | 0.019545 | 361.7468 | -0.0082175 | 366.129 | 0 | 432.0584 | 2.6062 | 432.0584 | 3.9998
|  | 432.2781 | -0.034773 | 432.2781 | -0.0083014 | 366.7271 | 0.80126 | 368.2763 | 0.73264 | 365.9379 | 0.61389 | 361.9622 | 0.60745 | 361.9622 | -0.11678 | 432.2781 | 0.16007 | 366.3415 | 0 | 368.2763 | 0.073707 | 361.9622 | 0.061901 | 361.7468 | 0 | 366.3415 | 0.24026 | 366.7271 | 0.03796 | 361.9622 | 0.37848 | 432.2781 | 0.085604 | 361.9622 | 0.049062 | 366.3415 | 0 | 432.2781 | 2.6901 | 432.2781 | 4.087
|  | 432.4979 | 0.017407 | 432.4979 | 0.04158 | 366.9431 | 0.37537 | 368.4918 | 0.018931 | 366.1554 | 0.70788 | 362.1777 | 0.25835 | 362.1777 | 0.24097 | 432.4979 | 0.063991 | 366.554 | 0 | 368.4918 | -0.17859 | 362.1777 | -0.041213 | 361.9622 | 0 | 366.554 | 0.037872 | 366.9431 | 0.037803 | 362.1777 | -0.1668 | 432.4979 | 0.0205 | 362.1777 | 0.0025837 | 366.554 | 0 | 432.4979 | 2.6948 | 432.4979 | 4.1393
|  | 432.7176 | 0.061536 | 432.7176 | 0.08316 | 367.1591 | 0.81827 | 368.7072 | 0.6575 | 366.373 | 0.58746 | 362.3932 | 0.49953 | 362.3932 | 0.47716 | 432.7176 | 0.16027 | 366.7665 | 0 | 368.7072 | 0.10624 | 362.3932 | 0.08341 | 362.1777 | 0 | 366.7664 | 0.16838 | 367.1591 | 0.0376 | 362.3932 | 0.11107 | 432.7176 | 0.08271 | 362.3932 | 0.043959 | 366.7664 | 0 | 432.7176 | 2.7873 | 432.7176 | 4.258
|  | 432.9374 | -0.044172 | 432.9374 | -0.04158 | 367.3752 | 0.43894 | 368.9228 | -0.07373 | 366.5906 | 0.67557 | 362.6087 | 0.10874 | 362.6087 | -0.12114 | 432.9374 | 0.076744 | 366.9789 | 0 | 368.9228 | -0.17825 | 362.6087 | -0.12364 | 362.3932 | 0 | 366.9789 | -0.045033 | 367.3752 | 0.037372 | 362.6087 | -0.1668 | 432.9374 | 0.010616 | 362.6087 | -0.060444 | 366.9789 | 0 | 432.9374 | 2.8025 | 432.9374 | 4.3004
|  | 433.1572 | 0.026907 | 433.1572 | 0.04158 | 367.5912 | 0.78961 | 369.1383 | 0.78274 | 366.8082 | 0.55808 | 362.8243 | 0.82655 | 362.8243 | 0.39807 | 433.1572 | 0.1644 | 367.1915 | 0 | 369.1383 | 0.09116 | 362.8243 | 0.051064 | 362.6087 | 0 | 367.1915 | 0.087924 | 367.5912 | 0.037155 | 362.8243 | 0.18847 | 433.1572 | 0.071845 | 362.8243 | 0.021317 | 367.1915 | 0 | 433.1572 | 2.9182 | 433.1572 | 4.4407
|  | 433.377 | 0 | 433.377 | 0.024945 | 367.8073 | 0.38473 | 369.3538 | 0.12064 | 367.0258 | 0.6462 | 363.0398 | 0.071301 | 363.0398 | -0.17191 | 433.377 | 0.063809 | 367.404 | 0 | 369.3538 | -0.13674 | 363.0398 | -0.044414 | 362.8243 | 0 | 367.404 | -0.026605 | 367.8073 | 0.036992 | 363.0398 | -0.12268 | 433.377 | 0.021867 | 363.0398 | -0.017497 | 367.404 | 0 | 433.377 | 2.9611 | 433.377 | 4.5487
|  | 433.5968 | 0 | 433.5968 | 0 | 368.0233 | 0.7549 | 369.5693 | 0.96747 | 367.2434 | 0.5199 | 363.2553 | 0.60091 | 363.2553 | 0.22398 | 433.5968 | 0.17722 | 367.6165 | 0 | 369.5693 | 0.076079 | 363.2553 | 0.060587 | 363.0398 | 0 | 367.6165 | 0.029465 | 368.0233 | 0.036928 | 363.2553 | 0.17724 | 433.5968 | 0.10056 | 363.2553 | 0.033618 | 367.6165 | 0 | 433.5968 | 3.0483 | 433.5968 | 4.6455
|  | 433.8166 | 0.078945 | 433.8166 | 0.091476 | 368.2394 | 0.36414 | 369.7849 | -0.27109 | 367.4611 | 0.60214 | 363.4709 | 0.44394 | 363.4709 | 0.11482 | 433.8166 | 0.079411 | 367.8291 | 0 | 369.7849 | 0.048291 | 363.4709 | -0.024219 | 363.2553 | 0 | 367.8291 | -0.0028281 | 368.2394 | 0.037001 | 363.4709 | -0.19776 | 433.8166 | 0.026453 | 363.4709 | -0.0053507 | 367.8291 | 0 | 433.8166 | 3.0674 | 433.8166 | 4.6994
|  | 434.0364 | 0.026665 | 434.0364 | 0.04158 | 368.4555 | 0.81189 | 370.0005 | 1.2179 | 367.6787 | 0.50521 | 363.6865 | 0.35891 | 363.6865 | -0.067978 | 434.0364 | 0.1535 | 368.0416 | 0 | 370.0005 | 0.18384 | 363.6865 | 0.030786 | 363.4709 | 0 | 368.0416 | 0.12852 | 368.4555 | 0.037239 | 363.6865 | 0.31811 | 434.0364 | 0.087629 | 363.6865 | 0.019862 | 368.0416 | 0 | 434.0364 | 3.1794 | 434.0364 | 4.8366
|  | 434.2563 | 0.026018 | 434.2563 | 0.04158 | 368.6716 | 0.41773 | 370.2161 | 0.076501 | 367.8964 | 0.59627 | 363.9021 | 0.011475 | 363.9021 | 0.0073627 | 434.2563 | 0.067435 | 368.2542 | 0 | 370.2161 | -0.040158 | 363.9021 | -0.06305 | 363.6865 | 0 | 368.2542 | -0.16044 | 368.6716 | 0.037652 | 363.9021 | -0.14822 | 434.2563 | 0.022241 | 363.9021 | -0.01524 | 368.2542 | 0 | 434.2563 | 3.1964 | 434.2563 | 4.9055
|  | 434.4762 | 0.0086112 | 434.4762 | 0.04158 | 368.8877 | 0.86786 | 370.4317 | 0.93929 | 368.114 | 0.48465 | 364.1177 | 1.0686 | 364.1177 | 0.21614 | 434.4762 | 0.13226 | 368.4668 | 0 | 370.4317 | 0.063202 | 364.1177 | -0.0062164 | 363.9021 | 0 | 368.4668 | 0.12929 | 368.8877 | 0.038228 | 364.1177 | 0.10139 | 434.4762 | 0.076079 | 364.1177 | 0.037719 | 368.4668 | 0 | 434.4762 | 3.2998 | 434.4762 | 5.0323
|  | 434.696 | 0 | 434.696 | 0.0083791 | 369.1039 | 0.42751 | 370.6473 | 0.13925 | 368.3318 | 0.58158 | 364.3333 | 0.045047 | 364.3333 | 0.010561 | 434.696 | 0.056062 | 368.6794 | 0 | 370.6473 | -0.12268 | 364.3333 | -0.12594 | 364.1177 | 0 | 368.6794 | 0.14151 | 369.1039 | 0.038937 | 364.3333 | 0.0022983 | 434.696 | 0.020215 | 364.3333 | -0.019293 | 368.6794 | 0 | 434.696 | 3.2942 | 434.696 | 5.0648
|  | 434.9159 | 0 | 434.9159 | 0.024996 | 369.32 | 0.89065 | 370.8629 | 0.87667 | 368.5494 | 0.49053 | 364.5489 | 1.1707 | 364.5489 | 0.086498 | 434.9159 | 0.15137 | 368.892 | 0 | 370.8629 | 0.098615 | 364.5489 | 0.089568 | 364.3333 | 0 | 368.892 | 0.36273 | 369.32 | 0.039729 | 364.5489 | 0.27283 | 434.9159 | 0.082467 | 364.5489 | 0.039143 | 368.892 | 0 | 434.9159 | 3.3597 | 434.9159 | 5.1295
|  | 435.1358 | 0.03542 | 435.1358 | 0.04158 | 369.5362 | 0.42941 | 371.0786 | 0.22805 | 368.7672 | 0.58158 | 364.7645 | 0.06623 | 364.7645 | 0.11831 | 435.1358 | 0.069558 | 369.1046 | 0 | 371.0786 | -0.052357 | 364.7645 | 0.037354 | 364.5489 | 0 | 369.1046 | 0.23035 | 369.5362 | 0.040542 | 364.7645 | -0.043344 | 435.1358 | 0.011937 | 364.7645 | 0.073396 | 369.1046 | 0 | 435.1358 | 3.2989 | 435.1358 | 5.0593
|  | 435.3558 | -0.044172 | 435.3558 | -0.04158 | 369.7523 | 0.84824 | 371.2942 | 0.99564 | 368.9849 | 0.49934 | 364.9802 | 0.92875 | 364.9802 | 0.11068 | 435.3558 | 0.16589 | 369.3173 | 0 | 371.2942 | 0.07879 | 364.9802 | -0.011494 | 364.7645 | 0 | 369.3173 | 0.06656 | 369.7523 | 0.041311 | 364.9802 | 0.25232 | 435.3558 | 0.08218 | 364.9802 | 0.0050263 | 369.3173 | 0 | 435.3558 | 3.3608 | 435.3558 | 5.1269
|  | 435.5757 | 0.052784 | 435.5757 | 0.074905 | 369.9685 | 0.44452 | 371.5099 | 0.022093 | 369.2026 | 0.58746 | 365.1958 | 0.010823 | 365.1958 | 0.22158 | 435.5757 | 0.061906 | 369.5299 | 0 | 371.5099 | -0.11048 | 365.1958 | -0.01839 | 364.9802 | 0 | 369.5299 | 0.064722 | 369.9685 | 0.041977 | 365.1958 | -0.042957 | 435.5757 | 0.033191 | 365.1958 | 0.0024501 | 369.5299 | 0 | 435.5757 | 3.3856 | 435.5757 | 5.1874
|  | 435.7957 | 0.035418 | 435.7957 | 0.04158 | 370.1847 | 0.90685 | 371.7256 | 0.62306 | 369.4204 | 0.50521 | 365.4115 | 0.7497 | 365.4115 | 0.016395 | 435.7957 | 0.13485 | 369.7426 | 0 | 371.7256 | 0.020672 | 365.4115 | 0.031525 | 365.1958 | 0 | 369.7426 | 0.25851 | 370.1847 | 0.042494 | 365.4115 | 0.34133 | 435.7957 | 0.063864 | 365.4115 | 0.025651 | 369.7426 | 0 | 435.7957 | 3.4855 | 435.7957 | 5.3251
|  | 436.0156 | 0.0087545 | 436.0156 | 0.04158 | 370.4009 | 0.4941 | 371.9413 | 0.10163 | 369.6381 | 0.59627 | 365.6272 | -0.20194 | 365.6272 | 0.15121 | 436.0156 | 0.049985 | 369.9553 | 0 | 371.9413 | -0.10353 | 365.6272 | 0.002913 | 365.4115 | 0 | 369.9553 | 0.057113 | 370.4009 | 0.042834 | 365.6272 | -0.0065399 | 436.0156 | 0.0065623 | 365.6272 | -0.0019842 | 369.9553 | 0 | 436.0156 | 3.53 | 436.0156 | 5.4335
|  | 436.2356 | 0.070334 | 436.2356 | 0.08316 | 370.6171 | 0.8771 | 372.157 | 0.61367 | 369.8559 | 0.51402 | 365.8429 | 0.73499 | 365.8429 | 0.15905 | 436.2356 | 0.16462 | 370.168 | 0 | 372.157 | 0.081671 | 365.8429 | 0.052296 | 365.6272 | 0 | 370.168 | 0.22995 | 370.6171 | 0.04299 | 365.8429 | 0.24303 | 436.2356 | 0.074619 | 365.8429 | 0.014954 | 370.168 | 0 | 436.2356 | 3.6478 | 436.2356 | 5.579
|  | 436.4556 | 0 | 436.4556 | 0.0083014 | 370.8333 | 0.55029 | 372.3728 | -0.017776 | 370.0737 | 0.59627 | 366.0586 | -0.36381 | 366.0586 | 0.025056 | 436.4556 | 0.073575 | 370.3807 | 0 | 372.3728 | -0.16131 | 366.0586 | -0.044989 | 365.8429 | 0 | 370.3807 | -0.0074837 | 370.8333 | 0.042974 | 366.0586 | 0.025661 | 436.4556 | 0.016011 | 366.0586 | -0.045922 | 370.3807 | 0 | 436.4556 | 3.6592 | 436.4556 | 5.6393
|  | 436.6756 | 0.044172 | 436.6756 | 0.08316 | 371.0495 | 0.98625 | 372.5885 | 0.69507 | 370.2915 | 0.51402 | 366.2743 | 0.6377 | 366.2743 | 0.21069 | 436.6756 | 0.15993 | 370.5934 | 0 | 372.5885 | 0.10573 | 366.2743 | 0.073312 | 366.0586 | 0 | 370.5934 | 0.35163 | 371.0495 | 0.042813 | 366.2743 | 0.25271 | 436.6756 | 0.07973 | 366.2743 | 0.0077877 | 370.5934 | 0 | 436.6756 | 3.7566 | 436.6756 | 5.7521
|  | 436.8956 | 0.017265 | 436.8956 | 0.04158 | 371.2658 | 0.54 | 372.8043 | 0.3074 | 370.5093 | 0.59627 | 366.49 | 0.34583 | 366.49 | -0.083883 | 436.8956 | 0.081278 | 370.8061 | 0 | 372.8043 | -0.041005 | 366.49 | -0.07791 | 366.2743 | 0 | 370.8061 | -0.0030642 | 371.2658 | 0.042545 | 366.49 | -0.095201 | 436.8956 | 0.011508 | 366.49 | -0.021256 | 370.8061 | 0 | 436.8956 | 3.8122 | 436.8956 | 5.851
|  | 437.1157 | -0.044172 | 437.1157 | -0.01663 | 371.4821 | 1.0401 | 373.0201 | 0.94868 | 370.7272 | 0.4964 | 366.7058 | 0.28124 | 366.7058 | -0.029196 | 437.1157 | 0.15521 | 371.0189 | 0 | 373.0201 | 0.074724 | 366.7058 | 0.038421 | 366.49 | 0 | 371.0189 | 0.10156 | 371.4821 | 0.042211 | 366.7058 | 0.20046 | 437.1157 | 0.073893 | 366.7058 | 0.023854 | 371.0189 | 0 | 437.1157 | 3.8908 | 437.1157 | 5.9581
|  | 437.3357 | 0.044172 | 437.3357 | 0.04158 | 371.6983 | 0.62347 | 373.2358 | -0.11952 | 370.945 | 0.57571 | 366.9215 | 0 | 366.9215 | -0.067325 | 437.3357 | 0.081495 | 371.2316 | 0 | 373.2358 | -0.14572 | 366.9215 | 0.030786 | 366.7058 | 0 | 371.2316 | 0.083142 | 371.6983 | 0.041847 | 366.9215 | -0.044118 | 437.3357 | 0.015064 | 366.9215 | 0.016484 | 371.2316 | 0 | 437.3357 | 3.918 | 437.3357 | 6.0267
|  | 437.5558 | 0 | 437.5558 | 0.04158 | 371.9146 | 1.0358 | 373.4517 | 1.0958 | 371.1629 | 0.4964 | 367.1373 | 0.49217 | 367.1373 | 0.032464 | 437.5558 | 0.15288 | 371.4444 | 0 | 373.4517 | 0.01529 | 367.1373 | 0.059931 | 366.9215 | 0 | 371.4444 | 0.10868 | 371.9146 | 0.041484 | 367.1373 | 0.13235 | 437.5558 | 0.074609 | 367.1373 | 0.012195 | 371.4444 | 0 | 437.5558 | 3.9853 | 437.5558 | 6.1282
|  | 437.7759 | 0 | 437.7759 | 0 | 372.1309 | 0.58785 | 373.6675 | 0.22008 | 371.3807 | 0.57571 | 367.3531 | 0.91567 | 367.3531 | 0.19653 | 437.7759 | 0.053442 | 371.6571 | 0 | 373.6675 | -0.14301 | 367.3531 | -0.049504 | 367.1373 | 0 | 371.6571 | -0.14743 | 372.1309 | 0.041143 | 367.3531 | 0.0048227 | 437.7759 | 0.011374 | 367.3531 | -0.012304 | 371.6571 | 0 | 437.7759 | 3.9872 | 437.7759 | 6.1582
|  | 437.996 | 0.044172 | 437.996 | 0.04158 | 372.3472 | 1.0985 | 373.8833 | 0.53539 | 371.5986 | 0.50227 | 367.5689 | 0.52079 | 367.5689 | 0.22311 | 437.996 | 0.1343 | 371.8699 | 0 | 373.8833 | 0.023891 | 367.5689 | 0.0055067 | 367.3531 | 0 | 371.8699 | 0.088764 | 372.3472 | 0.040837 | 367.5689 | 0.31502 | 437.996 | 0.079014 | 367.5689 | -0.0048712 | 371.8699 | 0 | 437.996 | 4.1226 | 437.996 | 6.345
|  | 438.2161 | 0.044172 | 438.2161 | 0.04158 | 372.5635 | 0.79729 | 374.0992 | 0.20649 | 371.8165 | 0.59039 | 367.7847 | 0.057268 | 367.7847 | 0.031592 | 438.2161 | 0.059792 | 372.0827 | 0 | 374.0992 | -0.12064 | 367.7847 | -0.078813 | 367.5689 | 0 | 372.0827 | -0.16083 | 372.5635 | 0.040568 | 367.7847 | -0.091718 | 438.2161 | 0.018005 | 367.7847 | -0.050632 | 372.0827 | 0 | 438.2161 | 4.1726 | 438.2161 | 6.4565
|  | 438.4362 | 0 | 438.4362 | 0 | 372.7798 | 1.1415 | 374.315 | 1.4089 | 372.0344 | 0.50521 | 368.0005 | 0.52978 | 368.0005 | 0.33357 | 438.4362 | 0.15601 | 372.2956 | 0 | 374.315 | 0.060152 | 368.0005 | 0.089403 | 367.7847 | 0 | 372.2956 | 0.13144 | 372.7798 | 0.040337 | 368.0005 | 0.21865 | 438.4362 | 0.069315 | 368.0005 | 0.039249 | 372.2956 | 0 | 438.4362 | 4.3242 | 438.4362 | 6.6432
|  | 438.6564 | 0.044172 | 438.6564 | 0.04158 | 372.9962 | 0.82628 | 374.5309 | 0.26995 | 372.2523 | 0.58158 | 368.2163 | 0.14062 | 368.2163 | 0.13639 | 438.6564 | 0.070096 | 372.5084 | 0 | 374.5309 | 0.0089235 | 368.2163 | 0.0041986 | 368.0005 | 0 | 372.5084 | -0.0023999 | 372.9962 | 0.040142 | 368.2163 | -0.033424 | 438.6564 | 0.0129 | 368.2163 | 0.03137 | 372.5084 | 0 | 438.6564 | 4.3981 | 438.6564 | 6.7921
|  | 438.8765 | -0.017507 | 438.8765 | -0.0083014 | 373.2125 | 1.1611 | 374.7468 | 0.71073 | 372.4703 | 0.50521 | 368.4322 | 0.75216 | 368.4322 | 0.077347 | 438.8765 | 0.13449 | 372.7212 | 0 | 374.7468 | 0.17046 | 368.4322 | 0.045564 | 368.2163 | 0 | 372.7212 | 0.20785 | 373.2125 | 0.039978 | 368.4322 | 0.18769 | 438.8765 | 0.070183 | 368.4322 | 0.027642 | 372.7212 | 0 | 438.8765 | 4.5595 | 438.8765 | 7.0334
|  | 439.0967 | 0 | 439.0967 | 0 | 373.4289 | 0.7848 | 374.9627 | 0.41016 | 372.6882 | 0.58452 | 368.6481 | -0.27634 | 368.6481 | 0.066017 | 439.0967 | 0.054361 | 372.9341 | 0 | 374.9627 | -0.03033 | 368.6481 | -0.052296 | 368.4322 | 0 | 372.9341 | -0.35404 | 373.4289 | 0.039844 | 368.6481 | -0.042957 | 439.0967 | 0.016889 | 368.6481 | -0.018337 | 372.9341 | 0 | 439.0967 | 4.6247 | 439.0967 | 7.1735
|  | 439.3169 | 0.044172 | 439.3169 | 0.04158 | 373.6453 | 1.3232 | 375.1787 | 0.72325 | 372.9062 | 0.50815 | 368.8639 | 0.15534 | 368.8639 | 0.027453 | 439.3169 | 0.13301 | 373.1469 | 0 | 375.1787 | 0.102 | 368.8639 | 0.099583 | 368.6481 | 0 | 373.1469 | 0.12205 | 373.6453 | 0.039735 | 368.8639 | 0.25697 | 439.3169 | 0.074477 | 368.8639 | 0.046707 | 373.1469 | 0 | 439.3169 | 4.7722 | 439.3169 | 7.3494
|  | 439.5371 | -0.044172 | 439.5371 | -0.04158 | 373.8616 | 0.8873 | 375.3946 | 0.11323 | 373.1241 | 0.60802 | 369.0798 | 0.099742 | 369.0798 | 0.075604 | 439.5371 | 0.057707 | 373.3598 | 0 | 375.3946 | 0.0058526 | 369.0798 | -0.076678 | 368.8639 | 0 | 373.3598 | -0.098633 | 373.8616 | 0.039648 | 369.0798 | -0.041796 | 439.5371 | 0.005173 | 369.0798 | -0.035748 | 373.3598 | 0 | 439.5371 | 4.7969 | 439.5371 | 7.4636
|  | 439.7573 | 0.035418 | 439.7573 | 0.04158 | 374.078 | 1.3198 | 375.6105 | 0.98625 | 373.3421 | 0.53458 | 369.2957 | 0.43167 | 369.2957 | -0.02087 | 439.7573 | 0.13081 | 373.5727 | 0 | 375.6105 | 0.019316 | 369.2957 | 0.022823 | 369.0798 | 0 | 373.5727 | 0.14722 | 374.078 | 0.039577 | 369.2957 | 0.23994 | 439.7573 | 0.057269 | 369.2957 | -0.010041 | 373.5727 | 0 | 439.7573 | 4.9149 | 439.7573 | 7.6354
|  | 439.9775 | 0.018011 | 439.9775 | 0.024996 | 374.2944 | 0.9268 | 375.8265 | 0.25734 | 373.5601 | 0.61977 | 369.5116 | 0.25917 | 369.5116 | 0.13269 | 439.9775 | 0.060092 | 373.7856 | 0 | 375.8265 | -0.069979 | 369.5116 | -0.03522 | 369.2957 | 0 | 373.7856 | 0.056726 | 374.2944 | 0.039514 | 369.5116 | -0.071207 | 439.9775 | 0.017224 | 369.5116 | -0.062014 | 373.7856 | 0 | 439.9775 | 4.9619 | 439.9775 | 7.7252
|  | 440.1977 | 0 | 440.1977 | 0.016644 | 374.5109 | 1.4483 | 376.0425 | 0.88919 | 373.7781 | 0.53752 | 369.7275 | 0.91403 | 369.7275 | 0.17387 | 440.1977 | 0.14646 | 373.9985 | 0 | 376.0425 | 0.10353 | 369.7275 | 0.041705 | 369.5116 | 0 | 373.9985 | 0.28867 | 374.5109 | 0.039453 | 369.7275 | 0.13313 | 440.1977 | 0.071119 | 369.7275 | 0.0063974 | 373.9985 | 0 | 440.1977 | 5.0544 | 440.1977 | 7.8392
|  | 440.418 | 0.044172 | 440.418 | 0.04158 | 374.7273 | 1.1084 | 376.2585 | 0.31113 | 373.9962 | 0.62858 | 369.9434 | 0.66141 | 369.9434 | 0.0056598 | 440.418 | 0.060205 | 374.2114 | 0 | 376.2585 | -0.023383 | 369.9434 | -0.03875 | 369.7275 | 0 | 374.2114 | 0.034839 | 374.7273 | 0.039392 | 369.9434 | 0.030122 | 440.418 | 0.012348 | 369.9434 | 0.028438 | 374.2114 | 0 | 440.418 | 5.1334 | 440.418 | 7.9992
|  | 440.6383 | 0 | 440.6383 | 0 | 374.9437 | 1.5479 | 376.4745 | 1.1146 | 374.2142 | 0.54046 | 370.1594 | 0.21911 | 370.1594 | 0.16668 | 440.6383 | 0.13633 | 374.4244 | 0 | 376.4745 | 0.091668 | 370.1594 | 0.023151 | 369.9434 | 0 | 374.4243 | 0.17347 | 374.9437 | 0.03933 | 370.1594 | 0.14009 | 440.6383 | 0.061357 | 370.1594 | 0.024527 | 374.4243 | 0 | 440.6383 | 5.2554 | 440.6383 | 8.1689
|  | 440.8585 | 0.026018 | 440.8585 | 0.04158 | 375.1602 | 1.2238 | 376.6905 | 0.076466 | 374.4322 | 0.62564 | 370.3754 | 0.12182 | 370.3754 | 0.093252 | 440.8585 | 0.046188 | 374.6373 | 0 | 376.6905 | -0.046766 | 370.3754 | 0.0090306 | 370.1594 | 0 | 374.6373 | -0.074669 | 375.1602 | 0.039277 | 370.3754 | -0.059211 | 440.8585 | 0.0038082 | 370.3754 | 0.0077073 | 374.6373 | 0 | 440.8585 | 5.3742 | 440.8585 | 8.3891
|  | 441.0788 | 0.0086542 | 441.0788 | 0.04158 | 375.3766 | 1.5921 | 376.9066 | 0.83284 | 374.6503 | 0.5434 | 370.5913 | 0.49381 | 370.5913 | 0.1414 | 441.0788 | 0.14276 | 374.8503 | 0 | 376.9066 | 0.064896 | 370.5913 | 0.022412 | 370.3754 | 0 | 374.8503 | 0.12635 | 375.3766 | 0.039247 | 370.5913 | 0.18885 | 441.0788 | 0.079034 | 370.5913 | -0.0071644 | 374.8503 | 0 | 441.0788 | 5.5388 | 441.0788 | 8.6014
|  | 441.2991 | 0 | 441.2991 | 0.024886 | 375.5931 | 1.2834 | 377.1226 | 0.37258 | 374.8684 | 0.62858 | 370.8073 | -0.30986 | 370.8073 | -0.014865 | 441.2991 | 0.049323 | 375.0632 | 0 | 377.1226 | -0.064557 | 370.8073 | -0.021099 | 370.5913 | 0 | 375.0632 | -0.27811 | 375.5931 | 0.039258 | 370.8073 | -0.097136 | 441.2991 | 0.0094773 | 370.8073 | 0.013206 | 375.0632 | 0 | 441.2991 | 5.6169 | 441.2991 | 8.7593
|  | 441.5195 | 0.088345 | 441.5195 | 0.09154 | 375.8096 | 1.7539 | 377.3387 | 0.67316 | 375.0864 | 0.54927 | 371.0233 | 0.66713 | 371.0233 | 0.28651 | 441.5195 | 0.12933 | 375.2763 | 0 | 377.3387 | 0.10692 | 371.0233 | 0.05131 | 370.8073 | 0 | 375.2762 | 0.17563 | 375.8096 | 0.039329 | 371.0233 | 0.31618 | 441.5195 | 0.059404 | 371.0233 | 0.02012 | 375.2762 | 0 | 441.5195 | 5.7427 | 441.5195 | 8.9543
|  | 441.7398 | 0 | 441.7398 | 0.024996 | 376.0261 | 1.3561 | 377.5548 | 0.67942 | 375.3045 | 0.64326 | 371.2393 | 0.17005 | 371.2393 | -0.10022 | 441.7398 | 0.058849 | 375.4892 | 0 | 377.5548 | -0.15504 | 371.2393 | -0.039242 | 371.0233 | 0 | 375.4892 | -0.079246 | 376.0261 | 0.039472 | 371.2393 | -0.10217 | 441.7398 | 0.012023 | 371.2393 | -0.010331 | 375.4892 | 0 | 441.7398 | 5.7956 | 441.7398 | 9.0715
|  | 441.9602 | -0.0086542 | 441.9602 | 0 | 376.2426 | 1.847 | 377.7708 | 1.2054 | 375.5226 | 0.56102 | 371.4553 | 0.62462 | 371.4553 | 0.047933 | 441.9602 | 0.12547 | 375.7022 | 0 | 377.7708 | 0.12318 | 371.4553 | 0.04893 | 371.2393 | 0 | 375.7022 | 0.26606 | 376.2426 | 0.039691 | 371.4553 | 0.13042 | 441.9602 | 0.054357 | 371.4553 | 0.028812 | 375.7022 | 0 | 441.9602 | 5.9348 | 441.9602 | 9.2844
|  | 442.1805 | 0.02602 | 442.1805 | 0.04158 | 376.4591 | 1.5719 | 377.987 | 0.18325 | 375.7408 | 0.63445 | 371.6714 | 0.17578 | 371.6714 | 0.069939 | 442.1805 | 0.052133 | 375.9153 | 0 | 377.987 | -0.075063 | 371.6714 | -0.034399 | 371.4553 | 0 | 375.9153 | 0.11965 | 376.4591 | 0.039977 | 371.6714 | -0.026204 | 442.1805 | 0.0063746 | 371.6714 | -0.018239 | 375.9153 | 0 | 442.1805 | 5.9462 | 442.1805 | 9.3517
|  | 442.4009 | 0 | 442.4009 | 0 | 376.6757 | 1.9622 | 378.2031 | 1.0363 | 375.9589 | 0.55515 | 371.8874 | 0.12509 | 371.8874 | 0.081705 | 442.4009 | 0.12377 | 376.1283 | 0 | 378.2031 | 0.013228 | 371.8874 | 0.045153 | 371.6714 | 0 | 376.1283 | 0.15416 | 376.6757 | 0.040305 | 371.8874 | 0.17376 | 442.4009 | 0.058922 | 371.8874 | -0.016987 | 376.1283 | 0 | 442.4009 | 6.0458 | 442.4009 | 9.4867
|  | 442.6213 | 0 | 442.6213 | 0 | 376.8922 | 1.6979 | 378.4192 | 0.35067 | 376.1771 | 0.63739 | 372.1035 | -0.041244 | 372.1035 | 0.15666 | 442.6213 | 0.057265 | 376.3413 | 0 | 378.4192 | -0.10285 | 372.1035 | -0.028488 | 371.8874 | 0 | 376.3413 | -0.078435 | 376.8922 | 0.04064 | 372.1035 | 0.014043 | 442.6213 | 0.015644 | 372.1035 | -0.01734 | 376.3413 | 0 | 442.6213 | 6.1 | 442.6213 | 9.6027
|  | 442.8417 | -0.017407 | 442.8417 | 0 | 377.1088 | 2.2081 | 378.6354 | 0.74517 | 376.3952 | 0.55515 | 372.3195 | 0.3025 | 372.3195 | 0.11177 | 442.8417 | 0.12734 | 376.5544 | 0 | 378.6354 | 0.10167 | 372.3195 | 0.033085 | 372.1035 | 0 | 376.5544 | 0.24687 | 377.1088 | 0.040937 | 372.3195 | 0.27825 | 442.8417 | 0.060469 | 372.3195 | -0.036827 | 376.5544 | 0 | 442.8417 | 6.246 | 442.8417 | 9.8191
|  | 443.0622 | -0.017366 | 443.0622 | -0.0083288 | 377.3253 | 1.8653 | 378.8516 | -0.11439 | 376.6134 | 0.63445 | 372.5356 | 0.032436 | 372.5356 | 0.13966 | 443.0622 | 0.050037 | 376.7675 | 0 | 378.8516 | -0.025586 | 372.5356 | -0.046959 | 372.3195 | 0 | 376.7675 | 0.19293 | 377.3253 | 0.041151 | 372.5356 | -0.113 | 443.0622 | 0.0057807 | 372.5356 | -0.01075 | 376.7675 | 0 | 443.0622 | 6.3476 | 443.0622 | 10.0004
|  | 443.2826 | 0.0086112 | 443.2826 | 0.04158 | 377.5419 | 2.3463 | 379.0677 | 0.91424 | 376.8316 | 0.56396 | 372.7517 | 0.45865 | 372.7517 | 0.093252 | 443.2826 | 0.13375 | 376.9806 | 0 | 379.0677 | 0.049138 | 372.7517 | 0.040638 | 372.5356 | 0 | 376.9806 | 0.27826 | 377.5419 | 0.041247 | 372.7517 | 0.075077 | 443.2826 | 0.066654 | 372.7517 | 0.026274 | 376.9806 | 0 | 443.2826 | 6.5035 | 443.2826 | 10.247
|  | 443.503 | 0.0086112 | 443.503 | 0.033201 | 377.7585 | 2.1124 | 379.2839 | 0.58549 | 377.0498 | 0.64326 | 372.9678 | 0.43821 | 372.9678 | 0.0098359 | 443.503 | 0.050436 | 377.1937 | 0 | 379.2839 | -0.024569 | 372.9678 | -0.061819 | 372.7517 | 0 | 377.1937 | -0.04611 | 377.7585 | 0.041199 | 372.9678 | -0.081269 | 443.503 | 0.0058141 | 372.9678 | -0.03213 | 377.1937 | 0 | 443.503 | 6.5888 | 443.503 | 10.4523
|  | 443.7235 | 0.02602 | 443.7235 | 0.04158 | 377.9751 | 2.6363 | 379.5002 | 1.1146 | 377.268 | 0.55515 | 373.1839 | 0.97944 | 373.1839 | 0.34904 | 443.7235 | 0.14298 | 377.4068 | 0 | 379.5002 | 0.12115 | 373.1839 | 0.040227 | 372.9678 | 0 | 377.4068 | 0.32096 | 377.9751 | 0.041005 | 373.1839 | 0.18963 | 443.7235 | 0.07719 | 373.1839 | 0.020565 | 377.4068 | 0 | 443.7235 | 6.7664 | 443.7235 | 10.7023
|  | 443.944 | 0.034773 | 443.944 | 0.04158 | 378.1917 | 2.4114 | 379.7164 | 0.38198 | 377.4862 | 0.63739 | 373.4001 | 0.16433 | 373.4001 | 0.051419 | 443.944 | 0.049698 | 377.6199 | 0 | 379.7164 | -0.02118 | 373.4001 | -0.0059153 | 373.1839 | 0 | 377.6199 | -0.092321 | 378.1917 | 0.040678 | 373.4001 | -0.14396 | 443.944 | 0.01755 | 373.4001 | 0.032135 | 377.6199 | 0 | 443.944 | 6.8569 | 443.944 | 10.8757
|  | 444.1645 | 0 | 444.1645 | 0.0083151 | 378.4084 | 3.0009 | 379.9326 | 1.0927 | 377.7045 | 0.5434 | 373.6162 | -0.015492 | 373.6162 | 0.12877 | 444.1645 | 0.12685 | 377.833 | 0 | 379.9326 | 0.020333 | 373.6162 | 0.031197 | 373.4001 | 0 | 377.833 | -0.018362 | 378.4084 | 0.04025 | 373.6162 | 0.15519 | 444.1645 | 0.053873 | 373.6162 | 0.021766 | 377.833 | 0 | 444.1645 | 6.9468 | 444.1645 | 11.0129
|  | 444.385 | 0.035418 | 444.385 | 0.04158 | 378.625 | 2.6499 | 380.1489 | 0.29634 | 377.9227 | 0.61389 | 373.8323 | -0.22238 | 373.8323 | 0.043576 | 444.385 | 0.052865 | 378.0462 | 0 | 380.1489 | -0.027619 | 373.8323 | -0.021263 | 373.6162 | 0 | 378.0462 | -0.032502 | 378.625 | 0.039763 | 373.8323 | -0.066564 | 444.385 | 0.0075735 | 373.8323 | 0.028496 | 378.0462 | 0 | 444.385 | 7.0719 | 444.385 | 11.2903
|  | 444.6055 | 0.044172 | 444.6055 | 0.074832 | 378.8417 | 3.2896 | 380.3652 | 1.0677 | 378.141 | 0.53165 | 374.0485 | 0.81102 | 374.0485 | 0.099135 | 444.6055 | 0.11877 | 378.2593 | 0 | 380.3652 | 0.040327 | 374.0485 | 0.011411 | 373.8323 | -0.43619 | 378.2593 | 0.25031 | 378.8417 | 0.039262 | 374.0485 | 0.19118 | 444.6055 | 0.053291 | 374.0485 | -0.0057278 | 378.2593 | 0 | 444.6055 | 7.2091 | 444.6055 | 11.4957
|  | 444.8261 | 0.044172 | 444.8261 | 0.08316 | 379.0583 | 2.9834 | 380.5815 | 0.49782 | 378.3592 | 0.5992 | 374.2647 | 0.3074 | 374.2647 | -0.039654 | 444.8261 | 0.044458 | 378.4725 | 0 | 380.5815 | -0.0056463 | 374.2647 | -0.0056014 | 374.0485 | 0.17434 | 378.4725 | 0.12163 | 379.0583 | 0.038788 | 374.2647 | 0.015834 | 444.8261 | 0.015587 | 374.2647 | 0.0068526 | 378.4725 | 0 | 444.8261 | 7.3248 | 444.8261 | 11.6881
|  | 445.0466 | 0.035518 | 445.0466 | 0.04158 | 379.275 | 3.5421 | 380.7977 | 1.196 | 378.5775 | 0.52284 | 374.4809 | 0.37771 | 374.4809 | 0.12528 | 445.0466 | 0.13424 | 378.6857 | 0 | 380.7977 | 0.089465 | 374.4809 | 0.020524 | 374.2647 | -0.22115 | 378.6857 | 0.20501 | 379.275 | 0.038369 | 374.4809 | 0.238 | 445.0466 | 0.065841 | 374.4809 | 0.029147 | 378.6857 | 0 | 445.0466 | 7.5406 | 445.0466 | 12.0101
|  | 445.2672 | 0.052784 | 445.2672 | 0.074905 | 379.4917 | 3.307 | 381.0141 | 0.66063 | 378.7958 | 0.59627 | 374.6971 | -0.32212 | 374.6971 | -0.049459 | 445.2672 | 0.04533 | 378.8989 | 0 | 381.0141 | -0.061338 | 374.6971 | -0.04778 | 374.4809 | 0.5929 | 378.8989 | 0.02643 | 379.4917 | 0.038021 | 374.6971 | -0.10913 | 445.2672 | 0.011768 | 374.6971 | 0.0019382 | 378.8989 | 0 | 445.2672 | 7.5658 | 445.2672 | 12.115
|  | 445.4878 | 0.044172 | 445.4878 | 0.04158 | 379.7084 | 4.0055 | 381.2304 | 0.90172 | 379.0142 | 0.51402 | 374.9133 | 0.036179 | 374.9133 | 0.10545 | 445.4878 | 0.12682 | 379.1121 | 0 | 381.2304 | 0.023383 | 374.9133 | 0.043675 | 374.6971 | -0.42127 | 379.1121 | 0.20773 | 379.7084 | 0.037744 | 374.9133 | 0.12694 | 445.4878 | 0.051005 | 374.9133 | -0.0097781 | 379.1121 | 0 | 445.4878 | 7.7536 | 445.4878 | 12.4452
|  | 445.7084 | 0.044172 | 445.7084 | 0.04158 | 379.9251 | 3.6629 | 381.4467 | 0.35067 | 379.2325 | 0.57277 | 375.1295 | 0.67203 | 375.1295 | -0.033553 | 445.7084 | 0.04579 | 379.3253 | 0 | 381.4467 | -0.053713 | 375.1295 | -0.041377 | 374.9133 | 0.33444 | 379.3253 | 0.075184 | 379.9251 | 0.037527 | 375.1295 | -0.044118 | 445.7084 | -0.0013915 | 375.1295 | -0.02523 | 379.3253 | 0 | 445.7084 | 7.8567 | 445.7084 | 12.6572
|  | 445.929 | 0 | 445.929 | 0.0083151 | 380.1418 | 4.3424 | 381.6631 | 0.98312 | 379.4508 | 0.49934 | 375.3458 | 0.57229 | 375.3458 | -0.0017445 | 445.929 | 0.12225 | 379.5385 | 0 | 381.6631 | 0.03643 | 375.3458 | 0.03407 | 375.1295 | -0.2008 | 379.5385 | 0.14309 | 380.1418 | 0.037353 | 375.3458 | 0.15712 | 445.929 | 0.060591 | 375.3458 | 0.017174 | 379.5385 | 0 | 445.929 | 8.0387 | 445.929 | 12.9495
|  | 446.1496 | 0 | 446.1496 | 0 | 380.3586 | 4.083 | 381.8795 | 0.63558 | 379.6692 | 0.57571 | 375.562 | 0.44066 | 375.562 | -0.094777 | 446.1496 | 0.054474 | 379.7518 | 0 | 381.8795 | -0.020164 | 375.562 | -0.01018 | 375.3458 | 0.078013 | 379.7518 | -0.013789 | 380.3586 | 0.037205 | 375.562 | -0.066951 | 446.1496 | 0.0068617 | 375.562 | -0.0063184 | 379.7518 | 0 | 446.1496 | 8.0944 | 446.1496 | 13.0914
|  | 446.3702 | 0.044172 | 446.3702 | 0.04158 | 380.5753 | 4.7915 | 382.0959 | 1.243 | 379.8875 | 0.49053 | 375.7783 | 0.19376 | 375.7783 | 0.23357 | 446.3702 | 0.13427 | 379.9651 | 0 | 382.0959 | -0.018808 | 375.7783 | 0.035548 | 375.562 | -0.075299 | 379.9651 | 0.25506 | 380.5753 | 0.037071 | 375.7783 | 0.14203 | 446.3702 | 0.054335 | 375.7783 | 0.018635 | 379.9651 | 0 | 446.3702 | 8.301 | 446.3702 | 13.4118
|  | 446.5909 | 0.026807 | 446.5909 | 0.033201 | 380.7921 | 4.5591 | 382.3123 | 0.52913 | 380.1059 | 0.56396 | 375.9946 | 0.061504 | 375.9946 | 0.10567 | 446.5909 | 0.049192 | 380.1783 | 0 | 382.3123 | -0.078113 | 375.9946 | -0.037929 | 375.7783 | 0.033856 | 380.1783 | -0.14598 | 380.7921 | 0.036949 | 375.9946 | 0.006448 | 446.5909 | 0.0051111 | 375.9946 | -0.0097026 | 380.1783 | 0 | 446.5909 | 8.379 | 446.5909 | 13.6001
|  | 446.8116 | 0.044172 | 446.8116 | 0.04158 | 381.0088 | 5.2996 | 382.5287 | 1.099 | 380.3243 | 0.4964 | 376.2108 | 0.1488 | 376.2108 | 0.05447 | 446.8116 | 0.13528 | 380.3916 | 0 | 382.5287 | 0.066082 | 376.2108 | 0.044332 | 375.9946 | -0.17299 | 380.3916 | 0.20499 | 381.0088 | 0.036843 | 376.2108 | 0.10875 | 446.8116 | 0.058452 | 376.2108 | 0.020352 | 380.3916 | 0 | 446.8116 | 8.5279 | 446.8116 | 13.8556
|  | 447.0322 | 0 | 447.0322 | 0.0082558 | 381.2256 | 5.2288 | 382.7451 | 0.47904 | 380.5427 | 0.56983 | 376.4271 | 0.49462 | 376.4271 | -0.027453 | 447.0322 | 0.052668 | 380.6049 | 0 | 382.7451 | -0.086585 | 376.4271 | -0.015434 | 376.2108 | 0.24082 | 380.6049 | 0.088763 | 381.2256 | 0.036765 | 376.4271 | 0.073529 | 447.0322 | 0.003704 | 376.4271 | -0.0040809 | 380.6049 | 0 | 447.0322 | 8.5766 | 447.0322 | 14.0042
|  | 447.2529 | 0.017407 | 447.2529 | 0.033324 | 381.4424 | 5.9442 | 382.9615 | 1.0207 | 380.7611 | 0.4964 | 376.6435 | 0.57556 | 376.6435 | 0.10022 | 447.2529 | 0.13042 | 380.8182 | 0 | 382.9615 | 0.018808 | 376.6435 | 0.032839 | 376.4271 | -0.31069 | 380.8182 | 0.070222 | 381.4424 | 0.036725 | 376.6435 | 0.1695 | 447.2529 | 0.06363 | 376.6435 | 0.041212 | 380.8182 | 0 | 447.2529 | 8.7485 | 447.2529 | 14.3129
|  | 447.4736 | 0 | 447.4736 | 0.025023 | 381.6592 | 5.8591 | 383.178 | 0.99878 | 380.9796 | 0.56102 | 376.8598 | 0.065514 | 376.8598 | -0.071464 | 447.4736 | 0.054839 | 381.0315 | 0 | 383.178 | -0.062863 | 376.8598 | -0.014449 | 376.6435 | 0.075299 | 381.0315 | -0.1513 | 381.6592 | 0.036734 | 376.8598 | 0.015984 | 447.4736 | 0.0019723 | 376.8598 | -0.0050092 | 381.0315 | 0 | 447.4736 | 8.8209 | 447.4736 | 14.4901
|  | 447.6944 | 0.017407 | 447.6944 | 0.025023 | 381.876 | 6.6233 | 383.3945 | 1.6156 | 381.198 | 0.49346 | 377.0761 | 0.15615 | 377.0761 | 0.1194 | 447.6944 | 0.12876 | 381.2449 | 0 | 383.3945 | 0.042191 | 377.0761 | 0.021427 | 376.8598 | -0.20487 | 381.2449 | 0.17153 | 381.876 | 0.036795 | 377.0761 | 0.095201 | 447.6944 | 0.056175 | 377.0761 | 0.023272 | 381.2449 | 0 | 447.6944 | 8.8716 | 447.6944 | 14.5935
|  | 447.9151 | 0.044172 | 447.9151 | 0.04158 | 382.0928 | 6.6086 | 383.611 | 0.91424 | 381.4165 | 0.56689 | 377.2925 | -0.06432 | 377.2925 | 0.093688 | 447.9151 | 0.054082 | 381.4582 | 0 | 383.611 | -0.02135 | 377.2925 | -0.012561 | 377.0761 | 0.2822 | 381.4582 | 0.22135 | 382.0928 | 0.036901 | 377.2925 | -0.051084 | 447.9151 | -0.0045433 | 377.2925 | 0.016962 | 381.4582 | 0 | 447.9151 | 8.8789 | 447.9151 | 14.6899
|  | 448.1359 | 0.052827 | 448.1359 | 0.08316 | 382.3096 | 7.3976 | 383.8274 | 1.29 | 381.6349 | 0.49934 | 377.5088 | 0.34419 | 377.5088 | 0.1401 | 448.1359 | 0.14506 | 381.6716 | 0 | 383.8274 | -0.011472 | 377.5088 | 0.035712 | 377.2925 | -0.10447 | 381.6716 | 0.42366 | 382.3096 | 0.037037 | 377.5088 | 0.057663 | 448.1359 | 0.058729 | 377.5088 | 0.0052049 | 381.6716 | 0 | 448.1359 | 9.0005 | 448.1359 | 14.9388
|  | 448.3566 | 0.017407 | 448.3566 | 0.024996 | 382.5265 | 7.4596 | 384.044 | 1.1209 | 381.8534 | 0.56396 | 377.7252 | 0.12672 | 377.7252 | 0.10698 | 448.3566 | 0.069344 | 381.885 | 0 | 384.044 | -0.053882 | 377.7252 | -0.023808 | 377.5088 | 0.017923 | 381.8849 | -0.03621 | 382.5265 | 0.037183 | 377.7252 | -0.017255 | 448.3566 | 0.01422 | 377.7252 | 0.0059942 | 381.8849 | 0 | 448.3566 | 9.0114 | 448.3566 | 15.0162
|  | 448.5774 | 0 | 448.5774 | 0.016694 | 382.7433 | 8.2812 | 384.2605 | 1.4622 | 382.0719 | 0.49346 | 377.9416 | 0.66468 | 377.9416 | 0.15818 | 448.5774 | 0.14375 | 382.0983 | 0 | 384.2605 | 0.015008 | 377.9416 | 0.025943 | 377.7252 | 0.039202 | 382.0983 | 0.27601 | 382.7433 | 0.037309 | 377.9416 | 0.051471 | 448.5774 | 0.071211 | 377.9416 | 0.01536 | 382.0983 | 0 | 448.5774 | 9.23 | 448.5774 | 15.4489
|  | 448.7982 | 0.088345 | 448.7982 | 0.08316 | 382.9602 | 8.3894 | 384.4771 | 1.1271 | 382.2904 | 0.55515 | 378.158 | -0.15534 | 378.158 | 0.14031 | 448.7982 | 0.055673 | 382.3117 | 0 | 384.4771 | -0.044902 | 378.158 | -0.029309 | 377.9416 | 0.60375 | 382.3117 | 0.28192 | 382.9602 | 0.037386 | 378.158 | -0.039087 | 448.7982 | 0.0060701 | 378.158 | -0.010569 | 382.3117 | 0 | 448.7982 | 9.2479 | 448.7982 | 15.5957
|  | 449.019 | 0.0086112 | 449.019 | 0.016708 | 383.1771 | 9.1917 | 384.6936 | 1.5874 | 382.5089 | 0.49053 | 378.3744 | 0.2469 | 378.3744 | 0.12441 | 449.019 | 0.14183 | 382.5251 | 0 | 384.6936 | 0.076588 | 378.3744 | 0.035466 | 378.158 | -0.2259 | 382.5251 | 0.21849 | 383.1771 | 0.037381 | 378.3744 | 0.20008 | 449.019 | 0.058141 | 378.3744 | 0.018415 | 382.5251 | 0 | 449.019 | 9.3479 | 449.019 | 15.7924
|  | 449.2398 | 0.026018 | 449.2398 | 0.04158 | 383.394 | 9.391 | 384.9102 | 0.90485 | 382.7275 | 0.54046 | 378.5908 | 0.1349 | 378.5908 | 0.0329 | 449.2398 | 0.072775 | 382.7385 | 0 | 384.9102 | -0.032702 | 378.5908 | -0.02077 | 378.3744 | 0.2103 | 382.7385 | -0.015922 | 383.394 | 0.037264 | 378.5908 | -0.095588 | 449.2398 | 0.015387 | 378.5908 | 0.00028828 | 382.7385 | 0 | 449.2398 | 9.3224 | 449.2398 | 15.8648
|  | 449.4606 | 0.044172 | 449.4606 | 0.074832 | 383.6109 | 10.4005 | 385.1268 | 1.5968 | 382.946 | 0.4729 | 378.8073 | 0.48563 | 378.8073 | 0.066671 | 449.4606 | 0.14753 | 382.952 | 0 | 385.1268 | 0.036938 | 378.8073 | 0.022659 | 378.5908 | -0.18723 | 382.952 | 0.29922 | 383.6109 | 0.037013 | 378.8073 | 0.067338 | 449.4606 | 0.056499 | 378.8073 | 0.0050495 | 382.952 | 0 | 449.4606 | 9.4966 | 449.4606 | 16.2038
|  | 449.6815 | -0.0093997 | 449.6815 | 0 | 383.8278 | 10.641 | 385.3434 | 1.2524 | 383.1646 | 0.53165 | 379.0237 | -0.13244 | 379.0237 | 0.048369 | 449.6815 | 0.058285 | 383.1654 | 0 | 385.3434 | -0.022366 | 379.0237 | 0.0023499 | 378.8073 | 0.39685 | 383.1654 | 0.11317 | 383.8278 | 0.036615 | 379.0237 | -0.07856 | 449.6815 | -0.0034076 | 379.0237 | 0.019896 | 383.1654 | 0 | 449.6815 | 9.3754 | 449.6815 | 16.1257
|  | 449.9024 | 0.044172 | 449.9024 | 0.04158 | 384.0447 | 11.6121 | 385.56 | 1.6156 | 383.3832 | 0.4729 | 379.2402 | 0.14961 | 379.2402 | 0.083448 | 449.9024 | 0.13942 | 383.3789 | 0 | 385.56 | 0.061338 | 379.2402 | 0.028077 | 379.0237 | -0.053783 | 383.3789 | 0.29536 | 384.0447 | 0.036072 | 379.2402 | 0.046053 | 449.9024 | 0.0628 | 379.2402 | 0.026232 | 383.3789 | 0 | 449.9024 | 9.3835 | 449.9024 | 16.2194
|  | 450.1232 | 0 | 450.1232 | 0.033251 | 384.2617 | 11.9628 | 385.7766 | 1.3964 | 383.6017 | 0.50815 | 379.4567 | 0.18967 | 379.4567 | -0.0032159 | 450.1232 | 0.062422 | 383.5923 | 0 | 385.7766 | -0.047444 | 379.4567 | -0.028405 | 379.2402 | 0.13093 | 383.5923 | 0.047808 | 384.2617 | 0.035408 | 379.4567 | -0.063081 | 450.1232 | -0.0048358 | 379.4567 | -0.028849 | 383.5923 | 0 | 450.1232 | 9.387 | 450.1232 | 16.3634
|  | 450.3441 | 0 | 450.3441 | 0 | 384.4786 | 13.2142 | 385.9933 | 1.8911 | 383.8203 | 0.43765 | 379.6732 | 0.3818 | 379.6732 | 0.097828 | 450.3441 | 0.1496 | 383.8058 | 0 | 385.9933 | 0.053035 | 379.6732 | 0.012971 | 379.4567 | -0.10786 | 383.8058 | 0.17593 | 384.4786 | 0.034661 | 379.6732 | 0.091718 | 450.3441 | 0.06486 | 379.6732 | 0.0091903 | 383.8058 | 0 | 450.3441 | 9.5302 | 450.3441 | 16.6293
|  | 450.565 | 0.044172 | 450.565 | 0.04158 | 384.6956 | 13.5965 | 386.2099 | 1.6594 | 384.0389 | 0.49346 | 379.8897 | 0.01165 | 379.8897 | -0.063621 | 450.565 | 0.059852 | 384.0193 | 0 | 386.2099 | -0.022366 | 379.8897 | -0.012971 | 379.6732 | 0.14449 | 384.0193 | -0.1669 | 384.6956 | 0.033888 | 379.8897 | -0.066564 | 450.565 | 0.0108 | 379.8897 | -0.004322 | 384.0193 | 0 | 450.565 | 9.4655 | 450.565 | 16.6695
|  | 450.786 | 0 | 450.786 | 0 | 384.9126 | 14.8011 | 386.4266 | 2.1103 | 384.2575 | 0.42003 | 380.1062 | 0.37526 | 380.1062 | -0.013396 | 450.786 | 0.16205 | 384.2328 | 0 | 386.4266 | 0.06676 | 380.1062 | 0.036533 | 379.8897 | 0.0016439 | 384.2328 | -0.041422 | 384.9126 | 0.033153 | 380.1062 | 0.13584 | 450.786 | 0.06251 | 380.1062 | 0.00075681 | 384.2328 | 0 | 450.786 | 9.4827 | 450.786 | 16.8263
|  | 451.0069 | 0.018153 | 451.0069 | 0.04158 | 385.1295 | 15.2594 | 386.6433 | 1.6751 | 384.4762 | 0.46409 | 380.3227 | 0.25181 | 380.3227 | -0.026799 | 451.0069 | 0.061814 | 384.4463 | 0 | 386.6433 | -0.032872 | 380.3227 | -0.01371 | 380.1062 | 0.16484 | 384.4463 | -0.036813 | 385.1295 | 0.032518 | 380.3227 | -0.016237 | 451.0069 | 0.0034091 | 380.3227 | -0.0077345 | 384.4463 | 0 | 451.0069 | 9.5366 | 451.0069 | 17.0547
|  | 451.2278 | 0.0086112 | 451.2278 | 0.04158 | 385.3465 | 16.761 | 386.86 | 2.1729 | 384.6948 | 0.40241 | 380.5392 | 0.64097 | 380.5392 | 0.11613 | 451.2278 | 0.16099 | 384.6599 | 0 | 386.86 | 0.036261 | 380.5392 | 0.023644 | 380.3227 | -0.24896 | 384.6599 | 0.26013 | 385.3465 | 0.032032 | 380.5392 | 0.099071 | 451.2278 | 0.06508 | 380.5392 | 0.0089774 | 384.6599 | 0 | 451.2278 | 9.5648 | 451.2278 | 17.1967
|  | 451.4488 | 0.017265 | 451.4488 | 0.04158 | 385.5635 | 17.3129 | 387.0767 | 1.9349 | 384.9135 | 0.45234 | 380.7558 | 0.089932 | 380.7558 | 0.065146 | 451.4488 | 0.08083 | 384.8734 | 0 | 387.0767 | -0.027788 | 380.7558 | -0.030704 | 380.5392 | 0.21979 | 384.8734 | 0.28697 | 385.5635 | 0.031726 | 380.7558 | -0.078173 | 451.4488 | 0.01846 | 380.7558 | -0.010507 | 384.8734 | 0 | 451.4488 | 9.5063 | 451.4488 | 17.2853
|  | 451.6698 | 0 | 451.6698 | 0 | 385.7806 | 18.7128 | 387.2935 | 2.1823 | 385.1321 | 0.39947 | 380.9724 | 0.31231 | 380.9724 | 0.0019251 | 451.6698 | 0.16217 | 385.0869 | 0 | 387.2935 | 0.042022 | 380.9724 | 0.0012895 | 380.7558 | -0.14178 | 385.0869 | 0.18327 | 385.7806 | 0.031606 | 380.9724 | 0.095975 | 451.6698 | 0.056816 | 380.9724 | -0.0093432 | 385.0869 | 0 | 451.6698 | 9.5372 | 451.6698 | 17.4386
|  | 451.8908 | 0 | 451.8908 | 0.0082558 | 385.9976 | 19.3772 | 387.5102 | 2.1948 | 385.3508 | 0.44647 | 381.1889 | 0.066262 | 381.1889 | -0.033989 | 451.8908 | 0.068155 | 385.3005 | 0 | 387.5102 | -0.01351 | 381.1889 | -0.018636 | 380.9724 | 0.22115 | 385.3005 | -0.13087 | 385.9976 | 0.031654 | 381.1889 | 0.016931 | 451.8908 | 0.0015327 | 381.1889 | 0.001475 | 385.3005 | 0 | 451.8908 | 9.4119 | 451.8908 | 17.4107
|  | 452.1118 | 0.044172 | 452.1118 | 0.04158 | 386.2146 | 20.8011 | 387.727 | 2.4484 | 385.5695 | 0.39066 | 381.4055 | 0.01095 | 381.4055 | 0.053816 | 452.1118 | 0.16183 | 385.5141 | 0 | 387.727 | 0.025925 | 381.4055 | 0.0321 | 381.1889 | -0.067059 | 385.5141 | 0.26906 | 386.2146 | 0.031835 | 381.4055 | 0.1281 | 452.1118 | 0.058914 | 381.4055 | 0.011598 | 385.5141 | 0 | 452.1118 | 9.4469 | 452.1118 | 17.5891
|  | 452.3328 | 0 | 452.3328 | 0.033324 | 386.4317 | 21.7765 | 387.9437 | 2.3889 | 385.7882 | 0.43178 | 381.6221 | -0.054258 | 381.6221 | 0.014729 | 452.3328 | 0.063535 | 385.7277 | 0 | 387.9437 | -0.036599 | 381.6221 | -0.013956 | 381.4055 | 0.18655 | 385.7277 | 0.040951 | 386.4317 | 0.032105 | 381.6221 | -0.04644 | 452.3328 | -0.0046432 | 381.6221 | 0.0060721 | 385.7277 | 0 | 452.3328 | 9.3117 | 452.3328 | 17.5425
|  | 452.5538 | 0.044172 | 452.5538 | 0.04158 | 386.6488 | 23.3103 | 388.1605 | 2.7928 | 386.007 | 0.38478 | 381.8387 | 0.18804 | 381.8387 | -0.071464 | 452.5538 | 0.15127 | 385.9413 | 0 | 388.1605 | 0.014026 | 381.8387 | 0.03366 | 381.6221 | -0.31951 | 385.9413 | 0.12826 | 386.6488 | 0.032425 | 381.8387 | 0.085139 | 452.5538 | 0.058309 | 381.8387 | 0.023331 | 385.9413 | 0 | 452.5538 | 9.312 | 452.5538 | 17.6582
|  | 452.7749 | 0.017366 | 452.7749 | 0.02495 | 386.8658 | 24.2589 | 388.3773 | 2.6989 | 386.2257 | 0.43178 | 382.0553 | 0.3679 | 382.0553 | 0.15818 | 452.7749 | 0.085378 | 386.1549 | 0 | 388.3773 | -0.062355 | 382.0553 | 0.0016601 | 381.8387 | 0.24354 | 386.1549 | -0.094073 | 386.8658 | 0.03276 | 382.0553 | -0.031203 | 452.7749 | 0.0068236 | 382.0553 | 0.023448 | 386.1549 | 0 | 452.7749 | 9.2503 | 452.7749 | 17.75
|  | 452.9959 | 0.044172 | 452.9959 | 0.049909 | 387.0829 | 26.0747 | 388.5942 | 3.0245 | 386.4445 | 0.37891 | 382.272 | -0.031684 | 382.272 | 0.10197 | 452.9959 | 0.17546 | 386.3685 | 0 | 388.5942 | 0.034397 | 382.272 | 0.030212 | 382.0553 | -0.099043 | 386.3685 | 0.03913 | 387.0829 | 0.033094 | 382.272 | 0.081269 | 452.9959 | 0.061479 | 382.272 | 0.017814 | 386.3685 | 0 | 452.9959 | 9.3198 | 452.9959 | 17.9922
|  | 453.217 | 0.035561 | 453.217 | 0.04158 | 387.3 | 27.0248 | 388.811 | 3.0589 | 386.6632 | 0.42884 | 382.4886 | -0.073226 | 382.4886 | -0.033771 | 453.217 | 0.087784 | 386.5822 | 0 | 388.811 | -0.031516 | 382.4886 | -0.014777 | 382.272 | 0.29306 | 386.5822 | 0.16587 | 387.3 | 0.033422 | 382.4886 | 0.013439 | 453.217 | 0.0026193 | 382.4886 | -0.0040621 | 386.5822 | 0 | 453.217 | 9.2715 | 453.217 | 18.1369
|  | 453.4381 | 0.044172 | 453.4381 | 0.04158 | 387.5171 | 28.912 | 389.0278 | 3.538 | 386.882 | 0.38185 | 382.7053 | 0.16596 | 382.7053 | 0.090856 | 453.4381 | 0.17992 | 386.7958 | 0 | 389.0278 | 0.0042232 | 382.7053 | 0.020196 | 382.4886 | -0.21437 | 386.7958 | 0.2662 | 387.5171 | 0.033754 | 382.7053 | 0.066564 | 453.4381 | 0.061029 | 382.7053 | -0.00024016 | 386.7958 | 0 | 453.4381 | 9.2247 | 453.4381 | 18.1931
|  | 453.6592 | 0.044172 | 453.6592 | 0.04158 | 387.7343 | 30.124 | 389.2447 | 3.2374 | 387.1008 | 0.42591 | 382.9219 | 0.13326 | 382.9219 | -0.0073435 | 453.6592 | 0.082539 | 387.0095 | 0 | 389.2447 | -0.035752 | 382.9219 | -0.027585 | 382.7053 | 0.27542 | 387.0095 | -0.055279 | 387.7343 | 0.034101 | 382.9219 | -0.038195 | 453.6592 | 0.0033168 | 382.9219 | -0.0069568 | 387.0095 | 0 | 453.6592 | 9.0916 | 453.6592 | 18.1986
|  | 453.8803 | 0.044172 | 453.8803 | 0.04158 | 387.9514 | 32.3002 | 389.4615 | 3.9826 | 387.3196 | 0.37891 | 383.1386 | 0.16269 | 383.1386 | 0.066453 | 453.8803 | 0.18068 | 387.2231 | 0 | 389.4615 | 0.028805 | 383.1386 | 0.011822 | 382.9219 | -0.15535 | 387.2231 | 0.11441 | 387.9514 | 0.034474 | 383.1386 | 0.066177 | 453.8803 | 0.069343 | 383.1386 | -0.0022982 | 387.2231 | 0 | 453.8803 | 9.0157 | 453.8803 | 18.1463
|  | 454.1015 | 0 | 454.1015 | 0.016571 | 388.1685 | 33.5336 | 389.6784 | 3.6789 | 387.5384 | 0.41709 | 383.3553 | -0.15125 | 383.3553 | 0.10458 | 454.1015 | 0.08832 | 387.4368 | 0 | 389.6784 | -0.011436 | 383.3553 | -0.029883 | 383.1386 | 0.10718 | 387.4368 | 0.20917 | 388.1685 | 0.034878 | 383.3553 | -0.036709 | 454.1015 | 0.012193 | 383.3553 | -0.020452 | 387.4368 | 0 | 454.1015 | 8.8136 | 454.1015 | 17.9917
|  | 454.3226 | 0.070191 | 454.3226 | 0.08316 | 388.3857 | 35.7333 | 389.8954 | 4.2518 | 387.7572 | 0.3701 | 383.572 | 0.64342 | 383.572 | -0.0027082 | 454.3226 | 0.18757 | 387.6505 | 0 | 389.8954 | 0.034397 | 383.572 | 0.055497 | 383.3553 | -0.21437 | 387.6505 | 0.14075 | 388.3857 | 0.035308 | 383.572 | 0.15093 | 454.3226 | 0.066247 | 383.572 | 0.034035 | 387.6505 | 0 | 454.3226 | 8.6915 | 454.3226 | 17.9384
|  | 454.5438 | 0.044172 | 454.5438 | 0.04158 | 388.6029 | 37.1705 | 390.1123 | 3.9419 | 387.976 | 0.41122 | 383.7887 | 0.26652 | 383.7887 | 0.067543 | 454.5438 | 0.08921 | 387.8642 | 0 | 390.1123 | -0.029822 | 383.7887 | -0.02192 | 383.572 | 0.28831 | 387.8642 | -0.03218 | 388.6029 | 0.035749 | 383.7887 | -0.097136 | 454.5438 | -0.0013699 | 383.7887 | -0.011634 | 387.8642 | 0 | 454.5438 | 8.5637 | 454.5438 | 17.8982
|  | 454.7649 | 0.044172 | 454.7649 | 0.04158 | 388.82 | 39.4711 | 390.3292 | 4.4554 | 388.1949 | 0.36129 | 384.0055 | 0.34746 | 384.0055 | 0.035079 | 454.7649 | 0.18983 | 388.078 | 0 | 390.3292 | 0.029822 | 384.0055 | 0.038011 | 383.7887 | -0.1601 | 388.078 | 0.29313 | 388.82 | 0.036185 | 384.0055 | 0.14551 | 454.7649 | 0.070503 | 384.0055 | 0.019166 | 388.078 | 0 | 454.7649 | 8.5077 | 454.7649 | 17.9154
|  | 454.9861 | 0.052925 | 454.9861 | 0.06648 | 389.0372 | 41.1953 | 390.5461 | 4.4334 | 388.4138 | 0.40534 | 384.2222 | -0.18886 | 384.2222 | 0.063185 | 454.9861 | 0.083883 | 388.2917 | 0 | 390.5461 | -0.053205 | 384.2222 | -0.01724 | 384.0055 | 0.032056 | 388.2917 | -0.035888 | 389.0372 | 0.036597 | 384.2222 | -0.0046035 | 454.9861 | 0.0021774 | 384.2222 | -0.0083337 | 388.2917 | 0 | 454.9861 | 8.3646 | 454.9861 | 17.8517
|  | 455.2073 | 0.044172 | 455.2073 | 0.04158 | 389.2544 | 43.8332 | 390.7631 | 5.1379 | 388.6326 | 0.35541 | 384.439 | 0.17741 | 384.439 | 0.024402 | 455.2073 | 0.19644 | 388.5055 | 0 | 390.7631 | 0.031347 | 384.439 | -0.001838 | 384.2222 | -0.078013 | 388.5055 | 0.29071 | 389.2544 | 0.036972 | 384.439 | 0.12732 | 455.2073 | 0.067871 | 384.439 | 0.0032391 | 388.5055 | 0 | 455.2073 | 8.2681 | 455.2073 | 17.7862
|  | 455.4285 | 0.0087529 | 455.4285 | 0.024945 | 389.4716 | 45.5959 | 390.9801 | 4.8123 | 388.8515 | 0.39653 | 384.6557 | 0.13735 | 384.6557 | 0.089984 | 455.4285 | 0.083466 | 388.7192 | 0 | 390.9801 | -0.020333 | 384.6557 | -0.0076033 | 384.439 | 0.2415 | 388.7192 | -0.14969 | 389.4716 | 0.037303 | 384.6557 | -0.056889 | 455.4285 | -0.0027936 | 384.6557 | -0.003852 | 388.7192 | 0 | 455.4285 | 8.0459 | 455.4285 | 17.5969
|  | 455.6498 | 0.070334 | 455.6498 | 0.08316 | 389.6889 | 48.3949 | 391.1971 | 5.476 | 389.0704 | 0.34954 | 384.8725 | 0.051608 | 384.8725 | 0.13225 | 455.6498 | 0.19582 | 388.933 | 0 | 391.1971 | 0.00014978 | 384.8725 | 0.023233 | 384.6557 | -0.19537 | 388.933 | 0.055418 | 389.6889 | 0.037591 | 384.8725 | 0.095975 | 455.6498 | 0.069498 | 384.8725 | 0.0011519 | 388.933 | 0 | 455.6498 | 8.0016 | 455.6498 | 17.6412
|  | 455.871 | 0.044172 | 455.871 | 0.049895 | 389.9061 | 50.3955 | 391.4141 | 5.235 | 389.2893 | 0.38772 | 385.0893 | 0.35809 | 385.0893 | 0.0084835 | 455.871 | 0.09135 | 389.1468 | 0 | 391.4141 | -0.062524 | 385.0893 | -0.024301 | 384.8725 | 0.15467 | 389.1468 | -0.11439 | 389.9061 | 0.037839 | 385.0893 | -0.033079 | 455.871 | 0.0020772 | 385.0893 | -0.014946 | 389.1468 | 0 | 455.871 | 7.8119 | 455.871 | 17.4446
|  | 456.0923 | 0.018054 | 456.0923 | 0.033324 | 390.1234 | 53.2658 | 391.6311 | 5.9833 | 389.5082 | 0.33779 | 385.3061 | 0.041421 | 385.3061 | 0.088895 | 456.0923 | 0.2262 | 389.3606 | 0 | 391.6311 | 0.031347 | 385.3061 | 0.0051823 | 385.0893 | -0.10718 | 389.3606 | 0.059217 | 390.1234 | 0.038054 | 385.3061 | 0.042957 | 456.0923 | 0.072972 | 385.3061 | 0.007658 | 389.3606 | 0 | 456.0923 | 7.6805 | 456.0923 | 17.3437
|  | 456.3135 | 0 | 456.3135 | 0 | 390.3406 | 55.7398 | 391.8481 | 5.9895 | 389.7272 | 0.37303 | 385.5229 | 0.2142 | 385.5229 | -0.048369 | 456.3135 | 0.10147 | 389.5744 | 0 | 391.8481 | -0.050833 | 385.5229 | -0.016501 | 385.3061 | 0.15942 | 389.5744 | 0.011387 | 390.3406 | 0.038237 | 385.5229 | -0.057663 | 456.3135 | 0.00058054 | 385.5229 | 0.0022753 | 389.5744 | 0 | 456.3135 | 7.4949 | 456.3135 | 17.1345
|  | 456.5348 | 0 | 456.5348 | 0 | 390.5579 | 58.7348 | 392.0652 | 6.9132 | 389.9461 | 0.33485 | 385.7398 | 0.24854 | 385.7398 | 0.12201 | 456.5348 | 0.23313 | 389.7882 | 0 | 392.0652 | 0.048969 | 385.7398 | 0.027749 | 385.5229 | -0.090902 | 389.7882 | 0.20825 | 390.5579 | 0.038386 | 385.7398 | 0.051084 | 456.5348 | 0.077535 | 385.7398 | 0.013299 | 389.7882 | 0 | 456.5348 | 7.4972 | 456.5348 | 17.2443
|  | 456.7561 | 0 | 456.7561 | 0 | 390.7752 | 61.2575 | 392.2822 | 6.6157 | 390.1651 | 0.36716 | 385.9566 | 0.12999 | 385.9566 | 0.074515 | 456.7561 | 0.10814 | 390.002 | 0 | 392.2822 | -0.049138 | 385.9566 | -0.0043216 | 385.7398 | 0.081405 | 390.002 | -0.065287 | 390.7752 | 0.038493 | 385.9566 | -0.023516 | 456.7561 | 0.00089442 | 385.9566 | -0.0014726 | 390.002 | 0 | 456.7561 | 7.2939 | 456.7561 | 17.0458
|  | 456.9774 | 0 | 456.9774 | 0 | 390.9925 | 64.5944 | 392.4993 | 7.5425 | 390.3841 | 0.32898 | 386.1735 | 0.60908 | 386.1735 | 0.067325 | 456.9774 | 0.21874 | 390.2159 | 0 | 392.4993 | 0.0096082 | 386.1735 | 0.027831 | 385.9566 | -0.1601 | 390.2159 | 0.11871 | 390.9925 | 0.038549 | 386.1735 | 0.080108 | 456.9774 | 0.078166 | 386.1735 | 5.7389e-05 | 390.2159 | 0 | 456.9774 | 7.1938 | 456.9774 | 16.9699
|  | 457.1988 | 0 | 457.1988 | 0 | 391.2098 | 67.4703 | 392.7164 | 7.3233 | 390.6031 | 0.3701 | 386.3903 | 0.066085 | 386.3903 | 0.0028269 | 457.1988 | 0.12378 | 390.4297 | 0 | 392.7164 | -0.024569 | 386.3903 | -0.013874 | 386.1735 | 0.20283 | 390.4297 | -0.042482 | 391.2098 | 0.038547 | 386.3903 | -0.025959 | 457.1988 | 0.00028927 | 386.3903 | -0.0042284 | 390.4297 | 0 | 457.1988 | 6.995 | 457.1988 | 16.706
|  | 457.4201 | 0 | 457.4201 | 0 | 391.4271 | 71.2461 | 392.9335 | 7.9839 | 390.8221 | 0.32898 | 386.6072 | -0.091567 | 386.6072 | 0.05447 | 457.4201 | 0.22977 | 390.6436 | 0 | 392.9335 | 0.041005 | 386.6072 | 0.0027803 | 386.3903 | -0.18316 | 390.6436 | -0.19285 | 391.4271 | 0.038487 | 386.6072 | 0.094427 | 457.4201 | 0.066663 | 386.6072 | -0.0019774 | 390.6436 | 0 | 457.4201 | 6.9828 | 457.4201 | 16.786
|  | 457.6415 | 0 | 457.6415 | 0 | 391.6444 | 74.2582 | 393.1506 | 8.1593 | 391.0411 | 0.37303 | 386.8241 | 0.052002 | 386.8241 | 0.036168 | 457.6415 | 0.12265 | 390.8575 | 0 | 393.1506 | -0.015829 | 386.8241 | -0.0044037 | 386.6072 | 0.1913 | 390.8575 | -0.099232 | 391.6444 | 0.038373 | 386.8241 | -0.054954 | 457.6415 | -0.010734 | 386.8241 | -0.0076984 | 390.8575 | 0 | 457.6415 | 6.8289 | 457.6415 | 16.6323
|  | 457.8628 | 0 | 457.8628 | 0 | 391.8618 | 78.0648 | 393.3678 | 9.0798 | 391.2601 | 0.32898 | 387.041 | 0.18068 | 387.041 | 0.11613 | 457.8628 | 0.25619 | 391.0714 | 0 | 393.3678 | 0.021689 | 387.041 | 0.017815 | 386.8241 | -0.19605 | 391.0714 | 0.33754 | 391.8618 | 0.038224 | 387.041 | 0.031063 | 457.8628 | 0.067432 | 387.041 | 0.0021 | 391.0714 | 0 | 457.8628 | 6.7525 | 457.8628 | 16.5476
|  | 458.0842 | 0 | 458.0842 | 0 | 392.0791 | 81.3154 | 393.5849 | 8.8105 | 391.4792 | 0.3701 | 387.2579 | 0.22238 | 387.2579 | 0.055777 | 458.0842 | 0.10855 | 391.2853 | 0 | 393.5849 | -0.024908 | 387.2579 | -0.01683 | 387.041 | 0.24286 | 391.2853 | -0.034056 | 392.0791 | 0.038058 | 387.2579 | -0.05805 | 458.0842 | -0.0010143 | 387.2579 | -0.011337 | 391.2853 | 0 | 458.0842 | 6.5668 | 458.0842 | 16.3336
|  | 458.3056 | 0 | 458.3056 | 0 | 392.2965 | 85.5598 | 393.8021 | 9.7028 | 391.6982 | 0.33485 | 387.4749 | 0.19948 | 387.4749 | 0.054252 | 458.3056 | 0.25056 | 391.4992 | 0 | 393.8021 | 0.032533 | 387.4749 | 0.030376 | 387.2579 | 0.018167 | 391.4992 | 0.3896 | 392.2965 | 0.037902 | 387.4749 | 0.1219 | 458.3056 | 0.071391 | 387.4749 | 0.0060847 | 391.4992 | 0 | 458.3056 | 6.5112 | 458.3056 | 16.2741
|  | 458.527 | 0 | 458.527 | 0 | 392.5139 | 89.168 | 394.0193 | 9.8563 | 391.9173 | 0.37597 | 387.6918 | 0.10955 | 387.6918 | -0.012258 | 458.527 | 0.13145 | 391.7131 | 0 | 394.0193 | -0.0099894 | 387.6918 | -0.024136 | 387.4749 | 0.1004 | 391.7131 | 0.049602 | 392.5139 | 0.037775 | 387.6918 | -0.055728 | 458.527 | -0.006127 | 387.6918 | -0.0016027 | 391.7131 | 0 | 458.527 | 6.3125 | 458.527 | 15.9928
|  | 458.7484 | 0 | 458.7484 | 0 | 392.7313 | 93.5272 | 394.2364 | 10.6672 | 392.1363 | 0.3466 | 387.9087 | 0.29269 | 387.9087 | 0.095431 | 458.7484 | 0.26241 | 391.9271 | 0 | 394.2364 | 0.013686 | 387.9087 | 0.039324 | 387.6918 | -0.057463 | 391.9271 | 0.059927 | 392.7313 | 0.037693 | 387.9087 | 0.14512 | 458.7484 | 0.082336 | 387.9087 | 0.029283 | 391.9271 | 0 | 458.7484 | 6.2985 | 458.7484 | 16.0065
|  | 458.9699 | 0 | 458.9699 | 0 | 392.9486 | 97.4355 | 394.4536 | 10.7611 | 392.3554 | 0.38772 | 388.1257 | -0.082574 | 388.1257 | 0.00020473 | 458.9699 | 0.14896 | 392.141 | 0 | 394.4536 | -0.028975 | 388.1257 | -0.01683 | 387.9087 | 0.01564 | 392.141 | 0.12967 | 392.9486 | 0.037659 | 388.1257 | -0.036661 | 458.9699 | 0.0043753 | 388.1257 | -0.0046959 | 392.141 | 0 | 458.9699 | 6.1161 | 458.9699 | 15.7778
|  | 459.1913 | 0 | 459.1913 | 0 | 393.166 | 102.1639 | 394.6708 | 11.738 | 392.5745 | 0.35247 | 388.3427 | 0.24282 | 388.3427 | 0.035514 | 459.1913 | 0.2639 | 392.355 | 0 | 394.6708 | 0.035074 | 388.3427 | 0.020442 | 388.1257 | -0.13703 | 392.355 | 0.08652 | 393.166 | 0.037666 | 388.3427 | 0.10797 | 459.1913 | 0.077345 | 388.3427 | 0.0067219 | 392.355 | 0 | 459.1913 | 6.1076 | 459.1913 | 15.7712
|  | 459.4128 | 0 | 459.4128 | 0 | 393.3835 | 106.3419 | 394.8881 | 12.0072 | 392.7936 | 0.3936 | 388.5597 | -0.14716 | 388.5597 | -0.060353 | 459.4128 | 0.16001 | 392.569 | 0 | 394.8881 | -0.022705 | 388.5597 | -0.031361 | 388.3427 | 0.30255 | 392.569 | 0.013946 | 393.3835 | 0.037702 | 388.5597 | -0.072368 | 459.4128 | -0.0047427 | 388.5597 | -0.0031978 | 392.569 | 0 | 459.4128 | 5.9222 | 459.4128 | 15.5633
|  | 459.6343 | 0 | 459.6343 | 0 | 393.6009 | 111.489 | 395.1053 | 12.9841 | 393.0128 | 0.36129 | 388.7767 | 0.29596 | 388.7767 | 0.0026002 | 459.6343 | 0.2727 | 392.783 | 0 | 395.1053 | 0.042191 | 388.7767 | 0.018472 | 388.5597 | -0.092259 | 392.783 | 0.16183 | 393.6009 | 0.037745 | 388.7767 | 0.11068 | 459.6343 | 0.083742 | 388.7767 | 0.0040395 | 392.783 | 0 | 459.6343 | 5.9305 | 459.6343 | 15.5655
|  | 459.8558 | 0 | 459.8558 | 0 | 393.8184 | 115.7745 | 395.3226 | 12.887 | 393.2319 | 0.40241 | 388.9937 | 0.26162 | 388.9937 | 0.053816 | 459.8558 | 0.16195 | 392.997 | 0 | 395.3226 | -0.061846 | 388.9937 | 0.0012937 | 388.7767 | 0.1506 | 392.997 | 0.29495 | 393.8184 | 0.037776 | 388.9937 | 0.055341 | 459.8558 | 0.0029282 | 388.9937 | 0.0085546 | 392.997 | 0 | 459.8558 | 5.717 | 459.8558 | 15.2296
|  | 460.0773 | 0 | 460.0773 | 0 | 394.0358 | 121.1115 | 395.5399 | 14.0079 | 393.4511 | 0.36129 | 389.2107 | 0.059894 | 389.2107 | 0.016752 | 460.0773 | 0.28757 | 393.211 | 0 | 395.5399 | 0.049646 | 389.2107 | -0.00085271 | 388.9937 | -0.11939 | 393.211 | 0.094269 | 394.0358 | 0.037777 | 389.2107 | 0.16602 | 460.0773 | 0.089615 | 389.2107 | 0.010243 | 393.211 | 0 | 460.0773 | 5.6729 | 460.0773 | 15.0832
|  | 460.2988 | 0 | 460.2988 | 0 | 394.2533 | 126.3046 | 395.7571 | 14.3022 | 393.6702 | 0.40828 | 389.4277 | 0.091567 | 389.4277 | 0.077783 | 460.2988 | 0.17744 | 393.425 | 0 | 395.7571 | -0.022705 | 389.4277 | -0.0011152 | 389.2107 | 0.22251 | 393.425 | 0.010481 | 394.2533 | 0.037738 | 389.4277 | -0.025318 | 460.2988 | -0.001581 | 389.4277 | 0.0017444 | 393.425 | 0 | 460.2988 | 5.5049 | 460.2988 | 14.8565
|  | 460.5203 | 0 | 460.5203 | 0 | 394.4708 | 131.457 | 395.9745 | 15.6391 | 393.8894 | 0.37597 | 389.6448 | 0.35809 | 389.6448 | 0.042269 | 460.5203 | 0.29499 | 393.6391 | 0 | 395.9745 | 0.018977 | 389.6448 | 0.012971 | 389.4277 | -0.14721 | 393.6391 | 0.20813 | 394.4708 | 0.037657 | 389.6448 | 0.066177 | 460.5203 | 0.070657 | 389.6448 | 0.011951 | 393.6391 | 0 | 460.5203 | 5.5013 | 460.5203 | 14.819
|  | 460.7419 | 0 | 460.7419 | 0 | 394.6882 | 136.6833 | 396.1918 | 16.0211 | 394.1086 | 0.41709 | 389.8619 | -0.027373 | 389.8619 | 0.10219 | 460.7419 | 0.17179 | 393.8531 | 0 | 396.1918 | 0.014363 | 389.8619 | -0.020114 | 389.6448 | 0.14517 | 393.8531 | -0.13426 | 394.6882 | 0.037536 | 389.8619 | -0.052632 | 460.7419 | 0.014334 | 389.8619 | -0.0043531 | 393.8531 | 0 | 460.7419 | 5.3222 | 460.7419 | 14.5208
|  | 460.9635 | 0 | 460.9635 | 0 | 394.9058 | 142.6329 | 396.4091 | 17.0293 | 394.3278 | 0.39066 | 390.0789 | 0.4235 | 390.0789 | 0.13138 | 460.9635 | 0.31064 | 394.0672 | 0 | 396.4091 | 0.036261 | 390.0789 | 0.00026829 | 389.8619 | -0.37921 | 394.0672 | 0.13037 | 394.9058 | 0.037388 | 390.0789 | 0.026116 | 460.9635 | 0.065305 | 390.0789 | 0.0081198 | 394.0672 | 0 | 460.9635 | 5.366 | 460.9635 | 14.6322
|  | 461.185 | 0 | 461.185 | 0 | 395.1233 | 148.1014 | 396.6265 | 17.6054 | 394.547 | 0.43178 | 390.296 | -0.096472 | 390.296 | -0.051202 | 461.185 | 0.19619 | 394.2812 | 0 | 396.6265 | -0.069132 | 390.296 | -0.038257 | 390.0789 | 0.014734 | 394.2812 | 0.33065 | 395.1233 | 0.037226 | 390.296 | -0.052245 | 461.185 | -0.0086981 | 390.296 | -0.01185 | 394.2812 | 0 | 461.185 | 5.2266 | 461.185 | 14.4259
|  | 461.4066 | 0 | 461.4066 | 0 | 395.3408 | 154.2869 | 396.8438 | 18.8703 | 394.7663 | 0.38772 | 390.5131 | 0.11528 | 390.5131 | 0.096738 | 461.4066 | 0.3014 | 394.4954 | 0 | 396.8438 | 0.0069774 | 390.5131 | 0.0066249 | 390.296 | -0.2571 | 394.4954 | 0.35908 | 395.3408 | 0.037065 | 390.5131 | 0.071981 | 461.4066 | 0.074882 | 390.5131 | 0.01128 | 394.4954 | 0 | 461.4066 | 5.2118 | 461.4066 | 14.3507
|  | 461.6282 | 0 | 461.6282 | 0 | 395.5583 | 159.6733 | 397.0612 | 19.2679 | 394.9855 | 0.43178 | 390.7302 | 0.034311 | 390.7302 | -0.0031988 | 461.6282 | 0.18926 | 394.7094 | 0 | 397.0612 | -0.047613 | 390.7302 | -0.015516 | 390.5131 | 0.20351 | 394.7094 | -0.18448 | 395.5583 | 0.036921 | 390.7302 | -0.035286 | 461.6282 | 0.0030435 | 390.7302 | -0.0089868 | 394.7094 | 0 | 461.6282 | 5.1484 | 461.6282 | 14.3611
|  | 461.8498 | 0 | 461.8498 | 0 | 395.7759 | 166.2613 | 397.2786 | 20.7207 | 395.2047 | 0.40241 | 390.9474 | -0.072035 | 390.9474 | 0.060788 | 461.8498 | 0.32123 | 394.9235 | 0 | 397.2786 | 0.027958 | 390.9474 | 0.016419 | 390.7302 | -0.23743 | 394.9236 | -0.00055471 | 395.7759 | 0.036809 | 390.9474 | 0.10642 | 461.8498 | 0.079084 | 390.9474 | 0.013465 | 394.9236 | 0 | 461.8498 | 5.2039 | 461.8498 | 14.4369
|  | 462.0715 | 0 | 462.0715 | 0 | 395.9934 | 172.0685 | 397.496 | 21.3625 | 395.424 | 0.4494 | 391.1645 | -0.049036 | 391.1645 | 0.049241 | 462.0715 | 0.21867 | 395.1377 | 0 | 397.496 | -0.056255 | 391.1645 | -0.0055932 | 390.9474 | 0.1601 | 395.1377 | -0.014422 | 395.9934 | 0.036743 | 391.1645 | -0.024072 | 462.0715 | 0.0072934 | 391.1645 | 0.00050295 | 395.1377 | 0 | 462.0715 | 5.1112 | 462.0715 | 14.3265
|  | 462.2931 | 0 | 462.2931 | 0 | 396.211 | 178.9912 | 397.7134 | 23.2192 | 395.6433 | 0.40828 | 391.3816 | 0.31558 | 391.3816 | 0.020198 | 462.2931 | 0.32721 | 395.3518 | 0 | 397.7134 | 0.012952 | 391.3816 | 0.03604 | 391.1645 | -0.22997 | 395.3518 | 0.16244 | 396.211 | 0.036735 | 391.3816 | 0.061146 | 462.2931 | 0.084589 | 391.3816 | 0.00010404 | 395.3518 | 0 | 462.2931 | 5.0997 | 462.2931 | 14.2435
|  | 462.5148 | 0 | 462.5148 | 0 | 396.4286 | 184.8851 | 397.9308 | 23.2755 | 395.8626 | 0.46115 | 391.5988 | 0.17905 | 391.5988 | -0.0053484 | 462.5148 | 0.21798 | 395.566 | 0 | 397.9308 | -0.065574 | 391.5988 | -0.025943 | 391.3816 | 0.10854 | 395.566 | -0.027891 | 396.4286 | 0.036796 | 391.5988 | -0.011831 | 462.5148 | -0.0051982 | 391.5988 | -0.015632 | 395.566 | 0 | 462.5148 | 4.9899 | 462.5148 | 14.0901
|  | 462.7364 | 0 | 462.7364 | 0 | 396.6462 | 191.7932 | 398.1483 | 25.1541 | 396.0819 | 0.42297 | 391.8159 | 0.033472 | 391.8159 | 0.056431 | 462.7364 | 0.34889 | 395.7801 | 0 | 398.1483 | 0.062863 | 391.8159 | 0.012561 | 391.5988 | -0.06218 | 395.7802 | 0.14294 | 396.6462 | 0.036929 | 391.8159 | 0.15441 | 462.7364 | 0.082794 | 391.8159 | 0.013636 | 395.7802 | 0 | 462.7364 | 4.9823 | 462.7364 | 14.0341
|  | 462.9581 | 0 | 462.9581 | 0 | 396.8638 | 198.042 | 398.3657 | 25.821 | 396.3012 | 0.46996 | 392.0331 | -0.018505 | 392.0331 | 0.02876 | 462.9581 | 0.22615 | 395.9943 | 0 | 398.3657 | -0.019994 | 392.0331 | -0.0045073 | 391.8159 | 0.29713 | 395.9943 | 0.032243 | 396.8638 | 0.03713 | 392.0331 | 0.0032316 | 462.9581 | 0.00841 | 392.0331 | 0.0045887 | 395.9943 | 0 | 462.9581 | 4.8624 | 462.9581 | 13.819
|  | 463.1798 | 0 | 463.1798 | 0 | 397.0814 | 205.2353 | 398.5832 | 27.3364 | 396.5205 | 0.43178 | 392.2503 | 0.11773 | 392.2503 | 0.10589 | 463.1798 | 0.3686 | 396.2085 | 0 | 398.5832 | 0.0244 | 392.2503 | 0.057304 | 392.0331 | -0.19537 | 396.2085 | 0.38659 | 397.0814 | 0.037385 | 392.2503 | 0.077012 | 463.1798 | 0.071663 | 392.2503 | 0.012304 | 396.2085 | 0 | 463.1798 | 4.8977 | 463.1798 | 13.8848
|  | 463.4016 | 0 | 463.4016 | 0 | 397.299 | 211.4572 | 398.8007 | 28.1097 | 396.7399 | 0.46996 | 392.4676 | 0.23055 | 392.4676 | 0.070593 | 463.4016 | 0.24895 | 396.4227 | 0 | 398.8007 | -0.036769 | 392.4676 | -0.0054054 | 392.2503 | 0.10311 | 396.4227 | -0.00084884 | 397.299 | 0.037673 | 392.4676 | -0.042183 | 463.4016 | 0.013337 | 392.4676 | -0.0017832 | 396.4227 | 0 | 463.4016 | 4.859 | 463.4016 | 13.8896
|  | 463.6233 | 0 | 463.6233 | 0 | 397.5167 | 218.3154 | 399.0182 | 30.1104 | 396.9592 | 0.42591 | 392.6848 | 0.44066 | 392.6848 | 0.087587 | 463.6233 | 0.38248 | 396.6369 | 0 | 399.0182 | 0.050833 | 392.6848 | 0.0090306 | 392.4676 | -0.12889 | 396.6369 | 0.12483 | 397.5167 | 0.037965 | 392.6848 | 0.081656 | 463.6233 | 0.082293 | 392.6848 | 0.0064142 | 396.6369 | 0 | 463.6233 | 4.886 | 463.6233 | 13.8734
|  | 463.845 | 0 | 463.845 | 0 | 397.7343 | 224.7599 | 399.2357 | 31.2282 | 397.1786 | 0.47878 | 392.902 | 0.018106 | 392.902 | 0.0098304 | 463.845 | 0.39971 | 396.8511 | 0 | 399.2357 | -0.045241 | 392.902 | -0.010673 | 392.6848 | 0.10718 | 396.8511 | -0.1435 | 397.7343 | 0.038232 | 392.902 | -0.0090096 | 463.845 | 0.084739 | 392.902 | -0.012117 | 396.8511 | 0 | 463.845 | 4.8306 | 463.845 | 13.821
|  | 464.0668 | 0 | 464.0668 | 0 | 397.952 | 232.5328 | 399.4533 | 32.8312 | 397.398 | 0.44059 | 393.1192 | 0.31313 | 393.1192 | 0.02571 | 464.0668 | 0.28984 | 397.0654 | 0 | 399.4533 | 0.056085 | 393.1192 | -0.0034397 | 392.902 | -0.12346 | 397.0654 | 0.040168 | 397.952 | 0.038454 | 393.1192 | 0.05805 | 464.0668 | 0.0037313 | 393.1192 | 0.0025305 | 397.0654 | 0 | 464.0668 | 4.7498 | 464.0668 | 13.7361
|  | 464.2886 | 0 | 464.2886 | 0 | 398.1696 | 238.8981 | 399.6708 | 33.6829 | 397.6174 | 0.48171 | 393.3365 | 0.12917 | 393.3365 | 0.080833 | 464.2886 | 0.4231 | 397.2796 | 0 | 399.6708 | -0.04863 | 393.3365 | -0.03604 | 393.1192 | 0.1913 | 397.2796 | -0.2725 | 398.1696 | 0.038619 | 393.3365 | -0.045666 | 464.2886 | 0.079403 | 393.3365 | -0.0016927 | 397.2796 | 0 | 464.2886 | 4.7255 | 464.2886 | 13.5484
|  | 464.5104 | 0 | 464.5104 | 0 | 398.3873 | 246.1064 | 399.8883 | 36.0593 | 397.8368 | 0.44059 | 393.5538 | 0.22074 | 393.5538 | 0.062313 | 464.5104 | 0.30606 | 397.4939 | 0 | 399.8883 | 0.028127 | 393.5538 | 0.023069 | 393.3365 | -0.24082 | 397.4939 | -0.029561 | 398.3873 | 0.038728 | 393.5538 | 0.078947 | 464.5104 | -0.0099385 | 393.5538 | 0.0019875 | 397.4939 | 0 | 464.5104 | 4.6405 | 464.5104 | 13.489
|  | 464.7321 | 0 | 464.7321 | 0 | 398.605 | 252.365 | 400.1059 | 36.8451 | 398.0562 | 0.49053 | 393.7711 | 0.12018 | 393.7711 | 0.056866 | 464.7321 | 0.44084 | 397.7081 | 0 | 400.1059 | -0.029144 | 393.7711 | -0.0090306 | 393.5538 | 0.18655 | 397.7081 | -0.11025 | 398.605 | 0.038796 | 393.7711 | -0.0093527 | 464.7321 | 0.082157 | 393.7711 | -0.010238 | 397.7081 | 0 | 464.7321 | 4.6865 | 464.7321 | 13.4617
|  | 464.954 | 0 | 464.954 | 0 | 398.8227 | 259.4377 | 400.3235 | 39.5534 | 398.2756 | 0.4494 | 393.9883 | 0.16188 | 393.9883 | 0.025274 | 464.954 | 0.3192 | 397.9224 | 0 | 400.3235 | 0.052696 | 393.9883 | 0.0081504 | 393.7711 | -0.081405 | 397.9224 | 0.13396 | 398.8227 | 0.038843 | 393.9883 | 0.10294 | 464.954 | -0.00058467 | 393.9883 | 0.0038553 | 397.9224 | 0 | 464.954 | 4.5495 | 464.954 | 13.2285
|  | 465.1758 | 0 | 465.1758 | 0 | 399.0404 | 265.8064 | 400.5411 | 40.3393 | 398.4951 | 0.4964 | 394.2057 | 0.070166 | 394.2057 | 0.027235 | 465.1758 | 0.42812 | 398.1367 | 0 | 400.5411 | -0.026433 | 394.2057 | -0.0082033 | 393.9883 | 0.20962 | 398.1367 | -0.063127 | 399.0404 | 0.038888 | 394.2057 | -0.031533 | 465.1758 | 0.062347 | 394.2057 | 0.0061721 | 398.1367 | 0 | 465.1758 | 4.5089 | 465.1758 | 13.0548
|  | 465.3976 | 0 | 465.3976 | 0 | 399.2582 | 272.9719 | 400.7587 | 42.7908 | 398.7145 | 0.45822 | 394.423 | 0.041892 | 394.423 | 0.059045 | 465.3976 | 0.33614 | 398.351 | 0 | 400.7587 | 0.054391 | 394.423 | 0.032592 | 394.2057 | -0.26864 | 398.351 | 0.19154 | 399.2582 | 0.038941 | 394.423 | 0.0038516 | 465.3976 | -0.00018616 | 394.423 | 0.01905 | 398.351 | 0 | 465.3976 | 4.4184 | 465.3976 | 12.9466
|  | 465.6195 | 0 | 465.6195 | 0 | 399.4759 | 278.9841 | 400.9764 | 44.2279 | 398.934 | 0.50521 | 394.6403 | 0.10792 | 394.6403 | 0.055777 | 465.6195 | 0.44298 | 398.5653 | 0 | 400.9764 | -0.031516 | 394.6403 | 0.0076218 | 394.423 | 0.24489 | 398.5653 | -0.15974 | 399.4759 | 0.038999 | 394.6403 | 0.02595 | 465.6195 | 0.069091 | 394.6403 | 0.0064885 | 398.5653 | 0 | 465.6195 | 4.4896 | 465.6195 | 13.0558
|  | 465.8413 | 0 | 465.8413 | 0 | 399.6937 | 285.9157 | 401.194 | 46.5542 | 399.1535 | 0.46703 | 394.8576 | 0.13817 | 394.8576 | 0.058609 | 465.8413 | 0.36671 | 398.7797 | 0 | 401.194 | 0.032702 | 394.8576 | 0.028898 | 394.6403 | -0.21504 | 398.7797 | 0.28791 | 399.6937 | 0.039047 | 394.8576 | 0.080882 | 465.8413 | 0.012422 | 394.8576 | 0.010091 | 398.7797 | 0 | 465.8413 | 4.419 | 465.8413 | 12.9865
|  | 466.0632 | 0 | 466.0632 | 0 | 399.9114 | 291.4486 | 401.4117 | 48.1166 | 399.373 | 0.5199 | 395.075 | -0.075866 | 395.075 | -0.023313 | 466.0632 | 0.48623 | 398.994 | 0 | 401.4117 | -0.041174 | 395.075 | 0.00070525 | 394.8576 | 0.19266 | 398.994 | 0.14151 | 399.9114 | 0.039056 | 395.075 | -0.037605 | 466.0632 | 0.063432 | 395.075 | -0.017161 | 398.994 | 0 | 466.0632 | 4.4422 | 466.0632 | 12.9605
|  | 466.2851 | 0 | 466.2851 | 0 | 400.1292 | 298.0939 | 401.6293 | 50.0452 | 399.5925 | 0.4729 | 395.2924 | -0.065306 | 395.2924 | 0.012384 | 466.2851 | 0.38454 | 399.2084 | 0 | 401.6293 | 0.0073593 | 395.2924 | 0.0077603 | 395.075 | -0.13228 | 399.2084 | 0.043954 | 400.1292 | 0.038997 | 395.2924 | 0.087461 | 466.2851 | 0.0029375 | 395.2924 | -0.004783 | 399.2084 | 0 | 466.2851 | 4.3904 | 466.2851 | 12.9544
|  | 466.507 | 0 | 466.507 | 0 | 400.347 | 303.5682 | 401.847 | 51.9551 | 399.812 | 0.51402 | 395.5097 | 0.089114 | 395.5097 | 0.02462 | 466.507 | 0.4792 | 399.4227 | 0 | 401.847 | -0.044563 | 395.5097 | 0.0025791 | 395.2924 | 0.026462 | 399.4227 | 0.20308 | 400.347 | 0.038846 | 395.5097 | -0.013018 | 466.507 | 0.073866 | 395.5097 | 0.015988 | 399.4227 | 0 | 466.507 | 4.374 | 466.507 | 12.8839
|  | 466.729 | 0 | 466.729 | 0 | 400.5648 | 309.8295 | 402.0647 | 54.9734 | 400.0316 | 0.46996 | 395.7271 | 0.24936 | 395.7271 | -0.033336 | 466.729 | 0.39509 | 399.6371 | 0 | 402.0647 | 0.019147 | 395.7271 | 0.032757 | 395.5097 | -0.13432 | 399.6371 | -0.0058756 | 400.5648 | 0.038589 | 395.7271 | 0.051084 | 466.729 | 0.012706 | 395.7271 | 0.01367 | 399.6371 | 0 | 466.729 | 4.2788 | 466.729 | 12.6136
|  | 466.9509 | 0 | 466.9509 | 0 | 400.7826 | 315.1116 | 402.2824 | 56.758 | 400.2511 | 0.50227 | 395.9445 | 0.0034115 | 395.9445 | 0.042704 | 466.9509 | 0.50466 | 399.8515 | 0 | 402.2824 | -0.04541 | 395.9445 | -0.017487 | 395.7271 | 0.086832 | 399.8515 | 0.069257 | 400.7826 | 0.038234 | 395.9445 | 0.010974 | 466.9509 | 0.076086 | 395.9445 | 0.0072354 | 399.8515 | 0 | 466.9509 | 4.2629 | 466.9509 | 12.59
|  | 467.1728 | 0 | 467.1728 | 0 | 401.0004 | 320.8134 | 402.5002 | 59.7481 | 400.4706 | 0.46409 | 396.1619 | 0.054482 | 396.1619 | 0.014286 | 467.1728 | 0.40907 | 400.0659 | 0.69495 | 402.5002 | 0.016837 | 396.1619 | 0.0022565 | 395.9445 | -0.10379 | 400.0659 | -0.13009 | 401.0004 | 0.037805 | 396.1619 | 0.03636 | 467.1728 | 0.001482 | 396.1619 | 0.00040694 | 400.0659 | 0.40447 | 467.1728 | 4.1796 | 467.1728 | 12.4674
|  | 467.3948 | 0 | 467.3948 | 0 | 401.2183 | 325.1903 | 402.7179 | 62.0775 | 400.6902 | 0.49934 | 396.3794 | -0.016987 | 396.3794 | 0.044447 | 467.3948 | 0.50768 | 400.2803 | 0.64847 | 402.7179 | -0.020502 | 396.3794 | -0.020688 | 396.1619 | 0.089545 | 400.2803 | 0.016987 | 401.2183 | 0.037343 | 396.3794 | -0.043731 | 467.3948 | 0.063168 | 396.3794 | -0.0069953 | 400.2803 | 0.33089 | 467.3948 | 4.2107 | 467.3948 | 12.4801
|  | 467.6168 | 0 | 467.6168 | 0 | 401.4361 | 330.8581 | 402.9357 | 65.1834 | 400.9098 | 0.45528 | 396.5968 | 0.22401 | 396.5968 | 0.064492 | 467.6168 | 0.45494 | 400.4948 | 0.80527 | 402.9357 | 0.02728 | 396.5968 | 0.0081676 | 396.3794 | -0.17434 | 400.4948 | 0.29361 | 401.4361 | 0.036896 | 396.5968 | 0.0863 | 467.6168 | 0.017811 | 396.5968 | -0.0035342 | 400.4948 | 0.43294 | 467.6168 | 4.132 | 467.6168 | 12.3372
|  | 467.8388 | 0 | 467.8388 | 0 | 401.654 | 334.9261 | 403.1534 | 67.5911 | 401.1294 | 0.48759 | 396.8142 | 0.10465 | 396.8142 | 0.041179 | 467.8388 | 0.54187 | 400.7092 | 0.59807 | 403.1534 | -0.047444 | 396.8142 | 0.00076136 | 396.5968 | 0.1065 | 400.7092 | -0.10805 | 401.654 | 0.036515 | 396.8142 | 0.022404 | 467.8388 | 0.058954 | 396.8142 | 0.0089673 | 400.7092 | 0.38465 | 467.8388 | 4.1717 | 467.8388 | 12.4622
|  | 468.0608 | 0 | 468.0608 | 0 | 401.8718 | 340.2101 | 403.3712 | 70.4998 | 401.349 | 0.44353 | 397.0317 | 0.21911 | 397.0317 | 0.072118 | 468.0608 | 0.46681 | 400.9237 | 0.72855 | 403.3712 | 0.051002 | 397.0317 | 0.021099 | 396.8142 | -0.052296 | 400.9236 | 0.16561 | 401.8718 | 0.036243 | 397.0317 | 0.11571 | 468.0608 | 0.020218 | 397.0317 | 0.005751 | 400.9236 | 0.46199 | 468.0608 | 4.1478 | 468.0608 | 12.4959
|  | 468.2828 | 0 | 468.2828 | 0 | 402.0897 | 343.2992 | 403.589 | 73.183 | 401.5686 | 0.48171 | 397.2492 | 0.053841 | 397.2492 | 0.06885 | 468.2828 | 0.58535 | 401.1381 | 0.80359 | 403.589 | -0.019486 | 397.2492 | -0.0027382 | 397.0317 | 0.060599 | 401.1381 | 0.13499 | 402.0897 | 0.036107 | 397.2492 | -0.037774 | 468.2828 | 0.088705 | 397.2492 | 0.022244 | 401.1381 | 0.37756 | 468.2828 | 4.1952 | 468.2828 | 12.5685
|  | 468.5048 | 0 | 468.5048 | 0 | 402.3076 | 347.546 | 403.8068 | 76.4893 | 401.7882 | 0.44059 | 397.4667 | 0.24854 | 397.4667 | 0.011101 | 468.5048 | 0.51287 | 401.3526 | 0.83831 | 403.8068 | 0.028466 | 397.4667 | 0.026025 | 397.2492 | -0.22115 | 401.3526 | 0.24965 | 402.3076 | 0.03612 | 397.4667 | 0.094814 | 468.5048 | 0.0058729 | 397.4667 | 0.010679 | 401.3526 | 0.45971 | 468.5048 | 4.1628 | 468.5048 | 12.5726
|  | 468.7269 | 0 | 468.7269 | 0 | 402.5255 | 350.2707 | 404.0247 | 79.135 | 402.0079 | 0.47878 | 397.6842 | 0.10383 | 397.6842 | -0.0057844 | 468.7269 | 0.63438 | 401.5671 | 0.79631 | 404.0247 | -0.034736 | 397.6842 | -0.019293 | 397.4667 | 0.19944 | 401.5671 | -0.041988 | 402.5255 | 0.036273 | 397.6842 | -0.0066009 | 468.7269 | 0.071106 | 397.6842 | -0.0012093 | 401.5671 | 0.39831 | 468.7269 | 4.1846 | 468.7269 | 12.5998
|  | 468.949 | 0 | 468.949 | 0 | 402.7434 | 353.9487 | 404.2425 | 83.0706 | 402.2276 | 0.43765 | 397.9017 | 0.33029 | 397.9017 | 0.044665 | 468.949 | 0.54707 | 401.7816 | 1.0287 | 404.2425 | 0.047444 | 397.9017 | 0.006318 | 397.6842 | -0.01721 | 401.7816 | 0.2109 | 402.7434 | 0.036542 | 397.9017 | 0.065403 | 468.949 | 0.014949 | 397.9017 | 0.012667 | 401.7816 | 0.4259 | 468.949 | 4.0702 | 468.949 | 12.3503
|  | 469.171 | 0 | 469.171 | 0 | 402.9613 | 356.3231 | 404.4604 | 85.9667 | 402.4472 | 0.47878 | 398.1192 | 0.14961 | 398.1192 | -0.041179 | 469.171 | 0.63442 | 401.9961 | 0.73303 | 404.4604 | -0.03643 | 398.1192 | -0.00095544 | 397.9017 | 0.232 | 401.9961 | -0.053316 | 402.9613 | 0.03689 | 398.1192 | -0.070433 | 469.171 | 0.06589 | 398.1192 | 0.010065 | 401.9961 | 0.39956 | 469.171 | 3.9957 | 469.171 | 12.1694
|  | 469.3931 | 0 | 469.3931 | 0 | 403.1793 | 359.295 | 404.6782 | 89.4296 | 402.6669 | 0.44059 | 398.3367 | 0.47173 | 398.3367 | 0.019828 | 469.3931 | 0.5497 | 402.2106 | 0.87247 | 404.6782 | 0.049138 | 398.3367 | 0.030868 | 398.1192 | -0.14042 | 402.2106 | 0.13047 | 403.1793 | 0.037271 | 398.3367 | 0.10526 | 469.3931 | 0.011009 | 398.3367 | 0.0062526 | 402.2106 | 0.57971 | 469.3931 | 3.9123 | 469.3931 | 12.013
|  | 469.6152 | 0 | 469.6152 | 0 | 403.3972 | 360.861 | 404.8961 | 93.1085 | 402.8866 | 0.47878 | 398.5543 | -0.052945 | 398.5543 | -0.0027766 | 469.6152 | 0.64198 | 402.4252 | 0.82543 | 404.8961 | -0.015304 | 398.5543 | 0.016501 | 398.3367 | 0.098364 | 402.4252 | 0.093575 | 403.3972 | 0.037641 | 398.5543 | -0.015153 | 469.6152 | 0.064099 | 398.5543 | 0.0056341 | 402.4252 | 0.35022 | 469.6152 | 3.9021 | 469.6152 | 11.9553
|  | 469.8373 | 0 | 469.8373 | 0 | 403.6152 | 362.8826 | 405.114 | 96.828 | 403.1063 | 0.44059 | 398.7718 | 0.17169 | 398.7718 | 0.071464 | 469.8373 | 0.58326 | 402.6397 | 0.86967 | 405.114 | 0.024908 | 398.7718 | 0.00584 | 398.5543 | 0.1316 | 402.6397 | 0.1761 | 403.6152 | 0.037961 | 398.7718 | 0.07082 | 469.8373 | 0.0057361 | 398.7718 | 0.0032362 | 402.6397 | 0.5565 | 469.8373 | 3.86 | 469.8373 | 11.9327
|  | 470.0595 | 0 | 470.0595 | 0 | 403.8332 | 364.1912 | 405.3319 | 100.6948 | 403.326 | 0.48171 | 398.9894 | -0.081756 | 398.9894 | -0.0095695 | 470.0595 | 0.70781 | 402.8543 | 0.85791 | 405.3319 | 0.0019106 | 398.9894 | -0.0075372 | 398.7718 | 0.026382 | 402.8543 | 0.080389 | 403.8332 | 0.038203 | 398.9894 | -0.013156 | 470.0595 | 0.058587 | 398.9894 | 0.001271 | 402.8543 | 0.39979 | 470.0595 | 3.8892 | 470.0595 | 11.9595
|  | 470.2816 | 0 | 470.2816 | 0 | 404.0511 | 365.6296 | 405.5498 | 104.7274 | 403.5458 | 0.44059 | 399.207 | 0.28778 | 399.207 | 0.055341 | 470.2816 | 0.63542 | 403.0688 | 0.98335 | 405.5498 | 0.00087157 | 399.207 | 0.012889 | 398.9894 | -0.084797 | 403.0688 | 0.37552 | 404.0511 | 0.038352 | 399.207 | 0.095588 | 470.2816 | 0.017662 | 399.207 | 0.01276 | 403.0688 | 0.52324 | 470.2816 | 3.8146 | 470.2816 | 11.8449
|  | 470.5038 | 0 | 470.5038 | 0 | 404.2691 | 366.0399 | 405.7678 | 108.5503 | 403.7655 | 0.47584 | 399.4246 | 0.20194 | 399.4246 | 0.00016104 | 470.5038 | 0.72885 | 403.2834 | 1.0058 | 405.7678 | -0.017114 | 399.4246 | -0.0037828 | 399.207 | 0.20216 | 403.2834 | 0.010961 | 404.2691 | 0.038405 | 399.4246 | -0.0021753 | 470.5038 | 0.069116 | 399.4246 | -0.0011375 | 403.2834 | 0.38858 | 470.5038 | 3.8182 | 470.5038 | 11.8004
|  | 470.7259 | 0 | 470.7259 | 0 | 404.4871 | 367.0779 | 405.9857 | 112.6049 | 403.9853 | 0.44059 | 399.6422 | 0.29269 | 399.6422 | 0.043576 | 470.7259 | 0.66534 | 403.498 | 1.1233 | 405.9857 | 0.040327 | 399.6422 | 0.024629 | 399.4246 | -0.037429 | 403.498 | -0.053236 | 404.4871 | 0.038367 | 399.6422 | 0.049536 | 470.7259 | 0.022487 | 399.6422 | 0.001781 | 403.498 | 0.4639 | 470.7259 | 3.7383 | 470.7259 | 11.6886
|  | 470.9481 | 0 | 470.9481 | 0 | 404.7051 | 366.4486 | 406.2037 | 117.3421 | 404.2051 | 0.47584 | 399.8598 | 0.11691 | 399.8598 | -0.023749 | 470.9481 | 0.7597 | 403.7126 | 1.204 | 406.2037 | -0.012916 | 399.8598 | 0.00054612 | 399.6422 | 0.0045972 | 403.7126 | -0.06392 | 404.7051 | 0.038243 | 399.8598 | -0.0086197 | 470.9481 | 0.064596 | 399.8598 | -0.00054783 | 403.7126 | 0.41093 | 470.9481 | 3.7446 | 470.9481 | 11.674
|  | 471.1703 | 0 | 471.1703 | 0 | 404.9232 | 366.6973 | 406.4217 | 121.8037 | 404.4248 | 0.43765 | 400.0774 | 0.20684 | 400.0774 | 0.030721 | 471.1703 | 0.6896 | 403.9273 | 1.2729 | 406.4217 | 0.047105 | 400.0774 | 0.021674 | 399.8598 | -0.043781 | 403.9272 | 0.12317 | 404.9232 | 0.038034 | 400.0774 | 0.057276 | 471.1703 | 0.009358 | 400.0774 | 0.00897 | 403.9272 | 0.62894 | 471.1703 | 3.6411 | 471.1703 | 11.4838
|  | 471.3925 | 0 | 471.3925 | 0 | 405.1412 | 365.2435 | 406.6397 | 125.6955 | 404.6446 | 0.4729 | 400.2951 | 0.093202 | 400.2951 | 0.025056 | 471.3925 | 0.78301 | 404.1419 | 1.0142 | 406.6397 | -0.015889 | 400.2951 | -0.016255 | 400.0774 | 0.13025 | 404.1419 | 0.0091702 | 405.1412 | 0.037732 | 400.2951 | -0.014797 | 471.3925 | 0.052757 | 400.2951 | -0.010402 | 404.1419 | 0.28973 | 471.3925 | 3.6318 | 471.3925 | 11.3849
|  | 471.6148 | 0 | 471.6148 | 0 | 405.3593 | 365.1892 | 406.8577 | 131.0118 | 404.8644 | 0.43178 | 400.5128 | 0.37853 | 400.5128 | 0.056213 | 471.6148 | 0.72751 | 404.3565 | 1.3893 | 406.8577 | 0.017452 | 400.5128 | 0.029226 | 400.2951 | -0.25371 | 404.3565 | 0.17335 | 405.3593 | 0.037319 | 400.5128 | 0.066951 | 471.6148 | 0.020652 | 400.5128 | 0.0094219 | 404.3565 | 0.52515 | 471.6148 | 3.545 | 471.6148 | 11.2174
|  | 471.837 | 0 | 471.837 | 0 | 405.5773 | 363.6976 | 407.0757 | 136.1842 | 405.0843 | 0.46703 | 400.7304 | -0.015994 | 400.7304 | 0.018157 | 471.837 | 0.81339 | 404.5712 | 1.1485 | 407.0757 | -0.012651 | 400.7304 | -0.006312 | 400.5128 | 0.14924 | 404.5712 | 0.075699 | 405.5773 | 0.036776 | 400.7304 | 0.025945 | 471.837 | 0.056898 | 400.7304 | 0.012114 | 404.5712 | 0.42437 | 471.837 | 3.538 | 471.837 | 11.1932
|  | 472.0593 | 0 | 472.0593 | 0 | 405.7954 | 362.2915 | 407.2938 | 140.8618 | 405.3041 | 0.42297 | 400.9481 | 0.17578 | 400.9481 | 0.029414 | 472.0593 | 0.77954 | 404.7859 | 1.2717 | 407.2938 | 0.038972 | 400.9481 | 0.031279 | 400.7304 | -0.038101 | 404.7859 | 0.13582 | 405.7954 | 0.036092 | 400.9481 | 0.078173 | 472.0593 | 0.016738 | 400.9481 | 0.014012 | 404.7859 | 0.69436 | 472.0593 | 3.4923 | 472.0593 | 11.137
|  | 472.2815 | 0 | 472.2815 | 0 | 406.0135 | 359.7656 | 407.5118 | 145.7086 | 405.5239 | 0.45528 | 401.1658 | 0.15288 | 401.1658 | 0.050984 | 472.2815 | 0.8698 | 405.0005 | 1.3793 | 407.5118 | -0.033041 | 401.1658 | 0.0068956 | 400.9481 | 0.18587 | 405.0005 | 0.24461 | 406.0135 | 0.035271 | 401.1658 | 0.010483 | 472.2815 | 0.05531 | 401.1658 | 0.0065072 | 405.0005 | 0.37643 | 472.2815 | 3.5128 | 472.2815 | 11.1699
|  | 472.5038 | 0 | 472.5038 | 0 | 406.2316 | 357.7658 | 407.7299 | 151.7826 | 405.7438 | 0.41416 | 401.3835 | 0.16188 | 401.3835 | 0.056431 | 472.5038 | 0.82324 | 405.2152 | 1.363 | 407.7299 | 0.034566 | 401.3835 | 0.013464 | 401.1658 | -0.13567 | 405.2152 | 0.23308 | 406.2316 | 0.034344 | 401.3835 | 0.099071 | 472.5038 | 0.018455 | 401.3835 | 0.0013259 | 405.2152 | 0.57503 | 472.5038 | 3.5088 | 472.5038 | 11.2536
|  | 472.7261 | 0 | 472.7261 | 0 | 406.4497 | 354.8073 | 407.948 | 156.2787 | 405.9636 | 0.41122 | 401.6012 | 0.13571 | 401.6012 | 0.041397 | 472.7261 | 0.91944 | 405.4299 | 1.2997 | 407.948 | -0.028975 | 401.6012 | -0.014531 | 401.3835 | 0.15263 | 405.4299 | -0.027386 | 406.4497 | 0.033371 | 401.6012 | -0.041796 | 472.7261 | 0.057488 | 401.6012 | -0.0038657 | 405.4299 | 0.53597 | 472.7261 | 3.5399 | 472.7261 | 11.3031
|  | 472.9484 | 0 | 472.9484 | 0 | 406.6678 | 352.8479 | 408.166 | 161.905 | 406.1835 | 0.40828 | 401.819 | 0.11936 | 401.819 | 0.0719 | 472.9484 | 0.89802 | 405.6447 | 1.3339 | 408.166 | 0.042699 | 401.819 | 0.011165 | 401.6012 | -0.063565 | 405.6447 | 0.60852 | 406.6678 | 0.032433 | 401.819 | 0.085139 | 472.9484 | 0.01203 | 401.819 | 0.0074041 | 405.6447 | 0.65716 | 472.9484 | 3.485 | 472.9484 | 11.226
|  | 473.1707 | 0 | 473.1707 | 0 | 406.8859 | 348.8789 | 408.3842 | 167.2089 | 406.4034 | 0.40534 | 402.0367 | 0.13163 | 402.0367 | 0.028106 | 473.1707 | 0.97643 | 405.8594 | 1.5613 | 408.3842 | -0.034566 | 402.0367 | -0.015598 | 401.819 | 0.013367 | 405.8594 | 0.017137 | 406.8859 | 0.031624 | 402.0367 | 0.015314 | 473.1707 | 0.051189 | 402.0367 | -0.0056701 | 405.8594 | 0.56388 | 473.1707 | 3.5078 | 473.1707 | 11.2718
|  | 473.3931 | 0 | 473.3931 | 0 | 407.1041 | 346.0543 | 408.6023 | 172.9135 | 406.6234 | 0.40241 | 402.2545 | 0.12509 | 402.2545 | 0.0075554 | 473.3931 | 0.94398 | 406.0741 | 1.6497 | 408.6023 | 0.038294 | 402.2545 | 0.0008436 | 402.0367 | -0.13025 | 406.0741 | 0.24678 | 407.1041 | 0.031029 | 402.2545 | 0.051084 | 473.3931 | 0.016655 | 402.2545 | -0.006355 | 406.0741 | 0.8043 | 473.3931 | 3.4619 | 473.3931 | 11.2601
|  | 473.6154 | 0 | 473.6154 | 0 | 407.3222 | 341.5228 | 408.8204 | 177.397 | 406.8433 | 0.39653 | 402.4722 | -0.021787 | 402.4722 | 0.030503 | 473.6154 | 1.043 | 406.2889 | 1.2762 | 408.8204 | -0.0039295 | 402.4722 | -0.01527 | 402.2545 | 0.084797 | 406.2889 | -0.14912 | 407.3222 | 0.030712 | 402.4722 | -0.015347 | 473.6154 | 0.055567 | 402.4722 | -0.006422 | 406.2889 | 0.62733 | 473.6154 | 3.4851 | 473.6154 | 11.2922
|  | 473.8378 | 0 | 473.8378 | 0 | 407.5404 | 333.0688 | 409.0386 | 191.3673 | 407.0632 | 0.39653 | 402.69 | 0.17659 | 402.69 | 0.044229 | 473.8378 | 1.0196 | 406.5036 | 1.4554 | 409.0386 | -0.036091 | 402.69 | -0.0022764 | 402.4722 | -0.18587 | 406.5036 | -0.0032229 | 407.5404 | 0.030693 | 402.69 | 0.0073774 | 473.8378 | 0.018746 | 402.69 | 0.0085759 | 406.5036 | 0.64963 | 473.8378 | 3.4465 | 473.8378 | 11.2307
|  | 474.0601 | 0 | 474.0601 | 0 | 407.7586 | 329.4645 | 409.2567 | 197.7514 | 407.2831 | 0.39947 | 402.9078 | 0.058694 | 402.9078 | 0.10436 | 474.0601 | 1.0942 | 406.7184 | 1.9163 | 409.2567 | 0.016944 | 402.9078 | 0.023151 | 402.69 | -0.082762 | 406.7184 | 0.046592 | 407.7586 | 0.030951 | 402.9078 | 0.099071 | 474.0601 | 0.048518 | 402.9078 | 0.0097586 | 406.7184 | 0.67591 | 474.0601 | 3.4426 | 474.0601 | 11.1863
|  | 474.2825 | 0 | 474.2825 | 0 | 407.9767 | 323.8671 | 409.4749 | 203.337 | 407.5031 | 0.39947 | 403.1256 | 0.080025 | 403.1256 | 0.023749 | 474.2825 | 1.0705 | 406.9332 | 1.6117 | 409.4749 | -0.016944 | 403.1256 | -0.011822 | 402.9078 | 0.1099 | 406.9332 | 0.03417 | 407.9767 | 0.031422 | 403.1256 | -0.044892 | 474.2825 | 0.013868 | 403.1256 | -0.0028577 | 406.9332 | 0.6125 | 474.2825 | 3.398 | 474.2825 | 11.1051
|  | 474.5049 | 0 | 474.5049 | 0 | 408.1949 | 320.111 | 409.6931 | 209.4236 | 407.7231 | 0.40241 | 403.3434 | 0.094837 | 403.3434 | 0.10741 | 474.5049 | 1.1828 | 407.148 | 1.8256 | 409.6931 | 0.033041 | 403.3434 | 0.023726 | 403.1256 | -0.054843 | 407.148 | 0.18577 | 408.1949 | 0.032014 | 403.3434 | 0.084365 | 474.5049 | 0.055411 | 403.3434 | 0.011459 | 407.148 | 0.63317 | 474.5049 | 3.4011 | 474.5049 | 11.0581
|  | 474.7274 | 0 | 474.7274 | 0 | 408.4131 | 314.4425 | 409.9113 | 214.2672 | 407.9431 | 0.39947 | 403.5612 | 0.048916 | 403.5612 | 0.094342 | 474.7274 | 1.1378 | 407.3628 | 1.8866 | 409.9113 | -0.03643 | 403.5612 | -0.016173 | 403.3434 | 0.14721 | 407.3628 | -0.038445 | 408.4131 | 0.032622 | 403.5612 | -0.0083749 | 474.7274 | 0.012897 | 403.5612 | -0.002512 | 407.3628 | 0.64576 | 474.7274 | 3.3366 | 474.7274 | 10.9534
|  | 474.9498 | 0 | 474.9498 | 0 | 408.6314 | 309.585 | 410.1295 | 220.2974 | 408.1631 | 0.40534 | 403.779 | 0.15534 | 403.779 | 0.0173 | 474.9498 | 1.2257 | 407.5776 | 1.8183 | 410.1295 | 0.026094 | 403.779 | 0.02077 | 403.5612 | 0.056788 | 407.5776 | 0.11907 | 408.6314 | 0.03315 | 403.779 | 0.078173 | 474.9498 | 0.046418 | 403.779 | 0.010702 | 407.5776 | 0.79704 | 474.9498 | 3.3412 | 474.9498 | 10.9381
|  | 475.1722 | 0 | 475.1722 | 0 | 408.8496 | 303.5124 | 410.3478 | 225.9582 | 408.3831 | 0.44059 | 403.9969 | 0.1488 | 403.9969 | 0.064928 | 475.1722 | 1.2113 | 407.7925 | 1.9639 | 410.3478 | -0.031008 | 403.9969 | -0.0037672 | 403.779 | 0.11397 | 407.7925 | 0.029595 | 408.8496 | 0.033526 | 403.9969 | -0.036878 | 475.1722 | 0.013074 | 403.9969 | 0.0046567 | 407.7925 | 0.70777 | 475.1722 | 3.2906 | 475.1722 | 10.8068
|  | 475.3947 | 0 | 475.3947 | 0 | 409.0678 | 298.6108 | 410.566 | 231.6972 | 408.6031 | 0.41122 | 404.2148 | 0.12999 | 404.2148 | -0.022224 | 475.3947 | 1.2749 | 408.0073 | 2.0093 | 410.566 | 0.0082136 | 404.2148 | 0.015598 | 403.9969 | -0.10447 | 408.0073 | 0.0099199 | 409.0678 | 0.033712 | 404.2148 | 0.070433 | 475.3947 | 0.050432 | 404.2148 | 0.009564 | 408.0073 | 0.76848 | 475.3947 | 3.2821 | 475.3947 | 10.7235
|  | 475.6172 | 0 | 475.6172 | 0 | 409.2861 | 292.4905 | 410.7843 | 237.859 | 408.8231 | 0.44647 | 404.4327 | 0.242 | 404.4327 | 0.017156 | 475.6172 | 1.2695 | 408.2222 | 2.1313 | 410.7843 | -0.02118 | 404.4327 | -0.0051678 | 404.2148 | 0.15603 | 408.2222 | -0.11359 | 409.2861 | 0.033705 | 404.4327 | -0.0098973 | 475.6172 | 0.021121 | 404.4327 | -0.0026611 | 408.2222 | 0.77739 | 475.6172 | 3.2521 | 475.6172 | 10.7047
|  | 475.8396 | 0 | 475.8396 | 0 | 409.5044 | 287.5528 | 411.0026 | 243.2536 | 409.0432 | 0.41416 | 404.6505 | 0.078389 | 404.6505 | 0.086716 | 475.8396 | 1.3529 | 408.4371 | 2.1056 | 411.0026 | 0.023552 | 404.6505 | 0.023726 | 404.4327 | -0.15942 | 408.4371 | 0.28775 | 409.5044 | 0.033532 | 404.6505 | 0.039474 | 475.8396 | 0.053114 | 404.6505 | 0.013987 | 408.4371 | 0.75578 | 475.8396 | 3.2736 | 475.8396 | 10.7244
|  | 476.0621 | 0 | 476.0621 | 0 | 409.7227 | 280.9262 | 411.2209 | 248.3978 | 409.2632 | 0.4494 | 404.8684 | 0.087479 | 404.8684 | 0.0099478 | 476.0621 | 1.3398 | 408.6519 | 2.1459 | 411.2209 | -0.021011 | 404.8684 | -0.0082918 | 404.6505 | 0.16213 | 408.6519 | 0.11399 | 409.7227 | 0.033243 | 404.8684 | 0.005618 | 476.0621 | 0.0095164 | 404.8684 | 0.0029996 | 408.6519 | 0.8582 | 476.0621 | 3.2236 | 476.0621 | 10.6613
|  | 476.2846 | 0 | 476.2846 | 0 | 409.9409 | 276.0735 | 411.4391 | 253.9646 | 409.4833 | 0.42003 | 405.0863 | 0.11446 | 405.0863 | 0.027671 | 476.2846 | 1.4281 | 408.8668 | 2.2265 | 411.4391 | 0.003562 | 405.0863 | 0.011658 | 404.8684 | -0.14653 | 408.8669 | 0.022263 | 409.9409 | 0.032898 | 405.0863 | 0.056115 | 476.2846 | 0.041651 | 405.0863 | -0.0034696 | 408.8669 | 0.84304 | 476.2846 | 3.2468 | 476.2846 | 10.658
|  | 476.5072 | 0 | 476.5072 | 0 | 410.1592 | 269.8728 | 411.6575 | 258.9835 | 409.7034 | 0.4494 | 405.3043 | 0.062987 | 405.3043 | -0.0034049 | 476.5072 | 1.4119 | 409.0818 | 2.3665 | 411.6575 | -0.028127 | 405.3043 | -0.0031331 | 405.0863 | 0.093616 | 409.0818 | 0.035901 | 410.1592 | 0.032557 | 405.3043 | -0.016074 | 476.5072 | 0.012648 | 405.3043 | 0.00025927 | 409.0818 | 0.88889 | 476.5072 | 3.2042 | 476.5072 | 10.5609
|  | 476.7297 | 0 | 476.7297 | 0 | 410.3776 | 264.5065 | 411.8758 | 263.6956 | 409.9235 | 0.42003 | 405.5222 | -0.044953 | 405.5222 | 0.022442 | 476.7297 | 1.4949 | 409.2967 | 2.4645 | 411.8758 | 0.02728 | 405.5222 | 0.022412 | 405.3043 | 0.026829 | 409.2967 | 0.082949 | 410.3776 | 0.032269 | 405.5222 | 0.09404 | 476.7297 | 0.045294 | 405.5222 | 0.01661 | 409.2967 | 0.89526 | 476.7297 | 3.2121 | 476.7297 | 10.5056
|  | 476.9523 | 0 | 476.9523 | 0 | 410.5959 | 257.9515 | 412.0942 | 268.7772 | 410.1436 | 0.4494 | 405.7401 | 0.017967 | 405.7401 | 0.032028 | 476.9523 | 1.4914 | 409.5116 | 2.5407 | 412.0942 | 0.0020803 | 405.7401 | 0.0014213 | 405.5222 | 0.10379 | 409.5116 | 0.12236 | 410.5959 | 0.032076 | 405.7401 | 0.010185 | 476.9523 | 0.016253 | 405.7401 | -0.00065818 | 409.5116 | 0.99252 | 476.9523 | 3.1757 | 476.9523 | 10.4487
|  | 477.1748 | 0 | 477.1748 | 0 | 410.8142 | 252.8126 | 412.3125 | 273.6677 | 410.3637 | 0.42591 | 405.9581 | 0.03291 | 405.9581 | 0.029414 | 477.1748 | 1.5776 | 409.7266 | 2.6174 | 412.3125 | 0.019147 | 405.9581 | 0.019129 | 405.7401 | -0.099043 | 409.7266 | 0.24312 | 410.8142 | 0.032 | 405.9581 | 0.092879 | 477.1748 | 0.042127 | 405.9581 | 0.0052308 | 409.7266 | 0.92233 | 477.1748 | 3.2057 | 477.1748 | 10.5188
|  | 477.3974 | 0 | 477.3974 | 0 | 411.0326 | 246.1785 | 412.5309 | 277.2495 | 410.5839 | 0.45234 | 406.1761 | 0.24527 | 406.1761 | 0.01786 | 477.3974 | 1.5957 | 409.9415 | 2.4382 | 412.5309 | -0.0088025 | 406.1761 | -0.00059762 | 405.9581 | 0.12482 | 409.9415 | 0.097535 | 411.0326 | 0.032053 | 406.1761 | -0.015327 | 477.3974 | 0.0099598 | 406.1761 | 0.001517 | 409.9415 | 1.0024 | 477.3974 | 3.1879 | 477.3974 | 10.489
|  | 477.62 | 0 | 477.62 | 0 | 411.2509 | 240.7822 | 412.7493 | 282.1057 | 410.804 | 0.42884 | 406.394 | 0.10792 | 406.394 | 0.069286 | 477.62 | 1.6739 | 410.1565 | 2.8241 | 412.7493 | 0.012507 | 406.394 | 0.019046 | 406.1761 | -0.12414 | 410.1565 | 0.25788 | 411.2509 | 0.032234 | 406.394 | 0.082817 | 477.62 | 0.048496 | 406.394 | 0.0010413 | 410.1565 | 0.96423 | 477.62 | 3.2273 | 477.62 | 10.4964
|  | 477.8426 | 0 | 477.8426 | 0 | 411.4693 | 234.3741 | 412.9677 | 285.9599 | 411.0242 | 0.45822 | 406.612 | -0.086661 | 406.612 | 0.063839 | 477.8426 | 1.6714 | 410.3715 | 2.6846 | 412.9677 | -0.0074128 | 406.612 | 0.00030955 | 406.394 | 0.17163 | 410.3715 | -0.18067 | 411.4693 | 0.032531 | 406.612 | -0.041409 | 477.8426 | 0.013297 | 406.612 | 0.0066356 | 410.3715 | 1.0387 | 477.8426 | 3.1959 | 477.8426 | 10.4698
|  | 478.0652 | 0 | 478.0652 | 0 | 411.6877 | 229.2565 | 413.1861 | 289.6106 | 411.2443 | 0.42884 | 406.8301 | 0.26325 | 406.8301 | 0.079744 | 478.0652 | 1.7612 | 410.5865 | 3.1388 | 413.1861 | 0.018639 | 406.8301 | 0.010673 | 406.612 | -0.065284 | 410.5865 | 0.29669 | 411.6877 | 0.032922 | 406.8301 | 0.033877 | 478.0652 | 0.042175 | 406.8301 | 0.0020609 | 410.5865 | 1.1991 | 478.0652 | 3.2084 | 478.0652 | 10.4749
|  | 478.2879 | 0 | 478.2879 | 0 | 411.906 | 222.7539 | 413.4045 | 292.729 | 411.4645 | 0.46115 | 407.0481 | -0.0239 | 407.0481 | 0.029414 | 478.2879 | 1.7954 | 410.8014 | 2.9506 | 413.4045 | -0.016944 | 407.0481 | -0.0016626 | 406.8301 | 0.12007 | 410.8015 | -0.048366 | 411.906 | 0.033379 | 407.0481 | -0.0053973 | 478.2879 | 0.015267 | 407.0481 | -0.0018637 | 410.8015 | 1.1847 | 478.2879 | 3.2116 | 478.2879 | 10.5184
|  | 478.5105 | 0 | 478.5105 | 0 | 412.1245 | 217.5456 | 413.623 | 296.5676 | 411.6847 | 0.44353 | 407.2661 | 0.083391 | 407.2661 | 0.077129 | 478.5105 | 1.8978 | 411.0165 | 3.1293 | 413.623 | 0.021858 | 407.2661 | 0.017569 | 407.0481 | -0.12007 | 411.0165 | 0.13176 | 412.1245 | 0.03387 | 407.2661 | 0.056889 | 478.5105 | 0.042587 | 407.2661 | 0.0055448 | 411.0165 | 1.2013 | 478.5105 | 3.2526 | 478.5105 | 10.5692
|  | 478.7332 | 0 | 478.7332 | 0 | 412.3429 | 211.6602 | 413.8414 | 299.1506 | 411.9049 | 0.47878 | 407.4841 | 0.10465 | 407.4841 | 0.082358 | 478.7332 | 1.9033 | 411.2315 | 2.9461 | 413.8414 | -0.02135 | 407.4841 | 0.011165 | 407.2661 | 0.069872 | 411.2315 | 0.05667 | 412.3429 | 0.034359 | 407.4841 | 0.012675 | 478.7332 | 0.015125 | 407.4841 | 0.0021272 | 411.2315 | 1.275 | 478.7332 | 3.2461 | 478.7332 | 10.5416
|  | 478.9559 | 0 | 478.9559 | 0 | 412.5613 | 206.7201 | 414.0599 | 302.6416 | 412.1252 | 0.45528 | 407.7022 | 0.2142 | 407.7022 | 0.056649 | 478.9559 | 2.0112 | 411.4465 | 3.1797 | 414.0599 | 0.0094154 | 407.7022 | 0.014203 | 407.4841 | -0.096329 | 411.4465 | 0.10354 | 412.5613 | 0.034816 | 407.7022 | 0.090944 | 478.9559 | 0.041888 | 407.7022 | 0.017316 | 411.4465 | 1.2411 | 478.9559 | 3.2682 | 478.9559 | 10.552
|  | 479.1785 | 0 | 479.1785 | 0 | 412.7797 | 200.9489 | 414.2784 | 304.276 | 412.3454 | 0.48759 | 407.9203 | 0.19621 | 407.9203 | 0.067978 | 479.1785 | 2.0262 | 411.6616 | 3.2648 | 414.2784 | -0.00034579 | 407.9203 | 0.0040929 | 407.7022 | 0.12753 | 411.6616 | -0.0070535 | 412.7797 | 0.03522 | 407.9203 | -0.0029947 | 479.1785 | 0.019237 | 407.9203 | -0.0087686 | 411.6616 | 1.2124 | 479.1785 | 3.2413 | 479.1785 | 10.4801
|  | 479.4013 | 0 | 479.4013 | 0 | 412.9982 | 196.3571 | 414.4969 | 306.859 | 412.5656 | 0.46409 | 408.1383 | 0.20848 | 408.1383 | 0.026581 | 479.4013 | 2.1214 | 411.8766 | 3.4876 | 414.4969 | 0.025586 | 408.1383 | 0.0014909 | 407.9203 | -0.13432 | 411.8766 | 0.32832 | 412.9982 | 0.03556 | 408.1383 | 0.043731 | 479.4013 | 0.041934 | 408.1383 | 0.0010496 | 411.8766 | 1.3482 | 479.4013 | 3.2763 | 479.4013 | 10.5215
|  | 479.624 | 0 | 479.624 | 0 | 413.2166 | 191.0665 | 414.7154 | 308.7971 | 412.7859 | 0.4964 | 408.3564 | 0.080162 | 408.3564 | 0.027453 | 479.624 | 2.1413 | 412.0917 | 3.4232 | 414.7154 | -0.02423 | 408.3564 | 0.0092769 | 408.1383 | 0.094294 | 412.0917 | -0.010924 | 413.2166 | 0.035843 | 408.3564 | 0.0077388 | 479.624 | 0.017466 | 408.3564 | 0.011139 | 412.0917 | 1.4362 | 479.624 | 3.2534 | 479.624 | 10.4795
|  | 479.8467 | 0 | 479.8467 | 0 | 413.4351 | 186.3938 | 414.9339 | 310.7164 | 413.0062 | 0.48171 | 408.5745 | 0.16024 | 408.5745 | -0.0016091 | 479.8467 | 2.2347 | 412.3068 | 3.4456 | 414.9339 | 0.015856 | 408.5745 | 0.022823 | 408.3564 | 0.00089273 | 412.3068 | 0.1723 | 413.4351 | 0.036085 | 408.5745 | 0.049536 | 479.8467 | 0.036809 | 408.5745 | 0.0086487 | 412.3068 | 1.5531 | 479.8467 | 3.2844 | 479.8467 | 10.5034
|  | 480.0695 | 0 | 480.0695 | 0 | 413.6536 | 181.2194 | 415.1525 | 310.9199 | 413.2264 | 0.51696 | 408.7926 | 0.15125 | 408.7926 | 0.053598 | 480.0695 | 2.2725 | 412.5219 | 3.4904 | 415.1525 | -0.020333 | 408.7926 | -0.011904 | 408.5745 | 0.18994 | 412.5219 | -0.049312 | 413.6536 | 0.036312 | 408.7926 | -0.031786 | 480.0695 | 0.016562 | 408.7926 | 0.006881 | 412.5219 | 1.5413 | 480.0695 | 3.2812 | 480.0695 | 10.5288
|  | 480.2922 | 0 | 480.2922 | 0 | 413.8721 | 176.9442 | 415.371 | 313.0959 | 413.4468 | 0.4964 | 409.0108 | 0.038375 | 409.0108 | 0.087587 | 480.2922 | 2.3674 | 412.737 | 3.5156 | 415.371 | 0.017283 | 409.0108 | 0.021838 | 408.7926 | -0.044116 | 412.737 | 0.23008 | 413.8721 | 0.036549 | 409.0108 | 0.072368 | 480.2922 | 0.039468 | 409.0108 | 0.0088072 | 412.737 | 1.6505 | 480.2922 | 3.3012 | 480.2922 | 10.5417
|  | 480.515 | 0 | 480.515 | 0 | 414.0906 | 172.1794 | 415.5896 | 312.9769 | 413.6671 | 0.53458 | 409.2289 | 0.21829 | 409.2289 | 0.045537 | 480.515 | 2.3966 | 412.9522 | 3.4613 | 415.5896 | -0.031008 | 409.2289 | -0.0077078 | 409.0108 | 0.1913 | 412.9521 | 0.2183 | 414.0906 | 0.036816 | 409.2289 | -0.052632 | 480.515 | 0.022641 | 409.2289 | -0.0097053 | 412.9521 | 1.6474 | 480.515 | 3.2972 | 480.515 | 10.5117
|  | 480.7378 | 0 | 480.7378 | 0 | 414.3091 | 167.9558 | 415.8082 | 311.8686 | 413.8874 | 0.5199 | 409.447 | 0.19948 | 409.447 | 0.067978 | 480.7378 | 2.4974 | 413.1673 | 3.7312 | 415.8082 | 0.031516 | 409.447 | 0.033906 | 409.2289 | -0.099721 | 413.1673 | 0.15023 | 414.3091 | 0.037116 | 409.447 | 0.031369 | 480.7378 | 0.039127 | 409.447 | 0.014227 | 413.1673 | 1.8009 | 480.7378 | 3.3224 | 480.7378 | 10.5125
|  | 480.9606 | 0 | 480.9606 | 0 | 414.5276 | 163.151 | 416.0268 | 309.5329 | 414.1077 | 0.55515 | 409.6652 | 0.16678 | 409.6652 | 0.012298 | 480.9606 | 2.5402 | 413.3825 | 3.7514 | 416.0268 | -0.028127 | 409.6652 | 0.0035882 | 409.447 | 0.13228 | 413.3824 | -0.06387 | 414.5276 | 0.037437 | 409.6652 | -0.03212 | 480.9606 | 0.019996 | 409.6652 | 0.0039414 | 413.3824 | 1.6101 | 480.9606 | 3.3132 | 480.9606 | 10.4765
|  | 481.1834 | 0 | 481.1834 | 0 | 414.7462 | 159.2689 | 416.2454 | 306.8496 | 414.3281 | 0.54046 | 409.8834 | 0.26898 | 409.8834 | 0.0044753 | 481.1834 | 2.625 | 413.5976 | 4.0224 | 416.2454 | 0.031516 | 409.8834 | -0.0021074 | 409.6652 | -0.067837 | 413.5976 | 0.24965 | 414.7462 | 0.037751 | 409.8834 | 0.035532 | 481.1834 | 0.034353 | 409.8834 | 0.0025284 | 413.5976 | 1.8959 | 481.1834 | 3.3194 | 481.1834 | 10.4589
|  | 481.4062 | 0 | 481.4062 | 0 | 414.9647 | 154.924 | 416.464 | 304.0975 | 414.5484 | 0.58158 | 410.1016 | 0.11936 | 410.1016 | -0.0084976 | 481.4062 | 2.6526 | 413.8128 | 3.9659 | 416.464 | -0.015301 | 410.1016 | -0.017405 | 409.8834 | 0.12346 | 413.8128 | 0.063285 | 414.9647 | 0.038021 | 410.1016 | -0.042183 | 481.4062 | 0.022665 | 410.1016 | 0.0017167 | 413.8128 | 1.9188 | 481.4062 | 3.3013 | 481.4062 | 10.3655
|  | 481.629 | 0 | 481.629 | 0 | 415.1833 | 151.2494 | 416.6827 | 303.2428 | 414.7688 | 0.56983 | 410.3198 | 0.1398 | 410.3198 | 0.08214 | 481.629 | 2.7197 | 414.0279 | 4.3685 | 416.6827 | 0.02135 | 410.3198 | 0.026517 | 410.1016 | -0.064408 | 414.028 | 0.12756 | 415.1833 | 0.038211 | 410.3198 | 0.024514 | 481.629 | 0.036279 | 410.3198 | 0.011824 | 414.028 | 1.9871 | 481.629 | 3.3047 | 481.629 | 10.3225
|  | 481.8519 | 0 | 481.8519 | 0 | 415.4019 | 147.0336 | 416.9013 | 302.0029 | 414.9892 | 0.61389 | 410.538 | 0.07552 | 410.538 | 0.0010035 | 481.8519 | 2.7647 | 414.2432 | 4.1395 | 416.9013 | -0.011692 | 410.538 | -0.01568 | 410.3198 | 0.16824 | 414.2432 | -0.089078 | 415.4019 | 0.038294 | 410.538 | -0.047214 | 481.8519 | 0.020041 | 410.538 | -0.0092867 | 414.2432 | 2.0428 | 481.8519 | 3.3047 | 481.8519 | 10.3114
|  | 482.0747 | 0 | 482.0747 | 0 | 415.6204 | 143.7971 | 417.12 | 300.6629 | 415.2096 | 0.60802 | 410.7562 | 0.19703 | 410.7562 | 0.0070085 | 482.0747 | 2.8604 | 414.4584 | 4.3758 | 417.12 | 0.013486 | 410.7562 | 0.007488 | 410.538 | -0.15806 | 414.4584 | 0.053952 | 415.6204 | 0.038258 | 410.7562 | 0.058824 | 482.0747 | 0.03398 | 410.7562 | 0.0055994 | 414.4584 | 2.2708 | 482.0747 | 3.3201 | 482.0747 | 10.3132
|  | 482.2976 | 0 | 482.2976 | 0 | 415.839 | 139.5627 | 417.3387 | 298.1612 | 415.43 | 0.65501 | 410.9744 | 0.086661 | 410.9744 | -0.01099 | 482.2976 | 2.9216 | 414.6736 | 4.2834 | 417.3387 | -0.034905 | 410.9744 | 0.00064133 | 410.7562 | 0.15535 | 414.6736 | 0.22233 | 415.839 | 0.038111 | 410.9744 | -0.041022 | 482.2976 | 0.023325 | 410.9744 | -0.0069803 | 414.6736 | 2.1826 | 482.2976 | 3.3166 | 482.2976 | 10.2923
|  | 482.5205 | 0 | 482.5205 | 0 | 416.0576 | 136.5449 | 417.5574 | 293.7466 | 415.6504 | 0.6462 | 411.1927 | 0.27143 | 411.1927 | 0.064274 | 482.5205 | 3.0194 | 414.8888 | 4.5752 | 417.5574 | 0.010058 | 411.1927 | 0.015763 | 410.9744 | -0.086832 | 414.8888 | 0.28732 | 416.0576 | 0.037876 | 411.1927 | 0.059598 | 482.5205 | 0.037737 | 411.1927 | 0.0077313 | 414.8888 | 2.3844 | 482.5205 | 3.3352 | 482.5205 | 10.2962
|  | 482.7434 | 0 | 482.7434 | 0 | 416.2762 | 132.7304 | 417.7761 | 287.6662 | 415.8709 | 0.6932 | 411.411 | 0.14961 | 411.411 | 0.040308 | 482.7434 | 3.0701 | 415.1041 | 4.5113 | 417.7761 | -0.005044 | 411.411 | -0.0047383 | 411.1927 | 0.071229 | 415.1041 | 0.0020456 | 416.2762 | 0.03759 | 411.411 | -0.016152 | 482.7434 | 0.022798 | 411.411 | -0.015773 | 415.1041 | 2.4036 | 482.7434 | 3.3401 | 482.7434 | 10.2671
|  | 482.9663 | 0 | 482.9663 | 0 | 416.4949 | 129.7521 | 417.9948 | 281.8333 | 416.0913 | 0.68732 | 411.6292 | 0.28206 | 411.6292 | 0.07495 | 482.9663 | 3.16 | 415.3193 | 4.9711 | 417.9948 | 0.025077 | 411.6292 | 0.010426 | 411.411 | -0.21369 | 415.3193 | -0.0044755 | 416.4949 | 0.037285 | 411.6292 | 0.033015 | 482.9663 | 0.03531 | 411.6292 | 0.0040444 | 415.3193 | 2.5174 | 482.9663 | 3.3541 | 482.9663 | 10.2671
|  | 483.1893 | 0 | 483.1893 | 0 | 416.7135 | 126.0735 | 418.2135 | 275.7749 | 416.3118 | 0.74019 | 411.8475 | 0.27552 | 411.8475 | 0.016289 | 483.1893 | 3.2193 | 415.5346 | 4.49 | 418.2135 | -0.036599 | 411.8475 | -0.0051641 | 411.6292 | 0.13907 | 415.5346 | -0.018884 | 416.7135 | 0.036991 | 411.8475 | -0.044505 | 483.1893 | 0.021758 | 411.8475 | -0.0025957 | 415.5346 | 2.6328 | 483.1893 | 3.3455 | 483.1893 | 10.2555
|  | 483.4122 | 0 | 483.4122 | 0 | 416.9322 | 123.6282 | 418.4323 | 269.3721 | 416.5322 | 0.73432 | 412.0658 | 0.10874 | 412.0658 | 0.028106 | 483.4122 | 3.3124 | 415.7498 | 4.956 | 418.4323 | 0.047952 | 412.0658 | 0.024711 | 411.8475 | -0.16552 | 415.7498 | 0.13148 | 416.9322 | 0.036722 | 412.0658 | 0.09017 | 483.4122 | 0.030455 | 412.0658 | 0.026858 | 415.7498 | 2.8434 | 483.4122 | 3.3615 | 483.4122 | 10.2621
|  | 483.6352 | 0 | 483.6352 | 0 | 417.1508 | 119.8269 | 418.6511 | 263.1383 | 416.7527 | 0.78425 | 412.2841 | -0.022881 | 412.2841 | 0.0094582 | 483.6352 | 3.3831 | 415.9651 | 5.0192 | 418.6511 | -0.0050659 | 412.2841 | -0.023069 | 412.0658 | 0.22183 | 415.9651 | -0.060785 | 417.1508 | 0.03648 | 412.2841 | -0.013192 | 483.6352 | 0.021904 | 412.2841 | -0.0050479 | 415.9651 | 2.7676 | 483.6352 | 3.3719 | 483.6352 | 10.2539
|  | 483.8582 | 0 | 483.8582 | 0 | 417.3695 | 117.3446 | 418.8698 | 257.4494 | 416.9732 | 0.79013 | 412.5024 | 0.30822 | 412.5024 | 0.068632 | 483.8582 | 3.4775 | 416.1805 | 5.0484 | 418.8698 | 0.02728 | 412.5024 | 0.014121 | 412.2841 | -0.098364 | 416.1805 | -0.031444 | 417.3695 | 0.036254 | 412.5024 | 0.049923 | 483.8582 | 0.036947 | 412.5024 | -0.0010646 | 416.1805 | 3.0755 | 483.8582 | 3.4023 | 483.8582 | 10.2576
|  | 484.0811 | 0 | 484.0811 | 0 | 417.5882 | 114.0788 | 419.0886 | 251.5287 | 417.1937 | 0.85181 | 412.7207 | 0.088297 | 412.7207 | 0.039872 | 484.0811 | 3.543 | 416.3958 | 5.2203 | 419.0886 | -0.035922 | 412.7207 | -0.011165 | 412.5024 | 0.039618 | 416.3958 | 0.20701 | 417.5882 | 0.036032 | 412.7207 | -0.031758 | 484.0811 | 0.023937 | 412.7207 | -0.010623 | 416.3958 | 3.1118 | 484.0811 | 3.3994 | 484.0811 | 10.2342
|  | 484.3041 | 0 | 484.3041 | 0 | 417.8069 | 111.622 | 419.3074 | 244.4935 | 417.4142 | 0.85769 | 412.9391 | 0.33356 | 412.9391 | 0.021231 | 484.3041 | 3.6566 | 416.6111 | 5.474 | 419.3074 | 0.038463 | 412.9391 | 0.041459 | 412.7207 | -0.084118 | 416.6111 | 0.26627 | 417.8069 | 0.035804 | 412.9391 | 0.071207 | 484.3041 | 0.03399 | 412.9391 | 0.0079904 | 416.6111 | 3.3256 | 484.3041 | 3.4098 | 484.3041 | 10.2309
|  | 484.5272 | 0 | 484.5272 | 0 | 418.0256 | 108.5184 | 419.5263 | 238.0061 | 417.6348 | 0.91643 | 413.1574 | 0.14798 | 413.1574 | 0.04728 | 484.5272 | 3.7285 | 416.8264 | 5.4348 | 419.5263 | -0.013455 | 413.1574 | -0.0061253 | 412.9391 | 0.14042 | 416.8264 | 0.16302 | 418.0256 | 0.035572 | 413.1574 | -0.039861 | 484.5272 | 0.013813 | 413.1574 | -0.0070381 | 416.8264 | 3.3835 | 484.5272 | 3.4056 | 484.5272 | 10.2139
|  | 484.7502 | 0 | 484.7502 | 0 | 418.2443 | 106.1765 | 419.7451 | 231.4843 | 417.8553 | 0.91937 | 413.3758 | 0.1815 | 413.3758 | 0.026145 | 484.7502 | 3.8217 | 417.0418 | 5.6621 | 419.7451 | 0.038294 | 413.3758 | 0.01683 | 413.1574 | -0.13228 | 417.0418 | 0.19505 | 418.2443 | 0.035346 | 413.3758 | 0.057276 | 484.7502 | 0.025819 | 413.3758 | 0.0088014 | 417.0418 | 3.4797 | 484.7502 | 3.426 | 484.7502 | 10.2181
|  | 484.9732 | 0 | 484.9732 | 0 | 418.463 | 103.1559 | 419.9639 | 225.2443 | 418.0759 | 0.98693 | 413.5942 | 0.022696 | 413.5942 | 0.0035007 | 484.9732 | 3.9052 | 417.2571 | 5.7607 | 419.9639 | -0.015509 | 413.5942 | -0.004432 | 413.3758 | 0.19537 | 417.2571 | 0.012996 | 418.463 | 0.035146 | 413.5942 | -0.029885 | 484.9732 | 0.025229 | 413.5942 | -0.005715 | 417.2571 | 3.5799 | 484.9732 | 3.4317 | 484.9732 | 10.1847
|  | 485.1963 | 0 | 485.1963 | 0 | 418.6818 | 100.9785 | 420.1828 | 217.3919 | 418.2964 | 0.99867 | 413.8126 | 0.30331 | 413.8126 | 0.066453 | 485.1963 | 4.0109 | 417.4725 | 5.8827 | 420.1828 | 0.029144 | 413.8126 | 0.022823 | 413.5942 | -0.076656 | 417.4725 | 0.14333 | 418.6818 | 0.034995 | 413.8126 | 0.045279 | 485.1963 | 0.037407 | 413.8126 | 0.017882 | 417.4725 | 3.8105 | 485.1963 | 3.4504 | 485.1963 | 10.1777
|  | 485.4193 | 0 | 485.4193 | 0 | 418.9005 | 98.1785 | 420.4017 | 211.3648 | 418.517 | 1.0692 | 414.031 | 0.10792 | 414.031 | 0.010201 | 485.4193 | 4.0998 | 417.6879 | 5.8732 | 420.4017 | -0.024569 | 414.031 | -0.015352 | 413.8126 | 0.14856 | 417.6879 | 0.074468 | 418.9005 | 0.034908 | 414.031 | -0.021455 | 485.4193 | 0.024934 | 414.031 | -0.0051337 | 417.6879 | 4.0274 | 485.4193 | 3.4474 | 485.4193 | 10.169
|  | 485.6424 | 0 | 485.6424 | 0 | 419.1193 | 96.1685 | 420.6206 | 205.4974 | 418.7376 | 1.0868 | 414.2494 | 0.045259 | 414.2494 | 0.058827 | 485.6424 | 4.1966 | 417.9033 | 5.946 | 420.6206 | 0.019655 | 414.2494 | 0.020688 | 414.031 | -0.014834 | 417.9033 | 0.15106 | 419.1193 | 0.034893 | 414.2494 | 0.080108 | 485.6424 | 0.026194 | 414.2494 | 0.006675 | 417.9033 | 4.3306 | 485.6424 | 3.4545 | 485.6424 | 10.1527
|  | 485.8655 | 0 | 485.8655 | 0 | 419.3381 | 93.4327 | 420.8395 | 199.2135 | 418.9583 | 1.1661 | 414.4678 | 0.070654 | 414.4678 | -0.0023714 | 485.8655 | 4.2684 | 418.1187 | 6.2731 | 420.8395 | -0.011088 | 414.4678 | -0.00062775 | 414.2494 | 0.050267 | 418.1187 | 0.16495 | 419.3381 | 0.034941 | 414.4678 | 0.018008 | 485.8655 | 0.020303 | 414.4678 | -0.0026989 | 418.1187 | 4.3035 | 485.8655 | 3.4566 | 485.8655 | 10.1155
|  | 486.0886 | 0 | 486.0886 | 0 | 419.5569 | 91.2592 | 421.0584 | 193.5027 | 419.1789 | 1.1837 | 414.6862 | 0.18068 | 414.6862 | 0.077129 | 486.0886 | 4.3713 | 418.3341 | 6.4657 | 421.0584 | 0.037447 | 414.6862 | 0.014203 | 414.4678 | -0.016875 | 418.3341 | 0.34013 | 419.5569 | 0.035029 | 414.6862 | 0.10217 | 486.0886 | 0.027994 | 414.6862 | 0.0017842 | 418.3341 | 4.4109 | 486.0886 | 3.4645 | 486.0886 | 10.0927
|  | 486.3118 | 0 | 486.3118 | 0 | 419.7757 | 88.8059 | 421.2773 | 186.6177 | 419.3995 | 1.2601 | 414.9047 | 0.32702 | 414.9047 | 0.036822 | 486.3118 | 4.4623 | 418.5496 | 6.1902 | 421.2773 | -0.002827 | 414.9047 | -0.011083 | 414.6862 | 0.19537 | 418.5496 | 0.083802 | 419.7757 | 0.035128 | 414.9047 | -0.028508 | 486.3118 | 0.023995 | 414.9047 | 0.0032475 | 418.5496 | 4.7322 | 486.3118 | 3.4683 | 486.3118 | 10.062
|  | 486.5349 | 0 | 486.5349 | 0 | 419.9945 | 86.9524 | 421.4963 | 181.461 | 419.6202 | 1.2836 | 415.1232 | 0.32948 | 415.1232 | 0.051855 | 486.5349 | 4.5587 | 418.765 | 6.2064 | 421.4963 | 0.023891 | 415.1232 | 0.017979 | 414.9047 | -0.098364 | 418.765 | -0.027625 | 419.9945 | 0.035209 | 415.1232 | 0.027938 | 486.5349 | 0.033307 | 415.1232 | 0.0037329 | 418.765 | 4.9956 | 486.5349 | 3.479 | 486.5349 | 10.0499
|  | 486.758 | 0 | 486.758 | 0 | 420.2133 | 84.3693 | 421.7152 | 175.7689 | 419.8408 | 1.3629 | 415.3416 | 0.10383 | 415.3416 | -0.0098574 | 486.758 | 4.642 | 418.9805 | 6.3167 | 421.7152 | -0.014148 | 415.3416 | -0.010508 | 415.1232 | 0.099043 | 418.9805 | -0.022598 | 420.2133 | 0.035249 | 415.3416 | 0.01939 | 486.758 | 0.028711 | 415.3416 | -0.0087291 | 418.9805 | 5.0416 | 486.758 | 3.4815 | 486.758 | 10.0308
|  | 486.9812 | 0 | 486.9812 | 0 | 420.4321 | 82.8143 | 421.9342 | 171.0443 | 420.0615 | 1.3864 | 415.5601 | 0.12917 | 415.5601 | 0.07909 | 486.9812 | 4.7571 | 419.1959 | 6.7547 | 421.9342 | 0.052866 | 415.5601 | 0.028077 | 415.3416 | -0.052767 | 419.1959 | 0.36775 | 420.4321 | 0.035239 | 415.5601 | 0.023597 | 486.9812 | 0.034292 | 415.5601 | 0.015036 | 419.1959 | 5.265 | 486.9812 | 3.4901 | 486.9812 | 10.0003
|  | 487.2044 | 0 | 487.2044 | 0 | 420.651 | 80.3888 | 422.1532 | 165.4555 | 420.2822 | 1.4686 | 415.7786 | 0.19376 | 415.7786 | 0.025056 | 487.2044 | 4.843 | 419.4114 | 6.6757 | 422.1532 | -0.03033 | 415.7786 | -0.00085535 | 415.5601 | 0.16484 | 419.4114 | 0.0037516 | 420.651 | 0.035186 | 415.7786 | -0.051858 | 487.2044 | 0.029876 | 415.7786 | -0.0031229 | 419.4114 | 5.5201 | 487.2044 | 3.4929 | 487.2044 | 9.9636
|  | 487.4276 | 0 | 487.4276 | 0 | 420.8698 | 78.6301 | 422.3722 | 160.471 | 420.5029 | 1.5039 | 415.9971 | 0.2747 | 415.9971 | 0.069068 | 487.4276 | 4.9368 | 419.6269 | 6.8084 | 422.3722 | 0.03931 | 415.9971 | 0.026271 | 415.7786 | -0.082762 | 419.6269 | -0.05435 | 420.8698 | 0.035112 | 415.9971 | 0.05031 | 487.4276 | 0.027929 | 415.9971 | 0.012698 | 419.6269 | 5.6417 | 487.4276 | 3.4929 | 487.4276 | 9.9262
|  | 487.6508 | 0 | 487.6508 | 0 | 421.0887 | 76.3217 | 422.5912 | 156.2098 | 420.7236 | 1.5949 | 416.2156 | 0.0028013 | 416.2156 | 0.034207 | 487.6508 | 5.0354 | 419.8424 | 6.613 | 422.5912 | -0.050663 | 416.2156 | -0.011001 | 415.9971 | 0.15738 | 419.8424 | -0.1391 | 421.0887 | 0.035046 | 416.2156 | -0.027888 | 487.6508 | 0.02051 | 416.2156 | 0.0071687 | 419.8424 | 5.7328 | 487.6508 | 3.4915 | 487.6508 | 9.8866
|  | 487.874 | 0 | 487.874 | 0 | 421.3076 | 74.7273 | 422.8102 | 151.1533 | 420.9443 | 1.6243 | 416.4342 | 0.22401 | 416.4342 | 0.059699 | 487.874 | 5.1373 | 420.0579 | 6.9826 | 422.8102 | 0.035244 | 416.4342 | 0.027749 | 416.2156 | -0.069194 | 420.0579 | 0.20386 | 421.3076 | 0.035024 | 416.4342 | 0.068886 | 487.874 | 0.028543 | 416.4342 | 0.0024982 | 420.0579 | 6.2185 | 487.874 | 3.4956 | 487.874 | 9.8659
|  | 488.0972 | 0 | 488.0972 | 0 | 421.5265 | 72.5078 | 423.0293 | 146.1219 | 421.165 | 1.7212 | 416.6527 | 0.28533 | 416.6527 | 0.011725 | 488.0972 | 5.2221 | 420.2734 | 6.8263 | 423.0293 | -0.013794 | 416.6527 | 0.0026846 | 416.4342 | 0.22183 | 420.2734 | 0.11452 | 421.5265 | 0.035075 | 416.6527 | -0.009377 | 488.0972 | 0.033482 | 416.6527 | 0.0095196 | 420.2734 | 6.3192 | 488.0972 | 3.4972 | 488.0972 | 9.8262
|  | 488.3204 | 0 | 488.3204 | 0 | 421.7454 | 70.8828 | 423.2484 | 142.4023 | 421.3858 | 1.7624 | 416.8713 | 0.21747 | 416.8713 | 0.024838 | 488.3204 | 5.3212 | 420.489 | 7.3404 | 423.2484 | 0.02423 | 416.8713 | 0.033331 | 416.6527 | -0.057792 | 420.489 | -0.014401 | 421.7454 | 0.03522 | 416.8713 | 0.065403 | 488.3204 | 0.033577 | 416.8713 | 0.0098062 | 420.489 | 6.6244 | 488.3204 | 3.4965 | 488.3204 | 9.7917
|  | 488.5437 | 0 | 488.5437 | 0 | 421.9643 | 68.9964 | 423.4674 | 138.4416 | 421.6065 | 1.8681 | 417.0898 | 0.036248 | 417.0898 | 0.014175 | 488.5437 | 5.4305 | 420.7045 | 6.683 | 423.4674 | -0.021689 | 417.0898 | 0.01018 | 416.8713 | 0.13093 | 420.7045 | 0.10725 | 421.9643 | 0.035464 | 417.0898 | -0.0088969 | 488.5437 | 0.035411 | 417.0898 | -0.003635 | 420.7045 | 6.7322 | 488.5437 | 3.5056 | 488.5437 | 9.7492
|  | 488.767 | 0 | 488.767 | 0 | 422.1832 | 67.4764 | 423.6865 | 134.2117 | 421.8273 | 1.9151 | 417.3084 | 0.15288 | 417.3084 | 0.043794 | 488.767 | 5.5394 | 420.9201 | 7.1142 | 423.6865 | 0.0048874 | 417.3084 | 0.018225 | 417.0898 | -0.056564 | 420.9201 | 0.098002 | 422.1832 | 0.035796 | 417.3084 | 0.0064296 | 488.767 | 0.033023 | 417.3084 | -0.0031857 | 420.9201 | 7.0132 | 488.767 | 3.5154 | 488.767 | 9.7036
|  | 488.9903 | 0 | 488.9903 | 0 | 422.4022 | 65.5087 | 423.9056 | 130.7457 | 422.0481 | 2.0238 | 417.527 | 0.013883 | 417.527 | 0.042922 | 488.9903 | 5.6346 | 421.1357 | 6.9781 | 423.9056 | -0.011278 | 417.527 | 0.008456 | 417.3084 | 0.067394 | 421.1357 | 0.038991 | 422.4022 | 0.036189 | 417.527 | -0.020131 | 488.9903 | 0.026727 | 417.527 | 0.0076203 | 421.1357 | 7.1591 | 488.9903 | 3.5153 | 488.9903 | 9.6759
|  | 489.2135 | 0 | 489.2135 | 0 | 422.6211 | 64.141 | 424.1247 | 127.5365 | 422.2689 | 2.0855 | 417.7456 | 0.11609 | 417.7456 | 0.027235 | 489.2135 | 5.7676 | 421.3513 | 7.103 | 424.1247 | 0.023214 | 417.7456 | 0.013053 | 417.527 | -0.0033411 | 421.3513 | 0.18624 | 422.6211 | 0.036603 | 417.7456 | 0.046053 | 489.2135 | 0.027408 | 417.7456 | 0.0062921 | 421.3513 | 7.5074 | 489.2135 | 3.5297 | 489.2135 | 9.6744
|  | 489.4368 | 0 | 489.4368 | 0 | 422.8401 | 62.1125 | 424.3438 | 123.8106 | 422.4897 | 2.2059 | 417.9642 | 0.011048 | 417.9642 | 0.044229 | 489.4368 | 5.9375 | 421.5669 | 7.1119 | 424.3438 | -0.029822 | 417.9642 | -0.0065195 | 417.7456 | 0.1004 | 421.5669 | 0.070513 | 422.8401 | 0.036987 | 417.9642 | -0.046827 | 489.4368 | 0.032452 | 417.9642 | -0.00077749 | 421.5669 | 7.6277 | 489.4368 | 3.5692 | 489.4368 | 9.7166
|  | 489.6602 | 0 | 489.6602 | 0 | 423.059 | 61.0195 | 424.563 | 120.8237 | 422.7105 | 2.2705 | 418.1829 | 0.063366 | 418.1829 | 0.062096 | 489.6602 | 6.0808 | 421.7825 | 6.9602 | 424.563 | 0.016944 | 418.1829 | 0.029473 | 417.9642 | -0.24489 | 421.7825 | 0.25189 | 423.059 | 0.037291 | 418.1829 | 0.083204 | 489.6602 | 0.027896 | 418.1829 | 0.009509 | 421.7825 | 8.1376 | 489.6602 | 3.591 | 489.6602 | 9.7502
|  | 489.8835 | 0 | 489.8835 | 0 | 423.278 | 58.9188 | 424.7821 | 117.1417 | 422.9313 | 2.3968 | 418.4015 | 0.14798 | 418.4015 | 0.044012 | 489.8835 | 6.2494 | 421.9981 | 7.0671 | 424.7821 | -0.022027 | 418.4015 | 0.0091948 | 418.1829 | 0.064424 | 421.9981 | -0.005121 | 423.278 | 0.037468 | 418.4015 | -0.028875 | 489.8835 | 0.025956 | 418.4015 | -0.0040123 | 421.9981 | 8.326 | 489.8835 | 3.6176 | 489.8835 | 9.8045
|  | 490.1069 | 0 | 490.1069 | 0 | 423.497 | 57.9549 | 425.0013 | 114.5023 | 423.1522 | 2.4703 | 418.6202 | 0.15043 | 418.6202 | 0.025274 | 490.1069 | 6.4233 | 422.2138 | 7.3214 | 425.0013 | 0.029991 | 418.6202 | 0.027913 | 418.4015 | -0.12821 | 422.2137 | 0.30277 | 423.497 | 0.037485 | 418.6202 | 0.07082 | 490.1069 | 0.024836 | 418.6202 | 0.0068134 | 422.2137 | 8.7283 | 490.1069 | 3.66 | 490.1069 | 9.8603
|  | 490.3302 | 0 | 490.3302 | 0 | 423.716 | 56.0531 | 425.2205 | 111.4214 | 423.373 | 2.6112 | 418.8388 | 0.12018 | 418.8388 | 0.024402 | 490.3302 | 6.6593 | 422.4294 | 6.9249 | 425.2205 | -0.023044 | 418.8388 | -0.0012846 | 418.6202 | 0.076656 | 422.4294 | 0.029377 | 423.716 | 0.037326 | 418.8388 | -0.025519 | 490.3302 | 0.032105 | 418.8388 | 0.00558 | 422.4294 | 8.9507 | 490.3302 | 3.7339 | 490.3302 | 9.991
|  | 490.5536 | 0 | 490.5536 | 0 | 423.935 | 54.9976 | 425.4397 | 109.2486 | 423.5939 | 2.6876 | 419.0575 | 0.35973 | 419.0575 | 0.00013442 | 490.5536 | 6.8946 | 422.6451 | 7.1702 | 425.4397 | 0.029313 | 419.0575 | 0.03563 | 418.8388 | -0.077335 | 422.6451 | 0.136 | 423.935 | 0.037 | 419.0575 | 0.070433 | 490.5536 | 0.023656 | 419.0575 | -0.00035775 | 422.6451 | 9.1351 | 490.5536 | 3.8089 | 490.5536 | 10.1162
|  | 490.777 | 0 | 490.777 | 0 | 424.154 | 53.3186 | 425.6589 | 106.6592 | 423.8148 | 2.8198 | 419.2762 | 0.038004 | 419.2762 | 0.032246 | 490.777 | 7.1228 | 422.8607 | 7.0755 | 425.6589 | -0.023552 | 419.2762 | -0.007972 | 419.0575 | 0.097686 | 422.8607 | -0.084331 | 424.154 | 0.036539 | 419.2762 | -0.0083979 | 490.777 | 0.032948 | 419.2762 | -0.0045302 | 422.8607 | 9.3192 | 490.777 | 3.8755 | 490.777 | 10.2137
|  | 491.0004 | 0 | 491.0004 | 0 | 424.3731 | 52.2657 | 425.8781 | 103.9823 | 424.0357 | 2.8991 | 419.4949 | 0.42758 | 419.4949 | 0.069068 | 491.0004 | 7.3275 | 423.0764 | 7.3124 | 425.8781 | 0.0244 | 419.4949 | 0.026681 | 419.2762 | -0.099043 | 423.0764 | 0.21266 | 424.3731 | 0.035994 | 419.4949 | 0.041409 | 491.0004 | 0.030553 | 419.4949 | 0.010164 | 423.0764 | 9.9105 | 491.0004 | 3.9215 | 491.0004 | 10.3045
|  | 491.2238 | 0 | 491.2238 | 0 | 424.5921 | 50.5685 | 426.0973 | 100.7229 | 424.2566 | 3.046 | 419.7136 | 0.089114 | 419.7136 | 0.022442 | 491.2238 | 7.5694 | 423.2921 | 7.0391 | 426.0973 | -0.047952 | 419.7136 | -0.0013665 | 419.4949 | 0.046584 | 423.2921 | -0.18467 | 424.5921 | 0.035427 | 419.7136 | -0.016838 | 491.2238 | 0.035279 | 419.7136 | -0.0031949 | 423.2921 | 10.1428 | 491.2238 | 3.9819 | 491.2238 | 10.4003
|  | 491.4472 | 0 | 491.4472 | 0 | 424.8112 | 49.6898 | 426.3166 | 98.5876 | 424.4775 | 3.1311 | 419.9323 | 0.26325 | 419.9323 | 0.059917 | 491.4472 | 7.8112 | 423.5078 | 6.8683 | 426.3166 | 0.025247 | 419.9323 | 0.032182 | 419.7136 | -0.078691 | 423.5078 | 0.043882 | 424.8112 | 0.034901 | 419.9323 | 0.075464 | 491.4472 | 0.023505 | 419.9323 | -0.0068551 | 423.5078 | 10.3284 | 491.4472 | 4.0452 | 491.4472 | 10.5119
|  | 491.6707 | 0 | 491.6707 | 0 | 425.0302 | 48.1213 | 426.5359 | 96.1486 | 424.6985 | 3.2898 | 420.1511 | 0.24445 | 420.1511 | 0.035079 | 491.6707 | 8.1088 | 423.7235 | 7.1366 | 426.5359 | -0.0070894 | 420.1511 | 0.0028572 | 419.9323 | 0.16077 | 423.7235 | -0.12176 | 425.0302 | 0.034471 | 420.1511 | -0.044118 | 491.6707 | 0.032925 | 420.1511 | -0.013724 | 423.7235 | 10.6432 | 491.6707 | 4.1319 | 491.6707 | 10.6697
|  | 491.8941 | 0 | 491.8941 | 0 | 425.2493 | 47.1534 | 426.7551 | 93.8724 | 424.9194 | 3.4043 | 420.3698 | 0.26489 | 420.3698 | 0.050766 | 491.8941 | 8.365 | 423.9392 | 7.3544 | 426.7551 | 0.032024 | 420.3698 | 0.035958 | 420.1511 | -0.11804 | 423.9392 | 0.063659 | 425.2493 | 0.034171 | 420.3698 | 0.075464 | 491.8941 | 0.025927 | 420.3698 | 0.0082585 | 423.9392 | 11.0946 | 491.8941 | 4.1915 | 491.8941 | 10.7751
|  | 492.1176 | 0 | 492.1176 | 0 | 425.4684 | 45.6574 | 426.9744 | 91.1954 | 425.1404 | 3.5805 | 420.5886 | 0.11446 | 420.5886 | 0.0017125 | 492.1176 | 8.6605 | 424.155 | 6.842 | 426.9744 | -0.042699 | 420.5886 | 0.00018841 | 420.3698 | 0.11668 | 424.155 | 0.054196 | 425.4684 | 0.034012 | 420.5886 | -0.0095248 | 492.1176 | 0.034065 | 420.5886 | -0.0013485 | 424.155 | 11.203 | 492.1176 | 4.2637 | 492.1176 | 10.8991
|  | 492.3411 | 0 | 492.3411 | 0 | 425.6875 | 44.9182 | 427.1937 | 89.9556 | 425.3613 | 3.7068 | 420.8073 | 0.30331 | 420.8073 | 0.067978 | 492.3411 | 8.8519 | 424.3707 | 7.061 | 427.1937 | 0.0057502 | 420.8073 | 0.026681 | 420.5886 | -0.096329 | 424.3707 | 0.24065 | 425.6875 | 0.033985 | 420.8073 | 0.034597 | 492.3411 | 0.024836 | 420.8073 | 0.0036644 | 424.3707 | 11.7459 | 492.3411 | 4.2938 | 492.3411 | 10.9187
|  | 492.5646 | 0 | 492.5646 | 0 | 425.9066 | 43.3371 | 427.413 | 87.3412 | 425.5823 | 3.9036 | 421.0261 | 0.14634 | 421.0261 | 0.035514 | 492.5646 | 9.0761 | 424.5865 | 7.1153 | 427.413 | -0.037277 | 421.0261 | -0.013546 | 420.8073 | 0.16213 | 424.5865 | 0.053383 | 425.9066 | 0.034065 | 421.0261 | -0.034597 | 492.5646 | 0.039875 | 421.0261 | -0.0085014 | 424.5865 | 12.0418 | 492.5646 | 4.3329 | 492.5646 | 10.9532
|  | 492.7881 | 0 | 492.7881 | 0 | 426.1258 | 42.7105 | 427.6324 | 85.2842 | 425.8033 | 4.0564 | 421.2449 | 0.39815 | 421.2449 | 0.05447 | 492.7881 | 9.2772 | 424.8023 | 6.8095 | 427.6324 | 0.039988 | 421.2449 | 0.027256 | 421.0261 | -0.086832 | 424.8023 | 0.077816 | 426.1258 | 0.034217 | 421.2449 | 0.048375 | 492.7881 | 0.031198 | 421.2449 | 0.00421 | 424.8023 | 12.5645 | 492.7881 | 4.3693 | 492.7881 | 10.9917
|  | 493.0116 | 0 | 493.0116 | 0 | 426.3449 | 41.2637 | 427.8517 | 83.0706 | 426.0243 | 4.2914 | 421.4637 | 0.23546 | 421.4637 | -0.04619 | 493.0116 | 9.5239 | 425.0181 | 6.842 | 427.8517 | -0.03643 | 421.4637 | 0.0092769 | 421.2449 | 0.14178 | 425.0181 | -0.26864 | 426.3449 | 0.03441 | 421.4637 | -0.011412 | 493.0116 | 0.04417 | 421.4637 | 0.018368 | 425.0181 | 12.755 | 493.0116 | 4.4207 | 493.0116 | 11.0407
|  | 493.2351 | 0 | 493.2351 | 0 | 426.5641 | 40.5689 | 428.0711 | 81.3861 | 426.2453 | 4.4823 | 421.6825 | 0.27225 | 421.6825 | 0.045537 | 493.2351 | 9.7067 | 425.2339 | 6.7295 | 428.0711 | 0.039819 | 421.6825 | 0.024793 | 421.4637 | 0.042219 | 425.2339 | 0.34341 | 426.5641 | 0.034621 | 421.6825 | 0.038398 | 493.2351 | 0.020252 | 421.6825 | 0.0037594 | 425.2339 | 13.364 | 493.2351 | 4.4268 | 493.2351 | 11.0051
|  | 493.4587 | 0 | 493.4587 | 0 | 426.7832 | 39.2735 | 428.2904 | 78.8282 | 426.4664 | 4.7437 | 421.9014 | 0.30659 | 421.9014 | 0.067325 | 493.4587 | 9.8642 | 425.4497 | 6.9551 | 428.2904 | -0.03643 | 421.9014 | -0.0035321 | 421.6825 | 0.17706 | 425.4497 | -0.1256 | 426.7832 | 0.034838 | 421.9014 | -0.039474 | 493.4587 | 0.037996 | 421.9014 | -0.0086732 | 425.4497 | 13.6519 | 493.4587 | 4.4321 | 493.4587 | 10.9223
|  | 493.6823 | 0 | 493.6823 | 0 | 427.0024 | 38.7208 | 428.5098 | 77.2314 | 426.6874 | 4.9611 | 422.1202 | 0.13163 | 422.1202 | 0.054688 | 493.6823 | 10.0683 | 425.6655 | 6.9658 | 428.5098 | 0.02745 | 422.1202 | 0.026599 | 421.9014 | -0.071908 | 425.6655 | 0.16217 | 427.0024 | 0.035056 | 422.1202 | 0.045279 | 493.6823 | 0.021956 | 422.1202 | 0.0015772 | 425.6655 | 14.1066 | 493.6823 | 4.4589 | 493.6823 | 10.9494
|  | 493.9058 | 0 | 493.9058 | 0 | 427.2216 | 37.4125 | 428.7292 | 75.2025 | 426.9085 | 5.2636 | 422.3391 | 0.18967 | 422.3391 | 0.030503 | 493.9058 | 10.3716 | 425.8813 | 6.7759 | 428.7292 | -0.02423 | 422.3391 | 0.01371 | 422.1202 | 0.13567 | 425.8813 | -0.013066 | 427.2216 | 0.03528 | 422.3391 | -0.033659 | 493.9058 | 0.040564 | 422.3391 | -0.0099294 | 425.8813 | 14.5204 | 493.9058 | 4.5329 | 493.9058 | 11.0392
|  | 494.1294 | 0 | 494.1294 | 0 | 427.4408 | 36.7608 | 428.9487 | 73.5118 | 427.1295 | 5.5074 | 422.5579 | 0.25508 | 422.5579 | 0.035079 | 494.1294 | 10.6369 | 426.0972 | 6.8549 | 428.9487 | 0.031686 | 422.5579 | 0.026025 | 422.3391 | -0.10786 | 426.0972 | 0.20003 | 427.4408 | 0.035511 | 422.5579 | 0.039087 | 494.1294 | 0.023682 | 422.5579 | 0.01201 | 426.0972 | 14.9903 | 494.1294 | 4.5748 | 494.1294 | 11.0774
|  | 494.353 | 0 | 494.353 | 0 | 427.66 | 35.4238 | 429.1681 | 71.4923 | 427.3506 | 5.8188 | 422.7768 | 0.20766 | 422.7768 | 0.045972 | 494.353 | 10.8737 | 426.313 | 6.7485 | 429.1681 | -0.014467 | 422.7768 | 0.013218 | 422.5579 | 0.11125 | 426.313 | 0.17112 | 427.66 | 0.035749 | 422.7768 | 0.0038591 | 494.353 | 0.038544 | 422.7768 | 0.0061928 | 426.313 | 15.5608 | 494.353 | 4.6189 | 494.353 | 11.1107
|  | 494.5766 | 0 | 494.5766 | 0 | 427.8792 | 35.0583 | 429.3875 | 70.0646 | 427.5717 | 6.0919 | 422.9957 | 0.36954 | 422.9957 | 0.037475 | 494.5766 | 11.0329 | 426.5289 | 6.9529 | 429.3875 | 0.010933 | 422.9957 | 0.033003 | 422.7768 | -0.073943 | 426.5289 | 0.087252 | 427.8792 | 0.035989 | 422.9957 | 0.061146 | 494.5766 | 0.022278 | 422.9957 | 0.0029688 | 426.5289 | 16.1496 | 494.5766 | 4.6183 | 494.5766 | 11.0523
|  | 494.8003 | 0 | 494.8003 | 0 | 428.0984 | 33.7557 | 429.607 | 67.8948 | 427.7928 | 6.4297 | 423.2146 | 0.31967 | 423.2146 | 0.01873 | 494.8003 | 11.2102 | 426.7448 | 6.7765 | 429.607 | -0.01059 | 423.2146 | 0.0011612 | 422.9957 | 0.085475 | 426.7448 | 0.11029 | 428.0984 | 0.036217 | 423.2146 | -0.056115 | 494.8003 | 0.041177 | 423.2146 | 0.00071796 | 426.7448 | 16.606 | 494.8003 | 4.6257 | 494.8003 | 10.9795
|  | 495.0239 | 0 | 495.0239 | 0 | 428.3177 | 33.3328 | 429.8265 | 66.3012 | 428.014 | 6.6999 | 423.4335 | 0.42268 | 423.4335 | 0.063621 | 495.0239 | 11.2932 | 426.9607 | 6.7435 | 429.8265 | 0.010449 | 423.4335 | 0.032675 | 423.2146 | -0.1316 | 426.9607 | 0.24057 | 428.3177 | 0.036417 | 423.4335 | -0.0032064 | 495.0239 | 0.030161 | 423.4335 | 0.0018033 | 426.9607 | 17.38 | 495.0239 | 4.6086 | 495.0239 | 10.8776
|  | 495.2476 | 0 | 495.2476 | 0 | 428.5369 | 32.0371 | 430.0459 | 64.2755 | 428.2351 | 7.0524 | 423.6524 | 0.31558 | 423.6524 | 0.040308 | 495.2476 | 11.5933 | 427.1766 | 6.543 | 430.0459 | -0.022875 | 423.6524 | 0.0091127 | 423.4335 | 0.10786 | 427.1766 | -0.12944 | 428.5369 | 0.03657 | 423.6524 | -0.024919 | 495.2476 | 0.041114 | 423.6524 | -0.0030348 | 427.1766 | 17.575 | 495.2476 | 4.6651 | 495.2476 | 10.8965
|  | 495.4712 | 0 | 495.4712 | 0 | 428.7562 | 31.7186 | 430.2654 | 62.9886 | 428.4562 | 7.3432 | 423.8714 | 0.31394 | 423.8714 | 0.074733 | 495.4712 | 11.7897 | 427.3925 | 6.6169 | 430.2654 | 0.018977 | 423.8714 | 0.034316 | 423.6524 | -0.16145 | 427.3925 | -0.041523 | 428.7562 | 0.036659 | 423.8714 | 0.035763 | 495.4712 | 0.021323 | 423.8714 | 0.00051408 | 427.3925 | 18.3973 | 495.4712 | 4.6731 | 495.4712 | 10.8942
|  | 495.6949 | 0 | 495.6949 | 0 | 428.9754 | 30.6083 | 430.485 | 61.2196 | 428.6774 | 7.6986 | 424.0903 | 0.19948 | 424.0903 | 0.057738 | 495.6949 | 12.1381 | 427.6084 | 6.3543 | 430.485 | -0.023044 | 424.0903 | -0.00068329 | 423.8714 | 0.075978 | 427.6084 | 0.13311 | 428.9754 | 0.036667 | 424.0903 | -0.050697 | 495.6949 | 0.041094 | 424.0903 | -0.0055444 | 427.6084 | 18.7309 | 495.6949 | 4.7426 | 495.6949 | 10.9572
|  | 495.9186 | 0 | 495.9186 | 0 | 429.1947 | 30.0736 | 430.7045 | 59.4538 | 428.8985 | 8.0188 | 424.3093 | 0.36136 | 424.3093 | 0.030721 | 495.9186 | 12.3728 | 427.8244 | 6.5234 | 430.7045 | 0.014387 | 424.3093 | 0.030458 | 424.0903 | -0.097686 | 427.8244 | 0.34651 | 429.1947 | 0.036582 | 424.3093 | 0.04644 | 495.9186 | 0.03265 | 424.3093 | 0.00077595 | 427.8244 | 19.523 | 495.9186 | 4.7782 | 495.9186 | 10.9656
|  | 496.1423 | 0 | 496.1423 | 0 | 429.414 | 29.0311 | 430.924 | 57.2277 | 429.1197 | 8.4124 | 424.5283 | 0.28042 | 424.5283 | 0.064928 | 496.1423 | 12.701 | 428.0403 | 6.4181 | 430.924 | -0.045919 | 424.5283 | 0.0030926 | 424.3093 | 0.24014 | 428.0403 | -0.11224 | 429.414 | 0.0364 | 424.5283 | -0.013936 | 496.1423 | 0.053 | 424.5283 | -0.0014315 | 428.0403 | 19.6282 | 496.1423 | 4.8414 | 496.1423 | 11.0192
|  | 496.366 | 0 | 496.366 | 0 | 429.6333 | 28.7528 | 431.1436 | 56.1005 | 429.3409 | 8.7502 | 424.7473 | 0.55921 | 424.7473 | 0.084537 | 496.366 | 13.0069 | 428.2563 | 6.2955 | 431.1436 | 0.025247 | 424.7473 | 0.042526 | 424.5283 | 0.002795 | 428.2563 | 0.26212 | 429.6333 | 0.036125 | 424.7473 | 0.064242 | 496.366 | 0.025945 | 424.7473 | 0.0062118 | 428.2563 | 20.5811 | 496.366 | 4.8782 | 496.366 | 11.0792
|  | 496.5898 | 0 | 496.5898 | 0 | 429.8526 | 27.6346 | 431.3631 | 54.1844 | 429.5621 | 9.1702 | 424.9663 | 0.39652 | 424.9663 | 0.044012 | 496.5898 | 13.4137 | 428.4723 | 5.8687 | 431.3631 | -0.026772 | 424.9663 | 0.0090306 | 424.7473 | 0.062749 | 428.4723 | -0.20921 | 429.8526 | 0.035771 | 424.9663 | -0.013883 | 496.5898 | 0.042689 | 424.9663 | -0.0052864 | 428.4723 | 20.992 | 496.5898 | 4.9644 | 496.5898 | 11.1662
|  | 496.8135 | 0 | 496.8135 | 0 | 430.072 | 27.3765 | 431.5827 | 53.2639 | 429.7834 | 9.5315 | 425.1852 | 0.45375 | 425.1852 | 0.064274 | 496.8135 | 13.7913 | 428.6882 | 6.0003 | 431.5827 | 0.031516 | 425.1852 | 0.038832 | 424.9663 | -0.053968 | 428.6882 | 0.015716 | 430.072 | 0.035364 | 425.1852 | 0.061146 | 496.8135 | 0.018761 | 425.1852 | 0.0056512 | 428.6882 | 21.471 | 496.8135 | 5.0271 | 496.8135 | 11.2579
|  | 497.0373 | 0 | 497.0373 | 0 | 430.2913 | 26.485 | 431.8023 | 51.3696 | 430.0046 | 9.9368 | 425.4043 | 0.47991 | 425.4043 | 0.017429 | 497.0373 | 14.1156 | 428.9042 | 6.1129 | 431.8023 | -0.027958 | 425.4043 | 0.014531 | 425.1852 | 0.081405 | 428.9042 | 0.017343 | 430.2913 | 0.034937 | 425.4043 | -0.024215 | 497.0373 | 0.036437 | 425.4043 | -0.002647 | 428.9042 | 22.1112 | 497.0373 | 5.0814 | 497.0373 | 11.2809
|  | 497.2611 | 0 | 497.2611 | 0 | 430.5107 | 26.1295 | 432.0219 | 50.853 | 430.2258 | 10.3216 | 425.6233 | 0.3213 | 425.6233 | 0.076693 | 497.2611 | 14.3339 | 429.1203 | 5.9791 | 432.0219 | 0.019655 | 425.6233 | 0.04072 | 425.4043 | -0.14246 | 429.1203 | 0.32952 | 430.5107 | 0.034528 | 425.6233 | 0.075851 | 497.2611 | 0.021861 | 425.6233 | 0.015715 | 429.1203 | 23.023 | 497.2611 | 5.0902 | 497.2611 | 11.2541
|  | 497.4848 | 0 | 497.4848 | 0 | 430.73 | 25.107 | 432.2415 | 49.3095 | 430.4471 | 10.7857 | 425.8424 | 0.43903 | 425.8424 | 0.019551 | 497.4848 | 14.6758 | 429.3363 | 5.8564 | 432.2415 | -0.011007 | 425.8424 | 0.019539 | 425.6233 | 0.16145 | 429.3363 | -0.024512 | 430.73 | 0.034175 | 425.8424 | -0.015259 | 497.4848 | 0.043271 | 425.8424 | 9.1031e-06 | 429.3363 | 23.3849 | 497.4848 | 5.1351 | 497.4848 | 11.2804
|  | 497.7087 | 0 | 497.7087 | 0 | 430.9494 | 24.8843 | 432.4611 | 47.9099 | 430.6683 | 11.1998 | 426.0614 | 0.49789 | 426.0614 | 0.031375 | 497.7087 | 15 | 429.5523 | 5.6722 | 432.4611 | 0.041683 | 426.0614 | 0.039078 | 425.8424 | -0.17027 | 429.5523 | 0.12036 | 430.9494 | 0.033909 | 426.0614 | 0.067338 | 497.7087 | 0.014118 | 426.0614 | 0.0050403 | 429.5523 | 23.8684 | 497.7087 | 5.1883 | 497.7087 | 11.3333
|  | 497.9325 | 0 | 497.9325 | 0 | 431.1688 | 23.947 | 432.6808 | 45.7527 | 430.8896 | 11.7227 | 426.2805 | 0.50198 | 426.2805 | 0.038782 | 497.9325 | 15.4502 | 429.7684 | 5.7136 | 432.6808 | -0.010183 | 426.2805 | 0.022577 | 426.0614 | 0.12075 | 429.7684 | -0.058668 | 431.1688 | 0.033748 | 426.2805 | -0.044892 | 497.9325 | 0.042861 | 426.2805 | 0.00066765 | 429.7684 | 24.4654 | 497.9325 | 5.2758 | 497.9325 | 11.4323
|  | 498.1563 | 0 | 498.1563 | 0 | 431.3882 | 23.7953 | 432.9005 | 44.325 | 431.1109 | 12.2396 | 426.4995 | 0.69166 | 426.4995 | 0.026145 | 498.1563 | 15.8435 | 429.9844 | 5.6151 | 432.9005 | 0.016206 | 426.4995 | 0.041623 | 426.2805 | -0.067374 | 429.9844 | 0.2652 | 431.3882 | 0.033697 | 426.4995 | 0.053406 | 498.1563 | 0.024891 | 426.4995 | -0.0027764 | 429.9844 | 25.4798 | 498.1563 | 5.3356 | 498.1563 | 11.4858
|  | 498.3801 | 0 | 498.3801 | 0 | 431.6076 | 22.903 | 433.1202 | 42.5341 | 431.3322 | 12.833 | 426.7186 | 0.66876 | 426.7186 | -0.0035844 | 498.3801 | 16.2817 | 430.2005 | 5.2981 | 433.1202 | -0.022536 | 426.7186 | 0.026681 | 426.4995 | 0.11193 | 430.2005 | 0.023732 | 431.6076 | 0.033746 | 426.7186 | -0.0095334 | 498.3801 | 0.045069 | 426.7186 | -0.0045692 | 430.2005 | 25.6666 | 498.3801 | 5.4142 | 498.3801 | 11.557
|  | 498.604 | 0 | 498.604 | 0 | 431.827 | 22.6848 | 433.3398 | 41.4382 | 431.5535 | 13.3558 | 426.9377 | 0.5633 | 426.9377 | 0.047498 | 498.604 | 16.4885 | 430.4166 | 5.572 | 433.3398 | -0.0045744 | 426.9377 | 0.034891 | 426.7186 | -0.21097 | 430.4166 | -0.10073 | 431.827 | 0.033871 | 426.9377 | 0.028792 | 498.604 | 0.013413 | 426.9377 | 0.0061471 | 430.4166 | 26.667 | 498.604 | 5.4179 | 498.604 | 11.4989
|  | 498.8279 | 0 | 498.8279 | 0 | 432.0464 | 21.7411 | 433.5595 | 40.1389 | 431.7749 | 13.9668 | 427.1569 | 0.65487 | 427.1569 | 0.029632 | 498.8279 | 16.8225 | 430.6327 | 5.1699 | 433.5595 | -0.038972 | 427.1569 | 0.029473 | 426.9377 | 0.073943 | 430.6327 | 0.14474 | 432.0464 | 0.034037 | 427.1569 | -0.021089 | 498.8279 | 0.04192 | 427.1569 | -0.0016102 | 430.6327 | 27.1103 | 498.8279 | 5.449 | 498.8279 | 11.5006
|  | 499.0517 | 0 | 499.0517 | 0 | 432.2659 | 21.6781 | 433.7793 | 39.4877 | 431.9962 | 14.5307 | 427.376 | 0.69247 | 427.376 | 0.078654 | 499.0517 | 17.1706 | 430.8487 | 5.1559 | 433.7793 | 0.017114 | 427.376 | 0.036123 | 427.1569 | 0.032086 | 430.8488 | 0.055191 | 432.2659 | 0.034205 | 427.376 | -0.012177 | 499.0517 | 0.022904 | 427.376 | -0.0046867 | 430.8488 | 27.834 | 499.0517 | 5.5033 | 499.0517 | 11.5402
|  | 499.2756 | 0 | 499.2756 | 0 | 432.4853 | 20.8562 | 433.999 | 38.1601 | 432.2176 | 15.1916 | 427.5951 | 0.81429 | 427.5951 | 0.028324 | 499.2756 | 17.7192 | 431.0649 | 5.0467 | 433.999 | -0.020333 | 427.5951 | 0.022659 | 427.376 | 0.10922 | 431.0649 | -0.030486 | 432.4853 | 0.034339 | 427.5951 | -0.027627 | 499.2756 | 0.045934 | 427.5951 | -0.01022 | 431.0649 | 28.4141 | 499.2756 | 5.5899 | 499.2756 | 11.6467
|  | 499.4995 | 0 | 499.4995 | 0 | 432.7048 | 20.6971 | 434.2188 | 37.4306 | 432.4389 | 15.876 | 427.8143 | 0.67939 | 427.8143 | 0.042269 | 499.4995 | 17.981 | 431.281 | 4.9968 | 434.2188 | 0.0048383 | 427.8143 | 0.047534 | 427.5951 | -0.021763 | 431.281 | 0.31652 | 432.7048 | 0.034407 | 427.8143 | 0.01062 | 499.4995 | 0.015568 | 427.8143 | 0.0035226 | 431.281 | 28.9057 | 499.4995 | 5.6097 | 499.4995 | 11.6239
|  | 499.7235 | 0 | 499.7235 | 0 | 432.9243 | 19.8572 | 434.4385 | 35.9403 | 432.6603 | 16.6162 | 428.0335 | 0.74725 | 428.0335 | 0.079308 | 499.7235 | 18.3303 | 431.4972 | 4.6407 | 434.4385 | -0.019147 | 428.0335 | 0.017487 | 427.8143 | 0.06146 | 431.4972 | 0.076489 | 432.9243 | 0.03439 | 428.0335 | -0.013976 | 499.7235 | 0.049486 | 428.0335 | -0.004108 | 431.4972 | 29.6816 | 499.7235 | 5.6504 | 499.7235 | 11.6174
|  | 499.9474 | 0 | 499.9474 | 0 | 433.1438 | 19.7731 | 434.6583 | 35.1043 | 432.8817 | 17.327 | 428.2526 | 0.83309 | 428.2526 | 0.067543 | 499.9474 | 18.4919 | 431.7133 | 4.6491 | 434.6583 | 0.026772 | 428.2526 | 0.036944 | 428.0335 | -0.0298 | 431.7133 | 0.42974 | 433.1438 | 0.034286 | 428.2526 | 0.020206 | 499.9474 | 0.015633 | 428.2526 | 0.0045084 | 431.7133 | 30.8019 | 499.9474 | 5.6224 | 499.9474 | 11.5214
|  | 500.1713 | 0 | 500.1713 | 0 | 433.3633 | 18.9391 | 434.878 | 33.877 | 433.1031 | 18.1348 | 428.4718 | 0.63279 | 428.4718 | 0.032682 | 500.1713 | 19.0281 | 431.9295 | 4.4665 | 434.878 | -0.020841 | 428.4718 | 0.023398 | 428.2526 | 0.17299 | 431.9295 | -0.031012 | 433.3633 | 0.034111 | 428.4718 | -0.0065084 | 500.1713 | 0.046261 | 428.4718 | -0.0024957 | 431.9295 | 30.9804 | 500.1713 | 5.7176 | 500.1713 | 11.5909
|  | 500.3953 | 0 | 500.3953 | 0 | 433.5828 | 18.9468 | 435.0978 | 32.6872 | 433.3245 | 18.8896 | 428.691 | 0.91158 | 428.691 | 0.04314 | 500.3953 | 19.2817 | 432.1456 | 4.6485 | 435.0978 | 0.02745 | 428.691 | 0.047944 | 428.4718 | -0.073943 | 432.1456 | 0.1606 | 433.5828 | 0.033897 | 428.691 | 0.019246 | 500.3953 | 0.0094076 | 428.691 | 0.0068823 | 432.1456 | 32.0428 | 500.3953 | 5.7122 | 500.3953 | 11.5367
|  | 500.6193 | 0 | 500.6193 | 0 | 433.8023 | 18.1174 | 435.3177 | 31.6571 | 433.5459 | 19.6827 | 428.9102 | 0.89768 | 428.9102 | 0.059481 | 500.6193 | 19.7335 | 432.3618 | 4.3831 | 435.3177 | -0.040666 | 428.9102 | 0.035548 | 428.691 | 0.16213 | 432.3618 | 0.11731 | 433.8023 | 0.033688 | 428.9102 | -0.02832 | 500.6193 | 0.046969 | 428.9102 | 0.0014599 | 432.3618 | 32.5092 | 500.6193 | 5.7971 | 500.6193 | 11.5842
|  | 500.8433 | 0 | 500.8433 | 0 | 434.0218 | 18.0466 | 435.5375 | 30.8838 | 433.7674 | 20.4611 | 429.1294 | 0.86416 | 429.1294 | 0.065582 | 500.8433 | 20.0935 | 432.578 | 4.2683 | 435.5375 | 0.04253 | 429.1294 | 0.059274 | 428.9102 | -0.11125 | 432.578 | 0.084916 | 434.0218 | 0.033532 | 429.1294 | 0.063081 | 500.8433 | 0.014468 | 429.1294 | 0.0088614 | 432.578 | 33.1634 | 500.8433 | 5.8042 | 500.8433 | 11.6127
|  | 501.0673 | 0 | 501.0673 | 0 | 434.2414 | 17.2495 | 435.7573 | 29.5938 | 433.9888 | 21.3687 | 429.3487 | 0.88787 | 429.3487 | 0.089548 | 501.0673 | 20.7195 | 432.7942 | 4.0628 | 435.7573 | -0.030669 | 429.3487 | 0.033249 | 429.1294 | 0.098364 | 432.7943 | 0.0046199 | 434.2414 | 0.03347 | 429.3487 | -0.022263 | 501.0673 | 0.047199 | 429.3487 | -0.0025535 | 432.7943 | 33.939 | 501.0673 | 5.916 | 501.0673 | 11.7168
|  | 501.2913 | 0 | 501.2913 | 0 | 434.4609 | 17.2373 | 435.9772 | 28.9332 | 434.2103 | 22.2499 | 429.5679 | 0.97126 | 429.5679 | 0.078436 | 501.2913 | 21.084 | 433.0105 | 4.004 | 435.9772 | 0.0043309 | 429.5679 | 0.041377 | 429.3487 | -0.099043 | 433.0105 | 0.21024 | 434.4609 | 0.03353 | 429.5679 | 0.042957 | 501.2913 | 0.011587 | 429.5679 | -0.0018234 | 433.0105 | 34.8921 | 501.2913 | 5.9522 | 501.2913 | 11.7391
|  | 501.5153 | 0 | 501.5153 | 0 | 434.6805 | 16.5488 | 436.197 | 27.9814 | 434.4318 | 23.228 | 429.7872 | 1.1634 | 429.7872 | 0.0046001 | 501.5153 | 21.6621 | 433.2267 | 3.9905 | 436.197 | -0.010109 | 429.7872 | 0.026271 | 429.5679 | 0.08344 | 433.2267 | 0.11947 | 434.6805 | 0.033721 | 429.7872 | -0.018983 | 501.5153 | 0.051529 | 429.7872 | 0.0012206 | 433.2267 | 35.1416 | 501.5153 | 6.0397 | 501.5153 | 11.8373
|  | 501.7393 | 0 | 501.7393 | 0 | 434.9001 | 16.4986 | 436.4169 | 27.1141 | 434.6533 | 24.1356 | 430.0064 | 0.94019 | 430.0064 | 0.11722 | 501.7393 | 22.033 | 433.4429 | 4.0566 | 436.4169 | 0.032024 | 430.0064 | 0.060095 | 429.7872 | -0.080726 | 433.4429 | 0.13581 | 434.9001 | 0.034033 | 430.0064 | 0.073142 | 501.7393 | 0.010039 | 430.0064 | 0.0089382 | 433.4429 | 36.2341 | 501.7393 | 6.0583 | 501.7393 | 11.8185
|  | 501.9634 | 0 | 501.9634 | 0 | 435.1196 | 15.8058 | 436.6368 | 26.203 | 434.8748 | 25.0902 | 430.2257 | 1.0628 | 430.2257 | 0.064492 | 501.9634 | 22.4079 | 433.6592 | 3.7396 | 436.6368 | -0.028805 | 430.2257 | 0.033331 | 430.0064 | 0.12686 | 433.6592 | -0.060978 | 435.1196 | 0.034432 | 430.2257 | -0.032738 | 501.9634 | 0.057111 | 430.2257 | 7.1466e-06 | 433.6592 | 36.9426 | 501.9634 | 6.1054 | 501.9634 | 11.786
|  | 502.1875 | 0 | 502.1875 | 0 | 435.3392 | 15.7735 | 436.8567 | 25.7208 | 435.0963 | 26.0419 | 430.445 | 1.0358 | 430.445 | 0.078001 | 502.1875 | 22.6573 | 433.8755 | 3.7968 | 436.8567 | 0.031516 | 430.445 | 0.047452 | 430.2257 | -0.0572 | 433.8755 | 0.14705 | 435.3392 | 0.034876 | 430.445 | 0.0307 | 502.1875 | 0.01096 | 430.445 | 0.0041971 | 433.8755 | 37.6689 | 502.1875 | 6.0979 | 502.1875 | 11.7176
|  | 502.4115 | 0 | 502.4115 | 0 | 435.5588 | 15.12 | 437.0767 | 24.9412 | 435.3178 | 27.0993 | 430.6643 | 1.2067 | 430.6643 | 0.072772 | 502.4115 | 23.2966 | 434.0917 | 3.5879 | 437.0767 | -0.024569 | 430.6643 | 0.024875 | 430.445 | 0.11872 | 434.0917 | -0.017208 | 435.5588 | 0.035314 | 430.6643 | -0.023073 | 502.4115 | 0.04445 | 430.6643 | 0.0040644 | 434.0917 | 38.263 | 502.4115 | 6.1917 | 502.4115 | 11.8095
|  | 502.6356 | 0 | 502.6356 | 0 | 435.7785 | 15.1321 | 437.2966 | 24.2305 | 435.5394 | 28.1303 | 430.8836 | 1.2746 | 430.8836 | 0.096085 | 502.6356 | 23.6199 | 434.308 | 3.4563 | 437.2966 | 0.010465 | 430.8836 | 0.045646 | 430.6643 | -0.12686 | 434.308 | 0.047771 | 435.7785 | 0.035696 | 430.8836 | 0.06192 | 502.6356 | 0.0057603 | 430.8836 | 0.0051135 | 434.308 | 38.9643 | 502.6356 | 6.1891 | 502.6356 | 11.7831
|  | 502.8597 | 0 | 502.8597 | 0 | 435.9981 | 14.4625 | 437.5165 | 23.4478 | 435.7609 | 29.2347 | 431.1029 | 1.4487 | 431.1029 | 0.035514 | 502.8597 | 24.1927 | 434.5244 | 3.3337 | 437.5165 | -0.03948 | 431.1029 | 0.030294 | 430.8836 | 0.12143 | 434.5244 | 0.1162 | 435.9981 | 0.035981 | 431.1029 | -0.019002 | 502.8597 | 0.043457 | 431.1029 | 0.00127 | 434.5244 | 39.5871 | 502.8597 | 6.2739 | 502.8597 | 11.8436
|  | 503.0838 | 0 | 503.0838 | 0 | 436.2177 | 14.4447 | 437.7365 | 22.8184 | 435.9825 | 30.3509 | 431.3223 | 1.4553 | 431.3223 | 0.13029 | 503.0838 | 24.5915 | 434.7407 | 3.4591 | 437.7365 | 0.027111 | 431.3223 | 0.04072 | 431.1029 | -0.032072 | 434.7407 | 0.12464 | 436.2177 | 0.036139 | 431.3223 | 0.041796 | 503.0838 | 0.0049509 | 431.3223 | 0.0018818 | 434.7407 | 40.5067 | 503.0838 | 6.3058 | 503.0838 | 11.8457
|  | 503.308 | 0 | 503.308 | 0 | 436.4374 | 13.7764 | 437.9565 | 21.7883 | 436.204 | 31.5493 | 431.5416 | 1.4634 | 431.5416 | 0.014425 | 503.308 | 25.6555 | 434.957 | 3.2116 | 437.9565 | -0.00066994 | 431.5416 | 0.030212 | 431.3223 | 0.015039 | 434.957 | 0.19194 | 436.4374 | 0.036156 | 431.5416 | -0.019681 | 503.308 | 0.046987 | 431.5416 | -0.0015985 | 434.957 | 41.4756 | 503.308 | 6.4913 | 503.308 | 12.1057
|  | 503.5321 | 0 | 503.5321 | 0 | 436.6571 | 13.8372 | 438.1764 | 21.4471 | 436.4256 | 32.7184 | 431.761 | 1.2386 | 431.761 | 0.057302 | 503.5321 | 26.0323 | 435.1733 | 2.889 | 438.1764 | 0.032194 | 431.761 | 0.047534 | 431.5416 | -0.092259 | 435.1733 | 0.21992 | 436.6571 | 0.036036 | 431.761 | 0.021666 | 503.5321 | 0.0093367 | 431.761 | 0.0020413 | 435.1733 | 42.3303 | 503.5321 | 6.5083 | 503.5321 | 12.0989
|  | 503.7563 | 0 | 503.7563 | 0 | 436.8767 | 13.1856 | 438.3965 | 20.7614 | 436.6472 | 34.0078 | 431.9804 | 1.6588 | 431.9804 | 0.076911 | 503.7563 | 26.8169 | 435.3897 | 2.8437 | 438.3965 | -0.0098909 | 431.9804 | 0.022741 | 431.761 | 0.0057649 | 435.3897 | 0.11949 | 436.8767 | 0.0358 | 431.9804 | -0.013008 | 503.7563 | 0.054 | 431.9804 | -0.0051284 | 435.3897 | 42.9203 | 503.7563 | 6.6362 | 503.7563 | 12.2462
|  | 503.9805 | 0 | 503.9805 | 0 | 437.0964 | 13.2488 | 438.6165 | 20.4483 | 436.8688 | 35.2914 | 432.1998 | 1.6376 | 432.1998 | 0.022006 | 503.9805 | 27.2191 | 435.606 | 3.0621 | 438.6165 | 0.02745 | 432.1998 | 0.063625 | 431.9804 | -0.058232 | 435.606 | 0.2519 | 437.0964 | 0.035485 | 432.1998 | 0.036866 | 503.9805 | 0.0059643 | 432.1998 | 0.015601 | 435.606 | 43.6919 | 503.9805 | 6.6484 | 503.9805 | 12.2405
|  | 504.2046 | 0 | 504.2046 | 0 | 437.3161 | 12.6267 | 438.8365 | 19.6155 | 437.0905 | 36.7777 | 432.4192 | 1.6515 | 432.4192 | 0.056649 | 504.2046 | 27.8119 | 435.8224 | 2.7053 | 438.8365 | -0.023383 | 432.4192 | 0.034399 | 432.1998 | 0.11668 | 435.8224 | -0.010556 | 437.3161 | 0.035136 | 432.4192 | -0.022979 | 504.2046 | 0.046595 | 432.4192 | -0.0032224 | 435.8224 | 44.378 | 504.2046 | 6.7249 | 504.2046 | 12.2606
|  | 504.4288 | 0 | 504.4288 | 0 | 437.5358 | 12.7384 | 439.0566 | 19.4057 | 437.3121 | 38.2962 | 432.6386 | 1.8436 | 432.6386 | 0.037693 | 504.4288 | 28.2045 | 436.0388 | 2.6689 | 439.0566 | 0.010627 | 432.6386 | 0.046467 | 432.4192 | -0.075299 | 436.0388 | 0.026431 | 437.5358 | 0.034802 | 432.6386 | 0.05418 | 504.4288 | 0.0082432 | 432.6386 | 0.00081295 | 436.0388 | 45.5076 | 504.4288 | 6.7448 | 504.4288 | 12.2539
|  | 504.653 | 0 | 504.653 | 0 | 437.7556 | 12.0159 | 439.2766 | 18.5196 | 437.5337 | 39.9352 | 432.858 | 1.5926 | 432.858 | 0.034643 | 504.653 | 28.6291 | 436.2552 | 2.4925 | 439.2766 | -0.00022524 | 432.858 | 0.034234 | 432.6386 | 0.17027 | 436.2552 | 0.00069536 | 437.7556 | 0.034528 | 432.858 | 0.00042245 | 504.653 | 0.049891 | 432.858 | -0.0066931 | 436.2552 | 46.3443 | 504.653 | 6.7748 | 504.653 | 12.24
|  | 504.8773 | 0 | 504.8773 | 0 | 437.9753 | 12.1285 | 439.4967 | 18.3005 | 437.7554 | 41.5889 | 433.0774 | 1.9286 | 433.0774 | 0.054034 | 504.8773 | 28.989 | 436.4716 | 2.5189 | 439.4967 | 0.042191 | 433.0774 | 0.044332 | 432.858 | -0.066139 | 436.4716 | 0.092324 | 437.9753 | 0.034347 | 433.0774 | 0.043731 | 504.8773 | 0.0093268 | 433.0774 | 0.01068 | 436.4716 | 46.5563 | 504.8773 | 6.7656 | 504.8773 | 12.1792
|  | 505.1015 | 0 | 505.1015 | 0 | 438.195 | 11.5596 | 439.7168 | 17.5428 | 437.9771 | 43.3542 | 433.2969 | 1.9164 | 433.2969 | 0.022659 | 505.1015 | 29.7329 | 436.688 | 2.4528 | 439.7168 | -0.013374 | 433.2969 | 0.030376 | 433.0774 | 0.03282 | 436.688 | 0.18037 | 438.195 | 0.034273 | 433.2969 | 0.0095324 | 505.1015 | 0.048333 | 433.2969 | -0.0067853 | 436.688 | 47.3464 | 505.1015 | 6.8862 | 505.1015 | 12.2611
|  | 505.3258 | 0 | 505.3258 | 0 | 438.4148 | 11.7034 | 439.9369 | 17.5115 | 438.1988 | 45.19 | 433.5163 | 1.9368 | 433.5163 | 0.062096 | 505.3258 | 30.1593 | 436.9044 | 2.4847 | 439.9369 | 0.021858 | 433.5163 | 0.039571 | 433.2969 | -0.067796 | 436.9044 | -0.19257 | 438.4148 | 0.034302 | 433.5163 | 0.033408 | 505.3258 | 0.0028971 | 433.5163 | 0.0072777 | 436.9044 | 48.4745 | 505.3258 | 6.8906 | 505.3258 | 12.2583
|  | 505.55 | 0 | 505.55 | 0 | 438.6346 | 10.9813 | 440.157 | 17.023 | 438.4205 | 47.1991 | 433.7358 | 2.1796 | 433.7358 | 0.068632 | 505.55 | 31.1589 | 437.1209 | 2.1924 | 440.157 | -0.010335 | 433.7358 | 0.033085 | 433.5163 | 0.069194 | 437.1209 | -0.11509 | 438.6346 | 0.034413 | 433.7358 | 0.0084322 | 505.55 | 0.050712 | 433.7358 | -0.0028277 | 437.1209 | 49.2061 | 505.55 | 7.0646 | 505.55 | 12.4602
|  | 505.7743 | 0 | 505.7743 | 0 | 438.8543 | 11.2014 | 440.3771 | 16.7099 | 438.6422 | 49.2464 | 433.9553 | 2.0799 | 433.9553 | 0.11569 | 505.7743 | 31.4614 | 437.3373 | 2.2562 | 440.3771 | 0.017114 | 433.9553 | 0.04893 | 433.7358 | -0.088189 | 437.3373 | -0.046451 | 438.8543 | 0.034573 | 433.9553 | 0.018283 | 505.7743 | 0.0017982 | 433.9553 | 0.0017121 | 437.3373 | 49.7377 | 505.7743 | 7.0403 | 505.7743 | 12.3761
|  | 505.9986 | 0 | 505.9986 | 0 | 439.0741 | 10.5902 | 440.5973 | 16.0681 | 438.8639 | 51.4318 | 434.1748 | 2.3685 | 434.1748 | 0.051855 | 505.9986 | 32.4218 | 437.5538 | 1.9566 | 440.5973 | -0.0056248 | 434.1748 | 0.038421 | 433.9553 | 0.15128 | 437.5538 | 0.25807 | 439.0741 | 0.034745 | 434.1748 | -0.030661 | 505.9986 | 0.045247 | 434.1748 | -0.00060009 | 437.5538 | 50.5931 | 505.9986 | 7.2029 | 505.9986 | 12.5521
|  | 506.2229 | 0 | 506.2229 | 0 | 439.2939 | 10.834 | 440.8174 | 15.9366 | 439.0857 | 53.6053 | 434.3943 | 2.3595 | 434.3943 | 0.08323 | 506.2229 | 33.0322 | 437.7703 | 2.0541 | 440.8174 | 0.040835 | 434.3943 | 0.049751 | 434.1748 | -0.089545 | 437.7703 | 0.27463 | 439.2939 | 0.034897 | 434.3943 | 0.056502 | 506.2229 | 0.014039 | 434.3943 | 0.012633 | 437.7703 | 51.2725 | 506.2229 | 7.2644 | 506.2229 | 12.5986
|  | 506.4472 | 0 | 506.4472 | 0 | 439.5137 | 10.1047 | 441.0376 | 15.3667 | 439.3074 | 55.9229 | 434.6138 | 2.55 | 434.6138 | 0.069721 | 506.4472 | 33.7051 | 437.9868 | 2.1274 | 441.0376 | -0.010864 | 434.6138 | 0.033249 | 434.3943 | 0.082762 | 437.9868 | 0.078257 | 439.5137 | 0.035008 | 434.6138 | -0.037605 | 506.4472 | 0.046544 | 434.6138 | -0.005467 | 437.9868 | 51.7317 | 506.4472 | 7.3319 | 506.4472 | 12.6443
|  | 506.6715 | 0 | 506.6715 | 0 | 439.7336 | 10.3538 | 441.2577 | 15.1945 | 439.5292 | 58.2198 | 434.8333 | 2.4846 | 434.8333 | 0.11395 | 506.6715 | 33.5428 | 438.2033 | 1.8877 | 441.2577 | 0.015837 | 434.8333 | 0.050079 | 434.6138 | -0.038446 | 438.2033 | 0.49786 | 439.7336 | 0.03507 | 434.8333 | 0.037928 | 506.6715 | 0.0017171 | 434.8333 | 0.0051904 | 438.2033 | 52.2603 | 506.6715 | 7.2237 | 506.6715 | 12.4024
|  | 506.8958 | 0 | 506.8958 | 0 | 439.9534 | 9.6432 | 441.4779 | 14.6842 | 439.7509 | 60.6959 | 435.0529 | 2.7045 | 435.0529 | 0.090856 | 506.8958 | 34.0845 | 438.4198 | 1.7825 | 441.4779 | -0.0079528 | 435.0529 | 0.032182 | 434.8333 | 0.050475 | 438.4198 | 0.041719 | 439.9534 | 0.035092 | 435.0529 | -0.0029118 | 506.8958 | 0.051536 | 435.0529 | 0.001963 | 438.4198 | 53.1052 | 506.8958 | 7.2881 | 506.8958 | 12.422
|  | 507.1202 | 0 | 507.1202 | 0 | 440.1732 | 9.9021 | 441.6981 | 14.4901 | 439.9727 | 63.2249 | 435.2724 | 2.7593 | 435.2724 | 0.10044 | 507.1202 | 34.657 | 438.6363 | 1.7668 | 441.6981 | 0.028636 | 435.2724 | 0.052131 | 435.0529 | -0.016689 | 438.6363 | 0.29798 | 440.1732 | 0.035094 | 435.2724 | 0.053793 | 507.1202 | -0.0016931 | 435.2724 | 0.011429 | 438.6363 | 53.7425 | 507.1202 | 7.3249 | 507.1202 | 12.4307
|  | 507.3446 | 0 | 507.3446 | 0 | 440.3931 | 9.238 | 441.9184 | 14.058 | 440.1945 | 65.9184 | 435.492 | 2.9301 | 435.492 | 0.10066 | 507.3446 | 35.4332 | 438.8529 | 1.895 | 441.9184 | -0.0073144 | 435.492 | 0.030704 | 435.2724 | 0.072586 | 438.8529 | -0.1067 | 440.3931 | 0.035101 | 435.492 | -0.035851 | 507.3446 | 0.047393 | 435.492 | -0.0052247 | 438.8529 | 54.2737 | 507.3446 | 7.4161 | 507.3446 | 12.5327
|  | 507.5689 | 0 | 507.5689 | 0 | 440.613 | 9.5083 | 442.1386 | 13.7887 | 440.4164 | 68.7558 | 435.7115 | 3.0609 | 435.7115 | 0.080833 | 507.5689 | 35.9283 | 439.0694 | 1.9426 | 442.1386 | 0.020333 | 435.7115 | 0.044989 | 435.492 | -0.094294 | 439.0694 | 0.17116 | 440.613 | 0.03514 | 435.7115 | 0.035917 | 507.5689 | -0.0043799 | 435.7115 | 0.0014734 | 439.0694 | 54.903 | 507.5689 | 7.435 | 507.5689 | 12.5278
|  | 507.7933 | 0 | 507.7933 | 0 | 440.8329 | 8.9021 | 442.3589 | 13.5038 | 440.6381 | 71.5991 | 435.9311 | 3.1174 | 435.9311 | -0.0013048 | 507.7933 | 36.7073 | 439.286 | 1.5792 | 442.3589 | -0.0053189 | 435.9311 | 0.033331 | 435.7115 | -0.004664 | 439.286 | -0.063144 | 440.8329 | 0.035228 | 435.9311 | -0.0083856 | 507.7933 | 0.050186 | 435.9311 | 0.0013166 | 439.286 | 55.1446 | 507.7933 | 7.5363 | 507.7933 | 12.587
|  | 508.0177 | 0 | 508.0177 | 0 | 441.0527 | 9.1807 | 442.5791 | 13.2972 | 440.86 | 74.3807 | 436.1507 | 3.4264 | 436.1507 | 0.08933 | 508.0177 | 37.3765 | 439.5025 | 1.6878 | 442.5791 | 0.018977 | 436.1507 | 0.05131 | 435.9311 | -0.094972 | 439.5025 | 0.25343 | 441.0527 | 0.035375 | 436.1507 | 0.035994 | 508.0177 | 0.0034685 | 436.1507 | 0.010846 | 439.5025 | 56.1166 | 508.0177 | 7.6012 | 508.0177 | 12.6606
|  | 508.2422 | 0 | 508.2422 | 0 | 441.2726 | 8.5521 | 442.7994 | 12.9434 | 441.0818 | 77.2358 | 436.3703 | 3.1394 | 436.3703 | 0.039654 | 508.2422 | 37.848 | 439.7191 | 1.4168 | 442.7994 | -0.0056048 | 436.3703 | 0.045482 | 436.1507 | 0.13635 | 439.7191 | -0.017499 | 441.2726 | 0.035576 | 436.3703 | 0.0035328 | 508.2422 | 0.045171 | 436.3703 | -1.5064e-06 | 439.7191 | 57.0124 | 508.2422 | 7.6411 | 508.2422 | 12.6434
|  | 508.4666 | 0 | 508.4666 | 0 | 441.4926 | 8.819 | 443.0197 | 12.7806 | 441.3037 | 79.9792 | 436.59 | 3.4436 | 436.59 | 0.083012 | 508.4666 | 38.3143 | 439.9357 | 1.4672 | 443.0197 | 0.02135 | 436.59 | 0.042526 | 436.3703 | -0.0036527 | 439.9357 | 0.22618 | 441.4926 | 0.035815 | 436.59 | 0.042957 | 508.4666 | 0.0019883 | 436.59 | 0.0037973 | 439.9357 | 57.448 | 508.4666 | 7.6555 | 508.4666 | 12.6246
|  | 508.6911 | 0 | 508.6911 | 0 | 441.7125 | 8.2347 | 443.24 | 12.0573 | 441.5256 | 82.8078 | 436.8096 | 3.5188 | 436.8096 | 0.13312 | 508.6911 | 39.319 | 440.1523 | 1.4386 | 443.24 | -0.0050515 | 436.8096 | 0.031033 | 436.59 | 0.099043 | 440.1523 | 0.016798 | 441.7125 | 0.036071 | 436.8096 | -0.026723 | 508.6911 | 0.044721 | 436.8096 | 0.0022571 | 440.1523 | 57.6895 | 508.6911 | 7.8123 | 508.6911 | 12.7793
|  | 508.9155 | 0 | 508.9155 | 0 | 441.9324 | 8.5114 | 443.4603 | 11.8444 | 441.7475 | 85.7069 | 437.0292 | 3.6823 | 437.0292 | 0.10698 | 508.9155 | 39.4451 | 440.369 | 1.4549 | 443.4603 | 0.023891 | 437.0292 | 0.045399 | 436.8096 | -0.022187 | 440.369 | 0.1112 | 441.9324 | 0.036323 | 437.0292 | 0.042183 | 508.9155 | 0.00046493 | 437.0292 | -0.00049151 | 440.369 | 58.2451 | 508.9155 | 7.731 | 508.9155 | 12.6561
|  | 509.14 | 0 | 509.14 | 0 | 442.1523 | 7.9023 | 443.6806 | 11.1243 | 441.9694 | 88.8116 | 437.2489 | 3.8213 | 437.2489 | 0.094777 | 509.14 | 40.1205 | 440.5856 | 1.3042 | 443.6806 | -0.0088599 | 437.2489 | 0.028734 | 437.0292 | 0.084118 | 440.5856 | -0.033737 | 442.1523 | 0.036553 | 437.2489 | -0.019748 | 509.14 | 0.040424 | 437.2489 | -0.0017263 | 440.5856 | 58.355 | 509.14 | 7.8312 | 509.14 | 12.6982
|  | 509.3645 | 0 | 509.3645 | 0 | 442.3723 | 8.2909 | 443.901 | 10.8582 | 442.1913 | 91.8105 | 437.4686 | 3.8965 | 437.4686 | 0.080615 | 509.3645 | 40.2317 | 440.8022 | 1.2975 | 443.901 | 0.011823 | 437.4686 | 0.039735 | 437.2489 | -0.06193 | 440.8022 | 0.061802 | 442.3723 | 0.036749 | 437.4686 | 0.073142 | 509.3645 | 0.0033736 | 437.4686 | -0.00073049 | 440.8022 | 59.0888 | 509.3645 | 7.785 | 509.3645 | 12.5742
|  | 509.589 | 0 | 509.589 | 0 | 442.5923 | 7.6185 | 444.1213 | 10.1819 | 442.4132 | 94.9622 | 437.6882 | 4.1458 | 437.6882 | 0.056649 | 509.589 | 41.019 | 441.0189 | 1.1172 | 444.1213 | -0.016162 | 437.6882 | 0.019539 | 437.4686 | 0.082083 | 441.0189 | 0.080523 | 442.5923 | 0.036911 | 437.6882 | -0.017731 | 509.589 | 0.052681 | 437.6882 | -0.0002234 | 441.0189 | 59.5165 | 509.589 | 7.8851 | 509.589 | 12.6757
|  | 509.8135 | 0 | 509.8135 | 0 | 442.8123 | 7.8905 | 444.3417 | 9.8124 | 442.6351 | 98.0581 | 437.9079 | 4.365 | 437.9079 | 0.10741 | 509.8135 | 41.2004 | 441.2355 | 1.1497 | 444.3417 | 0.026941 | 437.9079 | 0.05402 | 437.6882 | -0.0035619 | 441.2355 | 0.10857 | 442.8123 | 0.037039 | 437.9079 | 0.060372 | 509.8135 | 0.011679 | 437.9079 | 0.0063913 | 441.2355 | 59.4987 | 509.8135 | 7.8505 | 509.8135 | 12.5583
|  | 510.038 | 0 | 510.038 | 0 | 443.0323 | 7.3061 | 444.5621 | 9.2614 | 442.8571 | 101.1158 | 438.1277 | 4.4582 | 438.1277 | 0.048151 | 510.038 | 42.0389 | 441.4522 | 1.0399 | 444.5621 | -0.011836 | 438.1277 | 0.031854 | 437.9079 | 0.17841 | 441.4522 | 0.048591 | 443.0323 | 0.037137 | 438.1277 | -0.057276 | 510.038 | 0.045813 | 438.1277 | 0.0057421 | 441.4522 | 59.6204 | 510.038 | 7.9546 | 510.038 | 12.6385
|  | 510.2625 | 0 | 510.2625 | 0 | 443.2523 | 7.5792 | 444.7825 | 9.1549 | 443.079 | 104.4614 | 438.3474 | 4.6323 | 438.3474 | 0.08018 | 510.2625 | 42.5384 | 441.6689 | 1.0954 | 444.7825 | 0.038124 | 438.3474 | 0.040638 | 438.1277 | -0.093616 | 441.6689 | 0.11257 | 443.2523 | 0.037202 | 438.3474 | 0.035719 | 510.2625 | -0.0012928 | 438.3474 | 0.0030793 | 441.6689 | 60.4718 | 510.2625 | 7.9823 | 510.2625 | 12.6381
|  | 510.4871 | 0 | 510.4871 | 0 | 443.4723 | 7.0328 | 445.0029 | 8.845 | 443.301 | 108.1536 | 438.5671 | 4.6871 | 438.5671 | 0.11199 | 510.4871 | 42.7421 | 441.8856 | 1.0282 | 445.0029 | -0.032533 | 438.5671 | 0.019621 | 438.3474 | 0.094972 | 441.8856 | -0.028481 | 443.4723 | 0.037225 | 438.5671 | -0.0032294 | 510.4871 | 0.040854 | 438.5671 | 0.0031988 | 441.8856 | 60.279 | 510.4871 | 7.9914 | 510.4871 | 12.5787
|  | 510.7116 | 0 | 510.7116 | 0 | 443.6923 | 7.3496 | 445.2233 | 8.751 | 443.523 | 112.019 | 438.7868 | 4.7844 | 438.7868 | 0.021788 | 510.7116 | 43.0848 | 442.1023 | 0.98223 | 445.2233 | 0.035922 | 438.7868 | 0.029637 | 438.5671 | -0.061884 | 442.1023 | 0.16629 | 443.6923 | 0.037192 | 438.7868 | 0.05418 | 510.7116 | 0.012272 | 438.7868 | 7.7153e-05 | 442.1023 | 60.459 | 510.7116 | 7.9849 | 510.7116 | 12.5342
|  | 510.9362 | 0 | 510.9362 | 0 | 443.9123 | 6.9031 | 445.4438 | 8.3972 | 443.745 | 116.4014 | 439.0066 | 4.9838 | 439.0066 | 0.088459 | 510.9362 | 43.7771 | 442.319 | 0.96655 | 445.4438 | -0.020841 | 439.0066 | 0.030786 | 438.7868 | 0.057605 | 442.319 | 0.2252 | 443.9123 | 0.037087 | 439.0066 | -0.031029 | 510.9362 | 0.04482 | 439.0066 | 0.0051386 | 442.319 | 60.3247 | 510.9362 | 8.0755 | 510.9362 | 12.5927
|  | 511.1608 | 0 | 511.1608 | 0 | 444.1324 | 7.0818 | 445.6642 | 8.5287 | 443.967 | 121.0717 | 439.2264 | 5.3264 | 439.2264 | 0.065799 | 511.1608 | 44.034 | 442.5358 | 1.0578 | 445.6642 | 0.024061 | 439.2264 | 0.036944 | 439.0066 | -0.13635 | 442.5358 | 0.2728 | 444.1324 | 0.0369 | 439.2264 | 0.065403 | 511.1608 | -0.0032499 | 439.2264 | 0.0071432 | 442.5358 | 60.6329 | 511.1608 | 8.0619 | 511.1608 | 12.5228
|  | 511.3854 | 0 | 511.3854 | 0 | 444.3524 | 6.5634 | 445.8847 | 8.2532 | 444.189 | 125.8301 | 439.4461 | 5.4057 | 439.4461 | 0.060353 | 511.3854 | 44.5116 | 442.7525 | 0.89879 | 445.8847 | -0.028636 | 439.4461 | 0.017651 | 439.2264 | 0.095651 | 442.7525 | -0.16053 | 444.3524 | 0.036635 | 439.4461 | -0.011347 | 511.3854 | 0.051676 | 439.4461 | -0.0095728 | 442.7525 | 60.6808 | 511.3854 | 8.0966 | 511.3854 | 12.5177
|  | 511.61 | 0 | 511.61 | 0 | 444.5725 | 6.9149 | 446.1052 | 8.2751 | 444.411 | 130.5239 | 439.6659 | 5.6681 | 439.6659 | 0.11134 | 511.61 | 45.0636 | 442.9693 | 1.013 | 446.1052 | 0.017961 | 439.6659 | 0.032757 | 439.4461 | -0.069872 | 442.9693 | 0.26113 | 444.5725 | 0.036311 | 439.6659 | 0.029142 | 511.61 | 0.00090283 | 439.6659 | -0.00032036 | 442.9693 | 60.7813 | 511.61 | 8.1366 | 511.61 | 12.5632
|  | 511.8346 | 0 | 511.8346 | 0 | 444.7926 | 6.3482 | 446.3256 | 8.1154 | 444.6331 | 135.4144 | 439.8857 | 5.6575 | 439.8857 | 0.1024 | 511.8346 | 45.6512 | 443.186 | 0.74927 | 446.3256 | 0.0021284 | 439.8857 | 0.011329 | 439.6659 | 0.1567 | 443.186 | -0.026887 | 444.7926 | 0.035963 | 439.8857 | 0.006919 | 511.8346 | 0.034895 | 439.8857 | -0.0038915 | 443.186 | 60.4973 | 511.8346 | 8.2088 | 511.8346 | 12.5676
|  | 512.0593 | 0 | 512.0593 | 0 | 445.0127 | 6.6633 | 446.5461 | 8.1906 | 444.8551 | 140.1258 | 440.1055 | 5.7385 | 440.1055 | 0.098046 | 512.0593 | 45.8623 | 443.4028 | 0.94695 | 446.5461 | 0.027619 | 440.1055 | 0.045235 | 439.8857 | -0.05065 | 443.4028 | 0.25083 | 445.0127 | 0.035638 | 440.1055 | 0.018333 | 512.0593 | -0.00024589 | 440.1055 | 0.001054 | 443.4028 | 60.4574 | 512.0593 | 8.2001 | 512.0593 | 12.5216
|  | 512.2839 | 0 | 512.2839 | 0 | 445.2328 | 6.1621 | 446.7667 | 7.8211 | 445.0772 | 144.9782 | 440.3253 | 6.0132 | 440.3253 | 0.054252 | 512.2839 | 46.5491 | 443.6196 | 0.77615 | 446.7667 | -0.0066535 | 440.3253 | 0.021509 | 440.1055 | 0.10718 | 443.6196 | -0.057041 | 445.2328 | 0.035387 | 440.3253 | -0.040248 | 512.2839 | 0.034647 | 440.3253 | -0.0056673 | 443.6196 | 60.6518 | 512.2839 | 8.2871 | 512.2839 | 12.5775
|  | 512.5086 | 0 | 512.5086 | 0 | 445.4529 | 6.3686 | 446.9872 | 7.9808 | 445.2993 | 149.9481 | 440.5452 | 6.3696 | 440.5452 | 0.091945 | 512.5086 | 47.1509 | 443.8364 | 0.79855 | 446.9872 | 0.022197 | 440.5452 | 0.041869 | 440.3253 | -0.043182 | 443.8364 | 0.10107 | 445.4529 | 0.035253 | 440.5452 | 0.059211 | 512.5086 | 0.0057972 | 440.5452 | 0.0092639 | 443.8364 | 60.3234 | 512.5086 | 8.3552 | 512.5086 | 12.6375
|  | 512.7333 | 0 | 512.7333 | 0 | 445.673 | 5.9861 | 447.2077 | 7.555 | 445.5214 | 154.915 | 440.765 | 6.6059 | 440.765 | 0.06776 | 512.7333 | 47.1297 | 444.0532 | 0.71735 | 447.2077 | -0.0031994 | 440.765 | 0.026928 | 440.5452 | 0.17163 | 444.0532 | -0.084561 | 445.673 | 0.035263 | 440.765 | 0.0019671 | 512.7333 | 0.038306 | 440.765 | 0.00034819 | 444.0532 | 59.6707 | 512.7333 | 8.3296 | 512.7333 | 12.5251
|  | 512.958 | 0 | 512.958 | 0 | 445.8931 | 6.2414 | 447.4283 | 7.5393 | 445.7435 | 159.6441 | 440.9849 | 6.7988 | 440.9849 | 0.12724 | 512.958 | 47.2744 | 444.2701 | 0.75879 | 447.4283 | 0.016197 | 440.9849 | 0.036369 | 440.765 | -0.037496 | 444.2701 | 0.3672 | 445.8931 | 0.035423 | 440.9849 | 0.016564 | 512.958 | 0.0099571 | 440.9849 | 0.0048069 | 444.2701 | 59.7524 | 512.958 | 8.2899 | 512.958 | 12.4566
|  | 513.1827 | 0 | 513.1827 | 0 | 446.1133 | 5.7416 | 447.6489 | 6.9194 | 445.9656 | 164.4377 | 441.2047 | 6.7637 | 441.2047 | 0.14031 | 513.1827 | 48.2315 | 444.4869 | 0.73695 | 447.6489 | -0.0049007 | 441.2047 | 0.017322 | 440.9849 | 0.054859 | 444.4869 | -0.10095 | 446.1133 | 0.035715 | 441.2047 | 0.01026 | 513.1827 | 0.040034 | 441.2047 | 0.0016794 | 444.4869 | 59.333 | 513.1827 | 8.4303 | 513.1827 | 12.5902
|  | 513.4074 | 0 | 513.4074 | 0 | 446.3334 | 6.0231 | 447.8694 | 7.0227 | 446.1877 | 169.105 | 441.4246 | 7.1741 | 441.4246 | 0.10894 | 513.4074 | 48.6039 | 444.7037 | 0.72183 | 447.8694 | 0.013676 | 441.4246 | 0.040474 | 441.2047 | -0.080048 | 444.7037 | 0.089712 | 446.3334 | 0.036099 | 441.4246 | 0.013195 | 513.4074 | 0.0034091 | 441.4246 | -0.0042396 | 444.7037 | 59.17 | 513.4074 | 8.4531 | 513.4074 | 12.5731
|  | 513.6321 | 0 | 513.6321 | 0 | 446.5536 | 5.5475 | 448.0901 | 6.6439 | 446.4099 | 173.8546 | 441.6445 | 7.1487 | 441.6445 | 0.11526 | 513.6321 | 49.4393 | 444.9206 | 0.78231 | 448.0901 | 5.8804e-05 | 441.6445 | 0.020606 | 441.4246 | 0.15603 | 444.9206 | -0.11479 | 446.5536 | 0.03652 | 441.6445 | -0.032473 | 513.6321 | 0.042868 | 441.6445 | -0.0029899 | 444.9206 | 58.6809 | 513.6321 | 8.5942 | 513.6321 | 12.6985
|  | 513.8569 | 0 | 513.8569 | 0 | 446.7738 | 5.8341 | 448.3107 | 6.5312 | 446.632 | 178.6424 | 441.8644 | 7.5461 | 441.8644 | 0.16036 | 513.8569 | 49.9022 | 445.1375 | 0.76719 | 448.3107 | 0.025416 | 441.8644 | 0.03013 | 441.6445 | -0.10583 | 445.1375 | 0.36091 | 446.7738 | 0.036919 | 441.8644 | 0.049149 | 513.8569 | 0.0043458 | 441.8644 | 0.0094311 | 445.1375 | 58.094 | 513.8569 | 8.6276 | 513.8569 | 12.7151
|  | 514.0816 | 0 | 514.0816 | 0 | 446.994 | 5.3833 | 448.5313 | 6.2181 | 446.8542 | 183.1922 | 442.0843 | 7.8911 | 442.0843 | 0.14489 | 514.0816 | 50.5013 | 445.3544 | 0.80639 | 448.5313 | -0.01648 | 442.0843 | 0.023972 | 441.8644 | 0.11125 | 445.3544 | 0.057946 | 446.994 | 0.037239 | 442.0843 | -0.025608 | 514.0816 | 0.036566 | 442.0843 | 0.00051849 | 445.3544 | 58.1285 | 514.0816 | 8.694 | 514.0816 | 12.766
|  | 514.3064 | 0 | 514.3064 | 0 | 447.2142 | 5.6879 | 448.752 | 6.2964 | 447.0764 | 187.6187 | 442.3042 | 8.2287 | 442.3042 | 0.11504 | 514.3064 | 50.7638 | 445.5713 | 0.66919 | 448.752 | 0.025925 | 442.3042 | 0.040802 | 442.0843 | -0.081405 | 445.5713 | -0.0038288 | 447.2142 | 0.037433 | 442.3042 | 0.046827 | 514.3064 | 0.012454 | 442.3042 | 0.0014625 | 445.5713 | 57.3709 | 514.3064 | 8.7139 | 514.3064 | 12.7506
|  | 514.5312 | 0 | 514.5312 | 0 | 447.4344 | 5.2221 | 448.9726 | 6.0052 | 447.2985 | 192.3066 | 442.5242 | 7.941 | 442.5242 | 0.10894 | 514.5312 | 51.6945 | 445.7882 | 0.61935 | 448.9726 | -0.018639 | 442.5242 | 0.016255 | 442.3042 | 0.14653 | 445.7882 | -0.29286 | 447.4344 | 0.037476 | 442.5242 | 0.021084 | 514.5312 | 0.036994 | 442.5242 | 0.0024541 | 445.7882 | 56.7902 | 514.5312 | 8.8549 | 514.5312 | 12.9038
|  | 514.756 | 0 | 514.756 | 0 | 447.6546 | 5.5716 | 449.1933 | 6.0177 | 447.5208 | 196.8741 | 442.7441 | 8.689 | 442.7441 | 0.13661 | 514.756 | 52.6928 | 446.0051 | 0.74871 | 449.1933 | 0.026602 | 442.7441 | 0.043922 | 442.5242 | -0.15263 | 446.0051 | 0.28177 | 447.6546 | 0.037361 | 442.7441 | 0.051471 | 514.756 | 0.012269 | 442.7441 | 0.0078648 | 446.0051 | 56.3508 | 514.756 | 8.9885 | 514.756 | 13.0465
|  | 514.9808 | 0 | 514.9808 | 0 | 447.8749 | 5.1751 | 449.4139 | 5.6201 | 447.743 | 201.3916 | 442.9641 | 8.7978 | 442.9641 | 0.10393 | 514.9808 | 53.5038 | 446.222 | 0.57175 | 449.4139 | 0.00061428 | 442.9641 | 0.017651 | 442.7441 | 0.041687 | 446.222 | 0.16888 | 447.8749 | 0.037108 | 442.9641 | -0.012538 | 514.9808 | 0.036297 | 442.9641 | -0.0049225 | 446.222 | 55.5911 | 514.9808 | 9.1191 | 514.9808 | 13.1812
|  | 515.2056 | 0 | 515.2056 | 0 | 448.0951 | 5.3993 | 449.6346 | 5.6514 | 447.9652 | 205.7652 | 443.1841 | 9.0627 | 443.1841 | 0.14816 | 515.2056 | 53.5762 | 446.439 | 0.80863 | 449.6346 | 0.033211 | 443.1841 | 0.045728 | 442.9641 | -0.10243 | 446.439 | -0.081792 | 448.0951 | 0.036752 | 443.1841 | 0.044892 | 515.2056 | 0.00061987 | 443.1841 | 0.016599 | 446.439 | 54.9091 | 515.2056 | 9.1087 | 515.2056 | 13.1303
|  | 515.4304 | 0 | 515.4304 | 0 | 448.3154 | 4.9262 | 449.8553 | 5.2788 | 448.1874 | 210.365 | 443.404 | 9.545 | 443.404 | 0.15491 | 515.4304 | 54.5608 | 446.6559 | 0.40096 | 449.8553 | -0.010971 | 443.404 | 0.024383 | 443.1841 | 0.034041 | 446.6559 | 0.078838 | 448.3154 | 0.036345 | 443.404 | -0.024211 | 515.4304 | 0.040233 | 443.404 | -0.00048266 | 446.6559 | 54.2952 | 515.4304 | 9.273 | 515.4304 | 13.2859
|  | 515.6553 | 0 | 515.6553 | 0 | 448.5356 | 5.2804 | 450.0761 | 5.4197 | 448.4097 | 215.0088 | 443.6241 | 9.729 | 443.6241 | 0.14816 | 515.6553 | 54.8248 | 446.8729 | 0.68207 | 450.0761 | 0.032872 | 443.6241 | 0.03054 | 443.404 | -0.054871 | 446.8729 | 0.10334 | 448.5356 | 0.035939 | 443.6241 | 0.048375 | 515.6553 | 0.014354 | 443.6241 | -0.00077674 | 446.8729 | 53.7051 | 515.6553 | 9.3105 | 515.6553 | 13.2894
|  | 515.8801 | 0 | 515.8801 | 0 | 448.7559 | 4.7414 | 450.2968 | 4.9688 | 448.632 | 219.4206 | 443.8441 | 9.6554 | 443.8441 | 0.14598 | 515.8801 | 55.3662 | 447.0898 | 0.55552 | 450.2968 | -0.0050423 | 443.8441 | 0.022741 | 443.6241 | 0.11193 | 447.0898 | 0.020692 | 448.7559 | 0.035584 | 443.8441 | -0.023161 | 515.8801 | 0.040724 | 443.8441 | -0.0027644 | 447.0898 | 53.293 | 515.8801 | 9.3852 | 515.8801 | 13.3302
|  | 516.105 | 0 | 516.105 | 0 | 448.9762 | 5.176 | 450.5176 | 5.0158 | 448.8542 | 223.4741 | 444.0641 | 10.0715 | 444.0641 | 0.1401 | 516.105 | 56.1207 | 447.3068 | 0.56279 | 450.5176 | 0.027619 | 444.0641 | 0.031936 | 443.8441 | -0.050144 | 447.3069 | 0.32476 | 448.9762 | 0.035318 | 444.0641 | 0.012261 | 516.105 | 0.006394 | 444.0641 | 0.00017689 | 447.3069 | 52.2295 | 516.105 | 9.5045 | 516.105 | 13.4632
|  | 516.3299 | 0 | 516.3299 | 0 | 449.1965 | 4.6603 | 450.7383 | 4.5618 | 449.0765 | 227.5246 | 444.2841 | 10.5408 | 444.2841 | 0.15273 | 516.3299 | 56.6462 | 447.5238 | 0.42672 | 450.7383 | -0.022536 | 444.2841 | 0.032839 | 444.0641 | 0.065705 | 447.5238 | -0.13529 | 449.1965 | 0.035156 | 444.2841 | -0.054567 | 516.3299 | 0.02821 | 444.2841 | 0.0021371 | 447.5238 | 51.2235 | 516.3299 | 9.5887 | 516.3299 | 13.5356
|  | 516.5548 | 0 | 516.5548 | 0 | 449.4168 | 5.068 | 450.9591 | 4.8279 | 449.2988 | 232.0304 | 444.5041 | 10.6798 | 444.5041 | 0.19173 | 516.5548 | 56.9114 | 447.7408 | 0.69103 | 450.9591 | 0.0053007 | 444.5041 | 0.041048 | 444.2841 | -0.08751 | 447.7408 | 0.058624 | 449.4168 | 0.035098 | 444.5041 | 0.040635 | 516.5548 | 0.0074863 | 444.5041 | 0.002536 | 447.7408 | 50.943 | 516.5548 | 9.6299 | 516.5548 | 13.5439
|  | 516.7797 | 0 | 516.7797 | 0 | 449.6371 | 4.5226 | 451.1799 | 4.446 | 449.5211 | 236.5949 | 444.7242 | 11.5276 | 444.7242 | 0.14271 | 516.7797 | 57.0744 | 447.9579 | 0.49616 | 451.1799 | -0.0085467 | 444.7242 | 0.022905 | 444.5041 | 0.12007 | 447.9579 | -0.024174 | 449.6371 | 0.035124 | 444.7242 | -0.010875 | 516.7797 | 0.040471 | 444.7242 | -0.0019798 | 447.9579 | 50.0451 | 516.7797 | 9.6575 | 516.7797 | 13.5287
|  | 517.0046 | 0 | 517.0046 | 0 | 449.8575 | 4.8414 | 451.4007 | 4.4835 | 449.7435 | 240.8569 | 444.9443 | 11.7622 | 444.9443 | 0.13814 | 517.0046 | 57.0723 | 448.1749 | 0.70783 | 451.4007 | 0.0085437 | 444.9443 | 0.034973 | 444.7242 | -0.099043 | 448.1749 | 0.11392 | 449.8575 | 0.035203 | 444.9443 | 0.033917 | 517.0046 | 0.0086271 | 444.9443 | -0.0084406 | 448.1749 | 49.3391 | 517.0046 | 9.6629 | 517.0046 | 13.475
|  | 517.2296 | 0 | 517.2296 | 0 | 450.0779 | 4.3592 | 451.6215 | 4.2925 | 449.9658 | 245.1071 | 445.1643 | 11.6927 | 445.1643 | 0.14424 | 517.2296 | 57.9378 | 448.392 | 0.38752 | 451.6215 | -0.024061 | 445.1643 | 0.010837 | 444.9443 | 0.11397 | 448.392 | 0.062126 | 450.0779 | 0.035299 | 445.1643 | -0.0015146 | 517.2296 | 0.034495 | 445.1643 | -0.012782 | 448.392 | 48.2704 | 517.2296 | 9.7982 | 517.2296 | 13.6414
|  | 517.4545 | 0 | 517.4545 | 0 | 450.2982 | 4.8079 | 451.8423 | 4.399 | 450.1882 | 249.2928 | 445.3844 | 12.1465 | 445.3844 | 0.22638 | 517.4545 | 58.408 | 448.609 | 0.56335 | 451.8423 | 0.026772 | 445.3844 | 0.039653 | 445.1643 | -0.018866 | 448.609 | 0.088283 | 450.2982 | 0.035381 | 445.3844 | 0.058824 | 517.4545 | 0.013795 | 445.3844 | 0.00038994 | 448.609 | 47.1687 | 517.4545 | 9.8805 | 517.4545 | 13.6998
|  | 517.6795 | 0 | 517.6795 | 0 | 450.5186 | 4.3665 | 452.0631 | 3.9106 | 450.4105 | 253.5459 | 445.6045 | 12.6158 | 445.6045 | 0.1706 | 517.6795 | 58.418 | 448.8261 | 0.41384 | 452.0631 | -0.021519 | 445.6045 | 0.01724 | 445.3844 | 0.12346 | 448.8261 | -0.13002 | 450.5186 | 0.035425 | 445.6045 | -0.018153 | 517.6795 | 0.0326 | 445.6045 | -0.003309 | 448.8261 | 46.4701 | 517.6795 | 9.8957 | 517.6795 | 13.6627
|  | 517.9045 | 0 | 517.9045 | 0 | 450.739 | 4.7175 | 452.284 | 4.1047 | 450.6329 | 257.6493 | 445.8247 | 12.6624 | 445.8247 | 0.18236 | 517.9045 | 57.6148 | 449.0432 | 0.5404 | 452.284 | 0.02423 | 445.8247 | 0.040556 | 445.6045 | -0.031545 | 449.0432 | 0.13366 | 450.739 | 0.035419 | 445.8247 | 0.058437 | 517.9045 | 0.0051573 | 445.8247 | 0.0089126 | 449.0432 | 45.3957 | 517.9045 | 9.7665 | 517.9045 | 13.4755
|  | 518.1295 | 0 | 518.1295 | 0 | 450.9594 | 4.2525 | 452.5049 | 3.8918 | 450.8553 | 261.271 | 446.0448 | 13.1161 | 446.0448 | 0.1889 | 518.1295 | 57.4727 | 449.2602 | 0.51464 | 452.5049 | -0.011338 | 446.0448 | 0.018636 | 445.8247 | 0.1316 | 449.2603 | 0.14232 | 450.9594 | 0.035363 | 446.0448 | -0.018145 | 518.1295 | 0.030754 | 446.0448 | 0.0035521 | 449.2603 | 44.9984 | 518.1295 | 9.758 | 518.1295 | 13.4076
|  | 518.3545 | 0 | 518.3545 | 0 | 451.1797 | 4.5992 | 452.7258 | 3.8573 | 451.0777 | 265.0425 | 446.2649 | 13.6819 | 446.2649 | 0.19696 | 518.3545 | 57.518 | 449.4774 | 0.5096 | 452.7258 | 0.022197 | 446.2649 | 0.04384 | 446.0448 | -0.03694 | 449.4774 | 0.18923 | 451.1797 | 0.035264 | 446.2649 | 0.06192 | 518.3545 | 0.016283 | 446.2649 | 0.0055313 | 449.4774 | 44.4166 | 518.3545 | 9.7847 | 518.3545 | 13.3873
|  | 518.5795 | 0 | 518.5795 | 0 | 451.4001 | 4.1564 | 452.9467 | 3.6789 | 451.3001 | 268.6377 | 446.4851 | 14.0784 | 446.4851 | 0.20807 | 518.5795 | 57.955 | 449.6945 | 0.60871 | 452.9467 | -0.012074 | 446.4851 | 0.018061 | 446.2649 | 0.061499 | 449.6945 | 0.10843 | 451.4001 | 0.035137 | 446.4851 | -0.02003 | 518.5795 | 0.033305 | 446.4851 | -0.0054265 | 449.6945 | 43.0261 | 518.5795 | 9.8876 | 518.5795 | 13.4719
|  | 518.8045 | 0 | 518.8045 | 0 | 451.6206 | 4.4302 | 453.1676 | 3.729 | 451.5225 | 271.9509 | 446.7052 | 14.0792 | 446.7052 | 0.23052 | 518.8045 | 57.8605 | 449.9116 | 0.45584 | 453.1676 | 0.0099276 | 446.7052 | 0.04425 | 446.4851 | -0.068516 | 449.9116 | 0.28752 | 451.6206 | 0.034998 | 446.7052 | 0.056115 | 518.8045 | 0.0039056 | 446.7052 | 0.010643 | 449.9116 | 41.9752 | 518.8045 | 9.8909 | 518.8045 | 13.438
|  | 519.0295 | 0 | 519.0295 | 0 | 451.841 | 4.053 | 453.3885 | 3.4096 | 451.745 | 274.85 | 446.9254 | 14.6458 | 446.9254 | 0.19762 | 519.0295 | 58.0486 | 450.1287 | 0.51072 | 453.3885 | -0.0071019 | 446.9254 | 0.027502 | 446.7052 | 0.094294 | 450.1287 | -0.010505 | 451.841 | 0.034862 | 446.9254 | -0.00851 | 519.0295 | 0.027487 | 446.9254 | 0.0065845 | 450.1287 | 41.1389 | 519.0295 | 9.9458 | 519.0295 | 13.4591
|  | 519.2546 | 0 | 519.2546 | 0 | 452.0615 | 4.4221 | 453.6094 | 3.5975 | 451.9674 | 277.6757 | 447.1456 | 15.3996 | 447.1456 | 0.1791 | 519.2546 | 57.8622 | 450.3459 | 0.61375 | 453.6094 | 0.0075214 | 447.1456 | 0.041377 | 446.9254 | -0.074621 | 450.3459 | 0.086605 | 452.0615 | 0.034741 | 447.1456 | 0.063855 | 519.2546 | 0.015609 | 447.1456 | 0.001184 | 450.3459 | 40.3608 | 519.2546 | 9.9397 | 519.2546 | 13.4233
|  | 519.4797 | 0 | 519.4797 | 0 | 452.2819 | 3.9632 | 453.8304 | 3.2656 | 452.1898 | 280.7011 | 447.3657 | 15.6236 | 447.3657 | 0.21221 | 519.4797 | 57.7794 | 450.563 | 0.44576 | 453.8304 | -0.0099121 | 447.3657 | 0.015188 | 447.1456 | 0.073943 | 450.563 | -0.14757 | 452.2819 | 0.034641 | 447.3657 | -0.012203 | 519.4797 | 0.031745 | 447.3657 | -0.012195 | 450.563 | 39.3844 | 519.4797 | 9.9687 | 519.4797 | 13.3937
|  | 519.7047 | 0 | 519.7047 | 0 | 452.5024 | 4.3617 | 454.0513 | 3.4096 | 452.4123 | 283.5943 | 447.586 | 15.9743 | 447.586 | 0.195 | 519.7047 | 57.6063 | 450.7802 | 0.5096 | 454.0513 | 0.044394 | 447.586 | 0.038421 | 447.3657 | -0.096329 | 450.7802 | 0.3127 | 452.5024 | 0.034561 | 447.586 | 0.059985 | 519.7047 | 0.015556 | 447.586 | 0.010068 | 450.7802 | 38.8383 | 519.7047 | 9.9784 | 519.7047 | 13.3548
|  | 519.9298 | 0 | 519.9298 | 0 | 452.7229 | 3.8865 | 454.2723 | 3.1623 | 452.6348 | 286.3319 | 447.8062 | 16.2457 | 447.8062 | 0.2035 | 519.9298 | 57.7578 | 450.9974 | 0.4564 | 454.2723 | -0.023722 | 447.8062 | 0.01059 | 447.586 | 0.094294 | 450.9974 | 0.06271 | 452.7229 | 0.034497 | 447.8062 | -0.048762 | 519.9298 | 0.025107 | 447.8062 | 0.0014666 | 450.9974 | 37.78 | 519.9298 | 10.0327 | 519.9298 | 13.3936
|  | 520.1549 | 0 | 520.1549 | 0 | 452.9434 | 4.2729 | 454.4933 | 3.3846 | 452.8573 | 288.5201 | 448.0264 | 16.6815 | 448.0264 | 0.2669 | 520.1549 | 58.2608 | 451.2146 | 0.5488 | 454.4933 | 0.019486 | 448.0264 | 0.045399 | 447.8062 | 0.019051 | 451.2146 | 0.15414 | 452.9434 | 0.034436 | 448.0264 | 0.041022 | 520.1549 | 0.010293 | 448.0264 | 0.013718 | 451.2146 | 37.0162 | 520.1549 | 10.1441 | 520.1549 | 13.5181
|  | 520.38 | 0 | 520.38 | 0 | 453.1639 | 3.9023 | 454.7143 | 2.9494 | 453.0798 | 290.2649 | 448.2466 | 16.7322 | 448.2466 | 0.27039 | 520.38 | 58.2962 | 451.4318 | 0.38416 | 454.7143 | -0.016944 | 448.2466 | 0.0075207 | 448.0264 | 0.08344 | 451.4318 | -0.062984 | 453.1639 | 0.034362 | 448.2466 | -0.03619 | 520.38 | 0.029475 | 448.2466 | -0.0071417 | 451.4318 | 35.9849 | 520.38 | 10.205 | 520.38 | 13.5469
|  | 520.6052 | 0 | 520.6052 | 0 | 453.3844 | 4.1252 | 454.9353 | 3.0339 | 453.3023 | 291.8099 | 448.4669 | 17.4467 | 448.4669 | 0.27431 | 520.6052 | 57.806 | 451.649 | 0.47264 | 454.9353 | 0.016534 | 448.4669 | 0.041213 | 448.2466 | -0.012322 | 451.649 | 0.1019 | 453.3844 | 0.034262 | 448.4669 | 0.066177 | 520.6052 | 0.0034066 | 448.4669 | 0.014297 | 451.649 | 35.4255 | 520.6052 | 10.1589 | 520.6052 | 13.4521
|  | 520.8303 | 0 | 520.8303 | 0 | 453.6049 | 3.7623 | 455.1563 | 2.9337 | 453.5249 | 292.6264 | 448.6872 | 18.2488 | 448.6872 | 0.23836 | 520.8303 | 57.3552 | 451.8662 | 0.34496 | 455.1563 | -0.016145 | 448.6872 | 0.029883 | 448.4669 | 0.17027 | 451.8662 | 0.049029 | 453.6049 | 0.034125 | 448.6872 | -0.03412 | 520.8303 | 0.011905 | 448.6872 | 0.015946 | 451.8662 | 34.3135 | 520.8303 | 10.1531 | 520.8303 | 13.3831
|  | 521.0555 | 0 | 521.0555 | 0 | 453.8254 | 4.0648 | 455.3774 | 2.9838 | 453.7474 | 293.396 | 448.9074 | 18.494 | 448.9074 | 0.26189 | 521.0555 | 57.7145 | 452.0835 | 0.57231 | 455.3774 | 0.028466 | 448.9074 | 0.039899 | 448.6872 | -0.055119 | 452.0835 | -0.036154 | 453.8254 | 0.03395 | 448.9074 | 0.052632 | 521.0555 | 0.028083 | 448.9074 | 0.0045114 | 452.0835 | 33.3496 | 521.0555 | 10.2797 | 521.0555 | 13.4996
|  | 521.2807 | 0 | 521.2807 | 0 | 454.046 | 3.654 | 455.5985 | 2.6425 | 453.97 | 293.7279 | 449.1277 | 18.615 | 449.1277 | 0.24272 | 521.2807 | 58.1764 | 452.3007 | 0.35504 | 455.5985 | -0.021858 | 449.1277 | 0.010016 | 448.9074 | 0.030913 | 452.3008 | -0.047297 | 454.046 | 0.033746 | 449.1277 | -0.013034 | 521.2807 | 0.015355 | 449.1277 | -0.0029884 | 452.3008 | 32.8209 | 521.2807 | 10.4198 | 521.2807 | 13.6422
|  | 521.5058 | 0 | 521.5058 | 0 | 454.2665 | 4.0736 | 455.8195 | 2.9462 | 454.1926 | 293.6104 | 449.348 | 19.2544 | 449.348 | 0.26058 | 521.5058 | 58.3462 | 452.518 | 0.49784 | 455.8195 | 0.01198 | 449.348 | 0.027502 | 449.1277 | -0.066218 | 452.518 | 0.21362 | 454.2665 | 0.033534 | 449.348 | 0.048762 | 521.5058 | 0.032479 | 449.348 | 0.0056695 | 452.518 | 31.9126 | 521.5058 | 10.5115 | 521.5058 | 13.7229
|  | 521.731 | 0 | 521.731 | 0 | 454.4871 | 3.5506 | 456.0406 | 2.5768 | 454.4151 | 292.9877 | 449.5683 | 19.7768 | 449.5683 | 0.26516 | 521.731 | 58.1926 | 452.7353 | 0.43232 | 456.0406 | -0.0058462 | 449.5683 | 0.015024 | 449.348 | 0.1411 | 452.7353 | 0.1708 | 454.4871 | 0.033347 | 449.5683 | -0.044505 | 521.731 | 0.016256 | 449.5683 | -0.0030942 | 452.7353 | 30.7734 | 521.731 | 10.5486 | 521.731 | 13.7258
|  | 521.9562 | 0 | 521.9562 | 0 | 454.7077 | 3.9342 | 456.2617 | 2.7552 | 454.6377 | 291.3458 | 449.7887 | 20.4137 | 449.7887 | 0.29065 | 521.9562 | 58.4867 | 452.9526 | 0.46368 | 456.2617 | 0.0244 | 449.7887 | 0.029801 | 449.5683 | -0.077335 | 452.9526 | 0.16802 | 454.7077 | 0.033221 | 449.7887 | 0.051084 | 521.9562 | 0.027647 | 449.7887 | 0.0076035 | 452.9526 | 30.4547 | 521.9562 | 10.6607 | 521.9562 | 13.8284
|  | 522.1815 | 0 | 522.1815 | 0 | 454.9283 | 3.4905 | 456.4828 | 2.4641 | 454.8603 | 289.1957 | 450.009 | 20.4554 | 450.009 | 0.27649 | 522.1815 | 58.6143 | 453.1699 | 0.41608 | 456.4828 | -0.0096367 | 450.009 | 0.014203 | 449.7887 | 0.11465 | 453.1699 | -0.22155 | 454.9283 | 0.033192 | 450.009 | -0.018266 | 522.1815 | 0.015259 | 450.009 | 0.0044159 | 453.1699 | 29.4701 | 522.1815 | 10.7382 | 522.1815 | 13.9223
|  | 522.4067 | 0 | 522.4067 | 0 | 455.1489 | 3.8792 | 456.7039 | 2.4797 | 455.0829 | 286.1938 | 450.2293 | 21.0424 | 450.2293 | 0.30024 | 522.4067 | 59.0352 | 453.3872 | 0.5572 | 456.7039 | 0.01813 | 450.2293 | 0.033578 | 450.009 | -0.03746 | 453.3872 | 0.24603 | 455.1489 | 0.033285 | 450.2293 | 0.035531 | 522.4067 | 0.025809 | 450.2293 | 0.010773 | 453.3872 | 28.8885 | 522.4067 | 10.8888 | 522.4067 | 14.0927
|  | 522.6319 | 0 | 522.6319 | 0 | 455.3695 | 3.4797 | 456.925 | 2.3576 | 455.3056 | 282.9687 | 450.4497 | 21.5869 | 450.4497 | 0.26451 | 522.6319 | 59.3392 | 453.6045 | 0.32816 | 456.925 | -0.0067946 | 450.4497 | 0.016912 | 450.2293 | 0.1316 | 453.6045 | 0.060347 | 455.3695 | 0.033515 | 450.4497 | -0.0059368 | 522.6319 | 0.01676 | 450.4497 | 0.0036626 | 453.6045 | 28.1021 | 522.6319 | 11.0149 | 522.6319 | 14.2075
|  | 522.8572 | 0 | 522.8572 | 0 | 455.5901 | 3.8856 | 457.1462 | 2.4108 | 455.5282 | 279.1766 | 450.6701 | 22.5679 | 450.6701 | 0.3083 | 522.8572 | 59.5004 | 453.8218 | 0.53984 | 457.1462 | 0.012506 | 450.6701 | 0.022084 | 450.4497 | -0.017791 | 453.8218 | 0.2626 | 455.5901 | 0.033876 | 450.6701 | 0.06966 | 522.8572 | 0.02697 | 450.6701 | 0.0025027 | 453.8218 | 27.4621 | 522.8572 | 11.1362 | 522.8572 | 14.311
|  | 523.0825 | 0 | 523.0825 | 0 | 455.8108 | 3.3956 | 457.3674 | 2.1666 | 455.7509 | 275.1673 | 450.8904 | 22.4968 | 450.8904 | 0.35166 | 523.0825 | 59.2547 | 454.0392 | 0.34048 | 457.3674 | -0.0046487 | 450.8904 | 0.022248 | 450.6701 | 0.1004 | 454.0392 | -0.014618 | 455.8108 | 0.034346 | 450.8904 | -0.038501 | 523.0825 | 0.019461 | 450.8904 | -0.0021961 | 454.0392 | 26.4953 | 523.0825 | 11.1766 | 523.0825 | 14.3248
|  | 523.3077 | 0 | 523.3077 | 0 | 456.0314 | 3.7592 | 457.5886 | 2.3232 | 455.9736 | 271.1784 | 451.1108 | 23.258 | 451.1108 | 0.36386 | 523.3077 | 58.6052 | 454.2565 | 0.43176 | 457.5886 | 0.018469 | 451.1108 | 0.037765 | 450.8904 | -0.15738 | 454.2565 | 0.25766 | 456.0314 | 0.034886 | 451.1108 | 0.049149 | 523.3077 | 0.032008 | 451.1108 | 0.0088443 | 454.2565 | 26.272 | 523.3077 | 11.1415 | 523.3077 | 14.2234
|  | 523.533 | 0 | 523.533 | 0 | 456.2521 | 3.3423 | 457.8098 | 2.1134 | 456.1962 | 266.9722 | 451.3312 | 23.4983 | 451.3312 | 0.32355 | 523.533 | 57.8553 | 454.4739 | 0.41048 | 457.8098 | -0.018639 | 451.3312 | 0.0071138 | 451.1108 | 0.11125 | 454.4739 | -0.15569 | 456.2521 | 0.035446 | 451.3312 | -0.039087 | 523.533 | 0.023943 | 451.3312 | -0.0060162 | 454.4739 | 25.363 | 523.533 | 11.0667 | 523.533 | 14.1138
|  | 523.7583 | 0 | 523.7583 | 0 | 456.4727 | 3.7599 | 458.0309 | 2.2637 | 456.4189 | 262.6574 | 451.5517 | 24.1695 | 451.5517 | 0.3619 | 523.7583 | 57.0994 | 454.6913 | 0.5124 | 458.0309 | 0.013807 | 451.5517 | 0.02504 | 451.3312 | -0.029168 | 454.6913 | 0.092852 | 456.4727 | 0.035974 | 451.5517 | 0.014919 | 523.7583 | 0.029394 | 451.5517 | 0.00040288 | 454.6913 | 24.8548 | 523.7583 | 11 | 523.7583 | 13.996
|  | 523.9837 | 0 | 523.9837 | 0 | 456.6934 | 3.3245 | 458.2522 | 2.1416 | 456.6416 | 258.2662 | 451.7721 | 24.6225 | 451.7721 | 0.31287 | 523.9837 | 56.2395 | 454.9087 | 0.29512 | 458.2522 | -0.0039065 | 451.7721 | 0.016173 | 451.5517 | 0.070551 | 454.9087 | -0.04047 | 456.6934 | 0.036423 | 451.7721 | -0.021409 | 523.9837 | 0.019214 | 451.7721 | -0.0034324 | 454.9087 | 24.0854 | 523.9837 | 10.9172 | 523.9837 | 13.8606
|  | 524.209 | 0 | 524.209 | 0 | 456.9141 | 3.7444 | 458.4734 | 2.1604 | 456.8644 | 253.7281 | 451.9925 | 25.2528 | 451.9925 | 0.36146 | 524.209 | 56.0773 | 455.1261 | 0.55272 | 458.4734 | 0.027788 | 451.9925 | 0.033824 | 451.7721 | -0.020753 | 455.1261 | 0.28509 | 456.9141 | 0.036752 | 451.9925 | 0.042183 | 524.209 | 0.025039 | 451.9925 | -0.001575 | 455.1261 | 23.8464 | 524.209 | 10.9817 | 524.209 | 13.9116
|  | 524.4344 | 0 | 524.4344 | 0 | 457.1348 | 3.2183 | 458.6946 | 1.9631 | 457.0871 | 249.6159 | 452.213 | 25.7842 | 452.213 | 0.34621 | 524.4344 | 55.964 | 455.3435 | 0.42616 | 458.6946 | -0.019825 | 452.213 | 0.0089485 | 451.9925 | 0.065195 | 455.3435 | -0.0297 | 457.1348 | 0.036941 | 452.213 | -0.018136 | 524.4344 | 0.023596 | 452.213 | -0.0033731 | 455.3435 | 23.018 | 524.4344 | 11.0595 | 524.4344 | 13.973
|  | 524.6597 | 0 | 524.6597 | 0 | 457.3555 | 3.6314 | 458.9159 | 2.1384 | 457.3098 | 245.2893 | 452.4334 | 26.1783 | 452.4334 | 0.3765 | 524.6597 | 55.8097 | 455.5609 | 0.55776 | 458.9159 | 0.021689 | 452.4334 | 0.029309 | 452.213 | -0.0094938 | 455.5609 | 0.031983 | 457.3555 | 0.036982 | 452.4334 | 0.047601 | 524.6597 | 0.032963 | 452.4334 | -0.0071471 | 455.5609 | 22.3263 | 524.6597 | 11.1173 | 524.6597 | 14.0235
|  | 524.8851 | 0 | 524.8851 | 0 | 457.5763 | 3.2044 | 459.1372 | 1.8817 | 457.5326 | 241.4444 | 452.6539 | 27.0334 | 452.6539 | 0.44709 | 524.8851 | 55.6746 | 455.7783 | 0.42112 | 459.1372 | -0.011414 | 452.6539 | 0.022084 | 452.4334 | 0.039733 | 455.7784 | -0.071491 | 457.5763 | 0.03689 | 452.6539 | -0.007856 | 524.8851 | 0.029197 | 452.6539 | 0.003569 | 455.7784 | 21.7398 | 524.8851 | 11.1749 | 524.8851 | 14.076
|  | 525.1105 | 0 | 525.1105 | 0 | 457.797 | 3.5697 | 459.3584 | 2.0758 | 457.7553 | 237.5025 | 452.8744 | 27.0841 | 452.8744 | 0.44121 | 525.1105 | 55.5755 | 455.9958 | 0.48216 | 459.3584 | 0.0145 | 452.8744 | 0.029883 | 452.6539 | 0.012855 | 455.9958 | 0.16599 | 457.797 | 0.036692 | 452.8744 | 0.039474 | 525.1105 | 0.031489 | 452.8744 | 0.0061364 | 455.9958 | 21.3919 | 525.1105 | 11.2547 | 525.1105 | 14.1229
|  | 525.3359 | 0 | 525.3359 | 0 | 458.0178 | 3.1568 | 459.5797 | 1.8786 | 457.9781 | 234.013 | 453.0949 | 28.0979 | 453.0949 | 0.40395 | 525.3359 | 55.0426 | 456.2133 | 0.37464 | 459.5797 | -0.0069347 | 453.0949 | 0.011576 | 452.8744 | 0.052329 | 456.2133 | -0.12665 | 458.0178 | 0.036428 | 453.0949 | -0.013547 | 525.3359 | 0.02907 | 453.0949 | 0.0028345 | 456.2133 | 20.7311 | 525.3359 | 11.2564 | 525.3359 | 14.0897
|  | 525.5613 | 0 | 525.5613 | 0 | 458.2385 | 3.5379 | 459.8011 | 1.8754 | 458.2009 | 230.5294 | 453.3154 | 28.4634 | 453.3154 | 0.41789 | 525.5613 | 54.3623 | 456.4307 | 0.46368 | 459.8011 | 0.019994 | 453.3154 | 0.027913 | 453.0949 | -0.029376 | 456.4307 | 0.13049 | 458.2385 | 0.036144 | 453.3154 | 0.041022 | 525.5613 | 0.027918 | 453.3154 | 0.0084714 | 456.4307 | 20.5212 | 525.5613 | 11.2302 | 525.5613 | 14.0229
|  | 525.7867 | 0 | 525.7867 | 0 | 458.4593 | 3.1288 | 460.0224 | 1.7095 | 458.4237 | 226.8285 | 453.5359 | 28.7045 | 453.5359 | 0.39284 | 525.7867 | 53.6824 | 456.6482 | 0.50848 | 460.0224 | -0.0051714 | 453.5359 | 0.016337 | 453.3154 | 0.13228 | 456.6482 | -0.012047 | 458.4593 | 0.035886 | 453.5359 | -0.039861 | 525.7867 | 0.024687 | 453.5359 | 0.0082699 | 456.6482 | 19.9023 | 525.7867 | 11.1993 | 525.7867 | 13.9426
|  | 526.0122 | 0 | 526.0122 | 0 | 458.6801 | 3.4702 | 460.2437 | 1.8535 | 458.6465 | 222.6193 | 453.7564 | 29.3439 | 453.7564 | 0.47236 | 526.0122 | 53.1548 | 456.8657 | 0.45192 | 460.2437 | 0.013329 | 453.7564 | 0.022741 | 453.5359 | 0.012894 | 456.8657 | 0.11527 | 458.6801 | 0.035694 | 453.7564 | 0.060372 | 526.0122 | 0.027782 | 453.7564 | 0.0085304 | 456.8657 | 19.3803 | 526.0122 | 11.196 | 526.0122 | 13.9181
|  | 526.2376 | 0 | 526.2376 | 0 | 458.9008 | 3.0565 | 460.4651 | 1.6657 | 458.8693 | 218.3133 | 453.977 | 29.7665 | 453.977 | 0.446 | 526.2376 | 52.6943 | 457.0832 | 0.34384 | 460.4651 | -0.018469 | 453.977 | 0.0046455 | 453.7564 | 0.0080487 | 457.0832 | -0.081439 | 458.9008 | 0.0356 | 453.977 | -0.0064901 | 526.2376 | 0.027716 | 453.977 | -0.0031806 | 457.0832 | 19.2671 | 526.2376 | 11.2128 | 526.2376 | 13.913
|  | 526.4631 | 0 | 526.4631 | 0 | 459.1216 | 3.4524 | 460.6864 | 1.8316 | 459.0922 | 213.9867 | 454.1975 | 30.1206 | 454.1975 | 0.49894 | 526.4631 | 52.6014 | 457.3007 | 0.52976 | 460.6864 | 0.038124 | 454.1975 | 0.028323 | 453.977 | -0.065392 | 457.3007 | -0.049181 | 459.1216 | 0.035621 | 454.1975 | 0.048375 | 526.4631 | 0.025897 | 454.1975 | 0.004189 | 457.3007 | 18.8206 | 526.4631 | 11.3075 | 526.4631 | 13.9847
|  | 526.6885 | 0 | 526.6885 | 0 | 459.3425 | 2.9912 | 460.9078 | 1.5874 | 459.315 | 209.381 | 454.4181 | 31.2472 | 454.4181 | 0.46452 | 526.6885 | 52.545 | 457.5183 | 0.43064 | 460.9078 | -0.002663 | 454.4181 | 0.010016 | 454.1975 | 0.097007 | 457.5182 | 0.045044 | 459.3425 | 0.035763 | 454.4181 | -0.023518 | 526.6885 | 0.025836 | 454.4181 | 0.0028958 | 457.5182 | 18.114 | 526.6885 | 11.3994 | 526.6885 | 14.0824
|  | 526.914 | 0 | 526.914 | 0 | 459.5633 | 3.3972 | 461.1292 | 1.697 | 459.5379 | 204.3935 | 454.6387 | 31.1809 | 454.6387 | 0.49851 | 526.914 | 52.0909 | 457.7358 | 0.51464 | 461.1292 | 0.0098246 | 454.6387 | 0.024793 | 454.4181 | -0.033834 | 457.7358 | 0.13867 | 459.5633 | 0.036019 | 454.6387 | 0.04644 | 526.914 | 0.027279 | 454.6387 | -0.0022427 | 457.7358 | 17.8827 | 526.914 | 11.4291 | 526.914 | 14.0895
|  | 527.1395 | 0 | 527.1395 | 0 | 459.7841 | 2.9699 | 461.3506 | 1.578 | 459.7608 | 199.8525 | 454.8593 | 32.2838 | 454.8593 | 0.5203 | 527.1395 | 51.7892 | 457.9533 | 0.43008 | 461.3506 | -0.010127 | 454.8593 | 0.010016 | 454.6387 | 0.12414 | 457.9533 | -0.079331 | 459.7841 | 0.036371 | 454.8593 | -0.035555 | 527.1395 | 0.036347 | 454.8593 | 0.00071412 | 457.9533 | 17.4526 | 527.1395 | 11.4868 | 527.1395 | 14.1272
|  | 527.365 | 0 | 527.365 | 0 | 460.005 | 3.3561 | 461.572 | 1.5874 | 459.9837 | 195.0765 | 455.0799 | 33.1602 | 455.0799 | 0.54012 | 527.365 | 51.3879 | 458.1709 | 0.392 | 461.572 | -0.00052313 | 455.0799 | 0.022166 | 454.8593 | -0.034912 | 458.1709 | 0.21246 | 460.005 | 0.036797 | 455.0799 | 0.035066 | 527.365 | 0.03136 | 455.0799 | 0.00027349 | 458.1709 | 17.3579 | 527.365 | 11.5065 | 527.365 | 14.1218
|  | 527.5906 | 0 | 527.5906 | 0 | 460.2258 | 2.9427 | 461.7934 | 1.3682 | 460.2066 | 190.4179 | 455.3005 | 33.0041 | 455.3005 | 0.54187 | 527.5906 | 50.8495 | 458.3885 | 0.49392 | 461.7934 | -0.015539 | 455.3005 | 0.018143 | 455.0799 | 0.11125 | 458.3885 | -0.14483 | 460.2258 | 0.037273 | 455.3005 | 0.0037374 | 527.5906 | 0.031965 | 455.3005 | -0.010228 | 458.3885 | 16.8001 | 527.5906 | 11.5159 | 527.5906 | 14.1004
|  | 527.8161 | 0 | 527.8161 | 0 | 460.4467 | 3.2869 | 462.0149 | 1.4841 | 460.4295 | 185.5156 | 455.5211 | 33.7334 | 455.5211 | 0.53446 | 527.8161 | 50.5461 | 458.606 | 0.50736 | 462.0149 | 0.022027 | 455.5211 | 0.028898 | 455.3005 | -0.061636 | 458.606 | 0.21965 | 460.4467 | 0.037775 | 455.5211 | 0.026265 | 527.8161 | 0.022762 | 455.5211 | 0.0020609 | 458.606 | 16.5781 | 527.8161 | 11.5656 | 527.8161 | 14.1486
|  | 528.0417 | 0 | 528.0417 | 0 | 460.6676 | 2.8567 | 462.2363 | 1.4152 | 460.6524 | 180.766 | 455.7417 | 34.7316 | 455.7417 | 0.5484 | 528.0417 | 50.4124 | 458.8236 | 0.53312 | 462.2363 | -0.031855 | 455.7417 | 0.016994 | 455.5211 | 0.12007 | 458.8236 | 0.0010259 | 460.6676 | 0.038283 | 455.7417 | -0.041409 | 528.0417 | 0.025522 | 455.7417 | -0.0063036 | 458.8236 | 16.1524 | 528.0417 | 11.6557 | 528.0417 | 14.2314
|  | 528.2672 | 0 | 528.2672 | 0 | 460.8885 | 3.2494 | 462.4578 | 1.4277 | 460.8753 | 176.3073 | 455.9624 | 35.6047 | 455.9624 | 0.60091 | 528.2672 | 49.9566 | 459.0413 | 0.4648 | 462.4578 | 0.014421 | 455.9624 | 0.031854 | 455.7417 | -0.022271 | 459.0413 | 0.2659 | 460.8885 | 0.038786 | 455.9624 | 0.051858 | 528.2672 | 0.027385 | 455.9624 | -0.00014001 | 459.0413 | 16.082 | 528.2672 | 11.6694 | 528.2672 | 14.2264
|  | 528.4928 | 0 | 528.4928 | 0 | 461.1094 | 2.8799 | 462.6793 | 1.3745 | 461.0983 | 172.3272 | 456.183 | 35.9048 | 456.183 | 0.54034 | 528.4928 | 49.3838 | 459.2589 | 0.38976 | 462.6793 | -0.015243 | 456.183 | 0.010016 | 455.9624 | 0.057706 | 459.2589 | -0.16729 | 461.1094 | 0.039277 | 456.183 | -0.026381 | 528.4928 | 0.035553 | 456.183 | 0.00089143 | 459.2589 | 15.6814 | 528.4928 | 11.6705 | 528.4928 | 14.1948
|  | 528.7184 | 0 | 528.7184 | 0 | 461.3303 | 3.2785 | 462.9008 | 1.4121 | 461.3212 | 168.5705 | 456.4037 | 36.8205 | 456.4037 | 0.59067 | 528.7184 | 48.8358 | 459.4765 | 0.78231 | 462.9008 | 0.016936 | 456.4037 | 0.021099 | 456.183 | 0.0094749 | 459.4765 | 0.20236 | 461.3303 | 0.039761 | 456.4037 | 0.0047786 | 528.7184 | 0.029081 | 456.4037 | 0.0025263 | 459.4765 | 15.3872 | 528.7184 | 11.6728 | 528.7184 | 14.173
|  | 528.944 | 0 | 528.944 | 0 | 461.5512 | 2.7761 | 463.1223 | 1.2461 | 461.5442 | 165.0545 | 456.6244 | 37.1434 | 456.6244 | 0.58392 | 528.944 | 48.4439 | 459.6941 | 0.44184 | 463.1223 | -0.0082491 | 456.6244 | 0.0065819 | 456.4037 | 0.063061 | 459.6942 | -0.077499 | 461.5512 | 0.040249 | 456.6244 | 0.0057896 | 528.944 | 0.034044 | 456.6244 | -0.0029052 | 459.6942 | 15.2177 | 528.944 | 11.7085 | 528.944 | 14.2043
|  | 529.1696 | 0 | 529.1696 | 0 | 461.7722 | 3.2509 | 463.3438 | 1.3369 | 461.7672 | 161.8382 | 456.8451 | 37.6593 | 456.8451 | 0.66235 | 529.1696 | 47.8289 | 459.9118 | 0.50624 | 463.3438 | 0.033888 | 456.8451 | 0.025696 | 456.6244 | -0.034795 | 459.9118 | 0.021388 | 461.7722 | 0.040759 | 456.8451 | 0.011844 | 529.1696 | 0.021155 | 456.8451 | 0.0053333 | 459.9118 | 14.9305 | 529.1696 | 11.7007 | 529.1696 | 14.1537
|  | 529.3952 | 0 | 529.3952 | 0 | 461.9931 | 2.8276 | 463.5653 | 1.1898 | 461.9902 | 158.8921 | 457.0658 | 38.597 | 457.0658 | 0.64122 | 529.3952 | 47.429 | 460.1295 | 0.45808 | 463.5653 | -0.026941 | 457.0658 | 0.0091127 | 456.8451 | 0.053822 | 460.1295 | 0.02579 | 461.9931 | 0.041309 | 457.0658 | -0.033945 | 529.3952 | 0.028402 | 457.0658 | -0.00013258 | 460.1295 | 14.4335 | 529.3952 | 11.7417 | 529.3952 | 14.1488
|  | 529.6209 | 0 | 529.6209 | 0 | 462.2141 | 3.1907 | 463.7869 | 1.3307 | 462.2132 | 155.4908 | 457.2865 | 39.7441 | 457.2865 | 0.66213 | 529.6209 | 46.9724 | 460.3471 | 0.51296 | 463.7869 | 0.0027156 | 457.2865 | 0.019129 | 457.0658 | -0.024685 | 460.3471 | 0.13256 | 462.2141 | 0.041915 | 457.2865 | 0.034415 | 529.6209 | 0.018226 | 457.2865 | 0.000785 | 460.3471 | 14.4357 | 529.6209 | 11.7512 | 529.6209 | 14.1611
|  | 529.8465 | 0 | 529.8465 | 0 | 462.435 | 2.7625 | 464.0084 | 1.1741 | 462.4362 | 152.2333 | 457.5072 | 40.2984 | 457.5072 | 0.67172 | 529.8465 | 46.4038 | 460.5648 | 0.40376 | 464.0084 | -0.014181 | 457.5072 | 0.022905 | 457.2865 | 0.1601 | 460.5648 | 0.25599 | 462.435 | 0.042576 | 457.5072 | -0.024598 | 529.8465 | 0.033288 | 457.5072 | 0.0019512 | 460.5648 | 13.9637 | 529.8465 | 11.7642 | 529.8465 | 14.1326
|  | 530.0722 | 0 | 530.0722 | 0 | 462.656 | 3.1595 | 464.23 | 1.2774 | 462.6592 | 149.0082 | 457.728 | 41.344 | 457.728 | 0.73142 | 530.0722 | 45.7221 | 460.7825 | 0.59303 | 464.23 | 0.022027 | 457.728 | 0.031033 | 457.5072 | -0.0094263 | 460.7825 | 0.21753 | 462.656 | 0.043275 | 457.728 | 0.031298 | 530.0722 | 0.025857 | 457.728 | 0.0038125 | 460.7825 | 13.7128 | 530.0722 | 11.7415 | 530.0722 | 14.0882
|  | 530.2979 | 0 | 530.2979 | 0 | 462.877 | 2.7092 | 464.4516 | 1.1271 | 462.8823 | 146.0239 | 457.9487 | 41.6988 | 457.9487 | 0.68349 | 530.2979 | 45.3154 | 461.0002 | 0.4564 | 464.4516 | -0.023214 | 457.9487 | 0.010098 | 457.728 | 0.096329 | 461.0002 | -0.15816 | 462.877 | 0.043972 | 457.9487 | -0.023751 | 530.2979 | 0.035396 | 457.9487 | 0.0018347 | 461.0002 | 13.4457 | 530.2979 | 11.7672 | 530.2979 | 14.1039
|  | 530.5236 | 0 | 530.5236 | 0 | 463.098 | 3.097 | 464.6732 | 1.196 | 463.1053 | 142.9956 | 458.1695 | 43.0282 | 458.1695 | 0.78959 | 530.5236 | 44.9793 | 461.218 | 0.50008 | 464.6732 | 0.0084333 | 458.1695 | 0.028159 | 457.9487 | -0.043773 | 461.218 | 0.3086 | 463.098 | 0.044608 | 458.1695 | 0.02705 | 530.5236 | 0.025473 | 458.1695 | 0.0022388 | 461.218 | 13.2677 | 530.5236 | 11.8224 | 530.5236 | 14.1481
|  | 530.7493 | 0 | 530.7493 | 0 | 463.319 | 2.6692 | 464.8948 | 0.97686 | 463.3284 | 139.7734 | 458.3903 | 43.8302 | 458.3903 | 0.78023 | 530.7493 | 44.9742 | 461.4357 | 0.49616 | 464.8948 | -0.0014088 | 458.3903 | 0.0078532 | 458.1695 | 0.1065 | 461.4357 | -0.11379 | 463.319 | 0.045113 | 458.3903 | -0.022267 | 530.7493 | 0.036158 | 458.3903 | -0.0043176 | 461.4357 | 13.0552 | 530.7493 | 11.9686 | 530.7493 | 14.2972
|  | 530.975 | 0 | 530.975 | 0 | 463.54 | 3.1113 | 465.1165 | 1.1146 | 463.5515 | 136.5512 | 458.611 | 43.791 | 458.611 | 0.77717 | 530.975 | 44.6319 | 461.6534 | 0.64791 | 465.1165 | 0.01328 | 458.611 | 0.026517 | 458.3903 | -0.030302 | 461.6534 | 0.25377 | 463.54 | 0.045417 | 458.611 | 0.057663 | 530.975 | 0.018614 | 458.611 | 0.0016791 | 461.6534 | 12.741 | 530.975 | 12.0156 | 530.975 | 14.3416
|  | 531.2007 | 0 | 531.2007 | 0 | 463.7611 | 3.0615 | 465.3381 | 1.1491 | 463.7746 | 133.4347 | 458.8318 | 45.8733 | 458.8318 | 0.87566 | 531.2007 | 44.0951 | 461.8712 | 0.52136 | 465.3381 | 0.012985 | 458.8318 | 0.023808 | 458.611 | 0.11668 | 461.8712 | 0.041007 | 463.7611 | 0.045468 | 458.8318 | 0.013362 | 531.2007 | 0.030313 | 458.8318 | -0.0017094 | 461.8712 | 12.3309 | 531.2007 | 12.0255 | 531.2007 | 14.3046
|  | 531.4264 | 0 | 531.4264 | 0 | 463.9821 | 2.6577 | 465.5598 | 1.052 | 463.9977 | 130.3065 | 459.0526 | 47.1912 | 459.0526 | 0.84537 | 531.4264 | 43.5111 | 462.089 | 0.44296 | 465.5598 | 0.00023531 | 459.0526 | 0.019703 | 458.8318 | 0.041686 | 462.089 | 0.14754 | 463.9821 | 0.045243 | 459.0526 | -0.0033401 | 531.4264 | 0.020399 | 459.0526 | 0.0095643 | 462.089 | 12.3053 | 531.4264 | 12.007 | 531.4264 | 14.2728
|  | 531.6522 | 0 | 531.6522 | 0 | 464.2032 | 3.0127 | 465.7814 | 1.1303 | 464.2208 | 127.4221 | 459.2735 | 47.6302 | 459.2735 | 0.92708 | 531.6522 | 43.2601 | 462.3067 | 0.67031 | 465.7814 | 0.028805 | 459.2735 | 0.019457 | 459.0526 | -0.0065727 | 462.3067 | 0.41923 | 464.2032 | 0.04475 | 459.2735 | 0.037829 | 531.6522 | 0.036881 | 459.2735 | 0.0064796 | 462.3067 | 11.8349 | 531.6522 | 12.0915 | 531.6522 | 14.3425
|  | 531.878 | 0 | 531.878 | 0 | 464.4242 | 2.6819 | 466.0031 | 0.9612 | 464.444 | 124.6904 | 459.4943 | 47.8837 | 459.4943 | 0.83992 | 531.878 | 43.0151 | 462.5245 | 0.50512 | 466.0031 | -0.011676 | 459.4943 | 0.011822 | 459.2735 | 0.080726 | 462.5245 | 0.09211 | 464.4242 | 0.044035 | 459.4943 | -0.0057407 | 531.878 | 0.021533 | 459.4943 | 4.0746e-05 | 462.5245 | 11.651 | 531.878 | 12.1565 | 531.878 | 14.4227
|  | 532.1037 | 0 | 532.1037 | 0 | 464.6453 | 3.0269 | 466.2248 | 1.052 | 464.6671 | 122.4229 | 459.7151 | 48.5557 | 459.7151 | 0.88089 | 532.1037 | 42.7775 | 462.7423 | 0.72127 | 466.2248 | 0.029652 | 459.7151 | 0.025368 | 459.4943 | -0.019438 | 462.7423 | 0.23474 | 464.6453 | 0.043167 | 459.7151 | 0.044118 | 532.1037 | 0.032237 | 459.7151 | 0.0059396 | 462.7423 | 11.488 | 532.1037 | 12.2552 | 532.1037 | 14.4969
|  | 532.3295 | 0 | 532.3295 | 0 | 464.8664 | 2.6305 | 466.4465 | 0.93303 | 464.8903 | 120.311 | 459.936 | 48.9629 | 459.936 | 0.90333 | 532.3295 | 42.4822 | 462.9601 | 0.47712 | 466.4465 | -0.014303 | 459.936 | 0.010755 | 459.7151 | 0.034925 | 462.9601 | 0.070238 | 464.8664 | 0.042232 | 459.936 | 0.00026649 | 532.3295 | 0.0116 | 459.936 | -0.0037881 | 462.9601 | 11.2555 | 532.3295 | 12.3247 | 532.3295 | 14.55
|  | 532.5553 | 0 | 532.5553 | 0 | 465.0875 | 2.9799 | 466.6682 | 1.005 | 465.1134 | 118.3812 | 460.1569 | 49.8025 | 460.1569 | 0.98111 | 532.5553 | 42.2893 | 463.178 | 0.78175 | 466.6682 | 0.015735 | 460.1569 | 0.031936 | 459.936 | -0.015462 | 463.1779 | 0.1057 | 465.0875 | 0.04131 | 460.1569 | 0.049149 | 532.5553 | 0.031934 | 460.1569 | 0.009105 | 463.1779 | 10.9452 | 532.5553 | 12.4246 | 532.5553 | 14.6386
|  | 532.7812 | 0 | 532.7812 | 0 | 465.3086 | 2.6014 | 466.8899 | 0.88606 | 465.3366 | 116.4661 | 460.3777 | 50.4966 | 460.3777 | 0.91379 | 532.7812 | 41.7823 | 463.3958 | 0.52248 | 466.8899 | -0.0039277 | 460.3777 | 0.008456 | 460.1569 | 0.047648 | 463.3958 | 0.025881 | 465.3086 | 0.04047 | 460.3777 | -0.0056468 | 532.7812 | 0.017041 | 460.3777 | 0.0014344 | 463.3958 | 10.8965 | 532.7812 | 12.411 | 532.7812 | 14.6338
|  | 533.007 | 0 | 533.007 | 0 | 465.5298 | 3.0121 | 467.1117 | 1.0176 | 465.5598 | 114.595 | 460.5986 | 50.8294 | 460.5986 | 0.97915 | 533.007 | 41.2705 | 463.6136 | 0.73527 | 467.1117 | 0.018639 | 460.5986 | 0.017651 | 460.3777 | -0.014501 | 463.6136 | 0.22128 | 465.5298 | 0.039755 | 460.5986 | 0.028183 | 533.007 | 0.044479 | 460.5986 | 0.00090877 | 463.6136 | 10.7452 | 533.007 | 12.4353 | 533.007 | 14.6223
|  | 533.2328 | 0 | 533.2328 | 0 | 465.7509 | 2.5176 | 467.3335 | 0.84849 | 465.783 | 113.05 | 460.8195 | 51.472 | 460.8195 | 1.0234 | 533.2328 | 40.6482 | 463.8315 | 0.62663 | 467.3335 | -0.0079958 | 460.8195 | 0.011247 | 460.5986 | 0.045159 | 463.8315 | -0.23199 | 465.7509 | 0.039185 | 460.8195 | -0.019815 | 533.2328 | 0.018541 | 460.8195 | -0.00061157 | 463.8315 | 10.3452 | 533.2328 | 12.398 | 533.2328 | 14.5701
|  | 533.4587 | 0 | 533.4587 | 0 | 465.972 | 2.9809 | 467.5552 | 0.96747 | 466.0062 | 111.6254 | 461.0404 | 52.7212 | 461.0404 | 1.0829 | 533.4587 | 40.2712 | 464.0494 | 0.66303 | 467.5552 | 0.02118 | 461.0404 | 0.027502 | 460.8195 | -0.037124 | 464.0493 | 0.25193 | 465.972 | 0.038754 | 461.0404 | 0.035292 | 533.4587 | 0.038096 | 461.0404 | 0.0067412 | 464.0493 | 10.3167 | 533.4587 | 12.4429 | 533.4587 | 14.5878
|  | 533.6845 | 0 | 533.6845 | 0 | 466.1932 | 2.5769 | 467.777 | 0.84223 | 466.2294 | 110.148 | 461.2613 | 53.7914 | 461.2613 | 1.0456 | 533.6845 | 39.8478 | 464.2672 | 0.51688 | 467.777 | -0.011759 | 461.2613 | 0.011904 | 461.0404 | 0.048577 | 464.2672 | 0.15263 | 466.1932 | 0.038442 | 461.2613 | 0.0088318 | 533.6845 | 0.01607 | 461.2613 | 0.0027456 | 464.2672 | 10.0675 | 533.6845 | 12.4784 | 533.6845 | 14.6142
|  | 533.9104 | 0 | 533.9104 | 0 | 466.4143 | 2.9764 | 467.9988 | 0.91737 | 466.4527 | 108.5824 | 461.4823 | 54.0048 | 461.4823 | 1.1092 | 533.9104 | 39.4155 | 464.4851 | 0.68879 | 467.9988 | 0.014052 | 461.4823 | 0.031115 | 461.2613 | -0.0078552 | 464.4851 | 0.086811 | 466.4143 | 0.038222 | 461.4823 | 0.015246 | 533.9104 | 0.044051 | 461.4823 | 0.0029542 | 464.4851 | 9.8301 | 533.9104 | 12.5056 | 533.9104 | 14.6103
|  | 534.1363 | 0 | 534.1363 | 0 | 466.6355 | 2.5824 | 468.2206 | 0.80466 | 466.6759 | 106.914 | 461.7033 | 54.667 | 461.7033 | 1.1321 | 534.1363 | 38.6077 | 464.703 | 0.65519 | 468.2206 | -0.0039512 | 461.7033 | 0.010837 | 461.4823 | 0.035797 | 464.703 | -0.072768 | 466.6355 | 0.038066 | 461.7033 | 0.0036108 | 534.1363 | 0.013339 | 461.7033 | -0.0024549 | 464.703 | 9.6588 | 534.1363 | 12.4004 | 534.1363 | 14.4861
|  | 534.3622 | 0 | 534.3622 | 0 | 466.8567 | 2.865 | 468.4425 | 0.93303 | 466.8992 | 105.2075 | 461.9242 | 55.5074 | 461.9242 | 1.1979 | 534.3622 | 38 | 464.9209 | 0.77895 | 468.4425 | 0.031516 | 461.9242 | 0.022248 | 461.7033 | 0.013811 | 464.9209 | 0.38654 | 466.8567 | 0.037955 | 461.9242 | 0.03251 | 534.3622 | 0.043364 | 461.9242 | 0.0030853 | 464.9209 | 9.4293 | 534.3622 | 12.362 | 534.3622 | 14.411
|  | 534.5882 | 0 | 534.5882 | 0 | 467.0779 | 2.514 | 468.6643 | 0.77335 | 467.1225 | 103.3775 | 462.1452 | 56.1459 | 462.1452 | 1.1759 | 534.5882 | 37.1781 | 465.1388 | 0.59975 | 468.6643 | -0.00055481 | 462.1452 | 0.013135 | 461.9242 | 0.10176 | 465.1389 | 0.094151 | 467.0779 | 0.037876 | 462.1452 | -0.013082 | 534.5882 | 0.015087 | 462.1452 | -0.00066773 | 465.1389 | 9.0963 | 534.5882 | 12.2673 | 534.5882 | 14.2727
|  | 534.8141 | 0 | 534.8141 | 0 | 467.2991 | 2.9371 | 468.8862 | 0.88606 | 467.3457 | 101.4419 | 462.3662 | 56.9611 | 462.3662 | 1.2127 | 534.8141 | 36.7893 | 465.3568 | 0.63839 | 468.8862 | 0.015118 | 462.3662 | 0.032346 | 462.1452 | -0.067227 | 465.3568 | 0.082229 | 467.2991 | 0.037825 | 462.3662 | 0.013587 | 534.8141 | 0.037628 | 462.3662 | 0.0047724 | 465.3568 | 9.1456 | 534.8141 | 12.2926 | 534.8141 | 14.2741
|  | 535.04 | 0 | 535.04 | 0 | 467.5204 | 2.5769 | 469.108 | 0.72012 | 467.5691 | 99.4739 | 462.5872 | 57.5628 | 462.5872 | 1.2463 | 535.04 | 36.2581 | 465.5747 | 0.66415 | 469.108 | -0.0023677 | 462.5872 | 0.018472 | 462.3662 | 0.053427 | 465.5747 | -0.0030999 | 467.5204 | 0.037802 | 462.5872 | 0.0017473 | 535.04 | 0.020451 | 462.5872 | 0.0010196 | 465.5747 | 8.8975 | 535.04 | 12.2738 | 535.04 | 14.2331
|  | 535.266 | 0 | 535.266 | 0 | 467.7416 | 2.9312 | 469.3299 | 0.89545 | 467.7924 | 97.4413 | 462.8081 | 57.5571 | 462.8081 | 1.2792 | 535.266 | 35.703 | 465.7927 | 0.88983 | 469.3299 | 0.025077 | 462.8081 | 0.023644 | 462.5872 | 0.020328 | 465.7927 | 0.18863 | 467.7416 | 0.037807 | 462.8081 | 0.022119 | 535.266 | 0.04461 | 462.8081 | 0.0066946 | 465.7927 | 8.6815 | 535.266 | 12.2422 | 535.266 | 14.1948
|  | 535.4919 | 0 | 535.4919 | 0 | 467.9628 | 2.4839 | 469.5518 | 0.77022 | 468.0157 | 95.3911 | 463.0292 | 58.7335 | 463.0292 | 1.3236 | 535.4919 | 35.1605 | 466.0107 | 0.62215 | 469.5518 | -0.021689 | 463.0292 | 0.018143 | 462.8081 | 0.11125 | 466.0107 | 0.088198 | 467.9628 | 0.037835 | 463.0292 | -0.0032589 | 535.4919 | 0.014124 | 463.0292 | 0.0047634 | 466.0107 | 8.5024 | 535.4919 | 12.209 | 535.4919 | 14.1444
|  | 535.7179 | 0 | 535.7179 | 0 | 468.1841 | 2.8567 | 469.7737 | 0.80779 | 468.239 | 93.2116 | 463.2502 | 59.6794 | 463.2502 | 1.3565 | 535.7179 | 34.911 | 466.2287 | 0.72127 | 469.7737 | 0.0093676 | 463.2502 | 0.024465 | 463.0292 | -0.0016581 | 466.2287 | 0.24492 | 468.1841 | 0.037875 | 463.2502 | 0.030525 | 535.7179 | 0.046725 | 463.2502 | 0.0084126 | 466.2287 | 8.3501 | 535.7179 | 12.2827 | 535.7179 | 14.19
|  | 535.9439 | 0 | 535.9439 | 0 | 468.4054 | 2.5137 | 469.9956 | 0.71073 | 468.4624 | 90.9499 | 463.4712 | 60.5984 | 463.4712 | 1.3583 | 535.9439 | 34.3418 | 466.4467 | 0.69047 | 469.9956 | -0.00037212 | 463.4712 | 0.012807 | 463.2502 | 0.029295 | 466.4467 | -0.043401 | 468.4054 | 0.037915 | 463.4712 | 0.0081154 | 535.9439 | 0.018506 | 463.4712 | -0.0092512 | 466.4467 | 8.1047 | 535.9439 | 12.2483 | 535.9439 | 14.1492
|  | 536.1699 | 0 | 536.1699 | 0 | 468.6266 | 2.9099 | 470.2176 | 0.84536 | 468.6857 | 88.6823 | 463.6923 | 61.3301 | 463.6923 | 1.428 | 536.1699 | 34.0163 | 466.6646 | 0.72911 | 470.2176 | 0.023722 | 463.6923 | 0.02586 | 463.4712 | -0.011203 | 466.6646 | 0.12849 | 468.6266 | 0.037937 | 463.6923 | 0.036602 | 536.1699 | 0.057653 | 463.6923 | 0.0041209 | 466.6646 | 8.021 | 536.1699 | 12.2962 | 536.1699 | 14.1805
|  | 536.3959 | 0 | 536.3959 | 0 | 468.8479 | 2.473 | 470.4395 | 0.69507 | 468.9091 | 86.5557 | 463.9133 | 61.4437 | 463.9133 | 1.472 | 536.3959 | 33.5357 | 466.8827 | 0.77783 | 470.4395 | -0.0084524 | 463.9133 | 0.012315 | 463.6923 | 0.068516 | 466.8827 | 0.014808 | 468.8479 | 0.037932 | 463.9133 | -0.02282 | 536.3959 | 0.016511 | 463.9133 | -0.0030668 | 466.8827 | 7.8708 | 536.3959 | 12.2765 | 536.3959 | 14.1455
|  | 536.622 | 0 | 536.622 | 0 | 469.0692 | 2.9189 | 470.6615 | 0.80779 | 469.1325 | 84.485 | 464.1344 | 62.3905 | 464.1344 | 1.5025 | 536.622 | 33.2393 | 467.1007 | 0.78455 | 470.6615 | 0.0097562 | 464.1344 | 0.018636 | 463.9133 | -0.041508 | 467.1007 | -0.0084814 | 469.0692 | 0.037898 | 464.1344 | 0.0097295 | 536.622 | 0.044612 | 464.1344 | 0.0016946 | 467.1007 | 7.7623 | 536.622 | 12.3305 | 536.622 | 14.1575
|  | 536.848 | 0 | 536.848 | 0 | 469.2905 | 2.4735 | 470.8834 | 0.68255 | 469.3559 | 82.4847 | 464.3555 | 62.9047 | 464.3555 | 1.3938 | 536.848 | 32.6567 | 467.3187 | 0.71175 | 470.8834 | -0.0067276 | 464.3555 | 0.0056165 | 464.1344 | 0.067837 | 467.3187 | -0.024535 | 469.2905 | 0.037844 | 464.3555 | 0.00052249 | 536.848 | 0.016379 | 464.3555 | -0.0044109 | 467.3187 | 7.6585 | 536.848 | 12.2912 | 536.848 | 14.1024
|  | 537.0741 | 0 | 537.0741 | 0 | 469.5119 | 2.882 | 471.1054 | 0.78274 | 469.5793 | 80.6254 | 464.5766 | 63.4917 | 464.5766 | 1.5387 | 537.0741 | 32.261 | 467.5368 | 0.86911 | 471.1054 | 0.015245 | 464.5766 | 0.025204 | 464.3555 | -0.039478 | 467.5368 | 0.37791 | 469.5119 | 0.03779 | 464.5766 | 0.02757 | 537.0741 | 0.047973 | 464.5766 | 0.0061508 | 467.5368 | 7.5503 | 537.0741 | 12.3067 | 537.0741 | 14.0868
|  | 537.3001 | 0 | 537.3001 | 0 | 469.7332 | 2.4587 | 471.3274 | 0.57297 | 469.8027 | 78.9511 | 464.7977 | 64.1311 | 464.7977 | 1.5587 | 537.3001 | 31.7296 | 467.7548 | 0.81479 | 471.3274 | 0.0034324 | 464.7977 | 0.010262 | 464.5766 | 0.078691 | 467.7549 | -0.073043 | 469.7332 | 0.037765 | 464.7977 | -0.0067836 | 537.3001 | 0.019736 | 464.7977 | 0.0018866 | 467.7549 | 7.1463 | 537.3001 | 12.2615 | 537.3001 | 14.0493
|  | 537.5262 | 0 | 537.5262 | 0 | 469.9545 | 2.8648 | 471.5494 | 0.80466 | 470.0261 | 77.2622 | 465.0188 | 65.3182 | 465.0188 | 1.6332 | 537.5262 | 31.5022 | 467.9729 | 0.85679 | 471.5494 | 0.0057165 | 465.0188 | 0.02077 | 464.7977 | -0.062673 | 467.9729 | 0.24603 | 469.9545 | 0.037796 | 465.0188 | 0.035781 | 537.5262 | 0.053401 | 465.0188 | 0.0037973 | 467.9729 | 7.256 | 537.5262 | 12.3513 | 537.5262 | 14.0993
|  | 537.7523 | 0 | 537.7523 | 0 | 470.1759 | 2.4654 | 471.7715 | 0.61993 | 470.2496 | 75.6261 | 465.2399 | 65.0843 | 465.2399 | 1.6191 | 537.7523 | 31.1408 | 468.191 | 0.81479 | 471.7715 | -0.0029076 | 465.2399 | 0.0017655 | 465.0188 | 0.068516 | 468.191 | 0.017028 | 470.1759 | 0.037907 | 465.2399 | -0.0084933 | 537.7523 | 0.013137 | 465.2399 | -0.004065 | 468.191 | 7.1587 | 537.7523 | 12.3646 | 537.7523 | 14.1253
|  | 537.9784 | 0 | 537.9784 | 0 | 470.3972 | 2.8757 | 471.9935 | 0.70447 | 470.4731 | 74.0841 | 465.4611 | 66.1194 | 465.4611 | 1.6369 | 537.9784 | 31.03 | 468.4091 | 0.94191 | 471.9935 | 0.023552 | 465.4611 | 0.02586 | 465.2399 | -0.097007 | 468.4091 | 0.1559 | 470.3972 | 0.03811 | 465.4611 | 0.029094 | 537.9784 | 0.052856 | 465.4611 | 0.0031867 | 468.4091 | 6.9878 | 537.9784 | 12.4757 | 537.9784 | 14.2219
|  | 538.2045 | 0 | 538.2045 | 0 | 470.6186 | 2.5435 | 472.2156 | 0.58862 | 470.6965 | 72.6184 | 465.6823 | 66.1611 | 465.6823 | 1.6408 | 538.2045 | 30.3988 | 468.6272 | 0.89263 | 472.2156 | -0.0085782 | 465.6823 | 0.0064764 | 465.4611 | 0.084797 | 468.6272 | 0.23058 | 470.6186 | 0.0384 | 465.6823 | -0.0032927 | 538.2045 | 0.022337 | 465.6823 | 0.0022902 | 468.6272 | 6.8827 | 538.2045 | 12.3987 | 538.2045 | 14.138
|  | 538.4307 | 0 | 538.4307 | 0 | 470.84 | 2.8602 | 472.4376 | 0.78587 | 470.92 | 71.1115 | 465.9034 | 67.6539 | 465.9034 | 1.7406 | 538.4307 | 30.0562 | 468.8453 | 0.92119 | 472.4376 | 0.014074 | 465.9034 | 0.021181 | 465.6823 | 0.0052187 | 468.8453 | 0.28172 | 470.84 | 0.038758 | 465.9034 | 0.027718 | 538.4307 | 0.050508 | 465.9034 | 0.0064233 | 468.8453 | 6.701 | 538.4307 | 12.4502 | 538.4307 | 14.1416
|  | 538.6568 | 0 | 538.6568 | 0 | 471.0614 | 2.4892 | 472.6597 | 0.62306 | 471.1435 | 69.687 | 466.1246 | 67.6907 | 466.1246 | 1.7167 | 538.6568 | 29.7265 | 469.0634 | 0.99735 | 472.6597 | -0.012108 | 466.1246 | 0.0058426 | 465.9034 | 0.10718 | 469.0634 | 0.33387 | 471.0614 | 0.039152 | 466.1246 | -0.01918 | 538.6568 | 0.0072287 | 466.1246 | -0.0010117 | 469.0634 | 6.6389 | 538.6568 | 12.471 | 538.6568 | 14.1555
|  | 538.883 | 0 | 538.883 | 0 | 471.2828 | 2.8845 | 472.8818 | 0.72951 | 471.367 | 68.1919 | 466.3458 | 68.9489 | 466.3458 | 1.8173 | 538.883 | 29.492 | 469.2816 | 1.0674 | 472.8818 | 0.023383 | 466.3458 | 0.036533 | 466.1246 | -0.0025005 | 469.2816 | 0.051647 | 471.2828 | 0.039545 | 466.3458 | 0.03672 | 538.883 | 0.057244 | 466.3458 | 0.011903 | 469.2816 | 6.5754 | 538.883 | 12.5287 | 538.883 | 14.2049
|  | 539.1091 | 0 | 539.1091 | 0 | 471.5042 | 2.4765 | 473.1039 | 0.53226 | 471.5905 | 66.6909 | 466.567 | 69.9881 | 466.567 | 1.8716 | 539.1091 | 29.0672 | 469.4997 | 0.96319 | 473.1039 | 3.9075e-05 | 466.567 | 0.011658 | 466.3458 | 0.12007 | 469.4997 | 0.25775 | 471.5042 | 0.0399 | 466.567 | -0.02245 | 539.1091 | 0.0087742 | 466.567 | 0.0028754 | 469.4997 | 6.522 | 539.1091 | 12.5357 | 539.1091 | 14.1914
|  | 539.3353 | 0 | 539.3353 | 0 | 471.7257 | 2.8866 | 473.326 | 0.68881 | 471.814 | 65.1195 | 466.7882 | 70.4761 | 466.7882 | 1.9354 | 539.3353 | 28.8183 | 469.7179 | 1.0746 | 473.326 | 0.024061 | 466.7882 | 0.023398 | 466.567 | -0.039733 | 469.7179 | 0.24697 | 471.7257 | 0.040188 | 466.7882 | 0.027108 | 539.3353 | 0.05697 | 466.7882 | 0.0020724 | 469.7179 | 6.494 | 539.3353 | 12.6093 | 539.3353 | 14.2212
|  | 539.5615 | 0 | 539.5615 | 0 | 471.9471 | 2.39 | 473.5481 | 0.59488 | 472.0376 | 63.5216 | 467.0094 | 71.0918 | 467.0094 | 1.9834 | 539.5615 | 28.4091 | 469.9361 | 0.90271 | 473.5481 | -0.020333 | 467.0094 | 0.0086202 | 466.7882 | 0.11532 | 469.9361 | -0.12333 | 471.9471 | 0.040393 | 467.0094 | -0.0079878 | 539.5615 | 0.0037123 | 467.0094 | 0.00044845 | 469.9361 | 6.2881 | 539.5615 | 12.576 | 539.5615 | 14.2185
|  | 539.7877 | 0 | 539.7877 | 0 | 472.1686 | 2.891 | 473.7703 | 0.65124 | 472.2611 | 61.8092 | 467.2306 | 71.8595 | 467.2306 | 2.0378 | 539.7877 | 28.0887 | 470.1543 | 1.2421 | 473.7703 | 0.016014 | 467.2306 | 0.026025 | 467.0094 | -0.042031 | 470.1543 | 0.037941 | 472.1686 | 0.040508 | 467.2306 | 0.010466 | 539.7877 | 0.053341 | 467.2306 | 0.0040858 | 470.1543 | 6.2866 | 539.7877 | 12.6114 | 539.7877 | 14.2087
|  | 540.0139 | 0 | 540.0139 | 0 | 472.39 | 2.4536 | 473.9924 | 0.61367 | 472.4847 | 60.1437 | 467.4519 | 72.3663 | 467.4519 | 2.0618 | 540.0139 | 27.7687 | 470.3725 | 1.0612 | 473.9924 | -0.012684 | 467.4519 | 0.0024669 | 467.2306 | 0.050569 | 470.3725 | 0.23288 | 472.39 | 0.040542 | 467.4519 | -0.015036 | 540.0139 | 0.0085739 | 467.4519 | -0.0040163 | 470.3725 | 6.1266 | 540.0139 | 12.6374 | 540.0139 | 14.265
|  | 540.2402 | 0 | 540.2402 | 0 | 472.6115 | 2.865 | 474.2146 | 0.66376 | 472.7083 | 58.5282 | 467.6731 | 73.8469 | 467.6731 | 2.1823 | 540.2402 | 27.7817 | 470.5907 | 1.1441 | 474.2146 | 0.012153 | 467.6731 | 0.023726 | 467.4519 | -0.025578 | 470.5907 | 0.16493 | 472.6115 | 0.040512 | 467.6731 | 0.018315 | 540.2402 | 0.048279 | 467.6731 | 0.0060822 | 470.5907 | 6.0214 | 540.2402 | 12.8194 | 540.2402 | 14.4217
|  | 540.4664 | 0 | 540.4664 | 0 | 472.833 | 2.4737 | 474.4368 | 0.56357 | 472.9318 | 56.8745 | 467.8944 | 74.1674 | 467.8944 | 2.216 | 540.4664 | 27.4753 | 470.8089 | 1.083 | 474.4368 | -0.00029505 | 467.8944 | 0.012397 | 467.6731 | 0.051523 | 470.8089 | -0.019316 | 472.833 | 0.040439 | 467.8944 | -0.0087682 | 540.4664 | 0.0071928 | 467.8944 | -0.0019671 | 470.8089 | 5.9612 | 540.4664 | 12.8723 | 540.4664 | 14.4576
|  | 540.6927 | 0 | 540.6927 | 0 | 473.0545 | 2.9334 | 474.659 | 0.67003 | 473.1555 | 55.1885 | 468.1157 | 75.245 | 468.1157 | 2.2367 | 540.6927 | 27.4074 | 471.0271 | 1.3003 | 474.659 | 0.0085516 | 468.1157 | 0.0092769 | 467.8944 | -0.037947 | 471.0271 | 0.32547 | 473.0545 | 0.040344 | 468.1157 | 0.047988 | 540.6927 | 0.053945 | 468.1157 | -0.0020329 | 471.0271 | 6.0415 | 540.6927 | 13.0177 | 540.6927 | 14.5709
|  | 540.9189 | 0 | 540.9189 | 0 | 473.276 | 2.4257 | 474.8812 | 0.526 | 473.3791 | 53.6142 | 468.337 | 75.8222 | 468.337 | 2.3115 | 540.9189 | 26.835 | 471.2454 | 1.2129 | 474.8812 | -0.0036527 | 468.337 | 0.0089485 | 468.1157 | 0.094294 | 471.2454 | -0.13358 | 473.276 | 0.040247 | 468.337 | 0.0065029 | 540.9189 | 0.011769 | 468.337 | 2.2551e-05 | 471.2454 | 5.8549 | 540.9189 | 12.95 | 540.9189 | 14.4853
|  | 541.1452 | 0 | 541.1452 | 0 | 473.4975 | 2.902 | 475.1034 | 0.61367 | 473.6027 | 52.0133 | 468.5583 | 76.5768 | 468.5583 | 2.3766 | 541.1452 | 26.6862 | 471.4636 | 1.33 | 475.1034 | 0.018469 | 468.5583 | 0.0133 | 468.337 | -0.027723 | 471.4636 | 0.22894 | 473.4975 | 0.040161 | 468.5583 | 0.02504 | 541.1452 | 0.057134 | 468.5583 | 0.0029402 | 471.4636 | 5.6996 | 541.1452 | 13.0404 | 541.1452 | 14.5839
|  | 541.3715 | 0 | 541.3715 | 0 | 473.7191 | 2.4113 | 475.3256 | 0.51348 | 473.8264 | 50.533 | 468.7796 | 76.9504 | 468.7796 | 2.3934 | 541.3715 | 26.2438 | 471.6818 | 1.2169 | 475.3256 | -0.019486 | 468.7796 | 0.0071651 | 468.5583 | 0.10718 | 471.6819 | -0.019428 | 473.7191 | 0.040094 | 468.7796 | -0.00011004 | 541.3715 | 0.011853 | 468.7796 | 0.0011565 | 471.6819 | 5.692 | 541.3715 | 13.0418 | 541.3715 | 14.548
|  | 541.5978 | 0 | 541.5978 | 0 | 473.9406 | 2.8514 | 475.5479 | 0.62619 | 474.05 | 49.1054 | 469.0009 | 77.965 | 469.0009 | 2.4779 | 541.5978 | 26.2492 | 471.9001 | 1.2723 | 475.5479 | 0.006132 | 469.0009 | 0.01527 | 468.7796 | -0.020643 | 471.9001 | 0.24343 | 473.9406 | 0.04005 | 469.0009 | 0.040248 | 541.5978 | 0.04257 | 469.0009 | 0.0026687 | 471.9001 | 5.6556 | 541.5978 | 13.1808 | 541.5978 | 14.7161
|  | 541.8241 | 0 | 541.8241 | 0 | 474.1622 | 2.4017 | 475.7701 | 0.48217 | 474.2736 | 47.7954 | 469.2222 | 78.5373 | 469.2222 | 2.4914 | 541.8241 | 25.753 | 472.1184 | 1.3445 | 475.7701 | -0.009649 | 469.2222 | 0.0045397 | 469.0009 | 0.10447 | 472.1184 | 0.021513 | 474.1622 | 0.040031 | 469.2222 | -0.0066981 | 541.8241 | 0.0044302 | 469.2222 | 0.0028333 | 472.1184 | 5.7645 | 541.8241 | 13.1531 | 541.8241 | 14.6391
|  | 542.0505 | 0 | 542.0505 | 0 | 474.3837 | 2.8342 | 475.9924 | 0.5667 | 474.4973 | 46.5001 | 469.4436 | 78.8553 | 469.4436 | 2.6093 | 542.0505 | 25.6554 | 472.3367 | 1.4689 | 475.9924 | 0.012627 | 469.4436 | 0.016994 | 469.2222 | -0.032033 | 472.3367 | 0.11799 | 474.3837 | 0.040034 | 469.4436 | 0.027384 | 542.0505 | 0.047538 | 469.4436 | 0.0024568 | 472.3367 | 5.6166 | 542.0505 | 13.282 | 542.0505 | 14.7708
|  | 542.2768 | 0 | 542.2768 | 0 | 474.6053 | 2.4736 | 476.2147 | 0.49782 | 474.721 | 45.2928 | 469.6649 | 79.1178 | 469.6649 | 2.7058 | 542.2768 | 25.2166 | 472.555 | 1.4493 | 476.2147 | -0.0042364 | 469.6649 | 0.012068 | 469.4436 | 0.047962 | 472.555 | 0.037976 | 474.6053 | 0.040061 | 469.6649 | 0.0040178 | 542.2768 | 0.011728 | 469.6649 | -8.0601e-05 | 472.555 | 5.445 | 542.2768 | 13.2527 | 542.2768 | 14.7335
|  | 542.5032 | 0 | 542.5032 | 0 | 474.8269 | 2.8054 | 476.437 | 0.62932 | 474.9447 | 44.1179 | 469.8863 | 79.7824 | 469.8863 | 2.7008 | 542.5032 | 25.1472 | 472.7733 | 1.4806 | 476.437 | 0.0029458 | 469.8863 | 0.017322 | 469.6649 | 0.0081629 | 472.7733 | 0.27999 | 474.8269 | 0.040112 | 469.8863 | 0.016354 | 542.5032 | 0.053665 | 469.8863 | 0.0054421 | 472.7733 | 5.4449 | 542.5032 | 13.3954 | 542.5032 | 14.841
|  | 542.7295 | 0 | 542.7295 | 0 | 475.0485 | 2.466 | 476.6593 | 0.46338 | 475.1684 | 42.9959 | 470.1077 | 79.2788 | 470.1077 | 2.8111 | 542.7295 | 24.5869 | 472.9917 | 1.554 | 476.6593 | -0.0086911 | 470.1077 | 1.2131e-05 | 469.8863 | 0.070551 | 472.9917 | 0.046643 | 475.0485 | 0.040188 | 470.1077 | -0.0062647 | 542.7295 | -0.00060937 | 470.1077 | -0.0065394 | 472.9917 | 5.3084 | 542.7295 | 13.318 | 542.7295 | 14.7297
|  | 542.9559 | 0 | 542.9559 | 0 | 475.2701 | 2.8121 | 476.8816 | 0.6982 | 475.3922 | 41.9208 | 470.3291 | 80.6057 | 470.3291 | 2.874 | 542.9559 | 24.4654 | 473.21 | 1.638 | 476.8816 | 0.02118 | 470.3291 | 0.02389 | 470.1077 | -0.022605 | 473.21 | 0.31066 | 475.2701 | 0.040294 | 470.3291 | 0.048762 | 542.9559 | 0.056458 | 470.3291 | 0.0064829 | 473.21 | 5.3167 | 542.9559 | 13.4326 | 542.9559 | 14.8256
|  | 543.1823 | 0 | 543.1823 | 0 | 475.4917 | 2.3662 | 477.104 | 0.46025 | 475.6159 | 40.931 | 470.5505 | 80.0056 | 470.5505 | 2.8978 | 543.1823 | 24.0775 | 473.4284 | 1.5321 | 477.104 | -0.012668 | 470.5505 | 0.0045482 | 470.3291 | 0.066544 | 473.4284 | 0.0091165 | 475.4917 | 0.040429 | 470.5505 | -0.0070968 | 543.1823 | 0.0075961 | 470.5505 | -0.0078983 | 473.4284 | 5.1202 | 543.1823 | 13.409 | 543.1823 | 14.8211
|  | 543.4087 | 0 | 543.4087 | 0 | 475.7133 | 2.7597 | 477.3263 | 0.57297 | 475.8396 | 39.9147 | 470.7719 | 79.9141 | 470.7719 | 2.9141 | 543.4087 | 23.7917 | 473.6468 | 1.7209 | 477.3263 | 0.011264 | 470.7719 | 0.021756 | 470.5505 | -0.020288 | 473.6468 | 0.10876 | 475.7133 | 0.040593 | 470.7719 | 0.033524 | 543.4087 | 0.045176 | 470.7719 | 0.0072772 | 473.6468 | 5.3101 | 543.4087 | 13.4415 | 543.4087 | 14.8094
|  | 543.6351 | 0 | 543.6351 | 0 | 475.935 | 2.4104 | 477.5487 | 0.51974 | 476.0634 | 39.0041 | 470.9934 | 80.2566 | 470.9934 | 3.0202 | 543.6351 | 23.407 | 473.8651 | 1.6061 | 477.5487 | -0.0090807 | 470.9934 | 0.0074161 | 470.7719 | 0.065892 | 473.8651 | -0.06822 | 475.935 | 0.040782 | 470.9934 | -0.0013154 | 543.6351 | -0.00096318 | 470.9934 | -0.0033287 | 473.8651 | 5.191 | 543.6351 | 13.4099 | 543.6351 | 14.7887
|  | 543.8616 | 0 | 543.8616 | 0 | 476.1566 | 2.7706 | 477.7711 | 0.55418 | 476.2872 | 38.0613 | 471.2148 | 81.3382 | 471.2148 | 3.0473 | 543.8616 | 23.123 | 474.0835 | 1.7813 | 477.7711 | 0.004874 | 471.2148 | 0.0188 | 470.9934 | -0.038312 | 474.0835 | 0.46632 | 476.1566 | 0.040988 | 471.2148 | 0.030497 | 543.8616 | 0.037719 | 471.2148 | 0.0033027 | 474.0835 | 4.9844 | 543.8616 | 13.4544 | 543.8616 | 14.7786
|  | 544.088 | 0 | 544.088 | 0 | 476.3783 | 2.3613 | 477.9934 | 0.43207 | 476.511 | 37.1771 | 471.4362 | 80.9908 | 471.4362 | 3.1298 | 544.088 | 22.7639 | 474.3019 | 1.7293 | 477.9934 | -0.0031394 | 471.4362 | 0.0054344 | 471.2148 | 0.076656 | 474.3019 | -0.23885 | 476.3783 | 0.0412 | 471.4362 | -0.015088 | 544.088 | 0.0016252 | 471.4362 | -0.0032593 | 474.3019 | 4.9642 | 544.088 | 13.4749 | 544.088 | 14.7998
|  | 544.3144 | 0 | 544.3144 | 0 | 476.6 | 2.8065 | 478.2158 | 0.52287 | 476.7347 | 36.3165 | 471.6577 | 81.3554 | 471.6577 | 3.1808 | 544.3144 | 22.7066 | 474.5203 | 1.974 | 478.2158 | 0.0085244 | 471.6577 | 0.018308 | 471.4362 | -0.044042 | 474.5203 | 0.27079 | 476.6 | 0.041409 | 471.6577 | 0.043731 | 544.3144 | 0.052422 | 471.6577 | 0.0030878 | 474.5203 | 5.0476 | 544.3144 | 13.633 | 544.3144 | 14.9575
|  | 544.5409 | 0 | 544.5409 | 0 | 476.8217 | 2.4207 | 478.4383 | 0.46651 | 476.9586 | 35.5058 | 471.8791 | 80.9164 | 471.8791 | 3.2122 | 544.5409 | 22.2742 | 474.7387 | 1.8413 | 478.4383 | -0.0040022 | 471.8791 | 0.010262 | 471.6577 | 0.068516 | 474.7387 | 0.11955 | 476.8217 | 0.041603 | 471.8791 | 0.0094496 | 544.5409 | 0.0039705 | 471.8791 | 0.0057485 | 474.7387 | 4.7782 | 544.5409 | 13.5859 | 544.5409 | 14.8681
|  | 544.7674 | 0 | 544.7674 | 0 | 477.0434 | 2.7727 | 478.6607 | 0.54792 | 477.1824 | 34.6775 | 472.1006 | 81.0676 | 472.1006 | 3.2643 | 544.7674 | 22.1087 | 474.9572 | 1.8872 | 478.6607 | 0.0040705 | 472.1006 | 0.017979 | 471.8791 | 0.036734 | 474.9572 | 0.2309 | 477.0434 | 0.041775 | 472.1006 | 0.022763 | 544.7674 | 0.048503 | 472.1006 | 0.0035903 | 474.9572 | 4.9679 | 544.7674 | 13.6669 | 544.7674 | 14.9395
|  | 544.9939 | 0 | 544.9939 | 0 | 477.2651 | 2.316 | 478.8832 | 0.44773 | 477.4062 | 33.8521 | 472.3221 | 81.2892 | 472.3221 | 3.3449 | 544.9939 | 21.7094 | 475.1756 | 1.9717 | 478.8832 | -0.0098392 | 472.3221 | 0.0082096 | 472.1006 | 0.077335 | 475.1756 | 0.045578 | 477.2651 | 0.041923 | 472.3221 | -0.024452 | 544.9939 | 0.010096 | 472.3221 | 0.0055921 | 475.1756 | 4.7427 | 544.9939 | 13.6479 | 544.9939 | 14.8784
|  | 545.2204 | 0 | 545.2204 | 0 | 477.4868 | 2.7234 | 479.1056 | 0.51974 | 477.63 | 32.9798 | 472.5436 | 81.2279 | 472.5436 | 3.519 | 545.2204 | 21.5948 | 475.3941 | 2.1817 | 479.1056 | 0.014329 | 472.5436 | 0.025532 | 472.3221 | -0.012476 | 475.3941 | 0.38698 | 477.4868 | 0.042046 | 472.5436 | 0.040635 | 545.2204 | 0.039555 | 472.5436 | 0.0083406 | 475.3941 | 4.7866 | 545.2204 | 13.764 | 545.2204 | 14.9737
|  | 545.4469 | 0 | 545.4469 | 0 | 477.7085 | 2.3731 | 479.3281 | 0.42268 | 477.8539 | 32.1955 | 472.7652 | 81.5067 | 472.7652 | 3.4477 | 545.4469 | 21.217 | 475.6125 | 2.1381 | 479.3281 | -0.013747 | 472.7652 | 0.0050052 | 472.5436 | 0.10922 | 475.6125 | 0.17469 | 477.7085 | 0.042143 | 472.7652 | -0.033835 | 545.4469 | 0.011124 | 472.7652 | -0.0029277 | 475.6125 | 4.6573 | 545.4469 | 13.7518 | 545.4469 | 14.9425
|  | 545.6734 | 0 | 545.6734 | 0 | 477.9303 | 2.7785 | 479.5505 | 0.58549 | 478.0778 | 31.426 | 472.9867 | 81.7519 | 472.9867 | 3.5965 | 545.6734 | 20.9766 | 475.831 | 2.2349 | 479.5505 | 0.02118 | 472.9867 | 0.015927 | 472.7652 | -0.033242 | 475.831 | 0.20763 | 477.9303 | 0.042214 | 472.9867 | 0.038345 | 545.6734 | 0.038154 | 472.9867 | 0.0031002 | 475.831 | 4.6177 | 545.6734 | 13.7759 | 545.6734 | 14.9339
|  | 545.9 | 0 | 545.9 | 0 | 478.152 | 2.2779 | 479.773 | 0.36319 | 478.3016 | 30.7563 | 473.2082 | 80.8502 | 473.2082 | 3.7643 | 545.9 | 20.5626 | 476.0495 | 2.2282 | 479.773 | -0.0085304 | 473.2082 | 0.0045535 | 472.9867 | 0.031085 | 476.0495 | 0.056096 | 478.152 | 0.042252 | 473.2082 | -0.0086954 | 545.9 | 0.0020027 | 473.2082 | -0.00061592 | 476.0495 | 4.4902 | 545.9 | 13.7318 | 545.9 | 14.9031
|  | 546.1265 | 0 | 546.1265 | 0 | 478.3738 | 2.7842 | 479.9955 | 0.50408 | 478.5255 | 30.0542 | 473.4298 | 81.7315 | 473.4298 | 3.7477 | 546.1265 | 20.5052 | 476.268 | 2.4091 | 479.9955 | 0.012573 | 473.4298 | 0.013382 | 473.2082 | -0.051732 | 476.268 | 0.21934 | 478.3738 | 0.042248 | 473.4298 | 0.026432 | 546.1265 | 0.048263 | 473.4298 | 0.0013023 | 476.268 | 4.6554 | 546.1265 | 13.8907 | 546.1265 | 15.0216
|  | 546.3531 | 0 | 546.3531 | 0 | 478.5956 | 2.3299 | 480.2181 | 0.40702 | 478.7494 | 29.4139 | 473.6514 | 81.4789 | 473.6514 | 3.8689 | 546.3531 | 20.107 | 476.4865 | 2.4819 | 480.2181 | -0.0080804 | 473.6514 | 0.0032027 | 473.4298 | 0.086153 | 476.4865 | 0.03421 | 478.5956 | 0.042188 | 473.6514 | -0.016843 | 546.3531 | 0.012118 | 473.6514 | -0.0062921 | 476.4865 | 4.3929 | 546.3531 | 13.8521 | 546.3531 | 14.9723
|  | 546.5797 | 0 | 546.5797 | 0 | 478.8173 | 2.8096 | 480.4406 | 0.56357 | 478.9734 | 28.7618 | 473.8729 | 81.756 | 473.8729 | 3.9582 | 546.5797 | 19.9732 | 476.705 | 2.4651 | 480.4406 | 0.022536 | 473.8729 | 0.022905 | 473.6514 | -0.040082 | 476.705 | 0.14999 | 478.8173 | 0.042056 | 473.8729 | 0.036433 | 546.5797 | 0.039598 | 473.8729 | 0.0086155 | 476.705 | 4.6161 | 546.5797 | 13.9635 | 546.5797 | 15.0476
|  | 546.8063 | 0 | 546.8063 | 0 | 479.0391 | 2.3391 | 480.6631 | 0.38511 | 479.1973 | 28.0951 | 474.0945 | 81.4396 | 474.0945 | 3.987 | 546.8063 | 19.5774 | 476.9235 | 2.5239 | 480.6631 | -0.0097181 | 474.0945 | 0.011083 | 473.8729 | 0.082083 | 476.9236 | -0.028745 | 479.0391 | 0.041839 | 474.0945 | -0.012071 | 546.8063 | 0.0151 | 474.0945 | -0.0016613 | 476.9236 | 4.4708 | 546.8063 | 13.9226 | 546.8063 | 14.9829
|  | 547.0329 | 0 | 547.0329 | 0 | 479.2609 | 2.7858 | 480.8857 | 0.60741 | 479.4212 | 27.3843 | 474.3161 | 81.1437 | 474.3161 | 4.0669 | 547.0329 | 19.3127 | 477.1421 | 2.5917 | 480.8857 | 0.013533 | 474.3161 | 0.016501 | 474.0945 | 0.0029382 | 477.1421 | 0.068317 | 479.2609 | 0.041534 | 474.3161 | 0.020101 | 547.0329 | 0.046531 | 474.3161 | 0.0080683 | 477.1421 | 4.5111 | 547.0329 | 13.9253 | 547.0329 | 14.9458
|  | 547.2595 | 0 | 547.2595 | 0 | 479.4827 | 2.3115 | 481.1083 | 0.38198 | 479.6452 | 26.7234 | 474.5377 | 81.1494 | 474.5377 | 4.1077 | 547.2595 | 19.0042 | 477.3607 | 2.7417 | 481.1083 | -0.007119 | 474.5377 | 0.015845 | 474.3161 | 0.088867 | 477.3607 | 0.013447 | 479.4827 | 0.041146 | 474.5377 | 0.014057 | 547.2595 | 0.01869 | 474.5377 | 0.0053021 | 477.3607 | 4.3418 | 547.2595 | 13.9364 | 547.2595 | 14.9555
|  | 547.4861 | 0 | 547.4861 | 0 | 479.7046 | 2.7779 | 481.3309 | 0.53539 | 479.8691 | 26.1036 | 474.7593 | 81.4879 | 474.7593 | 4.2805 | 547.4861 | 18.7342 | 477.5792 | 2.8403 | 481.3309 | 0.015596 | 474.7593 | 0.021181 | 474.5377 | -0.0449 | 477.5792 | 0.30911 | 479.7046 | 0.040698 | 474.7593 | 0.043344 | 547.4861 | 0.044596 | 474.7593 | 0.0024742 | 477.5792 | 4.4562 | 547.4861 | 13.9339 | 547.4861 | 14.9193
|  | 547.7128 | 0 | 547.7128 | 0 | 479.9264 | 2.3248 | 481.5535 | 0.40076 | 480.0931 | 25.5514 | 474.981 | 80.6744 | 474.981 | 4.3227 | 547.7128 | 18.3113 | 477.7978 | 2.7843 | 481.5535 | -0.0023512 | 474.981 | 0.0066599 | 474.7593 | 0.055582 | 477.7978 | -0.27208 | 479.9264 | 0.040223 | 474.981 | 0.017625 | 547.7128 | 0.013596 | 474.981 | -0.0021747 | 477.7978 | 4.3566 | 547.7128 | 13.8738 | 547.7128 | 14.8375
|  | 547.9394 | 0 | 547.9394 | 0 | 480.1483 | 2.6945 | 481.7761 | 0.46964 | 480.3171 | 24.9434 | 475.2026 | 80.8771 | 475.2026 | 4.3704 | 547.9394 | 18.1336 | 478.0164 | 2.9428 | 481.7761 | 0.018808 | 475.2026 | 0.017897 | 474.981 | 0.043594 | 478.0164 | 0.21817 | 480.1483 | 0.03976 | 475.2026 | 0.033122 | 547.9394 | 0.042284 | 475.2026 | 0.011367 | 478.0164 | 4.3832 | 547.9394 | 13.94 | 547.9394 | 14.8607
|  | 548.1661 | 0 | 548.1661 | 0 | 480.3701 | 2.279 | 481.9987 | 0.41955 | 480.5411 | 24.3735 | 475.4243 | 80.4823 | 475.4243 | 4.3763 | 548.1661 | 17.8236 | 478.235 | 3.0419 | 481.9987 | -0.015583 | 475.4243 | 0.0046937 | 475.2026 | 0.11736 | 478.235 | -0.0063408 | 480.3701 | 0.039351 | 475.4243 | -0.01023 | 548.1661 | 0.013262 | 475.4243 | 0.002754 | 478.235 | 4.2114 | 548.1661 | 13.9338 | 548.1661 | 14.8413
|  | 548.3928 | 0 | 548.3928 | 0 | 480.592 | 2.761 | 482.2213 | 0.54479 | 480.7651 | 23.7743 | 475.6459 | 80.2133 | 475.6459 | 4.56 | 548.3928 | 17.5826 | 478.4536 | 3.1102 | 482.2213 | 0.019994 | 475.6459 | 0.021427 | 475.4243 | -0.031908 | 478.4536 | 0.2876 | 480.592 | 0.039028 | 475.6459 | 0.030827 | 548.3928 | 0.036798 | 475.6459 | 0.00015734 | 478.4536 | 4.1872 | 548.3928 | 13.9691 | 548.3928 | 14.835
|  | 548.6195 | 0 | 548.6195 | 0 | 480.8139 | 2.3208 | 482.444 | 0.45712 | 480.9891 | 23.2074 | 475.8676 | 79.6639 | 475.8676 | 4.6955 | 548.6195 | 17.2433 | 478.6722 | 3.0811 | 482.444 | -0.0059422 | 475.8676 | 0.0070069 | 475.6459 | 0.094294 | 478.6722 | -0.021486 | 480.8139 | 0.038811 | 475.8676 | 0.01298 | 548.6195 | 0.017815 | 475.8676 | -0.0076642 | 478.6722 | 4.1058 | 548.6195 | 13.9114 | 548.6195 | 14.7552
|  | 548.8461 | 0 | 548.8461 | 0 | 481.0358 | 2.7158 | 482.6667 | 0.51035 | 481.2132 | 22.6024 | 476.0893 | 79.7465 | 476.0893 | 4.699 | 548.8461 | 17.02 | 478.8909 | 3.2418 | 482.6667 | 0.026433 | 476.0893 | 0.020935 | 475.8676 | -0.00022489 | 478.8909 | 0.25057 | 481.0358 | 0.038704 | 476.0893 | 0.036324 | 548.8461 | 0.035659 | 476.0893 | 0.0043049 | 478.8909 | 4.0181 | 548.8461 | 13.9227 | 548.8461 | 14.7323
|  | 549.0729 | 0 | 549.0729 | 0 | 481.2577 | 2.3746 | 482.8893 | 0.36632 | 481.4372 | 22.0472 | 476.311 | 79.5584 | 476.311 | 4.9186 | 549.0729 | 16.7494 | 479.1095 | 3.2799 | 482.8893 | -0.019655 | 476.311 | 0.0060921 | 476.0893 | 0.11736 | 479.1095 | 0.1512 | 481.2577 | 0.038696 | 476.311 | 0.0016946 | 549.0729 | 0.016991 | 476.311 | 0.0015587 | 479.1095 | 4.0242 | 549.0729 | 13.9678 | 549.0729 | 14.7474
|  | 549.2996 | 0 | 549.2996 | 0 | 481.4796 | 2.7112 | 483.112 | 0.46025 | 481.6612 | 21.5273 | 476.5327 | 79.251 | 476.5327 | 4.9506 | 549.2996 | 16.5694 | 479.3282 | 3.5464 | 483.112 | 0.0070029 | 476.5327 | 0.016912 | 476.311 | -0.034456 | 479.3282 | -0.088754 | 481.4796 | 0.038765 | 476.5327 | 0.031755 | 549.2996 | 0.043072 | 476.5327 | 0.00059165 | 479.3282 | 3.9798 | 549.2996 | 14.0109 | 549.2996 | 14.7681
|  | 549.5263 | 0 | 549.5263 | 0 | 481.7015 | 2.3213 | 483.3347 | 0.36632 | 481.8854 | 21.122 | 476.7545 | 78.4367 | 476.7545 | 5.0766 | 549.5263 | 16.2513 | 479.5468 | 3.5688 | 483.3347 | -0.016935 | 476.7545 | 0.0064974 | 476.5327 | 0.050624 | 479.5468 | 0.15945 | 481.7015 | 0.038886 | 476.7545 | -0.0087317 | 549.5263 | 0.020504 | 476.7545 | 0.00037964 | 479.5468 | 3.9791 | 549.5263 | 13.9853 | 549.5263 | 14.7298
|  | 549.7531 | 0 | 549.7531 | 0 | 481.9234 | 2.7758 | 483.5575 | 0.50408 | 482.1094 | 20.7166 | 476.9762 | 79.1112 | 476.9762 | 5.0557 | 549.7531 | 16.1209 | 479.7655 | 3.6915 | 483.5575 | 0.02135 | 476.9762 | 0.012561 | 476.7545 | -0.032809 | 479.7655 | 0.23098 | 481.9234 | 0.039033 | 476.9762 | 0.031627 | 549.7531 | 0.035461 | 476.9762 | -0.00029879 | 479.7655 | 4.0802 | 549.7531 | 14.0806 | 549.7531 | 14.7894
|  | 549.9799 | 0 | 549.9799 | 0 | 482.1454 | 2.3572 | 483.7802 | 0.41955 | 482.3335 | 20.3847 | 477.1979 | 78.5757 | 477.1979 | 5.2583 | 549.9799 | 15.8906 | 479.9842 | 3.8332 | 483.7802 | -0.0023804 | 477.1979 | 0.0051554 | 476.9762 | 0.081405 | 479.9842 | -0.025849 | 482.1454 | 0.039186 | 477.1979 | 0.0033059 | 549.9799 | 0.017117 | 477.1979 | 0.0029271 | 479.9842 | 4.0457 | 549.9799 | 14.144 | 549.9799 | 14.8163
|  | 550.2066 | 0 | 550.2066 | 0 | 482.3673 | 2.8216 | 484.0029 | 0.49469 | 482.5576 | 20.0587 | 477.4197 | 78.0566 | 477.4197 | 5.4596 | 550.2066 | 15.8267 | 480.2029 | 3.9944 | 484.0029 | 0.029313 | 477.4197 | 0.017569 | 477.1979 | -0.031022 | 480.2029 | 0.066337 | 482.3673 | 0.039332 | 477.4197 | 0.047214 | 550.2066 | 0.037177 | 477.4197 | 0.004723 | 480.2029 | 3.9815 | 550.2066 | 14.3059 | 550.2066 | 14.9577
|  | 550.4334 | 0 | 550.4334 | 0 | 482.5893 | 2.323 | 484.2257 | 0.37885 | 482.7817 | 19.8178 | 477.6415 | 77.0804 | 477.6415 | 5.428 | 550.4334 | 15.595 | 480.4216 | 3.948 | 484.2257 | -0.016044 | 477.6415 | 0.0067577 | 477.4197 | 0.069194 | 480.4216 | -0.042302 | 482.5893 | 0.039462 | 477.6415 | -0.0081986 | 550.4334 | 0.021779 | 477.6415 | -0.00057762 | 480.4216 | 3.9475 | 550.4334 | 14.3198 | 550.4334 | 14.95
|  | 550.6602 | 0 | 550.6602 | 0 | 482.8113 | 2.7846 | 484.4485 | 0.52913 | 483.0059 | 19.6269 | 477.8632 | 76.7542 | 477.8632 | 5.5509 | 550.6602 | 15.396 | 480.6403 | 4.2117 | 484.4485 | 0.035074 | 477.8632 | 0.025286 | 477.6415 | -0.044056 | 480.6403 | 0.244 | 482.8113 | 0.039574 | 477.8632 | 0.021404 | 550.6602 | 0.040208 | 477.8632 | 0.0064089 | 480.6403 | 3.9728 | 550.6602 | 14.3657 | 550.6602 | 14.9692
|  | 550.887 | 0 | 550.887 | 0 | 483.0333 | 2.3581 | 484.6712 | 0.33501 | 483.23 | 19.4771 | 478.085 | 76.4713 | 478.085 | 5.6398 | 550.887 | 15.1829 | 480.8591 | 4.2543 | 484.6712 | -0.010039 | 478.085 | 0.0079954 | 477.8632 | 0.14856 | 480.8591 | 0.052727 | 483.0333 | 0.039664 | 478.085 | -0.02294 | 550.887 | 0.022793 | 478.085 | 0.0029884 | 480.8591 | 4.0215 | 550.887 | 14.4039 | 550.887 | 14.9898
|  | 551.1138 | 0 | 551.1138 | 0 | 483.2553 | 2.7754 | 484.894 | 0.56983 | 483.4542 | 19.2686 | 478.3068 | 75.935 | 478.3068 | 5.7004 | 551.1138 | 15.0322 | 481.0778 | 4.5236 | 484.894 | 0.020502 | 478.3068 | 0.01486 | 478.085 | -0.051747 | 481.0778 | 0.24324 | 483.2553 | 0.039732 | 478.3068 | 0.044118 | 551.1138 | 0.039457 | 478.3068 | 0.0036356 | 481.0778 | 4.1255 | 551.1138 | 14.4828 | 551.1138 | 15.0392
|  | 551.3407 | 0 | 551.3407 | 0 | 483.4773 | 2.357 | 485.1168 | 0.33814 | 483.6783 | 19.1452 | 478.5286 | 75.3668 | 478.5286 | 5.8947 | 551.3407 | 14.7911 | 481.2966 | 4.6642 | 485.1168 | -0.0047955 | 478.5286 | 0.0094411 | 478.3068 | 0.084797 | 481.2966 | 0.28486 | 483.4773 | 0.039775 | 478.5286 | -0.028422 | 551.3407 | 0.024146 | 478.5286 | -0.00094963 | 481.2966 | 3.9525 | 551.3407 | 14.4944 | 551.3407 | 15.0225
|  | 551.5675 | 0 | 551.5675 | 0 | 483.6993 | 2.782 | 485.3397 | 0.46964 | 483.9025 | 18.9396 | 478.7505 | 75.1673 | 478.7505 | 6.0374 | 551.5675 | 14.5665 | 481.5153 | 4.8288 | 485.3397 | 0.0027265 | 478.7505 | 0.012807 | 478.5286 | -0.064909 | 481.5153 | 0.28483 | 483.6993 | 0.039795 | 478.7505 | 0.02412 | 551.5675 | 0.036924 | 478.7505 | 0.0012522 | 481.5153 | 3.9912 | 551.5675 | 14.504 | 551.5675 | 15.0077
|  | 551.7944 | 0 | 551.7944 | 0 | 483.9214 | 2.3121 | 485.5625 | 0.34441 | 484.1267 | 18.7487 | 478.9723 | 74.2116 | 478.9723 | 6.1294 | 551.7944 | 14.3955 | 481.7341 | 4.9504 | 485.5625 | -0.010137 | 478.9723 | 0.0053817 | 478.7505 | 0.060211 | 481.7341 | -0.14246 | 483.9214 | 0.039795 | 478.9723 | 0.0078391 | 551.7944 | 0.022726 | 478.9723 | 0.00033089 | 481.7341 | 4.0785 | 551.7944 | 14.579 | 551.7944 | 15.0597
|  | 552.0213 | 0 | 552.0213 | 0 | 484.1434 | 2.7446 | 485.7853 | 0.44773 | 484.3509 | 18.5049 | 479.1941 | 74.1568 | 479.1941 | 6.2398 | 552.0213 | 14.2542 | 481.9529 | 5.1083 | 485.7853 | 0.019316 | 479.1941 | 0.017651 | 478.9723 | -0.030552 | 481.9529 | 0.27308 | 484.1434 | 0.039781 | 479.1941 | 0.041409 | 552.0213 | 0.032701 | 479.1941 | -0.00069367 | 481.9529 | 4.0537 | 552.0213 | 14.6644 | 552.0213 | 15.1225
|  | 552.2482 | 0 | 552.2482 | 0 | 484.3655 | 2.2364 | 486.0082 | 0.40702 | 484.5751 | 18.2963 | 479.416 | 73.0204 | 479.416 | 6.2706 | 552.2482 | 14.0885 | 482.1717 | 5.2718 | 486.0082 | -0.0080411 | 479.416 | 0.01371 | 479.1941 | 0.10447 | 482.1717 | -0.15135 | 484.3655 | 0.039761 | 479.416 | 0.0042537 | 552.2482 | 0.026143 | 479.416 | -0.003348 | 482.1717 | 4.0335 | 552.2482 | 14.7386 | 552.2482 | 15.1662
|  | 552.4751 | 0 | 552.4751 | 0 | 484.5876 | 2.7406 | 486.231 | 0.47277 | 484.7994 | 17.9996 | 479.6379 | 72.4481 | 479.6379 | 6.3248 | 552.4751 | 13.9744 | 482.3905 | 5.5283 | 486.231 | 0.025755 | 479.6379 | 0.028405 | 479.416 | -0.035953 | 482.3905 | 0.023518 | 484.5876 | 0.039742 | 479.6379 | 0.044505 | 552.4751 | 0.038768 | 479.6379 | 0.0062371 | 482.3905 | 4.1597 | 552.4751 | 14.8553 | 552.4751 | 15.2222
|  | 552.702 | 0 | 552.702 | 0 | 484.8096 | 2.3437 | 486.454 | 0.29814 | 485.0236 | 17.703 | 479.8598 | 71.8627 | 479.8598 | 6.5453 | 552.702 | 13.789 | 482.6093 | 5.6615 | 486.454 | -0.024738 | 479.8598 | 0.0056973 | 479.6379 | 0.078013 | 482.6093 | -0.022936 | 484.8096 | 0.039731 | 479.8598 | -0.012369 | 552.702 | 0.024466 | 479.8598 | -0.0036672 | 482.6093 | 4.1267 | 552.702 | 14.9269 | 552.702 | 15.2586
|  | 552.9289 | 0 | 552.9289 | 0 | 485.0317 | 2.7598 | 486.6769 | 0.45712 | 485.2478 | 17.2976 | 480.0817 | 70.7925 | 480.0817 | 6.5226 | 552.9289 | 13.6248 | 482.8282 | 5.9499 | 486.6769 | 0.006892 | 480.0817 | 0.021181 | 479.8598 | -0.027741 | 482.8282 | 0.25888 | 485.0317 | 0.039733 | 480.0817 | 0.032335 | 552.9289 | 0.03688 | 480.0817 | 0.0050153 | 482.8282 | 4.0119 | 552.9289 | 14.9946 | 552.9289 | 15.291
|  | 553.1558 | 0 | 553.1558 | 0 | 485.2538 | 2.3017 | 486.8997 | 0.28369 | 485.4721 | 16.7425 | 480.3036 | 69.415 | 480.3036 | 6.8157 | 553.1558 | 13.4169 | 483.047 | 5.9158 | 486.8997 | -0.0078936 | 480.3036 | 0.009359 | 480.0817 | 0.1099 | 483.047 | -0.014342 | 485.2538 | 0.039749 | 480.3036 | -0.01335 | 553.1558 | 0.031305 | 480.3036 | 0.0024533 | 483.047 | 4.1426 | 553.1558 | 15.0121 | 553.1558 | 15.2792
|  | 553.3828 | 0 | 553.3828 | 0 | 485.4759 | 2.697 | 487.1227 | 0.49469 | 485.6964 | 16.1257 | 480.5255 | 69.7747 | 480.5255 | 6.8126 | 553.3828 | 13.2266 | 483.2659 | 6.3442 | 487.1227 | 0.023552 | 480.5255 | 0.010508 | 480.3036 | 0.037663 | 483.2659 | 0.12126 | 485.4759 | 0.039781 | 480.5255 | 0.04257 | 553.3828 | 0.03173 | 480.5255 | -0.0011773 | 483.2659 | 4.163 | 553.3828 | 15.0341 | 553.3828 | 15.2699
|  | 553.6097 | 0 | 553.6097 | 0 | 485.6981 | 2.3174 | 487.3456 | 0.37572 | 485.9207 | 15.6322 | 480.7474 | 69.0691 | 480.7474 | 7.0137 | 553.6097 | 12.9899 | 483.4847 | 6.4125 | 487.3456 | -0.028466 | 480.7474 | 0.0021892 | 480.5255 | 0.072586 | 483.4847 | -0.024333 | 485.6981 | 0.039829 | 480.7474 | 0.00096252 | 553.6097 | 0.02559 | 480.7474 | -0.0042518 | 483.4847 | 4.0872 | 553.6097 | 15.0154 | 553.6097 | 15.2308
|  | 553.8367 | 0 | 553.8367 | 0 | 485.9202 | 2.6664 | 487.5686 | 0.47277 | 486.145 | 15.0624 | 480.9693 | 68.5361 | 480.9693 | 7.2353 | 553.8367 | 12.8488 | 483.7036 | 6.669 | 487.5686 | 0.0035487 | 480.9693 | 0.021674 | 480.7474 | -0.048937 | 483.7036 | 0.037579 | 485.9202 | 0.0399 | 480.9693 | 0.029026 | 553.8367 | 0.033816 | 480.9693 | -0.0033955 | 483.7036 | 4.1172 | 553.8367 | 15.0986 | 553.8367 | 15.2687
|  | 554.0637 | 0 | 554.0637 | 0 | 486.1423 | 2.3349 | 487.7915 | 0.29846 | 486.3693 | 14.5924 | 481.1913 | 67.864 | 481.1913 | 7.2125 | 554.0637 | 12.7161 | 483.9225 | 6.9036 | 487.7915 | -0.019486 | 481.1913 | 0.0023404 | 480.9693 | 0.13093 | 483.9225 | -0.056572 | 486.1423 | 0.04 | 481.1913 | -0.012817 | 554.0637 | 0.022628 | 481.1913 | -0.0070718 | 483.9225 | 4.1142 | 554.0637 | 15.2045 | 554.0637 | 15.3356
|  | 554.2907 | 0 | 554.2907 | 0 | 486.3645 | 2.7372 | 488.0145 | 0.4446 | 486.5936 | 14.0989 | 481.4132 | 67.1969 | 481.4132 | 7.514 | 554.2907 | 12.6068 | 484.1414 | 7.0823 | 488.0145 | -0.0012452 | 481.4132 | 0.02192 | 481.1913 | -0.029581 | 484.1414 | 0.38787 | 486.3645 | 0.040142 | 481.4132 | 0.028616 | 554.2907 | 0.021535 | 481.4132 | 0.0038458 | 484.1414 | 4.0995 | 554.2907 | 15.3237 | 554.2907 | 15.4301
|  | 554.5177 | 0 | 554.5177 | 0 | 486.5866 | 2.2785 | 488.2375 | 0.28097 | 486.8179 | 13.6437 | 481.6352 | 66.7432 | 481.6352 | 7.633 | 554.5177 | 12.4446 | 484.3603 | 7.0834 | 488.2375 | -0.0078669 | 481.6352 | 0.010755 | 481.4132 | 0.11397 | 484.3603 | -0.063629 | 486.5866 | 0.040336 | 481.6352 | -0.023101 | 554.5177 | 0.025018 | 481.6352 | -0.0052747 | 484.3603 | 3.996 | 554.5177 | 15.3867 | 554.5177 | 15.4422
|  | 554.7447 | 0 | 554.7447 | 0 | 486.8088 | 2.7712 | 488.4605 | 0.46651 | 487.0423 | 13.1443 | 481.8572 | 66.6655 | 481.8572 | 7.6907 | 554.7447 | 12.3261 | 484.5792 | 7.4071 | 488.4605 | 0.013466 | 481.8572 | 0.013053 | 481.6352 | -0.066663 | 484.5792 | 0.19933 | 486.8088 | 0.040591 | 481.8572 | 0.044892 | 554.7447 | 0.030545 | 481.8572 | 0.0019624 | 484.5792 | 4.0736 | 554.7447 | 15.473 | 554.7447 | 15.4903
|  | 554.9718 | 0 | 554.9718 | 0 | 487.031 | 2.2884 | 488.6835 | 0.32249 | 487.2666 | 12.7243 | 482.0792 | 65.673 | 482.0792 | 7.9049 | 554.9718 | 12.1932 | 484.7982 | 7.5347 | 488.6835 | -0.017452 | 482.0792 | 0.0027477 | 481.8572 | 0.089545 | 484.7982 | -0.17085 | 487.031 | 0.040906 | 482.0792 | -0.023356 | 554.9718 | 0.026013 | 482.0792 | -0.0020927 | 484.7982 | 4.0325 | 554.9718 | 15.5635 | 554.9718 | 15.5617
|  | 555.1988 | 0 | 555.1988 | 0 | 487.2532 | 2.7216 | 488.9065 | 0.37572 | 487.491 | 12.2984 | 482.3012 | 65.4465 | 482.3012 | 8.1578 | 555.1988 | 12.0335 | 485.0171 | 7.6512 | 488.9065 | 0.015657 | 482.3012 | 0.024711 | 482.0792 | -0.041711 | 485.0171 | 0.17405 | 487.2532 | 0.041272 | 482.3012 | 0.032488 | 555.1988 | 0.027859 | 482.3012 | 0.0090419 | 485.0171 | 4.0959 | 555.1988 | 15.6078 | 555.1988 | 15.5723
|  | 555.4259 | 0 | 555.4259 | 0 | 487.4754 | 2.346 | 489.1296 | 0.30526 | 487.7154 | 11.9547 | 482.5232 | 64.6339 | 482.5232 | 8.2186 | 555.4259 | 11.8507 | 485.2361 | 7.9217 | 489.1296 | -0.0011606 | 482.5232 | 0.0087844 | 482.3012 | 0.10176 | 485.2361 | 0.062798 | 487.4754 | 0.041666 | 482.5232 | -0.020913 | 555.4259 | 0.02879 | 482.5232 | 0.0048073 | 485.2361 | 4.1386 | 555.4259 | 15.6348 | 555.4259 | 15.5669
|  | 555.6529 | 0 | 555.6529 | 0 | 487.6977 | 2.801 | 489.3526 | 0.44773 | 487.9398 | 11.6904 | 482.7452 | 64.6764 | 482.7452 | 8.5633 | 555.6529 | 11.642 | 485.4551 | 8.1037 | 489.3526 | 0.017791 | 482.7452 | 0.019129 | 482.5232 | 0.014528 | 485.455 | 0.19606 | 487.6977 | 0.042054 | 482.7452 | 0.011611 | 555.6529 | 0.025271 | 482.7452 | 0.0043036 | 485.455 | 4.1119 | 555.6529 | 15.6162 | 555.6529 | 15.5044
|  | 555.88 | 0 | 555.88 | 0 | 487.9199 | 2.3268 | 489.5757 | 0.32562 | 488.1642 | 11.4906 | 482.9673 | 64.1523 | 482.9673 | 8.5494 | 555.88 | 11.4301 | 485.674 | 8.2526 | 489.5757 | -0.016269 | 482.9673 | 0.0074294 | 482.7452 | 0.030236 | 485.674 | 0.24557 | 487.9199 | 0.042397 | 482.9673 | -0.01698 | 555.88 | 0.021983 | 482.9673 | -0.0048413 | 485.674 | 3.9571 | 555.88 | 15.5953 | 555.88 | 15.4492
|  | 556.1071 | 0 | 556.1071 | 0 | 488.1421 | 2.7749 | 489.7988 | 0.38511 | 488.3886 | 11.2145 | 483.1893 | 63.9242 | 483.1893 | 8.8622 | 556.1071 | 11.2208 | 485.893 | 8.4481 | 489.7988 | 0.011795 | 483.1893 | 0.019211 | 482.9673 | -0.03751 | 485.893 | 0.24715 | 488.1421 | 0.042657 | 483.1893 | 0.054954 | 556.1071 | 0.021704 | 483.1893 | -0.00053211 | 485.893 | 3.9786 | 556.1071 | 15.5799 | 556.1071 | 15.3894
|  | 556.3342 | 0 | 556.3342 | 0 | 488.3644 | 2.3333 | 490.0218 | 0.25569 | 488.613 | 10.9884 | 483.4114 | 63.562 | 483.4114 | 9.108 | 556.3342 | 11.0688 | 486.112 | 8.5517 | 490.0218 | -0.008506 | 483.4114 | 0.010755 | 483.1893 | 0.13093 | 486.112 | 0.099704 | 488.3644 | 0.042807 | 483.4114 | -0.016862 | 556.3342 | 0.023842 | 483.4114 | 0.0025353 | 486.112 | 3.9995 | 556.3342 | 15.6047 | 556.3342 | 15.3646
|  | 556.5613 | 0 | 556.5613 | 0 | 488.5866 | 2.7308 | 490.245 | 0.43207 | 488.8375 | 10.7093 | 483.6335 | 63.1663 | 483.6335 | 9.2577 | 556.5613 | 10.9214 | 486.331 | 8.69 | 490.245 | 0.022027 | 483.6335 | 0.01839 | 483.4114 | -0.0063657 | 486.331 | -0.023807 | 488.5866 | 0.042836 | 483.6335 | 0.027154 | 556.5613 | 0.019557 | 483.6335 | 0.0042206 | 486.331 | 4.0674 | 556.5613 | 15.6546 | 556.5613 | 15.3568
|  | 556.7885 | 0 | 556.7885 | 0 | 488.8089 | 2.3211 | 490.4681 | 0.30972 | 489.062 | 10.4773 | 483.8556 | 62.4346 | 483.8556 | 9.4832 | 556.7885 | 10.7744 | 486.55 | 8.8311 | 490.4681 | -0.0075382 | 483.8556 | 0.003547 | 483.6335 | 0.023213 | 486.55 | 0.022885 | 488.8089 | 0.042758 | 483.8556 | -0.011153 | 556.7885 | 0.024458 | 483.8556 | 0.00011377 | 486.55 | 3.9831 | 556.7885 | 15.7006 | 556.7885 | 15.3696
|  | 557.0156 | 0 | 557.0156 | 0 | 489.0312 | 2.7364 | 490.6912 | 0.31108 | 489.2864 | 10.2217 | 484.0777 | 61.6784 | 484.0777 | 9.6714 | 557.0156 | 10.5985 | 486.7691 | 9.1621 | 490.6912 | 0.015826 | 484.0777 | 0.014203 | 483.8556 | 0.0064469 | 486.7691 | 0.35524 | 489.0312 | 0.042608 | 484.0777 | 0.023147 | 557.0156 | 0.021575 | 484.0777 | -0.0067232 | 486.7691 | 3.9712 | 557.0156 | 15.7149 | 557.0156 | 15.3613
|  | 557.2428 | 0 | 557.2428 | 0 | 489.2535 | 2.312 | 490.9144 | 0.32249 | 489.5109 | 10.0308 | 484.2998 | 61.2402 | 484.2998 | 9.9085 | 557.2428 | 10.4554 | 486.9881 | 9.1733 | 490.9144 | -0.0065808 | 484.2998 | 0.0026758 | 484.0777 | 0.14314 | 486.9881 | 0.10812 | 489.2535 | 0.042438 | 484.2998 | -0.02508 | 557.2428 | 0.025454 | 484.2998 | -0.00071185 | 486.9881 | 3.8769 | 557.2428 | 15.7713 | 557.2428 | 15.3735
|  | 557.4699 | 0 | 557.4699 | 0 | 489.4758 | 2.7153 | 491.1375 | 0.43833 | 489.7354 | 9.8017 | 484.5219 | 60.4962 | 484.5219 | 10.1636 | 557.4699 | 10.2863 | 487.2072 | 9.3872 | 491.1375 | 0.031516 | 484.5219 | 0.0053839 | 484.2998 | -0.053403 | 487.2072 | 0.31454 | 489.4758 | 0.042305 | 484.5219 | 0.017258 | 557.4699 | 0.019034 | 484.5219 | 0.0040327 | 487.2072 | 3.9783 | 557.4699 | 15.7835 | 557.4699 | 15.3422
|  | 557.6971 | 0 | 557.6971 | 0 | 489.6982 | 2.3286 | 491.3607 | 0.27365 | 489.9599 | 9.6137 | 484.744 | 60.1618 | 484.744 | 10.3246 | 557.6971 | 10.1699 | 487.4262 | 9.4208 | 491.3607 | -0.0063578 | 484.744 | 0.013546 | 484.5219 | 0.086153 | 487.4262 | -0.042532 | 489.6982 | 0.042265 | 484.744 | -0.030906 | 557.6971 | 0.027712 | 484.744 | 0.0035495 | 487.4262 | 3.8526 | 557.6971 | 15.8482 | 557.6971 | 15.3628
|  | 557.9243 | 0 | 557.9243 | 0 | 489.9205 | 2.7543 | 491.5839 | 0.42268 | 490.1844 | 9.4052 | 484.9662 | 59.2151 | 484.9662 | 10.6534 | 557.9243 | 10.0352 | 487.6453 | 9.6924 | 491.5839 | 0.011199 | 484.9662 | 0.023726 | 484.744 | -0.056515 | 487.6453 | 0.21224 | 489.9205 | 0.042355 | 484.9662 | 0.020562 | 557.9243 | 0.020018 | 484.9662 | 0.0053863 | 487.6453 | 3.9365 | 557.9243 | 15.9186 | 557.9243 | 15.3848
|  | 558.1515 | 0 | 558.1515 | 0 | 490.1428 | 2.4038 | 491.8071 | 0.26497 | 490.4089 | 9.2084 | 485.1883 | 58.8243 | 485.1883 | 10.7009 | 558.1515 | 9.9142 | 487.8644 | 9.9444 | 491.8071 | -0.022366 | 485.1883 | -0.00082053 | 484.9662 | 0.06124 | 487.8644 | 0.00018373 | 490.1428 | 0.042592 | 485.1883 | -0.0033508 | 558.1515 | 0.026076 | 485.1883 | -0.0032956 | 487.8644 | 3.9022 | 558.1515 | 15.9734 | 558.1515 | 15.3924
|  | 558.3787 | 0 | 558.3787 | 0 | 490.3652 | 2.7622 | 492.0303 | 0.37258 | 490.6334 | 8.9822 | 485.4105 | 57.5906 | 485.4105 | 10.8964 | 558.3787 | 9.7253 | 488.0835 | 10.1449 | 492.0303 | 0.013738 | 485.4105 | 0.0098516 | 485.1883 | -0.010827 | 488.0835 | 0.20726 | 490.3652 | 0.042968 | 485.4105 | 0.037033 | 558.3787 | 0.018767 | 485.4105 | 0.0012189 | 488.0835 | 3.9113 | 558.3787 | 15.9582 | 558.3787 | 15.3305
|  | 558.606 | 0 | 558.606 | 0 | 490.5875 | 2.3365 | 492.2535 | 0.32875 | 490.858 | 8.806 | 485.6327 | 57.9699 | 485.6327 | 10.8892 | 558.606 | 9.6053 | 488.3026 | 10.104 | 492.2535 | -0.019655 | 485.6327 | 0.0043287 | 485.4105 | 0.078691 | 488.3026 | 0.19276 | 490.5875 | 0.043453 | 485.6327 | -0.0034053 | 558.606 | 0.029103 | 485.6327 | -0.0023524 | 488.3026 | 3.8245 | 558.606 | 16.0115 | 558.606 | 15.3558
|  | 558.8332 | 0 | 558.8332 | 0 | 490.8099 | 2.7495 | 492.4767 | 0.36319 | 491.0826 | 8.5945 | 485.8549 | 56.2776 | 485.8549 | 11.2807 | 558.8332 | 9.4787 | 488.5217 | 10.2524 | 492.4767 | 0.0183 | 485.8549 | 0.019046 | 485.6327 | -0.0065384 | 488.5217 | 0.19158 | 490.8099 | 0.044002 | 485.8549 | 0.029635 | 558.8332 | 0.018686 | 485.8549 | 0.0098719 | 488.5217 | 3.8461 | 558.8332 | 16.0661 | 558.8332 | 15.3785
|  | 559.0604 | 0 | 559.0604 | 0 | 491.0323 | 2.3713 | 492.7 | 0.26888 | 491.3072 | 8.4447 | 486.0771 | 55.4298 | 486.0771 | 11.3687 | 559.0604 | 9.389 | 488.7409 | 10.1908 | 492.7 | 0.0057215 | 486.0771 | 0.0028161 | 485.8549 | 0.043966 | 488.7409 | 0.081653 | 491.0323 | 0.044564 | 486.0771 | -0.028081 | 559.0604 | 0.024698 | 486.0771 | 0.0042314 | 488.7409 | 3.8871 | 559.0604 | 16.1618 | 559.0604 | 15.4164
|  | 559.2877 | 0 | 559.2877 | 0 | 491.2547 | 2.7793 | 492.9232 | 0.39763 | 491.5317 | 8.2596 | 486.2993 | 54.4871 | 486.2993 | 11.6535 | 559.2877 | 9.2422 | 488.96 | 10.5094 | 492.9232 | 0.021689 | 486.2993 | 0.020032 | 486.0771 | 0.037571 | 488.96 | 0.030051 | 491.2547 | 0.045088 | 486.2993 | 0.02707 | 559.2877 | 0.011271 | 486.2993 | 0.0042133 | 488.96 | 3.8078 | 559.2877 | 16.205 | 559.2877 | 15.4192
|  | 559.515 | 0 | 559.515 | 0 | 491.4771 | 2.3292 | 493.1465 | 0.28763 | 491.7563 | 8.1128 | 486.5215 | 53.4537 | 486.5215 | 11.7345 | 559.515 | 9.1608 | 489.1792 | 10.4685 | 493.1465 | -0.01134 | 486.5215 | 0.0088664 | 486.2993 | 0.10379 | 489.1792 | -0.11227 | 491.4771 | 0.045532 | 486.5215 | -0.015929 | 559.515 | 0.0279 | 486.5215 | 0.00048071 | 489.1792 | 3.8168 | 559.515 | 16.3018 | 559.515 | 15.4547
|  | 559.7423 | 0 | 559.7423 | 0 | 491.6995 | 2.742 | 493.3698 | 0.49156 | 491.981 | 7.913 | 486.7437 | 52.8005 | 486.7437 | 11.855 | 559.7423 | 9.0144 | 489.3983 | 10.7317 | 493.3698 | 0.0071601 | 486.7437 | 0.016255 | 486.5215 | -0.045799 | 489.3983 | 0.12193 | 491.6995 | 0.045864 | 486.7437 | 0.02896 | 559.7423 | 0.015654 | 486.7437 | 0.0020423 | 489.3983 | 3.841 | 559.7423 | 16.3161 | 559.7423 | 15.4377
|  | 559.9696 | 0 | 559.9696 | 0 | 491.9219 | 2.3493 | 493.5931 | 0.21039 | 492.2056 | 7.7456 | 486.9659 | 52.247 | 486.9659 | 11.8953 | 559.9696 | 8.9123 | 489.6175 | 10.9955 | 493.5931 | -0.0098728 | 486.9659 | 0.010919 | 486.7437 | 0.084118 | 489.6175 | -0.0033635 | 491.9219 | 0.046065 | 486.9659 | -0.018709 | 559.9696 | 0.033463 | 486.9659 | 0.002175 | 489.6175 | 3.8865 | 559.9696 | 16.3826 | 559.9696 | 15.449
|  | 560.1969 | 0 | 560.1969 | 0 | 492.1444 | 2.8221 | 493.8164 | 0.36319 | 492.4302 | 7.5429 | 487.1882 | 50.4042 | 487.1882 | 12.1132 | 560.1969 | 8.757 | 489.8367 | 11.1674 | 493.8164 | 0.019316 | 487.1882 | 0.0188 | 486.9659 | 0.025959 | 489.8367 | 0.17015 | 492.1444 | 0.04613 | 487.1882 | 0.015899 | 560.1969 | 0.017797 | 487.1882 | -0.0011524 | 489.8367 | 3.8256 | 560.1969 | 16.4266 | 560.1969 | 15.4558
|  | 560.4242 | 0 | 560.4242 | 0 | 492.3668 | 2.2814 | 494.0397 | 0.3131 | 492.6549 | 7.3667 | 487.4105 | 49.5245 | 487.4105 | 12.1803 | 560.4242 | 8.6876 | 490.0559 | 11.3377 | 494.0397 | -0.005963 | 487.4105 | 0.0060574 | 487.1882 | 0.12618 | 490.0559 | -0.097945 | 492.3668 | 0.046065 | 487.4105 | -0.026005 | 560.4242 | 0.029004 | 487.4105 | 0.0013312 | 490.0559 | 3.8408 | 560.4242 | 16.5076 | 560.4242 | 15.4992
|  | 560.6516 | 0 | 560.6516 | 0 | 492.5893 | 2.7496 | 494.263 | 0.43833 | 492.8795 | 7.1758 | 487.6327 | 48.5516 | 487.6327 | 12.5156 | 560.6516 | 8.535 | 490.2751 | 11.8467 | 494.263 | 0.024738 | 487.6327 | 0.016666 | 487.4105 | -0.009208 | 490.2751 | 0.041262 | 492.5893 | 0.045889 | 487.6327 | 0.023664 | 560.6516 | 0.016623 | 487.6327 | 4.5779e-05 | 490.2751 | 3.9778 | 560.6516 | 16.5346 | 560.6516 | 15.4805
|  | 560.8789 | 0 | 560.8789 | 0 | 492.8118 | 2.2845 | 494.4864 | 0.25198 | 493.1042 | 7.0201 | 487.855 | 47.6057 | 487.855 | 12.5784 | 560.8789 | 8.4474 | 490.4943 | 11.8982 | 494.4864 | -0.022197 | 487.855 | 0.012807 | 487.6327 | 0.069194 | 490.4944 | 0.02316 | 492.8118 | 0.045629 | 487.855 | -0.025836 | 560.8789 | 0.028749 | 487.855 | -0.0034298 | 490.4944 | 3.9826 | 560.8789 | 16.6145 | 560.8789 | 15.4928
|  | 561.1063 | 0 | 561.1063 | 0 | 493.0342 | 2.723 | 494.7097 | 0.37572 | 493.3289 | 6.8468 | 488.0773 | 46.641 | 488.0773 | 12.5564 | 561.1063 | 8.3076 | 490.7136 | 12.2516 | 494.7097 | 0.028636 | 488.0773 | 0.013218 | 487.855 | -0.039105 | 490.7136 | -0.021871 | 493.0342 | 0.045318 | 488.0773 | 0.026061 | 561.1063 | 0.010852 | 488.0773 | 0.0037521 | 490.7136 | 4.0178 | 561.1063 | 16.6339 | 561.1063 | 15.474
|  | 561.3337 | 0 | 561.3337 | 0 | 493.2567 | 2.3544 | 494.9331 | 0.30669 | 493.5536 | 6.7176 | 488.2996 | 45.476 | 488.2996 | 12.6366 | 561.3337 | 8.2299 | 490.9328 | 12.7651 | 494.9331 | -0.017791 | 488.2996 | 0.012725 | 488.0773 | 0.073943 | 490.9328 | 0.059648 | 493.2567 | 0.044992 | 488.2996 | -0.0018758 | 561.3337 | 0.02562 | 488.2996 | -0.0030432 | 490.9328 | 4.1744 | 561.3337 | 16.7174 | 561.3337 | 15.4964
|  | 561.561 | 0 | 561.561 | 0 | 493.4792 | 2.7538 | 495.1565 | 0.37258 | 493.7783 | 6.5472 | 488.522 | 44.3894 | 488.522 | 12.8021 | 561.561 | 8.1065 | 491.1521 | 13.0137 | 495.1565 | 0.028297 | 488.522 | 0.022495 | 488.2996 | 0.02243 | 491.1521 | 0.45926 | 493.4792 | 0.044687 | 488.522 | 0.011312 | 561.561 | 0.01458 | 488.522 | 0.0047071 | 491.1521 | 4.279 | 561.561 | 16.7709 | 561.561 | 15.5026
|  | 561.7884 | 0 | 561.7884 | 0 | 493.7018 | 2.3082 | 495.3799 | 0.29738 | 494.003 | 6.4091 | 488.7443 | 43.4157 | 488.7443 | 12.7233 | 561.7884 | 8.0419 | 491.3713 | 13.4376 | 495.3799 | -0.0063294 | 488.7443 | 0.0085381 | 488.522 | 0.065393 | 491.3713 | 0.010462 | 493.7018 | 0.044434 | 488.7443 | -0.014561 | 561.7884 | 0.028177 | 488.7443 | 0.0050234 | 491.3713 | 4.3264 | 561.7884 | 16.8736 | 561.7884 | 15.5515
|  | 562.0158 | 0 | 562.0158 | 0 | 493.9243 | 2.8035 | 495.6033 | 0.42268 | 494.2277 | 6.2358 | 488.9666 | 42.2875 | 488.9666 | 13.0263 | 562.0158 | 7.8881 | 491.5906 | 13.9965 | 495.6033 | 0.0017095 | 488.9666 | 0.018472 | 488.7443 | -0.061281 | 491.5906 | 0.27848 | 493.9243 | 0.044253 | 488.9666 | 0.024202 | 562.0158 | 0.0082793 | 488.9666 | 0.00084176 | 491.5906 | 4.5261 | 562.0158 | 16.8901 | 562.0158 | 15.5042
|  | 562.2433 | 0 | 562.2433 | 0 | 494.1468 | 2.3054 | 495.8268 | 0.28151 | 494.4524 | 6.0949 | 489.189 | 41.4936 | 489.189 | 13.1089 | 562.2433 | 7.8025 | 491.8099 | 14.2194 | 495.8268 | -0.0086575 | 489.189 | -0.00029935 | 488.9666 | 0.10447 | 491.8099 | 0.2298 | 494.1468 | 0.044156 | 489.189 | 0.0050889 | 562.2433 | 0.027734 | 489.189 | -0.0045357 | 491.8099 | 4.435 | 562.2433 | 16.9575 | 562.2433 | 15.5202
|  | 562.4707 | 0 | 562.4707 | 0 | 494.3694 | 2.757 | 496.0502 | 0.31936 | 494.6772 | 5.9274 | 489.4114 | 40.5518 | 489.4114 | 13.0795 | 562.4707 | 7.6609 | 492.0292 | 14.8919 | 496.0502 | 0.015049 | 489.4114 | 0.020114 | 489.189 | -0.0074021 | 492.0292 | 0.11646 | 494.3694 | 0.044144 | 489.4114 | 0.039861 | 562.4707 | 0.0066378 | 489.4114 | 0.004766 | 492.0292 | 4.6656 | 562.4707 | 16.9589 | 562.4707 | 15.4935
|  | 562.6982 | 0 | 562.6982 | 0 | 494.5919 | 2.4148 | 496.2736 | 0.29966 | 494.9019 | 5.7982 | 489.6338 | 39.6247 | 489.6338 | 13.1789 | 562.6982 | 7.5853 | 492.2485 | 15.49 | 496.2736 | -0.0034409 | 489.6338 | 0.0091948 | 489.4114 | 0.1065 | 492.2485 | 0.11345 | 494.5919 | 0.044205 | 489.6338 | 0.017169 | 562.6982 | 0.022871 | 489.6338 | -0.00022757 | 492.2485 | 4.7716 | 562.6982 | 17.0264 | 562.6982 | 15.4965
|  | 562.9256 | 0 | 562.9256 | 0 | 494.8145 | 2.7717 | 496.4971 | 0.37885 | 495.1267 | 5.6396 | 489.8561 | 38.0893 | 489.8561 | 13.2634 | 562.9256 | 7.437 | 492.4678 | 15.8697 | 496.4971 | 0.0069368 | 489.8561 | 0.01995 | 489.6338 | 0.0039119 | 492.4678 | 0.36132 | 494.8145 | 0.044321 | 489.8561 | 0.022651 | 562.9256 | 0.006254 | 489.8561 | -0.0012463 | 492.4678 | 4.9255 | 562.9256 | 17.0478 | 562.9256 | 15.4745
|  | 563.1531 | 0 | 563.1531 | 0 | 495.0371 | 2.3522 | 496.7206 | 0.27622 | 495.3515 | 5.525 | 490.0785 | 37.8555 | 490.0785 | 13.3107 | 563.1531 | 7.3816 | 492.6872 | 16.0864 | 496.7206 | -0.016422 | 490.0785 | -0.0022424 | 489.8561 | 0.1065 | 492.6872 | 0.14876 | 495.0371 | 0.044467 | 490.0785 | 0.009595 | 563.1531 | 0.024693 | 490.0785 | -0.0064813 | 492.6872 | 4.9412 | 563.1531 | 17.1347 | 563.1531 | 15.5011
|  | 563.3806 | 0 | 563.3806 | 0 | 495.2597 | 2.7196 | 496.9441 | 0.41016 | 495.5763 | 5.3782 | 490.3009 | 36.8172 | 490.3009 | 13.3948 | 563.3806 | 7.2207 | 492.9065 | 16.7366 | 496.9441 | 0.00142 | 490.3009 | 0.016337 | 490.0785 | -0.067837 | 492.9065 | 0.2242 | 495.2597 | 0.044614 | 490.3009 | 0.028274 | 563.3806 | 0.0092178 | 490.3009 | -0.0033497 | 492.9065 | 5.0217 | 563.3806 | 17.1139 | 563.3806 | 15.4342
|  | 563.6081 | 0 | 563.6081 | 0 | 495.4823 | 2.3255 | 497.1676 | 0.2967 | 495.8012 | 5.2519 | 490.5234 | 35.8508 | 490.5234 | 13.5693 | 563.6081 | 7.1576 | 493.1259 | 17.3778 | 497.1676 | -0.0062813 | 490.5234 | 0.0066073 | 490.3009 | 0.048474 | 493.1259 | 0.13013 | 495.4823 | 0.044737 | 490.5234 | -0.012483 | 563.6081 | 0.027527 | 490.5234 | 0.0010753 | 493.1259 | 5.2062 | 563.6081 | 17.1781 | 563.6081 | 15.4303
|  | 563.8356 | 0 | 563.8356 | 0 | 495.7049 | 2.7734 | 497.3911 | 0.40702 | 496.026 | 5.0903 | 490.7458 | 35.1314 | 490.7458 | 13.588 | 563.8356 | 7.0091 | 493.3452 | 17.7479 | 497.3911 | 0.010876 | 490.7458 | 0.024547 | 490.5234 | -0.042291 | 493.3452 | 0.070709 | 495.7049 | 0.044811 | 490.7458 | 0.01177 | 563.8356 | 0.0040888 | 490.7458 | 0.00018293 | 493.3452 | 5.3874 | 563.8356 | 17.1691 | 563.8356 | 15.3915
|  | 564.0631 | 0 | 564.0631 | 0 | 495.9275 | 2.3651 | 497.6146 | 0.30119 | 496.2508 | 4.9758 | 490.9683 | 34.4634 | 490.9683 | 13.6183 | 564.0631 | 6.9736 | 493.5646 | 18.1959 | 497.6146 | -0.0042501 | 490.9683 | 0.011083 | 490.7458 | 0.030203 | 493.5646 | -0.034178 | 495.9275 | 0.04482 | 490.9683 | 0.0026044 | 564.0631 | 0.027941 | 490.9683 | 0.004571 | 493.5646 | 5.3312 | 564.0631 | 17.2743 | 564.0631 | 15.4348
|  | 564.2906 | 0 | 564.2906 | 0 | 496.1501 | 2.7181 | 497.8382 | 0.33188 | 496.4756 | 4.8436 | 491.1907 | 34.0702 | 491.1907 | 13.9225 | 564.2906 | 6.8067 | 493.784 | 18.7582 | 497.8382 | 0.0044644 | 491.1907 | 0.024301 | 490.9683 | -0.015791 | 493.784 | 0.26566 | 496.1501 | 0.044754 | 491.1907 | 0.028586 | 564.2906 | 0.011716 | 491.1907 | 0.0024421 | 493.784 | 5.4574 | 564.2906 | 17.2563 | 564.2906 | 15.3561
|  | 564.5181 | 0 | 564.5181 | 0 | 496.3728 | 2.2972 | 498.0617 | 0.24269 | 496.7005 | 4.7584 | 491.4132 | 33.502 | 491.4132 | 14.0292 | 564.5181 | 6.7704 | 494.0034 | 19.0141 | 498.0617 | -0.0030865 | 491.4132 | 0.0042661 | 491.1907 | 0.092937 | 494.0034 | -0.075628 | 496.3728 | 0.044612 | 491.4132 | -0.0028222 | 564.5181 | 0.027259 | 491.4132 | -4.3069e-05 | 494.0034 | 5.5034 | 564.5181 | 17.3473 | 564.5181 | 15.4025
|  | 564.7457 | 0 | 564.7457 | 0 | 496.5955 | 2.7162 | 498.2853 | 0.36945 | 496.9254 | 4.6673 | 491.6356 | 32.5438 | 491.6356 | 14.3225 | 564.7457 | 6.6235 | 494.2228 | 19.2151 | 498.2853 | 0.017791 | 491.6356 | 0.023233 | 491.4132 | -0.04569 | 494.2228 | 0.096215 | 496.5955 | 0.044398 | 491.6356 | 0.025775 | 564.7457 | 0.0095709 | 491.6356 | 0.0093566 | 494.2228 | 5.751 | 564.7457 | 17.3547 | 564.7457 | 15.356
|  | 564.9733 | 0 | 564.9733 | 0 | 496.8181 | 2.3238 | 498.5088 | 0.29012 | 497.1503 | 4.6145 | 491.8582 | 32.1375 | 491.8582 | 14.3399 | 564.9733 | 6.5761 | 494.4422 | 19.8737 | 498.5088 | -0.009762 | 491.8582 | 0.00020288 | 491.6356 | 0.08344 | 494.4422 | 0.0039211 | 496.8181 | 0.044124 | 491.8582 | 0.0030256 | 564.9733 | 0.032286 | 491.8582 | -0.0034939 | 494.4422 | 5.7434 | 564.9733 | 17.4103 | 564.9733 | 15.3549
|  | 565.2009 | 0 | 565.2009 | 0 | 497.0408 | 2.7143 | 498.7324 | 0.36006 | 497.3752 | 4.5263 | 492.0807 | 31.5259 | 492.0807 | 14.602 | 565.2009 | 6.4348 | 494.6617 | 20.2192 | 498.7324 | 0.007592 | 492.0807 | 0.0089485 | 491.8582 | -0.062067 | 494.6617 | -0.068752 | 497.0408 | 0.043806 | 492.0807 | 0.041409 | 565.2009 | 0.0021742 | 492.0807 | -0.00068368 | 494.6617 | 5.8771 | 565.2009 | 17.4148 | 565.2009 | 15.3106
|  | 565.4284 | 0 | 565.4284 | 0 | 497.2635 | 2.2801 | 498.9561 | 0.245 | 497.6001 | 4.4794 | 492.3032 | 31.1752 | 492.3032 | 14.6735 | 565.4284 | 6.3847 | 494.8811 | 20.5423 | 498.9561 | -0.0060197 | 492.3032 | 0.011986 | 492.0807 | 0.065179 | 494.8811 | 0.1081 | 497.2635 | 0.043464 | 492.3032 | -0.0090481 | 565.4284 | 0.02599 | 492.3032 | 0.00026608 | 494.8811 | 6.0232 | 565.4284 | 17.537 | 565.4284 | 15.3556
|  | 565.6561 | 0 | 565.6561 | 0 | 497.4862 | 2.7017 | 499.1797 | 0.32249 | 497.825 | 4.3971 | 492.5257 | 30.4345 | 492.5257 | 14.8999 | 565.6561 | 6.2574 | 495.1005 | 20.9259 | 499.1797 | 0.01453 | 492.5257 | 0.013135 | 492.3032 | -0.0093516 | 495.1005 | 0.21181 | 497.4862 | 0.043119 | 492.5257 | 0.023023 | 565.6561 | 0.003209 | 492.5257 | 0.0039375 | 495.1005 | 6.088 | 565.6561 | 17.5243 | 565.6561 | 15.3044
|  | 565.8837 | 0 | 565.8837 | 0 | 497.7089 | 2.3277 | 499.4033 | 0.26568 | 498.0499 | 4.3501 | 492.7482 | 30.1892 | 492.7482 | 15.082 | 565.8837 | 6.2397 | 495.32 | 21.3862 | 499.4033 | -0.0002547 | 492.7482 | 0.0133 | 492.5257 | 0.042459 | 495.32 | 0.053554 | 497.7089 | 0.042793 | 492.7482 | 0.0072441 | 565.8837 | 0.02933 | 492.7482 | -0.004027 | 495.32 | 6.2187 | 565.8837 | 17.6497 | 565.8837 | 15.3596
|  | 566.1113 | 0 | 566.1113 | 0 | 497.9316 | 2.6361 | 499.627 | 0.33188 | 498.2749 | 4.2737 | 492.9708 | 29.8524 | 492.9708 | 15.4152 | 566.1113 | 6.0874 | 495.5395 | 21.8398 | 499.627 | 0.014871 | 492.9708 | 0.022741 | 492.7482 | -0.038702 | 495.5395 | 0.058577 | 497.9316 | 0.042505 | 492.9708 | 0.030615 | 566.1113 | -0.00083847 | 492.9708 | 0.0011571 | 495.5395 | 6.3302 | 566.1113 | 17.6152 | 566.1113 | 15.2856
|  | 566.3389 | 0 | 566.3389 | 0 | 498.1544 | 2.258 | 499.8506 | 0.26748 | 498.4998 | 4.2356 | 493.1933 | 29.2556 | 493.1933 | 15.4245 | 566.3389 | 6.0697 | 495.759 | 22.0252 | 499.8506 | 0.0018761 | 493.1933 | 0.0081958 | 492.9708 | 0.072586 | 495.759 | 0.04996 | 498.1544 | 0.042273 | 493.1933 | -0.0099074 | 566.3389 | 0.027931 | 493.1933 | 0.0049476 | 495.759 | 6.421 | 566.3389 | 17.7592 | 566.3389 | 15.3772
|  | 566.5666 | 0 | 566.5666 | 0 | 498.3771 | 2.7605 | 500.0743 | 0.34127 | 498.7248 | 4.168 | 493.4159 | 28.8893 | 493.4159 | 15.7141 | 566.5666 | 5.9434 | 495.9785 | 22.5818 | 500.0743 | 0.011165 | 493.4159 | 0.012971 | 493.1933 | -0.01365 | 495.9785 | 0.3511 | 498.3771 | 0.042112 | 493.4159 | 0.026976 | 566.5666 | -0.00020278 | 493.4159 | 0.0042526 | 495.9785 | 6.4784 | 566.5666 | 17.7662 | 566.5666 | 15.3241
|  | 566.7943 | 0 | 566.7943 | 0 | 498.5999 | 2.251 | 500.2979 | 0.25548 | 498.9498 | 4.1181 | 493.6385 | 28.5983 | 493.6385 | 15.9675 | 566.7943 | 5.9247 | 496.198 | 22.8713 | 500.2979 | 0.002287 | 493.6385 | 0.0099337 | 493.4159 | 0.096329 | 496.198 | 0.057399 | 498.5999 | 0.042029 | 493.6385 | -0.0086735 | 566.7943 | 0.032446 | 493.6385 | 0.00030947 | 496.198 | 6.58 | 566.7943 | 17.9482 | 566.7943 | 15.4336
|  | 567.0219 | 0 | 567.0219 | 0 | 498.8226 | 2.679 | 500.5216 | 0.33501 | 499.1747 | 4.0329 | 493.861 | 28.1927 | 493.861 | 16.225 | 567.0219 | 5.7975 | 496.4175 | 23.2034 | 500.5216 | 0.01318 | 493.861 | 0.015516 | 493.6385 | -0.007179 | 496.4175 | 0.25425 | 498.8226 | 0.04203 | 493.861 | 0.031618 | 567.0219 | 0.0012891 | 493.861 | -0.0018832 | 496.4175 | 6.7172 | 567.0219 | 17.923 | 567.0219 | 15.3715
|  | 567.2496 | 0 | 567.2496 | 0 | 499.0454 | 2.2478 | 500.7454 | 0.21365 | 499.3997 | 3.9624 | 494.0837 | 27.5371 | 494.0837 | 16.2764 | 567.2496 | 5.7859 | 496.637 | 23.7679 | 500.7454 | -0.011964 | 494.0837 | 0.0070645 | 493.861 | 0.062244 | 496.637 | -0.032814 | 499.0454 | 0.042111 | 494.0837 | 0.001376 | 567.2496 | 0.031971 | 494.0837 | 0.00064896 | 496.637 | 6.864 | 567.2496 | 18.074 | 567.2496 | 15.4574
|  | 567.4773 | 0 | 567.4773 | 0 | 499.2682 | 2.6476 | 500.9691 | 0.32249 | 499.6248 | 3.8684 | 494.3063 | 27.5559 | 494.3063 | 16.5447 | 567.4773 | 5.6326 | 496.8566 | 24.2707 | 500.9691 | 0.016707 | 494.3063 | 0.021674 | 494.0837 | -0.0055138 | 496.8566 | 0.13914 | 499.2682 | 0.042266 | 494.3063 | 0.033122 | 567.4773 | -0.0047575 | 494.3063 | 0.0014105 | 496.8566 | 6.9219 | 567.4773 | 18.1086 | 567.4773 | 15.4066
|  | 567.705 | 0 | 567.705 | 0 | 499.491 | 2.2075 | 501.1928 | 0.27255 | 499.8498 | 3.8097 | 494.5289 | 26.8789 | 494.5289 | 16.8665 | 567.705 | 5.6531 | 497.0761 | 24.5771 | 501.1928 | -0.002054 | 494.5289 | 0.0070857 | 494.3063 | 0.097686 | 497.0761 | -0.0436 | 499.491 | 0.04248 | 494.5289 | -0.0036791 | 567.705 | 0.03243 | 494.5289 | 0.0037612 | 497.0761 | 6.9844 | 567.705 | 18.3013 | 567.705 | 15.5118
|  | 567.9328 | 0 | 567.9328 | 0 | 499.7138 | 2.6976 | 501.4165 | 0.37885 | 500.0748 | 3.7186 | 494.7516 | 26.6042 | 494.7516 | 17.0231 | 567.9328 | 5.4976 | 497.2957 | 24.8951 | 501.4165 | 0.010098 | 494.7516 | 0.02036 | 494.5289 | -0.073943 | 497.2957 | 0.28136 | 499.7138 | 0.042733 | 494.7516 | 0.027057 | 567.9328 | 0.0010693 | 494.7516 | -0.00062936 | 497.2957 | 7.2917 | 567.9328 | 18.2249 | 567.9328 | 15.4217
|  | 568.1605 | 0 | 568.1605 | 0 | 499.9366 | 2.205 | 501.6403 | 0.30728 | 500.2999 | 3.651 | 494.9742 | 26.0197 | 494.9742 | 17.2327 | 568.1605 | 5.5029 | 497.5152 | 25.1393 | 501.6403 | -0.01589 | 494.9742 | 0.00056207 | 494.7516 | 0.039991 | 497.5152 | -0.26611 | 499.9366 | 0.043 | 494.9742 | -0.010648 | 568.1605 | 0.029705 | 494.9742 | -0.0020893 | 497.5152 | 7.2096 | 568.1605 | 18.381 | 568.1605 | 15.476
|  | 568.3882 | 0 | 568.3882 | 0 | 500.1594 | 2.5955 | 501.8641 | 0.32249 | 500.5249 | 3.5629 | 495.1968 | 25.6158 | 495.1968 | 17.2972 | 568.3882 | 5.361 | 497.7348 | 25.5279 | 501.8641 | 0.011891 | 495.1968 | 0.017979 | 494.9742 | 0.021966 | 497.7348 | 0.14396 | 500.1594 | 0.043257 | 495.1968 | 0.012477 | 568.3882 | -0.0051683 | 495.1968 | -0.00011278 | 497.7348 | 7.3563 | 568.3882 | 18.3844 | 568.3882 | 15.4362
|  | 568.616 | 0 | 568.616 | 0 | 500.3823 | 2.2299 | 502.0879 | 0.20872 | 500.75 | 3.5012 | 495.4195 | 25.059 | 495.4195 | 17.421 | 568.616 | 5.32 | 497.9544 | 25.6719 | 502.0879 | 0.0005923 | 495.4195 | 0.008456 | 495.1968 | 0.08751 | 497.9544 | -0.0034853 | 500.3823 | 0.043483 | 495.4195 | -0.021833 | 568.616 | 0.031469 | 495.4195 | -0.0044243 | 497.9544 | 7.5671 | 568.616 | 18.4359 | 568.616 | 15.4282
|  | 568.8438 | 0 | 568.8438 | 0 | 500.6051 | 2.5989 | 502.3116 | 0.36006 | 500.9751 | 3.4161 | 495.6422 | 24.8391 | 495.6422 | 17.5842 | 568.8438 | 5.1762 | 498.174 | 26.4805 | 502.3116 | 0.006116 | 495.6422 | 0.022495 | 495.4195 | -0.01168 | 498.174 | 0.21459 | 500.6051 | 0.043663 | 495.6422 | 0.032604 | 568.8438 | -0.0066837 | 495.6422 | 0.0050124 | 498.174 | 7.6077 | 568.8438 | 18.4038 | 568.8438 | 15.3638
|  | 569.0716 | 0 | 569.0716 | 0 | 500.828 | 2.2714 | 502.5355 | 0.24248 | 501.2002 | 3.3514 | 495.8649 | 24.3134 | 495.8649 | 17.7378 | 569.0716 | 5.1801 | 498.3936 | 26.7045 | 502.5355 | -0.0095089 | 495.8649 | 0.0086202 | 495.6422 | 0.027989 | 498.3936 | 0.054244 | 500.828 | 0.043794 | 495.8649 | -0.010339 | 569.0716 | 0.036221 | 495.8649 | -0.0012888 | 498.3936 | 7.7739 | 569.0716 | 18.5556 | 569.0716 | 15.4145
|  | 569.2993 | 0 | 569.2993 | 0 | 501.0509 | 2.6017 | 502.7593 | 0.31936 | 501.4253 | 3.2663 | 496.0876 | 24.0968 | 496.0876 | 18.109 | 569.2993 | 5.0282 | 498.6133 | 26.7465 | 502.7593 | 0.0107 | 496.0876 | 0.022084 | 495.8649 | 0.009069 | 498.6133 | 0.31905 | 501.0509 | 0.043881 | 496.0876 | 0.027512 | 569.2993 | -0.0033354 | 496.0876 | 0.0034847 | 498.6133 | 7.9394 | 569.2993 | 18.4932 | 569.2993 | 15.3249
|  | 569.5272 | 0 | 569.5272 | 0 | 501.2737 | 2.18 | 502.9831 | 0.23028 | 501.6504 | 3.2134 | 496.3103 | 23.7477 | 496.3103 | 18.25 | 569.5272 | 5.0331 | 498.8329 | 27.4134 | 502.9831 | -0.0077755 | 496.3103 | 0.012479 | 496.0876 | 0.039996 | 498.8329 | 0.03312 | 501.2737 | 0.043939 | 496.3103 | -0.0090812 | 569.5272 | 0.036412 | 496.3103 | 0.0011322 | 498.8329 | 8.0167 | 569.5272 | 18.6456 | 569.5272 | 15.3684
|  | 569.755 | 0 | 569.755 | 0 | 501.4966 | 2.6644 | 503.207 | 0.35693 | 501.8756 | 3.1429 | 496.533 | 23.2203 | 496.533 | 18.2537 | 569.755 | 4.8886 | 499.0525 | 27.9578 | 503.207 | 0.016122 | 496.533 | 0.021017 | 496.3103 | -0.073264 | 499.0526 | 0.2399 | 501.4966 | 0.043986 | 496.533 | 0.024972 | 569.755 | -0.0027095 | 496.533 | 0.0015186 | 499.0526 | 8.2141 | 569.755 | 18.5322 | 569.755 | 15.2397
|  | 569.9828 | 0 | 569.9828 | 0 | 501.7195 | 2.2768 | 503.4308 | 0.20104 | 502.1007 | 3.093 | 496.7558 | 22.8475 | 496.7558 | 18.4204 | 569.9828 | 4.8405 | 499.2722 | 28.2417 | 503.4308 | -0.013832 | 496.7558 | 0.011576 | 496.533 | 0.058904 | 499.2722 | 0.098875 | 501.7195 | 0.044041 | 496.7558 | -0.014306 | 569.9828 | 0.029983 | 496.7558 | -0.00055858 | 499.2722 | 8.2139 | 569.9828 | 18.6051 | 569.9828 | 15.2456
|  | 570.2106 | 0 | 570.2106 | 0 | 501.9425 | 2.7062 | 503.6547 | 0.32562 | 502.3259 | 3.0195 | 496.9785 | 22.3357 | 496.9785 | 18.6768 | 570.2106 | 4.7083 | 499.4919 | 28.6499 | 503.6547 | 0.0091901 | 496.9785 | 0.021509 | 496.7558 | -0.022975 | 499.4919 | 0.23718 | 501.9425 | 0.044112 | 496.9785 | 0.037107 | 570.2106 | 0.0038362 | 496.9785 | 0.0065711 | 499.4919 | 8.4647 | 570.2106 | 18.4934 | 570.2106 | 15.1135
|  | 570.4385 | 0 | 570.4385 | 0 | 502.1654 | 2.1879 | 503.8786 | 0.25729 | 502.551 | 2.9755 | 497.2013 | 21.8313 | 497.2013 | 18.7356 | 570.4385 | 4.6869 | 499.7116 | 29.0268 | 503.8786 | -0.00081099 | 497.2013 | 0.010919 | 496.9785 | 0.061011 | 499.7116 | 0.042337 | 502.1654 | 0.0442 | 497.2013 | -0.0040182 | 570.4385 | 0.030741 | 497.2013 | 0.0010743 | 499.7116 | 8.6407 | 570.4385 | 18.5363 | 570.4385 | 15.063
|  | 570.6664 | 0 | 570.6664 | 0 | 502.3883 | 2.6956 | 504.1025 | 0.33188 | 502.7762 | 2.9138 | 497.424 | 21.676 | 497.424 | 18.9718 | 570.6664 | 4.5189 | 499.9313 | 29.4389 | 504.1025 | 0.0045026 | 497.424 | 0.024465 | 497.2013 | -0.04707 | 499.9313 | 0.097186 | 502.3883 | 0.044295 | 497.424 | 0.032462 | 570.6664 | -0.0035476 | 497.424 | 0.004322 | 499.9313 | 8.7626 | 570.6664 | 18.39 | 570.6664 | 14.9197
|  | 570.8942 | 0 | 570.8942 | 0 | 502.6113 | 2.23 | 504.3264 | 0.25704 | 503.0014 | 2.8756 | 497.6468 | 21.2459 | 497.6468 | 19.1729 | 570.8942 | 4.4889 | 500.151 | 29.8343 | 504.3264 | -0.0018748 | 497.6468 | 0.01371 | 497.424 | 0.053426 | 500.151 | 0.18843 | 502.6113 | 0.044379 | 497.6468 | -0.0024644 | 570.8942 | 0.02793 | 497.6468 | 0.0027418 | 500.151 | 8.8738 | 570.8942 | 18.4347 | 570.8942 | 14.9119
|  | 571.1221 | 0 | 571.1221 | 0 | 502.8343 | 2.635 | 504.5503 | 0.33188 | 503.2266 | 2.8139 | 497.8696 | 20.9483 | 497.8696 | 19.2875 | 571.1221 | 4.3499 | 500.3707 | 30.1949 | 504.5503 | 0.015155 | 497.8696 | 0.022905 | 497.6468 | -0.019184 | 500.3707 | 0.46488 | 502.8343 | 0.044433 | 497.8696 | 0.01008 | 571.1221 | 0.00070046 | 497.8696 | 0.0031673 | 500.3707 | 9.0424 | 571.1221 | 18.341 | 571.1221 | 14.7612
|  | 571.35 | 0 | 571.35 | 0 | 503.0572 | 2.2014 | 504.7742 | 0.22569 | 503.4518 | 2.7816 | 498.0924 | 20.3826 | 498.0924 | 19.2346 | 571.35 | 4.3631 | 500.5904 | 30.6636 | 504.7742 | -0.005164 | 498.0924 | 0.013053 | 497.8696 | 0.0643 | 500.5904 | 0.17577 | 503.0572 | 0.044441 | 498.0924 | -0.013889 | 571.35 | 0.032952 | 498.0924 | 0.0024525 | 500.5904 | 9.219 | 571.35 | 18.49 | 571.35 | 14.8362
|  | 571.5779 | 0 | 571.5779 | 0 | 503.2802 | 2.6103 | 504.9982 | 0.32562 | 503.6771 | 2.7287 | 498.3152 | 20.1316 | 498.3152 | 19.5638 | 571.5779 | 4.245 | 500.8102 | 31.1312 | 504.9982 | 0.0040264 | 498.3152 | 0.019129 | 498.0924 | -0.048382 | 500.8102 | 0.16345 | 503.2802 | 0.044399 | 498.3152 | 0.020094 | 571.5779 | 0.0064972 | 498.3152 | 0.0031945 | 500.8102 | 9.4284 | 571.5779 | 18.4637 | 571.5779 | 14.7774
|  | 571.8059 | 0 | 571.8059 | 0 | 503.5032 | 2.1916 | 505.2221 | 0.26371 | 503.9023 | 2.7023 | 498.5381 | 19.5086 | 498.5381 | 19.5699 | 571.8059 | 4.2416 | 501.0299 | 31.4124 | 505.2221 | -0.0062447 | 498.5381 | 0.011576 | 498.3152 | 0.034522 | 501.0299 | -0.12344 | 503.5032 | 0.04431 | 498.5381 | -0.0073197 | 571.8059 | 0.031246 | 498.5381 | -5.6858e-05 | 501.0299 | 9.5377 | 571.8059 | 18.5648 | 571.8059 | 14.7815
|  | 572.0338 | 0 | 572.0338 | 0 | 503.7262 | 2.5206 | 505.4461 | 0.31936 | 504.1276 | 2.6465 | 498.7609 | 19.2797 | 498.7609 | 19.6592 | 572.0338 | 4.1304 | 501.2497 | 32.0771 | 505.4461 | 0.012363 | 498.7609 | 0.016337 | 498.5381 | -0.042732 | 501.2497 | 0.14777 | 503.7262 | 0.044194 | 498.7609 | 0.025308 | 572.0338 | -0.00054555 | 498.7609 | 0.0026447 | 501.2497 | 9.7827 | 572.0338 | 18.5861 | 572.0338 | 14.7567
|  | 572.2618 | 0 | 572.2618 | 0 | 503.9492 | 2.166 | 505.6701 | 0.19947 | 504.3528 | 2.6171 | 498.9838 | 19.18 | 498.9838 | 19.8002 | 572.2618 | 4.1218 | 501.4694 | 32.6415 | 505.6701 | -0.017452 | 498.9838 | 0.011411 | 498.7609 | 0.067837 | 501.4694 | 0.1671 | 503.9492 | 0.044077 | 498.9838 | -0.0060159 | 572.2618 | 0.02823 | 498.9838 | -0.0027968 | 501.4694 | 9.9652 | 572.2618 | 18.705 | 572.2618 | 14.7742
|  | 572.4897 | 0 | 572.4897 | 0 | 504.1722 | 2.6018 | 505.8941 | 0.33501 | 504.5781 | 2.5613 | 499.2066 | 18.79 | 499.2066 | 19.8562 | 572.4897 | 4.0084 | 501.6892 | 33.1881 | 505.8941 | 0.0091837 | 499.2066 | 0.01527 | 498.9838 | -0.0072939 | 501.6892 | 0.12311 | 504.1722 | 0.043988 | 499.2066 | 0.008934 | 572.4897 | 0.0026537 | 499.2066 | 0.0053926 | 501.6892 | 10.279 | 572.4897 | 18.6544 | 572.4897 | 14.7072
|  | 572.7177 | 0 | 572.7177 | 0 | 504.3953 | 2.1283 | 506.1181 | 0.22907 | 504.8034 | 2.529 | 499.4295 | 18.0918 | 499.4295 | 20.0961 | 572.7177 | 3.9917 | 501.909 | 33.5252 | 506.1181 | -0.0055148 | 499.4295 | 0.010919 | 499.2066 | 0.03171 | 501.909 | 0.12471 | 504.3953 | 0.043954 | 499.4295 | -0.0056425 | 572.7177 | 0.026568 | 499.4295 | 0.0014661 | 501.909 | 10.4509 | 572.7177 | 18.7198 | 572.7177 | 14.7019
|  | 572.9457 | 0 | 572.9457 | 0 | 504.6183 | 2.5298 | 506.3421 | 0.36319 | 505.0287 | 2.4761 | 499.6524 | 18.1703 | 499.6524 | 20.0558 | 572.9457 | 3.8662 | 502.1288 | 33.943 | 506.3421 | 0.0043898 | 499.6524 | 0.021591 | 499.4295 | 0.031326 | 502.1288 | 0.1199 | 504.6183 | 0.043997 | 499.6524 | 0.036848 | 572.9457 | 0.0034632 | 499.6524 | 0.0032069 | 502.1288 | 10.6621 | 572.9457 | 18.6514 | 572.9457 | 14.5921
|  | 573.1737 | 0 | 573.1737 | 0 | 504.8414 | 2.1899 | 506.5662 | 0.23879 | 505.254 | 2.4468 | 499.8752 | 17.6601 | 499.8752 | 20.3525 | 573.1737 | 3.8486 | 502.3486 | 34.5719 | 506.5662 | 0.0035827 | 499.8752 | 0.015516 | 499.6524 | 0.06165 | 502.3486 | 0.18181 | 504.8414 | 0.044124 | 499.8752 | -0.011164 | 573.1737 | 0.026825 | 499.8752 | 0.00041183 | 502.3486 | 10.8493 | 573.1737 | 18.7138 | 573.1737 | 14.5874
|  | 573.4017 | 0 | 573.4017 | 0 | 505.0645 | 2.5123 | 506.7902 | 0.3131 | 505.4793 | 2.3909 | 500.0982 | 17.7255 | 500.0982 | 20.4255 | 573.4017 | 3.7377 | 502.5684 | 34.7589 | 506.7902 | 0.0058557 | 500.0982 | 0.023069 | 499.8752 | -0.013238 | 502.5685 | 0.25055 | 505.0645 | 0.044333 | 500.0982 | 0.020851 | 573.4017 | 0.0041936 | 500.0982 | 0.0024398 | 502.5685 | 11.0638 | 573.4017 | 18.6504 | 573.4017 | 14.4873
|  | 573.6297 | 0 | 573.6297 | 0 | 505.2875 | 2.2093 | 507.0143 | 0.24771 | 505.7047 | 2.3557 | 500.3211 | 17.0363 | 500.3211 | 20.4931 | 573.6297 | 3.7263 | 502.7883 | 35.1145 | 507.0143 | -0.0089541 | 500.3211 | 0.015516 | 500.0982 | 0.094294 | 502.7883 | 0.086919 | 505.2875 | 0.044609 | 500.3211 | -0.011859 | 573.6297 | 0.025088 | 500.3211 | 0.00099342 | 502.7883 | 11.0313 | 573.6297 | 18.7358 | 573.6297 | 14.5032
|  | 573.8578 | 0 | 573.8578 | 0 | 505.5106 | 2.6192 | 507.2384 | 0.36632 | 505.93 | 2.2999 | 500.544 | 17.0151 | 500.544 | 20.6724 | 573.8578 | 3.6177 | 503.0081 | 35.2634 | 507.2384 | 0.016334 | 500.544 | 0.021509 | 500.3211 | -0.01943 | 503.0081 | -0.0017769 | 505.5106 | 0.044927 | 500.544 | 0.022781 | 573.8578 | -0.00092259 | 500.544 | 0.00035985 | 503.0081 | 11.2452 | 573.8578 | 18.7296 | 573.8578 | 14.432
|  | 574.0858 | 0 | 574.0858 | 0 | 505.7337 | 2.1457 | 507.4625 | 0.2503 | 506.1554 | 2.2646 | 500.7669 | 16.7011 | 500.7669 | 20.5915 | 574.0858 | 3.615 | 503.228 | 35.5177 | 507.4625 | -0.011617 | 500.7669 | 0.016501 | 500.544 | 0.040367 | 503.228 | 0.11271 | 505.7337 | 0.045258 | 500.7669 | -0.00086675 | 574.0858 | 0.02563 | 500.7669 | -0.0013102 | 503.228 | 11.3223 | 574.0858 | 18.7934 | 574.0858 | 14.4542
|  | 574.3139 | 0 | 574.3139 | 0 | 505.9568 | 2.5756 | 507.6866 | 0.31623 | 506.3807 | 2.2088 | 500.9899 | 16.2809 | 500.9899 | 20.8737 | 574.3139 | 3.5219 | 503.4479 | 35.9926 | 507.6866 | 0.009801 | 500.9899 | 0.027256 | 500.7669 | -0.019316 | 503.4478 | 0.32075 | 505.9568 | 0.045568 | 500.9899 | 0.021733 | 574.3139 | 0.0057232 | 500.9899 | 0.0037909 | 503.4478 | 11.6516 | 574.3139 | 18.7764 | 574.3139 | 14.3686
|  | 574.5419 | 0 | 574.5419 | 0 | 506.18 | 2.1699 | 507.9107 | 0.22771 | 506.6061 | 2.1765 | 501.2129 | 15.7658 | 501.2129 | 20.8273 | 574.5419 | 3.5027 | 503.6677 | 36.0967 | 507.9107 | -0.0046705 | 501.2129 | 0.016912 | 500.9899 | 0.073943 | 503.6677 | 0.038182 | 506.18 | 0.045828 | 501.2129 | 0.013953 | 574.5419 | 0.026681 | 501.2129 | 0.00018273 | 503.6677 | 11.7261 | 574.5419 | 18.8447 | 574.5419 | 14.3671
|  | 574.77 | 0 | 574.77 | 0 | 506.4031 | 2.5761 | 508.1348 | 0.34127 | 506.8315 | 2.1295 | 501.4358 | 15.8737 | 501.4358 | 21.1057 | 574.77 | 3.4002 | 503.8876 | 36.4613 | 508.1348 | 0.010265 | 501.4358 | 0.024383 | 501.2129 | 0.0029058 | 503.8876 | 0.16696 | 506.4031 | 0.046015 | 501.4358 | 0.0079989 | 574.77 | 0.0020874 | 501.4358 | -0.0033401 | 503.8876 | 11.9722 | 574.77 | 18.7589 | 574.77 | 14.2743
|  | 574.9981 | 0 | 574.9981 | 0 | 506.6262 | 2.2295 | 508.3589 | 0.28366 | 507.0569 | 2.106 | 501.6588 | 15.5786 | 501.6588 | 21.1707 | 574.9981 | 3.3889 | 504.1075 | 36.818 | 508.3589 | 0.00071976 | 501.6588 | 0.010673 | 501.4358 | 0.069872 | 504.1075 | -0.11269 | 506.6262 | 0.046114 | 501.6588 | -0.011724 | 574.9981 | 0.019744 | 501.6588 | -0.00076246 | 504.1075 | 12.2 | 574.9981 | 18.8359 | 574.9981 | 14.2773
|  | 575.2262 | 0 | 575.2262 | 0 | 506.8494 | 2.5891 | 508.5831 | 0.29773 | 507.2823 | 2.062 | 501.8818 | 14.86 | 501.8818 | 21.3121 | 575.2262 | 3.3058 | 504.3274 | 37.1893 | 508.5831 | 0.016355 | 501.8818 | 0.027585 | 501.6588 | -0.01494 | 504.3274 | 0.24254 | 506.8494 | 0.046126 | 501.8818 | 0.024043 | 575.2262 | 0.0019528 | 501.8818 | 0.0058103 | 504.3274 | 12.3649 | 575.2262 | 18.8609 | 575.2262 | 14.2253
|  | 575.4543 | 0 | 575.4543 | 0 | 507.0725 | 2.1741 | 508.8073 | 0.23783 | 507.5077 | 2.0385 | 502.1048 | 14.7635 | 502.1048 | 21.3546 | 575.4543 | 3.2926 | 504.5474 | 37.2828 | 508.8073 | -0.0052684 | 502.1048 | 0.015598 | 501.8818 | 0.055308 | 504.5474 | 0.052509 | 507.0725 | 0.046063 | 502.1048 | -0.009124 | 575.4543 | 0.022798 | 502.1048 | 0.0012455 | 504.5474 | 12.547 | 575.4543 | 18.9829 | 575.4543 | 14.2697
|  | 575.6825 | 0 | 575.6825 | 0 | 507.2957 | 2.6239 | 509.0314 | 0.31936 | 507.7332 | 1.9944 | 502.3278 | 14.3106 | 502.3278 | 21.4007 | 575.6825 | 3.2048 | 504.7673 | 37.8652 | 509.0314 | 0.013617 | 502.3278 | 0.021427 | 502.1048 | -0.048628 | 504.7673 | 0.092297 | 507.2957 | 0.045948 | 502.3278 | 0.026968 | 575.6825 | 0.0034073 | 502.3278 | 0.0021553 | 504.7673 | 12.7444 | 575.6825 | 18.9631 | 575.6825 | 14.2149
|  | 575.9106 | 0 | 575.9106 | 0 | 507.5189 | 2.2157 | 509.2556 | 0.21871 | 507.9586 | 1.9739 | 502.5508 | 14.0882 | 502.5508 | 21.5336 | 575.9106 | 3.1894 | 504.9872 | 38.1357 | 509.2556 | -0.011354 | 502.5508 | 0.012561 | 502.3278 | 0.044954 | 504.9872 | -0.12649 | 507.5189 | 0.045814 | 502.5508 | -0.0061252 | 575.9106 | 0.023741 | 502.5508 | -0.002812 | 504.9872 | 12.9804 | 575.9106 | 19.0389 | 575.9106 | 14.2183
|  | 576.1387 | 0 | 576.1387 | 0 | 507.7421 | 2.6223 | 509.4798 | 0.34754 | 508.1841 | 1.9298 | 502.7739 | 14.1552 | 502.7739 | 21.4223 | 576.1387 | 3.1283 | 505.2072 | 38.629 | 509.4798 | 0.013965 | 502.7739 | 0.025532 | 502.5508 | -0.053054 | 505.2072 | 0.0030735 | 507.7421 | 0.045694 | 502.7739 | 0.037115 | 576.1387 | 0.0092685 | 502.7739 | -0.00032345 | 505.2072 | 13.1527 | 576.1387 | 19.0751 | 576.1387 | 14.2034
|  | 576.3669 | 0 | 576.3669 | 0 | 507.9653 | 2.2151 | 509.704 | 0.25307 | 508.4096 | 1.9063 | 502.9969 | 13.6982 | 502.9969 | 21.592 | 576.3669 | 3.1202 | 505.4271 | 38.9846 | 509.704 | -0.0089466 | 502.9969 | 0.011822 | 502.7739 | 0.04399 | 505.4272 | -0.024509 | 507.9653 | 0.045617 | 502.9969 | -0.0060206 | 576.3669 | 0.020161 | 502.9969 | -0.00018349 | 505.4272 | 13.3479 | 576.3669 | 19.1684 | 576.3669 | 14.2223
|  | 576.5951 | 0 | 576.5951 | 0 | 508.1885 | 2.568 | 509.9282 | 0.36632 | 508.6351 | 1.8622 | 503.22 | 13.4391 | 503.22 | 21.655 | 576.5951 | 3.0504 | 505.6471 | 39.3682 | 509.9282 | 0.010005 | 503.22 | 0.028323 | 502.9969 | 0.0017774 | 505.6471 | 0.19715 | 508.1885 | 0.045604 | 503.22 | 0.017133 | 576.5951 | 0.0016077 | 503.22 | 0.0025783 | 505.6471 | 13.8195 | 576.5951 | 19.2212 | 576.5951 | 14.2001
|  | 576.8233 | 0 | 576.8233 | 0 | 508.4118 | 2.2381 | 510.1525 | 0.26954 | 508.8606 | 1.8446 | 503.4431 | 13.0785 | 503.4431 | 21.5703 | 576.8233 | 3.0189 | 505.8671 | 39.7501 | 510.1525 | -0.0036214 | 503.4431 | 0.022741 | 503.22 | 0.052185 | 505.8671 | 0.029785 | 508.4118 | 0.045659 | 503.4431 | -0.0060143 | 576.8233 | 0.016985 | 503.4431 | -0.0020493 | 505.8671 | 13.9212 | 576.8233 | 19.2705 | 576.8233 | 14.1892
|  | 577.0515 | 0 | 577.0515 | 0 | 508.635 | 2.6376 | 510.3767 | 0.36632 | 509.0861 | 1.8035 | 503.6661 | 13.0646 | 503.6661 | 21.4901 | 577.0515 | 2.9433 | 506.0871 | 40.0088 | 510.3767 | 0.0050796 | 503.6661 | 0.028652 | 503.4431 | 0.017672 | 506.0871 | 0.24744 | 508.635 | 0.045772 | 503.6661 | 0.011024 | 577.0515 | 0.0038657 | 503.6661 | -2.1351e-05 | 506.0871 | 14.1292 | 577.0515 | 19.2675 | 577.0515 | 14.1357
|  | 577.2797 | 0 | 577.2797 | 0 | 508.8583 | 2.1523 | 510.601 | 0.19801 | 509.3116 | 1.78 | 503.8892 | 12.803 | 503.8892 | 21.6441 | 577.2797 | 2.926 | 506.3071 | 40.188 | 510.601 | -0.0089309 | 503.8892 | 0.020853 | 503.6661 | 0.04753 | 506.3071 | -0.060805 | 508.8583 | 0.045921 | 503.8892 | -0.012971 | 577.2797 | 0.020401 | 503.8892 | -0.0030337 | 506.3071 | 14.3912 | 577.2797 | 19.3367 | 577.2797 | 14.1406
|  | 577.5079 | 0 | 577.5079 | 0 | 509.0815 | 2.5674 | 510.8253 | 0.31623 | 509.5371 | 1.7389 | 504.1123 | 12.4801 | 504.1123 | 21.6408 | 577.5079 | 2.8659 | 506.5272 | 40.7044 | 510.8253 | 0.014566 | 504.1123 | 0.02586 | 503.8892 | -0.030371 | 506.5272 | 0.18264 | 509.0815 | 0.046076 | 504.1123 | 0.017464 | 577.5079 | 0.011674 | 504.1123 | 0.00082963 | 506.5272 | 14.611 | 577.5079 | 19.3295 | 577.5079 | 14.0616
|  | 577.7361 | 0 | 577.7361 | 0 | 509.3048 | 2.2369 | 511.0496 | 0.24161 | 509.7627 | 1.7154 | 504.3354 | 12.1694 | 504.3354 | 21.7121 | 577.7361 | 2.8474 | 506.7472 | 40.9205 | 511.0496 | -0.0026472 | 504.3354 | 0.017733 | 504.1123 | 0.039859 | 506.7472 | 0.13487 | 509.3048 | 0.046204 | 504.3354 | -0.012065 | 577.7361 | 0.0227 | 504.3354 | -0.0034737 | 506.7472 | 14.9221 | 577.7361 | 19.3925 | 577.7361 | 14.0609
|  | 577.9644 | 0 | 577.9644 | 0 | 509.5281 | 2.5889 | 511.2739 | 0.28988 | 509.9882 | 1.6742 | 504.5586 | 12.0745 | 504.5586 | 21.7095 | 577.9644 | 2.7854 | 506.9672 | 41.4934 | 511.2739 | 0.0067437 | 504.5586 | 0.029801 | 504.3354 | -0.034878 | 506.9672 | 0.18844 | 509.5281 | 0.046274 | 504.5586 | 0.021952 | 577.9644 | 0.011335 | 504.5586 | 0.00094709 | 506.9672 | 15.1561 | 577.9644 | 19.3855 | 577.9644 | 14.0192
|  | 578.1927 | 0 | 578.1927 | 0 | 509.7514 | 2.272 | 511.4982 | 0.23101 | 510.2138 | 1.6537 | 504.7817 | 11.6249 | 504.7817 | 21.7483 | 578.1927 | 2.7706 | 507.1873 | 41.8204 | 511.4982 | -0.0042634 | 504.7817 | 0.028405 | 504.5586 | 0.062471 | 507.1873 | 0.14394 | 509.7514 | 0.046265 | 504.7817 | 0.0028743 | 578.1927 | 0.036438 | 504.7817 | 0.0017842 | 507.1873 | 15.1466 | 578.1927 | 19.4759 | 578.1927 | 14.0092
|  | 578.4209 | 0 | 578.4209 | 0 | 509.9747 | 2.6248 | 511.7225 | 0.36006 | 510.4394 | 1.6184 | 505.0048 | 11.4458 | 505.0048 | 21.7879 | 578.4209 | 2.6656 | 507.4074 | 42.2343 | 511.7225 | 0.012577 | 505.0048 | 0.03095 | 504.7817 | -0.06234 | 507.4073 | 0.23396 | 509.9747 | 0.046168 | 505.0048 | 0.00801 | 578.4209 | 0.01615 | 505.0048 | 0.0027253 | 507.4073 | 15.6197 | 578.4209 | 19.4638 | 578.4209 | 13.9298
|  | 578.6492 | 0 | 578.6492 | 0 | 510.198 | 2.219 | 511.9468 | 0.28356 | 510.665 | 1.6067 | 505.228 | 11.2758 | 505.228 | 21.6936 | 578.6492 | 2.6074 | 507.6274 | 42.4689 | 511.9468 | -0.0062062 | 505.228 | 0.022495 | 505.0048 | 0.10108 | 507.6274 | 0.048949 | 510.198 | 0.045986 | 505.228 | -0.020921 | 578.6492 | 0.0029025 | 505.228 | -0.0029993 | 507.6274 | 15.8352 | 578.6492 | 19.475 | 578.6492 | 13.888
|  | 578.8775 | 0 | 578.8775 | 0 | 510.4214 | 2.5999 | 512.1712 | 0.34127 | 510.8906 | 1.5803 | 505.4512 | 11.1384 | 505.4512 | 21.7568 | 578.8775 | 2.5742 | 507.8475 | 43.0278 | 512.1712 | 0.0050274 | 505.4512 | 0.031607 | 505.228 | -0.010463 | 507.8475 | 0.35577 | 510.4214 | 0.045737 | 505.4512 | 0.024962 | 578.8775 | 0.013099 | 505.4512 | 0.001249 | 507.8475 | 16.2091 | 578.8775 | 19.4844 | 578.8775 | 13.847
|  | 579.1058 | 0 | 579.1058 | 0 | 510.6447 | 2.1808 | 512.3956 | 0.22716 | 511.1162 | 1.5685 | 505.6744 | 10.8768 | 505.6744 | 21.782 | 579.1058 | 2.5228 | 508.0676 | 43.2613 | 512.3956 | -0.0050852 | 505.6744 | 0.029801 | 505.4512 | 0.089545 | 508.0676 | -0.12025 | 510.6447 | 0.045449 | 505.6744 | 0.0061855 | 579.1058 | 0.010054 | 505.6744 | 0.00027553 | 508.0676 | 16.3585 | 579.1058 | 19.4864 | 579.1058 | 13.7967
|  | 579.3341 | 0 | 579.3341 | 0 | 510.868 | 2.6429 | 512.6199 | 0.28557 | 511.3419 | 1.5362 | 505.8976 | 10.6888 | 505.8976 | 21.7358 | 579.3341 | 2.5021 | 508.2877 | 43.8549 | 512.6199 | 0.0055776 | 505.8976 | 0.038421 | 505.6744 | -0.055068 | 508.2877 | 0.26628 | 510.868 | 0.045159 | 505.8976 | 0.008677 | 579.3341 | 0.016786 | 505.8976 | 0.0020325 | 508.2877 | 16.6881 | 579.3341 | 19.542 | 579.3341 | 13.7795
|  | 579.5625 | 0 | 579.5625 | 0 | 511.0914 | 2.2192 | 512.8444 | 0.21603 | 511.5675 | 1.5244 | 506.1208 | 10.4533 | 506.1208 | 21.7324 | 579.5625 | 2.4549 | 508.5078 | 43.8398 | 512.8444 | -0.0086655 | 506.1208 | 0.028159 | 505.8976 | 0.10243 | 508.5078 | -0.1361 | 511.0914 | 0.044908 | 506.1208 | 0.0075969 | 579.5625 | 0.0099889 | 506.1208 | 0.0020571 | 508.5078 | 16.9532 | 579.5625 | 19.566 | 579.5625 | 13.7184
|  | 579.7908 | 0 | 579.7908 | 0 | 511.3148 | 2.6359 | 513.0687 | 0.30223 | 511.7932 | 1.4951 | 506.344 | 10.1075 | 506.344 | 21.7572 | 579.7908 | 2.4161 | 508.7279 | 44.1976 | 513.0687 | 0.014075 | 506.344 | 0.035712 | 506.1208 | -0.039301 | 508.7279 | 0.046034 | 511.3148 | 0.044736 | 506.344 | 0.0068968 | 579.7908 | 0.012391 | 506.344 | 0.0035227 | 508.7279 | 17.2994 | 579.7908 | 19.5782 | 579.7908 | 13.6853
|  | 580.0192 | 0 | 580.0192 | 0 | 511.5381 | 2.1997 | 513.2931 | 0.19104 | 512.0188 | 1.4833 | 506.5672 | 10.0928 | 506.5672 | 21.7178 | 580.0192 | 2.3729 | 508.9481 | 44.5129 | 513.2931 | -0.0047728 | 506.5672 | 0.025614 | 506.344 | 0.0554 | 508.9481 | 0.24716 | 511.5381 | 0.044679 | 506.5672 | -0.0029197 | 580.0192 | 0.010042 | 506.5672 | -0.0043891 | 508.9481 | 17.4312 | 580.0192 | 19.5443 | 580.0192 | 13.632
|  | 580.2475 | 0 | 580.2475 | 0 | 511.7615 | 2.6079 | 513.5176 | 0.30808 | 512.2445 | 1.4569 | 506.7904 | 9.9219 | 506.7904 | 21.6818 | 580.2475 | 2.3428 | 509.1682 | 45.0835 | 513.5176 | 0.0054577 | 506.7904 | 0.039981 | 506.5672 | -0.026022 | 509.1682 | 0.27454 | 511.7615 | 0.044761 | 506.7904 | 0.0046148 | 580.2475 | 0.013166 | 506.7904 | 0.0029002 | 509.1682 | 17.6544 | 580.2475 | 19.5736 | 580.2475 | 13.5905
|  | 580.4759 | 0 | 580.4759 | 0 | 511.985 | 2.2107 | 513.742 | 0.24824 | 512.4701 | 1.4481 | 507.0137 | 9.6349 | 507.0137 | 21.6742 | 580.4759 | 2.3038 | 509.3884 | 45.1558 | 513.742 | -0.0095525 | 507.0137 | 0.03251 | 506.7904 | 0.05928 | 509.3884 | -0.16358 | 511.985 | 0.044996 | 507.0137 | -0.004586 | 580.4759 | 0.012153 | 507.0137 | -0.0037069 | 509.3884 | 17.8506 | 580.4759 | 19.5921 | 580.4759 | 13.5575
|  | 580.7043 | 0 | 580.7043 | 0 | 512.2084 | 2.5988 | 513.9665 | 0.30458 | 512.6959 | 1.4187 | 507.237 | 9.6374 | 507.237 | 21.6417 | 580.7043 | 2.274 | 509.6086 | 45.5371 | 513.9665 | 0.01813 | 507.237 | 0.039981 | 507.0137 | -0.033689 | 509.6086 | 0.30737 | 512.2084 | 0.045385 | 507.237 | 0.024138 | 580.7043 | 0.012571 | 507.237 | 0.0020814 | 509.6086 | 18.1814 | 580.7043 | 19.5998 | 580.7043 | 13.5109
|  | 580.9327 | 0 | 580.9327 | 0 | 512.4318 | 2.2485 | 514.1909 | 0.24001 | 512.9216 | 1.404 | 507.4602 | 9.2589 | 507.4602 | 21.6822 | 580.9327 | 2.2284 | 509.8288 | 45.7102 | 514.1909 | 0.00069571 | 507.4602 | 0.033331 | 507.237 | 0.038005 | 509.8288 | -0.24404 | 512.4318 | 0.045912 | 507.4602 | -0.014937 | 580.9327 | 0.010535 | 507.4602 | -0.00080661 | 509.8288 | 18.2719 | 580.9327 | 19.6062 | 580.9327 | 13.4733
|  | 581.1611 | 0 | 581.1611 | 0 | 512.6552 | 2.6605 | 514.4154 | 0.2989 | 513.1473 | 1.3717 | 507.6835 | 9.2188 | 507.6835 | 21.4108 | 581.1611 | 2.1882 | 510.0489 | 45.8121 | 514.4154 | 0.016944 | 507.6835 | 0.047288 | 507.4602 | -0.03122 | 510.049 | 0.059699 | 512.6552 | 0.046552 | 507.6835 | 0.027461 | 581.1611 | 0.010921 | 507.6835 | 0.0046485 | 510.049 | 18.5574 | 581.1611 | 19.6045 | 581.1611 | 13.4324
|  | 581.3895 | 0 | 581.3895 | 0 | 512.8787 | 2.2317 | 514.6399 | 0.25403 | 513.3731 | 1.3629 | 507.9068 | 9.0062 | 507.9068 | 21.4903 | 581.3895 | 2.1547 | 510.2691 | 45.9879 | 514.6399 | -0.013902 | 507.9068 | 0.03407 | 507.6835 | 0.071908 | 510.2691 | 0.094357 | 512.8787 | 0.047268 | 507.9068 | -0.010585 | 581.3895 | 0.012819 | 507.9068 | -4.9111e-06 | 510.2691 | 18.6823 | 581.3895 | 19.6103 | 581.3895 | 13.3919
|  | 581.618 | 0 | 581.618 | 0 | 513.1021 | 2.5841 | 514.8644 | 0.31186 | 513.5988 | 1.3335 | 508.1301 | 8.6972 | 508.1301 | 21.5432 | 581.618 | 2.1248 | 510.4894 | 46.6526 | 514.8644 | 0.015904 | 508.1301 | 0.043347 | 507.9068 | 0.02564 | 510.4893 | 0.071067 | 513.1021 | 0.048015 | 508.1301 | 0.014649 | 581.618 | 0.014076 | 508.1301 | -0.0014375 | 510.4893 | 19.1037 | 581.618 | 19.636 | 581.618 | 13.353
|  | 581.8464 | 0 | 581.8464 | 0 | 513.3256 | 2.2249 | 515.0889 | 0.20935 | 513.8246 | 1.3247 | 508.3534 | 8.6898 | 508.3534 | 21.4023 | 581.8464 | 2.0999 | 510.7096 | 46.3793 | 515.0889 | -0.0049606 | 508.3534 | 0.031936 | 508.1301 | 0.071908 | 510.7096 | -0.16439 | 513.3256 | 0.048745 | 508.3534 | -0.0052129 | 581.8464 | 0.013668 | 508.3534 | -0.0022332 | 510.7096 | 19.1516 | 581.8464 | 19.6974 | 581.8464 | 13.3315
|  | 582.0749 | 0 | 582.0749 | 0 | 513.5491 | 2.6416 | 515.3135 | 0.25875 | 514.0503 | 1.2953 | 508.5768 | 8.3514 | 508.5768 | 21.5114 | 582.0749 | 2.0567 | 510.9298 | 46.7982 | 515.3135 | 0.01411 | 508.5768 | 0.045153 | 508.3534 | -0.038504 | 510.9298 | 0.37073 | 513.5491 | 0.049407 | 508.5768 | 0.025097 | 582.0749 | 0.0056706 | 508.5768 | 0.0044931 | 510.9298 | 19.4548 | 582.0749 | 19.7296 | 582.0749 | 13.3249
|  | 582.3033 | 0 | 582.3033 | 0 | 513.7726 | 2.2258 | 515.538 | 0.23704 | 514.2761 | 1.2895 | 508.8001 | 8.3759 | 508.8001 | 21.255 | 582.3033 | 2.0369 | 511.1501 | 46.7215 | 515.538 | -0.0033376 | 508.8001 | 0.038503 | 508.5768 | 0.068516 | 511.1501 | 0.029396 | 513.7726 | 0.049954 | 508.8001 | -0.01374 | 582.3033 | 0.016706 | 508.8001 | -0.001068 | 511.1501 | 19.7154 | 582.3033 | 19.7668 | 582.3033 | 13.3047
|  | 582.5318 | 0 | 582.5318 | 0 | 513.996 | 2.6843 | 515.7626 | 0.30262 | 514.5019 | 1.2601 | 509.0234 | 8.0137 | 509.0234 | 21.3317 | 582.5318 | 2.0017 | 511.3703 | 47.1264 | 515.7626 | 0.0086814 | 509.0234 | 0.047124 | 508.8001 | -0.054285 | 511.3703 | 0.34237 | 513.996 | 0.050344 | 509.0234 | 0.021213 | 582.5318 | 0.018243 | 509.0234 | 0.0008582 | 511.3703 | 19.9749 | 582.5318 | 19.7579 | 582.5318 | 13.26
|  | 582.7603 | 0 | 582.7603 | 0 | 514.2195 | 2.1903 | 515.9871 | 0.23912 | 514.7277 | 1.2513 | 509.2468 | 7.7685 | 509.2468 | 21.221 | 582.7603 | 1.9717 | 511.5906 | 47.4058 | 515.9871 | -0.0073275 | 509.2468 | 0.04622 | 509.0234 | 0.10311 | 511.5906 | 0.24707 | 514.2195 | 0.05054 | 509.2468 | -0.0032263 | 582.7603 | 0.01717 | 509.2468 | 0.0022393 | 511.5906 | 20.3288 | 582.7603 | 19.7869 | 582.7603 | 13.2347
|  | 582.9888 | 0 | 582.9888 | 0 | 514.4431 | 2.6055 | 516.2117 | 0.38198 | 514.9535 | 1.2248 | 509.4701 | 7.6826 | 509.4701 | 21.1447 | 582.9888 | 1.9376 | 511.8109 | 47.8712 | 516.2117 | 0.0090791 | 509.4701 | 0.053691 | 509.2468 | -0.040107 | 511.8109 | 0.11785 | 514.4431 | 0.050523 | 509.4701 | 0.032899 | 582.9888 | 0.0079812 | 509.4701 | 0.0067354 | 511.8109 | 20.4974 | 582.9888 | 19.849 | 582.9888 | 13.2268
|  | 583.2173 | 0 | 583.2173 | 0 | 514.6666 | 2.2557 | 516.4363 | 0.24726 | 515.1794 | 1.2219 | 509.6935 | 7.6695 | 509.6935 | 21.1739 | 583.2173 | 1.9276 | 512.0312 | 47.9233 | 516.4363 | -0.0055577 | 509.6935 | 0.038093 | 509.4701 | 0.028129 | 512.0312 | 0.025777 | 514.6666 | 0.050286 | 509.6935 | -0.0069205 | 583.2173 | 0.015043 | 509.6935 | -0.0042638 | 512.0312 | 20.8505 | 583.2173 | 19.9385 | 583.2173 | 13.2371
|  | 583.4459 | 0 | 583.4459 | 0 | 514.8901 | 2.5767 | 516.6609 | 0.39137 | 515.4052 | 1.1955 | 509.9169 | 7.8625 | 509.9169 | 21.0127 | 583.4459 | 1.8853 | 512.2515 | 48.3684 | 516.6609 | 0.017114 | 509.9169 | 0.057796 | 509.6935 | -0.030339 | 512.2515 | 0.34303 | 514.8901 | 0.049841 | 509.9169 | 0.004902 | 583.4459 | 0.0095944 | 509.9169 | 0.0064176 | 512.2515 | 21.1335 | 583.4459 | 19.9938 | 583.4459 | 13.218
|  | 583.6744 | 0 | 583.6744 | 0 | 515.1137 | 2.2648 | 516.8855 | 0.26209 | 515.631 | 1.1896 | 510.1403 | 7.2469 | 510.1403 | 20.943 | 583.6744 | 1.8757 | 512.4718 | 48.4384 | 516.8855 | -0.0013525 | 510.1403 | 0.046631 | 509.9169 | 0.076656 | 512.4718 | -0.16972 | 515.1137 | 0.049217 | 510.1403 | -0.027399 | 583.6744 | 0.021433 | 510.1403 | -0.0048498 | 512.4718 | 21.0049 | 583.6744 | 20.0401 | 583.6744 | 13.2119
|  | 583.903 | 0 | 583.903 | 0 | 515.3373 | 2.5711 | 517.1101 | 0.36006 | 515.8569 | 1.1632 | 510.3637 | 7.4782 | 510.3637 | 21.0086 | 583.903 | 1.8372 | 512.6921 | 49.0768 | 517.1101 | 0.0036021 | 510.3637 | 0.055169 | 510.1403 | -0.010833 | 512.6921 | 0.22088 | 515.3373 | 0.048462 | 510.3637 | 0.015783 | 583.903 | 0.011619 | 510.3637 | 0.0015258 | 512.6921 | 21.2916 | 583.903 | 20.0585 | 583.903 | 13.1935
|  | 584.1315 | 0 | 584.1315 | 0 | 515.5609 | 2.217 | 517.3348 | 0.2499 | 516.0828 | 1.1602 | 510.5872 | 7.0032 | 510.5872 | 20.8395 | 584.1315 | 1.8285 | 512.9124 | 48.962 | 517.3348 | -0.010919 | 510.5872 | 0.045153 | 510.3637 | 0.057139 | 512.9124 | 0.032744 | 515.5609 | 0.047631 | 510.5872 | -0.010928 | 584.1315 | 0.020344 | 510.5872 | -0.0057351 | 512.9124 | 21.7705 | 584.1315 | 20.1769 | 584.1315 | 13.2244
|  | 584.3601 | 0 | 584.3601 | 0 | 515.7844 | 2.5239 | 517.5594 | 0.3131 | 516.3087 | 1.1338 | 510.8106 | 7.0237 | 510.8106 | 20.6597 | 584.3601 | 1.786 | 513.1328 | 49.3585 | 517.5594 | 0.010879 | 510.8106 | 0.063214 | 510.5872 | -0.070551 | 513.1328 | 0.25889 | 515.7844 | 0.046784 | 510.8106 | 0.044505 | 584.3601 | 0.0024571 | 510.8106 | 0.010264 | 513.1328 | 21.8756 | 584.3601 | 20.2211 | 584.3601 | 13.2066
|  | 584.5887 | 0 | 584.5887 | 0 | 516.0081 | 2.1588 | 517.7841 | 0.24946 | 516.5346 | 1.1279 | 511.0341 | 6.7727 | 511.0341 | 20.5678 | 584.5887 | 1.7792 | 513.3532 | 49.2314 | 517.7841 | -0.0015562 | 511.0341 | 0.049669 | 510.8106 | 0.054571 | 513.3531 | -0.006964 | 516.0081 | 0.045975 | 511.0341 | 0.0015572 | 584.5887 | 0.01086 | 511.0341 | 0.0013224 | 513.3531 | 21.8869 | 584.5887 | 20.3091 | 584.5887 | 13.22
|  | 584.8173 | 0 | 584.8173 | 0 | 516.2316 | 2.5764 | 518.0088 | 0.32562 | 516.7605 | 1.1074 | 511.2575 | 6.6419 | 511.2575 | 20.3514 | 584.8173 | 1.7386 | 513.5735 | 49.5271 | 518.0088 | 0.017622 | 511.2575 | 0.058617 | 511.0341 | -0.002714 | 513.5735 | 0.17094 | 516.2316 | 0.045246 | 511.2575 | 0.028368 | 584.8173 | 0.0038373 | 511.2575 | 0.0019218 | 513.5735 | 22.2447 | 584.8173 | 20.3634 | 584.8173 | 13.2011
|  | 585.0459 | 0 | 585.0459 | 0 | 516.4553 | 2.0646 | 518.2335 | 0.26091 | 516.9864 | 1.1044 | 511.481 | 6.6378 | 511.481 | 20.2721 | 585.0459 | 1.7463 | 513.7939 | 49.685 | 518.2335 | -0.012238 | 511.481 | 0.050489 | 511.2575 | 0.04415 | 513.7939 | 0.16209 | 516.4553 | 0.044618 | 511.481 | -0.016543 | 585.0459 | 0.018746 | 511.481 | -0.0057804 | 513.7939 | 22.5074 | 585.0459 | 20.4831 | 585.0459 | 13.2405
|  | 585.2745 | 0 | 585.2745 | 0 | 516.6789 | 2.5756 | 518.4581 | 0.28885 | 517.2124 | 1.0839 | 511.7045 | 6.3255 | 511.7045 | 20.1697 | 585.2745 | 1.6915 | 514.0143 | 49.6357 | 518.4581 | 0.0022404 | 511.7045 | 0.068222 | 511.481 | -0.048963 | 514.0143 | 0.12416 | 516.6789 | 0.044093 | 511.7045 | 0.025712 | 585.2745 | 0.0029657 | 511.7045 | -0.0026431 | 514.0143 | 22.7237 | 585.2745 | 20.4836 | 585.2745 | 13.202
|  | 585.5032 | 0 | 585.5032 | 0 | 516.9025 | 2.139 | 518.6829 | 0.20803 | 517.4383 | 1.0868 | 511.928 | 6.3336 | 511.928 | 20.1159 | 585.5032 | 1.687 | 514.2347 | 49.9952 | 518.6829 | -0.0071544 | 511.928 | 0.052049 | 511.7045 | 0.081405 | 514.2347 | -0.018609 | 516.9025 | 0.043654 | 511.928 | -0.01493 | 585.5032 | 0.018313 | 511.928 | -0.0031536 | 514.2347 | 23.0287 | 585.5032 | 20.5448 | 585.5032 | 13.1962
|  | 585.7318 | 0 | 585.7318 | 0 | 517.1262 | 2.5475 | 518.9076 | 0.33188 | 517.6643 | 1.0633 | 512.1514 | 6.2151 | 512.1514 | 19.9305 | 585.7318 | 1.6391 | 514.4551 | 50.1711 | 518.9076 | 0.011578 | 512.1514 | 0.068551 | 511.928 | -0.0097868 | 514.4551 | 0.32327 | 517.1262 | 0.043274 | 512.1514 | 0.019941 | 585.7318 | 0.0036968 | 512.1514 | 0.0032313 | 514.4551 | 23.1233 | 585.7318 | 20.5229 | 585.7318 | 13.1339
|  | 585.9605 | 0 | 585.9605 | 0 | 517.3499 | 2.1049 | 519.1323 | 0.20762 | 517.8903 | 1.0633 | 512.375 | 6.1129 | 512.375 | 19.8052 | 585.9605 | 1.649 | 514.6755 | 50.3032 | 519.1323 | -9.086e-05 | 512.375 | 0.05599 | 512.1514 | 0.11736 | 514.6755 | 0.15013 | 517.3499 | 0.042921 | 512.375 | -0.0096202 | 585.9605 | 0.020095 | 512.375 | -0.0021283 | 514.6755 | 23.4062 | 585.9605 | 20.5809 | 585.9605 | 13.1307
|  | 586.1891 | 0 | 586.1891 | 0 | 517.5735 | 2.5434 | 519.3571 | 0.32875 | 518.1162 | 1.0398 | 512.5985 | 5.9208 | 512.5985 | 19.6952 | 586.1891 | 1.5903 | 514.8959 | 50.754 | 519.3571 | 0.016613 | 512.5985 | 0.075529 | 512.375 | 0.011281 | 514.8959 | 0.1812 | 517.5735 | 0.042567 | 512.5985 | 0.033408 | 586.1891 | -3.1853e-05 | 512.5985 | 0.0024213 | 514.8959 | 23.7825 | 586.1891 | 20.5329 | 586.1891 | 13.0737
|  | 586.4178 | 0 | 586.4178 | 0 | 517.7972 | 2.0554 | 519.5819 | 0.1866 | 518.3422 | 1.0398 | 512.822 | 5.8619 | 512.822 | 19.6797 | 586.4178 | 1.5936 | 515.1164 | 50.7383 | 519.5819 | -0.0042775 | 512.822 | 0.062394 | 512.5985 | 0.094294 | 515.1164 | 0.14183 | 517.7972 | 0.04219 | 512.822 | -0.0035256 | 586.4178 | 0.017682 | 512.822 | -0.0044728 | 515.1164 | 23.9184 | 586.4178 | 20.548 | 586.4178 | 13.0378
|  | 586.6465 | 0 | 586.6465 | 0 | 518.0209 | 2.5316 | 519.8066 | 0.3538 | 518.5682 | 1.0192 | 513.0456 | 5.6624 | 513.0456 | 19.586 | 586.6465 | 1.5377 | 515.3369 | 51.1852 | 519.8066 | 0.01419 | 513.0456 | 0.074215 | 512.822 | -0.023852 | 515.3369 | 0.28712 | 518.0209 | 0.041779 | 513.0456 | 0.041022 | 586.6465 | -0.0017682 | 513.0456 | 0.0053836 | 515.3369 | 24.2984 | 586.6465 | 20.508 | 586.6465 | 12.9602
|  | 586.8752 | 0 | 586.8752 | 0 | 518.2446 | 2.0682 | 520.0314 | 0.23602 | 518.7943 | 1.0192 | 513.2691 | 5.3992 | 513.2691 | 19.3324 | 586.8752 | 1.5449 | 515.5573 | 51.015 | 520.0314 | -0.010167 | 513.2691 | 0.069372 | 513.0456 | 0.044038 | 515.5573 | -0.028236 | 518.2446 | 0.041326 | 513.2691 | 0.0013703 | 586.8752 | 0.021462 | 513.2691 | -0.0016057 | 515.5573 | 24.1963 | 586.8752 | 20.5763 | 586.8752 | 12.9672
|  | 587.1039 | 0 | 587.1039 | 0 | 518.4683 | 2.4836 | 520.2562 | 0.30556 | 519.0203 | 0.99574 | 513.4927 | 5.4458 | 513.4927 | 19.1849 | 587.1039 | 1.484 | 515.7778 | 51.6394 | 520.2562 | 0.0183 | 513.4927 | 0.075283 | 513.2691 | -0.022645 | 515.7778 | 0.062954 | 518.4683 | 0.040832 | 513.4927 | 0.00069949 | 587.1039 | -0.0042563 | 513.4927 | 0.00029942 | 515.7778 | 24.5178 | 587.1039 | 20.547 | 587.1039 | 12.9088
|  | 587.3327 | 0 | 587.3327 | 0 | 518.6921 | 2.0901 | 520.4811 | 0.21475 | 519.2463 | 0.98986 | 513.7163 | 5.3092 | 513.7163 | 19.0431 | 587.3327 | 1.4954 | 515.9982 | 51.5996 | 520.4811 | -0.01232 | 513.7163 | 0.07126 | 513.4927 | 0.08344 | 515.9982 | 0.061585 | 518.6921 | 0.040293 | 513.7163 | -0.012613 | 587.3327 | 0.020581 | 513.7163 | -0.0057174 | 515.9982 | 24.8832 | 587.3327 | 20.5983 | 587.3327 | 12.9076
|  | 587.5614 | 0 | 587.5614 | 0 | 518.9158 | 2.4173 | 520.7059 | 0.30613 | 519.4724 | 0.96636 | 513.9399 | 5.3019 | 513.9399 | 19.0287 | 587.5614 | 1.437 | 516.2188 | 51.8919 | 520.7059 | 0.022027 | 513.9399 | 0.088829 | 513.7163 | -0.026184 | 516.2188 | 0.2456 | 518.9158 | 0.039709 | 513.9399 | 0.022281 | 587.5614 | -0.0048705 | 513.9399 | 0.0045236 | 516.2188 | 25.0481 | 587.5614 | 20.5595 | 587.5614 | 12.8519
|  | 587.7902 | 0 | 587.7902 | 0 | 519.1395 | 2.0561 | 520.9307 | 0.21811 | 519.6984 | 0.96049 | 514.1635 | 5.2283 | 514.1635 | 18.913 | 587.7902 | 1.4601 | 516.4393 | 52.1064 | 520.9307 | 0.0058539 | 514.1635 | 0.078074 | 513.9399 | 0.068516 | 516.4393 | -0.035662 | 519.1395 | 0.039079 | 514.1635 | -0.015095 | 587.7902 | 0.019424 | 514.1635 | 0.0026408 | 516.4393 | 25.2476 | 587.7902 | 20.6443 | 587.7902 | 12.871
|  | 588.0189 | 0 | 588.0189 | 0 | 519.3633 | 2.4629 | 521.1556 | 0.26777 | 519.9245 | 0.93405 | 514.3871 | 4.9871 | 514.3871 | 18.7335 | 588.0189 | 1.3872 | 516.6598 | 52.5471 | 521.1556 | 0.012432 | 514.3871 | 0.084231 | 514.1635 | -0.02239 | 516.6598 | 0.16609 | 519.3633 | 0.03841 | 514.3871 | 0.032105 | 588.0189 | 0.00074151 | 514.3871 | -0.0022206 | 516.6598 | 25.6947 | 588.0189 | 20.6092 | 588.0189 | 12.808
|  | 588.2477 | 0 | 588.2477 | 0 | 519.587 | 2.0213 | 521.3804 | 0.21677 | 520.1506 | 0.91937 | 514.6107 | 4.8898 | 514.6107 | 18.7343 | 588.2477 | 1.4109 | 516.8803 | 52.2431 | 521.3804 | -0.014926 | 514.6107 | 0.078567 | 514.3871 | 0.077335 | 516.8803 | 0.045556 | 519.587 | 0.037721 | 514.6107 | -0.014594 | 588.2477 | 0.02292 | 514.6107 | -0.0021259 | 516.8803 | 25.725 | 588.2477 | 20.6917 | 588.2477 | 12.8149
|  | 588.4765 | 0 | 588.4765 | 0 | 519.8109 | 2.4468 | 521.6053 | 0.34441 | 520.3767 | 0.90468 | 514.8343 | 4.9291 | 514.8343 | 18.7208 | 588.4765 | 1.3516 | 517.1008 | 52.7118 | 521.6053 | 0.012233 | 514.8343 | 0.088582 | 514.6107 | -0.010493 | 517.1008 | 0.13796 | 519.8109 | 0.037047 | 514.8343 | 0.027193 | 588.4765 | -0.0016637 | 514.8343 | 6.1647e-05 | 517.1008 | 26.2116 | 588.4765 | 20.6565 | 588.4765 | 12.7571
|  | 588.7053 | 0 | 588.7053 | 0 | 520.0346 | 1.9547 | 521.8302 | 0.1846 | 520.6028 | 0.89293 | 515.058 | 4.602 | 515.058 | 18.5086 | 588.7053 | 1.3651 | 517.3214 | 53.1861 | 521.8302 | -0.010542 | 515.058 | 0.082015 | 514.8343 | 0.050199 | 517.3214 | 0.029361 | 520.0346 | 0.03644 | 515.058 | -0.0050798 | 588.7053 | 0.027195 | 515.058 | -0.0039743 | 517.3214 | 26.1976 | 588.7053 | 20.7263 | 588.7053 | 12.7664
|  | 588.9341 | 0 | 588.9341 | 0 | 520.2584 | 2.4252 | 522.0551 | 0.37258 | 520.829 | 0.88118 | 515.2816 | 4.925 | 515.2816 | 18.4992 | 588.9341 | 1.3085 | 517.5419 | 53.0091 | 522.0551 | 0.022875 | 515.2816 | 0.092769 | 515.058 | -0.042893 | 517.5419 | 0.14779 | 520.2584 | 0.035959 | 515.2816 | 0.017909 | 588.9341 | 0.00016247 | 515.2816 | -0.0032224 | 517.5419 | 26.3007 | 588.9341 | 20.7001 | 588.9341 | 12.6964
|  | 589.1629 | 0 | 589.1629 | 0 | 520.4822 | 2.0159 | 522.28 | 0.19837 | 521.0551 | 0.86943 | 515.5053 | 4.7329 | 515.5053 | 18.4319 | 589.1629 | 1.3359 | 517.7625 | 52.9246 | 522.28 | -0.0049716 | 515.5053 | 0.083574 | 515.2816 | 0.086153 | 517.7625 | -0.0070334 | 520.4822 | 0.035667 | 515.5053 | -0.0361 | 589.1629 | 0.02072 | 515.5053 | -0.0028757 | 517.7625 | 26.4482 | 589.1629 | 20.7572 | 589.1629 | 12.712
|  | 589.3918 | 0 | 589.3918 | 0 | 520.7061 | 1.9545 | 522.5049 | 0.20056 | 521.2812 | 0.85769 | 515.729 | 4.5465 | 515.729 | 18.0136 | 589.3918 | 1.2782 | 517.9831 | 53.3558 | 522.5049 | -0.013031 | 515.729 | 0.092277 | 515.5053 | 0.0029199 | 517.9831 | -0.020069 | 520.7061 | 0.035611 | 515.729 | -0.035687 | 589.3918 | -0.0029882 | 515.729 | -0.0091553 | 517.9831 | 26.771 | 589.3918 | 20.7305 | 589.3918 | 12.6578
|  | 589.6206 | 0 | 589.6206 | 0 | 520.9299 | 2.4327 | 522.7299 | 0.33814 | 521.5074 | 0.84594 | 515.9527 | 4.5088 | 515.9527 | 18.05 | 589.6206 | 1.2995 | 518.2037 | 53.5238 | 522.7299 | 0.012599 | 515.9527 | 0.11124 | 515.729 | -0.027441 | 518.2037 | 0.36367 | 520.9299 | 0.035818 | 515.9527 | 0.015496 | 589.6206 | 0.026764 | 515.9527 | 0.0045805 | 518.2037 | 27.0449 | 589.6206 | 20.8172 | 589.6206 | 12.6866
|  | 589.8495 | 0 | 589.8495 | 0 | 521.1537 | 1.9554 | 522.9548 | 0.17349 | 521.7336 | 0.83712 | 516.1764 | 4.5178 | 516.1764 | 17.9336 | 589.8495 | 1.234 | 518.4243 | 53.6313 | 522.9548 | -0.012651 | 516.1764 | 0.097038 | 515.9527 | 0.049168 | 518.4243 | 0.068813 | 521.1537 | 0.036283 | 516.1764 | -0.0065542 | 589.8495 | -0.0057559 | 516.1764 | 0.00058892 | 518.4243 | 27.4153 | 589.8495 | 20.7773 | 589.8495 | 12.6181
|  | 590.0783 | 0 | 590.0783 | 0 | 521.3776 | 2.4067 | 523.1798 | 0.35693 | 521.9597 | 0.82831 | 516.4001 | 4.199 | 516.4001 | 17.7445 | 590.0783 | 1.2671 | 518.6449 | 54.2187 | 523.1798 | 0.0092502 | 516.4001 | 0.11034 | 516.1764 | -0.030896 | 518.6449 | 0.31247 | 521.3776 | 0.03697 | 516.4001 | 0.051084 | 590.0783 | 0.019614 | 516.4001 | 0.0033434 | 518.6449 | 27.7426 | 590.0783 | 20.9276 | 590.0783 | 12.6745
|  | 590.3072 | 0 | 590.3072 | 0 | 521.6014 | 1.9149 | 523.4048 | 0.2136 | 522.1859 | 0.82244 | 516.6238 | 4.2186 | 516.6238 | 17.6364 | 590.3072 | 1.2047 | 518.8655 | 53.8082 | 523.4048 | -0.0086024 | 516.6238 | 0.1082 | 516.4001 | 0.088867 | 518.8655 | -0.041281 | 521.6014 | 0.037819 | 516.6238 | -0.027273 | 590.3072 | -0.0090882 | 516.6238 | 0.00032114 | 518.8655 | 27.8611 | 590.3072 | 20.9128 | 590.3072 | 12.6316
|  | 590.5361 | 0 | 590.5361 | 0 | 521.8253 | 2.3533 | 523.6298 | 0.35067 | 522.4122 | 0.81363 | 516.8475 | 4.0298 | 516.8475 | 17.5375 | 590.5361 | 1.2456 | 519.0862 | 54.2434 | 523.6298 | 0.0081777 | 516.8475 | 0.11543 | 516.6238 | -0.057548 | 519.0862 | 0.26659 | 521.8253 | 0.038753 | 516.8475 | 0.037114 | 590.5361 | 0.022796 | 516.8475 | -0.0036132 | 519.0862 | 28.0984 | 590.5361 | 21.019 | 590.5361 | 12.6679
|  | 590.765 | 0 | 590.765 | 0 | 522.0493 | 1.8995 | 523.8548 | 0.21324 | 522.6384 | 0.8195 | 517.0713 | 4.0796 | 517.0713 | 17.4166 | 590.765 | 1.1714 | 519.3068 | 54.3811 | 523.8548 | -0.0046219 | 517.0713 | 0.11149 | 516.8475 | 0.043898 | 519.3068 | 0.14995 | 522.0493 | 0.039688 | 517.0713 | -0.006718 | 590.765 | -0.0073638 | 517.0713 | 0.0012669 | 519.3068 | 28.1336 | 590.765 | 20.992 | 590.765 | 12.6056
|  | 590.9939 | 0 | 590.9939 | 0 | 522.2731 | 2.3783 | 524.0798 | 0.36632 | 522.8646 | 0.80188 | 517.295 | 3.9562 | 517.295 | 17.3159 | 590.9939 | 1.2071 | 519.5275 | 54.6113 | 524.0798 | 0.015578 | 517.295 | 0.13242 | 517.0713 | -0.016531 | 519.5275 | 0.06853 | 522.2731 | 0.040552 | 517.295 | 0.026073 | 590.9939 | 0.024747 | 517.295 | 0.0053736 | 519.5275 | 28.2489 | 590.9939 | 21.0654 | 590.9939 | 12.6251
|  | 591.2228 | 0 | 591.2228 | 0 | 522.497 | 1.9493 | 524.3048 | 0.25926 | 523.0908 | 0.80481 | 517.5188 | 3.9316 | 517.5188 | 17.3412 | 591.2228 | 1.1204 | 519.7481 | 54.5508 | 524.3048 | -0.013475 | 517.5188 | 0.11732 | 517.295 | 0.08344 | 519.7481 | 0.045192 | 522.497 | 0.041286 | 517.5188 | -0.00047788 | 591.2228 | -0.0052644 | 517.5188 | -0.0014363 | 519.7481 | 28.5035 | 591.2228 | 20.9791 | 591.2228 | 12.5474
|  | 591.4518 | 0 | 591.4518 | 0 | 522.7209 | 2.2811 | 524.5299 | 0.36319 | 523.3171 | 0.78719 | 517.7426 | 3.8989 | 517.7426 | 17.1181 | 591.4518 | 1.175 | 519.9688 | 54.6102 | 524.5299 | 0.0183 | 517.7426 | 0.1403 | 517.5188 | -0.056455 | 519.9688 | 0.17285 | 522.7209 | 0.041858 | 517.7426 | 0.034761 | 591.4518 | 0.024212 | 517.7426 | 0.001271 | 519.9688 | 28.5266 | 591.4518 | 21.0672 | 591.4518 | 12.5651
|  | 591.6807 | 0 | 591.6807 | 0 | 522.9449 | 1.9066 | 524.7549 | 0.20613 | 523.5433 | 0.79013 | 517.9664 | 3.7551 | 517.9664 | 16.8506 | 591.6807 | 1.1075 | 520.1895 | 54.5878 | 524.7549 | -0.017622 | 517.9664 | 0.12216 | 517.7426 | 0.095651 | 520.1895 | 0.15385 | 522.9449 | 0.042262 | 517.9664 | -0.011013 | 591.6807 | -0.010133 | 517.9664 | -0.0029848 | 520.1895 | 28.3215 | 591.6807 | 20.9982 | 591.6807 | 12.4881
|  | 591.9097 | 0 | 591.9097 | 0 | 523.1688 | 2.3523 | 524.98 | 0.29789 | 523.7696 | 0.77544 | 518.1902 | 3.7632 | 518.1902 | 16.7606 | 591.9097 | 1.1454 | 520.4102 | 54.2641 | 524.98 | 0.025077 | 518.1902 | 0.14326 | 517.9664 | -0.047674 | 520.4102 | 0.3248 | 523.1688 | 0.042515 | 518.1902 | 0.037075 | 591.9097 | 0.020362 | 518.1902 | 0.0040878 | 520.4102 | 28.5571 | 591.9097 | 21.0727 | 591.9097 | 12.5122
|  | 592.1386 | 0 | 592.1386 | 0 | 523.3928 | 1.9848 | 525.2051 | 0.23656 | 523.9959 | 0.78132 | 518.414 | 3.6995 | 518.414 | 16.5937 | 592.1386 | 1.0621 | 520.6309 | 54.2294 | 525.2051 | -0.0021205 | 518.414 | 0.13628 | 518.1902 | 0.080726 | 520.6309 | -0.0099168 | 523.3928 | 0.042656 | 518.414 | -0.025871 | 592.1386 | -0.0030969 | 518.414 | -0.0022915 | 520.6309 | 28.7425 | 592.1386 | 21.0441 | 592.1386 | 12.4474
|  | 592.3676 | 0 | 592.3676 | 0 | 523.6168 | 2.2898 | 525.4301 | 0.36632 | 524.2222 | 0.76369 | 518.6378 | 3.5825 | 518.6378 | 16.6083 | 592.3676 | 1.1214 | 520.8516 | 54.4158 | 525.4301 | 0.0052744 | 518.6378 | 0.14465 | 518.414 | -0.0096811 | 520.8516 | 0.14044 | 523.6168 | 0.042735 | 518.6378 | 0.039861 | 592.3676 | 0.025998 | 518.6378 | 0.0029872 | 520.8516 | 28.9706 | 592.3676 | 21.1174 | 592.3676 | 12.4821
|  | 592.5966 | 0 | 592.5966 | 0 | 523.8407 | 1.9198 | 525.6552 | 0.21759 | 524.4485 | 0.7725 | 518.8616 | 3.6095 | 518.8616 | 16.4087 | 592.5966 | 1.0297 | 521.0723 | 54.0843 | 525.6552 | -0.013267 | 518.8616 | 0.13669 | 518.6378 | 0.068516 | 521.0723 | -0.035787 | 523.8407 | 0.042803 | 518.8616 | -0.0077935 | 592.5966 | -0.0047619 | 518.8616 | -0.0025088 | 521.0723 | 29.1592 | 592.5966 | 21.0271 | 592.5966 | 12.3898
|  | 592.8256 | 0 | 592.8256 | 0 | 524.0647 | 2.3254 | 525.8804 | 0.36006 | 524.6749 | 0.75488 | 519.0855 | 3.4934 | 519.0855 | 16.2919 | 592.8256 | 1.0788 | 521.2931 | 54.5379 | 525.8804 | 0.012356 | 519.0855 | 0.14449 | 518.8616 | -0.069872 | 521.2931 | 0.30831 | 524.0647 | 0.042904 | 519.0855 | 0.027058 | 592.8256 | 0.030536 | 519.0855 | -0.00029276 | 521.2931 | 29.3015 | 592.8256 | 21.0715 | 592.8256 | 12.3956
|  | 593.0547 | 0 | 593.0547 | 0 | 524.2887 | 1.8691 | 526.1055 | 0.23388 | 524.9012 | 0.76369 | 519.3093 | 3.2335 | 519.3093 | 16.1913 | 593.0547 | 0.99595 | 521.5139 | 54.4651 | 526.1055 | -0.0064425 | 519.3093 | 0.14884 | 519.0855 | 0.055167 | 521.5139 | 0.10914 | 524.2887 | 0.043067 | 519.3093 | -0.014359 | 593.0547 | -0.011348 | 519.3093 | -0.002347 | 521.5139 | 29.4292 | 593.0547 | 20.9795 | 593.0547 | 12.3123
|  | 593.2837 | 0 | 593.2837 | 0 | 524.5127 | 2.3062 | 526.3306 | 0.34754 | 525.1275 | 0.74901 | 519.5332 | 3.3626 | 519.5332 | 15.9501 | 593.2837 | 1.0487 | 521.7346 | 54.6208 | 526.3306 | 0.0088177 | 519.5332 | 0.16542 | 519.3093 | -0.0069527 | 521.7346 | 0.048196 | 524.5127 | 0.043301 | 519.5332 | 0.0096415 | 593.2837 | 0.029608 | 519.5332 | 0.0022146 | 521.7346 | 29.6835 | 593.2837 | 21.0795 | 593.2837 | 12.3592
|  | 593.5127 | 0 | 593.5127 | 0 | 524.7367 | 1.888 | 526.5558 | 0.28565 | 525.3539 | 0.75488 | 519.7571 | 3.1721 | 519.7571 | 15.7161 | 593.5127 | 0.97248 | 521.9554 | 54.3677 | 526.5558 | -0.0038043 | 519.7571 | 0.15352 | 519.5332 | 0.058711 | 521.9554 | -0.016331 | 524.7367 | 0.043593 | 519.7571 | -0.0013524 | 593.5127 | -0.0099023 | 519.7571 | 0.00079876 | 521.9554 | 29.4896 | 593.5127 | 20.9599 | 593.5127 | 12.2589
|  | 593.7418 | 0 | 593.7418 | 0 | 524.9608 | 2.2685 | 526.7809 | 0.32562 | 525.5803 | 0.74019 | 519.981 | 3.1051 | 519.981 | 15.6753 | 593.7418 | 1.0124 | 522.1762 | 54.8017 | 526.7809 | 0.0069144 | 519.981 | 0.16214 | 519.7571 | -0.063355 | 522.1761 | 0.020369 | 524.9608 | 0.04392 | 519.981 | 0.01582 | 593.7418 | 0.023865 | 519.981 | -0.001853 | 522.1761 | 29.8231 | 593.7418 | 21.0264 | 593.7418 | 12.2607
|  | 593.9708 | 0 | 593.9708 | 0 | 525.1848 | 1.8871 | 527.0061 | 0.23452 | 525.8066 | 0.74901 | 520.2048 | 3.1599 | 520.2048 | 15.2918 | 593.9708 | 0.94194 | 522.397 | 54.2361 | 527.0061 | -0.0013043 | 520.2048 | 0.16567 | 519.981 | 0.14585 | 522.397 | 0.20583 | 525.1848 | 0.044248 | 520.2048 | -0.024809 | 593.9708 | -0.0016866 | 520.2048 | -0.0004674 | 522.397 | 29.8427 | 593.9708 | 20.9065 | 593.9708 | 12.1657
|  | 594.1999 | 0 | 594.1999 | 0 | 525.4088 | 2.3053 | 527.2313 | 0.32562 | 526.033 | 0.73726 | 520.4288 | 3.0348 | 520.4288 | 15.4139 | 594.1999 | 0.9804 | 522.6177 | 54.4612 | 527.2313 | 0.028127 | 520.4288 | 0.17437 | 520.2048 | -0.067629 | 522.6177 | 0.21329 | 525.4088 | 0.044548 | 520.4288 | 0.01415 | 594.1999 | 0.026583 | 520.4288 | 0.0026139 | 522.6177 | 30.2398 | 594.1999 | 20.9497 | 594.1999 | 12.1655
|  | 594.429 | 0 | 594.429 | 0 | 525.6329 | 1.8771 | 527.4565 | 0.20721 | 526.2595 | 0.74313 | 520.6527 | 3.0814 | 520.6527 | 15.0912 | 594.429 | 0.91351 | 522.8386 | 54.226 | 527.4565 | -0.0070915 | 520.6527 | 0.16616 | 520.4288 | 0.1004 | 522.8386 | 0.056745 | 525.6329 | 0.044801 | 520.6527 | -0.029603 | 594.429 | -0.0036321 | 520.6527 | 0.00094765 | 522.8386 | 30.3456 | 594.429 | 20.8748 | 594.429 | 12.0826
|  | 594.6581 | 0 | 594.6581 | 0 | 525.8569 | 2.3021 | 527.6817 | 0.28739 | 526.4858 | 0.72845 | 520.8767 | 3.1198 | 520.8767 | 14.9437 | 594.6581 | 0.94144 | 523.0594 | 54.4198 | 527.6817 | 0.0074626 | 520.8767 | 0.18488 | 520.6527 | -0.0039615 | 523.0594 | 0.19023 | 525.8569 | 0.044999 | 520.8767 | 0.0060052 | 594.6581 | 0.027119 | 520.8767 | 0.00055182 | 523.0594 | 30.2382 | 594.6581 | 20.9099 | 594.6581 | 12.1133
|  | 594.8872 | 0 | 594.8872 | 0 | 526.0811 | 1.9035 | 527.9069 | 0.25685 | 526.7123 | 0.73726 | 521.1006 | 3.0103 | 521.1006 | 14.8439 | 594.8872 | 0.87886 | 523.2803 | 54.2064 | 527.9069 | -0.012304 | 521.1006 | 0.1761 | 520.8767 | 0.0678 | 523.2803 | -0.12852 | 526.0811 | 0.045147 | 521.1006 | -0.025923 | 594.8872 | -0.0015344 | 521.1006 | -0.0013211 | 523.2803 | 30.2928 | 594.8872 | 20.8374 | 594.8872 | 12.0269
|  | 595.1163 | 0 | 595.1163 | 0 | 526.3051 | 2.2377 | 528.1322 | 0.30537 | 526.9387 | 0.71963 | 521.3245 | 2.9661 | 521.3245 | 14.5543 | 595.1163 | 0.91369 | 523.5011 | 54.4993 | 528.1322 | 0.02423 | 521.3245 | 0.19252 | 521.1006 | -0.017714 | 523.5011 | 0.15493 | 526.3051 | 0.04526 | 521.3245 | 0.033112 | 595.1163 | 0.027968 | 521.3245 | -0.00049235 | 523.5011 | 30.577 | 595.1163 | 20.9276 | 595.1163 | 12.0743
|  | 595.3455 | 0 | 595.3455 | 0 | 526.5292 | 1.8874 | 528.3574 | 0.18336 | 527.1652 | 0.72551 | 521.5485 | 2.9318 | 521.5485 | 14.5415 | 595.3455 | 0.8556 | 523.722 | 54.4847 | 528.3574 | 0.00091912 | 521.5485 | 0.1839 | 521.3245 | 0.11804 | 523.722 | 0.23269 | 526.5292 | 0.045353 | 521.5485 | -0.0057394 | 595.3455 | -0.0078787 | 521.5485 | -0.0019459 | 523.722 | 30.7572 | 595.3455 | 20.846 | 595.3455 | 11.9874
|  | 595.5746 | 0 | 595.5746 | 0 | 526.7534 | 2.2291 | 528.5827 | 0.37258 | 527.3917 | 0.70495 | 521.7725 | 2.886 | 521.7725 | 14.1839 | 595.5746 | 0.89328 | 523.9428 | 54.3162 | 528.5827 | 0.025586 | 521.7725 | 0.19408 | 521.5485 | -0.033598 | 523.9428 | 0.12811 | 526.7534 | 0.045441 | 521.7725 | 0.035822 | 595.5746 | 0.023302 | 521.7725 | 0.001823 | 523.9428 | 30.6732 | 595.5746 | 20.9144 | 595.5746 | 12.0073
|  | 595.8038 | 0 | 595.8038 | 0 | 526.9775 | 1.8799 | 528.808 | 0.20337 | 527.6181 | 0.71082 | 521.9965 | 2.6963 | 521.9965 | 14.0153 | 595.8038 | 0.83275 | 524.1637 | 54.2473 | 528.808 | 0.0045967 | 521.9965 | 0.20163 | 521.7725 | 0.056598 | 524.1637 | 0.017588 | 526.9775 | 0.045532 | 521.9965 | 0.018508 | 595.8038 | -0.0026975 | 521.9965 | 0.00022242 | 524.1637 | 30.7976 | 595.8038 | 20.8778 | 595.8038 | 11.9795
|  | 596.0329 | 0 | 596.0329 | 0 | 527.2016 | 2.2261 | 529.0333 | 0.29746 | 527.8446 | 0.69026 | 522.2205 | 2.7356 | 522.2205 | 13.9149 | 596.0329 | 0.86823 | 524.3846 | 54.1034 | 529.0333 | 0.011607 | 522.2205 | 0.20754 | 521.9965 | 0.0024851 | 524.3846 | 0.34834 | 527.2016 | 0.045627 | 522.2205 | 0.011813 | 596.0329 | 0.026253 | 522.2205 | 0.003081 | 524.3846 | 30.7878 | 596.0329 | 20.9983 | 596.0329 | 12.0246
|  | 596.2621 | 0 | 596.2621 | 0 | 527.4257 | 1.8544 | 529.2585 | 0.16703 | 528.0711 | 0.69614 | 522.4445 | 2.4993 | 522.4445 | 13.7732 | 596.2621 | 0.81993 | 524.6055 | 53.643 | 529.2585 | -0.0052793 | 522.4445 | 0.20253 | 522.2205 | 0.13703 | 524.6055 | 0.16203 | 527.4257 | 0.045719 | 522.4445 | -0.027118 | 596.2621 | -0.006386 | 522.4445 | -0.0039993 | 524.6055 | 30.6826 | 596.2621 | 21.0154 | 596.2621 | 12.0039
|  | 596.4913 | 0 | 596.4913 | 0 | 527.6499 | 2.2579 | 529.4839 | 0.3131 | 528.2976 | 0.67851 | 522.6685 | 2.6988 | 522.6685 | 13.7451 | 596.4913 | 0.8419 | 524.8264 | 54.1095 | 529.4839 | 0.022366 | 522.6685 | 0.22281 | 522.4445 | -0.038976 | 524.8264 | 0.24047 | 527.6499 | 0.045804 | 522.6685 | 0.037451 | 596.4913 | 0.025359 | 522.6685 | 0.0050485 | 524.8264 | 30.8312 | 596.4913 | 21.0815 | 596.4913 | 12.005
|  | 596.7205 | 0 | 596.7205 | 0 | 527.874 | 1.7889 | 529.7092 | 0.2376 | 528.5241 | 0.68145 | 522.8925 | 2.5778 | 522.8925 | 13.3708 | 596.7205 | 0.79326 | 525.0474 | 54.035 | 529.7092 | -0.0038088 | 522.8925 | 0.21575 | 522.6685 | 0.054538 | 525.0474 | 0.11788 | 527.874 | 0.045873 | 522.8925 | -0.010578 | 596.7205 | -0.0013153 | 522.8925 | -0.00469 | 525.0474 | 31.1202 | 596.7205 | 21.0222 | 596.7205 | 11.9729
|  | 596.9497 | 0 | 596.9497 | 0 | 528.0982 | 2.2658 | 529.9345 | 0.32562 | 528.7507 | 0.66383 | 523.1165 | 2.5279 | 523.1165 | 13.3451 | 596.9497 | 0.81684 | 525.2682 | 54.6096 | 529.9345 | 0.022027 | 523.1165 | 0.23315 | 522.8925 | -0.060372 | 525.2682 | 0.071051 | 528.0982 | 0.045925 | 523.1165 | 0.028932 | 596.9497 | 0.021996 | 523.1165 | 0.0032094 | 525.2682 | 31.2515 | 596.9497 | 21.105 | 596.9497 | 12.0049
|  | 597.179 | 0 | 597.179 | 0 | 528.3224 | 1.7795 | 530.1599 | 0.20035 | 528.9772 | 0.67264 | 523.3406 | 2.4576 | 523.3406 | 13.0111 | 597.179 | 0.77004 | 525.4892 | 54.4136 | 530.1599 | -0.0066487 | 523.3406 | 0.22757 | 523.1165 | 0.16552 | 525.4892 | 0.13832 | 528.3224 | 0.045964 | 523.3406 | 0.0018433 | 597.179 | -0.0033295 | 523.3406 | 0.0010033 | 525.4892 | 31.6419 | 597.179 | 21.0802 | 597.179 | 11.9591
|  | 597.4082 | 0 | 597.4082 | 0 | 528.5466 | 2.2464 | 530.3853 | 0.29891 | 529.2038 | 0.65501 | 523.5646 | 2.2843 | 523.5646 | 13.0926 | 597.4082 | 0.79659 | 525.7101 | 54.5827 | 530.3853 | 0.0085132 | 523.5646 | 0.2366 | 523.3406 | -0.021409 | 525.7101 | 0.23068 | 528.5466 | 0.045996 | 523.5646 | 0.022538 | 597.4082 | 0.015675 | 523.5646 | -0.0013967 | 525.7101 | 31.8168 | 597.4082 | 21.1505 | 597.4082 | 11.9948
|  | 597.6374 | 0 | 597.6374 | 0 | 528.7708 | 1.8204 | 530.6106 | 0.16398 | 529.4304 | 0.66383 | 523.7887 | 2.3399 | 523.7887 | 12.7625 | 597.6374 | 0.7549 | 525.9312 | 54.6947 | 530.6106 | -0.003292 | 523.7887 | 0.23816 | 523.5646 | 0.065456 | 525.9312 | 0.10642 | 528.7708 | 0.046035 | 523.7887 | -0.00084801 | 597.6374 | -0.0047905 | 523.7887 | -0.0015633 | 525.9312 | 31.7023 | 597.6374 | 21.1233 | 597.6374 | 11.9774
|  | 597.8667 | 0 | 597.8667 | 0 | 528.9951 | 2.2161 | 530.836 | 0.32249 | 529.6569 | 0.64914 | 524.0128 | 2.3431 | 524.0128 | 12.4522 | 597.8667 | 0.775 | 526.1521 | 54.893 | 530.836 | 0.026602 | 524.0128 | 0.25269 | 523.7887 | -0.0054433 | 526.1521 | -0.067766 | 528.9951 | 0.046091 | 524.0128 | 0.04257 | 597.8667 | 0.016956 | 524.0128 | 0.00063339 | 526.1521 | 32.2046 | 597.8667 | 21.2299 | 597.8667 | 11.9971
|  | 598.096 | 0 | 598.096 | 0 | 529.2192 | 1.8309 | 531.0614 | 0.20244 | 529.8835 | 0.65795 | 524.2369 | 2.2516 | 524.2369 | 12.4609 | 598.096 | 0.73003 | 526.3731 | 54.5088 | 531.0614 | -0.0022421 | 524.2369 | 0.24621 | 524.0128 | 0.066901 | 526.3731 | 0.11624 | 529.2192 | 0.046173 | 524.2369 | -0.013254 | 598.096 | -0.0035598 | 524.2369 | 0.0012269 | 526.3731 | 32.1322 | 598.096 | 21.1902 | 598.096 | 11.9643
|  | 598.3253 | 0 | 598.3253 | 0 | 529.4435 | 2.2549 | 531.2868 | 0.32875 | 530.1101 | 0.6462 | 524.461 | 2.3366 | 524.461 | 12.3601 | 598.3253 | 0.75443 | 526.5941 | 54.585 | 531.2868 | 0.022536 | 524.461 | 0.25951 | 524.2369 | 0.0066223 | 526.5941 | -0.055864 | 529.4435 | 0.04628 | 524.461 | 0.032038 | 598.3253 | 0.017099 | 524.461 | 0.003164 | 526.5941 | 32.3038 | 598.3253 | 21.2016 | 598.3253 | 11.9477
|  | 598.5545 | 0 | 598.5545 | 0 | 529.6678 | 1.8095 | 531.5122 | 0.24501 | 530.3367 | 0.65795 | 524.6851 | 2.1674 | 524.6851 | 11.986 | 598.5545 | 0.70606 | 526.8151 | 54.147 | 531.5122 | -0.0058092 | 524.6851 | 0.26222 | 524.461 | 0.032232 | 526.8151 | 0.16504 | 529.6678 | 0.046403 | 524.6851 | 0.017029 | 598.5545 | -0.0015232 | 524.6851 | -0.0046914 | 526.8151 | 32.2045 | 598.5545 | 21.0892 | 598.5545 | 11.8737
|  | 598.7839 | 0 | 598.7839 | 0 | 529.892 | 2.1858 | 531.7377 | 0.29738 | 530.5634 | 0.6462 | 524.9092 | 2.1338 | 524.9092 | 12.0335 | 598.7839 | 0.73458 | 527.0361 | 54.529 | 531.7377 | 0.019655 | 524.9092 | 0.27519 | 524.6851 | -0.067425 | 527.0361 | 0.23135 | 529.892 | 0.046523 | 524.9092 | 0.010277 | 598.7839 | 0.021216 | 524.9092 | 0.0048211 | 527.0361 | 32.1432 | 598.7839 | 21.1425 | 598.7839 | 11.8845
|  | 599.0132 | 0 | 599.0132 | 0 | 530.1163 | 1.8284 | 531.9631 | 0.24886 | 530.79 | 0.65501 | 525.1334 | 2.1191 | 525.1334 | 11.7633 | 599.0132 | 0.69389 | 527.2571 | 54.3509 | 531.9631 | -0.0030923 | 525.1334 | 0.26378 | 524.9092 | 0.08751 | 527.2571 | -0.001868 | 530.1163 | 0.046616 | 525.1334 | -0.019437 | 599.0132 | 0.0039347 | 525.1334 | -0.0057001 | 527.2571 | 32.2915 | 599.0132 | 21.1028 | 599.0132 | 11.8529
|  | 599.2425 | 0 | 599.2425 | 0 | 530.3406 | 2.1949 | 532.1885 | 0.30002 | 531.0167 | 0.6462 | 525.3575 | 2.106 | 525.3575 | 11.8019 | 599.2425 | 0.70231 | 527.4782 | 54.3828 | 532.1885 | 0.031855 | 525.3575 | 0.28291 | 525.1334 | -0.062982 | 527.4782 | 0.3209 | 530.3406 | 0.046655 | 525.3575 | 0.03755 | 599.2425 | 0.021153 | 525.3575 | 0.002095 | 527.4782 | 32.4548 | 599.2425 | 21.1553 | 599.2425 | 11.8708
|  | 599.4719 | 0 | 599.4719 | 0 | 530.5649 | 1.7976 | 532.414 | 0.23696 | 531.2433 | 0.65501 | 525.5817 | 1.9744 | 525.5817 | 11.6228 | 599.4719 | 0.66415 | 527.6992 | 53.9443 | 532.414 | -0.0017276 | 525.5817 | 0.28627 | 525.3575 | 0.061906 | 527.6992 | 0.053795 | 530.5649 | 0.046619 | 525.5817 | -0.0064731 | 599.4719 | 0.0021676 | 525.5817 | -0.0041908 | 527.6992 | 32.4645 | 599.4719 | 21.089 | 599.4719 | 11.8081
|  | 599.7012 | 0 | 599.7012 | 0 | 530.7892 | 2.2576 | 532.6395 | 0.30854 | 531.47 | 0.64033 | 525.8058 | 1.9785 | 525.8058 | 11.5537 | 599.7012 | 0.67819 | 527.9203 | 53.9863 | 532.6395 | 0.023722 | 525.8058 | 0.30261 | 525.5817 | -0.019342 | 527.9203 | 0.20208 | 530.7892 | 0.046497 | 525.8058 | 0.036206 | 599.7012 | 0.019977 | 525.8058 | 0.0060936 | 527.9203 | 32.4292 | 599.7012 | 21.1007 | 599.7012 | 11.8204
|  | 599.9306 | 0 | 599.9306 | 0 | 531.0135 | 1.767 | 532.865 | 0.23283 | 531.6967 | 0.64914 | 526.03 | 2.0325 | 526.03 | 11.3373 | 599.9306 | 0.65931 | 528.1414 | 54.1084 | 532.865 | 0.003154 | 526.03 | 0.3008 | 525.8058 | 0.064759 | 528.1414 | 0.21179 | 531.0135 | 0.046291 | 526.03 | -0.018772 | 599.9306 | 0.0090791 | 526.03 | -0.0016065 | 528.1414 | 32.6233 | 599.9306 | 21.067 | 599.9306 | 11.7932
|  | 600.1599 | 0 | 600.1599 | 0 | 531.2378 | 2.2191 | 533.0905 | 0.29686 | 531.9233 | 0.63739 | 526.2542 | 2.0014 | 526.2542 | 11.107 | 600.1599 | 0.67351 | 528.3624 | 54.7334 | 533.0905 | 0.018469 | 526.2542 | 0.30819 | 526.03 | 0.011029 | 528.3624 | 0.19126 | 531.2378 | 0.046023 | 526.2542 | 0.028074 | 600.1599 | 0.029032 | 526.2542 | 0.00098034 | 528.3624 | 32.9708 | 600.1599 | 21.0916 | 600.1599 | 11.7916
|  | 600.3893 | 0 | 600.3893 | 0 | 531.4622 | 1.7695 | 533.316 | 0.17741 | 532.1501 | 0.64914 | 526.4784 | 1.7569 | 526.4784 | 10.9794 | 600.3893 | 0.6337 | 528.5836 | 54.3156 | 533.316 | -0.0057369 | 526.4784 | 0.31386 | 526.2542 | 0.05755 | 528.5836 | 0.12741 | 531.4622 | 0.045722 | 526.4784 | -5.598e-07 | 600.3893 | 0.0017609 | 526.4784 | -0.0016324 | 528.5836 | 33.1217 | 600.3893 | 21.0545 | 600.3893 | 11.7616
|  | 600.6187 | 0 | 600.6187 | 0 | 531.6865 | 2.2246 | 533.5416 | 0.3047 | 532.3768 | 0.63739 | 526.7026 | 1.8379 | 526.7026 | 10.829 | 600.6187 | 0.63612 | 528.8046 | 54.2725 | 533.5416 | 0.020502 | 526.7026 | 0.32633 | 526.4784 | -0.011625 | 528.8046 | 0.20374 | 531.6865 | 0.045428 | 526.7026 | -0.0019198 | 600.6187 | 0.01294 | 526.7026 | 0.0030869 | 528.8046 | 33.4093 | 600.6187 | 21.132 | 600.6187 | 11.7903
|  | 600.8481 | 0 | 600.8481 | 0 | 531.9108 | 1.7953 | 533.7672 | 0.15609 | 532.6035 | 0.6462 | 526.9269 | 1.739 | 526.9269 | 10.8338 | 600.8481 | 0.61443 | 529.0258 | 54.6634 | 533.7672 | 0.00015245 | 526.9269 | 0.3251 | 526.7026 | 0.041682 | 529.0258 | -0.0086244 | 531.9108 | 0.045177 | 526.9269 | -0.022258 | 600.8481 | 0.0043137 | 526.9269 | -8.0589e-05 | 529.0258 | 33.2886 | 600.8481 | 21.0501 | 600.8481 | 11.7335
|  | 601.0775 | 0 | 601.0775 | 0 | 532.1352 | 2.2399 | 533.9927 | 0.3538 | 532.8303 | 0.62858 | 527.1511 | 1.855 | 527.1511 | 10.6155 | 601.0775 | 0.6249 | 529.2469 | 54.7882 | 533.9927 | 0.027958 | 527.1511 | 0.34374 | 526.9269 | 0.02352 | 529.2469 | 0.31993 | 532.1352 | 0.045002 | 527.1511 | 0.023585 | 601.0775 | 0.017144 | 527.1511 | -0.0004534 | 529.2469 | 33.4365 | 601.0775 | 21.0424 | 601.0775 | 11.7243
|  | 601.307 | 0 | 601.307 | 0 | 532.3596 | 1.7935 | 534.2183 | 0.19863 | 533.057 | 0.63739 | 527.3754 | 1.7986 | 527.3754 | 10.3523 | 601.307 | 0.59592 | 529.468 | 54.9053 | 534.2183 | 0.0087667 | 527.3754 | 0.33832 | 527.1511 | 0.093616 | 529.468 | 0.19737 | 532.3596 | 0.044922 | 527.3754 | -0.0080737 | 601.307 | 0.0084047 | 527.3754 | 0.0012682 | 529.468 | 33.5062 | 601.307 | 21.0083 | 601.307 | 11.6954
|  | 601.5364 | 0 | 601.5364 | 0 | 532.584 | 2.1701 | 534.4438 | 0.34127 | 533.2838 | 0.6227 | 527.5996 | 1.7586 | 527.5996 | 10.3564 | 601.5364 | 0.60423 | 529.6892 | 55.3908 | 534.4438 | 0.015592 | 527.5996 | 0.36229 | 527.3754 | -0.0048819 | 529.6891 | 0.26195 | 532.584 | 0.044944 | 527.5996 | 0.016502 | 601.5364 | 0.012425 | 527.5996 | 0.003623 | 529.6891 | 33.931 | 601.5364 | 21.0152 | 601.5364 | 11.6882
|  | 601.7659 | 0 | 601.7659 | 0 | 532.8084 | 1.7574 | 534.6694 | 0.18587 | 533.5106 | 0.62858 | 527.8239 | 1.7201 | 527.8239 | 10.1994 | 601.7659 | 0.58158 | 529.9103 | 54.828 | 534.6694 | 0.0041599 | 527.8239 | 0.35761 | 527.5996 | 0.14721 | 529.9103 | -0.076981 | 532.8084 | 0.045063 | 527.8239 | -0.029387 | 601.7659 | 0.0032458 | 527.8239 | -0.0033663 | 529.9103 | 34.0367 | 601.7659 | 21.0265 | 601.7659 | 11.6943
|  | 601.9953 | 0 | 601.9953 | 0 | 533.0328 | 2.1816 | 534.895 | 0.3131 | 533.7374 | 0.61389 | 528.0482 | 1.609 | 528.0482 | 10.1649 | 601.9953 | 0.58373 | 530.1315 | 55.4445 | 534.895 | 0.010003 | 528.0482 | 0.371 | 527.8239 | 0.00074338 | 530.1315 | 0.29683 | 533.0328 | 0.045266 | 528.0482 | 0.024051 | 601.9953 | 0.0099106 | 528.0482 | 0.0015932 | 530.1315 | 34.327 | 601.9953 | 21.111 | 601.9953 | 11.7341
|  | 602.2248 | 0 | 602.2248 | 0 | 533.2572 | 1.7392 | 535.1207 | 0.20384 | 533.9642 | 0.6227 | 528.2725 | 1.5754 | 528.2725 | 9.8272 | 602.2248 | 0.56955 | 530.3527 | 55.4944 | 535.1207 | 0.0075481 | 528.2725 | 0.36829 | 528.0482 | 0.092937 | 530.3527 | 0.039063 | 533.2572 | 0.045538 | 528.2725 | -0.015694 | 602.2248 | 0.0064659 | 528.2725 | -0.003388 | 530.3527 | 34.4164 | 602.2248 | 21.1228 | 602.2248 | 11.7357
|  | 602.4543 | 0 | 602.4543 | 0 | 533.4816 | 2.1611 | 535.3463 | 0.26365 | 534.191 | 0.61095 | 528.4968 | 1.5697 | 528.4968 | 9.8756 | 602.4543 | 0.57865 | 530.5738 | 55.911 | 535.3463 | 0.020164 | 528.4968 | 0.38692 | 528.2725 | -0.031223 | 530.5739 | 0.11338 | 533.4816 | 0.045863 | 528.4968 | 0.025817 | 602.4543 | 0.014046 | 528.4968 | 0.0034983 | 530.5739 | 34.4497 | 602.4543 | 21.1737 | 602.4543 | 11.7493
|  | 602.6838 | 0 | 602.6838 | 0 | 533.7061 | 1.77 | 535.5719 | 0.1835 | 534.4178 | 0.61977 | 528.7211 | 1.5599 | 528.7211 | 9.6747 | 602.6838 | 0.55901 | 530.795 | 55.7217 | 535.5719 | 0.011363 | 528.7211 | 0.38733 | 528.4968 | 0.058578 | 530.795 | 0.028387 | 533.7061 | 0.046228 | 528.7211 | -0.029396 | 602.6838 | 0.0025464 | 528.7211 | -0.0022485 | 530.795 | 34.8849 | 602.6838 | 21.1818 | 602.6838 | 11.7579
|  | 602.9133 | 0 | 602.9133 | 0 | 533.9305 | 2.1837 | 535.7976 | 0.30486 | 534.6446 | 0.60508 | 528.9454 | 1.4634 | 528.9454 | 9.6603 | 602.9133 | 0.55686 | 531.0162 | 55.4322 | 535.7976 | 0.023214 | 528.9454 | 0.41155 | 528.7211 | -0.048413 | 531.0162 | 0.10078 | 533.9305 | 0.046623 | 528.9454 | 0.022747 | 602.9133 | 0.0061795 | 528.9454 | -0.00062776 | 531.0162 | 34.6415 | 602.9133 | 21.2233 | 602.9133 | 11.7821
|  | 603.1428 | 0 | 603.1428 | 0 | 534.155 | 1.8007 | 536.0232 | 0.19599 | 534.8715 | 0.61389 | 529.1697 | 1.4904 | 529.1697 | 9.5043 | 603.1428 | 0.5464 | 531.2375 | 55.6579 | 536.0232 | 0.0026123 | 529.1697 | 0.40523 | 528.9454 | 0.055388 | 531.2375 | -0.11759 | 534.155 | 0.047044 | 529.1697 | -0.0022194 | 603.1428 | 0.0026327 | 529.1697 | 0.0007543 | 531.2375 | 34.6863 | 603.1428 | 21.2633 | 603.1428 | 11.7928
|  | 603.3724 | 0 | 603.3724 | 0 | 534.3795 | 2.183 | 536.2489 | 0.30163 | 535.0983 | 0.5992 | 529.394 | 1.4651 | 529.394 | 9.3361 | 603.3724 | 0.54451 | 531.4587 | 55.8041 | 536.2489 | 0.029652 | 529.394 | 0.4329 | 529.1697 | -0.0098854 | 531.4587 | 0.2396 | 534.3795 | 0.047489 | 529.394 | 0.024313 | 603.3724 | 0.0066654 | 529.394 | 0.0028716 | 531.4587 | 34.9471 | 603.3724 | 21.3103 | 603.3724 | 11.8165
|  | 603.6019 | 0 | 603.6019 | 0 | 534.6039 | 1.7902 | 536.4746 | 0.19382 | 535.3252 | 0.60802 | 529.6184 | 1.4741 | 529.6184 | 9.2596 | 603.6019 | 0.53289 | 531.6799 | 55.9995 | 536.4746 | 0.0011546 | 529.6184 | 0.42575 | 529.394 | 0.031102 | 531.6799 | -0.15291 | 534.6039 | 0.047957 | 529.6184 | -0.019062 | 603.6019 | 0.0055872 | 529.6184 | 0.00025934 | 531.6799 | 34.8036 | 603.6019 | 21.3217 | 603.6019 | 11.8193
|  | 603.8315 | 0 | 603.8315 | 0 | 534.8285 | 2.2092 | 536.7003 | 0.29785 | 535.5521 | 0.59333 | 529.8428 | 1.6032 | 529.8428 | 9.0884 | 603.8315 | 0.52969 | 531.9012 | 55.8192 | 536.7003 | 0.03338 | 529.8428 | 0.45038 | 529.6184 | -0.049777 | 531.9012 | 0.46286 | 534.8285 | 0.048447 | 529.8428 | 0.027313 | 603.8315 | 0.0077535 | 529.8428 | 0.0054906 | 531.9012 | 34.8238 | 603.8315 | 21.3332 | 603.8315 | 11.8209
|  | 604.0611 | 0 | 604.0611 | 0 | 535.053 | 1.6797 | 536.926 | 0.20769 | 535.779 | 0.60214 | 530.0672 | 1.4324 | 530.0672 | 8.8572 | 604.0611 | 0.52063 | 532.1225 | 55.5089 | 536.926 | 0.0092 | 530.0672 | 0.44414 | 529.8428 | 0.068516 | 532.1225 | 0.16943 | 535.053 | 0.048961 | 530.0672 | -0.0083925 | 604.0611 | 0.0055859 | 530.0672 | -5.5687e-05 | 532.1225 | 34.896 | 604.0611 | 21.3499 | 604.0611 | 11.8267
|  | 604.2906 | 0 | 604.2906 | 0 | 535.2775 | 2.167 | 537.1518 | 0.29735 | 536.0059 | 0.58746 | 530.2916 | 1.3809 | 530.2916 | 8.8853 | 604.2906 | 0.52131 | 532.3438 | 55.4412 | 537.1518 | 0.025755 | 530.2916 | 0.46196 | 530.0672 | -0.0047329 | 532.3438 | 0.44589 | 535.2775 | 0.049496 | 530.2916 | 0.021239 | 604.2906 | 0.0052349 | 530.2916 | 0.0041031 | 532.3438 | 35.1723 | 604.2906 | 21.3523 | 604.2906 | 11.832
|  | 604.5202 | 0 | 604.5202 | 0 | 535.502 | 1.7381 | 537.3775 | 0.18254 | 536.2328 | 0.59627 | 530.5159 | 1.3555 | 530.5159 | 8.6603 | 604.5202 | 0.51507 | 532.565 | 55.4675 | 537.3775 | 0.016425 | 530.5159 | 0.46861 | 530.2916 | 0.049306 | 532.565 | -0.2604 | 535.502 | 0.050048 | 530.5159 | -0.014693 | 604.5202 | 0.0087341 | 530.5159 | 0.0033104 | 532.565 | 35.2151 | 604.5202 | 21.3129 | 604.5202 | 11.7913
|  | 604.7498 | 0 | 604.7498 | 0 | 535.7266 | 2.2034 | 537.6033 | 0.26732 | 536.4597 | 0.58158 | 530.7404 | 1.2877 | 530.7404 | 8.5206 | 604.7498 | 0.50248 | 532.7863 | 55.4048 | 537.6033 | 0.018469 | 530.7404 | 0.48445 | 530.5159 | -0.0075812 | 532.7863 | 0.19866 | 535.7266 | 0.050608 | 530.7404 | 0.03127 | 604.7498 | 0.0074403 | 530.7404 | 0.0021036 | 532.7863 | 35.1701 | 604.7498 | 21.279 | 604.7498 | 11.7717
|  | 604.9794 | 0 | 604.9794 | 0 | 535.9511 | 1.7178 | 537.829 | 0.1848 | 536.6867 | 0.58746 | 530.9648 | 1.259 | 530.9648 | 8.5086 | 604.9794 | 0.49513 | 533.0076 | 55.3303 | 537.829 | 0.012338 | 530.9648 | 0.48618 | 530.7404 | 0.068516 | 533.0076 | 0.031563 | 535.9511 | 0.05116 | 530.9648 | 0.014972 | 604.9794 | 0.0057631 | 530.9648 | -0.0012141 | 533.0076 | 35.1239 | 604.9794 | 21.2488 | 604.9794 | 11.7696
|  | 605.2091 | 0 | 605.2091 | 0 | 536.1757 | 2.2164 | 538.0548 | 0.30967 | 536.9136 | 0.56983 | 531.1892 | 1.4054 | 531.1892 | 8.3273 | 605.2091 | 0.48706 | 533.2289 | 55.4826 | 538.0548 | 0.011851 | 531.1892 | 0.50744 | 530.9648 | -0.0082357 | 533.2289 | 0.21246 | 536.1757 | 0.051679 | 531.1892 | 0.023361 | 605.2091 | 0.0043326 | 531.1892 | 0.00090616 | 533.2289 | 35.2186 | 605.2091 | 21.2139 | 605.2091 | 11.7584
|  | 605.4387 | 0 | 605.4387 | 0 | 536.4002 | 1.7434 | 538.2806 | 0.24107 | 537.1406 | 0.57571 | 531.4136 | 1.2582 | 531.4136 | 8.1907 | 605.4387 | 0.48542 | 533.4503 | 55.4115 | 538.2806 | 0.016513 | 531.4136 | 0.51171 | 531.1892 | 0.068516 | 533.4503 | -0.043527 | 536.4002 | 0.052135 | 531.4136 | -0.013948 | 605.4387 | 0.010315 | 531.4136 | 0.0012345 | 533.4503 | 34.9824 | 605.4387 | 21.2221 | 605.4387 | 11.7552
|  | 605.6684 | 0 | 605.6684 | 0 | 536.6248 | 2.1072 | 538.5064 | 0.25003 | 537.3676 | 0.56102 | 531.6381 | 1.2852 | 531.6381 | 8.0626 | 605.6684 | 0.47066 | 533.6716 | 55.4266 | 538.5064 | 0.028805 | 531.6381 | 0.54167 | 531.4136 | -0.021422 | 533.6716 | 0.21761 | 536.6248 | 0.052489 | 531.6381 | 0.0068664 | 605.6684 | 0.0062485 | 531.6381 | 0.00093164 | 533.6716 | 35.3141 | 605.6684 | 21.1968 | 605.6684 | 11.7363
|  | 605.898 | 0 | 605.898 | 0 | 536.8494 | 1.7413 | 538.7322 | 0.20789 | 537.5945 | 0.56983 | 531.8626 | 1.1282 | 531.8626 | 7.9142 | 605.898 | 0.4698 | 533.8929 | 55.3286 | 538.7322 | 0.0054466 | 531.8626 | 0.53814 | 531.6381 | 0.078691 | 533.8929 | 0.21235 | 536.8494 | 0.052702 | 531.8626 | -0.00043729 | 605.898 | 0.010207 | 531.8626 | 0.0055812 | 533.8929 | 35.2757 | 605.898 | 21.1753 | 605.898 | 11.7378
|  | 606.1277 | 0 | 606.1277 | 0 | 537.074 | 2.1708 | 538.9581 | 0.28778 | 537.8215 | 0.55515 | 532.087 | 1.1707 | 532.087 | 7.855 | 606.1277 | 0.45511 | 534.1143 | 55.4188 | 538.9581 | 0.021689 | 532.087 | 0.55538 | 531.8626 | -0.028726 | 534.1143 | 0.27362 | 537.074 | 0.05274 | 532.087 | 0.019104 | 606.1277 | 0.0073897 | 532.087 | -0.0018113 | 534.1143 | 35.477 | 606.1277 | 21.1432 | 606.1277 | 11.7291
|  | 606.3574 | 0 | 606.3574 | 0 | 537.2986 | 1.7481 | 539.1839 | 0.19927 | 538.0486 | 0.56396 | 532.3115 | 1.1936 | 532.3115 | 7.6155 | 606.3574 | 0.45938 | 534.3357 | 55.197 | 539.1839 | 0.010364 | 532.3115 | 0.55522 | 532.087 | 0.092937 | 534.3357 | 0.11002 | 537.2986 | 0.052578 | 532.3115 | -0.022551 | 606.3574 | 0.014027 | 532.3115 | -0.0018259 | 534.3357 | 35.2018 | 606.3574 | 21.1471 | 606.3574 | 11.7219
|  | 606.587 | 0 | 606.587 | 0 | 537.5233 | 2.1741 | 539.4097 | 0.28871 | 538.2756 | 0.54927 | 532.536 | 1.1822 | 532.536 | 7.6153 | 606.587 | 0.44306 | 534.5571 | 55.4221 | 539.4097 | 0.018977 | 532.536 | 0.58839 | 532.3115 | -0.039906 | 534.5571 | 0.51982 | 537.5233 | 0.052208 | 532.536 | 0.028345 | 606.587 | 0.0042512 | 532.536 | 0.0019202 | 534.5571 | 35.5327 | 606.587 | 21.1205 | 606.587 | 11.6935
|  | 606.8167 | 0 | 606.8167 | 0 | 537.7479 | 1.7298 | 539.6356 | 0.14528 | 538.5026 | 0.55808 | 532.7606 | 1.1536 | 532.7606 | 7.4541 | 606.8167 | 0.44676 | 534.7784 | 55.1405 | 539.6356 | 0.004519 | 532.7606 | 0.58904 | 532.536 | 0.069872 | 534.7784 | 0.028784 | 537.7479 | 0.051644 | 532.7606 | -0.015638 | 606.8167 | 0.0071065 | 532.7606 | 0.0014992 | 534.7784 | 35.3631 | 606.8167 | 21.141 | 606.8167 | 11.7196
|  | 607.0465 | 0 | 607.0465 | 0 | 537.9725 | 2.1836 | 539.8615 | 0.27789 | 538.7297 | 0.54633 | 532.9851 | 1.1331 | 532.9851 | 7.3292 | 607.0465 | 0.42794 | 534.9998 | 55.2681 | 539.8615 | 0.028466 | 532.9851 | 0.61811 | 532.7606 | -0.019987 | 534.9998 | 0.3721 | 537.9725 | 0.050917 | 532.9851 | 0.036418 | 607.0465 | -9.9072e-06 | 532.9851 | -0.001196 | 534.9998 | 35.5024 | 607.0465 | 21.123 | 607.0465 | 11.7263
|  | 607.2762 | 0 | 607.2762 | 0 | 538.1972 | 1.7163 | 540.0873 | 0.18409 | 538.9567 | 0.55808 | 533.2096 | 1.1053 | 533.2096 | 7.2689 | 607.2762 | 0.44056 | 535.2213 | 55.0973 | 540.0873 | 0.0069677 | 533.2096 | 0.6177 | 532.9851 | 0.036044 | 535.2213 | -0.098738 | 538.1972 | 0.050075 | 533.2096 | -0.016019 | 607.2762 | 0.014332 | 533.2096 | -0.001427 | 535.2213 | 35.2854 | 607.2762 | 21.1545 | 607.2762 | 11.7418
|  | 607.5059 | 0 | 607.5059 | 0 | 538.4219 | 2.1561 | 540.3133 | 0.29533 | 539.1838 | 0.54633 | 533.4341 | 1.0097 | 533.4341 | 7.0743 | 607.5059 | 0.42085 | 535.4427 | 55.1679 | 540.3133 | 0.018808 | 533.4341 | 0.64027 | 533.2096 | -0.040977 | 535.4427 | 0.34386 | 538.4219 | 0.049175 | 533.4341 | 0.025514 | 607.5059 | 0.0043777 | 533.4341 | 0.0026231 | 535.4427 | 35.6993 | 607.5059 | 21.1158 | 607.5059 | 11.7207
|  | 607.7357 | 0 | 607.7357 | 0 | 538.6465 | 1.6763 | 540.5392 | 0.16565 | 539.4109 | 0.55221 | 533.6587 | 0.98761 | 533.6587 | 7.0449 | 607.7357 | 0.4295 | 535.6641 | 54.833 | 540.5392 | 0.013301 | 533.6587 | 0.63937 | 533.4341 | 0.088867 | 535.6641 | 0.0333 | 538.6465 | 0.048278 | 533.6587 | -0.0018099 | 607.7357 | 0.016074 | 533.6587 | -0.002231 | 535.6641 | 35.5334 | 607.7357 | 21.1638 | 607.7357 | 11.7581
|  | 607.9655 | 0 | 607.9655 | 0 | 538.8712 | 2.0709 | 540.7651 | 0.28304 | 539.6379 | 0.54046 | 533.8832 | 1.0448 | 533.8832 | 6.8933 | 607.9655 | 0.41015 | 535.8856 | 54.9646 | 540.7651 | 0.020672 | 533.8832 | 0.65768 | 533.6587 | -0.024959 | 535.8856 | 0.051905 | 538.8712 | 0.047438 | 533.8832 | 0.015165 | 607.9655 | 0.0016128 | 533.8832 | -0.0030149 | 535.8856 | 35.4704 | 607.9655 | 21.1678 | 607.9655 | 11.7706
|  | 608.1952 | 0 | 608.1952 | 0 | 539.0959 | 1.6965 | 540.991 | 0.19181 | 539.865 | 0.55221 | 534.1078 | 1.0318 | 534.1078 | 6.7139 | 608.1952 | 0.42123 | 536.107 | 55.0856 | 540.991 | 0.017452 | 534.1078 | 0.67828 | 533.8832 | 0.043011 | 536.107 | 0.056471 | 539.0959 | 0.0467 | 534.1078 | -0.014987 | 608.1952 | 0.010841 | 534.1078 | -0.0012673 | 536.107 | 35.5249 | 608.1952 | 21.1966 | 608.1952 | 11.8054
|  | 608.425 | 0 | 608.425 | 0 | 539.3206 | 2.0986 | 541.217 | 0.25153 | 540.0922 | 0.54046 | 534.3324 | 1.0105 | 534.3324 | 6.6952 | 608.425 | 0.39905 | 536.3284 | 55.1293 | 541.217 | 0.033211 | 534.3324 | 0.69405 | 534.1078 | -0.0365 | 536.3284 | 0.11386 | 539.3206 | 0.046096 | 534.3324 | 0.028526 | 608.425 | 0.0010021 | 534.3324 | 0.0041186 | 536.3284 | 35.4317 | 608.425 | 21.1928 | 608.425 | 11.8077
|  | 608.6548 | 0 | 608.6548 | 0 | 539.5453 | 1.7052 | 541.4429 | 0.18698 | 540.3193 | 0.54927 | 534.557 | 0.959 | 534.557 | 6.5747 | 608.6548 | 0.41688 | 536.5499 | 54.623 | 541.4429 | 0.016737 | 534.557 | 0.69717 | 534.3324 | 0.051763 | 536.5499 | 0.033695 | 539.5453 | 0.045644 | 534.557 | 0.008121 | 608.6548 | 0.014665 | 534.557 | -0.0052407 | 536.5499 | 35.4791 | 608.6548 | 21.2343 | 608.6548 | 11.8395
|  | 608.8846 | 0 | 608.8846 | 0 | 539.7701 | 2.1675 | 541.6689 | 0.25424 | 540.5465 | 0.53752 | 534.7816 | 0.98107 | 534.7816 | 6.4756 | 608.8846 | 0.37983 | 536.7714 | 55.2558 | 541.6689 | 0.037616 | 534.7816 | 0.72204 | 534.557 | -0.025288 | 536.7714 | 0.31011 | 539.7701 | 0.04535 | 534.7816 | 0.0067201 | 608.8846 | 0.002428 | 534.7816 | 0.0017699 | 536.7714 | 35.8154 | 608.8846 | 21.1496 | 608.8846 | 11.7927
|  | 609.1144 | 0 | 609.1144 | 0 | 539.9948 | 1.6941 | 541.8949 | 0.15817 | 540.7736 | 0.5434 | 535.0062 | 0.96881 | 535.0062 | 6.3207 | 609.1144 | 0.39308 | 536.9929 | 54.6314 | 541.8949 | 0.016131 | 535.0062 | 0.73542 | 534.7816 | 0.037933 | 536.9929 | 0.23564 | 539.9948 | 0.045216 | 535.0062 | -0.0088402 | 609.1144 | 0.014472 | 535.0062 | -0.0017534 | 536.9929 | 35.486 | 609.1144 | 21.1547 | 609.1144 | 11.8043
|  | 609.3442 | 0 | 609.3442 | 0 | 540.2195 | 2.0736 | 542.1209 | 0.2085 | 541.0008 | 0.53165 | 535.2308 | 1.035 | 535.2308 | 6.303 | 609.3442 | 0.37358 | 537.2144 | 54.73 | 542.1209 | 0.032024 | 535.2308 | 0.75365 | 535.0062 | -0.005716 | 537.2144 | 0.25882 | 540.2195 | 0.045234 | 535.2308 | 0.025465 | 609.3442 | -0.0019328 | 535.2308 | 0.0048235 | 537.2144 | 35.7487 | 609.3442 | 21.0817 | 609.3442 | 11.7784
|  | 609.5741 | 0 | 609.5741 | 0 | 540.4443 | 1.6217 | 542.3469 | 0.15741 | 541.228 | 0.54046 | 535.4555 | 0.82901 | 535.4555 | 6.1686 | 609.5741 | 0.38878 | 537.4359 | 54.4494 | 542.3469 | 0.026941 | 535.4555 | 0.76916 | 535.2308 | 0.010316 | 537.4359 | -0.092766 | 540.4443 | 0.045397 | 535.4555 | -0.0064631 | 609.5741 | 0.013551 | 535.4555 | -0.001401 | 537.4359 | 35.5828 | 609.5741 | 21.0884 | 609.5741 | 11.7883
|  | 609.8039 | 0 | 609.8039 | 0 | 540.6691 | 2.0819 | 542.5729 | 0.31223 | 541.4551 | 0.52577 | 535.6801 | 0.90422 | 535.6801 | 6.0464 | 609.8039 | 0.36543 | 537.6575 | 54.6662 | 542.5729 | 0.039819 | 535.6801 | 0.78304 | 535.4555 | -0.025122 | 537.6575 | 0.30812 | 540.6691 | 0.045694 | 535.6801 | 0.026223 | 609.8039 | 0.0029314 | 535.6801 | 0.0020193 | 537.6575 | 35.8728 | 609.8039 | 21.0422 | 609.8039 | 11.7645
|  | 610.0338 | 0 | 610.0338 | 0 | 540.8939 | 1.7011 | 542.7989 | 0.22301 | 541.6823 | 0.53165 | 535.9048 | 0.88051 | 535.9048 | 6.0037 | 610.0338 | 0.38707 | 537.879 | 54.3918 | 542.7989 | 0.028127 | 535.9048 | 0.80167 | 535.6801 | 0.10311 | 537.879 | 0.04159 | 540.8939 | 0.046108 | 535.9048 | 0.0013575 | 610.0338 | 0.016206 | 535.9048 | -0.001129 | 537.879 | 35.6306 | 610.0338 | 21.0847 | 610.0338 | 11.8112
|  | 610.2637 | 0 | 610.2637 | 0 | 541.1187 | 2.0618 | 543.025 | 0.31936 | 541.9095 | 0.5199 | 536.1295 | 0.91076 | 536.1295 | 5.8904 | 610.2637 | 0.35906 | 538.1005 | 54.7205 | 543.025 | 0.046766 | 536.1295 | 0.83098 | 535.9048 | -0.011986 | 538.1005 | 0.3867 | 541.1187 | 0.046619 | 536.1295 | 0.013321 | 610.2637 | -0.0054897 | 536.1295 | 0.0021414 | 538.1005 | 35.7742 | 610.2637 | 21.0204 | 610.2637 | 11.8041
|  | 610.4936 | 0 | 610.4936 | 0 | 541.3434 | 1.671 | 543.2511 | 0.16475 | 542.1367 | 0.52871 | 536.3541 | 0.87806 | 536.3541 | 5.8132 | 610.4936 | 0.38195 | 538.3221 | 54.427 | 543.2511 | 0.020164 | 536.3541 | 0.82663 | 536.1295 | 0.033494 | 538.3221 | 0.050452 | 541.3434 | 0.047199 | 536.3541 | 0.0019918 | 610.4936 | 0.018074 | 536.3541 | -0.0046855 | 538.3221 | 35.4002 | 610.4936 | 21.0543 | 610.4936 | 11.833
|  | 610.7235 | 0 | 610.7235 | 0 | 541.5683 | 2.0421 | 543.4772 | 0.26739 | 542.364 | 0.51696 | 536.5789 | 0.89278 | 536.5789 | 5.7176 | 610.7235 | 0.34489 | 538.5436 | 54.7714 | 543.4772 | 0.040835 | 536.5789 | 0.85241 | 536.3541 | -0.018492 | 538.5436 | 0.39234 | 541.5683 | 0.047814 | 536.5789 | 0.026116 | 610.7235 | 0.0010441 | 536.5789 | 0.0019494 | 538.5436 | 35.6097 | 610.7235 | 20.9966 | 610.7235 | 11.8168
|  | 610.9534 | 0 | 610.9534 | 0 | 541.7931 | 1.6583 | 543.7033 | 0.17035 | 542.5912 | 0.52284 | 536.8035 | 0.88951 | 536.8035 | 5.6487 | 610.9534 | 0.37608 | 538.7653 | 54.2254 | 543.7033 | 0.0183 | 536.8035 | 0.86013 | 536.5789 | 0.033843 | 538.7653 | 0.26264 | 541.7931 | 0.048425 | 536.8035 | 0.0016596 | 610.9534 | 0.01979 | 536.8035 | -0.0010061 | 538.7653 | 35.5017 | 610.9534 | 21.0439 | 610.9534 | 11.8276
|  | 611.1833 | 0 | 611.1833 | 0 | 542.0179 | 2.0539 | 543.9293 | 0.25313 | 542.8185 | 0.51109 | 537.0283 | 0.86743 | 537.0283 | 5.5738 | 611.1833 | 0.34033 | 538.9868 | 54.7541 | 543.9293 | 0.042699 | 537.0283 | 0.885 | 536.8035 | 0.0020391 | 538.9868 | 0.37967 | 542.0179 | 0.048994 | 537.0283 | 0.024032 | 611.1833 | -9.2672e-06 | 537.0283 | 0.0059592 | 538.9868 | 35.5717 | 611.1833 | 20.9677 | 611.1833 | 11.8029
|  | 611.4132 | 0 | 611.4132 | 0 | 542.2428 | 1.6375 | 544.1555 | 0.18964 | 543.0457 | 0.5199 | 537.253 | 0.74316 | 537.253 | 5.3982 | 611.4132 | 0.36324 | 539.2084 | 54.296 | 544.1555 | 0.022536 | 537.253 | 0.89379 | 537.0283 | 0.089545 | 539.2084 | 0.23353 | 542.2428 | 0.049485 | 537.253 | -0.0041841 | 611.4132 | 0.019098 | 537.253 | -0.0056192 | 539.2084 | 35.4402 | 611.4132 | 20.9659 | 611.4132 | 11.828
|  | 611.6431 | 0 | 611.6431 | 0 | 542.4677 | 2.0872 | 544.3815 | 0.29284 | 543.273 | 0.50815 | 537.4777 | 0.74807 | 537.4777 | 5.4664 | 611.6431 | 0.32642 | 539.4301 | 54.6617 | 544.3815 | 0.043208 | 537.4777 | 0.93566 | 537.253 | 0.0051934 | 539.4301 | 0.085093 | 542.4677 | 0.049876 | 537.4777 | 0.015497 | 611.6431 | -0.003443 | 537.4777 | 0.0054796 | 539.4301 | 35.5929 | 611.6431 | 20.8109 | 611.6431 | 11.7595
|  | 611.8731 | 0 | 611.8731 | 0 | 542.6925 | 1.6816 | 544.6077 | 0.17287 | 543.5003 | 0.51696 | 537.7024 | 0.72354 | 537.7024 | 5.3448 | 611.8731 | 0.35065 | 539.6517 | 54.0238 | 544.6077 | 0.022197 | 537.7024 | 0.94452 | 537.4777 | 0.076656 | 539.6517 | -0.0012056 | 542.6925 | 0.050153 | 537.7024 | -0.010498 | 611.8731 | 0.016062 | 537.7024 | 0.00045087 | 539.6517 | 35.8521 | 611.8731 | 20.8376 | 611.8731 | 11.778
|  | 612.1031 | 0 | 612.1031 | 0 | 542.9174 | 1.9961 | 544.8339 | 0.29837 | 543.7276 | 0.50521 | 537.9272 | 0.86907 | 537.9272 | 5.2191 | 612.1031 | 0.31164 | 539.8733 | 54.2249 | 544.8339 | 0.035922 | 537.9272 | 0.97268 | 537.7024 | 0.037994 | 539.8733 | 0.22962 | 542.9174 | 0.050319 | 537.9272 | 0.026752 | 612.1031 | -0.0028992 | 537.9272 | 0.0044246 | 539.8733 | 35.815 | 612.1031 | 20.739 | 612.1031 | 11.7487
|  | 612.333 | 0 | 612.333 | 0 | 543.1423 | 1.6156 | 545.06 | 0.19258 | 543.9549 | 0.51402 | 538.152 | 0.72845 | 538.152 | 5.1539 | 612.333 | 0.34123 | 540.0949 | 54.4461 | 545.06 | 0.037277 | 538.152 | 0.98902 | 537.9272 | 0.055898 | 540.0949 | -0.05985 | 543.1423 | 0.050392 | 538.152 | -0.0078288 | 612.333 | 0.020239 | 538.152 | -0.0016355 | 540.0949 | 35.8343 | 612.333 | 20.8337 | 612.333 | 11.8061
|  | 612.563 | 0 | 612.563 | 0 | 543.3672 | 2.039 | 545.2861 | 0.30089 | 544.1822 | 0.50227 | 538.3768 | 0.78404 | 538.3768 | 5.1112 | 612.563 | 0.30477 | 540.3166 | 54.1706 | 545.2861 | 0.046088 | 538.3768 | 1.0076 | 538.152 | 0.00819 | 540.3166 | 0.14341 | 543.3672 | 0.050397 | 538.3768 | 0.021384 | 612.563 | -0.0019216 | 538.3768 | 0.004288 | 540.3166 | 35.7564 | 612.563 | 20.7518 | 612.563 | 11.7758
|  | 612.793 | 0 | 612.793 | 0 | 543.5921 | 1.6306 | 545.5123 | 0.18464 | 544.4095 | 0.51109 | 538.6016 | 0.69574 | 538.6016 | 5.0409 | 612.793 | 0.33137 | 540.5382 | 54.3716 | 545.5123 | 0.025077 | 538.6016 | 1.023 | 538.3768 | 0.040239 | 540.5382 | 0.19236 | 543.5921 | 0.050367 | 538.6016 | -0.012734 | 612.793 | 0.019139 | 538.6016 | -0.0018017 | 540.5382 | 35.74 | 612.793 | 20.8446 | 612.793 | 11.8373
|  | 613.023 | 0 | 613.023 | 0 | 543.817 | 1.9986 | 545.7385 | 0.29008 | 544.6369 | 0.50227 | 538.8264 | 0.73662 | 538.8264 | 4.9554 | 613.023 | 0.29563 | 540.7599 | 54.3436 | 545.7385 | 0.053713 | 538.8264 | 1.0445 | 538.6016 | -0.027453 | 540.7599 | 0.58488 | 543.817 | 0.050332 | 538.8264 | 0.022076 | 613.023 | -0.0043143 | 538.8264 | 0.00064872 | 540.7599 | 35.5319 | 613.023 | 20.7474 | 613.023 | 11.8086
|  | 613.2531 | 0 | 613.2531 | 0 | 544.0419 | 1.6302 | 545.9647 | 0.14452 | 544.8643 | 0.50815 | 539.0512 | 0.59437 | 539.0512 | 4.9319 | 613.2531 | 0.33598 | 540.9816 | 54.6085 | 545.9647 | 0.031177 | 539.0512 | 1.0599 | 538.8264 | 0.071908 | 540.9816 | 0.034574 | 544.0419 | 0.050318 | 539.0512 | -0.010999 | 613.2531 | 0.025208 | 539.0512 | -0.0016319 | 540.9816 | 35.7159 | 613.2531 | 20.826 | 613.2531 | 11.8705
|  | 613.4831 | 0 | 613.4831 | 0 | 544.2669 | 2.0457 | 546.191 | 0.25049 | 545.0917 | 0.49934 | 539.2759 | 0.65487 | 539.2759 | 4.8186 | 613.4831 | 0.28836 | 541.2033 | 54.4192 | 546.191 | 0.061677 | 539.2759 | 1.0819 | 539.0512 | -0.0073999 | 541.2032 | 0.096235 | 544.2669 | 0.050342 | 539.2759 | 0.019188 | 613.4831 | -0.0056102 | 539.2759 | 0.0010268 | 541.2032 | 35.84 | 613.4831 | 20.7281 | 613.4831 | 11.8226
|  | 613.7131 | 0 | 613.7131 | 0 | 544.4918 | 1.6522 | 546.4172 | 0.19371 | 545.319 | 0.50521 | 539.5008 | 0.56493 | 539.5008 | 4.7624 | 613.7131 | 0.32509 | 541.425 | 54.2187 | 546.4172 | 0.037277 | 539.5008 | 1.0984 | 539.2759 | 0.063608 | 541.425 | 0.1061 | 544.4918 | 0.05041 | 539.5008 | -0.00068292 | 613.7131 | 0.020848 | 539.5008 | 0.0022844 | 541.425 | 35.8529 | 613.7131 | 20.7519 | 613.7131 | 11.8846
|  | 613.9432 | 0 | 613.9432 | 0 | 544.7168 | 1.9876 | 546.6434 | 0.24558 | 545.5465 | 0.49346 | 539.7256 | 0.6238 | 539.7256 | 4.7546 | 613.9432 | 0.28483 | 541.6467 | 54.6197 | 546.6434 | 0.058288 | 539.7256 | 1.1151 | 539.5008 | -0.010259 | 541.6467 | 0.35363 | 544.7168 | 0.050517 | 539.7256 | 0.014169 | 613.9432 | -0.005371 | 539.7256 | -0.00029354 | 541.6467 | 35.839 | 613.9432 | 20.6088 | 613.9432 | 11.8032
|  | 614.1733 | 0 | 614.1733 | 0 | 544.9418 | 1.6054 | 546.8697 | 0.19714 | 545.7738 | 0.49934 | 539.9505 | 0.56412 | 539.9505 | 4.6469 | 614.1733 | 0.31749 | 541.8684 | 54.8151 | 546.8697 | 0.036769 | 539.9505 | 1.1412 | 539.7256 | 0.045551 | 541.8684 | 0.0746 | 544.9418 | 0.050652 | 539.9505 | -0.00090172 | 614.1733 | 0.015725 | 539.9505 | -0.00061865 | 541.8684 | 36.0902 | 614.1733 | 20.6565 | 614.1733 | 11.8678
|  | 614.4033 | 0 | 614.4033 | 0 | 545.1667 | 2.0706 | 547.096 | 0.24048 | 546.0012 | 0.48759 | 540.1753 | 0.65977 | 540.1753 | 4.6018 | 614.4033 | 0.2731 | 542.0901 | 54.7283 | 547.096 | 0.063202 | 540.1753 | 1.1769 | 539.9505 | -0.021075 | 542.0901 | 0.13839 | 545.1667 | 0.050799 | 540.1753 | 0.012325 | 614.4033 | 0.00070611 | 540.1753 | -0.003574 | 542.0901 | 36.1251 | 614.4033 | 20.5646 | 614.4033 | 11.8127
|  | 614.6334 | 0 | 614.6334 | 0 | 545.3918 | 1.5817 | 547.3222 | 0.15444 | 546.2286 | 0.49346 | 540.4002 | 0.62543 | 540.4002 | 4.4665 | 614.6334 | 0.31317 | 542.3119 | 54.5329 | 547.3222 | 0.040666 | 540.4002 | 1.1857 | 540.1753 | 0.065557 | 542.3119 | 0.14656 | 545.3918 | 0.050942 | 540.4002 | 0.0037604 | 614.6334 | 0.024273 | 540.4002 | -0.0022618 | 542.3119 | 35.7913 | 614.6334 | 20.6106 | 614.6334 | 11.8724
|  | 614.8635 | 0 | 614.8635 | 0 | 545.6168 | 2.05 | 547.5485 | 0.27119 | 546.4561 | 0.48171 | 540.6251 | 0.51016 | 540.6251 | 4.4643 | 614.8635 | 0.2662 | 542.5336 | 54.3492 | 547.5485 | 0.056763 | 540.6251 | 1.2257 | 540.4002 | 0.0017298 | 542.5336 | 0.3046 | 545.6168 | 0.051068 | 540.6251 | 0.026516 | 614.8635 | -0.0049931 | 540.6251 | 0.0011104 | 542.5336 | 36.06 | 614.8635 | 20.4688 | 614.8635 | 11.8065
|  | 615.0936 | 0 | 615.0936 | 0 | 545.8418 | 1.5654 | 547.7748 | 0.1999 | 546.6835 | 0.48759 | 540.85 | 0.53632 | 540.85 | 4.416 | 615.0936 | 0.30648 | 542.7554 | 54.4422 | 547.7748 | 0.044563 | 540.85 | 1.2398 | 540.6251 | 0.066105 | 542.7554 | 0.19106 | 545.8418 | 0.051169 | 540.85 | 0.0027158 | 615.0936 | 0.019985 | 540.85 | -0.00075006 | 542.7554 | 35.8314 | 615.0936 | 20.5734 | 615.0936 | 11.8941
|  | 615.3237 | 0 | 615.3237 | 0 | 546.0668 | 1.9595 | 548.0011 | 0.22374 | 546.911 | 0.47584 | 541.0749 | 0.57393 | 541.0749 | 4.3382 | 615.3237 | 0.25741 | 542.9772 | 54.5413 | 548.0011 | 0.059474 | 541.0749 | 1.2677 | 540.85 | 0.0087952 | 542.9772 | 0.29905 | 546.0668 | 0.051242 | 541.0749 | 0.029592 | 615.3237 | -0.010072 | 541.0749 | 0.0029627 | 542.9772 | 36.1183 | 615.3237 | 20.4489 | 615.3237 | 11.8417
|  | 615.5539 | 0 | 615.5539 | 0 | 546.2919 | 1.6069 | 548.2274 | 0.16877 | 547.1385 | 0.48171 | 541.2998 | 0.51261 | 541.2998 | 4.2168 | 615.5539 | 0.29311 | 543.199 | 54.4629 | 548.2274 | 0.048291 | 541.2998 | 1.2929 | 541.0749 | 0.073264 | 543.199 | -0.049645 | 546.2919 | 0.051283 | 541.2998 | 0.00033755 | 615.5539 | 0.01732 | 541.2998 | -0.0006176 | 543.199 | 36.1218 | 615.5539 | 20.4892 | 615.5539 | 11.8788
|  | 615.784 | 0 | 615.784 | 0 | 546.5169 | 2.0306 | 548.4538 | 0.25431 | 547.366 | 0.46996 | 541.5248 | 0.69329 | 541.5248 | 4.112 | 615.784 | 0.25492 | 543.4208 | 54.7429 | 548.4538 | 0.062185 | 541.5248 | 1.3223 | 541.2998 | -0.0011517 | 543.4208 | 0.1522 | 546.5169 | 0.051296 | 541.5248 | 0.010213 | 615.784 | 0.00025591 | 541.5248 | 0.00042403 | 543.4208 | 36.0283 | 615.784 | 20.3456 | 615.784 | 11.8271
|  | 616.0142 | 0 | 616.0142 | 0 | 546.7419 | 1.5644 | 548.6801 | 0.15984 | 547.5934 | 0.47584 | 541.7497 | 0.55104 | 541.7497 | 4.0778 | 616.0142 | 0.28958 | 543.6426 | 54.5211 | 548.6801 | 0.048121 | 541.7497 | 1.3428 | 541.5248 | 0.041519 | 543.6426 | 0.082797 | 546.7419 | 0.051279 | 541.7497 | -0.01735 | 616.0142 | 0.022258 | 541.7497 | -0.00084074 | 543.6426 | 36.2044 | 616.0142 | 20.433 | 616.0142 | 11.903
|  | 616.2443 | 0 | 616.2443 | 0 | 546.967 | 2.0397 | 548.9065 | 0.26918 | 547.821 | 0.46409 | 541.9747 | 0.65814 | 541.9747 | 4.0264 | 616.2443 | 0.245 | 543.8644 | 54.6253 | 548.9065 | 0.067438 | 541.9747 | 1.3787 | 541.7497 | -0.029697 | 543.8644 | 0.3151 | 546.967 | 0.051235 | 541.9747 | 0.016463 | 616.2443 | -0.0088637 | 541.9747 | 0.00063726 | 543.8644 | 36.4051 | 616.2443 | 20.3105 | 616.2443 | 11.8672
|  | 616.4745 | 0 | 616.4745 | 0 | 547.1921 | 1.5465 | 549.1329 | 0.16857 | 548.0485 | 0.46703 | 542.1996 | 0.63116 | 542.1996 | 4.0181 | 616.4745 | 0.28433 | 544.0862 | 54.3475 | 549.1329 | 0.061338 | 542.1996 | 1.3954 | 541.9747 | 0.067837 | 544.0862 | 0.10887 | 547.1921 | 0.051169 | 542.1996 | -0.0030377 | 616.4745 | 0.016724 | 542.1996 | 0.0045538 | 544.0862 | 36.0089 | 616.4745 | 20.3967 | 616.4745 | 11.9207
|  | 616.7047 | 0 | 616.7047 | 0 | 547.4172 | 1.9688 | 549.3592 | 0.2432 | 548.2761 | 0.45822 | 542.4246 | 0.62216 | 542.4246 | 3.9626 | 616.7047 | 0.23503 | 544.308 | 54.6057 | 549.3592 | 0.076249 | 542.4246 | 1.4248 | 542.1996 | 0.033106 | 544.308 | 0.18151 | 547.4172 | 0.051086 | 542.4246 | 0.033533 | 616.7047 | -0.0032205 | 542.4246 | -0.0001367 | 544.308 | 36.1805 | 616.7047 | 20.2741 | 616.7047 | 11.8662
|  | 616.9349 | 0 | 616.9349 | 0 | 547.6423 | 1.5008 | 549.5856 | 0.18773 | 548.5036 | 0.46409 | 542.6495 | 0.61317 | 542.6495 | 3.9164 | 616.9349 | 0.28342 | 544.5299 | 54.6387 | 549.5856 | 0.068116 | 542.6495 | 1.4364 | 542.4246 | 0.050523 | 544.5299 | 0.054243 | 547.6423 | 0.050999 | 542.6495 | -0.0039668 | 616.9349 | 0.020701 | 542.6495 | 0.0004918 | 544.5299 | 36.2384 | 616.9349 | 20.2766 | 616.9349 | 11.8991
|  | 617.1651 | 0 | 617.1651 | 0 | 547.8674 | 1.9807 | 549.8121 | 0.22805 | 548.7311 | 0.45822 | 542.8746 | 0.55839 | 542.8746 | 3.8706 | 617.1651 | 0.236 | 544.7518 | 54.4685 | 549.8121 | 0.076588 | 542.8746 | 1.4896 | 542.6495 | -0.019223 | 544.7518 | 0.17647 | 547.8674 | 0.050922 | 542.8746 | 0.017861 | 617.1651 | -0.0049325 | 542.8746 | 0.001164 | 544.7518 | 36.2785 | 617.1651 | 20.2081 | 617.1651 | 11.8828
|  | 617.3953 | 0 | 617.3953 | 0 | 548.0925 | 1.5355 | 550.0385 | 0.17393 | 548.9587 | 0.46409 | 543.0996 | 0.60336 | 543.0996 | 3.7286 | 617.3953 | 0.27366 | 544.9736 | 54.4735 | 550.0385 | 0.06083 | 543.0996 | 1.5128 | 542.8746 | 0.08344 | 544.9736 | 0.070697 | 548.0925 | 0.050872 | 543.0996 | -0.0096179 | 617.3953 | 0.023201 | 543.0996 | -0.0021053 | 544.9736 | 36.0407 | 617.3953 | 20.269 | 617.3953 | 11.9645
|  | 617.6255 | 0 | 617.6255 | 0 | 548.3176 | 2.0258 | 550.2649 | 0.26534 | 549.1863 | 0.45528 | 543.3246 | 0.63116 | 543.3246 | 3.7349 | 617.6255 | 0.23219 | 545.1956 | 54.2232 | 550.2649 | 0.08184 | 543.3246 | 1.5393 | 543.0996 | 0.0012902 | 545.1956 | 0.19044 | 548.3176 | 0.050864 | 543.3246 | 0.028199 | 617.6255 | -0.0065635 | 543.3246 | -0.00053403 | 545.1956 | 36.1075 | 617.6255 | 20.1498 | 617.6255 | 11.897
|  | 617.8558 | 0 | 617.8558 | 0 | 548.5428 | 1.5264 | 550.4913 | 0.22794 | 549.4139 | 0.46409 | 543.5496 | 0.50116 | 543.5496 | 3.6368 | 617.8558 | 0.26511 | 545.4174 | 54.4153 | 550.4913 | 0.079638 | 543.5496 | 1.566 | 543.3246 | 0.075299 | 545.4174 | 0.019186 | 548.5428 | 0.050909 | 543.5496 | -0.0078814 | 617.8558 | 0.019975 | 543.5496 | 0.0014799 | 545.4174 | 36.2008 | 617.8558 | 20.1642 | 617.8558 | 11.9603
|  | 618.0861 | 0 | 618.0861 | 0 | 548.7679 | 1.9298 | 550.7178 | 0.24503 | 549.6415 | 0.45528 | 543.7747 | 0.53223 | 543.7747 | 3.5835 | 618.0861 | 0.2269 | 545.6393 | 54.226 | 550.7178 | 0.094718 | 543.7747 | 1.6093 | 543.5496 | 0.0062183 | 545.6393 | 0.20566 | 548.7679 | 0.051008 | 543.7747 | 0.03655 | 618.0861 | 0.0012921 | 543.7747 | 0.0036424 | 545.6393 | 35.884 | 618.0861 | 20.0657 | 618.0861 | 11.9247
|  | 618.3163 | 0 | 618.3163 | 0 | 548.9931 | 1.5252 | 550.9443 | 0.15246 | 549.8691 | 0.46115 | 543.9997 | 0.47746 | 543.9997 | 3.5536 | 618.3163 | 0.25672 | 545.8613 | 54.0838 | 550.9443 | 0.076757 | 543.9997 | 1.6326 | 543.7747 | 0.078013 | 545.8613 | 0.11564 | 548.9931 | 0.051155 | 543.9997 | -0.01235 | 618.3163 | 0.017312 | 543.9997 | 0.00041582 | 545.8613 | 35.8135 | 618.3163 | 20.1019 | 618.3163 | 11.9696
|  | 618.5466 | 0 | 618.5466 | 0 | 549.2183 | 1.9408 | 551.1708 | 0.24311 | 550.0967 | 0.45234 | 544.2247 | 0.60581 | 544.2247 | 3.5547 | 618.5466 | 0.22954 | 546.0832 | 53.8889 | 551.1708 | 0.087601 | 544.2247 | 1.674 | 543.9997 | 0.018736 | 546.0832 | 0.21738 | 549.2183 | 0.051335 | 544.2247 | 0.023261 | 618.5466 | -0.0020774 | 544.2247 | 0.0031442 | 546.0832 | 35.9756 | 618.5466 | 19.978 | 618.5466 | 11.9281
|  | 618.7769 | 0 | 618.7769 | 0 | 549.4435 | 1.5228 | 551.3973 | 0.17712 | 550.3243 | 0.46115 | 544.4498 | 0.45865 | 544.4498 | 3.4841 | 618.7769 | 0.24898 | 546.3051 | 53.5428 | 551.3973 | 0.082857 | 544.4498 | 1.6928 | 544.2247 | 0.071908 | 546.3051 | -0.016527 | 549.4435 | 0.051534 | 544.4498 | -0.0039917 | 618.7769 | 0.019276 | 544.4498 | -0.0025509 | 546.3051 | 35.7938 | 618.7769 | 20.012 | 618.7769 | 11.9575
|  | 619.0072 | 0 | 619.0072 | 0 | 549.6686 | 1.9426 | 551.6238 | 0.24931 | 550.552 | 0.45528 | 544.6749 | 0.44475 | 544.6749 | 3.4009 | 619.0072 | 0.2184 | 546.527 | 53.3384 | 551.6238 | 0.094379 | 544.6749 | 1.7354 | 544.4498 | -0.0097578 | 546.527 | -0.11409 | 549.6686 | 0.051738 | 544.6749 | 0.030671 | 619.0072 | -0.00070275 | 544.6749 | 0.00092122 | 546.527 | 35.4958 | 619.0072 | 19.92 | 619.0072 | 11.9373
|  | 619.2375 | 0 | 619.2375 | 0 | 549.8939 | 1.486 | 551.8503 | 0.17648 | 550.7797 | 0.46115 | 544.9 | 0.47746 | 544.9 | 3.3061 | 619.2375 | 0.24457 | 546.749 | 52.859 | 551.8503 | 0.08184 | 544.9 | 1.7614 | 544.6749 | 0.11736 | 546.749 | 0.071801 | 549.8939 | 0.051939 | 544.9 | -0.010511 | 619.2375 | 0.015736 | 544.9 | -7.0083e-05 | 546.749 | 35.4524 | 619.2375 | 19.9603 | 619.2375 | 11.9813
|  | 619.4678 | 0 | 619.4678 | 0 | 550.1191 | 1.9575 | 552.0768 | 0.26068 | 551.0073 | 0.4494 | 545.1251 | 0.55104 | 545.1251 | 3.3139 | 619.4678 | 0.21431 | 546.971 | 53.2432 | 552.0768 | 0.096412 | 545.1251 | 1.806 | 544.9 | -0.0097838 | 546.9709 | 0.15727 | 550.1191 | 0.052139 | 545.1251 | 0.03205 | 619.4678 | -0.010023 | 545.1251 | 0.0032774 | 546.9709 | 35.4124 | 619.4678 | 19.8409 | 619.4678 | 11.9509
|  | 619.6981 | 0 | 619.6981 | 0 | 550.3443 | 1.4971 | 552.3033 | 0.20892 | 551.235 | 0.45528 | 545.3502 | 0.37771 | 545.3502 | 3.2399 | 619.6981 | 0.24009 | 547.1929 | 53.1906 | 552.3033 | 0.094718 | 545.3502 | 1.8299 | 545.1251 | 0.088189 | 547.1929 | 0.10217 | 550.3443 | 0.052349 | 545.3502 | -0.0024614 | 619.6981 | 0.015901 | 545.3502 | 0.00034426 | 547.1929 | 35.4633 | 619.6981 | 19.8361 | 619.6981 | 11.9878
|  | 619.9285 | 0 | 619.9285 | 0 | 550.5696 | 1.9092 | 552.5299 | 0.25204 | 551.4627 | 0.44353 | 545.5753 | 0.55839 | 545.5753 | 3.1767 | 619.9285 | 0.2152 | 547.4149 | 53.3031 | 552.5299 | 0.11031 | 545.5753 | 1.8762 | 545.3502 | 0.020596 | 547.4149 | 0.2543 | 550.5696 | 0.052585 | 545.5753 | 0.011474 | 619.9285 | 0.0021768 | 545.5753 | 0.003869 | 547.4149 | 35.5303 | 619.9285 | 19.7788 | 619.9285 | 11.9788
|  | 620.1588 | 0 | 620.1588 | 0 | 550.7948 | 1.5371 | 552.7565 | 0.17661 | 551.6904 | 0.4494 | 545.8004 | 0.44148 | 545.8004 | 3.1109 | 620.1588 | 0.23354 | 547.6369 | 52.9134 | 552.7565 | 0.092685 | 545.8004 | 1.9005 | 545.5753 | 0.084797 | 547.6369 | 0.099087 | 550.7948 | 0.052865 | 545.8004 | -0.0034479 | 620.1588 | 0.015495 | 545.8004 | -0.0017605 | 547.6369 | 35.6104 | 620.1588 | 19.8448 | 620.1588 | 12.0337
|  | 620.3892 | 0 | 620.3892 | 0 | 551.0201 | 1.8904 | 552.983 | 0.21895 | 551.9181 | 0.43765 | 546.0256 | 0.51261 | 546.0256 | 3.0974 | 620.3892 | 0.20439 | 547.8589 | 53.3171 | 552.983 | 0.11556 | 546.0256 | 1.945 | 545.8004 | 0.025953 | 547.8589 | 0.26548 | 551.0201 | 0.053202 | 546.0256 | 0.022093 | 620.3892 | 0.0028458 | 546.0256 | 0.0032337 | 547.8589 | 35.6368 | 620.3892 | 19.7663 | 620.3892 | 12.0228
|  | 620.6196 | 0 | 620.6196 | 0 | 551.2454 | 1.454 | 553.2097 | 0.141 | 552.1458 | 0.44353 | 546.2507 | 0.44394 | 546.2507 | 3.0477 | 620.6196 | 0.22835 | 548.0809 | 53.0214 | 553.2097 | 0.10675 | 546.2507 | 1.9694 | 546.0256 | 0.075978 | 548.0809 | 0.092801 | 551.2454 | 0.0536 | 546.2507 | -0.010732 | 620.6196 | 0.015046 | 546.2507 | -0.00014027 | 548.0809 | 35.701 | 620.6196 | 19.7708 | 620.6196 | 12.0542
|  | 620.85 | 0 | 620.85 | 0 | 551.4706 | 1.9783 | 553.4363 | 0.21861 | 552.3735 | 0.43472 | 546.4759 | 0.43576 | 546.4759 | 2.9697 | 620.85 | 0.20229 | 548.303 | 52.7263 | 553.4363 | 0.11827 | 546.4759 | 2.0143 | 546.2507 | 0.010133 | 548.303 | 0.12393 | 551.4706 | 0.054053 | 546.4759 | 0.021425 | 620.85 | 0.0026115 | 546.4759 | 0.00041444 | 548.303 | 35.7871 | 620.85 | 19.6834 | 620.85 | 12.0294
|  | 621.0804 | 0 | 621.0804 | 0 | 551.6959 | 1.5389 | 553.6628 | 0.16356 | 552.6013 | 0.43765 | 546.7011 | 0.37444 | 546.7011 | 2.932 | 621.0804 | 0.2228 | 548.525 | 52.9682 | 553.6628 | 0.10556 | 546.7011 | 2.0311 | 546.4759 | 0.12075 | 548.525 | 0.037748 | 551.6959 | 0.05454 | 546.7011 | 0.0022401 | 621.0804 | 0.019222 | 546.7011 | -0.0012428 | 548.525 | 35.6649 | 621.0804 | 19.7228 | 621.0804 | 12.084
|  | 621.3108 | 0 | 621.3108 | 0 | 551.9212 | 1.9412 | 553.8895 | 0.21592 | 552.8291 | 0.42884 | 546.9263 | 0.43249 | 546.9263 | 2.8538 | 621.3108 | 0.19925 | 548.7471 | 52.7403 | 553.8895 | 0.12183 | 546.9263 | 2.0786 | 546.7011 | 0.038214 | 548.7471 | 0.18639 | 551.9212 | 0.055032 | 546.9263 | 0.013477 | 621.3108 | 0.00465 | 546.9263 | 0.0026595 | 548.7471 | 35.448 | 621.3108 | 19.6593 | 621.3108 | 12.0847
|  | 621.5412 | 0 | 621.5412 | 0 | 552.1465 | 1.4831 | 554.1161 | 0.16824 | 553.0568 | 0.43472 | 547.1514 | 0.39733 | 547.1514 | 2.7917 | 621.5412 | 0.21906 | 548.9691 | 52.7941 | 554.1161 | 0.1098 | 547.1514 | 2.1166 | 546.9263 | 0.071229 | 548.9691 | 0.066628 | 552.1465 | 0.055495 | 547.1514 | -0.012005 | 621.5412 | 0.012575 | 547.1514 | -0.0021623 | 548.9691 | 35.5105 | 621.5412 | 19.6749 | 621.5412 | 12.127
|  | 621.7716 | 0 | 621.7716 | 0 | 552.3718 | 1.8191 | 554.3428 | 0.25935 | 553.2846 | 0.42591 | 547.3767 | 0.44312 | 547.3767 | 2.796 | 621.7716 | 0.19228 | 549.1912 | 52.6603 | 554.3428 | 0.132 | 547.3767 | 2.1554 | 547.1514 | 0.013256 | 549.1912 | 0.21743 | 552.3718 | 0.055898 | 547.3767 | 0.026776 | 621.7716 | -0.0027541 | 547.3767 | 0.00081644 | 549.1912 | 35.6159 | 621.7716 | 19.5778 | 621.7716 | 12.0992
|  | 622.0021 | 0 | 622.0021 | 0 | 552.5972 | 1.4748 | 554.5695 | 0.20586 | 553.5124 | 0.43178 | 547.6019 | 0.38671 | 547.6019 | 2.7464 | 622.0021 | 0.21042 | 549.4133 | 52.3399 | 554.5695 | 0.12674 | 547.6019 | 2.1876 | 547.3767 | 0.08751 | 549.4133 | 0.14396 | 552.5972 | 0.056215 | 547.6019 | -0.022215 | 622.0021 | 0.010111 | 547.6019 | -0.0016924 | 549.4133 | 35.4765 | 622.0021 | 19.5805 | 622.0021 | 12.1406
|  | 622.2325 | 0 | 622.2325 | 0 | 552.8225 | 1.8869 | 554.7961 | 0.2501 | 553.7402 | 0.42003 | 547.8271 | 0.45456 | 547.8271 | 2.7024 | 622.2325 | 0.19077 | 549.6353 | 52.4088 | 554.7961 | 0.13301 | 547.8271 | 2.2212 | 547.6019 | 0.0062226 | 549.6353 | 0.17615 | 552.8225 | 0.056434 | 547.8271 | 0.0095097 | 622.2325 | 0.0030662 | 547.8271 | -0.0012033 | 549.6353 | 35.6651 | 622.2325 | 19.5356 | 622.2325 | 12.1446
|  | 622.463 | 0 | 622.463 | 0 | 553.0479 | 1.4639 | 555.0228 | 0.17021 | 553.9681 | 0.42884 | 548.0524 | 0.41287 | 548.0524 | 2.6679 | 622.463 | 0.2065 | 549.8574 | 52.2095 | 555.0228 | 0.1386 | 548.0524 | 2.2571 | 547.8271 | 0.11465 | 549.8574 | -0.017068 | 553.0479 | 0.056558 | 548.0524 | 0.0038429 | 622.463 | 0.013152 | 548.0524 | 0.0012433 | 549.8574 | 35.5439 | 622.463 | 19.5186 | 622.463 | 12.1585
|  | 622.6934 | 0 | 622.6934 | 0 | 553.2733 | 1.8831 | 555.2495 | 0.20979 | 554.1959 | 0.42003 | 548.2776 | 0.43167 | 548.2776 | 2.5825 | 622.6934 | 0.19165 | 550.0795 | 52.6412 | 555.2495 | 0.15589 | 548.2776 | 2.3019 | 548.0524 | 0.0072099 | 550.0795 | 0.36117 | 553.2733 | 0.056607 | 548.2776 | 0.030537 | 622.6934 | 0.00019086 | 548.2776 | 0.0011426 | 550.0795 | 35.4369 | 622.6934 | 19.4122 | 622.6934 | 12.1251
|  | 622.9239 | 0 | 622.9239 | 0 | 553.4986 | 1.444 | 555.4762 | 0.14477 | 554.4237 | 0.42591 | 548.5029 | 0.33193 | 548.5029 | 2.6063 | 622.9239 | 0.20697 | 550.3016 | 52.2067 | 555.4762 | 0.13996 | 548.5029 | 2.3184 | 548.2776 | 0.084797 | 550.3016 | 0.18836 | 553.4986 | 0.056609 | 548.5029 | -0.0053859 | 622.9239 | 0.013802 | 548.5029 | -0.0026717 | 550.3016 | 35.4865 | 622.9239 | 19.3941 | 622.9239 | 12.1621
|  | 623.1544 | 0 | 623.1544 | 0 | 553.724 | 1.8673 | 555.7029 | 0.25041 | 554.6516 | 0.41709 | 548.7282 | 0.37363 | 548.7282 | 2.5291 | 623.1544 | 0.19524 | 550.5238 | 52.0902 | 555.7029 | 0.15284 | 548.7282 | 2.3735 | 548.5029 | 0.040966 | 550.5238 | 0.11986 | 553.724 | 0.056601 | 548.7282 | 0.020126 | 623.1544 | 0.0077207 | 548.7282 | -0.0013287 | 550.5238 | 35.6376 | 623.1544 | 19.3354 | 623.1544 | 12.1621
|  | 623.385 | 0 | 623.385 | 0 | 553.9494 | 1.4973 | 555.9297 | 0.16384 | 554.8795 | 0.42297 | 548.9534 | 0.35891 | 548.9534 | 2.4341 | 623.385 | 0.20308 | 550.7459 | 51.9703 | 555.9297 | 0.14538 | 548.9534 | 2.4038 | 548.7282 | 0.10243 | 550.7459 | 0.28089 | 553.9494 | 0.056617 | 548.9534 | 0.011598 | 623.385 | 0.014521 | 548.9534 | -0.0024177 | 550.7459 | 35.4333 | 623.385 | 19.2956 | 623.385 | 12.174
|  | 623.6155 | 0 | 623.6155 | 0 | 554.1748 | 1.9671 | 556.1564 | 0.23447 | 555.1073 | 0.41416 | 549.1787 | 0.41696 | 549.1787 | 2.4599 | 623.6155 | 0.18521 | 550.9681 | 51.8124 | 556.1564 | 0.16978 | 549.1787 | 2.4508 | 548.9534 | 0.038027 | 550.9681 | 0.17464 | 554.1748 | 0.056685 | 549.1787 | 0.020328 | 623.6155 | 0.0081058 | 549.1787 | 0.00073591 | 550.9681 | 35.5632 | 623.6155 | 19.2001 | 623.6155 | 12.1572
|  | 623.846 | 0 | 623.846 | 0 | 554.4002 | 1.4964 | 556.3832 | 0.15697 | 555.3352 | 0.42003 | 549.404 | 0.37199 | 549.404 | 2.4095 | 623.846 | 0.19382 | 551.1902 | 52.0398 | 556.3832 | 0.15741 | 549.404 | 2.4777 | 549.1787 | 0.14721 | 551.1902 | -0.0032133 | 554.4002 | 0.056819 | 549.404 | 0.00068894 | 623.846 | 0.012218 | 549.404 | -0.0006188 | 551.1902 | 35.555 | 623.846 | 19.1909 | 623.846 | 12.1702
|  | 624.0765 | 0 | 624.0765 | 0 | 554.6257 | 1.8807 | 556.6099 | 0.23468 | 555.5631 | 0.41122 | 549.6293 | 0.41532 | 549.6293 | 2.3956 | 624.0765 | 0.18511 | 551.4124 | 51.7043 | 556.6099 | 0.1752 | 549.6293 | 2.5361 | 549.404 | 0.038825 | 551.4124 | 0.13926 | 554.6257 | 0.057022 | 549.6293 | 0.032416 | 624.0765 | 0.0053466 | 549.6293 | 0.0023663 | 551.4124 | 35.8438 | 624.0765 | 19.1291 | 624.0765 | 12.1591
|  | 624.3071 | 0 | 624.3071 | 0 | 554.8511 | 1.4641 | 556.8367 | 0.16807 | 555.791 | 0.41709 | 549.8547 | 0.33193 | 549.8547 | 2.3734 | 624.3071 | 0.18877 | 551.6346 | 52.0426 | 556.8367 | 0.16419 | 549.8547 | 2.5652 | 549.6293 | 0.10311 | 551.6346 | -0.039653 | 554.8511 | 0.057281 | 549.8547 | -0.0083449 | 624.3071 | 0.01279 | 549.8547 | -0.0023045 | 551.6346 | 35.7263 | 624.3071 | 19.0965 | 624.3071 | 12.1841
|  | 624.5377 | 0 | 624.5377 | 0 | 555.0765 | 1.9019 | 557.0635 | 0.25286 | 556.0189 | 0.40534 | 550.08 | 0.34338 | 550.08 | 2.3267 | 624.5377 | 0.17975 | 551.8568 | 51.9149 | 557.0635 | 0.18994 | 550.08 | 2.6017 | 549.8547 | 0.036813 | 551.8568 | 0.16222 | 555.0765 | 0.057579 | 550.08 | 0.021677 | 624.5377 | 0.0064419 | 550.08 | 0.0006615 | 551.8568 | 35.6756 | 624.5377 | 19.0428 | 624.5377 | 12.1946
|  | 624.7682 | 0 | 624.7682 | 0 | 555.302 | 1.4245 | 557.2903 | 0.16963 | 556.2469 | 0.41122 | 550.3053 | 0.37444 | 550.3053 | 2.3339 | 624.7682 | 0.18723 | 552.079 | 51.8595 | 557.2903 | 0.17741 | 550.3053 | 2.6236 | 550.08 | 0.12279 | 552.079 | 0.25409 | 555.302 | 0.057894 | 550.3053 | -0.0090792 | 624.7682 | 0.011916 | 550.3053 | -0.00065234 | 552.079 | 35.7452 | 624.7682 | 19.0396 | 624.7682 | 12.2322
|  | 624.9988 | 0 | 624.9988 | 0 | 555.5275 | 1.8668 | 557.5172 | 0.2464 | 556.4748 | 0.40241 | 550.5307 | 0.33356 | 550.5307 | 2.3274 | 624.9988 | 0.17585 | 552.3012 | 52.294 | 557.5172 | 0.19706 | 550.5307 | 2.6864 | 550.3053 | 0.066228 | 552.3012 | 0.34439 | 555.5275 | 0.058212 | 550.5307 | 0.024576 | 624.9988 | 0.0084626 | 550.5307 | 0.001172 | 552.3012 | 35.9577 | 624.9988 | 19.0183 | 624.9988 | 12.2459
|  | 625.2294 | 0 | 625.2294 | 0 | 555.7529 | 1.5148 | 557.744 | 0.15381 | 556.7028 | 0.41122 | 550.756 | 0.30331 | 550.756 | 2.2265 | 625.2294 | 0.18045 | 552.5234 | 52.0566 | 557.744 | 0.19299 | 550.756 | 2.7167 | 550.5307 | 0.094972 | 552.5234 | -0.0395 | 555.7529 | 0.058526 | 550.756 | -0.0058675 | 625.2294 | 0.010484 | 550.756 | -0.00376 | 552.5234 | 35.9631 | 625.2294 | 19.042 | 625.2294 | 12.303
|  | 625.46 | 0 | 625.46 | 0 | 555.9785 | 1.8801 | 557.9708 | 0.23085 | 556.9307 | 0.40241 | 550.9814 | 0.32212 | 550.9814 | 2.2357 | 625.46 | 0.17411 | 552.7457 | 51.8998 | 557.9708 | 0.20757 | 550.9814 | 2.7594 | 550.756 | 0.059952 | 552.7457 | 0.19962 | 555.9785 | 0.058841 | 550.9814 | 0.024181 | 625.46 | 0.0028752 | 550.9814 | 0.0025217 | 552.7457 | 36.1531 | 625.46 | 19.0178 | 625.46 | 12.3269
|  | 625.6906 | 0 | 625.6906 | 0 | 556.2039 | 1.4513 | 558.1977 | 0.11801 | 557.1588 | 0.40828 | 551.2068 | 0.31885 | 551.2068 | 2.1056 | 625.6906 | 0.18145 | 552.9679 | 52.0235 | 558.1977 | 0.19757 | 551.2068 | 2.7985 | 550.9814 | 0.11193 | 552.9679 | 0.044314 | 556.2039 | 0.059168 | 551.2068 | 0.00031777 | 625.6906 | 0.0083003 | 551.2068 | -0.00087887 | 552.9679 | 35.8869 | 625.6906 | 19.0023 | 625.6906 | 12.3478
|  | 625.9213 | 0 | 625.9213 | 0 | 556.4294 | 1.894 | 558.4246 | 0.20888 | 557.3867 | 0.39653 | 551.4322 | 0.36627 | 551.4322 | 2.1173 | 625.9213 | 0.1807 | 553.1902 | 51.6853 | 558.4246 | 0.21621 | 551.4322 | 2.8333 | 551.2068 | 0.020409 | 553.1902 | 0.1833 | 556.4294 | 0.059526 | 551.4322 | 0.014605 | 625.9213 | 0.011194 | 551.4322 | 0.002367 | 553.1902 | 35.9322 | 625.9213 | 18.9866 | 625.9213 | 12.3761
|  | 626.1519 | 0 | 626.1519 | 0 | 556.655 | 1.396 | 558.6514 | 0.14656 | 557.6147 | 0.40534 | 551.6576 | 0.27879 | 551.6576 | 2.0908 | 626.1519 | 0.17503 | 553.4124 | 51.6528 | 558.6514 | 0.21146 | 551.6576 | 2.8621 | 551.4322 | 0.1004 | 553.4124 | 0.15636 | 556.655 | 0.059929 | 551.6576 | -0.0051782 | 626.1519 | 0.010159 | 551.6576 | -0.001849 | 553.4124 | 35.7868 | 626.1519 | 18.9591 | 626.1519 | 12.3972
|  | 626.3826 | 0 | 626.3826 | 0 | 556.8805 | 1.8462 | 558.8783 | 0.23344 | 557.8427 | 0.39653 | 551.8831 | 0.24445 | 551.8831 | 2.0472 | 626.3826 | 0.17271 | 553.6347 | 51.8527 | 558.8783 | 0.22468 | 551.8831 | 2.8983 | 551.6576 | 0.055028 | 553.6347 | 0.39915 | 556.8805 | 0.060388 | 551.8831 | 0.031938 | 626.3826 | 0.0098624 | 551.8831 | -0.00052759 | 553.6347 | 35.8024 | 626.3826 | 18.9163 | 626.3826 | 12.4083
|  | 626.6132 | 0 | 626.6132 | 0 | 557.106 | 1.4561 | 559.1052 | 0.1104 | 558.0707 | 0.39947 | 552.1085 | 0.37526 | 552.1085 | 2.0346 | 626.6132 | 0.16964 | 553.857 | 51.7189 | 559.1052 | 0.2218 | 552.1085 | 2.9442 | 551.8831 | 0.12686 | 553.857 | 0.15801 | 557.106 | 0.060902 | 552.1085 | -0.0038528 | 626.6132 | 0.0090557 | 552.1085 | 0.0015333 | 553.857 | 35.8941 | 626.6132 | 18.8806 | 626.6132 | 12.4233
|  | 626.8439 | 0 | 626.8439 | 0 | 557.3316 | 1.8772 | 559.3321 | 0.23879 | 558.2988 | 0.39066 | 552.3339 | 0.32048 | 552.3339 | 1.9958 | 626.8439 | 0.16499 | 554.0793 | 51.5884 | 559.3321 | 0.23942 | 552.3339 | 2.9854 | 552.1085 | 0.069194 | 554.0793 | 0.31106 | 557.3316 | 0.061459 | 552.3339 | 0.026813 | 626.8439 | 0.010571 | 552.3339 | 0.0049342 | 554.0793 | 36.0039 | 626.8439 | 18.8424 | 626.8439 | 12.4428
|  | 627.0746 | 0 | 627.0746 | 0 | 557.5571 | 1.4576 | 559.559 | 0.15814 | 558.5269 | 0.39947 | 552.5594 | 0.26571 | 552.5594 | 1.9655 | 627.0746 | 0.16382 | 554.3016 | 51.3347 | 559.559 | 0.22824 | 552.5594 | 3.0233 | 552.3339 | 0.11736 | 554.3016 | 0.073964 | 557.5571 | 0.062039 | 552.5594 | 0.0057264 | 627.0746 | 0.0067839 | 552.5594 | 0.00062027 | 554.3016 | 35.8286 | 627.0746 | 18.7927 | 627.0746 | 12.448
|  | 627.3053 | 0 | 627.3053 | 0 | 557.7827 | 1.8474 | 559.7859 | 0.23192 | 558.7549 | 0.39066 | 552.7849 | 0.30822 | 552.7849 | 2.0021 | 627.3053 | 0.17036 | 554.5239 | 51.3381 | 559.7859 | 0.25738 | 552.7849 | 3.0906 | 552.5594 | 0.092259 | 554.5239 | 0.21695 | 557.7827 | 0.062613 | 552.7849 | 0.030487 | 627.3053 | 0.0074528 | 552.7849 | 0.0016756 | 554.5239 | 35.7291 | 627.3053 | 18.7711 | 627.3053 | 12.4757
|  | 627.536 | 0 | 627.536 | 0 | 558.0083 | 1.4419 | 560.0129 | 0.16568 | 558.983 | 0.39653 | 553.0103 | 0.24854 | 553.0103 | 1.8598 | 627.536 | 0.1627 | 554.7462 | 50.9623 | 560.0129 | 0.24705 | 553.0103 | 3.1233 | 552.7849 | 0.16145 | 554.7462 | -0.016344 | 558.0083 | 0.063155 | 553.0103 | -0.0070187 | 627.536 | 0.0057601 | 553.0103 | 0.00051533 | 554.7462 | 35.6541 | 627.536 | 18.7323 | 627.536 | 12.4998
|  | 627.7667 | 0 | 627.7667 | 0 | 558.2339 | 1.8543 | 560.2399 | 0.2038 | 559.2111 | 0.38772 | 553.2358 | 0.42431 | 553.2358 | 1.8435 | 627.7667 | 0.17045 | 554.9686 | 51.1141 | 560.2399 | 0.26619 | 553.2358 | 3.1647 | 553.0103 | 0.075299 | 554.9686 | 0.14267 | 558.2339 | 0.063637 | 553.2358 | 0.028551 | 627.7667 | 0.0097066 | 553.2358 | 0.0030862 | 554.9686 | 36.0167 | 627.7667 | 18.721 | 627.7667 | 12.5317
|  | 627.9974 | 0 | 627.9974 | 0 | 558.4595 | 1.4453 | 560.4669 | 0.13993 | 559.4392 | 0.39066 | 553.4613 | 0.22401 | 553.4613 | 1.8374 | 627.9974 | 0.16117 | 555.1909 | 51.0256 | 560.4669 | 0.25992 | 553.4613 | 3.2227 | 553.2358 | 0.18791 | 555.1909 | 0.23667 | 558.4595 | 0.06404 | 553.4613 | -0.0035603 | 627.9974 | 0.004636 | 553.4613 | -0.0022203 | 555.1909 | 35.8725 | 627.9974 | 18.6305 | 627.9974 | 12.5149
|  | 628.2282 | 0 | 628.2282 | 0 | 558.6851 | 1.8394 | 560.6938 | 0.24665 | 559.6672 | 0.38478 | 553.6868 | 0.33438 | 553.6868 | 1.8629 | 628.2282 | 0.16829 | 555.4133 | 50.8408 | 560.6938 | 0.28958 | 553.6868 | 3.2643 | 553.4613 | 0.077335 | 555.4133 | 0.15854 | 558.6851 | 0.06435 | 553.6868 | 0.022376 | 628.2282 | 0.012104 | 553.6868 | 0.00205 | 555.4133 | 35.8931 | 628.2282 | 18.6076 | 628.2282 | 12.5342
|  | 628.4589 | 0 | 628.4589 | 0 | 558.9108 | 1.4491 | 560.9208 | 0.12404 | 559.8954 | 0.39066 | 553.9123 | 0.25263 | 553.9123 | 1.8138 | 628.4589 | 0.15591 | 555.6356 | 50.8055 | 560.9208 | 0.27365 | 553.9123 | 3.2937 | 553.6868 | 0.13974 | 555.6356 | 0.37833 | 558.9108 | 0.064561 | 553.9123 | -0.011575 | 628.4589 | 0.0058708 | 553.9123 | -0.0012057 | 555.6356 | 35.9217 | 628.4589 | 18.5697 | 628.4589 | 12.5468
|  | 628.6897 | 0 | 628.6897 | 0 | 559.1364 | 1.9062 | 561.1478 | 0.23807 | 560.1235 | 0.38185 | 554.1378 | 0.26489 | 554.1378 | 1.7433 | 628.6897 | 0.16149 | 555.858 | 50.5955 | 561.1478 | 0.29195 | 554.1378 | 3.3221 | 553.9123 | 0.072586 | 555.858 | 0.14641 | 559.1364 | 0.064675 | 554.1378 | 0.016754 | 628.6897 | 0.014148 | 554.1378 | 0.0049602 | 555.858 | 35.9875 | 628.6897 | 18.5505 | 628.6897 | 12.5824
|  | 628.9204 | 0 | 628.9204 | 0 | 559.3621 | 1.4294 | 561.3749 | 0.17148 | 560.3516 | 0.38772 | 554.3634 | 0.25263 | 554.3634 | 1.7777 | 628.9204 | 0.15029 | 556.0804 | 50.6034 | 561.3749 | 0.2889 | 554.3634 | 3.345 | 554.1378 | 0.16688 | 556.0804 | -0.06555 | 559.3621 | 0.064703 | 554.3634 | -0.00030578 | 628.9204 | 0.0068345 | 554.3634 | -0.0011039 | 556.0804 | 35.7203 | 628.9204 | 18.493 | 628.9204 | 12.5858
|  | 629.1512 | 0 | 629.1512 | 0 | 559.5877 | 1.8727 | 561.6019 | 0.25619 | 560.5798 | 0.37891 | 554.5889 | 0.32866 | 554.5889 | 1.7134 | 629.1512 | 0.16237 | 556.3028 | 50.3268 | 561.6019 | 0.30957 | 554.5889 | 3.4027 | 554.3634 | 0.093616 | 556.3028 | 0.086126 | 559.5877 | 0.064663 | 554.5889 | 0.035685 | 629.1512 | 0.016567 | 554.5889 | 0.0069771 | 556.3028 | 35.9814 | 629.1512 | 18.4638 | 629.1512 | 12.6079
|  | 629.382 | 0 | 629.382 | 0 | 559.8134 | 1.4395 | 561.8289 | 0.16317 | 560.808 | 0.38478 | 554.8144 | 0.2281 | 554.8144 | 1.6731 | 629.382 | 0.14684 | 556.5252 | 49.9252 | 561.8289 | 0.30415 | 554.8144 | 3.4452 | 554.5889 | 0.15399 | 556.5252 | 0.078697 | 559.8134 | 0.064579 | 554.8144 | 0.001593 | 629.382 | 0.0030104 | 554.8144 | -0.0021077 | 556.5252 | 35.6579 | 629.382 | 18.5219 | 629.382 | 12.6947
|  | 629.6128 | 0 | 629.6128 | 0 | 560.0391 | 1.914 | 562.056 | 0.2138 | 561.0361 | 0.37597 | 555.04 | 0.23464 | 555.04 | 1.6722 | 629.6128 | 0.16322 | 556.7476 | 50.0445 | 562.056 | 0.33211 | 555.04 | 3.5057 | 554.8144 | 0.099721 | 556.7476 | 0.19068 | 560.0391 | 0.064485 | 555.04 | 0.024056 | 629.6128 | 0.01883 | 555.04 | 0.0042898 | 556.7476 | 35.5352 | 629.6128 | 18.4656 | 629.6128 | 12.7097
|  | 629.8437 | 0 | 629.8437 | 0 | 560.2648 | 1.3656 | 562.2831 | 0.17571 | 561.2643 | 0.38478 | 555.2656 | 0.21747 | 555.2656 | 1.6191 | 629.8437 | 0.14603 | 556.97 | 49.6648 | 562.2831 | 0.32668 | 555.2656 | 3.5544 | 555.04 | 0.16688 | 556.97 | -0.053361 | 560.2648 | 0.064416 | 555.2656 | -0.0082424 | 629.8437 | 0.0023636 | 555.2656 | 0.0010699 | 556.97 | 35.2067 | 629.8437 | 18.2462 | 629.8437 | 12.592
|  | 630.0745 | 0 | 630.0745 | 0 | 560.4905 | 1.8487 | 562.5101 | 0.20565 | 561.4925 | 0.37597 | 555.4912 | 0.22728 | 555.4912 | 1.5633 | 630.0745 | 0.16657 | 557.1925 | 49.6368 | 562.5101 | 0.34532 | 555.4912 | 3.639 | 555.2656 | 0.078691 | 557.1925 | 0.19904 | 560.4905 | 0.064411 | 555.4912 | 0.03073 | 630.0745 | 0.015215 | 555.4912 | 0.0022048 | 557.1925 | 35.2705 | 630.0745 | 18.2271 | 630.0745 | 12.6208
|  | 630.3053 | 0 | 630.3053 | 0 | 560.7162 | 1.4766 | 562.7372 | 0.14553 | 561.7207 | 0.38185 | 555.7168 | 0.17332 | 555.7168 | 1.5698 | 630.3053 | 0.15112 | 557.4149 | 49.4901 | 562.7372 | 0.34058 | 555.7168 | 3.6384 | 555.4912 | 0.1757 | 557.4149 | -0.18788 | 560.7162 | 0.064504 | 555.7168 | -0.0053331 | 630.3053 | 0.0071652 | 555.7168 | -0.0013831 | 557.4149 | 35.4157 | 630.3053 | 18.2642 | 630.3053 | 12.6934
|  | 630.5362 | 0 | 630.5362 | 0 | 560.9419 | 1.8359 | 562.9644 | 0.20731 | 561.949 | 0.37303 | 555.9424 | 0.21747 | 555.9424 | 1.5905 | 630.5362 | 0.16003 | 557.6374 | 49.4688 | 562.9644 | 0.36294 | 555.9424 | 3.7027 | 555.7168 | 0.1099 | 557.6374 | 0.2961 | 560.9419 | 0.064721 | 555.9424 | 0.021178 | 630.5362 | 0.013105 | 555.9424 | 0.0013071 | 557.6374 | 35.4313 | 630.5362 | 18.1199 | 630.5362 | 12.6443
|  | 630.767 | 0 | 630.767 | 0 | 561.1676 | 1.3984 | 563.1915 | 0.14134 | 562.1772 | 0.38185 | 556.168 | 0.20521 | 556.168 | 1.5332 | 630.767 | 0.13522 | 557.8599 | 49.3451 | 563.1915 | 0.35651 | 556.168 | 3.7133 | 555.9424 | 0.19673 | 557.8599 | -0.047263 | 561.1676 | 0.065077 | 556.168 | -0.0055454 | 630.767 | 0.0005876 | 556.168 | -0.0010159 | 557.8599 | 35.4859 | 630.767 | 17.9755 | 630.767 | 12.5858
|  | 630.9979 | 0 | 630.9979 | 0 | 561.3934 | 1.8221 | 563.4186 | 0.26644 | 562.4054 | 0.3701 | 556.3937 | 0.21502 | 556.3937 | 1.5315 | 630.9979 | 0.15727 | 558.0823 | 49.2073 | 563.4186 | 0.37853 | 556.3937 | 3.7718 | 556.168 | 0.099721 | 558.0823 | 0.14195 | 561.3934 | 0.065574 | 556.3937 | 0.01715 | 630.9979 | 0.017996 | 556.3937 | 0.0026177 | 558.0823 | 35.5996 | 630.9979 | 17.9367 | 630.9979 | 12.606
|  | 631.2288 | 0 | 631.2288 | 0 | 561.6191 | 1.4338 | 563.6458 | 0.13936 | 562.6337 | 0.37891 | 556.6193 | 0.25181 | 556.6193 | 1.4491 | 631.2288 | 0.13044 | 558.3049 | 49.3389 | 563.6458 | 0.37989 | 556.6193 | 3.8203 | 556.3937 | 0.17977 | 558.3049 | 0.12413 | 561.6191 | 0.0662 | 556.6193 | -0.00048423 | 631.2288 | 0.00053276 | 556.6193 | -0.0028018 | 558.3049 | 35.4826 | 631.2288 | 17.9575 | 631.2288 | 12.6751
|  | 631.4597 | 0 | 631.4597 | 0 | 561.8449 | 1.896 | 563.8729 | 0.20388 | 562.8619 | 0.3701 | 556.845 | 0.2886 | 556.845 | 1.4801 | 631.4597 | 0.15706 | 558.5273 | 49.3613 | 563.8729 | 0.40192 | 556.845 | 3.8709 | 556.6193 | 0.10311 | 558.5273 | 0.32821 | 561.8449 | 0.06693 | 556.845 | 0.032805 | 631.4597 | 0.016192 | 556.845 | 0.002756 | 558.5273 | 35.7071 | 631.4597 | 18.0285 | 631.4597 | 12.7467
|  | 631.6906 | 0 | 631.6906 | 0 | 562.0707 | 1.403 | 564.1 | 0.13974 | 563.0902 | 0.37597 | 557.0707 | 0.098107 | 557.0707 | 1.4482 | 631.6906 | 0.12881 | 558.7499 | 48.868 | 564.1 | 0.41124 | 557.0707 | 3.9134 | 556.845 | 0.17163 | 558.7499 | -0.12657 | 562.0707 | 0.067732 | 557.0707 | -0.0019902 | 631.6906 | -0.0042279 | 557.0707 | 0.00024425 | 558.7499 | 35.699 | 631.6906 | 17.9675 | 631.6906 | 12.7462
|  | 631.9215 | 0 | 631.9215 | 0 | 562.2964 | 1.8383 | 564.3272 | 0.22259 | 563.3185 | 0.36422 | 557.2963 | 0.29187 | 557.2963 | 1.4454 | 631.9215 | 0.15808 | 558.9724 | 48.9497 | 564.3272 | 0.42343 | 557.2963 | 3.9722 | 557.0707 | 0.11465 | 558.9724 | 0.25028 | 562.2964 | 0.068571 | 557.2963 | 0.023235 | 631.9215 | 0.023092 | 557.2963 | -0.0019943 | 558.9724 | 35.6846 | 631.9215 | 17.9387 | 631.9215 | 12.7706
|  | 632.1524 | 0 | 632.1524 | 0 | 562.5222 | 1.4404 | 564.5544 | 0.10712 | 563.5468 | 0.3701 | 557.522 | 0.32702 | 557.522 | 1.3994 | 632.1524 | 0.13522 | 559.1949 | 49.0281 | 564.5544 | 0.43309 | 557.522 | 4.0163 | 557.2963 | 0.19198 | 559.1949 | -0.014324 | 562.5222 | 0.069409 | 557.522 | -0.00505 | 632.1524 | 0.00043345 | 557.522 | -0.0035886 | 559.1949 | 35.52 | 632.1524 | 18.007 | 632.1524 | 12.8691
|  | 632.3833 | 0 | 632.3833 | 0 | 562.748 | 1.8701 | 564.7816 | 0.20288 | 563.7752 | 0.35835 | 557.7477 | 0.20439 | 557.7477 | 1.3737 | 632.3833 | 0.15471 | 559.4175 | 48.9385 | 564.7816 | 0.46478 | 557.7477 | 4.0824 | 557.522 | 0.12007 | 559.4175 | 0.16534 | 562.748 | 0.070216 | 557.7477 | 0.030604 | 632.3833 | 0.020351 | 557.7477 | 0.0010548 | 559.4175 | 35.726 | 632.3833 | 17.7287 | 632.3833 | 12.7288
|  | 632.6143 | 0 | 632.6143 | 0 | 562.9739 | 1.4726 | 565.0088 | 0.081455 | 564.0034 | 0.36422 | 557.9734 | 0.25017 | 557.9734 | 1.3461 | 632.6143 | 0.12299 | 559.64 | 48.9189 | 565.0088 | 0.4475 | 557.9734 | 4.131 | 557.7477 | 0.19673 | 559.64 | 0.078436 | 562.9739 | 0.070968 | 557.9734 | 0.0058476 | 632.6143 | 0.0020655 | 557.9734 | -0.0035748 | 559.64 | 35.7746 | 632.6143 | 17.5405 | 632.6143 | 12.6423
|  | 632.8452 | 0 | 632.8452 | 0 | 563.1997 | 1.8902 | 565.236 | 0.23098 | 564.2318 | 0.35541 | 558.1992 | 0.24118 | 558.1992 | 1.3219 | 632.8452 | 0.15486 | 559.8626 | 49.288 | 565.236 | 0.47901 | 558.1992 | 4.1963 | 557.9734 | 0.13025 | 559.8625 | 0.47801 | 563.1997 | 0.071654 | 558.1992 | 0.012643 | 632.8452 | 0.022229 | 558.1992 | 0.0026189 | 559.8625 | 35.96 | 632.8452 | 17.6428 | 632.8452 | 12.7474
|  | 633.0762 | 0 | 633.0762 | 0 | 563.4255 | 1.4512 | 565.4633 | 0.15349 | 564.4601 | 0.36129 | 558.4249 | 0.13244 | 558.4249 | 1.3103 | 633.0762 | 0.12255 | 560.0851 | 48.7952 | 565.4633 | 0.47173 | 558.4249 | 4.2226 | 558.1992 | 0.2164 | 560.0851 | 0.2112 | 563.4255 | 0.072271 | 558.4249 | -0.0075328 | 633.0762 | -0.00073686 | 558.4249 | 0.00011279 | 560.0851 | 35.5893 | 633.0762 | 17.5306 | 633.0762 | 12.7324
|  | 633.3072 | 0 | 633.3072 | 0 | 563.6514 | 1.8605 | 565.6905 | 0.23057 | 564.6885 | 0.35247 | 558.6506 | 0.25344 | 558.6506 | 1.2986 | 633.3072 | 0.15818 | 560.3077 | 48.6658 | 565.6905 | 0.50612 | 558.6506 | 4.2832 | 558.4249 | 0.15128 | 560.3077 | 0.050982 | 563.6514 | 0.072829 | 558.6506 | 0.028389 | 633.3072 | 0.023552 | 558.6506 | 0.0021234 | 560.3077 | 35.8681 | 633.3072 | 17.4749 | 633.3072 | 12.7322
|  | 633.5382 | 0 | 633.5382 | 0 | 563.8772 | 1.4031 | 565.9178 | 0.12248 | 564.9169 | 0.35835 | 558.8763 | 0.24854 | 558.8763 | 1.2576 | 633.5382 | 0.11817 | 560.5303 | 48.565 | 565.9178 | 0.50189 | 558.8763 | 4.3258 | 558.6506 | 0.18384 | 560.5303 | 0.11388 | 563.8772 | 0.073343 | 558.8763 | -0.0047938 | 633.5382 | -0.00085053 | 558.8763 | -0.0024346 | 560.5303 | 35.9932 | 633.5382 | 17.3207 | 633.5382 | 12.6743
|  | 633.7692 | 0 | 633.7692 | 0 | 564.1031 | 1.8264 | 566.145 | 0.2755 | 565.1452 | 0.34954 | 559.1021 | 0.27307 | 559.1021 | 1.2467 | 633.7692 | 0.15254 | 560.7529 | 48.7252 | 566.145 | 0.54171 | 559.1021 | 4.3783 | 558.8763 | 0.17434 | 560.7529 | 0.15131 | 564.1031 | 0.073834 | 559.1021 | 0.035873 | 633.7692 | 0.02712 | 559.1021 | 0.0030455 | 560.7529 | 35.9442 | 633.7692 | 17.235 | 633.7692 | 12.6466
|  | 634.0002 | 0 | 634.0002 | 0 | 564.329 | 1.4276 | 566.3723 | 0.1289 | 565.3736 | 0.35541 | 559.3279 | 0.19049 | 559.3279 | 1.2304 | 634.0002 | 0.12092 | 560.9755 | 48.5336 | 566.3723 | 0.53459 | 559.3279 | 4.4325 | 559.1021 | 0.232 | 560.9755 | 0.017346 | 564.329 | 0.074321 | 559.3279 | -0.0037563 | 634.0002 | 0.00076477 | 559.3279 | 0.0019816 | 560.9755 | 35.7783 | 634.0002 | 17.2005 | 634.0002 | 12.6647
|  | 634.2312 | 0 | 634.2312 | 0 | 564.5549 | 1.87 | 566.5996 | 0.20531 | 565.602 | 0.3466 | 559.5536 | 0.27061 | 559.5536 | 1.1563 | 634.2312 | 0.15617 | 561.1982 | 48.2313 | 566.5996 | 0.56051 | 559.5536 | 4.4831 | 559.3279 | 0.17366 | 561.1982 | -0.0060281 | 564.5549 | 0.074822 | 559.5536 | 0.027052 | 634.2312 | 0.024536 | 559.5536 | 0.00066215 | 561.1982 | 35.7986 | 634.2312 | 17.12 | 634.2312 | 12.6521
|  | 634.4623 | 0 | 634.4623 | 0 | 564.7808 | 1.3541 | 566.8269 | 0.13646 | 565.8304 | 0.35541 | 559.7795 | 0.18804 | 559.7795 | 1.2116 | 634.4623 | 0.10792 | 561.4208 | 48.0543 | 566.8269 | 0.5656 | 559.7795 | 4.5126 | 559.5536 | 0.22929 | 561.4208 | 0.15373 | 564.7808 | 0.075348 | 559.7795 | 0.000452 | 634.4623 | -0.0041023 | 559.7795 | -0.0042431 | 561.4208 | 35.5443 | 634.4623 | 17.0976 | 634.4623 | 12.6865
|  | 634.6933 | 0 | 634.6933 | 0 | 565.0067 | 1.8057 | 567.0543 | 0.22418 | 566.0588 | 0.3466 | 560.0053 | 0.27552 | 560.0053 | 1.1975 | 634.6933 | 0.15758 | 561.6434 | 48.159 | 567.0543 | 0.5883 | 560.0053 | 4.5822 | 559.7795 | 0.19809 | 561.6434 | 0.13716 | 565.0067 | 0.075905 | 560.0053 | 0.029283 | 634.6933 | 0.032971 | 560.0053 | -0.002523 | 561.6434 | 35.7122 | 634.6933 | 17.1834 | 634.6933 | 12.8061
|  | 634.9244 | 0 | 634.9244 | 0 | 565.2326 | 1.3753 | 567.2816 | 0.11075 | 566.2873 | 0.35541 | 560.2311 | 0.17414 | 560.2311 | 1.1354 | 634.9244 | 0.10412 | 561.8661 | 47.9496 | 567.2816 | 0.59711 | 560.2311 | 4.5825 | 560.0053 | 0.27813 | 561.8661 | -0.12529 | 565.2326 | 0.076495 | 560.2311 | 0.0070366 | 634.9244 | 0.0019412 | 560.2311 | -0.0063451 | 561.8661 | 35.5869 | 634.9244 | 16.9677 | 634.9244 | 12.6966
|  | 635.1554 | 0 | 635.1554 | 0 | 565.4586 | 1.8178 | 567.5089 | 0.2291 | 566.5158 | 0.3466 | 560.4569 | 0.2142 | 560.4569 | 1.1482 | 635.1554 | 0.15469 | 562.0888 | 48.061 | 567.5089 | 0.62541 | 560.4569 | 4.6651 | 560.2311 | 0.17977 | 562.0887 | 0.20944 | 565.4586 | 0.077116 | 560.4569 | 0.029509 | 635.1554 | 0.02963 | 560.4569 | 0.00011494 | 562.0887 | 35.8308 | 635.1554 | 16.8905 | 635.1554 | 12.6825
|  | 635.3865 | 0 | 635.3865 | 0 | 565.6844 | 1.3947 | 567.7363 | 0.12716 | 566.7442 | 0.35541 | 560.6827 | 0.12672 | 560.6827 | 1.0802 | 635.3865 | 0.10439 | 562.3114 | 47.9983 | 567.7363 | 0.62812 | 560.6827 | 4.7071 | 560.4569 | 0.29238 | 562.3114 | 0.13256 | 565.6844 | 0.077766 | 560.6827 | -0.00026987 | 635.3865 | -0.0054034 | 560.6827 | -0.0030144 | 562.3114 | 35.7961 | 635.3865 | 16.9975 | 635.3865 | 12.814
|  | 635.6176 | 0 | 635.6176 | 0 | 565.9104 | 1.7377 | 567.9636 | 0.22782 | 566.9727 | 0.34366 | 560.9086 | 0.16842 | 560.9086 | 1.0983 | 635.6176 | 0.15988 | 562.5341 | 47.6545 | 567.9636 | 0.65608 | 560.9086 | 4.763 | 560.6827 | 0.19673 | 562.5341 | 0.36344 | 565.9104 | 0.078446 | 560.9086 | 0.018564 | 635.6176 | 0.029003 | 560.9086 | 0.005047 | 562.5341 | 35.5479 | 635.6176 | 16.7969 | 635.6176 | 12.7116
|  | 635.8487 | 0 | 635.8487 | 0 | 566.1364 | 1.3974 | 568.191 | 0.14712 | 567.2012 | 0.35247 | 561.1345 | 0.19376 | 561.1345 | 1.0171 | 635.8487 | 0.10236 | 562.7568 | 47.6427 | 568.191 | 0.64676 | 561.1345 | 4.7773 | 560.9086 | 0.26389 | 562.7568 | 0.044744 | 566.1364 | 0.079159 | 561.1345 | -4.0966e-05 | 635.8487 | -0.0012471 | 561.1345 | -0.0016824 | 562.7568 | 35.7172 | 635.8487 | 16.5349 | 635.8487 | 12.577
|  | 636.0798 | 0 | 636.0798 | 0 | 566.3624 | 1.7773 | 568.4184 | 0.1996 | 567.4297 | 0.34366 | 561.3603 | 0.24282 | 561.3603 | 1.085 | 636.0798 | 0.16079 | 562.9795 | 47.8141 | 568.4184 | 0.68658 | 561.3603 | 4.823 | 561.1345 | 0.2164 | 562.9795 | 0.27944 | 566.3624 | 0.079908 | 561.3603 | 0.03447 | 636.0798 | 0.036647 | 561.3603 | 0.0023702 | 562.9795 | 35.6724 | 636.0798 | 16.5802 | 636.0798 | 12.6592
|  | 636.3109 | 0 | 636.3109 | 0 | 566.5883 | 1.3545 | 568.6458 | 0.12573 | 567.6581 | 0.35247 | 561.5862 | 0.23791 | 561.5862 | 1.0378 | 636.3109 | 0.09998 | 563.2022 | 47.1342 | 568.6458 | 0.68133 | 561.5862 | 4.8742 | 561.3603 | 0.27474 | 563.2022 | 0.24447 | 566.5883 | 0.080699 | 561.5862 | -0.0021225 | 636.3109 | -0.0068944 | 561.5862 | 0.00077618 | 563.2022 | 35.6218 | 636.3109 | 16.5385 | 636.3109 | 12.6592
|  | 636.542 | 0 | 636.542 | 0 | 566.8143 | 1.7729 | 568.8732 | 0.24417 | 567.8867 | 0.34366 | 561.8121 | 0.21011 | 561.8121 | 1.048 | 636.542 | 0.099341 | 563.425 | 47.2994 | 568.8732 | 0.71691 | 561.8121 | 4.8968 | 561.5862 | 0.23065 | 563.425 | 0.25888 | 566.8143 | 0.081535 | 561.8121 | 0.02954 | 636.542 | -0.0053493 | 561.8121 | 0.0029486 | 563.425 | 35.4547 | 636.542 | 16.2943 | 636.542 | 12.5784
|  | 636.7732 | 0 | 636.7732 | 0 | 567.0403 | 1.3669 | 569.1006 | 0.14703 | 568.1152 | 0.34954 | 562.038 | 0.14716 | 562.038 | 0.98874 | 636.7732 | 0.15325 | 563.6477 | 46.9343 | 569.1006 | 0.72301 | 562.038 | 4.9361 | 561.8121 | 0.29984 | 563.6477 | -0.046284 | 567.0403 | 0.082414 | 562.038 | 0.00038102 | 636.7732 | 0.033722 | 562.038 | -0.0033731 | 563.6477 | 35.5704 | 636.7732 | 16.4504 | 636.7732 | 12.723
|  | 637.0043 | 0 | 637.0043 | 0 | 567.2664 | 1.7706 | 569.3281 | 0.18518 | 568.3438 | 0.34072 | 562.2639 | 0.24527 | 562.2639 | 1.011 | 637.0043 | 0.097777 | 563.8704 | 47.0597 | 569.3281 | 0.75164 | 562.2639 | 4.9819 | 562.038 | 0.23675 | 563.8704 | 0.097563 | 567.2664 | 0.08333 | 562.2639 | 0.018647 | 637.0043 | -0.0040673 | 562.2639 | -0.00033703 | 563.8704 | 35.5006 | 637.0043 | 16.2097 | 637.0043 | 12.6013
|  | 637.2355 | 0 | 637.2355 | 0 | 567.4924 | 1.3246 | 569.5555 | 0.17262 | 568.5723 | 0.3466 | 562.4898 | 0.17741 | 562.4898 | 0.9639 | 637.2355 | 0.15674 | 564.0932 | 46.6896 | 569.5555 | 0.74961 | 562.4898 | 5.0466 | 562.2639 | 0.32358 | 564.0932 | 0.055106 | 567.4924 | 0.084268 | 562.4898 | 0.0058556 | 637.2355 | 0.031913 | 562.4898 | -0.0045448 | 564.0932 | 35.4797 | 637.2355 | 16.1923 | 637.2355 | 12.6217
|  | 637.4667 | 0 | 637.4667 | 0 | 567.7184 | 1.7493 | 569.783 | 0.25022 | 568.8008 | 0.33779 | 562.7157 | 0.15697 | 562.7157 | 0.99462 | 637.4667 | 0.097117 | 564.316 | 46.7993 | 569.783 | 0.80383 | 562.7157 | 5.0844 | 562.4898 | 0.21097 | 564.316 | 0.19982 | 567.7184 | 0.085207 | 562.7157 | 0.018284 | 637.4667 | -0.0070298 | 562.7157 | -0.00080916 | 564.316 | 35.6087 | 637.4667 | 16.1889 | 637.4667 | 12.6983
|  | 637.6979 | 0 | 637.6979 | 0 | 567.9445 | 1.3599 | 570.0104 | 0.12862 | 569.0294 | 0.34366 | 562.9416 | 0.11364 | 562.9416 | 0.92468 | 637.6979 | 0.14872 | 564.5388 | 46.2433 | 570.0104 | 0.78875 | 562.9416 | 5.1097 | 562.7157 | 0.31341 | 564.5388 | 0.10339 | 567.9445 | 0.086121 | 562.9416 | 0.011874 | 637.6979 | 0.029347 | 562.9416 | 0.0020982 | 564.5388 | 35.3718 | 637.6979 | 16.1201 | 637.6979 | 12.6813
|  | 637.929 | 0 | 637.929 | 0 | 568.1705 | 1.7293 | 570.2379 | 0.17102 | 569.2581 | 0.33485 | 563.1676 | 0.21502 | 563.1676 | 0.94363 | 637.929 | 0.095823 | 564.7615 | 46.5541 | 570.2379 | 0.8384 | 563.1676 | 5.1741 | 562.9416 | 0.24557 | 564.7615 | 0.36561 | 568.1705 | 0.086981 | 563.1676 | 0.02672 | 637.929 | -0.0072271 | 563.1676 | 0.0021732 | 564.7615 | 35.6825 | 637.929 | 15.8659 | 637.929 | 12.5319
|  | 638.1603 | 0 | 638.1603 | 0 | 568.3966 | 1.4265 | 570.4654 | 0.14593 | 569.4866 | 0.34072 | 563.3936 | 0.072276 | 563.3936 | 0.92315 | 638.1603 | 0.13879 | 564.9843 | 46.2903 | 570.4654 | 0.83535 | 563.3936 | 5.1797 | 563.1676 | 0.38396 | 564.9843 | 0.1149 | 568.3966 | 0.087764 | 563.3936 | 0.0087712 | 638.1603 | 0.031464 | 563.3936 | -0.0007068 | 564.9843 | 35.3896 | 638.1603 | 15.8846 | 638.1603 | 12.5819
|  | 638.3915 | 0 | 638.3915 | 0 | 568.6227 | 1.7937 | 570.6929 | 0.26207 | 569.7152 | 0.33191 | 563.6195 | 0.14634 | 563.6195 | 0.93405 | 638.3915 | 0.085334 | 565.2071 | 46.1755 | 570.6929 | 0.86585 | 563.6195 | 5.2458 | 563.3936 | 0.28831 | 565.2072 | 0.23342 | 568.6227 | 0.088452 | 563.6195 | 0.037058 | 638.3915 | -0.0067753 | 563.6195 | -0.00050108 | 565.2072 | 35.5021 | 638.3915 | 15.5504 | 638.3915 | 12.3693
|  | 638.6227 | 0 | 638.6227 | 0 | 568.8488 | 1.3501 | 570.9205 | 0.1546 | 569.9438 | 0.33779 | 563.8455 | 0.13244 | 563.8455 | 0.8713 | 638.6227 | 0.13401 | 565.4299 | 45.9286 | 570.9205 | 0.88059 | 563.8455 | 5.263 | 563.6195 | 0.38464 | 565.4299 | 0.16186 | 568.8488 | 0.089044 | 563.8455 | -0.0052897 | 638.6227 | 0.02908 | 563.8455 | 0.0014637 | 565.4299 | 35.2612 | 638.6227 | 15.6882 | 638.6227 | 12.522
|  | 638.8539 | 0 | 638.8539 | 0 | 569.0748 | 1.7495 | 571.148 | 0.23577 | 570.1725 | 0.32898 | 564.0715 | 0.22074 | 564.0715 | 0.86411 | 638.8539 | 0.093866 | 565.6528 | 46.3245 | 571.148 | 0.90465 | 564.0715 | 5.3042 | 563.8455 | 0.27745 | 565.6528 | 0.51933 | 569.0748 | 0.089556 | 564.0715 | 0.016383 | 638.8539 | -0.0067511 | 564.0715 | 0.0016383 | 565.6528 | 35.5105 | 638.8539 | 15.6414 | 638.8539 | 12.561
|  | 639.0852 | 0 | 639.0852 | 0 | 569.301 | 1.3368 | 571.3755 | 0.13707 | 570.4011 | 0.33485 | 564.2975 | 0.14961 | 564.2975 | 0.87435 | 639.0852 | 0.1418 | 565.8756 | 46.46 | 571.3755 | 0.92532 | 564.2975 | 5.3301 | 564.0715 | 0.37582 | 565.8756 | 0.38057 | 569.301 | 0.090022 | 564.2975 | -0.00050688 | 639.0852 | 0.025506 | 564.2975 | -0.0028348 | 565.8756 | 35.332 | 639.0852 | 15.4197 | 639.0852 | 12.4066
|  | 639.3164 | 0 | 639.3164 | 0 | 569.5271 | 1.7211 | 571.6031 | 0.18919 | 570.6298 | 0.32604 | 564.5235 | 0.15043 | 564.5235 | 0.8774 | 639.3164 | 0.095811 | 566.0984 | 45.8429 | 571.6031 | 0.95819 | 564.5235 | 5.3781 | 564.2975 | 0.29984 | 566.0984 | 0.38082 | 569.5271 | 0.090496 | 564.5235 | 0.032954 | 639.3164 | -0.0056458 | 564.5235 | 0.00088259 | 566.0984 | 35.4902 | 639.3164 | 15.5759 | 639.3164 | 12.5628
|  | 639.5477 | 0 | 639.5477 | 0 | 569.7532 | 1.3086 | 571.8306 | 0.12749 | 570.8585 | 0.33485 | 564.7496 | 0.15452 | 564.7496 | 0.81966 | 639.5477 | 0.14376 | 566.3214 | 45.7393 | 571.8306 | 0.94837 | 564.7496 | 5.4263 | 564.5235 | 0.35682 | 566.3214 | 0.26177 | 569.7532 | 0.091037 | 564.7496 | -0.013509 | 639.5477 | 0.029198 | 564.7496 | 0.0011113 | 566.3214 | 35.4163 | 639.5477 | 15.3828 | 639.5477 | 12.4892
|  | 639.779 | 0 | 639.779 | 0 | 569.9794 | 1.7457 | 572.0582 | 0.20913 | 571.0871 | 0.32604 | 564.9756 | 0.25998 | 564.9756 | 0.80681 | 639.779 | 0.094807 | 566.5442 | 45.8412 | 572.0582 | 1.0146 | 564.9756 | 5.4731 | 564.7496 | 0.367 | 566.5442 | 0.30311 | 569.9794 | 0.091706 | 564.9756 | 0.034555 | 639.779 | -0.0010691 | 564.9756 | 0.0064098 | 566.5442 | 35.6988 | 639.779 | 15.2529 | 639.779 | 12.4102
|  | 640.0103 | 0 | 640.0103 | 0 | 570.2055 | 1.2516 | 572.2858 | 0.11102 | 571.3158 | 0.33485 | 565.2017 | 0.16433 | 565.2017 | 0.83927 | 640.0103 | 0.13834 | 566.7671 | 45.5976 | 572.2858 | 1.0143 | 565.2017 | 5.5075 | 564.9756 | 0.41381 | 566.7671 | 0.42379 | 570.2055 | 0.092555 | 565.2017 | 0.011736 | 640.0103 | 0.034224 | 565.2017 | -0.0018014 | 566.7671 | 35.5712 | 640.0103 | 15.1073 | 640.0103 | 12.3711
|  | 640.2416 | 0 | 640.2416 | 0 | 570.4317 | 1.729 | 572.5134 | 0.21588 | 571.5445 | 0.3231 | 565.4277 | 0.14226 | 565.4277 | 0.82184 | 640.2416 | 0.097592 | 566.99 | 45.8944 | 572.5134 | 1.0566 | 565.4277 | 5.5456 | 565.2017 | 0.31477 | 566.99 | 0.56681 | 570.4317 | 0.093615 | 565.4277 | 0.025799 | 640.2416 | 0.0010934 | 565.4277 | 0.0015779 | 566.99 | 35.6259 | 640.2416 | 14.9638 | 640.2416 | 12.2856
|  | 640.4729 | 0 | 640.4729 | 0 | 570.6578 | 1.2718 | 572.741 | 0.1038 | 571.7732 | 0.33191 | 565.6537 | 0.1398 | 565.6537 | 0.82903 | 640.4729 | 0.14008 | 567.2129 | 45.6502 | 572.741 | 1.0648 | 565.6537 | 5.5871 | 565.4277 | 0.39888 | 567.2129 | 0.083602 | 570.6578 | 0.094888 | 565.6537 | -0.0080615 | 640.4729 | 0.029665 | 565.6537 | -0.0031552 | 567.2129 | 35.4884 | 640.4729 | 14.8818 | 640.4729 | 12.2598
|  | 640.7042 | 0 | 640.7042 | 0 | 570.884 | 1.7319 | 572.9686 | 0.19498 | 572.0019 | 0.3231 | 565.8798 | 0.1259 | 565.8798 | 0.76737 | 640.7042 | 0.098056 | 567.4358 | 45.3501 | 572.9686 | 1.1002 | 565.8798 | 5.6236 | 565.6537 | 0.3419 | 567.4358 | 0.36074 | 570.884 | 0.096353 | 565.8798 | 0.02616 | 640.7042 | 0.0011086 | 565.8798 | 0.00010659 | 567.4358 | 35.5753 | 640.7042 | 14.8762 | 640.7042 | 12.3205
|  | 640.9356 | 0 | 640.9356 | 0 | 571.1102 | 1.3134 | 573.1963 | 0.13309 | 572.2306 | 0.32898 | 566.1059 | 0.12754 | 566.1059 | 0.76083 | 640.9356 | 0.13382 | 567.6587 | 45.3008 | 573.1963 | 1.1115 | 566.1059 | 5.6634 | 565.8798 | 0.42195 | 567.6587 | 0.26638 | 571.1102 | 0.097961 | 566.1059 | 0.0025787 | 640.9356 | 0.02656 | 566.1059 | 0.0020405 | 567.6587 | 35.5537 | 640.9356 | 14.8467 | 640.9356 | 12.3474
|  | 641.1669 | 0 | 641.1669 | 0 | 571.3364 | 1.7185 | 573.4239 | 0.15573 | 572.4594 | 0.32016 | 566.332 | 0.081321 | 566.332 | 0.74602 | 641.1669 | 0.09835 | 567.8817 | 45.7421 | 573.4239 | 1.1444 | 566.332 | 5.6846 | 566.1059 | 0.39278 | 567.8817 | 0.49738 | 571.3364 | 0.099649 | 566.332 | 0.027152 | 641.1669 | 0.0053012 | 566.332 | 0.001453 | 567.8817 | 35.6717 | 641.1669 | 14.8722 | 641.1669 | 12.4192
|  | 641.3983 | 0 | 641.3983 | 0 | 571.5626 | 1.2512 | 573.6516 | 0.12178 | 572.6882 | 0.32898 | 566.5581 | 0.14144 | 566.5581 | 0.73098 | 641.3983 | 0.12267 | 568.1046 | 45.3764 | 573.6516 | 1.1769 | 566.5581 | 5.7417 | 566.332 | 0.47079 | 568.1046 | 0.1104 | 571.5626 | 0.10135 | 566.5581 | 0.0082424 | 641.3983 | 0.024685 | 566.5581 | 0.0017052 | 568.1046 | 35.5849 | 641.3983 | 14.7039 | 641.3983 | 12.3366
|  | 641.6296 | 0 | 641.6296 | 0 | 571.7889 | 1.7548 | 573.8793 | 0.21343 | 572.9169 | 0.32016 | 566.7842 | 0.23055 | 566.7842 | 0.75321 | 641.6296 | 0.091985 | 568.3275 | 45.3193 | 573.8793 | 1.2218 | 566.7842 | 5.8059 | 566.5581 | 0.39142 | 568.3275 | 0.48306 | 571.7889 | 0.103 | 566.7842 | 0.035031 | 641.6296 | -0.0042476 | 566.7842 | 0.00012676 | 568.3275 | 35.6365 | 641.6296 | 14.7813 | 641.6296 | 12.4212
|  | 641.861 | 0 | 641.861 | 0 | 572.0151 | 1.3258 | 574.1069 | 0.13136 | 573.1457 | 0.32604 | 567.0104 | 0.1398 | 567.0104 | 0.70985 | 641.861 | 0.12111 | 568.5505 | 45.158 | 574.1069 | 1.2349 | 567.0104 | 5.8091 | 566.7842 | 0.44298 | 568.5505 | 0.36855 | 572.0151 | 0.10455 | 567.0104 | 0.0035623 | 641.861 | 0.018952 | 567.0104 | 0.00049779 | 568.5505 | 35.4405 | 641.861 | 14.5548 | 641.861 | 12.2893
|  | 642.0924 | 0 | 642.0924 | 0 | 572.2413 | 1.7608 | 574.3346 | 0.21338 | 573.3745 | 0.31723 | 567.2365 | 0.19867 | 567.2365 | 0.70702 | 642.0924 | 0.093569 | 568.7734 | 45.466 | 574.3346 | 1.285 | 567.2365 | 5.8626 | 567.0104 | 0.44705 | 568.7734 | 0.5652 | 572.2413 | 0.10597 | 567.2365 | 0.028106 | 642.0924 | 0.0018603 | 567.2365 | -0.00051883 | 568.7734 | 35.7136 | 642.0924 | 14.4031 | 642.0924 | 12.2003
|  | 642.3238 | 0 | 642.3238 | 0 | 572.4676 | 1.2908 | 574.5623 | 0.14794 | 573.6033 | 0.3231 | 567.4627 | 0.15043 | 567.4627 | 0.69525 | 642.3238 | 0.1167 | 568.9964 | 44.7688 | 574.5623 | 1.2796 | 567.4627 | 5.9033 | 567.2365 | 0.52031 | 568.9964 | 0.1769 | 572.4676 | 0.10726 | 567.4627 | 0.014519 | 642.3238 | 0.023039 | 567.4627 | -0.0016972 | 568.9964 | 35.5907 | 642.3238 | 14.272 | 642.3238 | 12.1265
|  | 642.5552 | 0 | 642.5552 | 0 | 572.6938 | 1.7419 | 574.79 | 0.20464 | 573.8321 | 0.31135 | 567.6888 | 0.15779 | 567.6888 | 0.65887 | 642.5552 | 0.089797 | 569.2194 | 44.8394 | 574.79 | 1.3454 | 567.6888 | 5.9535 | 567.4627 | 0.40702 | 569.2194 | 0.37618 | 572.6938 | 0.10843 | 567.6888 | 0.026884 | 642.5552 | 0.0060336 | 567.6888 | 0.0048576 | 569.2194 | 35.4633 | 642.5552 | 14.2131 | 642.5552 | 12.1425
|  | 642.7866 | 0 | 642.7866 | 0 | 572.9202 | 1.29 | 575.0178 | 0.09081 | 574.061 | 0.32016 | 567.915 | 0.15207 | 567.915 | 0.69198 | 642.7866 | 0.11675 | 569.4424 | 44.3029 | 575.0178 | 1.3711 | 567.915 | 6.0006 | 567.6888 | 0.5332 | 569.4424 | 0.20712 | 572.9202 | 0.10951 | 567.915 | 0.0024614 | 642.7866 | 0.019711 | 567.915 | -0.00080998 | 569.4424 | 35.2689 | 642.7866 | 14.2536 | 642.7866 | 12.2157
|  | 643.0181 | 0 | 643.0181 | 0 | 573.1464 | 1.7401 | 575.2455 | 0.1891 | 574.2898 | 0.30841 | 568.1412 | 0.14634 | 568.1412 | 0.65647 | 643.0181 | 0.095882 | 569.6654 | 44.9676 | 575.2455 | 1.4153 | 568.1412 | 6.0227 | 567.915 | 0.44773 | 569.6654 | 0.3639 | 573.1464 | 0.11053 | 568.1412 | 0.030937 | 643.0181 | 0.0016059 | 568.1412 | -0.00024509 | 569.6654 | 35.3011 | 643.0181 | 14.1958 | 643.0181 | 12.215
|  | 643.2495 | 0 | 643.2495 | 0 | 573.3727 | 1.2347 | 575.4733 | 0.14386 | 574.5186 | 0.31723 | 568.3674 | 0.1398 | 568.3674 | 0.67935 | 643.2495 | 0.11474 | 569.8884 | 44.1511 | 575.4733 | 1.4236 | 568.3674 | 6.0672 | 568.1412 | 0.56441 | 569.8884 | 0.31185 | 573.3727 | 0.11154 | 568.3674 | 0.0078943 | 643.2495 | 0.0223 | 568.3674 | -0.0049198 | 569.8884 | 35.2363 | 643.2495 | 14.1275 | 643.2495 | 12.2123
|  | 643.481 | 0 | 643.481 | 0 | 573.5991 | 1.6637 | 575.7011 | 0.16465 | 574.7475 | 0.30548 | 568.5936 | 0.17496 | 568.5936 | 0.62292 | 643.481 | 0.09596 | 570.1115 | 44.1914 | 575.7011 | 1.4843 | 568.5936 | 6.1177 | 568.3674 | 0.52913 | 570.1115 | 0.37152 | 573.5991 | 0.11259 | 568.5936 | 0.016832 | 643.481 | 0.0078589 | 568.5936 | 0.0006636 | 570.1115 | 35.2807 | 643.481 | 13.938 | 643.481 | 12.0842
|  | 643.7124 | 0 | 643.7124 | 0 | 573.8254 | 1.2391 | 575.9288 | 0.12996 | 574.9764 | 0.31429 | 568.8198 | 0.13081 | 568.8198 | 0.61899 | 643.7124 | 0.12194 | 570.3345 | 43.7418 | 575.9288 | 1.5133 | 568.8198 | 6.1626 | 568.5936 | 0.57797 | 570.3345 | 0.48257 | 573.8254 | 0.11371 | 568.8198 | -0.0091199 | 643.7124 | 0.029464 | 568.8198 | 0.00069799 | 570.3345 | 34.8579 | 643.7124 | 13.9331 | 643.7124 | 12.1298
|  | 643.9439 | 0 | 643.9439 | 0 | 574.0517 | 1.6517 | 576.1566 | 0.2365 | 575.2053 | 0.30548 | 569.046 | 0.17496 | 569.046 | 0.60636 | 643.9439 | 0.094105 | 570.5576 | 43.7216 | 576.1566 | 1.5763 | 569.046 | 6.193 | 568.8198 | 0.49657 | 570.5576 | 0.33644 | 574.0517 | 0.11494 | 569.046 | 0.015043 | 643.9439 | 0.013806 | 569.046 | -0.00093496 | 570.5576 | 35.0711 | 643.9439 | 13.8079 | 643.9439 | 12.0642
|  | 644.1754 | 0 | 644.1754 | 0 | 574.278 | 1.2469 | 576.3844 | 0.11681 | 575.4341 | 0.31429 | 569.2722 | 0.022615 | 569.2722 | 0.60636 | 644.1754 | 0.11207 | 570.7806 | 43.702 | 576.3844 | 1.5873 | 569.2722 | 6.2294 | 569.046 | 0.61732 | 570.7806 | 0.29408 | 574.278 | 0.11632 | 569.2722 | -0.001623 | 644.1754 | 0.025218 | 569.2722 | 0.0012624 | 570.7806 | 35.0714 | 644.1754 | 13.7797 | 644.1754 | 12.0899
|  | 644.4069 | 0 | 644.4069 | 0 | 574.5044 | 1.6854 | 576.6122 | 0.16335 | 575.663 | 0.30548 | 569.4985 | 0.16024 | 569.4985 | 0.6118 | 644.4069 | 0.090821 | 571.0037 | 43.557 | 576.6122 | 1.6477 | 569.4985 | 6.286 | 569.2722 | 0.54406 | 571.0037 | 0.65072 | 574.5044 | 0.11785 | 569.4985 | 0.053019 | 644.4069 | 0.0074536 | 569.4985 | 0.0016073 | 571.0037 | 34.8684 | 644.4069 | 13.6409 | 644.4069 | 12.0236
|  | 644.6384 | 0 | 644.6384 | 0 | 574.7307 | 1.1692 | 576.84 | 0.099787 | 575.892 | 0.31429 | 569.7247 | 0.12672 | 569.7247 | 0.58152 | 644.6384 | 0.10624 | 571.2268 | 43.1034 | 576.84 | 1.6671 | 569.7247 | 6.3273 | 569.4985 | 0.61054 | 571.2268 | 0.38347 | 574.7307 | 0.11953 | 569.7247 | -0.010951 | 644.6384 | 0.016492 | 569.7247 | -0.0030213 | 571.2268 | 34.7462 | 644.6384 | 13.5844 | 644.6384 | 12.0191
|  | 644.8699 | 0 | 644.8699 | 0 | 574.9571 | 1.6323 | 577.0679 | 0.15252 | 576.1209 | 0.30548 | 569.951 | 0.19049 | 569.951 | 0.57956 | 644.8699 | 0.09017 | 571.4499 | 43.4719 | 577.0679 | 1.7253 | 569.951 | 6.3612 | 569.7247 | 0.57323 | 571.4499 | 0.70047 | 574.9571 | 0.12136 | 569.951 | 0.047988 | 644.8699 | 0.0090336 | 569.951 | 0.0042312 | 571.4499 | 35.0561 | 644.8699 | 13.6183 | 644.8699 | 12.1004
|  | 645.1014 | 0 | 645.1014 | 0 | 575.1835 | 1.2346 | 577.2957 | 0.11996 | 576.3498 | 0.31135 | 570.1773 | 0.14553 | 570.1773 | 0.58762 | 645.1014 | 0.1018 | 571.673 | 42.8704 | 577.2957 | 1.7551 | 570.1773 | 6.3978 | 569.951 | 0.70212 | 571.673 | 0.17426 | 575.1835 | 0.12331 | 570.1773 | -0.0092259 | 645.1014 | 0.021679 | 570.1773 | -0.0023526 | 571.673 | 34.5509 | 645.1014 | 13.4777 | 645.1014 | 12.0184
|  | 645.3329 | 0 | 645.3329 | 0 | 575.4099 | 1.6125 | 577.5236 | 0.19904 | 576.5787 | 0.30254 | 570.4036 | 0.11855 | 570.4036 | 0.56954 | 645.3329 | 0.086241 | 571.8961 | 42.8771 | 577.5236 | 1.8278 | 570.4036 | 6.4487 | 570.1773 | 0.59493 | 571.8961 | 0.58131 | 575.4099 | 0.12537 | 570.4036 | 0.033563 | 645.3329 | 0.0080071 | 570.4036 | 0.0033603 | 571.8961 | 34.7882 | 645.3329 | 13.408 | 645.3329 | 11.9887
|  | 645.5645 | 0 | 645.5645 | 0 | 575.6363 | 1.2441 | 577.7515 | 0.11119 | 576.8077 | 0.31135 | 570.6299 | 0.17332 | 570.6299 | 0.55755 | 645.5645 | 0.099191 | 572.1192 | 42.4779 | 577.7515 | 1.8649 | 570.6299 | 6.4593 | 570.4036 | 0.69262 | 572.1192 | 0.36988 | 575.6363 | 0.12752 | 570.6299 | 0.0052566 | 645.5645 | 0.012703 | 570.6299 | 0.0010267 | 572.1192 | 34.5775 | 645.5645 | 13.36 | 645.5645 | 11.9963
|  | 645.7961 | 0 | 645.7961 | 0 | 575.8627 | 1.7005 | 577.9793 | 0.18055 | 577.0367 | 0.2996 | 570.8562 | 0.11201 | 570.8562 | 0.57999 | 645.7961 | 0.092495 | 572.3424 | 42.5232 | 577.9793 | 1.9223 | 570.8562 | 6.4941 | 570.6299 | 0.63428 | 572.3423 | 0.63534 | 575.8627 | 0.12975 | 570.8562 | 0.017611 | 645.7961 | 0.015581 | 570.8562 | 0.0030283 | 572.3423 | 34.6274 | 645.7961 | 13.2446 | 645.7961 | 11.9526
|  | 646.0276 | 0 | 646.0276 | 0 | 576.0891 | 1.1953 | 578.2072 | 0.11345 | 577.2657 | 0.30841 | 571.0825 | 0.091567 | 571.0825 | 0.55211 | 646.0276 | 0.096345 | 572.5655 | 42.0556 | 578.2072 | 1.9613 | 571.0825 | 6.5324 | 570.8562 | 0.73468 | 572.5655 | 0.30761 | 576.0891 | 0.13207 | 571.0825 | -0.0018826 | 646.0276 | 0.020741 | 571.0825 | -0.00045841 | 572.5655 | 34.2761 | 646.0276 | 13.1675 | 646.0276 | 11.9342
|  | 646.2592 | 0 | 646.2592 | 0 | 576.3156 | 1.6267 | 578.4351 | 0.192 | 577.4947 | 0.29667 | 571.3088 | 0.14553 | 571.3088 | 0.51942 | 646.2592 | 0.087935 | 572.7886 | 41.9022 | 578.4351 | 2.0045 | 571.3088 | 6.5702 | 571.0825 | 0.67973 | 572.7886 | 0.57949 | 576.3156 | 0.13449 | 571.3088 | 0.018051 | 646.2592 | 0.014628 | 571.3088 | -0.00057851 | 572.7886 | 34.3036 | 646.2592 | 13.1208 | 646.2592 | 11.9464
|  | 646.4908 | 0 | 646.4908 | 0 | 576.542 | 1.2016 | 578.663 | 0.10488 | 577.7237 | 0.30254 | 571.5352 | 0.10547 | 571.5352 | 0.51986 | 646.4908 | 0.092449 | 573.0118 | 41.7314 | 578.663 | 2.0357 | 571.5352 | 6.6031 | 571.3088 | 0.79709 | 573.0118 | 0.45824 | 576.542 | 0.13704 | 571.5352 | 0.007137 | 646.4908 | 0.018482 | 571.5352 | -0.00021272 | 573.0118 | 34.2142 | 646.4908 | 13.072 | 646.4908 | 11.9558
|  | 646.7224 | 0 | 646.7224 | 0 | 576.7684 | 1.5965 | 578.8909 | 0.19993 | 577.9527 | 0.29176 | 571.7615 | 0.16596 | 571.7615 | 0.52749 | 646.7224 | 0.085981 | 573.235 | 41.714 | 578.8909 | 2.1067 | 571.7615 | 6.6202 | 571.5352 | 0.73196 | 573.235 | 0.36625 | 576.7684 | 0.13974 | 571.7615 | 0.041409 | 646.7224 | 0.014276 | 571.7615 | 0.0016363 | 573.235 | 34.1487 | 646.7224 | 13.0462 | 646.7224 | 11.9705
|  | 646.954 | 0 | 646.954 | 0 | 576.9949 | 1.1989 | 579.1189 | 0.11345 | 578.1817 | 0.2996 | 571.9878 | 0.12427 | 571.9878 | 0.51899 | 646.954 | 0.089766 | 573.4582 | 41.3545 | 579.1189 | 2.1473 | 571.9878 | 6.6819 | 571.7615 | 0.78081 | 573.4582 | 0.67306 | 576.9949 | 0.14258 | 571.9878 | -0.0080016 | 646.954 | 0.018793 | 571.9878 | -0.0006392 | 573.4582 | 34.0754 | 646.954 | 12.9841 | 646.954 | 11.9609
|  | 647.1856 | 0 | 647.1856 | 0 | 577.2214 | 1.5658 | 579.3469 | 0.23613 | 578.4108 | 0.2996 | 572.2142 | 0.094019 | 572.2142 | 0.50047 | 647.1856 | 0.089701 | 573.6813 | 41.3517 | 579.3469 | 2.2249 | 572.2142 | 6.6954 | 571.9878 | 0.7591 | 573.6813 | 0.5745 | 577.2214 | 0.14557 | 572.2142 | 0.014748 | 647.1856 | 0.015926 | 572.2142 | 0.0012021 | 573.6813 | 33.9478 | 647.1856 | 12.8452 | 647.1856 | 11.8798
|  | 647.4173 | 0 | 647.4173 | 0 | 577.4479 | 1.2372 | 579.5748 | 0.13092 | 578.6398 | 0.29667 | 572.4406 | 0.087479 | 572.4406 | 0.50657 | 647.4173 | 0.084056 | 573.9045 | 40.8343 | 579.5748 | 2.2571 | 572.4406 | 6.73 | 572.2142 | 0.84593 | 573.9045 | 0.3255 | 577.4479 | 0.14867 | 572.4406 | 0.0008811 | 647.4173 | 0.01581 | 572.4406 | -0.00043691 | 573.9045 | 33.944 | 647.4173 | 12.7866 | 647.4173 | 11.8783
|  | 647.6489 | 0 | 647.6489 | 0 | 577.6744 | 1.5717 | 579.8028 | 0.20124 | 578.8689 | 0.29667 | 572.667 | 0.16269 | 572.667 | 0.48413 | 647.6489 | 0.084705 | 574.1278 | 40.8113 | 579.8028 | 2.318 | 572.667 | 6.754 | 572.4406 | 0.77877 | 574.1278 | 0.62687 | 577.6744 | 0.15183 | 572.667 | 0.025704 | 647.6489 | 0.019481 | 572.667 | 0.0005431 | 574.1278 | 33.913 | 647.6489 | 12.708 | 647.6489 | 11.8449
|  | 647.8806 | 0 | 647.8806 | 0 | 577.9009 | 1.2134 | 580.0308 | 0.10411 | 579.098 | 0.29667 | 572.8934 | 0.12836 | 572.8934 | 0.46016 | 647.8806 | 0.083077 | 574.351 | 40.6232 | 580.0308 | 2.3688 | 572.8934 | 6.7876 | 572.667 | 0.87307 | 574.351 | 0.29352 | 577.9009 | 0.15501 | 572.8934 | 0.0016917 | 647.8806 | 0.014839 | 572.8934 | -0.00070288 | 574.351 | 33.5249 | 647.8806 | 12.5767 | 647.8806 | 11.7487
|  | 648.1122 | 0 | 648.1122 | 0 | 578.1274 | 1.6698 | 580.2588 | 0.21746 | 579.327 | 0.29667 | 573.1198 | 0.1676 | 573.1198 | 0.47737 | 648.1122 | 0.085817 | 574.5742 | 40.6131 | 580.2588 | 2.4586 | 573.1198 | 6.8383 | 572.8934 | 0.81948 | 574.5742 | 0.5618 | 578.1274 | 0.15816 | 573.1198 | 0.031394 | 648.1122 | 0.014956 | 573.1198 | 0.002855 | 574.5742 | 33.8519 | 648.1122 | 12.4664 | 648.1122 | 11.693
|  | 648.3439 | 0 | 648.3439 | 0 | 578.3539 | 1.6134 | 580.4868 | 0.1767 | 579.5562 | 0.29373 | 573.3463 | 0.13899 | 573.3463 | 0.45057 | 648.3439 | 0.080849 | 574.7975 | 40.1802 | 580.4868 | 2.5884 | 573.3463 | 6.8992 | 573.1198 | 0.88528 | 574.7975 | 0.5354 | 578.3539 | 0.16124 | 573.3463 | 0.03636 | 648.3439 | 0.0092395 | 573.3463 | 0.0055259 | 574.7975 | 33.5842 | 648.3439 | 12.3343 | 648.3439 | 11.6039
|  | 648.5756 | 0 | 648.5756 | 0 | 578.5804 | 1.1481 | 580.7148 | 0.10391 | 579.7852 | 0.29373 | 573.5727 | 0.2559 | 573.5727 | 0.42879 | 648.5756 | 0.093099 | 575.0208 | 39.6896 | 580.7148 | 2.6401 | 573.5727 | 6.9405 | 573.3463 | 0.99653 | 575.0208 | 0.37083 | 578.5804 | 0.16424 | 573.5727 | -0.0074841 | 648.5756 | 0.020949 | 573.5727 | 0.00078313 | 575.0208 | 33.285 | 648.5756 | 12.3791 | 648.5756 | 11.688
|  | 648.8073 | 0 | 648.8073 | 0 | 578.807 | 1.5757 | 580.9428 | 0.21728 | 580.0143 | 0.29354 | 573.7991 | 0.12836 | 573.7991 | 0.44491 | 648.8073 | 0.076988 | 575.244 | 39.8756 | 580.9428 | 2.7268 | 573.7991 | 7.0084 | 573.5727 | 0.91513 | 575.244 | 0.70154 | 578.807 | 0.16717 | 573.7991 | 0.026905 | 648.8073 | 0.016488 | 573.7991 | 0.0058395 | 575.244 | 33.2502 | 648.8073 | 12.4308 | 648.8073 | 11.7954
|  | 649.039 | 0 | 649.039 | 0 | 579.0336 | 1.1786 | 581.1709 | 0.12027 | 580.2435 | 0.29321 | 574.0256 | 0.17169 | 574.0256 | 0.41789 | 649.039 | 0.083979 | 575.4673 | 39.1532 | 581.1709 | 2.7719 | 574.0256 | 7.0035 | 573.7991 | 1.0399 | 575.4673 | 0.43971 | 579.0336 | 0.17007 | 574.0256 | 0.015762 | 649.039 | 0.020207 | 574.0256 | -0.00027153 | 575.4673 | 33.0652 | 649.039 | 12.3816 | 649.039 | 11.7904
|  | 649.2707 | 0 | 649.2707 | 0 | 579.2601 | 1.5957 | 581.3989 | 0.19091 | 580.4726 | 0.29329 | 574.2521 | 0.15615 | 574.2521 | 0.42552 | 649.2707 | 0.071627 | 575.6906 | 39.4662 | 581.3989 | 2.8588 | 574.2521 | 7.0491 | 574.0256 | 0.95108 | 575.6906 | 0.75012 | 579.2601 | 0.17298 | 574.2521 | 0.034429 | 649.2707 | 0.01323 | 574.2521 | 0.0048688 | 575.6906 | 33.3508 | 649.2707 | 12.2844 | 649.2707 | 11.7387
|  | 649.5024 | 0 | 649.5024 | 0 | 579.4867 | 1.21 | 581.627 | 0.12547 | 580.7018 | 0.29194 | 574.4785 | 0.12917 | 574.4785 | 0.41157 | 649.5024 | 0.081405 | 575.9138 | 38.9824 | 581.627 | 2.909 | 574.4785 | 7.0629 | 574.2521 | 1.0732 | 575.9138 | 0.59235 | 579.4867 | 0.17594 | 574.4785 | 0.0041157 | 649.5024 | 0.02132 | 574.4785 | -0.0013399 | 575.9138 | 32.9306 | 649.5024 | 12.2779 | 649.5024 | 11.7666
|  | 649.7342 | 0 | 649.7342 | 0 | 579.7133 | 1.5936 | 581.8551 | 0.18144 | 580.9309 | 0.28096 | 574.705 | 0.12754 | 574.705 | 0.41114 | 649.7342 | 0.070066 | 576.1372 | 38.9807 | 581.8551 | 3.0059 | 574.705 | 7.1264 | 574.4785 | 1.023 | 576.1371 | 0.87203 | 579.7133 | 0.17898 | 574.705 | 0.03133 | 649.7342 | 0.0074853 | 574.705 | 0.00083486 | 576.1371 | 33.0946 | 649.7342 | 12.2063 | 649.7342 | 11.7606
|  | 649.9659 | 0 | 649.9659 | 0 | 579.9399 | 1.1978 | 582.0832 | 0.13256 | 581.1601 | 0.28673 | 574.9315 | 0.12672 | 574.9315 | 0.4046 | 649.9659 | 0.084051 | 576.3605 | 38.7785 | 582.0832 | 3.0772 | 574.9315 | 7.1566 | 574.705 | 1.1105 | 576.3605 | 0.62592 | 579.9399 | 0.18214 | 574.9315 | -0.003044 | 649.9659 | 0.020578 | 574.9315 | -0.0029876 | 576.3605 | 32.8578 | 649.9659 | 12.1671 | 649.9659 | 11.7737
|  | 650.1977 | 0 | 650.1977 | 0 | 580.1665 | 1.6345 | 582.3113 | 0.22033 | 581.3893 | 0.27775 | 575.158 | 0.11282 | 575.158 | 0.41157 | 650.1977 | 0.06176 | 576.5838 | 38.4554 | 582.3113 | 3.1799 | 575.158 | 7.1707 | 574.9315 | 1.1159 | 576.5838 | 0.76992 | 580.1665 | 0.1854 | 575.158 | 0.038573 | 650.1977 | 0.0089035 | 575.158 | 0.0017929 | 576.5838 | 33.0325 | 650.1977 | 12.0362 | 650.1977 | 11.7231
|  | 650.4295 | 0 | 650.4295 | 0 | 580.3931 | 1.1499 | 582.5394 | 0.10777 | 581.6185 | 0.28497 | 575.3845 | 0.12754 | 575.3845 | 0.41397 | 650.4295 | 0.078929 | 576.8071 | 38.6027 | 582.5394 | 3.2416 | 575.3845 | 7.1959 | 575.158 | 1.1709 | 576.8071 | 0.58839 | 580.3931 | 0.18878 | 575.3845 | -0.008505 | 650.4295 | 0.021451 | 575.3845 | -0.002921 | 576.8071 | 32.8935 | 650.4295 | 11.9149 | 650.4295 | 11.6475
|  | 650.6613 | 0 | 650.6613 | 0 | 580.6198 | 1.5286 | 582.7675 | 0.20672 | 581.8477 | 0.27639 | 575.6111 | 0.14389 | 575.6111 | 0.40547 | 650.6613 | 0.057542 | 577.0305 | 38.3473 | 582.7675 | 3.329 | 575.6111 | 7.227 | 575.3845 | 1.082 | 577.0305 | 0.78981 | 580.6198 | 0.19226 | 575.6111 | 0.027656 | 650.6613 | 0.010084 | 575.6111 | 0.0024023 | 577.0305 | 32.8322 | 650.6613 | 11.8398 | 650.6613 | 11.6161
|  | 650.8931 | 0 | 650.8931 | 0 | 580.8464 | 1.1809 | 582.9957 | 0.086914 | 582.0769 | 0.2844 | 575.8376 | 0.079399 | 575.8376 | 0.35972 | 650.8931 | 0.078455 | 577.2539 | 38.1749 | 582.9957 | 3.4148 | 575.8376 | 7.2783 | 575.6111 | 1.2421 | 577.2538 | 0.82266 | 580.8464 | 0.19583 | 575.8376 | -4.3125e-05 | 650.8931 | 0.027296 | 575.8376 | 0.00031792 | 577.2538 | 32.7107 | 650.8931 | 11.7605 | 650.8931 | 11.5729
|  | 651.1249 | 0 | 651.1249 | 0 | 581.073 | 1.5849 | 583.2238 | 0.21516 | 582.3062 | 0.27533 | 576.0642 | 0.11037 | 576.0642 | 0.41179 | 651.1249 | 0.050323 | 577.4772 | 38.0763 | 583.2238 | 3.5329 | 576.0642 | 7.3021 | 575.8376 | 1.217 | 577.4772 | 0.80251 | 581.073 | 0.19949 | 576.0642 | 0.029747 | 651.1249 | 0.0063521 | 576.0642 | -0.00035801 | 577.4772 | 32.7035 | 651.1249 | 11.7274 | 651.1249 | 11.5897
|  | 651.3567 | 0 | 651.3567 | 0 | 581.2997 | 1.1334 | 583.452 | 0.096463 | 582.5354 | 0.28459 | 576.2907 | 0.12427 | 576.2907 | 0.37606 | 651.3567 | 0.075636 | 577.7006 | 37.6658 | 583.452 | 3.5913 | 576.2907 | 7.3124 | 576.0642 | 1.335 | 577.7006 | 0.48899 | 581.2997 | 0.20324 | 576.2907 | 0.0049759 | 651.3567 | 0.021659 | 576.2907 | -0.00096076 | 577.7006 | 32.693 | 651.3567 | 11.6979 | 651.3567 | 11.6065
|  | 651.5885 | 0 | 651.5885 | 0 | 581.5264 | 1.6414 | 583.6801 | 0.15664 | 582.7646 | 0.27564 | 576.5173 | 0.22565 | 576.5173 | 0.35754 | 651.5885 | 0.058393 | 577.9239 | 37.6681 | 583.6801 | 3.7116 | 576.5173 | 7.389 | 576.2907 | 1.2469 | 577.924 | 0.91088 | 581.5264 | 0.20708 | 576.5173 | 0.030277 | 651.5885 | 0.011007 | 576.5173 | -0.0012997 | 577.924 | 32.5819 | 651.5885 | 11.593 | 651.5885 | 11.5589
|  | 651.8203 | 0 | 651.8203 | 0 | 581.7531 | 1.1855 | 583.9083 | 0.11753 | 582.9939 | 0.28409 | 576.7438 | 0.1398 | 576.7438 | 0.35885 | 651.8203 | 0.080227 | 578.1473 | 37.406 | 583.9083 | 3.7989 | 576.7438 | 7.4059 | 576.5173 | 1.3581 | 578.1473 | 0.86823 | 581.7531 | 0.21101 | 576.7438 | -0.0097528 | 651.8203 | 0.022546 | 576.7438 | -0.0029119 | 578.1473 | 32.5446 | 651.8203 | 11.63 | 651.8203 | 11.6384
|  | 652.0522 | 0 | 652.0522 | 0 | 581.9797 | 1.5757 | 584.1365 | 0.19099 | 583.2232 | 0.27482 | 576.9705 | 0.13817 | 576.9705 | 0.36451 | 652.0522 | 0.039465 | 578.3707 | 37.1764 | 584.1365 | 3.9377 | 576.9705 | 7.4617 | 576.7438 | 1.3276 | 578.3707 | 1.093 | 581.9797 | 0.21506 | 576.9705 | 0.035265 | 652.0522 | 0.0084517 | 576.9705 | 0.004722 | 578.3707 | 32.4504 | 652.0522 | 11.6436 | 652.0522 | 11.7163
|  | 652.284 | 0 | 652.284 | 0 | 582.2064 | 1.1455 | 584.3647 | 0.12667 | 583.4525 | 0.2819 | 577.197 | 0.096472 | 577.197 | 0.34272 | 652.284 | 0.067289 | 578.5942 | 36.8387 | 584.3647 | 4.032 | 577.197 | 7.469 | 576.9705 | 1.4246 | 578.5942 | 0.63133 | 582.2064 | 0.21923 | 577.197 | -0.009075 | 652.284 | 0.029221 | 577.197 | -0.0041762 | 578.5942 | 32.3868 | 652.284 | 11.5836 | 652.284 | 11.7014
|  | 652.5159 | 0 | 652.5159 | 0 | 582.4332 | 1.5761 | 584.593 | 0.19733 | 583.6818 | 0.27295 | 577.4236 | 0.15534 | 577.4236 | 0.33466 | 652.5159 | 0.044957 | 578.8176 | 36.9586 | 584.593 | 4.1462 | 577.4236 | 7.4987 | 577.197 | 1.4151 | 578.8176 | 0.89617 | 582.4332 | 0.22354 | 577.4236 | 0.031995 | 652.5159 | 0.0086036 | 577.4236 | 0.0027236 | 578.8176 | 32.313 | 652.5159 | 11.5593 | 652.5159 | 11.7014
|  | 652.7478 | 0 | 652.7478 | 0 | 582.6599 | 1.0985 | 584.8212 | 0.13123 | 583.9111 | 0.28038 | 577.6503 | 0.10792 | 577.6503 | 0.32943 | 652.7478 | 0.069234 | 579.041 | 36.6814 | 584.8212 | 4.2279 | 577.6503 | 7.5165 | 577.4236 | 1.5447 | 579.041 | 0.86271 | 582.6599 | 0.22803 | 577.6503 | -0.0039972 | 652.7478 | 0.026508 | 577.6503 | -0.0039608 | 579.041 | 32.2436 | 652.7478 | 11.4737 | 652.7478 | 11.6492
|  | 652.9796 | 0 | 652.9796 | 0 | 582.8866 | 1.57 | 585.0494 | 0.18282 | 584.1404 | 0.26999 | 577.8769 | 0.10301 | 577.8769 | 0.33749 | 652.9796 | 0.031491 | 579.2645 | 36.3851 | 585.0494 | 4.3452 | 577.8769 | 7.5719 | 577.6503 | 1.4924 | 579.2645 | 1.0357 | 582.8866 | 0.23272 | 577.8769 | 0.044118 | 652.9796 | 0.0030989 | 577.8769 | 0.00099893 | 579.2645 | 32.0016 | 652.9796 | 11.4877 | 652.9796 | 11.6944
|  | 653.2115 | 0 | 653.2115 | 0 | 583.1133 | 1.1342 | 585.2776 | 0.11681 | 584.3697 | 0.27642 | 578.1036 | 0.099742 | 578.1036 | 0.31418 | 653.2115 | 0.07901 | 579.4879 | 35.9315 | 585.2776 | 4.4655 | 578.1036 | 7.5814 | 577.8769 | 1.6315 | 579.4879 | 0.66064 | 583.1133 | 0.23764 | 578.1036 | -0.0013598 | 653.2115 | 0.02855 | 578.1036 | -0.0020894 | 579.4879 | 31.756 | 653.2115 | 11.5029 | 653.2115 | 11.7637
|  | 653.4435 | 0 | 653.4435 | 0 | 583.3401 | 1.5215 | 585.5059 | 0.19402 | 584.5991 | 0.26678 | 578.3302 | 0.080166 | 578.3302 | 0.33728 | 653.4435 | 0.036676 | 579.7114 | 36.0379 | 585.5059 | 4.5839 | 578.3302 | 7.6023 | 578.1036 | 1.5575 | 579.7114 | 1.1198 | 583.3401 | 0.24282 | 578.3302 | 0.030496 | 653.4435 | 0.0023775 | 578.3302 | 0.0028124 | 579.7114 | 31.9031 | 653.4435 | 11.4288 | 653.4435 | 11.7291
|  | 653.6754 | 0 | 653.6754 | 0 | 583.5669 | 1.0772 | 585.7342 | 0.14238 | 584.8284 | 0.2742 | 578.5569 | 0.07802 | 578.5569 | 0.33248 | 653.6754 | 0.070961 | 579.9349 | 35.469 | 585.7342 | 4.6888 | 578.5569 | 7.621 | 578.3302 | 1.6457 | 579.9349 | 0.92871 | 583.5669 | 0.24827 | 578.5569 | 0.0078937 | 653.6754 | 0.02639 | 578.5569 | -0.0021974 | 579.9349 | 31.6961 | 653.6754 | 11.3501 | 653.6754 | 11.6746
|  | 653.9073 | 0 | 653.9073 | 0 | 583.7936 | 1.5483 | 585.9625 | 0.20636 | 585.0578 | 0.26384 | 578.7835 | 0.21175 | 578.7835 | 0.32181 | 653.9073 | 0.02382 | 580.1583 | 35.5255 | 585.9625 | 4.8401 | 578.7835 | 7.6636 | 578.5569 | 1.6403 | 580.1583 | 1.1477 | 583.7936 | 0.25398 | 578.7835 | 0.037689 | 653.9073 | 0.00030265 | 578.7835 | 0.0024218 | 580.1583 | 31.7324 | 653.9073 | 11.1888 | 653.9073 | 11.5611
|  | 654.1392 | 0 | 654.1392 | 0 | 584.0204 | 1.1357 | 586.1908 | 0.083884 | 585.2872 | 0.27029 | 579.0102 | 0.085026 | 579.0102 | 0.29435 | 654.1392 | 0.069283 | 580.3818 | 35.0198 | 586.1908 | 4.946 | 579.0102 | 7.6657 | 578.7835 | 1.7739 | 580.3818 | 1.1083 | 584.0204 | 0.25991 | 579.0102 | 0.00089002 | 654.1392 | 0.024283 | 579.0102 | -0.0035511 | 580.3818 | 31.4439 | 654.1392 | 11.1046 | 654.1392 | 11.5132
|  | 654.3712 | 0 | 654.3712 | 0 | 584.2473 | 1.5058 | 586.4191 | 0.17954 | 585.5166 | 0.26097 | 579.2369 | 0.15207 | 579.2369 | 0.33532 | 654.3712 | 0.025558 | 580.6054 | 35.0366 | 586.4191 | 5.0827 | 579.2369 | 7.6862 | 579.0102 | 1.6973 | 580.6053 | 1.3135 | 584.2473 | 0.26603 | 579.2369 | 0.01341 | 654.3712 | -0.0016467 | 579.2369 | -0.0032227 | 580.6053 | 31.6333 | 654.3712 | 10.9931 | 654.3712 | 11.4407
|  | 654.6032 | 0 | 654.6032 | 0 | 584.4741 | 1.053 | 586.6474 | 0.10173 | 585.746 | 0.26844 | 579.4636 | 0.090749 | 579.4636 | 0.28172 | 654.6032 | 0.069563 | 580.8289 | 34.7287 | 586.6474 | 5.2186 | 579.4636 | 7.7047 | 579.2369 | 1.8133 | 580.8289 | 0.8889 | 584.4741 | 0.27227 | 579.4636 | 0.012602 | 654.6032 | 0.02812 | 579.4636 | -0.0023599 | 580.8289 | 31.1662 | 654.6032 | 10.9016 | 654.6032 | 11.3981
|  | 654.8351 | 0 | 654.8351 | 0 | 584.7009 | 1.5385 | 586.8757 | 0.18276 | 585.9754 | 0.25992 | 579.6903 | 0.096472 | 579.6903 | 0.3046 | 654.8351 | 0.033814 | 581.0524 | 34.5808 | 586.8757 | 5.3715 | 579.6903 | 7.7843 | 579.4636 | 1.7678 | 581.0524 | 1.2854 | 584.7009 | 0.27858 | 579.6903 | 0.033168 | 654.8351 | 0.0012336 | 579.6903 | 0.0026469 | 581.0524 | 31.3704 | 654.8351 | 10.8688 | 654.8351 | 11.4099
|  | 655.0671 | 0 | 655.0671 | 0 | 584.9277 | 1.0847 | 587.1041 | 0.076317 | 586.2048 | 0.26805 | 579.9171 | 0.1022 | 579.9171 | 0.27736 | 655.0671 | 0.071425 | 581.2759 | 34.4431 | 587.1041 | 5.5148 | 579.9171 | 7.8049 | 579.6903 | 1.9347 | 581.2759 | 0.98499 | 584.9277 | 0.2849 | 579.9171 | -0.0023685 | 655.0671 | 0.0321 | 579.9171 | -0.0030205 | 581.2759 | 31.1296 | 655.0671 | 10.7365 | 655.0671 | 11.3185
|  | 655.2991 | 0 | 655.2991 | 0 | 585.1545 | 1.5304 | 587.3325 | 0.16408 | 586.4343 | 0.25863 | 580.1438 | 0.11037 | 580.1438 | 0.28455 | 655.2991 | 0.028993 | 581.4995 | 34.2874 | 587.3325 | 5.6793 | 580.1438 | 7.8419 | 579.9171 | 1.8689 | 581.4995 | 1.0929 | 585.1545 | 0.29121 | 580.1438 | 0.020517 | 655.2991 | 2.4134e-05 | 580.1438 | 0.0058642 | 581.4995 | 31.2379 | 655.2991 | 10.7649 | 655.2991 | 11.3755
|  | 655.5311 | 0 | 655.5311 | 0 | 585.3813 | 1.0905 | 587.5608 | 0.12985 | 586.6637 | 0.266 | 580.3705 | 0.073227 | 580.3705 | 0.26385 | 655.5311 | 0.071153 | 581.723 | 33.8355 | 587.5608 | 5.8013 | 580.3705 | 7.8612 | 580.1438 | 2.0256 | 581.723 | 1.2015 | 585.3813 | 0.29751 | 580.3705 | 0.016489 | 655.5311 | 0.033179 | 580.3705 | 0.00070597 | 581.723 | 31.1075 | 655.5311 | 10.639 | 655.5311 | 11.3057
|  | 655.7631 | 0 | 655.7631 | 0 | 585.6082 | 1.5711 | 587.7892 | 0.18222 | 586.8932 | 0.25776 | 580.5973 | 0.062134 | 580.5973 | 0.27017 | 655.7631 | 0.02666 | 581.9466 | 33.9979 | 587.7892 | 5.9577 | 580.5973 | 7.8711 | 580.3705 | 1.9788 | 581.9466 | 1.4602 | 585.6082 | 0.30384 | 580.5973 | 0.0387 | 655.7631 | -0.0012919 | 580.5973 | -0.00122 | 581.9466 | 31.1172 | 655.7631 | 10.5694 | 655.7631 | 11.2624
|  | 655.9951 | 0 | 655.9951 | 0 | 585.8351 | 1.0824 | 588.0176 | 0.10722 | 587.1226 | 0.2644 | 580.824 | 0.0030036 | 580.824 | 0.2584 | 655.9951 | 0.066481 | 582.1702 | 33.7358 | 588.0176 | 6.1299 | 580.824 | 7.8831 | 580.5973 | 2.0358 | 582.1702 | 1.0947 | 585.8351 | 0.31023 | 580.824 | 0.0044173 | 655.9951 | 0.034166 | 580.824 | 0.0025602 | 582.1702 | 30.8666 | 655.9951 | 10.5738 | 655.9951 | 11.3098
|  | 656.2272 | 0 | 656.2272 | 0 | 586.062 | 1.511 | 588.246 | 0.21435 | 587.3521 | 0.25481 | 581.0508 | 0.053017 | 581.0508 | 0.26363 | 656.2272 | 0.017005 | 582.3937 | 33.6546 | 588.246 | 6.2844 | 581.0508 | 7.8894 | 580.824 | 2.0982 | 582.3937 | 1.3393 | 586.062 | 0.31676 | 581.0508 | 0.030713 | 656.2272 | -0.0034549 | 581.0508 | 0.000575 | 582.3937 | 30.8918 | 656.2272 | 10.4848 | 656.2272 | 11.271
|  | 656.4592 | 0 | 656.4592 | 0 | 586.2889 | 1.042 | 588.4744 | 0.14584 | 587.5816 | 0.26155 | 581.2776 | 0.074963 | 581.2776 | 0.27954 | 656.4592 | 0.073538 | 582.6173 | 33.4003 | 588.4744 | 6.4005 | 581.2776 | 7.9259 | 581.0508 | 2.204 | 582.6173 | 1.2104 | 586.2889 | 0.32347 | 581.2776 | -0.019419 | 656.4592 | 0.035345 | 581.2776 | -0.0056965 | 582.6173 | 30.8412 | 656.4592 | 10.3845 | 656.4592 | 11.1844
|  | 656.6913 | 0 | 656.6913 | 0 | 586.5157 | 1.7638 | 588.7028 | 0.16581 | 587.8111 | 0.25232 | 581.5044 | 0.10874 | 581.5044 | 0.2632 | 656.6913 | 0.013625 | 582.8409 | 33.234 | 588.7028 | 6.5596 | 581.5044 | 7.934 | 581.2776 | 2.1816 | 582.8409 | 1.5402 | 586.5157 | 0.33042 | 581.5044 | 0.025363 | 656.6913 | -0.0024199 | 581.5044 | -0.00048978 | 582.8409 | 30.9558 | 656.6913 | 10.4256 | 656.6913 | 11.2861
|  | 656.9233 | 0 | 656.9233 | 0 | 586.7427 | 1.1571 | 588.9313 | 0.11432 | 588.0406 | 0.25824 | 581.7312 | 0.19131 | 581.7312 | 0.23487 | 656.9233 | 0.078045 | 583.0646 | 32.8745 | 588.9313 | 6.7287 | 581.7312 | 7.9119 | 581.5044 | 2.2902 | 583.0646 | 1.1718 | 586.7427 | 0.33763 | 581.7312 | -0.0083163 | 656.9233 | 0.033324 | 581.7312 | 0.0035813 | 583.0646 | 30.8424 | 656.9233 | 10.4237 | 656.9233 | 11.3217
|  | 657.1554 | 0 | 657.1554 | 0 | 586.9696 | 1.5343 | 589.1597 | 0.17484 | 588.2701 | 0.25003 | 581.9581 | 0.12672 | 581.9581 | 0.26777 | 657.1554 | 0.0088465 | 583.2882 | 32.9378 | 589.1597 | 6.9203 | 581.9581 | 7.9616 | 581.7312 | 2.2705 | 583.2882 | 1.6377 | 586.9696 | 0.34512 | 581.9581 | 0.028954 | 657.1554 | -0.0028152 | 581.9581 | 0.0043052 | 583.2882 | 30.8222 | 657.1554 | 10.3327 | 657.1554 | 11.2834
|  | 657.3875 | 0 | 657.3875 | 0 | 587.1965 | 1.118 | 589.3882 | 0.076734 | 588.4997 | 0.25633 | 582.1849 | 0.19294 | 582.1849 | 0.23618 | 657.3875 | 0.075999 | 583.5118 | 32.6225 | 589.3882 | 7.0495 | 582.1849 | 7.9507 | 581.9581 | 2.4523 | 583.5118 | 1.4697 | 587.1965 | 0.35287 | 582.1849 | 0.001811 | 657.3875 | 0.033962 | 582.1849 | -0.0035957 | 583.5118 | 30.6466 | 657.3875 | 10.0522 | 657.3875 | 10.9944
|  | 657.6196 | 0 | 657.6196 | 0 | 587.4235 | 1.5109 | 589.6166 | 0.19076 | 588.7292 | 0.2474 | 582.4117 | 0.14307 | 582.4117 | 0.25274 | 657.6196 | 0.018099 | 583.7355 | 32.7597 | 589.6166 | 7.2838 | 582.4117 | 7.98 | 582.1849 | 2.4225 | 583.7355 | 1.7431 | 587.4235 | 0.36088 | 582.4117 | 0.034822 | 657.6196 | -0.0084608 | 582.4117 | 0.0031492 | 583.7355 | 30.8542 | 657.6196 | 10.1621 | 657.6196 | 11.1829
|  | 657.8517 | 0 | 657.8517 | 0 | 587.6504 | 1.1047 | 589.8451 | 0.1282 | 588.9588 | 0.25444 | 582.6386 | 0.081615 | 582.6386 | 0.22812 | 657.8517 | 0.074346 | 583.9591 | 32.4405 | 589.8451 | 7.4031 | 582.6386 | 7.9686 | 582.4117 | 2.5527 | 583.9591 | 1.3667 | 587.6504 | 0.36912 | 582.6386 | -0.0013238 | 657.8517 | 0.034222 | 582.6386 | -0.0011547 | 583.9591 | 30.6008 | 657.8517 | 10.1338 | 657.8517 | 11.1905
|  | 658.0838 | 0 | 658.0838 | 0 | 587.8774 | 1.4894 | 590.0737 | 0.19213 | 589.1884 | 0.2468 | 582.8654 | 0.10874 | 582.8654 | 0.26233 | 658.0838 | 0.0112 | 584.1828 | 32.4215 | 590.0737 | 7.5973 | 582.8654 | 8.0028 | 582.6386 | 2.5107 | 584.1828 | 1.6629 | 587.8774 | 0.37757 | 582.8654 | 0.028433 | 658.0838 | -0.0079146 | 582.8654 | 0.0053985 | 584.1828 | 30.605 | 658.0838 | 9.9874 | 658.0838 | 11.0582
|  | 658.316 | 0 | 658.316 | 0 | 588.1044 | 1.081 | 590.3021 | 0.1105 | 589.4179 | 0.25387 | 583.0923 | 0.12018 | 583.0923 | 0.22202 | 658.316 | 0.067937 | 584.4064 | 32.2333 | 590.3021 | 7.8036 | 583.0923 | 7.9835 | 582.8654 | 2.649 | 584.4064 | 1.7144 | 588.1044 | 0.38623 | 583.0923 | -0.0038391 | 658.316 | 0.031018 | 583.0923 | -0.00096976 | 584.4064 | 30.435 | 658.316 | 10.0768 | 658.316 | 11.194
|  | 658.5481 | 0 | 658.5481 | 0 | 588.3314 | 1.5402 | 590.5306 | 0.16748 | 589.6475 | 0.24594 | 583.3192 | 0.13244 | 583.3192 | 0.22943 | 658.5481 | 0.014858 | 584.6301 | 31.8632 | 590.5306 | 7.9966 | 583.3192 | 8.0198 | 583.0923 | 2.6599 | 584.6301 | 1.8771 | 588.3314 | 0.3951 | 583.3192 | 0.020608 | 658.5481 | -0.0013317 | 583.3192 | -0.0004579 | 584.6301 | 30.4531 | 658.5481 | 9.9709 | 658.5481 | 11.1256
|  | 658.7802 | 0 | 658.7802 | 0 | 588.5583 | 1.0597 | 590.7592 | 0.11236 | 589.8771 | 0.25252 | 583.5461 | 0.052673 | 583.5461 | 0.23901 | 658.7802 | 0.07027 | 584.8538 | 31.6772 | 590.7592 | 8.171 | 583.5461 | 8.0138 | 583.3192 | 2.7807 | 584.8538 | 1.6926 | 588.5583 | 0.40419 | 583.5461 | 0.00020954 | 658.7802 | 0.029642 | 583.5461 | -0.00037482 | 584.8538 | 30.4541 | 658.7802 | 9.8992 | 658.7802 | 11.0763
|  | 659.0124 | 0 | 659.0124 | 0 | 588.7853 | 1.5447 | 590.9877 | 0.16309 | 590.1068 | 0.24386 | 583.773 | 0.067557 | 583.773 | 0.21766 | 659.0124 | 0.020012 | 585.0775 | 31.6072 | 590.9877 | 8.3706 | 583.773 | 8.043 | 583.5461 | 2.782 | 585.0775 | 1.9939 | 588.7853 | 0.41354 | 583.773 | 0.023584 | 659.0124 | -0.0077341 | 583.773 | -0.00085698 | 585.0775 | 30.4338 | 659.0124 | 9.8555 | 659.0124 | 11.0722
|  | 659.2446 | 0 | 659.2446 | 0 | 589.0123 | 1.0562 | 591.2163 | 0.091915 | 590.3364 | 0.25138 | 583.9999 | 0.088297 | 583.9999 | 0.23182 | 659.2446 | 0.063365 | 585.3013 | 31.568 | 591.2163 | 8.5822 | 583.9999 | 8.0576 | 583.773 | 2.8695 | 585.3013 | 1.7699 | 589.0123 | 0.42317 | 583.9999 | 0.01633 | 659.2446 | 0.024559 | 583.9999 | -0.0033047 | 585.3013 | 30.3461 | 659.2446 | 9.7101 | 659.2446 | 10.9393
|  | 659.4767 | 0 | 659.4767 | 0 | 589.2394 | 1.5321 | 591.4449 | 0.16424 | 590.566 | 0.24367 | 584.2268 | 0.09729 | 584.2268 | 0.25121 | 659.4767 | 0.02342 | 585.525 | 31.2371 | 591.4449 | 8.7991 | 584.2268 | 8.065 | 583.9999 | 2.9597 | 585.525 | 1.9348 | 589.2394 | 0.43312 | 584.2268 | 0.043344 | 659.4767 | 0.0033841 | 584.2268 | 0.0052488 | 585.525 | 30.2609 | 659.4767 | 9.702 | 659.4767 | 10.9673
|  | 659.7089 | 0 | 659.7089 | 0 | 589.4664 | 1.0598 | 591.6735 | 0.13518 | 590.7957 | 0.2495 | 584.4537 | 0.091567 | 584.4537 | 0.19696 | 659.7089 | 0.052083 | 585.7487 | 30.9308 | 591.6735 | 8.9874 | 584.4537 | 8.0553 | 584.2268 | 3.0337 | 585.7487 | 1.9576 | 589.4664 | 0.44343 | 584.4537 | -0.0014173 | 659.7089 | 0.025863 | 584.4537 | -0.0048124 | 585.7487 | 29.9011 | 659.7089 | 9.6697 | 659.7089 | 10.957
|  | 659.9411 | 0 | 659.9411 | 0 | 589.6934 | 1.4466 | 591.902 | 0.17215 | 591.0253 | 0.2417 | 584.6807 | 0.039685 | 584.6807 | 0.21548 | 659.9411 | 0.017825 | 585.9725 | 31.2936 | 591.902 | 9.2513 | 584.6807 | 8.0949 | 584.4537 | 3.0561 | 585.9725 | 2.139 | 589.6934 | 0.45411 | 584.6807 | 0.025962 | 659.9411 | -0.0026644 | 584.6807 | 0.0015214 | 585.9725 | 30.1092 | 659.9411 | 9.6011 | 659.9411 | 10.9347
|  | 660.1733 | 0 | 660.1733 | 0 | 589.9205 | 1.0574 | 592.1306 | 0.13133 | 591.255 | 0.248 | 584.9076 | 0.12917 | 584.9076 | 0.19326 | 660.1733 | 0.063501 | 586.1962 | 30.7325 | 592.1306 | 9.4654 | 584.9076 | 8.1182 | 584.6807 | 3.1653 | 586.1962 | 2.0002 | 589.9205 | 0.46517 | 584.9076 | 8.5176e-05 | 660.1733 | 0.030414 | 584.9076 | -0.0029042 | 586.1962 | 30.03 | 660.1733 | 9.6475 | 660.1733 | 11.04
|  | 660.4056 | 0 | 660.4056 | 0 | 590.1476 | 1.4469 | 592.3592 | 0.16458 | 591.4847 | 0.23935 | 585.1346 | 0.12018 | 585.1346 | 0.21897 | 660.4056 | 0.017717 | 586.42 | 30.8272 | 592.3592 | 9.6936 | 585.1346 | 8.0906 | 584.9076 | 3.1429 | 586.42 | 2.3631 | 590.1476 | 0.47661 | 585.1346 | 0.021557 | 660.4056 | 0.00075012 | 585.1346 | 0.001907 | 586.42 | 30.0804 | 660.4056 | 9.5939 | 660.4056 | 11.0227
|  | 660.6378 | 0 | 660.6378 | 0 | 590.3746 | 1.0964 | 592.5878 | 0.098902 | 591.7144 | 0.24446 | 585.3616 | 0.052562 | 585.3616 | 0.21505 | 660.6378 | 0.05938 | 586.6437 | 30.6592 | 592.5878 | 9.8718 | 585.3616 | 8.0988 | 585.1346 | 3.3166 | 586.6437 | 2.0811 | 590.3746 | 0.4884 | 585.3616 | -0.0068961 | 660.6378 | 0.026538 | 585.3616 | -0.0022842 | 586.6437 | 29.8304 | 660.6378 | 9.5331 | 660.6378 | 10.9936
|  | 660.87 | 0 | 660.87 | 0 | 590.6017 | 1.5646 | 592.8165 | 0.19502 | 591.9441 | 0.23598 | 585.5886 | 0.11691 | 585.5886 | 0.22006 | 660.87 | 0.019738 | 586.8676 | 30.5847 | 592.8165 | 10.0792 | 585.5886 | 8.1048 | 585.3616 | 3.3362 | 586.8676 | 2.1713 | 590.6017 | 0.50054 | 585.5886 | 0.037305 | 660.87 | 0.0039862 | 585.5886 | 0.00059923 | 586.8676 | 29.8834 | 660.87 | 9.5281 | 660.87 | 11.0197
|  | 661.1023 | 0 | 661.1023 | 0 | 590.8288 | 1.0539 | 593.0451 | 0.12674 | 592.1738 | 0.24198 | 585.8156 | 0.13571 | 585.8156 | 0.19718 | 661.1023 | 0.060844 | 587.0913 | 30.4542 | 593.0451 | 10.2714 | 585.8156 | 8.0947 | 585.5886 | 3.4638 | 587.0913 | 1.9903 | 590.8288 | 0.51297 | 585.8156 | 0.0068691 | 661.1023 | 0.024443 | 585.8156 | -0.0012252 | 587.0913 | 29.5213 | 661.1023 | 9.5595 | 661.1023 | 11.1011
|  | 661.3346 | 0 | 661.3346 | 0 | 591.0559 | 1.4543 | 593.2738 | 0.15121 | 592.4035 | 0.23342 | 586.0425 | 0.077353 | 586.0425 | 0.17779 | 661.3346 | 0.017246 | 587.3151 | 30.0723 | 593.2738 | 10.535 | 586.0425 | 8.1139 | 585.8156 | 3.4583 | 587.3151 | 2.4378 | 591.0559 | 0.52569 | 586.0425 | 0.030577 | 661.3346 | 0.0048741 | 586.0425 | 0.0022359 | 587.3151 | 29.6391 | 661.3346 | 9.3977 | 661.3346 | 10.9527
|  | 661.5668 | 0 | 661.5668 | 0 | 591.283 | 1.0734 | 593.5024 | 0.13289 | 592.6332 | 0.23976 | 586.2696 | 0.12018 | 586.2696 | 0.20437 | 661.5668 | 0.060978 | 587.5389 | 29.8013 | 593.5024 | 10.7396 | 586.2696 | 8.1031 | 586.0425 | 3.613 | 587.5389 | 2.2692 | 591.283 | 0.53866 | 586.2696 | 0.0048094 | 661.5668 | 0.023855 | 586.2696 | -0.0051787 | 587.5389 | 29.4628 | 661.5668 | 9.352 | 661.5668 | 10.9467
|  | 661.7991 | 0 | 661.7991 | 0 | 591.5102 | 1.4805 | 593.7311 | 0.16712 | 592.863 | 0.23182 | 586.4966 | 0.11773 | 586.4966 | 0.19914 | 661.7991 | 0.024955 | 587.7628 | 29.8987 | 593.7311 | 11.0071 | 586.4966 | 8.1395 | 586.2696 | 3.6123 | 587.7628 | 2.2658 | 591.5102 | 0.55187 | 586.4966 | 0.024541 | 661.7991 | -0.002023 | 586.4966 | -0.00096118 | 587.7628 | 29.4888 | 661.7991 | 9.3412 | 661.7991 | 10.9694
|  | 662.0314 | 0 | 662.0314 | 0 | 591.7373 | 1.0243 | 593.9598 | 0.12454 | 593.0928 | 0.23704 | 586.7236 | 0.11609 | 586.7236 | 0.17517 | 662.0314 | 0.053591 | 587.9866 | 29.4137 | 593.9598 | 11.3428 | 586.7236 | 8.1738 | 586.4966 | 3.7792 | 587.9866 | 2.4102 | 591.7373 | 0.56533 | 586.7236 | 0.014117 | 662.0314 | 0.024443 | 586.7236 | 0.0011737 | 587.9866 | 29.4028 | 662.0314 | 9.3333 | 662.0314 | 11.0043
|  | 662.2637 | 0 | 662.2637 | 0 | 591.9645 | 1.4753 | 594.1885 | 0.19375 | 593.3225 | 0.22869 | 586.9507 | 0.094837 | 586.9507 | 0.17931 | 662.2637 | 0.022182 | 588.2105 | 29.5773 | 594.1885 | 11.6027 | 586.9507 | 8.2097 | 586.7236 | 3.826 | 588.2104 | 2.7082 | 591.9645 | 0.57903 | 586.9507 | 0.030051 | 662.2637 | 0.0043379 | 586.9507 | 0.0016585 | 588.2104 | 29.4712 | 662.2637 | 9.2402 | 662.2637 | 10.9364
|  | 662.496 | 0 | 662.496 | 0 | 592.1917 | 1.042 | 594.4172 | 0.098953 | 593.5523 | 0.23491 | 587.1777 | 0.055555 | 587.1777 | 0.17343 | 662.496 | 0.0489 | 588.4343 | 29.1724 | 594.4172 | 11.8191 | 587.1777 | 8.1933 | 586.9507 | 4.0465 | 588.4343 | 2.737 | 592.1917 | 0.59297 | 587.1777 | 0.0089316 | 662.496 | 0.026721 | 587.1777 | -0.00053637 | 588.4343 | 29.2861 | 662.496 | 9.1689 | 662.496 | 10.8727
|  | 662.7283 | 0 | 662.7283 | 0 | 592.4188 | 1.4775 | 594.6459 | 0.1674 | 593.7821 | 0.22704 | 587.4048 | 0.16188 | 587.4048 | 0.18803 | 662.7283 | 0.020679 | 588.6581 | 29.2541 | 594.6459 | 12.0615 | 587.4048 | 8.2006 | 587.1777 | 4.0004 | 588.6581 | 2.7763 | 592.4188 | 0.60719 | 587.4048 | 0.021232 | 662.7283 | 0.0077733 | 587.4048 | 0.0021506 | 588.6581 | 29.3759 | 662.7283 | 9.1001 | 662.7283 | 10.8397
|  | 662.9607 | 0 | 662.9607 | 0 | 592.646 | 1.041 | 594.8747 | 0.12078 | 594.0119 | 0.23378 | 587.6319 | 0.081376 | 587.6319 | 0.17169 | 662.9607 | 0.050071 | 588.882 | 28.9484 | 594.8747 | 12.2398 | 587.6319 | 8.1663 | 587.4048 | 4.1503 | 588.882 | 2.6441 | 592.646 | 0.6217 | 587.6319 | -0.0030722 | 662.9607 | 0.024134 | 587.6319 | -0.0029963 | 588.882 | 29.1607 | 662.9607 | 9.0873 | 662.9607 | 10.8687
|  | 663.193 | 0 | 663.193 | 0 | 592.8732 | 1.4773 | 595.1034 | 0.16476 | 594.2417 | 0.22681 | 587.859 | 0.06055 | 587.859 | 0.17997 | 663.193 | 0.022817 | 589.106 | 29.169 | 595.1034 | 12.4453 | 587.859 | 8.1565 | 587.6319 | 4.1767 | 589.106 | 2.9266 | 592.8732 | 0.63654 | 587.859 | 0.025102 | 663.193 | 0.0070578 | 587.859 | -0.0019229 | 589.106 | 29.1315 | 663.193 | 9.058 | 663.193 | 10.8727
|  | 663.4254 | 0 | 663.4254 | 0 | 593.1003 | 1.0166 | 595.3322 | 0.11336 | 594.4716 | 0.23311 | 588.0861 | 0.10465 | 588.0861 | 0.16385 | 663.4254 | 0.050394 | 589.3298 | 28.5424 | 595.3322 | 12.6603 | 588.0861 | 8.1217 | 587.859 | 4.3043 | 589.3298 | 3.0399 | 593.1003 | 0.65173 | 588.0861 | 0.009143 | 663.4254 | 0.0189 | 588.0861 | -0.0020961 | 589.3298 | 28.9915 | 663.4254 | 8.9947 | 663.4254 | 10.842
|  | 663.6577 | 0 | 663.6577 | 0 | 593.3276 | 1.4568 | 595.561 | 0.19103 | 594.7014 | 0.22618 | 588.3132 | 0.11446 | 588.3132 | 0.18955 | 663.6577 | 0.023576 | 589.5537 | 28.637 | 595.561 | 12.8969 | 588.3132 | 8.132 | 588.0861 | 4.3246 | 589.5537 | 3.1179 | 593.3276 | 0.66731 | 588.3132 | 0.023269 | 663.6577 | 0.0074826 | 588.3132 | 0.00024464 | 589.5537 | 29.0791 | 663.6577 | 8.9928 | 663.6577 | 10.8684
|  | 663.8901 | 0 | 663.8901 | 0 | 593.5548 | 1.0334 | 595.7897 | 0.11671 | 594.9312 | 0.23285 | 588.5403 | 0.078461 | 588.5403 | 0.19762 | 663.8901 | 0.050124 | 589.7776 | 28.1845 | 595.7897 | 13.1575 | 588.5403 | 8.1082 | 588.3132 | 4.4881 | 589.7776 | 3.2859 | 593.5548 | 0.68331 | 588.5403 | 0.014099 | 663.8901 | 0.021644 | 588.5403 | -0.0011765 | 589.7776 | 28.8968 | 663.8901 | 8.8399 | 663.8901 | 10.7237
|  | 664.1225 | 0 | 664.1225 | 0 | 593.782 | 1.5055 | 596.0186 | 0.1826 | 595.1611 | 0.22594 | 588.7674 | 0.18886 | 588.7674 | 0.16472 | 664.1225 | 0.028451 | 590.0016 | 28.1605 | 596.0186 | 13.4421 | 588.7674 | 8.1371 | 588.5403 | 4.5634 | 590.0016 | 3.1745 | 593.782 | 0.69976 | 588.7674 | 0.022865 | 664.1225 | 0.011344 | 588.7674 | 0.0010628 | 590.0016 | 28.7747 | 664.1225 | 8.77 | 664.1225 | 10.6875
|  | 664.3549 | 0 | 664.3549 | 0 | 594.0093 | 1.0695 | 596.2474 | 0.11166 | 595.391 | 0.23153 | 588.9946 | 0.096472 | 588.9946 | 0.16646 | 664.3549 | 0.043794 | 590.2255 | 28.1067 | 596.2474 | 13.6861 | 588.9946 | 8.1286 | 588.7674 | 4.6774 | 590.2255 | 3.1761 | 594.0093 | 0.71666 | 588.9946 | 0.010185 | 664.3549 | 0.020597 | 588.9946 | -0.001169 | 590.2255 | 28.7438 | 664.3549 | 8.7068 | 664.3549 | 10.6405
|  | 664.5873 | 0 | 664.5873 | 0 | 594.2365 | 1.4756 | 596.4762 | 0.16183 | 595.6209 | 0.22588 | 589.2217 | 0.067544 | 589.2217 | 0.17605 | 664.5873 | 0.024408 | 590.4495 | 27.9382 | 596.4762 | 13.9706 | 589.2217 | 8.1792 | 588.9946 | 4.7038 | 590.4495 | 3.5852 | 594.2365 | 0.73403 | 589.2217 | 0.029822 | 664.5873 | 0.0082201 | 589.2217 | 0.00058803 | 590.4495 | 28.8844 | 664.5873 | 8.6499 | 664.5873 | 10.6145
|  | 664.8197 | 0 | 664.8197 | 0 | 594.4637 | 0.98994 | 596.705 | 0.14684 | 595.8508 | 0.23238 | 589.4488 | 0.073509 | 589.4488 | 0.14772 | 664.8197 | 0.041694 | 590.6734 | 27.5882 | 596.705 | 14.1702 | 589.4488 | 8.1555 | 589.2217 | 4.8707 | 590.6734 | 3.7096 | 594.4637 | 0.75184 | 589.4488 | -0.0047827 | 664.8197 | 0.023225 | 589.4488 | 0.0018227 | 590.6734 | 28.5944 | 664.8197 | 8.6465 | 664.8197 | 10.6421
|  | 665.0522 | 0 | 665.0522 | 0 | 594.691 | 1.505 | 596.9338 | 0.18018 | 596.0807 | 0.22376 | 589.676 | 0.030793 | 589.676 | 0.16929 | 665.0522 | 0.027562 | 590.8973 | 27.6335 | 596.9338 | 14.4356 | 589.676 | 8.1533 | 589.4488 | 4.9657 | 590.8973 | 3.9322 | 594.691 | 0.77009 | 589.676 | 0.024101 | 665.0522 | 0.012019 | 589.676 | 0.0019705 | 590.8973 | 28.7119 | 665.0522 | 8.6072 | 665.0522 | 10.622
|  | 665.2846 | 0 | 665.2846 | 0 | 594.9183 | 0.99904 | 597.1627 | 0.103 | 596.3106 | 0.22964 | 589.9032 | 0.096472 | 589.9032 | 0.16559 | 665.2846 | 0.041355 | 591.1213 | 27.4185 | 597.1627 | 14.6538 | 589.9032 | 8.1518 | 589.676 | 5.1149 | 591.1213 | 3.6014 | 594.9183 | 0.78877 | 589.9032 | -0.0013004 | 665.2846 | 0.020815 | 589.9032 | -0.0027896 | 591.1213 | 28.6208 | 665.2846 | 8.6716 | 665.2846 | 10.7356
|  | 665.5171 | 0 | 665.5171 | 0 | 595.1456 | 1.4845 | 597.3915 | 0.15969 | 596.5405 | 0.22113 | 590.1304 | 0.059591 | 590.1304 | 0.16733 | 665.5171 | 0.026177 | 591.3453 | 27.4756 | 597.3915 | 14.8741 | 590.1304 | 8.1501 | 589.9032 | 5.1556 | 591.3453 | 3.9225 | 595.1456 | 0.80787 | 590.1304 | 0.023538 | 665.5171 | 0.013225 | 590.1304 | 0.0001975 | 591.3453 | 28.607 | 665.5171 | 8.5348 | 665.5171 | 10.616
|  | 665.7495 | 0 | 665.7495 | 0 | 595.3729 | 0.97413 | 597.6204 | 0.10715 | 596.7704 | 0.22726 | 590.3576 | 0.078455 | 590.3576 | 0.14707 | 665.7495 | 0.037752 | 591.5693 | 27.0741 | 597.6204 | 15.0679 | 590.3576 | 8.1305 | 590.1304 | 5.3415 | 591.5693 | 4.0349 | 595.3729 | 0.82741 | 590.3576 | -0.0024391 | 665.7495 | 0.018406 | 590.3576 | -0.0036264 | 591.5693 | 28.3457 | 665.7495 | 8.4955 | 665.7495 | 10.605
|  | 665.982 | 0 | 665.982 | 0 | 595.6002 | 1.463 | 597.8493 | 0.18761 | 597.0004 | 0.2187 | 590.5848 | 0.06852 | 590.5848 | 0.15317 | 665.982 | 0.028098 | 591.7933 | 26.98 | 597.8493 | 15.2708 | 590.5848 | 8.1413 | 590.3576 | 5.3883 | 591.7933 | 4.2529 | 595.6002 | 0.84738 | 590.5848 | 0.035209 | 665.982 | 0.010341 | 590.5848 | 0.00066223 | 591.7933 | 28.2704 | 665.982 | 8.4773 | 665.982 | 10.6251
|  | 666.2145 | 0 | 666.2145 | 0 | 595.8276 | 0.99852 | 598.0782 | 0.070022 | 597.2304 | 0.22386 | 590.812 | 0.084209 | 590.812 | 0.12659 | 666.2145 | 0.037512 | 592.0173 | 26.9246 | 598.0782 | 15.4809 | 590.812 | 8.1357 | 590.5848 | 5.5647 | 592.0173 | 4.0546 | 595.8276 | 0.86782 | 590.812 | 0.0081841 | 666.2145 | 0.014079 | 590.812 | -0.0055627 | 592.0173 | 28.2175 | 666.2145 | 8.3728 | 666.2145 | 10.5325
|  | 666.447 | 0 | 666.447 | 0 | 596.0549 | 1.4232 | 598.3071 | 0.20057 | 597.4603 | 0.21616 | 591.0393 | 0.098925 | 591.0393 | 0.1523 | 666.447 | 0.028381 | 592.2413 | 26.8299 | 598.3071 | 15.6957 | 591.0393 | 8.139 | 590.812 | 5.5823 | 592.2413 | 4.3519 | 596.0549 | 0.88873 | 591.0393 | 0.033916 | 666.447 | 0.0091216 | 591.0393 | 0.0025318 | 592.2413 | 28.2793 | 666.447 | 8.3042 | 666.447 | 10.4711
|  | 666.6795 | 0 | 666.6795 | 0 | 596.2822 | 0.95633 | 598.536 | 0.11144 | 597.6903 | 0.22104 | 591.2665 | 0.08042 | 591.2665 | 0.1499 | 666.6795 | 0.03505 | 592.4654 | 26.6474 | 598.536 | 15.8824 | 591.2665 | 8.1356 | 591.0393 | 5.7648 | 592.4654 | 4.5063 | 596.2822 | 0.91013 | 591.2665 | 0.012078 | 666.6795 | 0.011989 | 591.2665 | -0.0015475 | 592.4654 | 28.0115 | 666.6795 | 8.2341 | 666.6795 | 10.4136
|  | 666.912 | 0 | 666.912 | 0 | 596.5096 | 1.5682 | 598.7649 | 0.18429 | 597.9203 | 0.21329 | 591.4938 | 0.14553 | 591.4938 | 0.13814 | 666.912 | 0.030786 | 592.6894 | 26.5096 | 598.7649 | 16.0682 | 591.4938 | 8.1211 | 591.2665 | 5.8557 | 592.6894 | 4.8012 | 596.5096 | 0.93203 | 591.4938 | 0.030862 | 666.912 | 0.0091859 | 591.4938 | 0.0025243 | 592.6894 | 28.1569 | 666.912 | 8.1776 | 666.912 | 10.3787
|  | 667.1445 | 0 | 667.1445 | 0 | 596.7369 | 1.0355 | 598.9939 | 0.10692 | 598.1503 | 0.21706 | 591.721 | 0.062534 | 591.721 | 0.14402 | 667.1445 | 0.033993 | 592.9135 | 26.2722 | 598.9939 | 16.2354 | 591.721 | 8.1409 | 591.4938 | 6.0396 | 592.9135 | 4.3952 | 596.7369 | 0.95444 | 591.721 | 0.0087911 | 667.1445 | 0.017875 | 591.721 | -0.00014406 | 592.9135 | 27.995 | 667.1445 | 8.1421 | 667.1445 | 10.3698
|  | 667.377 | 0 | 667.377 | 0 | 596.9644 | 1.4241 | 599.2228 | 0.14828 | 598.3804 | 0.20893 | 591.9483 | 0.066497 | 591.9483 | 0.13988 | 667.377 | 0.032559 | 593.1375 | 26.3293 | 599.2228 | 16.4182 | 591.9483 | 8.1414 | 591.721 | 6.1827 | 593.1375 | 4.6452 | 596.9644 | 0.97735 | 591.9483 | 0.025134 | 667.377 | 0.015749 | 591.9483 | -0.00073386 | 593.1375 | 28.0999 | 667.377 | 8.0955 | 667.377 | 10.3401
|  | 667.6096 | 0 | 667.6096 | 0 | 597.1917 | 0.99884 | 599.4518 | 0.11136 | 598.6104 | 0.21588 | 592.1756 | 0.14553 | 592.1756 | 0.15426 | 667.6096 | 0.034213 | 593.3616 | 26.0084 | 599.4518 | 16.556 | 592.1756 | 8.1323 | 591.9483 | 6.3604 | 593.3616 | 4.7939 | 597.1917 | 1.0008 | 592.1756 | 0.0099952 | 667.6096 | 0.016066 | 592.1756 | -0.0009667 | 593.3616 | 27.8714 | 667.6096 | 8.0485 | 667.6096 | 10.3181
|  | 667.8421 | 0 | 667.8421 | 0 | 597.4191 | 1.4217 | 599.6808 | 0.14457 | 598.8404 | 0.20752 | 592.4029 | 0.026789 | 592.4029 | 0.1438 | 667.8421 | 0.029695 | 593.5857 | 26.0963 | 599.6808 | 16.6604 | 592.4029 | 8.1496 | 592.1756 | 6.3713 | 593.5857 | 5.3255 | 597.4191 | 1.0246 | 592.4029 | 0.035066 | 667.8421 | 0.013763 | 592.4029 | 0.0022284 | 593.5857 | 27.9946 | 667.8421 | 7.9976 | 667.8421 | 10.296
|  | 668.0747 | 0 | 668.0747 | 0 | 597.6465 | 0.99009 | 599.9098 | 0.092781 | 599.0704 | 0.21359 | 592.6302 | 0.0029761 | 592.6302 | 0.12463 | 668.0747 | 0.029345 | 593.8098 | 25.8992 | 599.9098 | 16.749 | 592.6302 | 8.128 | 592.4029 | 6.6019 | 593.8098 | 5.005 | 597.6465 | 1.049 | 592.6302 | 0.0046514 | 668.0747 | 0.011696 | 592.6302 | -0.0035993 | 593.8098 | 27.7491 | 668.0747 | 7.9588 | 668.0747 | 10.2717
|  | 668.3072 | 0 | 668.3072 | 0 | 597.8739 | 1.4106 | 600.1388 | 0.16818 | 599.3005 | 0.20557 | 592.8575 | 0.10792 | 592.8575 | 0.13683 | 668.3072 | 0.034073 | 594.0339 | 25.757 | 600.1388 | 16.8527 | 592.8575 | 8.1323 | 592.6302 | 6.6413 | 594.0339 | 5.5203 | 597.8739 | 1.0739 | 592.8575 | 0.032754 | 668.3072 | 0.014952 | 592.8575 | 2.5031e-05 | 594.0339 | 27.7642 | 668.3072 | 7.9116 | 668.3072 | 10.2559
|  | 668.5398 | 0 | 668.5398 | 0 | 598.1014 | 0.99496 | 600.3678 | 0.09394 | 599.5306 | 0.21164 | 593.0848 | 0.056528 | 593.0848 | 0.13857 | 668.5398 | 0.033699 | 594.258 | 25.6153 | 600.3678 | 16.832 | 593.0848 | 8.0939 | 592.8575 | 6.8536 | 594.258 | 5.5712 | 598.1014 | 1.0992 | 593.0848 | 0.0010965 | 668.5398 | 0.01419 | 593.0848 | -0.00097965 | 594.258 | 27.5164 | 668.5398 | 7.8479 | 668.5398 | 10.2201
|  | 668.7724 | 0 | 668.7724 | 0 | 598.3288 | 1.3921 | 600.5968 | 0.1539 | 599.7607 | 0.20475 | 593.3121 | 0.1259 | 593.3121 | 0.13007 | 668.7724 | 0.035595 | 594.4821 | 25.4613 | 600.5968 | 16.8996 | 593.3121 | 8.1097 | 593.0848 | 6.952 | 594.4821 | 5.6869 | 598.3288 | 1.125 | 593.3121 | 0.020121 | 668.7724 | 0.019122 | 593.3121 | -0.00082197 | 594.4821 | 27.5905 | 668.7724 | 7.8101 | 668.7724 | 10.1955
|  | 669.005 | 0 | 669.005 | 0 | 598.5562 | 1.0017 | 600.8259 | 0.11298 | 599.9908 | 0.21038 | 593.5395 | 0.063465 | 593.5395 | 0.11809 | 669.005 | 0.027745 | 594.7062 | 25.0301 | 600.8259 | 16.9249 | 593.5395 | 8.083 | 593.3121 | 7.1874 | 594.7062 | 5.8868 | 598.5562 | 1.1513 | 593.5395 | 0.006701 | 669.005 | 0.015942 | 593.5395 | -0.0024722 | 594.7062 | 27.3657 | 669.005 | 7.7603 | 669.005 | 10.1776
|  | 669.2376 | 0 | 669.2376 | 0 | 598.7837 | 1.4103 | 601.0549 | 0.20061 | 600.2209 | 0.20376 | 593.7668 | 0.12018 | 593.7668 | 0.12986 | 669.2376 | 0.034944 | 594.9304 | 25.3039 | 601.0549 | 16.9442 | 593.7668 | 8.1087 | 593.5395 | 7.2111 | 594.9304 | 6.0964 | 598.7837 | 1.1781 | 593.7668 | 0.022264 | 669.2376 | 0.02 | 593.7668 | 0.0031452 | 594.9304 | 27.4503 | 669.2376 | 7.7273 | 669.2376 | 10.1591
|  | 669.4703 | 0 | 669.4703 | 0 | 599.0112 | 0.99965 | 601.2839 | 0.096453 | 600.451 | 0.20913 | 593.9942 | 0.10792 | 593.9942 | 0.13247 | 669.4703 | 0.027366 | 595.1545 | 24.9819 | 601.2839 | 16.9204 | 593.9942 | 8.0751 | 593.7668 | 7.4913 | 595.1545 | 6.3355 | 599.0112 | 1.2055 | 593.9942 | 0.015139 | 669.4703 | 0.012853 | 593.9942 | -0.00088987 | 595.1545 | 27.1951 | 669.4703 | 7.666 | 669.4703 | 10.1216
|  | 669.7029 | 0 | 669.7029 | 0 | 599.2386 | 1.368 | 601.513 | 0.17079 | 600.6812 | 0.20256 | 594.2216 | 0.09729 | 594.2216 | 0.12158 | 669.7029 | 0.034335 | 595.3787 | 25.2698 | 601.513 | 16.8966 | 594.2216 | 8.0924 | 593.9942 | 7.5388 | 595.3787 | 6.6986 | 599.2386 | 1.2334 | 594.2216 | 0.02672 | 669.7029 | 0.012853 | 594.2216 | 0.002556 | 595.3787 | 27.4448 | 669.7029 | 7.6248 | 669.7029 | 10.1009
|  | 669.9355 | 0 | 669.9355 | 0 | 599.4661 | 0.95991 | 601.7421 | 0.10592 | 600.9112 | 0.20843 | 594.449 | 0.12018 | 594.449 | 0.11177 | 669.9355 | 0.024018 | 595.6028 | 25.1203 | 601.7421 | 16.8098 | 594.449 | 8.0809 | 594.2216 | 7.7409 | 595.6028 | 6.4022 | 599.4661 | 1.2618 | 594.449 | -0.0024184 | 669.9355 | 0.0041966 | 594.449 | 2.0373e-05 | 595.6028 | 26.9688 | 669.9355 | 7.5688 | 669.9355 | 10.0542
|  | 670.1682 | 0 | 670.1682 | 0 | 599.6936 | 1.3573 | 601.9712 | 0.13133 | 601.1414 | 0.20054 | 594.6764 | 0.094019 | 594.6764 | 0.13312 | 670.1682 | 0.036822 | 595.827 | 24.7204 | 601.9712 | 16.7322 | 594.6764 | 8.0758 | 594.449 | 7.8908 | 595.827 | 6.6048 | 599.6936 | 1.2909 | 594.6764 | 0.025626 | 670.1682 | 0.01516 | 594.6764 | 0.0007281 | 595.827 | 27.046 | 670.1682 | 7.5352 | 670.1682 | 10.0385
|  | 670.4009 | 0 | 670.4009 | 0 | 599.9211 | 0.92232 | 602.2003 | 0.068411 | 601.3716 | 0.20745 | 594.9038 | 0.10056 | 594.9038 | 0.10589 | 670.4009 | 0.02409 | 596.0512 | 24.7406 | 602.2003 | 16.6095 | 594.9038 | 8.0642 | 594.6764 | 8.1228 | 596.0512 | 6.7561 | 599.9211 | 1.3205 | 594.9038 | 0.01063 | 670.4009 | 0.0095694 | 594.9038 | -0.0017235 | 596.0512 | 27.0475 | 670.4009 | 7.4846 | 670.4009 | 10.0025
|  | 670.6335 | 0 | 670.6335 | 0 | 600.1486 | 1.4228 | 602.4294 | 0.16907 | 601.6018 | 0.20079 | 595.1312 | 0.067473 | 595.1312 | 0.11548 | 670.6335 | 0.034384 | 596.2754 | 24.6325 | 602.4294 | 16.4774 | 595.1312 | 8.0832 | 594.9038 | 8.249 | 596.2755 | 7.0932 | 600.1486 | 1.3507 | 595.1312 | 0.021734 | 670.6335 | 0.018245 | 595.1312 | -0.00075234 | 596.2755 | 27.2137 | 670.6335 | 7.4543 | 670.6335 | 9.995
|  | 670.8662 | 0 | 670.8662 | 0 | 600.3762 | 0.99044 | 602.6585 | 0.10682 | 601.832 | 0.20591 | 595.3586 | 0.076411 | 595.3586 | 0.1011 | 670.8662 | 0.022727 | 596.4996 | 24.525 | 602.6585 | 16.2683 | 595.3586 | 8.0519 | 595.1312 | 8.5027 | 596.4996 | 7.2528 | 600.3762 | 1.3815 | 595.3586 | 0.0085365 | 670.8662 | 0.0089752 | 595.3586 | -0.0022814 | 596.4996 | 26.9733 | 670.8662 | 7.386 | 670.8662 | 9.9386
|  | 671.0989 | 0 | 671.0989 | 0 | 600.6037 | 1.3534 | 602.8876 | 0.10299 | 602.0621 | 0.19956 | 595.5861 | 0.092384 | 595.5861 | 0.13814 | 671.0989 | 0.04295 | 596.7239 | 24.4925 | 602.8876 | 16.1427 | 595.5861 | 8.0583 | 595.3586 | 8.5814 | 596.7239 | 7.5594 | 600.6037 | 1.4128 | 595.5861 | 0.03047 | 671.0989 | 0.020111 | 595.5861 | -0.0016721 | 596.7239 | 26.882 | 671.0989 | 7.3528 | 671.0989 | 9.9168
|  | 671.3316 | 0 | 671.3316 | 0 | 600.8312 | 0.89993 | 603.1168 | 0.11849 | 602.2924 | 0.20495 | 595.8135 | 0.034746 | 595.8135 | 0.11177 | 671.3316 | 0.025488 | 596.9481 | 24.1128 | 603.1168 | 15.8575 | 595.8135 | 8.0223 | 595.5861 | 8.8243 | 596.9481 | 7.5581 | 600.8312 | 1.4447 | 595.8135 | 0.0040507 | 671.3316 | 0.011435 | 595.8135 | 0.00081366 | 596.9481 | 26.9319 | 671.3316 | 7.2856 | 671.3316 | 9.872
|  | 671.5643 | 0 | 671.5643 | 0 | 601.0588 | 1.3136 | 603.346 | 0.13144 | 602.5226 | 0.19748 | 596.0409 | 0.092384 | 596.0409 | 0.11787 | 671.5643 | 0.03408 | 597.1723 | 24.0518 | 603.346 | 15.631 | 596.0409 | 8.0219 | 595.8135 | 8.9484 | 597.1723 | 8.0296 | 601.0588 | 1.4772 | 596.0409 | 0.03126 | 671.5643 | 0.01711 | 596.0409 | 0.00091351 | 597.1723 | 26.7375 | 671.5643 | 7.2513 | 671.5643 | 9.8606
|  | 671.7971 | 0 | 671.7971 | 0 | 601.2864 | 0.93629 | 603.5751 | 0.10463 | 602.7528 | 0.20269 | 596.2684 | 0.092384 | 596.2684 | 0.087805 | 671.7971 | 0.013919 | 597.3966 | 23.8429 | 603.5751 | 15.3397 | 596.2684 | 8.0028 | 596.0409 | 9.2645 | 597.3965 | 7.9055 | 601.2864 | 1.5102 | 596.2684 | 0.014337 | 671.7971 | 0.010559 | 596.2684 | -0.00018147 | 597.3965 | 26.6516 | 671.7971 | 7.188 | 671.7971 | 9.8036
|  | 672.0298 | 0 | 672.0298 | 0 | 601.514 | 1.3528 | 603.8043 | 0.15879 | 602.983 | 0.19603 | 596.4959 | 0.10628 | 596.4959 | 0.11831 | 672.0298 | 0.03818 | 597.6209 | 23.6351 | 603.8043 | 15.0391 | 596.4959 | 7.9898 | 596.2684 | 9.3744 | 597.6208 | 7.9276 | 601.514 | 1.5438 | 596.4959 | 0.030801 | 672.0298 | 0.017857 | 596.4959 | -0.00056836 | 597.6208 | 26.5508 | 672.0298 | 7.1601 | 672.0298 | 9.7909
|  | 672.2625 | 0 | 672.2625 | 0 | 601.7416 | 0.8731 | 604.0335 | 0.1319 | 603.2133 | 0.20114 | 596.7234 | 0.087479 | 596.7234 | 0.11199 | 672.2625 | 0.019391 | 597.8451 | 23.6071 | 604.0335 | 14.7653 | 596.7234 | 7.9827 | 596.4959 | 9.6037 | 597.8451 | 8.3798 | 601.7416 | 1.5779 | 596.7234 | 0.018391 | 672.2625 | 0.00048881 | 596.7234 | 0.0021425 | 597.8451 | 26.5759 | 672.2625 | 7.0959 | 672.2625 | 9.7558
|  | 672.4953 | 0 | 672.4953 | 0 | 601.9692 | 1.355 | 604.2627 | 0.1483 | 603.4435 | 0.19386 | 596.9509 | 0.12509 | 596.9509 | 0.12071 | 672.4953 | 0.037782 | 598.0694 | 23.5601 | 604.2627 | 14.4483 | 596.9509 | 7.9766 | 596.7234 | 9.8201 | 598.0694 | 8.7704 | 601.9692 | 1.6127 | 596.9509 | 0.039861 | 672.4953 | 0.016448 | 596.9509 | 0.0031937 | 598.0694 | 26.4233 | 672.4953 | 7.0837 | 672.4953 | 9.7575
|  | 672.7281 | 0 | 672.7281 | 0 | 602.1968 | 0.92655 | 604.4919 | 0.11435 | 603.6738 | 0.19942 | 597.1784 | 0.061659 | 597.1784 | 0.10219 | 672.7281 | 0.017813 | 598.2936 | 23.4414 | 604.4919 | 14.1287 | 597.1784 | 7.9559 | 596.9509 | 10.0677 | 598.2936 | 8.5269 | 602.1968 | 1.6482 | 597.1784 | 0.010618 | 672.7281 | 0.0048346 | 597.1784 | 0.001352 | 598.2936 | 26.2457 | 672.7281 | 7.0143 | 672.7281 | 9.6948
|  | 672.9608 | 0 | 672.9608 | 0 | 602.4244 | 1.4317 | 604.7211 | 0.18346 | 603.9041 | 0.1914 | 597.4059 | 0.05571 | 597.4059 | 0.11526 | 672.9608 | 0.036288 | 598.5179 | 23.3165 | 604.7211 | 13.7765 | 597.4059 | 7.9594 | 597.1784 | 10.2421 | 598.5179 | 8.9579 | 602.4244 | 1.6844 | 597.4059 | 0.027857 | 672.9608 | 0.018375 | 597.4059 | 0.00012219 | 598.5179 | 26.3206 | 672.9608 | 7.0027 | 672.9608 | 9.7013
|  | 673.1936 | 0 | 673.1936 | 0 | 602.652 | 0.92561 | 604.9504 | 0.10003 | 604.1344 | 0.19696 | 597.6335 | 0.081603 | 597.6335 | 0.09347 | 673.1936 | 0.012861 | 598.7423 | 23.2415 | 604.9504 | 13.4415 | 597.6335 | 7.9481 | 597.4059 | 10.4917 | 598.7422 | 9.2529 | 602.652 | 1.7215 | 597.6335 | 0.022903 | 673.1936 | 0.0047157 | 597.6335 | -0.00071548 | 598.7422 | 26.1633 | 673.1936 | 6.9292 | 673.1936 | 9.64
|  | 673.4264 | 0 | 673.4264 | 0 | 602.8797 | 1.2899 | 605.1796 | 0.15658 | 604.3647 | 0.19006 | 597.861 | 0.073667 | 597.861 | 0.1024 | 673.4264 | 0.039451 | 598.9666 | 22.84 | 605.1796 | 13.0526 | 597.861 | 7.9356 | 597.6335 | 10.7359 | 598.9666 | 9.4595 | 602.8797 | 1.7593 | 597.861 | 0.037116 | 673.4264 | 0.018278 | 597.861 | 0.00063428 | 598.9666 | 26.2176 | 673.4264 | 6.9126 | 673.4264 | 9.646
|  | 673.6592 | 0 | 673.6592 | 0 | 603.1073 | 0.92415 | 605.4089 | 0.0699 | 604.595 | 0.19517 | 598.0886 | 0.11855 | 598.0886 | 0.11417 | 673.6592 | 0.014782 | 599.1909 | 22.8372 | 605.4089 | 12.6819 | 598.0886 | 7.9271 | 597.861 | 10.9842 | 599.1909 | 9.7348 | 603.1073 | 1.7981 | 598.0886 | 0.006852 | 673.6592 | 0.0053197 | 598.0886 | -0.0016604 | 599.1909 | 25.9469 | 673.6592 | 6.8359 | 673.6592 | 9.5789
|  | 673.8921 | 0 | 673.8921 | 0 | 603.335 | 1.2669 | 605.6382 | 0.15798 | 604.8254 | 0.18775 | 598.3161 | 0.032874 | 598.3161 | 0.10044 | 673.8921 | 0.039877 | 599.4153 | 23.0001 | 605.6382 | 12.3181 | 598.3161 | 7.9122 | 598.0886 | 11.1328 | 599.4153 | 9.8181 | 603.335 | 1.8379 | 598.3161 | 0.041796 | 673.8921 | 0.021153 | 598.3161 | 0.003135 | 599.4153 | 25.9898 | 673.8921 | 6.8103 | 673.8921 | 9.557
|  | 674.1249 | 0 | 674.1249 | 0 | 603.5627 | 0.90819 | 605.8674 | 0.068707 | 605.0557 | 0.19371 | 598.5437 | 0.074744 | 598.5437 | 0.08214 | 674.1249 | 0.01427 | 599.6396 | 22.4233 | 605.8674 | 11.9338 | 598.5437 | 7.8887 | 598.3161 | 11.4048 | 599.6396 | 10.3633 | 603.5627 | 1.8786 | 598.5437 | 0.0099663 | 674.1249 | 0.0099466 | 598.5437 | -0.0016815 | 599.6396 | 25.7333 | 674.1249 | 6.7324 | 674.1249 | 9.4759
|  | 674.3577 | 0 | 674.3577 | 0 | 603.7903 | 1.3059 | 606.0967 | 0.15369 | 605.2861 | 0.18611 | 598.7712 | 0.07079 | 598.7712 | 0.11046 | 674.3577 | 0.041256 | 599.864 | 22.5297 | 606.0967 | 11.5434 | 598.7712 | 7.8808 | 598.5437 | 11.6667 | 599.864 | 10.3127 | 603.7903 | 1.9204 | 598.7712 | 0.030285 | 674.3577 | 0.029134 | 598.7712 | -0.00014498 | 599.864 | 25.9929 | 674.3577 | 6.7195 | 674.3577 | 9.4709
|  | 674.5906 | 0 | 674.5906 | 0 | 604.0181 | 0.84885 | 606.3261 | 0.098363 | 605.5164 | 0.19084 | 598.9988 | 0.068825 | 598.9988 | 0.084319 | 674.5906 | 0.011187 | 600.0883 | 22.36 | 606.3261 | 11.1359 | 598.9988 | 7.8719 | 598.7712 | 11.9475 | 600.0883 | 10.5868 | 604.0181 | 1.9632 | 598.9988 | 0.012444 | 674.5906 | 0.0040231 | 598.9988 | -0.0016533 | 600.0883 | 25.6297 | 674.5906 | 6.6604 | 674.5906 | 9.4416
|  | 674.8234 | 0 | 674.8234 | 0 | 604.2457 | 1.2865 | 606.5554 | 0.14677 | 605.7468 | 0.18404 | 599.2264 | 0.11773 | 599.2264 | 0.10044 | 674.8234 | 0.040502 | 600.3127 | 22.2564 | 606.5554 | 10.7755 | 599.2264 | 7.8678 | 598.9988 | 12.1734 | 600.3127 | 10.8845 | 604.2457 | 2.0072 | 599.2264 | 0.038123 | 674.8234 | 0.022659 | 599.2264 | 0.0019221 | 600.3127 | 25.7472 | 674.8234 | 6.6411 | 674.8234 | 9.4252
|  | 675.0563 | 0 | 675.0563 | 0 | 604.4734 | 0.85058 | 606.7847 | 0.11124 | 605.9772 | 0.19042 | 599.454 | 0.093202 | 599.454 | 0.10349 | 675.0563 | 0.010794 | 600.5371 | 21.9417 | 606.7847 | 10.3825 | 599.454 | 7.8652 | 599.2264 | 12.4712 | 600.5371 | 10.8755 | 604.4734 | 2.0522 | 599.454 | 0.015458 | 675.0563 | 0.00038149 | 599.454 | -0.0033239 | 600.5371 | 25.4078 | 675.0563 | 6.5664 | 675.0563 | 9.3701
|  | 675.2892 | 0 | 675.2892 | 0 | 604.7012 | 1.2882 | 607.014 | 0.14538 | 606.2076 | 0.18304 | 599.6817 | 0.089114 | 599.6817 | 0.083448 | 675.2892 | 0.044891 | 600.7615 | 22.0974 | 607.014 | 10.0099 | 599.6817 | 7.8529 | 599.454 | 12.7215 | 600.7615 | 11.5402 | 604.7012 | 2.0983 | 599.6817 | 0.03317 | 675.2892 | 0.026319 | 599.6817 | -0.00020273 | 600.7615 | 25.5338 | 675.2892 | 6.5528 | 675.2892 | 9.3843
|  | 675.5221 | 0 | 675.5221 | 0 | 604.9289 | 0.91353 | 607.2433 | 0.082892 | 606.438 | 0.1891 | 599.9093 | 0.029969 | 599.9093 | 0.11155 | 675.5221 | 0.012578 | 600.9859 | 21.9193 | 607.2433 | 9.5924 | 599.9093 | 7.8258 | 599.6817 | 13.0519 | 600.9859 | 11.875 | 604.9289 | 2.1456 | 599.9093 | 0.018401 | 675.5221 | 0.0044928 | 599.9093 | -0.00099895 | 600.9859 | 25.2796 | 675.5221 | 6.4751 | 675.5221 | 9.3105
|  | 675.755 | 0 | 675.755 | 0 | 605.1567 | 1.3447 | 607.4727 | 0.16389 | 606.6685 | 0.18257 | 600.137 | 0.091567 | 600.137 | 0.069286 | 675.755 | 0.044771 | 601.2103 | 21.8588 | 607.4727 | 9.2722 | 600.137 | 7.8168 | 599.9093 | 13.2452 | 601.2103 | 12.0432 | 605.1567 | 2.1939 | 600.137 | 0.034627 | 675.755 | 0.026203 | 600.137 | 0.00038417 | 601.2103 | 25.3263 | 675.755 | 6.4666 | 675.755 | 9.3177
|  | 675.9879 | 0 | 675.9879 | 0 | 605.3844 | 0.89852 | 607.7021 | 0.075661 | 606.8989 | 0.18806 | 600.3646 | 0.098107 | 600.3646 | 0.097828 | 675.9879 | 0.0062646 | 601.4348 | 21.4075 | 607.7021 | 8.8711 | 600.3646 | 7.7758 | 600.137 | 13.6787 | 601.4348 | 12.2169 | 605.3844 | 2.2434 | 600.3646 | 0.028822 | 675.9879 | -0.00047527 | 600.3646 | -0.0026001 | 601.4348 | 25.0381 | 675.9879 | 6.3802 | 675.9879 | 9.2273
|  | 676.2208 | 0 | 676.2208 | 0 | 605.6122 | 1.3226 | 607.9315 | 0.11371 | 607.1293 | 0.18023 | 600.5923 | 0.04399 | 600.5923 | 0.091727 | 676.2208 | 0.037195 | 601.6592 | 21.5531 | 607.9315 | 8.578 | 600.5923 | 7.7885 | 600.3646 | 13.9501 | 601.6592 | 12.8144 | 605.6122 | 2.2939 | 600.5923 | 0.046827 | 676.2208 | 0.023227 | 600.5923 | 0.0012149 | 601.6592 | 25.3461 | 676.2208 | 6.3753 | 676.2208 | 9.2612
|  | 676.4537 | 0 | 676.4537 | 0 | 605.84 | 0.88653 | 608.1609 | 0.068276 | 607.3597 | 0.18626 | 600.8199 | 0.066 | 600.8199 | 0.08323 | 676.4537 | 0.0050697 | 601.8836 | 21.1281 | 608.1609 | 8.2242 | 600.8199 | 7.7646 | 600.5923 | 14.2465 | 601.8836 | 12.8198 | 605.84 | 2.3454 | 600.8199 | 0.019797 | 676.4537 | -0.0023218 | 600.8199 | -0.0020345 | 601.8836 | 25.0368 | 676.4537 | 6.3058 | 676.4537 | 9.1601
|  | 676.6866 | 0 | 676.6866 | 0 | 606.0677 | 1.3242 | 608.3903 | 0.16098 | 607.5902 | 0.17949 | 601.0476 | 0.11364 | 601.0476 | 0.10589 | 676.6866 | 0.047491 | 602.1081 | 21.1286 | 608.3903 | 7.8855 | 601.0476 | 7.7544 | 600.8199 | 14.5348 | 602.1081 | 12.9972 | 606.0677 | 2.398 | 601.0476 | 0.040635 | 676.6866 | 0.026017 | 601.0476 | 0.0054324 | 602.1081 | 25.0826 | 676.6866 | 6.3025 | 676.6866 | 9.172
|  | 676.9196 | 0 | 676.9196 | 0 | 606.2955 | 0.90043 | 608.6197 | 0.098409 | 607.8207 | 0.18602 | 601.2753 | 0.08104 | 601.2753 | 0.10524 | 676.9196 | 0.0054236 | 602.3325 | 20.8385 | 608.6197 | 7.5349 | 601.2753 | 7.7164 | 601.0476 | 14.8482 | 602.3325 | 13.354 | 606.2955 | 2.4517 | 601.2753 | 0.021182 | 676.9196 | 0.0026133 | 601.2753 | 0.00082655 | 602.3325 | 24.6996 | 676.9196 | 6.2072 | 676.9196 | 9.0945
|  | 677.1526 | 0 | 677.1526 | 0 | 606.5233 | 1.3218 | 608.8491 | 0.1707 | 608.0512 | 0.17979 | 601.5031 | 0.050037 | 601.5031 | 0.11395 | 677.1526 | 0.045588 | 602.557 | 20.8772 | 608.8491 | 7.2292 | 601.5031 | 7.6653 | 601.2753 | 15.0938 | 602.557 | 13.8185 | 606.5233 | 2.5064 | 601.5031 | 0.041409 | 677.1526 | 0.028335 | 601.5031 | 0.0010951 | 602.557 | 25.0626 | 677.1526 | 6.2192 | 677.1526 | 9.1232
|  | 677.3855 | 0 | 677.3855 | 0 | 606.7512 | 0.8697 | 609.0785 | 0.089663 | 608.2817 | 0.18521 | 601.7307 | 0.037036 | 601.7307 | 0.06471 | 677.3855 | 0.011671 | 602.7815 | 20.9007 | 609.0785 | 6.9051 | 601.7307 | 7.6423 | 601.5031 | 15.4757 | 602.7815 | 14.356 | 606.7512 | 2.5622 | 601.7307 | 0.033888 | 677.3855 | 0.0027291 | 601.7307 | 0.0031397 | 602.7815 | 24.7812 | 677.3855 | 6.1378 | 677.3855 | 9.0514
|  | 677.6185 | 0 | 677.6185 | 0 | 606.979 | 1.2704 | 609.308 | 0.15244 | 608.5122 | 0.17765 | 601.9584 | 0.096472 | 601.9584 | 0.08214 | 677.6185 | 0.048385 | 603.006 | 20.8402 | 609.308 | 6.605 | 601.9584 | 7.6357 | 601.7307 | 15.6257 | 603.006 | 14.5979 | 606.979 | 2.6191 | 601.9584 | 0.049923 | 677.6185 | 0.036865 | 601.9584 | 0.0013648 | 603.006 | 24.567 | 677.6185 | 6.1466 | 677.6185 | 9.0714
|  | 677.8515 | 0 | 677.8515 | 0 | 607.2068 | 0.81929 | 609.5375 | 0.088278 | 608.7427 | 0.18393 | 602.1862 | -0.038052 | 602.1862 | 0.042486 | 677.8515 | 0.0017159 | 603.2305 | 20.3721 | 609.5375 | 6.3351 | 602.1862 | 7.6173 | 601.9584 | 16.0157 | 603.2305 | 14.4862 | 607.2068 | 2.6773 | 602.1862 | 0.022604 | 677.8515 | -0.0022276 | 602.1862 | 0.00070267 | 603.2305 | 24.4093 | 677.8515 | 6.06 | 677.8515 | 8.9781
|  | 678.0845 | 0 | 678.0845 | 0 | 607.4347 | 1.3021 | 609.767 | 0.11621 | 608.9733 | 0.17672 | 602.4139 | 0.11282 | 602.4139 | 0.076911 | 678.0845 | 0.052103 | 603.455 | 20.4006 | 609.767 | 6.0906 | 602.4139 | 7.6168 | 602.1862 | 16.4187 | 603.455 | 15.0749 | 607.4347 | 2.7368 | 602.4139 | 0.045666 | 678.0845 | 0.032608 | 602.4139 | 0.0019397 | 603.455 | 24.3748 | 678.0845 | 6.0723 | 678.0845 | 9.0169
|  | 678.3175 | 0 | 678.3175 | 0 | 607.6625 | 0.87508 | 609.9965 | 0.065233 | 609.2038 | 0.18179 | 602.6417 | 0.068121 | 602.6417 | 0.076258 | 678.3175 | 0.0063422 | 603.6795 | 20.2892 | 609.9965 | 5.8517 | 602.6417 | 7.6101 | 602.4139 | 16.8969 | 603.6795 | 15.4771 | 607.6625 | 2.7978 | 602.6417 | 0.02348 | 678.3175 | -0.00047703 | 602.6417 | -0.0014649 | 603.6795 | 24.3157 | 678.3175 | 5.9713 | 678.3175 | 8.9418
|  | 678.5505 | 0 | 678.5505 | 0 | 607.8904 | 1.2862 | 610.226 | 0.15433 | 609.4343 | 0.17556 | 602.8695 | 0.089114 | 602.8695 | 0.07604 | 678.5505 | 0.044197 | 603.904 | 20.2035 | 610.226 | 5.5889 | 602.8695 | 7.5657 | 602.6417 | 17.0957 | 603.9041 | 16.1984 | 607.8904 | 2.8602 | 602.8695 | 0.053019 | 678.5505 | 0.026897 | 602.8695 | 0.0010388 | 603.9041 | 24.4204 | 678.5505 | 5.9897 | 678.5505 | 8.9484
|  | 678.7835 | 0 | 678.7835 | 0 | 608.1183 | 0.88026 | 610.4554 | 0.054415 | 609.6649 | 0.18173 | 603.0972 | 0.038088 | 603.0972 | 0.085844 | 678.7835 | 0.0077405 | 604.1286 | 19.9481 | 610.4554 | 5.3374 | 603.0972 | 7.5186 | 602.8695 | 17.5923 | 604.1286 | 16.1822 | 608.1183 | 2.9242 | 603.0972 | 0.024226 | 678.7835 | 0.0048214 | 603.0972 | -0.00069838 | 604.1286 | 24.1878 | 678.7835 | 5.9027 | 678.7835 | 8.8611
|  | 679.0166 | 0 | 679.0166 | 0 | 608.3461 | 1.3042 | 610.685 | 0.12808 | 609.8954 | 0.17422 | 603.325 | 0.072187 | 603.325 | 0.09042 | 679.0166 | 0.048655 | 604.3532 | 20.0153 | 610.685 | 5.1034 | 603.325 | 7.5145 | 603.0972 | 17.869 | 604.3531 | 16.3221 | 608.3461 | 2.9898 | 603.325 | 0.045279 | 679.0166 | 0.030498 | 603.325 | 0.00085357 | 604.3531 | 24.2227 | 679.0166 | 5.8942 | 679.0166 | 8.8753
|  | 679.2496 | 0 | 679.2496 | 0 | 608.574 | 0.80992 | 610.9145 | 0.087734 | 610.126 | 0.17931 | 603.5528 | 0.079231 | 603.5528 | 0.070811 | 679.2496 | 0.0037509 | 604.5777 | 19.6732 | 610.9145 | 4.8862 | 603.5528 | 7.4715 | 603.325 | 18.3005 | 604.5777 | 16.368 | 608.574 | 3.057 | 603.5528 | 0.025978 | 679.2496 | -0.0047167 | 603.5528 | -0.0017562 | 604.5777 | 23.8375 | 679.2496 | 5.8193 | 679.2496 | 8.798
|  | 679.4827 | 0 | 679.4827 | 0 | 608.8019 | 1.3248 | 611.144 | 0.14006 | 610.3566 | 0.17169 | 603.7806 | 0.0060196 | 603.7806 | 0.082576 | 679.4827 | 0.048191 | 604.8023 | 19.5528 | 611.144 | 4.7027 | 603.7806 | 7.4557 | 603.5528 | 18.561 | 604.8023 | 17.3116 | 608.8019 | 3.1259 | 603.7806 | 0.040635 | 679.4827 | 0.022126 | 603.7806 | 0.0021183 | 604.8023 | 23.875 | 679.4827 | 5.831 | 679.4827 | 8.8109
|  | 679.7158 | 0 | 679.7158 | 0 | 609.0299 | 0.8569 | 611.3736 | 0.095802 | 610.5873 | 0.17698 | 604.0084 | 0.059218 | 604.0084 | 0.080833 | 679.7158 | 0.0041913 | 605.0269 | 19.4273 | 611.3736 | 4.4824 | 604.0084 | 7.4558 | 603.7806 | 19.2183 | 605.0269 | 17.8148 | 609.0299 | 3.1964 | 604.0084 | 0.029538 | 679.7158 | 0.0017121 | 604.0084 | -0.0044234 | 605.0269 | 23.657 | 679.7158 | 5.7358 | 679.7158 | 8.7225
|  | 679.9488 | 0 | 679.9488 | 0 | 609.2578 | 1.183 | 611.6032 | 0.14797 | 610.8179 | 0.1706 | 604.2363 | 0.0090371 | 604.2363 | 0.067543 | 679.9488 | 0.039476 | 605.2515 | 19.3473 | 611.6032 | 4.3333 | 604.2363 | 7.4301 | 604.0084 | 19.5507 | 605.2515 | 18.2417 | 609.2578 | 3.2686 | 604.2363 | 0.052245 | 679.9488 | 0.030565 | 604.2363 | 0.003303 | 605.2515 | 23.9134 | 679.9488 | 5.7429 | 679.9488 | 8.7335
|  | 680.1819 | 0 | 680.1819 | 0 | 609.4857 | 0.87234 | 611.8327 | 0.083162 | 611.0485 | 0.17692 | 604.4641 | 0.077351 | 604.4641 | 0.06885 | 680.1819 | 0.0051044 | 605.4761 | 19.3114 | 611.8327 | 4.1181 | 604.4641 | 7.4192 | 604.2363 | 20.0717 | 605.4761 | 18.5342 | 609.4857 | 3.3426 | 604.4641 | 0.045279 | 680.1819 | -0.0027716 | 604.4641 | -0.00027695 | 605.4761 | 23.6603 | 680.1819 | 5.6669 | 680.1819 | 8.6411
|  | 680.415 | 0 | 680.415 | 0 | 609.7137 | 1.2432 | 612.0623 | 0.11757 | 611.2792 | 0.16978 | 604.692 | 0.093202 | 604.692 | 0.059917 | 680.415 | 0.03794 | 605.7007 | 19.079 | 612.0623 | 3.961 | 604.692 | 7.3792 | 604.4641 | 20.4618 | 605.7007 | 18.986 | 609.7137 | 3.4185 | 604.692 | 0.047601 | 680.415 | 0.024278 | 604.692 | -0.00036221 | 605.7007 | 23.6994 | 680.415 | 5.6536 | 680.415 | 8.6634
|  | 680.6481 | 0 | 680.6481 | 0 | 609.9417 | 0.82118 | 612.2919 | 0.029702 | 611.5098 | 0.17636 | 604.9198 | 0.081444 | 604.9198 | 0.063185 | 680.6481 | -0.00078461 | 605.9253 | 18.8685 | 612.2919 | 3.7697 | 604.9198 | 7.3573 | 604.692 | 20.938 | 605.9253 | 19.6336 | 609.9417 | 3.4962 | 604.9198 | 0.033756 | 680.6481 | -0.0031503 | 604.9198 | -0.00046469 | 605.9253 | 23.4027 | 680.6481 | 5.5845 | 680.6481 | 8.5894
|  | 680.8813 | 0 | 680.8813 | 0 | 610.1696 | 1.224 | 612.5216 | 0.1668 | 611.7405 | 0.16885 | 605.1476 | 0.12754 | 605.1476 | 0.091727 | 680.8813 | 0.038346 | 606.1499 | 18.934 | 612.5216 | 3.6213 | 605.1476 | 7.3487 | 604.9198 | 21.4244 | 606.1499 | 20.2227 | 610.1696 | 3.576 | 605.1476 | 0.049536 | 680.8813 | 0.02389 | 605.1476 | -0.00060241 | 606.1499 | 23.3447 | 680.8813 | 5.5824 | 680.8813 | 8.6003
|  | 681.1144 | 0 | 681.1144 | 0 | 610.3976 | 0.78252 | 612.7512 | 0.069307 | 611.9711 | 0.17365 | 605.3755 | 0.068438 | 605.3755 | 0.053163 | 681.1144 | 0.0062315 | 606.3746 | 18.8321 | 612.7512 | 3.4617 | 605.3755 | 7.3138 | 605.1476 | 21.8884 | 606.3746 | 20.7794 | 610.3976 | 3.6578 | 605.3755 | 0.032155 | 681.1144 | 0.001736 | 605.3755 | 0.0004024 | 606.3746 | 23.4326 | 681.1144 | 5.5031 | 681.1144 | 8.5175
|  | 681.3475 | 0 | 681.3475 | 0 | 610.6256 | 1.2489 | 612.9808 | 0.11354 | 612.2018 | 0.16763 | 605.6034 | 0.072498 | 605.6034 | 0.079308 | 681.3475 | 0.03474 | 606.5992 | 18.8013 | 612.9808 | 3.3258 | 605.6034 | 7.2731 | 605.3755 | 22.3273 | 606.5992 | 21.1857 | 610.6256 | 3.7418 | 605.6034 | 0.05805 | 681.3475 | 0.021782 | 605.6034 | -0.0013016 | 606.5992 | 23.2323 | 681.3475 | 5.4994 | 681.3475 | 8.5352
|  | 681.5807 | 0 | 681.5807 | 0 | 610.8536 | 0.86009 | 613.2104 | 0.082093 | 612.4326 | 0.17369 | 605.8313 | 0.085844 | 605.8313 | 0.0719 | 681.5807 | 0.0066559 | 606.8238 | 18.5073 | 613.2104 | 3.1777 | 605.8313 | 7.2672 | 605.6034 | 22.79 | 606.8239 | 21.4956 | 610.8536 | 3.8279 | 605.8313 | 0.026254 | 681.5807 | 0.0050361 | 605.8313 | -0.00053981 | 606.8239 | 23.1794 | 681.5807 | 5.4315 | 681.5807 | 8.4548
|  | 681.8138 | 0 | 681.8138 | 0 | 611.0816 | 1.2763 | 613.4401 | 0.14578 | 612.6632 | 0.16731 | 606.0592 | 0.11773 | 606.0592 | 0.061442 | 681.8138 | 0.035499 | 607.0485 | 18.4115 | 613.4401 | 3.0525 | 606.0592 | 7.2486 | 605.8313 | 23.3048 | 607.0485 | 22.0186 | 611.0816 | 3.9162 | 606.0592 | 0.052245 | 681.8138 | 0.020877 | 606.0592 | 0.0021746 | 607.0485 | 23.2391 | 681.8138 | 5.4213 | 681.8138 | 8.4628
|  | 682.047 | 0 | 682.047 | 0 | 611.3096 | 0.82337 | 613.6697 | 0.076327 | 612.894 | 0.17243 | 606.2871 | 0.048387 | 606.2871 | 0.062967 | 682.047 | 0.0036799 | 607.2732 | 18.1108 | 613.6697 | 2.9307 | 606.2871 | 7.2234 | 606.0592 | 23.8659 | 607.2733 | 22.0952 | 611.3096 | 4.0067 | 606.2871 | 0.034825 | 682.047 | 0.0039815 | 606.2871 | -0.0026962 | 607.2733 | 23.0641 | 682.047 | 5.3544 | 682.047 | 8.3939
|  | 682.2802 | 0 | 682.2802 | 0 | 611.5377 | 1.283 | 613.8994 | 0.15078 | 613.1247 | 0.16595 | 606.5151 | 0.10955 | 606.5151 | 0.066671 | 682.2802 | 0.036766 | 607.4979 | 18.393 | 613.8994 | 2.8219 | 606.5151 | 7.2309 | 606.2871 | 24.3231 | 607.4979 | 23.3047 | 611.5377 | 4.0993 | 606.5151 | 0.053793 | 682.2802 | 0.023444 | 606.5151 | -0.00033954 | 607.4979 | 22.9179 | 682.2802 | 5.3392 | 682.2802 | 8.3772
|  | 682.5134 | 0 | 682.5134 | 0 | 611.7657 | 0.84397 | 614.1291 | 0.07035 | 613.3554 | 0.17149 | 606.743 | 0.011095 | 606.743 | 0.057738 | 682.5134 | 0.016877 | 607.7226 | 18.0531 | 614.1291 | 2.6811 | 606.743 | 7.1992 | 606.5151 | 24.9445 | 607.7226 | 23.3689 | 611.7657 | 4.1941 | 606.743 | 0.039087 | 682.5134 | 0.01172 | 606.743 | -0.0033837 | 607.7226 | 22.756 | 682.5134 | 5.2778 | 682.5134 | 8.3117
|  | 682.7466 | 0 | 682.7466 | 0 | 611.9938 | 1.2606 | 614.3588 | 0.16753 | 613.5862 | 0.16458 | 606.971 | 0.063563 | 606.971 | 0.075604 | 682.7466 | 0.039308 | 607.9473 | 17.9417 | 614.3588 | 2.5811 | 606.971 | 7.1952 | 606.743 | 25.4234 | 607.9473 | 24.3691 | 611.9938 | 4.2911 | 606.971 | 0.059985 | 682.7466 | 0.02629 | 606.971 | 0.00094646 | 607.9473 | 22.7325 | 682.7466 | 5.2662 | 682.7466 | 8.3098
|  | 682.9798 | 0 | 682.9798 | 0 | 612.2218 | 0.81533 | 614.5885 | 0.061819 | 613.817 | 0.1703 | 607.1989 | -0.0050459 | 607.1989 | 0.065582 | 682.9798 | 0.015012 | 608.1721 | 17.8011 | 614.5885 | 2.4606 | 607.1989 | 7.1592 | 606.971 | 26.1147 | 608.1721 | 24.3534 | 612.2218 | 4.3904 | 607.1989 | 0.044118 | 682.9798 | 0.0074676 | 607.1989 | -2.2538e-05 | 608.1721 | 22.4968 | 682.9798 | 5.2018 | 682.9798 | 8.2474
|  | 683.213 | 0 | 683.213 | 0 | 612.4499 | 1.2242 | 614.8182 | 0.14544 | 614.0477 | 0.16342 | 607.4269 | 0.059551 | 607.4269 | 0.073861 | 683.213 | 0.032218 | 608.3968 | 17.7636 | 614.8182 | 2.3651 | 607.4269 | 7.128 | 607.1989 | 26.5183 | 608.3968 | 25.4164 | 612.4499 | 4.492 | 607.4269 | 0.05418 | 683.213 | 0.023854 | 607.4269 | 0.00049839 | 608.3968 | 22.713 | 683.213 | 5.1985 | 683.213 | 8.2577
|  | 683.4462 | 0 | 683.4462 | 0 | 612.678 | 0.86135 | 615.048 | 0.081149 | 614.2785 | 0.17021 | 607.6549 | 0.047441 | 607.6549 | 0.057956 | 683.4462 | 0.011934 | 608.6215 | 17.6734 | 615.048 | 2.2715 | 607.6549 | 7.1077 | 607.4269 | 27.1417 | 608.6215 | 25.8113 | 612.678 | 4.5958 | 607.6549 | 0.035366 | 683.4462 | 0.0075237 | 607.6549 | -0.0013387 | 608.6215 | 22.4329 | 683.4462 | 5.1484 | 683.4462 | 8.1958
|  | 683.6795 | 0 | 683.6795 | 0 | 612.9061 | 1.2052 | 615.2777 | 0.14666 | 614.5093 | 0.16396 | 607.8828 | -0.021197 | 607.8828 | 0.061006 | 683.6795 | 0.031614 | 608.8463 | 17.4007 | 615.2777 | 2.1824 | 607.8828 | 7.0904 | 607.6549 | 27.7984 | 608.8463 | 26.4506 | 612.9061 | 4.7021 | 607.8828 | 0.05805 | 683.6795 | 0.018115 | 607.8828 | 0.0017308 | 608.8463 | 22.3705 | 683.6795 | 5.1209 | 683.6795 | 8.1786
|  | 683.9127 | 0 | 683.9127 | 0 | 613.1342 | 0.87139 | 615.5074 | 0.087586 | 614.7401 | 0.16933 | 608.1108 | 0.087479 | 608.1108 | 0.040743 | 683.9127 | 0.01242 | 609.071 | 17.1129 | 615.5074 | 2.0801 | 608.1108 | 7.0711 | 607.8828 | 28.358 | 609.071 | 26.9765 | 613.1342 | 4.8106 | 608.1108 | 0.037387 | 683.9127 | 0.0083068 | 608.1108 | 0.00054767 | 609.071 | 22.3582 | 683.9127 | 5.0785 | 683.9127 | 8.1409
|  | 684.146 | 0 | 684.146 | 0 | 613.3622 | 1.2877 | 615.7372 | 0.13044 | 614.971 | 0.16244 | 608.3388 | 0.09729 | 608.3388 | 0.054688 | 684.146 | 0.031124 | 609.2958 | 17.2378 | 615.7372 | 2.0067 | 608.3388 | 7.0385 | 608.1108 | 28.877 | 609.2958 | 27.4183 | 613.3622 | 4.9216 | 608.3388 | 0.057276 | 684.146 | 0.019426 | 608.3388 | -0.001862 | 609.2958 | 22.2489 | 684.146 | 5.0572 | 684.146 | 8.1186
|  | 684.3793 | 0 | 684.3793 | 0 | 613.5904 | 0.80757 | 615.967 | 0.09085 | 615.2018 | 0.16789 | 608.5668 | 0.009081 | 608.5668 | 0.053598 | 684.3793 | 0.011433 | 609.5206 | 17.2725 | 615.967 | 1.8996 | 608.5668 | 6.985 | 608.3388 | 29.5086 | 609.5206 | 28.5766 | 613.5904 | 5.0349 | 608.5668 | 0.041022 | 684.3793 | 0.009305 | 608.5668 | -6.5722e-06 | 609.5206 | 22.0006 | 684.3793 | 5.0075 | 684.3793 | 8.0683
|  | 684.6125 | 0 | 684.6125 | 0 | 613.8185 | 1.277 | 616.1968 | 0.1339 | 615.4326 | 0.16147 | 608.7949 | 0.073642 | 608.7949 | 0.055123 | 684.6125 | 0.027606 | 609.7454 | 17.1174 | 616.1968 | 1.8388 | 608.7949 | 6.9841 | 608.5668 | 30.0567 | 609.7454 | 28.8115 | 613.8185 | 5.1507 | 608.7949 | 0.07082 | 684.6125 | 0.018338 | 608.7949 | 0.0022107 | 609.7454 | 22.2053 | 684.6125 | 4.985 | 684.6125 | 8.0583
|  | 684.8458 | 0 | 684.8458 | 0 | 614.0467 | 0.8379 | 616.4266 | 0.088773 | 615.6635 | 0.1677 | 609.023 | 0.080684 | 609.023 | 0.053816 | 684.8458 | 0.011494 | 609.9701 | 16.8239 | 616.4266 | 1.7561 | 609.023 | 6.9869 | 608.7949 | 30.8673 | 609.9702 | 29.2371 | 614.0467 | 5.269 | 609.023 | 0.038376 | 684.8458 | 0.0093326 | 609.023 | -0.0012528 | 609.9702 | 21.7293 | 684.8458 | 4.9322 | 684.8458 | 8.0003
|  | 685.0791 | 0 | 685.0791 | 0 | 614.2748 | 1.1582 | 616.6564 | 0.15063 | 615.8943 | 0.16051 | 609.251 | 0.11364 | 609.251 | 0.046626 | 685.0791 | 0.027547 | 610.1949 | 16.7187 | 616.6564 | 1.6785 | 609.251 | 6.8918 | 609.023 | 31.5138 | 610.1949 | 30.723 | 614.2748 | 5.3899 | 609.251 | 0.063855 | 685.0791 | 0.0211 | 609.251 | 0.0026876 | 610.1949 | 21.9467 | 685.0791 | 4.9143 | 685.0791 | 7.9777
|  | 685.3124 | 0 | 685.3124 | 0 | 614.503 | 0.8564 | 616.8862 | 0.07904 | 616.1252 | 0.16542 | 609.479 | 0.0050398 | 609.479 | 0.052945 | 685.3124 | 0.012885 | 610.4197 | 16.605 | 616.8862 | 1.6224 | 609.479 | 6.9187 | 609.251 | 31.8822 | 610.4197 | 31.3224 | 614.503 | 5.5134 | 609.479 | 0.053019 | 685.3124 | 0.011915 | 609.479 | 0.0018132 | 610.4197 | 21.6558 | 685.3124 | 4.8755 | 685.3124 | 7.9322
|  | 685.5458 | 0 | 685.5458 | 0 | 614.7311 | 1.2012 | 617.116 | 0.14735 | 616.3561 | 0.15817 | 609.7071 | 0.10138 | 609.7071 | 0.06776 | 685.5458 | 0.020155 | 610.6446 | 16.5501 | 617.116 | 1.5658 | 609.7071 | 6.9489 | 609.479 | 32.9445 | 610.6446 | 31.6615 | 614.7311 | 5.6397 | 609.7071 | 0.077012 | 685.5458 | 0.020667 | 609.7071 | -0.00049462 | 610.6446 | 21.6132 | 685.5458 | 4.8472 | 685.5458 | 7.8955
|  | 685.7791 | 0 | 685.7791 | 0 | 614.9594 | 0.83626 | 617.3459 | 0.054133 | 616.587 | 0.16379 | 609.9352 | 0.034249 | 609.9352 | 0.059045 | 685.7791 | 0.013305 | 610.8694 | 16.3922 | 617.3459 | 1.4687 | 609.9352 | 6.8347 | 609.7071 | 33.6738 | 610.8694 | 32.4774 | 614.9594 | 5.7689 | 609.9352 | 0.068499 | 685.7791 | 0.010556 | 609.9352 | 0.0026988 | 610.8694 | 21.5648 | 685.7791 | 4.7953 | 685.7791 | 7.8483
|  | 686.0124 | 0 | 686.0124 | 0 | 615.1876 | 1.2337 | 617.5757 | 0.16555 | 616.8179 | 0.15584 | 610.1633 | 0.11201 | 610.1633 | 0.071029 | 686.0124 | 0.025797 | 611.0942 | 16.3418 | 617.5757 | 1.4347 | 610.1633 | 6.882 | 609.9352 | 33.8929 | 611.0942 | 33.437 | 615.1876 | 5.9011 | 610.1633 | 0.082817 | 686.0124 | 0.017579 | 610.1633 | 0.00066028 | 611.0942 | 21.4902 | 686.0124 | 4.7676 | 686.0124 | 7.8222
|  | 686.2458 | 0 | 686.2458 | 0 | 615.4157 | 0.83512 | 617.8056 | 0.049493 | 617.0488 | 0.16223 | 610.3914 | 0.070455 | 610.3914 | 0.054034 | 686.2458 | 0.014548 | 611.3191 | 16.0959 | 617.8056 | 1.3543 | 610.3914 | 6.8403 | 610.1633 | 35.1743 | 611.3191 | 33.7811 | 615.4157 | 6.0363 | 610.3914 | 0.061146 | 686.2458 | 0.011507 | 610.3914 | -0.0004195 | 611.3191 | 21.114 | 686.2458 | 4.7227 | 686.2458 | 7.7749
|  | 686.4791 | 0 | 686.4791 | 0 | 615.6439 | 1.2422 | 618.0355 | 0.12146 | 617.2797 | 0.15495 | 610.6195 | 0.13244 | 610.6195 | 0.040526 | 686.4791 | 0.021461 | 611.5439 | 16.1542 | 618.0355 | 1.3233 | 610.6195 | 6.7416 | 610.3914 | 35.717 | 611.5439 | 34.8459 | 615.6439 | 6.1745 | 610.6195 | 0.071981 | 686.4791 | 0.016556 | 610.6195 | 0.0026558 | 611.5439 | 21.2969 | 686.4791 | 4.6989 | 686.4791 | 7.7503
|  | 686.7125 | 0 | 686.7125 | 0 | 615.8722 | 0.80789 | 618.2654 | 0.052681 | 617.5107 | 0.16163 | 610.8476 | -0.014077 | 610.8476 | 0.05752 | 686.7125 | 0.012491 | 611.7689 | 15.9615 | 618.2654 | 1.2329 | 610.8476 | 6.7169 | 610.6195 | 36.2224 | 611.7689 | 35.9239 | 615.8722 | 6.3159 | 610.8476 | 0.057276 | 686.7125 | 0.011227 | 610.8476 | -0.0019583 | 611.7689 | 21.1026 | 686.7125 | 4.6554 | 686.7125 | 7.7089
|  | 686.9459 | 0 | 686.9459 | 0 | 616.1004 | 1.2765 | 618.4952 | 0.11622 | 617.7416 | 0.15453 | 611.0757 | 0.12182 | 611.0757 | 0.073207 | 686.9459 | 0.022599 | 611.9937 | 15.8372 | 618.4952 | 1.2218 | 611.0757 | 6.797 | 610.8476 | 36.8886 | 611.9937 | 36.801 | 616.1004 | 6.4604 | 611.0757 | 0.085139 | 686.9459 | 0.01295 | 611.0757 | 0.00085971 | 611.9937 | 21.1039 | 686.9459 | 4.6259 | 686.9459 | 7.6839
|  | 687.1793 | 0 | 687.1793 | 0 | 616.3287 | 0.80137 | 618.7252 | 0.078221 | 617.9726 | 0.16131 | 611.3038 | 0.064291 | 611.3038 | 0.048151 | 687.1793 | 0.024243 | 612.2186 | 15.7891 | 618.7252 | 1.1486 | 611.3038 | 6.6585 | 611.0757 | 38.2962 | 612.2186 | 37.41 | 616.3287 | 6.6081 | 611.3038 | 0.054954 | 687.1793 | 0.01226 | 611.3038 | -0.0011412 | 612.2186 | 20.8939 | 687.1793 | 4.5902 | 687.1793 | 7.6447
|  | 687.4127 | 0 | 687.4127 | 0 | 616.5569 | 1.2449 | 618.9551 | 0.098932 | 618.2035 | 0.15361 | 611.532 | 0.075304 | 611.532 | 0.028324 | 687.4127 | 0.025284 | 612.4435 | 15.4827 | 618.9551 | 1.1156 | 611.532 | 6.6686 | 611.3038 | 38.3654 | 612.4435 | 38.1808 | 616.5569 | 6.759 | 611.532 | 0.0863 | 687.4127 | 0.018401 | 611.532 | 0.0013578 | 612.4435 | 20.7969 | 687.4127 | 4.564 | 687.4127 | 7.6099
|  | 687.6461 | 0 | 687.6461 | 0 | 616.7852 | 0.80269 | 619.185 | 0.064892 | 618.4346 | 0.15971 | 611.7602 | -0.01405 | 611.7602 | 0.036386 | 687.6461 | 0.017339 | 612.6685 | 15.3752 | 619.185 | 1.0561 | 611.7602 | 6.6748 | 611.532 | 39.4196 | 612.6685 | 39.3599 | 616.7852 | 6.913 | 611.7602 | 0.060372 | 687.6461 | 0.017978 | 611.7602 | -0.0032174 | 612.6685 | 20.6812 | 687.6461 | 4.536 | 687.6461 | 7.577
|  | 687.8795 | 0 | 687.8795 | 0 | 617.0134 | 1.238 | 619.415 | 0.13661 | 618.6655 | 0.15253 | 611.9883 | 0.094019 | 611.9883 | 0.066017 | 687.8795 | 0.022107 | 612.8934 | 15.3243 | 619.415 | 1.049 | 611.9883 | 6.7 | 611.7602 | 40.3171 | 612.8934 | 40.861 | 617.0134 | 7.0703 | 611.9883 | 0.0863 | 687.8795 | 0.015785 | 611.9883 | 0.0019068 | 612.8934 | 20.8581 | 687.8795 | 4.501 | 687.8795 | 7.5431
|  | 688.1129 | 0 | 688.1129 | 0 | 617.2418 | 0.83824 | 619.6449 | 0.058241 | 618.8966 | 0.15884 | 612.2165 | 0.051131 | 612.2165 | 0.050766 | 688.1129 | 0.023189 | 613.1183 | 15.1731 | 619.6449 | 0.97141 | 612.2165 | 6.5833 | 611.9883 | 41.4323 | 613.1183 | 41.3095 | 617.2418 | 7.2308 | 612.2165 | 0.060372 | 688.1129 | 0.011887 | 612.2165 | -0.0064268 | 613.1183 | 20.5876 | 688.1129 | 4.4704 | 688.1129 | 7.5165
|  | 688.3464 | 0 | 688.3464 | 0 | 617.47 | 1.1841 | 619.8749 | 0.16071 | 619.1276 | 0.15185 | 612.4447 | 0.069144 | 612.4447 | 0.060353 | 688.3464 | 0.020397 | 613.3432 | 15.3254 | 619.8749 | 0.9548 | 612.4447 | 6.6225 | 612.2165 | 41.7267 | 613.3432 | 42.3436 | 617.47 | 7.3947 | 612.4447 | 0.081269 | 688.3464 | 0.012305 | 612.4447 | 0.0027558 | 613.3432 | 20.5822 | 688.3464 | 4.4402 | 688.3464 | 7.4898
|  | 688.5798 | 0 | 688.5798 | 0 | 617.6984 | 0.79491 | 620.1049 | 0.055534 | 619.3586 | 0.1575 | 612.6729 | 0.03806 | 612.6729 | 0.022006 | 688.5798 | 0.021321 | 613.5682 | 15.0135 | 620.1049 | 0.90448 | 612.6729 | 6.5696 | 612.4447 | 43.0143 | 613.5682 | 43.4624 | 617.6984 | 7.562 | 612.6729 | 0.073529 | 688.5798 | 0.015572 | 612.6729 | 0.00043919 | 613.5682 | 20.3885 | 688.5798 | 4.4129 | 688.5798 | 7.4558
|  | 688.8133 | 0 | 688.8133 | 0 | 617.9266 | 1.2472 | 620.3348 | 0.14221 | 619.5896 | 0.14951 | 612.9011 | 0.060067 | 612.9011 | 0.064928 | 688.8133 | 0.019704 | 613.7931 | 14.9804 | 620.3348 | 0.86263 | 612.9011 | 6.4782 | 612.6729 | 43.6255 | 613.7932 | 44.2211 | 617.9266 | 7.7327 | 612.9011 | 0.088622 | 688.8133 | 0.013568 | 612.9011 | 0.00138 | 613.7932 | 20.396 | 688.8133 | 4.3862 | 688.8133 | 7.4202
|  | 689.0467 | 0 | 689.0467 | 0 | 618.155 | 0.78726 | 620.5648 | 0.080843 | 619.8207 | 0.15633 | 613.1293 | 0.093202 | 613.1293 | 0.057302 | 689.0467 | 0.024161 | 614.0181 | 14.5996 | 620.5648 | 0.82332 | 613.1293 | 6.5029 | 612.9011 | 43.8433 | 614.0181 | 45.0129 | 618.155 | 7.907 | 613.1293 | 0.076625 | 689.0467 | 0.014995 | 613.1293 | -0.00067572 | 614.0181 | 20.263 | 689.0467 | 4.3636 | 689.0467 | 7.3961
|  | 689.2802 | 0 | 689.2802 | 0 | 618.3833 | 1.1663 | 620.7949 | 0.11356 | 620.0518 | 0.14782 | 613.3575 | 0.11037 | 613.3575 | 0.056866 | 689.2802 | 0.01623 | 614.2431 | 14.6058 | 620.7949 | 0.81976 | 613.3575 | 6.5111 | 613.1293 | 45.1044 | 614.2431 | 46.8031 | 618.3833 | 8.0849 | 613.3575 | 0.093266 | 689.2802 | 0.011468 | 613.3575 | 9.5484e-06 | 614.2431 | 20.0583 | 689.2802 | 4.3258 | 689.2802 | 7.3633
|  | 689.5137 | 0 | 689.5137 | 0 | 618.6116 | 0.802 | 621.0249 | 0.069559 | 620.2828 | 0.15525 | 613.5858 | 0.058973 | 613.5858 | 0.055341 | 689.5137 | 0.020042 | 614.4681 | 14.5851 | 621.0249 | 0.77028 | 613.5858 | 6.4764 | 613.3575 | 46.4082 | 614.4681 | 47.3326 | 618.6116 | 8.2666 | 613.5858 | 0.073916 | 689.5137 | 0.015133 | 613.5858 | -0.0020242 | 614.4681 | 19.9659 | 689.5137 | 4.2886 | 689.5137 | 7.3379
|  | 689.7472 | 0 | 689.7472 | 0 | 618.84 | 1.2144 | 621.2549 | 0.13855 | 620.5139 | 0.14701 | 613.814 | 0.071933 | 613.814 | 0.068196 | 689.7472 | 0.010905 | 614.693 | 14.7575 | 621.2549 | 0.74707 | 613.814 | 6.4289 | 613.5858 | 47.0147 | 614.6931 | 48.6051 | 618.84 | 8.4522 | 613.814 | 0.09791 | 689.7472 | 0.01268 | 613.814 | 0.00043255 | 614.6931 | 19.978 | 689.7472 | 4.2506 | 689.7472 | 7.2953
|  | 689.9807 | 0 | 689.9807 | 0 | 619.0684 | 0.79787 | 621.4849 | 0.06654 | 620.745 | 0.15408 | 614.0423 | 0.037948 | 614.0423 | 0.032246 | 689.9807 | 0.019377 | 614.9181 | 14.4171 | 621.4849 | 0.71471 | 614.0423 | 6.4045 | 613.814 | 47.8572 | 614.9181 | 49.5632 | 619.0684 | 8.6416 | 614.0423 | 0.076238 | 689.9807 | 0.020261 | 614.0423 | -0.0074772 | 614.9181 | 19.9345 | 689.9807 | 4.2295 | 689.9807 | 7.2639
|  | 690.2142 | 0 | 690.2142 | 0 | 619.2968 | 1.1943 | 621.715 | 0.14436 | 620.9761 | 0.1465 | 614.2706 | 0.068874 | 614.2706 | 0.066235 | 690.2142 | 0.009998 | 615.1431 | 14.4316 | 621.715 | 0.70251 | 614.2706 | 6.3927 | 614.0423 | 48.6238 | 615.1431 | 50.559 | 619.2968 | 8.8349 | 614.2706 | 0.10139 | 690.2142 | 0.0099972 | 614.2706 | 0.00391 | 615.1431 | 19.875 | 690.2142 | 4.1913 | 690.2142 | 7.2149
|  | 690.4478 | 0 | 690.4478 | 0 | 619.5251 | 0.79541 | 621.9451 | 0.064639 | 621.2072 | 0.15375 | 614.4988 | 0.073831 | 614.4988 | 0.06471 | 690.4478 | 0.022003 | 615.3681 | 14.2636 | 621.9451 | 0.66167 | 614.4988 | 6.3737 | 614.2706 | 49.7465 | 615.3681 | 51.5143 | 619.5251 | 9.0321 | 614.4988 | 0.07856 | 690.4478 | 0.018895 | 614.4988 | -0.00090574 | 615.3681 | 19.7321 | 690.4478 | 4.1678 | 690.4478 | 7.1943
|  | 690.6813 | 0 | 690.6813 | 0 | 619.7535 | 1.2335 | 622.1752 | 0.16686 | 621.4384 | 0.14747 | 614.7272 | 0.16678 | 614.7272 | 0.063839 | 690.6813 | 0.011116 | 615.5931 | 14.2418 | 622.1752 | 0.65506 | 614.7272 | 6.3998 | 614.4988 | 50.3943 | 615.5931 | 53.5827 | 619.7535 | 9.2332 | 614.7272 | 0.10642 | 690.6813 | 0.01275 | 614.7272 | 0.0020344 | 615.5931 | 19.651 | 690.6813 | 4.1246 | 690.6813 | 7.1419
|  | 690.9149 | 0 | 690.9149 | 0 | 619.9819 | 0.79647 | 622.4052 | 0.064644 | 621.6695 | 0.15311 | 614.9554 | 0.085844 | 614.9554 | 0.039218 | 690.9149 | 0.024396 | 615.8182 | 13.8817 | 622.4052 | 0.60237 | 614.9554 | 6.3114 | 614.7272 | 51.6669 | 615.8182 | 54.9495 | 619.9819 | 9.438 | 614.9554 | 0.077399 | 690.9149 | 0.019146 | 614.9554 | -0.0022447 | 615.8182 | 19.54 | 690.9149 | 4.0993 | 690.9149 | 7.1115
|  | 691.1484 | 0 | 691.1484 | 0 | 620.2104 | 1.2619 | 622.6353 | 0.1382 | 621.9006 | 0.14653 | 615.1838 | 0.041853 | 615.1838 | 0.042922 | 691.1484 | 0.0080259 | 616.0433 | 14.1976 | 622.6353 | 0.60355 | 615.1838 | 6.2861 | 614.9554 | 51.9295 | 616.0433 | 56.0255 | 620.2104 | 9.6467 | 615.1838 | 0.10372 | 691.1484 | 0.0094968 | 615.1838 | 0.0042296 | 616.0433 | 19.4358 | 691.1484 | 4.0611 | 691.1484 | 7.0683
|  | 691.382 | 0 | 691.382 | 0 | 620.4388 | 0.82456 | 622.8654 | 0.082849 | 622.1318 | 0.15377 | 615.4121 | 0.078692 | 615.4121 | 0.046844 | 691.382 | 0.023509 | 616.2683 | 13.9344 | 622.8654 | 0.56017 | 615.4121 | 6.2751 | 615.1838 | 52.9966 | 616.2683 | 57.4984 | 620.4388 | 9.8592 | 615.4121 | 0.084365 | 691.382 | 0.017299 | 615.4121 | -0.0017922 | 616.2683 | 19.3453 | 691.382 | 4.047 | 691.382 | 7.0491
|  | 691.6156 | 0 | 691.6156 | 0 | 620.6672 | 1.1973 | 623.0956 | 0.15313 | 622.363 | 0.14583 | 615.6404 | 0.063726 | 615.6404 | 0.05338 | 691.6156 | 0.0032688 | 616.4934 | 13.7445 | 623.0956 | 0.5495 | 615.6404 | 6.2733 | 615.4121 | 53.8411 | 616.4934 | 58.9468 | 620.6672 | 10.0753 | 615.6404 | 0.11997 | 691.6156 | 0.0055125 | 615.6404 | 0.0018501 | 616.4934 | 19.3051 | 691.6156 | 3.9968 | 691.6156 | 7.0004
|  | 691.8492 | 0 | 691.8492 | 0 | 620.8957 | 0.80703 | 623.3257 | 0.08103 | 622.5942 | 0.15281 | 615.8688 | 0.054744 | 615.8688 | 0.036604 | 691.8492 | 0.025535 | 616.7185 | 13.5043 | 623.3257 | 0.52612 | 615.8688 | 6.2291 | 615.6404 | 54.9272 | 616.7185 | 60.1351 | 620.8957 | 10.2953 | 615.8688 | 0.10991 | 691.8492 | 0.019905 | 615.8688 | 0.002892 | 616.7185 | 19.1472 | 691.8492 | 3.9799 | 691.8492 | 6.9738
|  | 692.0827 | 0 | 692.0827 | 0 | 621.1241 | 1.1814 | 623.5558 | 0.14064 | 622.8253 | 0.14501 | 616.0971 | 0.11773 | 616.0971 | 0.058392 | 692.0827 | 0.010632 | 616.9436 | 13.6247 | 623.5558 | 0.51036 | 616.0971 | 6.1947 | 615.8688 | 55.5832 | 616.9436 | 61.7618 | 621.1241 | 10.5192 | 616.0971 | 0.11649 | 692.0827 | 0.0060335 | 616.0971 | 0.0011526 | 616.9436 | 19.1542 | 692.0827 | 3.9365 | 692.0827 | 6.9199
|  | 692.3164 | 0 | 692.3164 | 0 | 621.3526 | 0.78137 | 623.786 | 0.069628 | 623.0566 | 0.15221 | 616.3254 | 0.033818 | 616.3254 | 0.056649 | 692.3164 | 0.026329 | 617.1687 | 13.4802 | 623.786 | 0.49206 | 616.3254 | 6.2004 | 616.0971 | 56.4773 | 617.1687 | 63.5005 | 621.3526 | 10.7471 | 616.3254 | 0.099071 | 692.3164 | 0.022441 | 616.3254 | -0.00017852 | 617.1687 | 19.0448 | 692.3164 | 3.9243 | 692.3164 | 6.9074
|  | 692.55 | 0 | 692.55 | 0 | 621.5811 | 1.2018 | 624.0162 | 0.12025 | 623.2878 | 0.14403 | 616.5538 | 0.074574 | 616.5538 | 0.047716 | 692.55 | 0.0064632 | 617.3938 | 13.4617 | 624.0162 | 0.48579 | 616.5538 | 6.1357 | 616.3254 | 57.3266 | 617.3938 | 65.4724 | 621.5811 | 10.9792 | 616.5538 | 0.12771 | 692.55 | 0.0098541 | 616.5538 | 0.0022465 | 617.3938 | 19.0933 | 692.55 | 3.8789 | 692.55 | 6.8581
|  | 692.7836 | 0 | 692.7836 | 0 | 621.8096 | 0.80569 | 624.2463 | 0.043453 | 623.519 | 0.15151 | 616.7822 | 0.061629 | 616.7822 | 0.042704 | 692.7836 | 0.029932 | 617.619 | 13.2159 | 624.2463 | 0.44495 | 616.7822 | 6.1247 | 616.5538 | 57.9853 | 617.619 | 65.9382 | 621.8096 | 11.2157 | 616.7822 | 0.09017 | 692.7836 | 0.026769 | 616.7822 | -0.0016457 | 617.619 | 18.7861 | 692.7836 | 3.8711 | 692.7836 | 6.8466
|  | 693.0172 | 0 | 693.0172 | 0 | 622.0381 | 1.2684 | 624.4765 | 0.14785 | 623.7502 | 0.14364 | 617.0106 | 0.026831 | 617.0106 | 0.05338 | 693.0172 | 0.0021032 | 617.8441 | 13.0759 | 624.4765 | 0.45461 | 617.0106 | 6.1165 | 616.7822 | 58.8876 | 617.8441 | 68.0449 | 622.0381 | 11.4566 | 617.0106 | 0.1161 | 693.0172 | 0.010486 | 617.0106 | 0.0022778 | 617.8441 | 18.745 | 693.0172 | 3.8215 | 693.0172 | 6.7952
|  | 693.2509 | 0 | 693.2509 | 0 | 622.2666 | 0.82493 | 624.7067 | 0.066167 | 623.9815 | 0.14986 | 617.239 | 0.083391 | 617.239 | 0.027453 | 693.2509 | 0.028088 | 618.0692 | 13.1156 | 624.7067 | 0.42953 | 617.239 | 6.1298 | 617.0106 | 59.8264 | 618.0692 | 69.3574 | 622.2666 | 11.7022 | 617.239 | 0.094814 | 693.2509 | 0.022914 | 617.239 | 2.1953e-05 | 618.0692 | 18.5516 | 693.2509 | 3.8124 | 693.2509 | 6.7739
|  | 693.4845 | 0 | 693.4845 | 0 | 622.4951 | 1.2078 | 624.9369 | 0.096042 | 624.2128 | 0.14293 | 617.4674 | 0.1537 | 617.4674 | 0.053816 | 693.4845 | -0.0012348 | 618.2944 | 12.9448 | 624.9369 | 0.41733 | 617.4674 | 6.1009 | 617.239 | 61.3175 | 618.2944 | 71.1354 | 622.4951 | 11.9526 | 617.4674 | 0.13545 | 693.4845 | 0.0069926 | 617.4674 | 0.001972 | 618.2944 | 18.6803 | 693.4845 | 3.761 | 693.4845 | 6.7091
|  | 693.7182 | 0 | 693.7182 | 0 | 622.7236 | 0.74383 | 625.1671 | 0.07248 | 624.444 | 0.15023 | 617.6959 | -0.022837 | 617.6959 | 0.050984 | 693.7182 | 0.029871 | 618.5195 | 12.6962 | 625.1671 | 0.38684 | 617.6959 | 6.0246 | 617.4674 | 61.8032 | 618.5195 | 72.2453 | 622.7236 | 12.2079 | 617.6959 | 0.11842 | 693.7182 | 0.023648 | 617.6959 | -0.0011665 | 618.5195 | 18.4181 | 693.7182 | 3.7616 | 693.7182 | 6.7092
|  | 693.9519 | 0 | 693.9519 | 0 | 622.9522 | 1.1896 | 625.3973 | 0.13058 | 624.6753 | 0.14284 | 617.9243 | 0.086661 | 617.9243 | 0.043358 | 693.9519 | -0.0016793 | 618.7447 | 12.89 | 625.3973 | 0.39243 | 617.9243 | 6.0246 | 617.6959 | 62.0339 | 618.7447 | 74.6648 | 622.9522 | 12.4682 | 617.9243 | 0.13351 | 693.9519 | 0.006144 | 617.9243 | 0.0027246 | 618.7447 | 18.4744 | 693.9519 | 3.7065 | 693.9519 | 6.6421
|  | 694.1856 | 0 | 694.1856 | 0 | 623.1807 | 0.74018 | 625.6276 | 0.081713 | 624.9066 | 0.1491 | 618.1527 | 0.017864 | 618.1527 | 0.030285 | 694.1856 | 0.030906 | 618.9698 | 12.746 | 625.6276 | 0.37142 | 618.1527 | 6.013 | 617.9243 | 62.9015 | 618.9698 | 76.2698 | 623.1807 | 12.7335 | 618.1527 | 0.10952 | 694.1856 | 0.029363 | 618.1527 | -0.0025609 | 618.9698 | 18.3088 | 694.1856 | 3.707 | 694.1856 | 6.6307
|  | 694.4193 | 0 | 694.4193 | 0 | 623.4093 | 1.202 | 625.8578 | 0.14519 | 625.1379 | 0.14244 | 618.3812 | 0.080371 | 618.3812 | 0.058609 | 694.4193 | -0.0035721 | 619.1951 | 12.7449 | 625.8578 | 0.36582 | 618.3812 | 6.0082 | 618.1527 | 63.8458 | 619.1951 | 77.7615 | 623.4093 | 13.004 | 618.3812 | 0.14435 | 694.4193 | 0.0046599 | 618.3812 | 0.0018758 | 619.1951 | 18.2766 | 694.4193 | 3.6491 | 694.4193 | 6.5771
|  | 694.653 | 0 | 694.653 | 0 | 623.6379 | 0.71976 | 626.0881 | 0.061815 | 625.3692 | 0.14877 | 618.6096 | 0.012896 | 618.6096 | 0.047062 | 694.653 | 0.031005 | 619.4203 | 12.6161 | 626.0881 | 0.33634 | 618.6096 | 5.9973 | 618.3812 | 64.4672 | 619.4203 | 79.4537 | 623.6379 | 13.2797 | 618.6096 | 0.10913 | 694.653 | 0.026218 | 618.6096 | -0.0014182 | 619.4203 | 18.0516 | 694.653 | 3.6592 | 694.653 | 6.5905
|  | 694.8867 | 0 | 694.8867 | 0 | 623.8665 | 1.1449 | 626.3184 | 0.12226 | 625.6005 | 0.14051 | 618.8381 | 0.04463 | 618.8381 | 0.052291 | 694.8867 | -0.00096622 | 619.6454 | 12.4604 | 626.3184 | 0.336 | 618.8381 | 5.9442 | 618.6096 | 65.2534 | 619.6454 | 81.5091 | 623.8665 | 13.5607 | 618.8381 | 0.14783 | 694.8867 | 0.0053324 | 618.8381 | 0.0029967 | 619.6454 | 18.0985 | 694.8867 | 3.6149 | 694.8867 | 6.5437
|  | 695.1204 | 0 | 695.1204 | 0 | 624.095 | 0.77299 | 626.5487 | 0.062904 | 625.8319 | 0.14691 | 619.0666 | 0.028754 | 619.0666 | 0.044665 | 695.1204 | 0.032532 | 619.8707 | 12.1861 | 626.5487 | 0.31042 | 619.0666 | 5.9202 | 618.8381 | 65.6475 | 619.8707 | 82.6668 | 624.095 | 13.8472 | 619.0666 | 0.113 | 695.1204 | 0.032541 | 619.0666 | -0.0023051 | 619.8707 | 17.9534 | 695.1204 | 3.6095 | 695.1204 | 6.5391
|  | 695.3541 | 0 | 695.3541 | 0 | 624.3236 | 1.1329 | 626.779 | 0.14909 | 626.0632 | 0.13878 | 619.2951 | 0.049566 | 619.2951 | 0.042269 | 695.3541 | 0.036564 | 620.096 | 12.4543 | 626.779 | 0.31414 | 619.2951 | 5.8977 | 619.0666 | 65.9881 | 620.0959 | 85.7752 | 624.3236 | 14.1391 | 619.2951 | 0.13622 | 695.3541 | 0.030179 | 619.2951 | -0.00017339 | 620.0959 | 18.1368 | 695.3541 | 3.5495 | 695.3541 | 6.4498
|  | 695.5879 | 0 | 695.5879 | 0 | 624.5522 | 0.80413 | 627.0093 | 0.044621 | 626.2946 | 0.14613 | 619.5236 | 0.044599 | 619.5236 | 0.045755 | 695.5879 | 0.00089794 | 620.3212 | 12.2499 | 627.0093 | 0.29246 | 619.5236 | 5.8645 | 619.2951 | 66.4847 | 620.3212 | 86.5492 | 624.5522 | 14.4368 | 619.5236 | 0.13661 | 695.5879 | 0.00061795 | 619.5236 | 0.0019086 | 620.3212 | 17.84 | 695.5879 | 3.4799 | 695.5879 | 6.3449
|  | 695.8216 | 0 | 695.8216 | 0 | 624.7809 | 1.1206 | 627.2396 | 0.13524 | 626.5259 | 0.13859 | 619.7521 | 0.077289 | 619.7521 | 0.052509 | 695.8216 | 0.038108 | 620.5464 | 12.1161 | 627.2396 | 0.29923 | 619.7521 | 5.8711 | 619.5236 | 66.815 | 620.5464 | 88.6859 | 624.7809 | 14.7401 | 619.7521 | 0.15673 | 695.8216 | 0.033287 | 619.7521 | 0.0036669 | 620.5464 | 17.9039 | 695.8216 | 3.4861 | 695.8216 | 6.3493
|  | 696.0554 | 0 | 696.0554 | 0 | 625.0095 | 0.75941 | 627.47 | 0.06736 | 626.7573 | 0.14564 | 619.9806 | 0.049534 | 619.9806 | 0.044012 | 696.0554 | -0.0050386 | 620.7717 | 12.0449 | 627.47 | 0.27195 | 619.9806 | 5.8378 | 619.7521 | 67.5226 | 620.7717 | 90.1706 | 625.0095 | 15.0493 | 619.9806 | 0.12732 | 696.0554 | 0.0047671 | 619.9806 | -0.0023047 | 620.7717 | 17.7119 | 696.0554 | 3.4315 | 696.0554 | 6.2874
|  | 696.2892 | 0 | 696.2892 | 0 | 625.2382 | 1.218 | 627.7003 | 0.15004 | 626.9887 | 0.13773 | 620.2092 | 0.08023 | 620.2092 | 0.067543 | 696.2892 | 0.035974 | 620.9969 | 12.2566 | 627.7003 | 0.27822 | 620.2092 | 5.7402 | 619.9806 | 67.488 | 620.9969 | 93.3539 | 625.2382 | 15.3645 | 620.2092 | 0.15441 | 696.2892 | 0.03073 | 620.2092 | 0.0016042 | 620.9969 | 17.6199 | 696.2892 | 3.4318 | 696.2892 | 6.2892
|  | 696.523 | 0 | 696.523 | 0 | 625.4668 | 0.73609 | 627.9307 | 0.03882 | 627.2201 | 0.1442 | 620.4377 | -0.0049516 | 620.4377 | 0.0018085 | 696.523 | -0.011828 | 621.2222 | 11.9413 | 627.9307 | 0.24569 | 620.4377 | 5.7349 | 620.2092 | 66.9412 | 621.2222 | 94.7475 | 625.4668 | 15.6857 | 620.4377 | 0.13971 | 696.523 | 0.0020216 | 620.4377 | -0.00015019 | 621.2222 | 17.5398 | 696.523 | 3.3629 | 696.523 | 6.2033
|  | 696.7568 | 0 | 696.7568 | 0 | 625.6954 | 1.1482 | 628.161 | 0.14708 | 627.4515 | 0.13666 | 620.6663 | 0.044558 | 620.6663 | 0.027671 | 696.7568 | 0.036077 | 621.4475 | 11.8489 | 628.161 | 0.25958 | 620.6663 | 5.7759 | 620.4377 | 67.1583 | 621.4475 | 96.5236 | 625.6954 | 16.0129 | 620.6663 | 0.17492 | 696.7568 | 0.031109 | 620.6663 | 0.001286 | 621.4475 | 17.5788 | 696.7568 | 3.3862 | 696.7568 | 6.236
|  | 696.9905 | 0 | 696.9905 | 0 | 625.9241 | 0.75554 | 628.3914 | 0.053141 | 627.683 | 0.14252 | 620.8948 | 0.05544 | 620.8948 | 0.044665 | 696.9905 | -0.0092614 | 621.6728 | 11.705 | 628.3914 | 0.23705 | 620.8948 | 5.7355 | 620.6663 | 67.8373 | 621.6728 | 98.792 | 625.9241 | 16.3462 | 620.8948 | 0.13855 | 696.9905 | 0.0012287 | 620.8948 | -0.0029523 | 621.6728 | 17.4398 | 696.9905 | 3.3266 | 696.9905 | 6.1501
|  | 697.2244 | 0 | 697.2244 | 0 | 626.1528 | 1.1672 | 628.6218 | 0.14472 | 627.9144 | 0.13475 | 621.1233 | 0.13653 | 621.1233 | 0.050984 | 697.2244 | 0.04424 | 621.8981 | 11.6832 | 628.6218 | 0.24772 | 621.1233 | 5.7205 | 620.8948 | 67.6074 | 621.8981 | 100.9823 | 626.1528 | 16.6855 | 621.1233 | 0.1637 | 697.2244 | 0.034115 | 621.1233 | 0.0039046 | 621.8981 | 17.5511 | 697.2244 | 3.342 | 697.2244 | 6.1684
|  | 697.4582 | 0 | 697.4582 | 0 | 626.3815 | 0.77233 | 628.8522 | 0.067404 | 628.1459 | 0.14284 | 621.3519 | 0.062356 | 621.3519 | 0.025492 | 697.4582 | -0.0038305 | 622.1234 | 11.5505 | 628.8522 | 0.21282 | 621.3519 | 5.6996 | 621.1233 | 67.3828 | 622.1234 | 102.6787 | 626.3815 | 17.031 | 621.3519 | 0.15906 | 697.4582 | 0.00092506 | 621.3519 | -0.002742 | 622.1234 | 17.3026 | 697.4582 | 3.2746 | 697.4582 | 6.0892
|  | 697.692 | 0 | 697.692 | 0 | 626.6102 | 1.1802 | 629.0826 | 0.15885 | 628.3773 | 0.13532 | 621.5806 | 0.094837 | 621.5806 | 0.034861 | 697.692 | 0.033455 | 622.3487 | 11.5247 | 629.0826 | 0.2257 | 621.5806 | 5.6542 | 621.3519 | 67.1888 | 622.3488 | 105.4543 | 626.6102 | 17.3827 | 621.5806 | 0.17608 | 697.692 | 0.032337 | 621.5806 | 0.0019304 | 622.3488 | 17.2831 | 697.692 | 3.2927 | 697.692 | 6.1041
|  | 697.9259 | 0 | 697.9259 | 0 | 626.8389 | 0.79114 | 629.313 | 0.063698 | 628.6088 | 0.14255 | 621.8091 | 0.020783 | 621.8091 | 0.020858 | 697.9259 | -0.0077917 | 622.5741 | 11.6261 | 629.313 | 0.19977 | 621.8091 | 5.6812 | 621.5806 | 66.5864 | 622.5741 | 107.7866 | 626.8389 | 17.7407 | 621.8091 | 0.15248 | 697.9259 | 0.0064963 | 621.8091 | -0.0016223 | 622.5741 | 17.081 | 697.9259 | 3.2216 | 697.9259 | 6.0329
|  | 698.1597 | 0 | 698.1597 | 0 | 627.0676 | 1.1663 | 629.5434 | 0.1408 | 628.8403 | 0.13427 | 622.0378 | 0.06235 | 622.0378 | 0.040526 | 698.1597 | 0.04243 | 622.7994 | 11.5012 | 629.5434 | 0.21079 | 622.0378 | 5.5823 | 621.8091 | 66.735 | 622.7994 | 109.9108 | 627.0676 | 18.105 | 622.0378 | 0.19659 | 698.1597 | 0.03288 | 622.0378 | 0.0031737 | 622.7994 | 17.2139 | 698.1597 | 3.2329 | 698.1597 | 6.0353
|  | 698.3936 | 0 | 698.3936 | 0 | 627.2964 | 0.72613 | 629.7739 | 0.039008 | 629.0717 | 0.14093 | 622.2664 | 0.062357 | 622.2664 | 0.049241 | 698.3936 | -0.011217 | 623.0248 | 11.2649 | 629.7739 | 0.19079 | 622.2664 | 5.6187 | 622.0378 | 65.1937 | 623.0248 | 110.5763 | 627.2964 | 18.4756 | 622.2664 | 0.14203 | 698.3936 | 0.0023196 | 622.2664 | -0.0021351 | 623.0248 | 16.8408 | 698.3936 | 3.1658 | 698.3936 | 5.9471
|  | 698.6274 | 0 | 698.6274 | 0 | 627.5251 | 1.1792 | 630.0043 | 0.12005 | 629.3032 | 0.13265 | 622.495 | 0.06732 | 622.495 | 0.033989 | 698.6274 | 0.043933 | 623.2501 | 11.1881 | 630.0043 | 0.18961 | 622.495 | 5.5451 | 622.2664 | 65.1991 | 623.2501 | 114.1229 | 627.5251 | 18.8528 | 622.495 | 0.18498 | 698.6274 | 0.029651 | 622.495 | 0.0017096 | 623.2501 | 16.9235 | 698.6274 | 3.1787 | 698.6274 | 5.9532
|  | 698.8613 | 0 | 698.8613 | 0 | 627.7538 | 0.78787 | 630.2347 | 0.064567 | 629.5348 | 0.13973 | 622.7236 | 0.040598 | 622.7236 | 0.035514 | 698.8613 | -0.010563 | 623.4755 | 11.1439 | 630.2347 | 0.18113 | 622.7236 | 5.5364 | 622.495 | 64.1341 | 623.4755 | 115.0622 | 627.7538 | 19.2365 | 622.7236 | 0.16641 | 698.8613 | -0.0034202 | 622.7236 | -0.0020669 | 623.4755 | 16.7085 | 698.8613 | 3.1095 | 698.8613 | 5.8842
|  | 699.0952 | 0 | 699.0952 | 0 | 627.9826 | 1.0969 | 630.4652 | 0.11677 | 629.7663 | 0.13172 | 622.9523 | 0.070321 | 622.9523 | 0.047933 | 699.0952 | 0.036249 | 623.7009 | 11.1568 | 630.4652 | 0.18334 | 622.9523 | 5.5015 | 622.7236 | 63.2637 | 623.7009 | 117.6621 | 627.9826 | 19.6268 | 622.9523 | 0.19776 | 699.0952 | 0.03537 | 622.9523 | 0.0041772 | 623.7009 | 16.7277 | 699.0952 | 3.1364 | 699.0952 | 5.9061
|  | 699.3291 | 0 | 699.3291 | 0 | 628.2114 | 0.77667 | 630.6957 | 0.060696 | 629.9978 | 0.13923 | 623.181 | 0.02675 | 623.181 | 0.050548 | 699.3291 | -0.0073796 | 623.9263 | 10.8678 | 630.6957 | 0.17554 | 623.181 | 5.5111 | 622.9523 | 62.1051 | 623.9263 | 119.4495 | 628.2114 | 20.0237 | 623.181 | 0.16912 | 699.3291 | 0.01086 | 623.181 | -0.0030214 | 623.9263 | 16.7206 | 699.3291 | 3.0748 | 699.3291 | 5.8236
|  | 699.563 | 0 | 699.563 | 0 | 628.4402 | 1.1682 | 630.9262 | 0.11878 | 630.2294 | 0.13172 | 623.4096 | 0.038653 | 623.4096 | 0.054034 | 699.563 | 0.036162 | 624.1517 | 11.0173 | 630.9262 | 0.18181 | 623.4096 | 5.4949 | 623.181 | 61.5929 | 624.1517 | 122.074 | 628.4402 | 20.4273 | 623.4096 | 0.20937 | 699.563 | 0.036999 | 623.4096 | 0.00069162 | 624.1517 | 16.585 | 699.563 | 3.0812 | 699.563 | 5.8286
|  | 699.7969 | 0 | 699.7969 | 0 | 628.6689 | 0.72451 | 631.1567 | 0.034158 | 630.4609 | 0.13842 | 623.6383 | 0.0029744 | 623.6383 | 0.039436 | 699.7969 | -0.008758 | 624.3771 | 10.8342 | 631.1567 | 0.15843 | 623.6383 | 5.4525 | 623.4096 | 60.6086 | 624.3771 | 124.4655 | 628.6689 | 20.8375 | 623.6383 | 0.16641 | 699.7969 | 0.0061911 | 623.6383 | -0.0022346 | 624.3771 | 16.5332 | 699.7969 | 3.0272 | 699.7969 | 5.7637
|  | 700.0309 | 0 | 700.0309 | 0 | 628.8978 | 1.1467 | 631.3872 | 0.16045 | 630.6925 | 0.12922 | 623.867 | 0.040669 | 623.867 | 0.034207 | 700.0309 | 0.032796 | 624.6025 | 10.9009 | 631.3872 | 0.16283 | 623.867 | 5.4424 | 623.6383 | 59.0524 | 624.6025 | 126.5949 | 628.8978 | 21.2544 | 623.867 | 0.19234 | 700.0309 | 0.033869 | 623.867 | 0.00015311 | 624.6025 | 16.4959 | 700.0309 | 3.0318 | 700.0309 | 5.758
|  | 700.2648 | 0 | 700.2648 | 0 | 629.1266 | 0.73791 | 631.6177 | 0.023877 | 630.9241 | 0.13613 | 624.0957 | 0.057558 | 624.0957 | 0.035514 | 700.2648 | -0.0081832 | 624.8279 | 10.7625 | 631.6177 | 0.13962 | 624.0957 | 5.4837 | 623.867 | 57.8347 | 624.8279 | 128.2008 | 629.1266 | 21.6782 | 624.0957 | 0.17299 | 700.2648 | -0.00053758 | 624.0957 | -0.0015964 | 624.8279 | 16.3391 | 700.2648 | 2.9812 | 700.2648 | 5.6782
|  | 700.4988 | 0 | 700.4988 | 0 | 629.3554 | 1.1992 | 631.8483 | 0.1174 | 631.1556 | 0.12883 | 624.3244 | 0.078439 | 624.3244 | 0.028542 | 700.4988 | 0.031462 | 625.0534 | 10.7233 | 631.8483 | 0.14386 | 624.3244 | 5.4291 | 624.0957 | 57.3056 | 625.0534 | 130.8368 | 629.3554 | 22.1088 | 624.3244 | 0.20395 | 700.4988 | 0.034791 | 624.3244 | 0.0027866 | 625.0534 | 16.2842 | 700.4988 | 2.9778 | 700.4988 | 5.683
|  | 700.7327 | 0 | 700.7327 | 0 | 629.5842 | 0.67929 | 632.0789 | 0.066922 | 631.3873 | 0.13542 | 624.5532 | -0.014902 | 624.5532 | 0.014465 | 700.7327 | -0.0038678 | 625.2788 | 10.6186 | 632.0789 | 0.13488 | 624.5532 | 5.3536 | 624.3244 | 55.4319 | 625.2788 | 132.9511 | 629.5842 | 22.5464 | 624.5532 | 0.17763 | 700.7327 | 0.0091023 | 624.5532 | 2.5923e-05 | 625.2788 | 16.2644 | 700.7327 | 2.9296 | 700.7327 | 5.6216
|  | 700.9667 | 0 | 700.9667 | 0 | 629.813 | 1.1222 | 632.3094 | 0.16924 | 631.6189 | 0.12797 | 624.7819 | 0.061629 | 624.7819 | 0.03595 | 700.9667 | 0.031043 | 625.5043 | 10.4769 | 632.3094 | 0.15233 | 624.7819 | 5.3782 | 624.5532 | 53.7903 | 625.5043 | 134.5991 | 629.813 | 22.9911 | 624.7819 | 0.21091 | 700.9667 | 0.029302 | 624.7819 | 0.0016604 | 625.5043 | 16.2002 | 700.9667 | 2.9309 | 700.9667 | 5.6119
|  | 701.2007 | 0 | 701.2007 | 0 | 630.0419 | 0.68975 | 632.54 | 0.05036 | 631.8505 | 0.13514 | 625.0106 | 0.010941 | 625.0106 | 0.035732 | 701.2007 | -0.0022118 | 625.7297 | 10.3509 | 632.54 | 0.11912 | 625.0106 | 5.3174 | 624.7819 | 52.7652 | 625.7297 | 136.0375 | 630.0419 | 23.443 | 625.0106 | 0.1904 | 701.2007 | 0.0052816 | 625.0106 | -0.0044158 | 625.7297 | 16.0602 | 701.2007 | 2.8775 | 701.2007 | 5.5393
|  | 701.4347 | 0 | 701.4347 | 0 | 630.2708 | 1.1722 | 632.7706 | 0.1278 | 632.0821 | 0.127 | 625.2394 | 0.049764 | 625.2394 | 0.041833 | 701.4347 | 0.030741 | 625.9552 | 10.3257 | 632.7706 | 0.13488 | 625.2394 | 5.3576 | 625.0106 | 50.7769 | 625.9552 | 138.5262 | 630.2708 | 23.9021 | 625.2394 | 0.20588 | 701.4347 | 0.037453 | 625.2394 | 0.0018498 | 625.9552 | 16.0372 | 701.4347 | 2.8872 | 701.4347 | 5.5344
|  | 701.6686 | 0 | 701.6686 | 0 | 630.4997 | 0.67149 | 633.0012 | 0.044998 | 632.3138 | 0.13481 | 625.4681 | 0.015935 | 625.4681 | 0.044229 | 701.6686 | -0.0091269 | 626.1807 | 10.3179 | 633.0012 | 0.11302 | 625.4681 | 5.2857 | 625.2394 | 49.9771 | 626.1807 | 140.9223 | 630.4997 | 24.3683 | 625.4681 | 0.18421 | 701.6686 | 0.0095708 | 625.4681 | -0.0022685 | 626.1807 | 16.0793 | 701.6686 | 2.8415 | 701.6686 | 5.4738
|  | 701.9027 | 0 | 701.9027 | 0 | 630.7286 | 1.1179 | 633.2318 | 0.090175 | 632.5454 | 0.12639 | 625.6969 | 0.054813 | 625.6969 | 0.04619 | 701.9027 | 0.027546 | 626.4062 | 10.3683 | 633.2318 | 0.1159 | 625.6969 | 5.2487 | 625.4681 | 48.0594 | 626.4062 | 142.079 | 630.7286 | 24.8417 | 625.6969 | 0.22214 | 701.9027 | 0.03354 | 625.6969 | 0.0001745 | 626.4062 | 15.9054 | 701.9027 | 2.8385 | 701.9027 | 5.4864
|  | 702.1367 | 0 | 702.1367 | 0 | 630.9575 | 0.68816 | 633.4623 | 0.057701 | 632.7771 | 0.13372 | 625.9257 | 0.052856 | 625.9257 | 0.029632 | 702.1367 | -0.0051325 | 626.6317 | 10.132 | 633.4623 | 0.10353 | 625.9257 | 5.2097 | 625.6969 | 46.4048 | 626.6317 | 143.3317 | 630.9575 | 25.3221 | 625.9257 | 0.19118 | 702.1367 | 0.0086794 | 625.9257 | 0.0020385 | 626.6317 | 15.9692 | 702.1367 | 2.7898 | 702.1367 | 5.417
|  | 702.3707 | 0 | 702.3707 | 0 | 631.1863 | 1.0377 | 633.693 | 0.13891 | 633.0088 | 0.12563 | 626.1545 | 0.11446 | 626.1545 | 0.027889 | 702.3707 | 0.02717 | 626.8572 | 10.1975 | 633.693 | 0.12268 | 626.1545 | 5.1916 | 625.9257 | 44.5759 | 626.8572 | 145.6496 | 631.1863 | 25.8095 | 626.1545 | 0.22175 | 702.3707 | 0.034945 | 626.1545 | 0.0028544 | 626.8572 | 15.8336 | 702.3707 | 2.793 | 702.3707 | 5.4161
|  | 702.6047 | 0 | 702.6047 | 0 | 631.4153 | 0.65802 | 633.9236 | 0.08826 | 633.2405 | 0.13306 | 626.3833 | 0.042944 | 626.3833 | 0.034425 | 702.6047 | -0.0079704 | 627.0828 | 9.9478 | 633.9236 | 0.1015 | 626.3833 | 5.1863 | 626.1545 | 43.0957 | 627.0828 | 146.9611 | 631.4153 | 26.3037 | 626.3833 | 0.20472 | 702.6047 | 0.0097953 | 626.3833 | -0.0012386 | 627.0828 | 15.5548 | 702.6047 | 2.7452 | 702.6047 | 5.3551
|  | 702.8388 | 0 | 702.8388 | 0 | 631.6442 | 1.145 | 634.1543 | 0.14993 | 633.4722 | 0.12497 | 626.6121 | 0.074956 | 626.6121 | 0.026581 | 702.8388 | 0.031142 | 627.3083 | 10.0805 | 634.1543 | 0.10641 | 626.6121 | 5.123 | 626.3833 | 41.7335 | 627.3083 | 150.0344 | 631.6442 | 26.8049 | 626.6121 | 0.23336 | 702.8388 | 0.028743 | 626.6121 | 0.00068515 | 627.3083 | 15.804 | 702.8388 | 2.7437 | 702.8388 | 5.3452
|  | 703.0728 | 0 | 703.0728 | 0 | 631.8731 | 0.62121 | 634.385 | 0.043825 | 633.7039 | 0.13167 | 626.8409 | 0.045006 | 626.8409 | 0.044665 | 703.0728 | -0.0024569 | 627.5338 | 10.0284 | 634.385 | 0.093701 | 626.8409 | 5.0613 | 626.6121 | 39.8314 | 627.5338 | 150.7227 | 631.8731 | 27.313 | 626.8409 | 0.19698 | 703.0728 | 0.0077463 | 626.8409 | -0.00048655 | 627.5338 | 15.5784 | 703.0728 | 2.7065 | 703.0728 | 5.288
|  | 703.3069 | 0 | 703.3069 | 0 | 632.1021 | 1.1108 | 634.6156 | 0.10233 | 633.9356 | 0.12358 | 627.0698 | 0.058051 | 627.0698 | 0.046626 | 703.3069 | 0.022598 | 627.7594 | 9.9926 | 634.6156 | 0.10285 | 627.0698 | 5.1502 | 626.8409 | 38.0018 | 627.7594 | 151.8369 | 632.1021 | 27.8282 | 627.0698 | 0.22833 | 703.3069 | 0.028863 | 627.0698 | 0.0012602 | 627.7594 | 15.6361 | 703.3069 | 2.7069 | 703.3069 | 5.2858
|  | 703.541 | 0 | 703.541 | 0 | 632.3311 | 0.75113 | 634.8463 | 0.048456 | 634.1673 | 0.1305 | 627.2986 | 0.057091 | 627.2986 | 0.018143 | 703.541 | -0.00048527 | 627.9849 | 9.8649 | 634.8463 | 0.077943 | 627.2986 | 5.0434 | 627.0698 | 37.5283 | 627.9849 | 153.1909 | 632.3311 | 28.3505 | 627.2986 | 0.20433 | 703.541 | 0.0123 | 627.2986 | -0.0057688 | 627.9849 | 15.618 | 703.541 | 2.6739 | 703.541 | 5.2399
|  | 703.7751 | 0 | 703.7751 | 0 | 632.56 | 1.1147 | 635.077 | 0.1114 | 634.399 | 0.12263 | 627.5274 | 0.061144 | 627.5274 | 0.045101 | 703.7751 | 0.023539 | 628.2105 | 9.8486 | 635.077 | 0.10285 | 627.5274 | 5.008 | 627.2986 | 35.4803 | 628.2105 | 153.5228 | 632.56 | 28.88 | 627.5274 | 0.21981 | 703.7751 | 0.024264 | 627.5274 | 0.0019891 | 628.2105 | 15.5717 | 703.7751 | 2.6764 | 703.7751 | 5.2339
|  | 704.0091 | 0 | 704.0091 | 0 | 632.7889 | 0.7003 | 635.3077 | 0.0497 | 634.6308 | 0.12959 | 627.7563 | 0.021065 | 627.7563 | 0.012229 | 704.0091 | 0.0015137 | 628.4361 | 9.754 | 635.3077 | 0.082518 | 627.7563 | 5.0005 | 627.5274 | 34.1941 | 628.4361 | 155.4871 | 632.7889 | 29.417 | 627.7563 | 0.20279 | 704.0091 | 0.0092253 | 627.7563 | -0.0015422 | 628.4361 | 15.3651 | 704.0091 | 2.6326 | 704.0091 | 5.176
|  | 704.2433 | 0 | 704.2433 | 0 | 633.0179 | 1.1404 | 635.5384 | 0.15048 | 634.8626 | 0.12195 | 627.9852 | 0.039151 | 627.9852 | 0.033553 | 704.2433 | 0.024885 | 628.6617 | 9.6325 | 635.5384 | 0.088618 | 627.9852 | 4.9896 | 627.7563 | 32.916 | 628.6617 | 157.4355 | 633.0179 | 29.9616 | 627.9852 | 0.24613 | 704.2433 | 0.026401 | 627.9852 | 0.0013117 | 628.6617 | 15.2427 | 704.2433 | 2.6269 | 704.2433 | 5.1587
|  | 704.4774 | 0 | 704.4774 | 0 | 633.2469 | 0.68635 | 635.7691 | 0.038754 | 635.0944 | 0.12869 | 628.2141 | -0.025116 | 628.2141 | 0.029849 | 704.4774 | 0.00030982 | 628.8873 | 9.6504 | 635.7691 | 0.070827 | 628.2141 | 4.9443 | 627.9852 | 31.6359 | 628.8873 | 156.5158 | 633.2469 | 30.514 | 628.2141 | 0.21749 | 704.4774 | 0.0089927 | 628.2141 | -0.00064783 | 628.8873 | 15.4879 | 704.4774 | 2.5792 | 704.4774 | 5.0963
|  | 704.7115 | 0 | 704.7115 | 0 | 633.476 | 1.0908 | 635.9999 | 0.13682 | 635.3261 | 0.12014 | 628.4429 | 0.10955 | 628.4429 | 0.030503 | 704.7115 | 0.024993 | 629.1129 | 9.623 | 635.9999 | 0.07896 | 628.4429 | 4.8839 | 628.2141 | 30.2622 | 629.1129 | 156.7659 | 633.476 | 31.0745 | 628.4429 | 0.22833 | 704.7115 | 0.025345 | 628.4429 | -1.4462e-05 | 629.1129 | 15.5514 | 704.7115 | 2.569 | 704.7115 | 5.0783
|  | 704.9456 | 0 | 704.9456 | 0 | 633.705 | 0.62309 | 636.2306 | 0.066121 | 635.5579 | 0.12747 | 628.6718 | 0.081489 | 628.6718 | 0.026799 | 704.9456 | 0.0021237 | 629.3385 | 9.4914 | 636.2306 | 0.064049 | 628.6718 | 4.9399 | 628.4429 | 28.9693 | 629.3385 | 157.7879 | 633.705 | 31.6433 | 628.6718 | 0.22446 | 704.9456 | 0.012909 | 628.6718 | -0.0010953 | 629.3385 | 15.2733 | 704.9456 | 2.5388 | 704.9456 | 5.0323
|  | 705.1798 | 0 | 705.1798 | 0 | 633.934 | 1.0902 | 636.4614 | 0.10963 | 635.7897 | 0.12068 | 628.9008 | 0.043291 | 628.9008 | 0.042051 | 705.1798 | 0.018718 | 629.5642 | 9.507 | 636.4614 | 0.075232 | 628.9008 | 4.9088 | 628.6718 | 28.1125 | 629.5641 | 159.485 | 633.934 | 32.2208 | 628.9008 | 0.23646 | 705.1798 | 0.026387 | 628.9008 | -0.0043818 | 629.5641 | 15.2522 | 705.1798 | 2.5352 | 705.1798 | 5.0303
|  | 705.4139 | 0 | 705.4139 | 0 | 634.163 | 0.6637 | 636.6921 | 0.047636 | 636.0216 | 0.12836 | 629.1296 | 0.025187 | 629.1296 | 0.014967 | 705.4139 | 0.00537 | 629.7898 | 9.427 | 636.6921 | 0.068116 | 629.1296 | 4.8573 | 628.9008 | 26.848 | 629.7898 | 158.3259 | 634.163 | 32.8075 | 629.1296 | 0.21633 | 705.4139 | 0.014464 | 629.1296 | -0.0020818 | 629.7898 | 15.0999 | 705.4139 | 2.512 | 705.4139 | 4.999
|  | 705.6481 | 0 | 705.6481 | 0 | 634.3921 | 1.061 | 636.9229 | 0.11894 | 636.2534 | 0.1212 | 629.3586 | 0.076619 | 629.3586 | 0.034643 | 705.6481 | 0.023779 | 630.0154 | 9.2595 | 636.9229 | 0.070488 | 629.3586 | 4.8009 | 629.1296 | 25.536 | 630.0154 | 159.3539 | 634.3921 | 33.4042 | 629.3586 | 0.23529 | 705.6481 | 0.024083 | 629.3586 | 0.0021851 | 630.0154 | 15.0722 | 705.6481 | 2.5051 | 705.6481 | 4.9812
|  | 705.8822 | 0 | 705.8822 | 0 | 634.6212 | 0.67376 | 637.1537 | 0.0258 | 636.4852 | 0.12869 | 629.5875 | 0.038336 | 629.5875 | 0.023095 | 705.8822 | 0.0098371 | 630.2411 | 9.2847 | 637.1537 | 0.053713 | 629.5875 | 4.7829 | 629.3586 | 24.4818 | 630.2411 | 157.6721 | 634.6212 | 34.0117 | 629.5875 | 0.2144 | 705.8822 | 0.015573 | 629.5875 | -0.0034895 | 630.2411 | 14.9591 | 705.8822 | 2.4783 | 705.8822 | 4.9559
|  | 706.1164 | 0 | 706.1164 | 0 | 634.8502 | 1.0326 | 637.3845 | 0.16254 | 636.7171 | 0.1201 | 629.8165 | 0.040382 | 629.8165 | 0.036604 | 706.1164 | 0.016662 | 630.4668 | 9.2696 | 637.3845 | 0.067268 | 629.8165 | 4.7791 | 629.5875 | 23.3896 | 630.4668 | 158.5961 | 634.8502 | 34.631 | 629.8165 | 0.23839 | 706.1164 | 0.02459 | 629.8165 | 0.0042621 | 630.4668 | 15.0513 | 706.1164 | 2.4705 | 706.1164 | 4.938
|  | 706.3506 | 0 | 706.3506 | 0 | 635.0793 | 0.68772 | 637.6153 | 0.020512 | 636.949 | 0.12718 | 630.0455 | 0.025256 | 630.0455 | 0.026581 | 706.3506 | 0.0065512 | 630.6924 | 9.1744 | 637.6153 | 0.056255 | 630.0455 | 4.7165 | 629.8165 | 22.6746 | 630.6924 | 157.0809 | 635.0793 | 35.2634 | 630.0455 | 0.23336 | 706.3506 | 0.018137 | 630.0455 | -0.0013243 | 630.6924 | 14.8484 | 706.3506 | 2.4416 | 706.3506 | 4.8885
|  | 706.5848 | 0 | 706.5848 | 0 | 635.3083 | 1.097 | 637.8461 | 0.13562 | 637.1808 | 0.1184 | 630.2744 | 0.10547 | 630.2744 | 0.036604 | 706.5848 | 0.01545 | 630.9181 | 9.3189 | 637.8461 | 0.069979 | 630.2744 | 4.7518 | 630.0455 | 21.4339 | 630.9182 | 156.3383 | 635.3083 | 35.9099 | 630.2744 | 0.25929 | 706.5848 | 0.022706 | 630.2744 | 0.00080204 | 630.9182 | 14.8439 | 706.5848 | 2.4144 | 706.5848 | 4.8608
|  | 706.819 | 0 | 706.819 | 0 | 635.5375 | 0.67438 | 638.077 | 0.057511 | 637.4127 | 0.11783 | 630.5034 | 0.024276 | 630.5034 | 0.02571 | 706.819 | 0.0082568 | 631.1438 | 9.0014 | 638.077 | 0.048799 | 630.5034 | 4.6734 | 630.2744 | 20.7657 | 631.1438 | 155.9303 | 635.5375 | 36.5712 | 630.5034 | 0.22523 | 706.819 | 0.018532 | 630.5034 | -0.00019392 | 631.1438 | 14.8645 | 706.819 | 2.393 | 706.819 | 4.8223
|  | 707.0533 | 0 | 707.0533 | 0 | 635.7665 | 1.1047 | 638.3078 | 0.12823 | 637.6446 | 0.11698 | 630.7324 | 0.055666 | 630.7324 | 0.054906 | 707.0533 | 0.014304 | 631.3695 | 9.1856 | 638.3078 | 0.064896 | 630.7324 | 4.6441 | 630.5034 | 19.7848 | 631.3695 | 154.272 | 635.7665 | 37.2476 | 630.7324 | 0.2678 | 707.0533 | 0.023877 | 630.7324 | -0.00042151 | 631.3695 | 14.7709 | 707.0533 | 2.3882 | 707.0533 | 4.8056
|  | 707.2875 | 0 | 707.2875 | 0 | 635.9957 | 0.61867 | 638.5386 | 0.054066 | 637.8765 | 0.11718 | 630.9614 | 0.062788 | 630.9614 | 0.029196 | 707.2875 | 0.0046283 | 631.5952 | 8.9991 | 638.5386 | 0.047952 | 630.9614 | 4.6308 | 630.7324 | 19.0162 | 631.5952 | 152.3472 | 635.9957 | 37.9387 | 630.9614 | 0.23646 | 707.2875 | 0.016168 | 630.9614 | -1.5041e-06 | 631.5952 | 14.4178 | 707.2875 | 2.3604 | 707.2875 | 4.7658
|  | 707.5217 | 0 | 707.5217 | 0 | 636.2248 | 1.1297 | 638.7695 | 0.12473 | 638.1084 | 0.11671 | 631.1904 | -0.0030398 | 631.1904 | 0.026799 | 707.5217 | 0.008645 | 631.821 | 9.0557 | 638.7695 | 0.065066 | 631.1904 | 4.5835 | 630.9614 | 18.1736 | 631.821 | 151.8403 | 636.2248 | 38.6432 | 631.1904 | 0.2589 | 707.5217 | 0.019232 | 631.1904 | 0.0032608 | 631.821 | 14.4877 | 707.5217 | 2.3454 | 707.5217 | 4.7411
|  | 707.756 | 0 | 707.756 | 0 | 636.4539 | 0.66857 | 639.0004 | 0.049408 | 638.3403 | 0.11554 | 631.4194 | 0.085844 | 631.4194 | 0.01296 | 707.756 | 0.0064662 | 632.0467 | 8.7538 | 639.0004 | 0.049646 | 631.4194 | 4.5848 | 631.1904 | 17.308 | 632.0467 | 149.3109 | 636.4539 | 39.3591 | 631.4194 | 0.24536 | 707.756 | 0.021731 | 631.4194 | -0.0042542 | 632.0467 | 14.4364 | 707.756 | 2.3253 | 707.756 | 4.7189
|  | 707.9902 | 0 | 707.9902 | 0 | 636.6831 | 0.6693 | 639.2313 | 0.062361 | 638.5723 | 0.1156 | 631.6484 | -0.015213 | 631.6484 | 0.010863 | 707.9902 | 0.0087218 | 632.2725 | 8.6402 | 639.2313 | 0.039141 | 631.6484 | 4.4461 | 631.4194 | 16.7307 | 632.2725 | 145.7043 | 636.6831 | 40.0836 | 631.6484 | 0.25503 | 707.9902 | 0.025403 | 631.6484 | -0.00084044 | 632.2725 | 14.1603 | 707.9902 | 2.3116 | 707.9902 | 4.6961
|  | 708.2245 | 0 | 708.2245 | 0 | 636.9122 | 1.0802 | 639.4622 | 0.12614 | 638.8043 | 0.11383 | 631.8775 | 0.099742 | 631.8775 | 0.033771 | 708.2245 | 0.012016 | 632.4982 | 8.7499 | 639.4622 | 0.053713 | 631.8775 | 4.4831 | 631.6484 | 14.9792 | 632.4982 | 142.9387 | 636.9122 | 40.8136 | 631.8775 | 0.28638 | 708.2245 | 0.023099 | 631.8775 | 0.0017803 | 632.4982 | 14.2413 | 708.2245 | 2.2958 | 708.2245 | 4.671
|  | 708.4588 | 0 | 708.4588 | 0 | 637.1414 | 0.62566 | 639.693 | 0.080597 | 639.0362 | 0.11325 | 632.1066 | 0.046693 | 632.1066 | 0.025274 | 708.4588 | 0.008531 | 632.7239 | 8.6514 | 639.693 | 0.042869 | 632.1066 | 4.3937 | 631.8775 | 14.6169 | 632.7239 | 140.445 | 637.1414 | 41.546 | 632.1066 | 0.24226 | 708.4588 | 0.023705 | 632.1066 | -0.00049392 | 632.7239 | 14.1374 | 708.4588 | 2.2754 | 708.4588 | 4.6361
|  | 708.693 | 0 | 708.693 | 0 | 637.3706 | 1.0372 | 639.924 | 0.13627 | 639.2682 | 0.1132 | 632.3356 | 0.038584 | 632.3356 | 0.023749 | 708.693 | 0.010498 | 632.9497 | 8.522 | 639.924 | 0.047613 | 632.3356 | 4.4095 | 632.1066 | 13.8883 | 632.9497 | 137.7585 | 637.3706 | 42.2782 | 632.3356 | 0.29528 | 708.693 | 0.023321 | 632.3356 | 0.0029024 | 632.9497 | 14.1655 | 708.693 | 2.2559 | 708.693 | 4.5984
|  | 708.9273 | 0 | 708.9273 | 0 | 637.5997 | 0.63616 | 640.1549 | 0.072607 | 639.5002 | 0.11281 | 632.5647 | 0.044691 | 632.5647 | 0.0093748 | 708.9273 | 0.010558 | 633.1755 | 8.5914 | 640.1549 | 0.032872 | 632.5647 | 4.3502 | 632.3356 | 13.4861 | 633.1755 | 134.5433 | 637.5997 | 43.008 | 632.5647 | 0.25542 | 708.9273 | 0.0222 | 632.5647 | -0.00015163 | 633.1755 | 13.9858 | 708.9273 | 2.2347 | 708.9273 | 4.567
|  | 709.1617 | 0 | 709.1617 | 0 | 637.829 | 1.0367 | 640.3859 | 0.13363 | 639.7322 | 0.11345 | 632.7938 | 0.10874 | 632.7938 | 0.02462 | 709.1617 | 0.015104 | 633.4013 | 8.3663 | 640.3859 | 0.056255 | 632.7938 | 4.3247 | 632.5647 | 12.6537 | 633.4013 | 132.0535 | 637.829 | 43.7344 | 632.7938 | 0.27903 | 709.1617 | 0.022416 | 632.7938 | 0.0038362 | 633.4013 | 13.9151 | 709.1617 | 2.2154 | 709.1617 | 4.5325
|  | 709.396 | 0 | 709.396 | 0 | 638.0582 | 0.65805 | 640.6168 | 0.061833 | 639.9642 | 0.11975 | 633.0228 | 0.14634 | 633.0228 | 0.020815 | 709.396 | 0.0097369 | 633.6271 | 8.2739 | 640.6168 | 0.035074 | 633.0228 | 4.3164 | 632.7938 | 12.1714 | 633.6271 | 128.4567 | 638.0582 | 44.457 | 633.0228 | 0.26548 | 709.396 | 0.017685 | 633.0228 | -0.0031587 | 633.6271 | 13.699 | 709.396 | 2.1864 | 709.396 | 4.4863
|  | 709.6303 | 0 | 709.6303 | 0 | 638.2874 | 1.0244 | 640.8478 | 0.14264 | 640.1962 | 0.11293 | 633.2519 | 0.045734 | 633.2519 | 0.032028 | 709.6303 | 0.017464 | 633.8529 | 8.4363 | 640.8478 | 0.052188 | 633.2519 | 4.2549 | 633.0228 | 11.6891 | 633.8529 | 125.6987 | 638.2874 | 45.1765 | 633.2519 | 0.28019 | 709.6303 | 0.025907 | 633.2519 | 0.00067755 | 633.8529 | 13.7189 | 709.6303 | 2.1736 | 709.6303 | 4.4581
|  | 709.8646 | 0 | 709.8646 | 0 | 638.5166 | 0.5408 | 641.0787 | 0.076926 | 640.4282 | 0.11926 | 633.481 | -0.044721 | 633.481 | 0.014799 | 709.8646 | 0.0045757 | 634.0787 | 8.1927 | 641.0787 | 0.032194 | 633.481 | 4.2529 | 633.2519 | 11.1748 | 634.0787 | 122.3167 | 638.5166 | 45.8941 | 633.481 | 0.26509 | 709.8646 | 0.019587 | 633.481 | 0.0019498 | 634.0787 | 13.6353 | 709.8646 | 2.1455 | 709.8646 | 4.4273
|  | 710.099 | 0 | 710.099 | 0 | 638.7458 | 1.0058 | 641.3098 | 0.11462 | 640.6602 | 0.11228 | 633.7101 | 0.077251 | 633.7101 | 0.039436 | 710.099 | 0.014706 | 634.3046 | 8.1961 | 641.3098 | 0.046088 | 633.7101 | 4.2143 | 633.481 | 10.7597 | 634.3046 | 119.2928 | 638.7458 | 46.6113 | 633.7101 | 0.29799 | 710.099 | 0.025781 | 633.7101 | -0.00069823 | 634.3046 | 13.582 | 710.099 | 2.1367 | 710.099 | 4.4065
|  | 710.3333 | 0 | 710.3333 | 0 | 638.9751 | 0.58722 | 641.5407 | 0.061662 | 640.8923 | 0.11999 | 633.9393 | 0.043709 | 633.9393 | 0.013295 | 710.3333 | 0.0096612 | 634.5304 | 8.1087 | 641.5407 | 0.032702 | 633.9393 | 4.2079 | 633.7101 | 10.2611 | 634.5304 | 115.879 | 638.9751 | 47.3297 | 633.9393 | 0.28638 | 710.3333 | 0.021658 | 633.9393 | -0.0045318 | 634.5304 | 13.4055 | 710.3333 | 2.1209 | 710.3333 | 4.3783
|  | 710.5677 | 0 | 710.5677 | 0 | 639.2043 | 1.0127 | 641.7717 | 0.13419 | 641.1243 | 0.11196 | 634.1685 | 0.089114 | 634.1685 | 0.02052 | 710.5677 | 0.025789 | 634.7562 | 8.1474 | 641.7717 | 0.033041 | 634.1685 | 4.1408 | 633.9393 | 9.9043 | 634.7562 | 113.5075 | 639.2043 | 48.0504 | 634.1685 | 0.30147 | 710.5677 | 0.032838 | 634.1685 | 0.0039507 | 634.7562 | 13.4804 | 710.5677 | 2.1128 | 710.5677 | 4.3632
|  | 710.8021 | 0 | 710.8021 | 0 | 639.4336 | 0.50591 | 642.0027 | 0.036113 | 641.3564 | 0.11932 | 634.3976 | 0.045738 | 634.3976 | 0.031375 | 710.8021 | 0.0061793 | 634.9821 | 7.9553 | 642.0027 | 0.021519 | 634.3976 | 4.1409 | 634.1685 | 9.462 | 634.9821 | 109.5778 | 639.4336 | 48.7744 | 634.3976 | 0.29528 | 710.8021 | 0.017643 | 634.3976 | 0.00020508 | 634.9821 | 13.3735 | 710.8021 | 2.0871 | 710.8021 | 4.331
|  | 711.0364 | 0 | 711.0364 | 0 | 639.6629 | 1.0273 | 642.2338 | 0.11658 | 641.5885 | 0.11218 | 634.6268 | 0.10301 | 634.6268 | 0.027235 | 711.0364 | 0.022894 | 635.2079 | 8.0359 | 642.2338 | 0.038972 | 634.6268 | 4.0858 | 634.3976 | 9.0332 | 635.2079 | 106.0362 | 639.6629 | 49.5021 | 634.6268 | 0.3065 | 711.0364 | 0.031311 | 634.6268 | 0.0021922 | 635.2079 | 13.255 | 711.0364 | 2.0802 | 711.0364 | 4.3195
|  | 711.2708 | 0 | 711.2708 | 0 | 639.8922 | 0.62019 | 642.4648 | 0.053829 | 641.8206 | 0.11895 | 634.8559 | -0.010163 | 634.8559 | 0.012691 | 711.2708 | 5.8013e-05 | 635.4338 | 7.8909 | 642.4648 | 0.029483 | 634.8559 | 4.0777 | 634.6268 | 8.6764 | 635.4338 | 100.6741 | 639.8922 | 50.2335 | 634.8559 | 0.31347 | 711.2708 | 0.020069 | 634.8559 | -0.006919 | 635.4338 | 12.9475 | 711.2708 | 2.0555 | 711.2708 | 4.2831
|  | 711.5052 | 0 | 711.5052 | 0 | 640.1215 | 1.0433 | 642.6959 | 0.12594 | 642.0527 | 0.11103 | 635.0851 | 0.036585 | 635.0851 | 0.0066711 | 711.5052 | 0.026179 | 635.6597 | 7.7369 | 642.6959 | 0.038294 | 635.0851 | 4.0293 | 634.8559 | 8.3494 | 635.6597 | 98.7377 | 640.1215 | 50.9687 | 635.0851 | 0.33088 | 711.5052 | 0.02832 | 635.0851 | 0.0051641 | 635.6597 | 13.1109 | 711.5052 | 2.0495 | 711.5052 | 4.2741
|  | 711.7396 | 0 | 711.7396 | 0 | 640.3508 | 0.5962 | 642.9269 | 0.091414 | 642.2848 | 0.11762 | 635.3143 | 0.071134 | 635.3143 | 0.034861 | 711.7396 | -0.0018282 | 635.8856 | 7.7139 | 642.9269 | 0.022705 | 635.3143 | 4.0261 | 635.0851 | 8.0034 | 635.8856 | 95.1119 | 640.3508 | 51.7075 | 635.3143 | 0.30341 | 711.7396 | 0.015924 | 635.3143 | 0.00145 | 635.8856 | 13.0331 | 711.7396 | 2.0179 | 711.7396 | 4.2266
|  | 711.9741 | 0 | 711.9741 | 0 | 640.5801 | 1.0223 | 643.158 | 0.12501 | 642.5169 | 0.11108 | 635.5435 | 0.06402 | 635.5435 | 0.025274 | 711.9741 | 0.01891 | 636.1115 | 7.7313 | 643.158 | 0.035413 | 635.5435 | 4.0122 | 635.3143 | 7.6487 | 636.1115 | 91.2176 | 640.5801 | 52.4499 | 635.5435 | 0.32933 | 711.9741 | 0.032233 | 635.5435 | -0.0015299 | 636.1115 | 12.8926 | 711.9741 | 2.0197 | 711.9741 | 4.214
|  | 712.2085 | 0 | 712.2085 | 0 | 640.8094 | 0.59817 | 643.3891 | 0.080115 | 642.7491 | 0.11805 | 635.7727 | -0.013211 | 635.7727 | 0.021718 | 712.2085 | -0.0030314 | 636.3374 | 7.4552 | 643.3891 | 0.016505 | 635.7727 | 3.989 | 635.5435 | 7.4438 | 636.3374 | 87.4341 | 640.8094 | 53.1959 | 635.7727 | 0.32779 | 712.2085 | 0.020544 | 635.7727 | -0.0040745 | 636.3374 | 12.5542 | 712.2085 | 1.9938 | 712.2085 | 4.1762
|  | 712.4429 | 0 | 712.4429 | 0 | 641.0388 | 1.0134 | 643.6202 | 0.15881 | 642.9812 | 0.1109 | 636.0019 | 0.046745 | 636.0019 | 0.027453 | 712.4429 | 0.023049 | 636.5634 | 7.6602 | 643.6202 | 0.036938 | 636.0019 | 3.9321 | 635.7727 | 7.1202 | 636.5634 | 84.7099 | 641.0388 | 53.9458 | 636.0019 | 0.34327 | 712.4429 | 0.035725 | 636.0019 | -0.0024092 | 636.5634 | 12.6205 | 712.4429 | 1.9993 | 712.4429 | 4.1659
|  | 712.6774 | 0 | 712.6774 | 0 | 641.2681 | 0.62367 | 643.8513 | 0.016245 | 643.2134 | 0.11715 | 636.2311 | -0.05081 | 636.2311 | 0.015699 | 712.6774 | 0.0012852 | 636.7893 | 7.4748 | 643.8513 | 0.017114 | 636.2311 | 3.9582 | 636.0019 | 6.8529 | 636.7892 | 82.2142 | 641.2681 | 54.7 | 636.2311 | 0.32546 | 712.6774 | 0.021062 | 636.2311 | 0.0011357 | 636.7892 | 12.7305 | 712.6774 | 1.9759 | 712.6774 | 4.1314
|  | 712.9118 | 0 | 712.9118 | 0 | 641.4975 | 0.98611 | 644.0824 | 0.1592 | 643.4456 | 0.10834 | 636.4604 | -0.0030486 | 636.4604 | 0.032464 | 712.9118 | 0.025116 | 637.0152 | 7.4642 | 644.0824 | 0.034227 | 636.4604 | 3.9264 | 636.2311 | 6.5728 | 637.0152 | 78.4426 | 641.4975 | 55.4592 | 636.4604 | 0.36262 | 712.9118 | 0.039943 | 636.4604 | 0.0054457 | 637.0152 | 12.577 | 712.9118 | 1.9697 | 712.9118 | 4.1231
|  | 713.1463 | 0 | 713.1463 | 0 | 641.7268 | 0.56941 | 644.3135 | 0.067686 | 643.6777 | 0.11564 | 636.6896 | 0.030488 | 636.6896 | 0.0329 | 713.1463 | 0.0015629 | 637.2411 | 7.3354 | 644.3135 | 0.025925 | 636.6896 | 3.8734 | 636.4604 | 6.3889 | 637.2411 | 75.4473 | 641.7268 | 56.2239 | 636.6896 | 0.33901 | 713.1463 | 0.021235 | 636.6896 | -6.5872e-05 | 637.2411 | 12.4387 | 713.1463 | 1.9433 | 713.1463 | 4.0797
|  | 713.3808 | 0 | 713.3808 | 0 | 641.9562 | 1.0556 | 644.5447 | 0.13656 | 643.9099 | 0.10814 | 636.9189 | 0.091567 | 636.9189 | 0.031157 | 713.3808 | 0.029284 | 637.4671 | 7.3107 | 644.5447 | 0.036091 | 636.9189 | 3.8429 | 636.6896 | 6.0443 | 637.4671 | 72.8685 | 641.9562 | 56.9947 | 636.9189 | 0.35797 | 713.3808 | 0.038551 | 636.9189 | 0.002949 | 637.4671 | 12.3466 | 713.3808 | 1.9383 | 713.3808 | 4.0776
|  | 713.6152 | 0 | 713.6152 | 0 | 642.1856 | 0.61501 | 644.7758 | 0.080537 | 644.1421 | 0.11596 | 637.1481 | 0.02338 | 637.1481 | 0.035296 | 713.6152 | 0.00097262 | 637.6931 | 7.1959 | 644.7758 | 0.015618 | 637.1481 | 3.8344 | 636.9189 | 5.7899 | 637.6931 | 68.5446 | 642.1856 | 57.772 | 637.1481 | 0.34791 | 713.6152 | 0.016771 | 637.1481 | -0.0027986 | 637.6931 | 12.0321 | 713.6152 | 1.9006 | 713.6152 | 4.0235
|  | 713.8497 | 0 | 713.8497 | 0 | 642.415 | 1.0188 | 645.007 | 0.13251 | 644.3743 | 0.10836 | 637.3774 | 0.04982 | 637.3774 | 0.026799 | 713.8497 | 0.030282 | 637.9191 | 7.2771 | 645.007 | 0.027111 | 637.3774 | 3.7764 | 637.1481 | 5.5552 | 637.9191 | 67.0433 | 642.415 | 58.5562 | 637.3774 | 0.37848 | 713.8497 | 0.03702 | 637.3774 | -0.0023418 | 637.9191 | 12.4208 | 713.8497 | 1.9105 | 713.8497 | 4.0222
|  | 714.0842 | 0 | 714.0842 | 0 | 642.6444 | 0.62227 | 645.2381 | 0.10342 | 644.6065 | 0.11563 | 637.6067 | 0.023391 | 637.6067 | 0.030503 | 714.0842 | -0.0057379 | 638.1451 | 7.0733 | 645.2381 | 0.013148 | 637.6067 | 3.7627 | 637.3774 | 5.3775 | 638.1451 | 63.9809 | 642.6444 | 59.3472 | 637.6067 | 0.36533 | 714.0842 | 0.018934 | 637.6067 | -0.0036909 | 638.1451 | 12.2221 | 714.0842 | 1.8694 | 714.0842 | 3.9687
|  | 714.3188 | 0 | 714.3188 | 0 | 642.8738 | 0.95102 | 645.4693 | 0.16152 | 644.8388 | 0.10832 | 637.836 | 0.03459 | 637.836 | 0.035514 | 714.3188 | 0.02853 | 638.371 | 7.1304 | 645.4693 | 0.026094 | 637.836 | 3.7473 | 637.6067 | 5.1048 | 638.371 | 62.1957 | 642.8738 | 60.1446 | 637.836 | 0.39125 | 714.3188 | 0.042626 | 637.836 | 0.0010032 | 638.371 | 12.2493 | 714.3188 | 1.8798 | 714.3188 | 3.9747
|  | 714.5533 | 0 | 714.5533 | 0 | 643.1033 | 0.51032 | 645.7005 | 0.065628 | 645.071 | 0.11436 | 638.0653 | 0.047833 | 638.0653 | 0.016024 | 714.5533 | -0.0061028 | 638.597 | 6.8286 | 645.7005 | 0.014109 | 638.0653 | 3.7223 | 637.836 | 4.965 | 638.597 | 59.0596 | 643.1033 | 60.9471 | 638.0653 | 0.37771 | 714.5533 | 0.018543 | 638.0653 | -0.0029708 | 638.597 | 11.8966 | 714.5533 | 1.8472 | 714.5533 | 3.9277
|  | 714.7878 | 0 | 714.7878 | 0 | 643.3327 | 0.93401 | 645.9317 | 0.12429 | 645.3033 | 0.10669 | 638.2946 | 0.050909 | 638.2946 | 0.037039 | 714.7878 | 0.033242 | 638.8231 | 6.9529 | 645.9317 | 0.029313 | 638.2946 | 3.6687 | 638.0653 | 4.7289 | 638.8231 | 56.923 | 643.3327 | 61.7533 | 638.2946 | 0.39435 | 714.7878 | 0.041335 | 638.2946 | 0.0020183 | 638.8231 | 11.9451 | 714.7878 | 1.8517 | 714.7878 | 3.9352
|  | 715.0224 | 0 | 715.0224 | 0 | 643.5621 | 0.51207 | 646.1629 | 0.004402 | 645.5355 | 0.11418 | 638.5239 | 0.090749 | 638.5239 | 0.019056 | 715.0224 | -0.0063511 | 639.0491 | 6.9199 | 646.1629 | 0.019655 | 638.5239 | 3.675 | 638.2946 | 4.596 | 639.0491 | 54.8589 | 643.5621 | 62.561 | 638.5239 | 0.39512 | 715.0224 | 0.014134 | 638.5239 | -0.0032577 | 639.0491 | 11.9006 | 715.0224 | 1.8116 | 715.0224 | 3.8833
|  | 715.2569 | 0 | 715.2569 | 0 | 643.7916 | 0.99587 | 646.3941 | 0.13536 | 645.7678 | 0.10574 | 638.7533 | 0.04587 | 638.7533 | 0.036168 | 715.2569 | 0.028349 | 639.2752 | 6.9725 | 646.3941 | 0.028636 | 638.7533 | 3.6469 | 638.5239 | 4.3429 | 639.2751 | 51.856 | 643.7916 | 63.3678 | 638.7533 | 0.42492 | 715.2569 | 0.044384 | 638.7533 | 0.00099896 | 639.2751 | 12.0374 | 715.2569 | 1.8237 | 715.2569 | 3.8868
|  | 715.4915 | 0 | 715.4915 | 0 | 644.0211 | 0.59182 | 646.6254 | 0.081781 | 646.0001 | 0.11289 | 638.9826 | 0.083391 | 638.9826 | 0.040308 | 715.4915 | -0.005614 | 639.5012 | 6.8101 | 646.6254 | 0.011303 | 638.9826 | 3.5964 | 638.7533 | 4.2738 | 639.5012 | 49.4742 | 644.0211 | 64.1708 | 638.9826 | 0.39551 | 715.4915 | 0.018576 | 638.9826 | 0.0024126 | 639.5012 | 11.745 | 715.4915 | 1.7859 | 715.4915 | 3.8391
|  | 715.726 | 0 | 715.726 | 0 | 644.2505 | 0.99407 | 646.8566 | 0.088123 | 646.2324 | 0.10515 | 639.212 | 0.056144 | 639.212 | 0.047716 | 715.726 | 0.030303 | 639.7272 | 6.8739 | 646.8566 | 0.02728 | 639.212 | 3.5768 | 638.9826 | 3.9441 | 639.7272 | 48.6996 | 644.2505 | 64.9676 | 639.212 | 0.41989 | 715.726 | 0.036019 | 639.212 | 0.0015066 | 639.7272 | 11.8289 | 715.726 | 1.7916 | 715.726 | 3.8366
|  | 715.9606 | 0 | 715.9606 | 0 | 644.48 | 0.57224 | 647.0878 | 0.033288 | 646.4647 | 0.11242 | 639.4414 | 0.017369 | 639.4414 | 0.006707 | 715.9606 | -0.017293 | 639.9533 | 6.674 | 647.0878 | 0.012387 | 639.4414 | 3.5619 | 639.212 | 3.9135 | 639.9533 | 46.0083 | 644.48 | 65.7558 | 639.4414 | 0.40364 | 715.9606 | 0.01619 | 639.4414 | 0.0014874 | 639.9533 | 11.5006 | 715.9606 | 1.7518 | 715.9606 | 3.7874
|  | 716.1952 | 0 | 716.1952 | 0 | 644.7095 | 1.0088 | 647.3191 | 0.12327 | 646.697 | 0.10369 | 639.6707 | 0.051137 | 639.6707 | 0.028324 | 716.1952 | 0.03962 | 640.1794 | 6.7283 | 647.3191 | 0.030161 | 639.6707 | 3.5386 | 639.4414 | 3.7378 | 640.1794 | 43.9536 | 644.7095 | 66.5333 | 639.6707 | 0.44853 | 716.1952 | 0.045472 | 639.6707 | 0.0017514 | 640.1794 | 11.5153 | 716.1952 | 1.7653 | 716.1952 | 3.7798
|  | 716.4298 | 0 | 716.4298 | 0 | 644.939 | 0.50593 | 647.5504 | 0.080102 | 646.9293 | 0.11071 | 639.9001 | 0.0081916 | 639.9001 | 0.023967 | 716.4298 | -0.0067616 | 640.4055 | 6.6589 | 647.5504 | 0.010611 | 639.9001 | 3.5291 | 639.6707 | 3.6442 | 640.4055 | 42.1371 | 644.939 | 67.2986 | 639.9001 | 0.43382 | 716.4298 | 0.017981 | 639.9001 | -0.0015721 | 640.4055 | 11.5278 | 716.4298 | 1.7251 | 716.4298 | 3.746
|  | 716.6644 | 0 | 716.6644 | 0 | 645.1686 | 0.99044 | 647.7817 | 0.14016 | 647.1617 | 0.10326 | 640.1295 | 0.13653 | 640.1295 | 0.028324 | 716.6644 | 0.04053 | 640.6315 | 6.6074 | 647.7817 | 0.025755 | 640.1295 | 3.5123 | 639.9001 | 3.4468 | 640.6315 | 40.3126 | 645.1686 | 68.0509 | 640.1295 | 0.47988 | 716.6644 | 0.045012 | 640.1295 | 0.0052224 | 640.6315 | 11.3498 | 716.6644 | 1.738 | 716.6644 | 3.7277
|  | 716.899 | 0 | 716.899 | 0 | 645.3981 | 0.53787 | 648.013 | 0.057901 | 647.394 | 0.11102 | 640.3589 | -0.0051342 | 640.3589 | 0.0033957 | 716.899 | -0.021125 | 640.8576 | 6.4108 | 648.013 | 0.0095247 | 640.3589 | 3.4921 | 640.1295 | 3.3641 | 640.8576 | 38.8859 | 645.3981 | 68.7899 | 640.3589 | 0.45163 | 716.899 | 0.0095246 | 640.3589 | 0.0018913 | 640.8576 | 11.1621 | 716.899 | 1.6962 | 716.899 | 3.6865
|  | 717.1337 | 0 | 717.1337 | 0 | 645.6276 | 0.89553 | 648.2443 | 0.15793 | 647.6264 | 0.10408 | 640.5883 | 0.056567 | 640.5883 | 0.025274 | 717.1337 | 0.037406 | 641.0837 | 6.3968 | 648.2443 | 0.018977 | 640.5883 | 3.4911 | 640.3589 | 3.2026 | 641.0837 | 36.5321 | 645.6276 | 69.516 | 640.5883 | 0.48994 | 717.1337 | 0.050302 | 640.5883 | 0.0040031 | 641.0837 | 11.21 | 717.1337 | 1.7149 | 717.1337 | 3.7007
|  | 717.3683 | 0 | 717.3683 | 0 | 645.8572 | 0.50896 | 648.4756 | 0.099903 | 647.8588 | 0.11085 | 640.8178 | 0.090749 | 640.8178 | 0.032464 | 717.3683 | -0.016172 | 641.3099 | 6.3487 | 648.4756 | 0.0053347 | 640.8178 | 3.4317 | 640.5883 | 3.1748 | 641.3099 | 35.4667 | 645.8572 | 70.2303 | 640.8178 | 0.44311 | 717.3683 | 0.012735 | 640.8178 | -0.0014891 | 641.3099 | 11.1717 | 717.3683 | 1.676 | 717.3683 | 3.6385
|  | 717.6029 | 0 | 717.6029 | 0 | 646.0867 | 0.98897 | 648.7069 | 0.11918 | 648.0912 | 0.10222 | 641.0472 | 0.083391 | 641.0472 | 0.029632 | 717.6029 | 0.041355 | 641.536 | 6.3246 | 648.7069 | 0.027788 | 641.0472 | 3.453 | 640.8178 | 2.898 | 641.536 | 33.9422 | 646.0867 | 70.9344 | 641.0472 | 0.50194 | 717.6029 | 0.05254 | 641.0472 | 0.0045209 | 641.536 | 11.0696 | 717.6029 | 1.6869 | 717.6029 | 3.655
|  | 717.8376 | 0 | 717.8376 | 0 | 646.3163 | 0.54081 | 648.9383 | 0.098668 | 648.3235 | 0.11113 | 641.2766 | 0.013432 | 641.2766 | 0.015962 | 717.8376 | -0.020025 | 641.7622 | 6.2512 | 648.9383 | -0.0028071 | 641.2766 | 3.4205 | 641.0472 | 2.938 | 641.7621 | 32.777 | 646.3163 | 71.6306 | 641.2766 | 0.47639 | 717.8376 | 0.010964 | 641.2766 | -0.00032943 | 641.7621 | 11.0412 | 717.8376 | 1.6419 | 717.8376 | 3.5916
|  | 718.0723 | 0 | 718.0723 | 0 | 646.5458 | 0.97206 | 649.1696 | 0.088059 | 648.556 | 0.10437 | 641.5061 | 0.06971 | 641.5061 | 0.026581 | 718.0723 | 0.030824 | 641.9883 | 6.1952 | 649.1696 | 0.017961 | 641.5061 | 3.4091 | 641.2766 | 2.8058 | 641.9883 | 31.1823 | 646.5458 | 72.3217 | 641.5061 | 0.50542 | 718.0723 | 0.044614 | 641.5061 | -0.001069 | 641.9883 | 10.8981 | 718.0723 | 1.6678 | 718.0723 | 3.6009
|  | 718.307 | 0 | 718.307 | 0 | 646.7755 | 0.53358 | 649.401 | 0.064604 | 648.7884 | 0.11151 | 641.7355 | 0.067584 | 641.7355 | 0.0018988 | 718.307 | -0.011098 | 642.2144 | 6.1846 | 649.401 | 0.0017378 | 641.7355 | 3.3626 | 641.5061 | 2.7861 | 642.2144 | 29.9933 | 646.7755 | 73.0105 | 641.7355 | 0.49303 | 718.307 | 0.011893 | 641.7355 | -0.0012613 | 642.2144 | 10.9502 | 718.307 | 1.6192 | 718.307 | 3.5631
|  | 718.5416 | 0 | 718.5416 | 0 | 647.0051 | 1.0126 | 649.6323 | 0.10846 | 649.0208 | 0.10432 | 641.965 | 0.11855 | 641.965 | 0.018894 | 718.5416 | 0.035003 | 642.4406 | 6.2899 | 649.6323 | 0.020672 | 641.965 | 3.3419 | 641.7355 | 2.5554 | 642.4406 | 28.5584 | 647.0051 | 73.6993 | 641.965 | 0.50658 | 718.5416 | 0.048398 | 641.965 | -0.00023825 | 642.4406 | 10.9045 | 718.5416 | 1.6407 | 718.5416 | 3.5615
|  | 718.7763 | 0 | 718.7763 | 0 | 647.2347 | 0.52647 | 649.8637 | 0.023366 | 649.2532 | 0.11224 | 642.1945 | 0.0031306 | 642.1945 | 0.013958 | 718.7763 | -0.024236 | 642.6667 | 6.0244 | 649.8637 | 0.0045053 | 642.1945 | 3.302 | 641.965 | 2.5174 | 642.6667 | 27.5369 | 647.2347 | 74.3901 | 642.1945 | 0.50232 | 718.7763 | 0.0084447 | 642.1945 | -0.0003027 | 642.6667 | 10.7005 | 718.7763 | 1.5912 | 718.7763 | 3.5001
|  | 719.011 | 0 | 719.011 | 0 | 647.4643 | 0.92367 | 650.0951 | 0.16624 | 649.4857 | 0.10441 | 642.424 | 0.066617 | 642.424 | 0.017275 | 719.011 | 0.04008 | 642.8929 | 6.1454 | 650.0951 | 0.017114 | 642.424 | 3.3346 | 642.1945 | 2.3662 | 642.8929 | 26.5477 | 647.4643 | 75.0833 | 642.424 | 0.53986 | 719.011 | 0.057516 | 642.424 | 0.0013865 | 642.8929 | 10.793 | 719.011 | 1.6098 | 719.011 | 3.5223
|  | 719.2457 | 0 | 719.2457 | 0 | 647.6939 | 0.4879 | 650.3265 | 0.0086873 | 649.7181 | 0.11085 | 642.6535 | 0.042609 | 642.6535 | 0.0057309 | 719.2457 | -0.010061 | 643.1191 | 5.9488 | 650.3265 | 0.0028521 | 642.6535 | 3.3134 | 642.424 | 2.3804 | 643.1191 | 24.6689 | 647.6939 | 75.778 | 642.6535 | 0.53212 | 719.2457 | 0.028107 | 642.6535 | 4.1036e-05 | 643.1191 | 10.4922 | 719.2457 | 1.5747 | 719.2457 | 3.4604
|  | 719.4805 | 0 | 719.4805 | 0 | 647.9235 | 0.9128 | 650.5579 | 0.14189 | 649.9506 | 0.10201 | 642.883 | 0.033612 | 642.883 | 0.017393 | 719.4805 | 0.031151 | 643.3453 | 5.9964 | 650.5579 | 0.022027 | 642.883 | 3.2938 | 642.6535 | 2.1837 | 643.3453 | 24.2762 | 647.9235 | 76.4718 | 642.883 | 0.56115 | 719.4805 | 0.050833 | 642.883 | 0.00081849 | 643.3453 | 10.5881 | 719.4805 | 1.5826 | 719.4805 | 3.4673
|  | 719.7152 | 0 | 719.7152 | 0 | 648.1532 | 0.4489 | 650.7894 | 0.066484 | 650.1831 | 0.10896 | 643.1126 | 0.031793 | 643.1126 | 0.010768 | 719.7152 | -0.01484 | 643.5715 | 5.7394 | 650.7894 | 0.00557 | 643.1126 | 3.2642 | 642.883 | 2.2366 | 643.5715 | 22.9663 | 648.1532 | 77.1608 | 643.1126 | 0.55882 | 719.7152 | 0.020335 | 643.1126 | 0.0015769 | 643.5715 | 10.3494 | 719.7152 | 1.5486 | 719.7152 | 3.4198
|  | 719.9499 | 0 | 719.9499 | 0 | 648.3829 | 0.89972 | 651.0208 | 0.11389 | 650.4156 | 0.10165 | 643.3421 | 0.044417 | 643.3421 | 0.021642 | 719.9499 | 0.035865 | 643.7978 | 5.8979 | 651.0208 | 0.020672 | 643.3421 | 3.2524 | 643.1126 | 2.0819 | 643.7978 | 21.6439 | 648.3829 | 77.8399 | 643.3421 | 0.58862 | 719.9499 | 0.048902 | 643.3421 | 0.0039508 | 643.7978 | 10.1778 | 719.9499 | 1.5587 | 719.9499 | 3.4252
|  | 720.1847 | 0 | 720.1847 | 0 | 648.6125 | 0.30767 | 651.2523 | 0.054822 | 650.6481 | 0.10881 | 643.5716 | 0.075334 | 643.5716 | 0.032246 | 720.1847 | -0.0084253 | 644.024 | 5.7668 | 651.2523 | 0.0037418 | 643.5716 | 3.2219 | 643.3421 | 2.084 | 644.024 | 21.2403 | 648.6125 | 78.5038 | 643.5716 | 0.56811 | 720.1847 | 0.028938 | 643.5716 | -0.00058053 | 644.024 | 10.3992 | 720.1847 | 1.5275 | 720.1847 | 3.3708
|  | 720.4194 | 0 | 720.4194 | 0 | 648.8422 | 0.85016 | 651.4837 | 0.12789 | 650.8806 | 0.10006 | 643.8012 | -0.016458 | 643.8012 | 0.029632 | 720.4194 | 0.027816 | 644.2502 | 5.6408 | 651.4837 | 0.019994 | 643.8012 | 3.2432 | 643.5716 | 1.8954 | 644.2502 | 20.5803 | 648.8422 | 79.1473 | 643.8012 | 0.60139 | 720.4194 | 0.045284 | 643.8012 | -0.0015465 | 644.2502 | 10.252 | 720.4194 | 1.5277 | 720.4194 | 3.3783
|  | 720.6542 | 0 | 720.6542 | 0 | 649.0719 | 0.34416 | 651.7151 | 0.03679 | 651.1132 | 0.1058 | 644.0308 | 0.0081322 | 644.0308 | 0.016572 | 720.6542 | -0.0099256 | 644.4765 | 5.68 | 651.7151 | -0.00039825 | 644.0308 | 3.2308 | 643.8012 | 1.9103 | 644.4765 | 19.7845 | 649.0719 | 79.766 | 644.0308 | 0.59365 | 720.6542 | 0.02356 | 644.0308 | -0.00013444 | 644.4765 | 10.487 | 720.6542 | 1.4968 | 720.6542 | 3.3242
|  | 720.889 | 0 | 720.889 | 0 | 649.3016 | 0.79921 | 651.9467 | 0.17642 | 651.3457 | 0.097608 | 644.2603 | 0.13244 | 644.2603 | 0.022442 | 720.889 | 0.024679 | 644.7028 | 5.7556 | 651.9467 | 0.017452 | 644.2603 | 3.2129 | 644.0308 | 1.8119 | 644.7028 | 19.7378 | 649.3016 | 80.3568 | 644.2603 | 0.6428 | 720.889 | 0.053482 | 644.2603 | 0.0030798 | 644.7028 | 10.3312 | 720.889 | 1.5167 | 720.889 | 3.3288
|  | 721.1238 | 0 | 721.1238 | 0 | 649.5313 | 0.32161 | 652.1782 | 0.070714 | 651.5783 | 0.10471 | 644.4899 | 0.01627 | 644.4899 | 0.022442 | 721.1238 | -0.014319 | 644.929 | 5.7086 | 652.1782 | -0.00038134 | 644.4899 | 3.1926 | 644.2603 | 1.8323 | 644.929 | 18.7662 | 649.5313 | 80.918 | 644.4899 | 0.60836 | 721.1238 | 0.021395 | 644.4899 | -0.0024543 | 644.929 | 10.2101 | 721.1238 | 1.4715 | 721.1238 | 3.2826
|  | 721.3586 | 0 | 721.3586 | 0 | 649.761 | 0.73471 | 652.4097 | 0.14663 | 651.8108 | 0.095802 | 644.7195 | 0.084209 | 644.7195 | 0.034861 | 721.3586 | 0.026077 | 645.1553 | 5.7999 | 652.4097 | 0.016569 | 644.7195 | 3.1799 | 644.4899 | 1.6878 | 645.1553 | 17.8927 | 649.761 | 81.4493 | 644.7195 | 0.64009 | 721.3586 | 0.046691 | 644.7195 | 0.0021883 | 645.1553 | 10.1859 | 721.3586 | 1.4803 | 721.3586 | 3.2847
|  | 721.5934 | 0 | 721.5934 | 0 | 649.9907 | 0.22184 | 652.6412 | 0.10126 | 652.0433 | 0.10364 | 644.9491 | 0.047265 | 644.9491 | 0.049459 | 721.5934 | -0.015648 | 645.3816 | 5.6711 | 652.6412 | 0.0077459 | 644.9491 | 3.2002 | 644.7195 | 1.6871 | 645.3816 | 17.5119 | 649.9907 | 81.9513 | 644.9491 | 0.6548 | 721.5934 | 0.02072 | 644.9491 | 5.1572e-05 | 645.3816 | 10.1808 | 721.5934 | 1.4549 | 721.5934 | 3.2352
|  | 721.8282 | 0 | 721.8282 | 0 | 650.2205 | 0.69848 | 652.8727 | 0.10676 | 652.2759 | 0.095485 | 645.1787 | -0.0058084 | 645.1787 | 0.029196 | 721.8282 | 0.03099 | 645.6078 | 5.5563 | 652.8727 | 0.018639 | 645.1787 | 3.1854 | 644.9491 | 1.565 | 645.6078 | 16.7862 | 650.2205 | 82.4252 | 645.1787 | 0.68808 | 721.8282 | 0.057523 | 645.1787 | 0.00039017 | 645.6078 | 10.1733 | 721.8282 | 1.4679 | 721.8282 | 3.2393
|  | 722.063 | 0 | 722.063 | 0 | 650.4502 | 0.24105 | 653.1042 | 0.047162 | 652.5085 | 0.10286 | 645.4083 | 0.040598 | 645.4083 | 0.033989 | 722.063 | -0.0062966 | 645.8342 | 5.5104 | 653.1042 | 0.0046702 | 645.4083 | 3.1448 | 645.1787 | 1.603 | 645.8342 | 15.2865 | 650.4502 | 82.8722 | 645.4083 | 0.66099 | 722.063 | 0.030058 | 645.4083 | -0.0010315 | 645.8342 | 9.7336 | 722.063 | 1.4361 | 722.063 | 3.2081
|  | 722.2979 | 0 | 722.2979 | 0 | 650.68 | 0.71214 | 653.3357 | 0.10463 | 652.7411 | 0.093074 | 645.6379 | -0.015141 | 645.6379 | 0.016269 | 722.2979 | 0.02744 | 646.0605 | 5.4779 | 653.3357 | 0.018808 | 645.6379 | 3.1666 | 645.4083 | 1.4924 | 646.0605 | 15.1485 | 650.68 | 83.2926 | 645.6379 | 0.72872 | 722.2979 | 0.050564 | 645.6379 | 0.0055701 | 646.0605 | 9.8378 | 722.2979 | 1.4425 | 722.2979 | 3.209
|  | 722.5327 | 0 | 722.5327 | 0 | 650.9097 | 0.25887 | 653.5673 | 0.044841 | 652.9737 | 0.0991 | 645.8676 | 0.029125 | 645.8676 | 0.020413 | 722.5327 | -0.010397 | 646.2868 | 5.3004 | 653.5673 | 0.0040543 | 645.8676 | 3.1125 | 645.6379 | 1.5229 | 646.2868 | 14.6765 | 650.9097 | 83.6857 | 645.8676 | 0.69698 | 722.5327 | 0.028836 | 645.8676 | -0.0019911 | 646.2868 | 9.9429 | 722.5327 | 1.4203 | 722.5327 | 3.1754
|  | 722.7675 | 0 | 722.7675 | 0 | 651.1395 | 0.62527 | 653.7989 | 0.1447 | 653.2064 | 0.090463 | 646.0972 | 0.045439 | 646.0972 | 0.031375 | 722.7675 | 0.026074 | 646.5131 | 5.4023 | 653.7989 | 0.020333 | 646.0972 | 3.1088 | 645.8676 | 1.4429 | 646.5131 | 14.0553 | 651.1395 | 84.049 | 646.0972 | 0.738 | 722.7675 | 0.053947 | 646.0972 | 0.0016822 | 646.5131 | 9.675 | 722.7675 | 1.4239 | 722.7675 | 3.1785
|  | 723.0024 | 0 | 723.0024 | 0 | 651.3693 | 0.19782 | 654.0305 | 0.069064 | 653.439 | 0.09696 | 646.3269 | 0.088297 | 646.3269 | -0.0016614 | 723.0024 | -0.0016897 | 646.7395 | 5.2511 | 654.0305 | 0.0024231 | 646.3269 | 3.1026 | 646.0972 | 1.4375 | 646.7395 | 12.9872 | 651.3693 | 84.3782 | 646.3269 | 0.72368 | 723.0024 | 0.029328 | 646.3269 | -0.005131 | 646.7395 | 9.5054 | 723.0024 | 1.398 | 723.0024 | 3.1423
|  | 723.2373 | 0 | 723.2373 | 0 | 651.5991 | 0.55953 | 654.262 | 0.16625 | 653.6716 | 0.088285 | 646.5566 | -0.023265 | 646.5566 | 0.01556 | 723.2373 | 0.018952 | 646.9658 | 5.3748 | 654.262 | 0.025586 | 646.5566 | 3.1087 | 646.3269 | 1.3154 | 646.9658 | 12.9919 | 651.5991 | 84.6673 | 646.5566 | 0.78444 | 723.2373 | 0.049845 | 646.5566 | 0.0018358 | 646.9658 | 9.6104 | 723.2373 | 1.4017 | 723.2373 | 3.1316
|  | 723.4722 | 0 | 723.4722 | 0 | 651.8289 | 0.1182 | 654.4936 | 0.050866 | 653.9043 | 0.095103 | 646.7862 | 0.05621 | 646.7862 | 0.030503 | 723.4722 | -0.0096288 | 647.1922 | 5.2684 | 654.4936 | 0.0082943 | 646.7862 | 3.0391 | 646.5566 | 1.3106 | 647.1922 | 12.1211 | 651.8289 | 84.9093 | 646.7862 | 0.76045 | 723.4722 | 0.033493 | 646.7862 | -0.0021446 | 647.1922 | 9.2854 | 723.4722 | 1.3733 | 723.4722 | 3.1071
|  | 723.707 | 0 | 723.707 | 0 | 652.0587 | 0.60319 | 654.7252 | 0.15584 | 654.137 | 0.084909 | 647.0159 | 0.094837 | 647.0159 | 0.029632 | 723.707 | 0.020882 | 647.4186 | 5.222 | 654.7252 | 0.0083504 | 647.0159 | 3.0044 | 646.7862 | 1.1953 | 647.4186 | 11.88 | 652.0587 | 85.097 | 647.0159 | 0.78522 | 723.707 | 0.049074 | 647.0159 | -0.0028056 | 647.4186 | 9.3074 | 723.707 | 1.3799 | 723.707 | 3.1022
|  | 723.9419 | 0 | 723.9419 | 0 | 652.2886 | 0.10649 | 654.9569 | 0.010117 | 654.3696 | 0.091405 | 647.2456 | 0.045908 | 647.2456 | 0.0038927 | 723.9419 | -0.00022021 | 647.645 | 5.096 | 654.9569 | 0.0062651 | 647.2456 | 3.0415 | 647.0159 | 1.2353 | 647.645 | 11.3195 | 652.2886 | 85.2241 | 647.2456 | 0.78715 | 723.9419 | 0.032892 | 647.2456 | 0.0014655 | 647.645 | 9.2959 | 723.9419 | 1.3638 | 723.9419 | 3.0734
|  | 724.1768 | 0 | 724.1768 | 0 | 652.5184 | 0.55259 | 655.1885 | 0.13381 | 654.6024 | 0.080867 | 647.4753 | 0.12427 | 647.4753 | 0.029196 | 724.1768 | 0.025567 | 647.8713 | 5.2304 | 655.1885 | 0.019655 | 647.4753 | 3.0185 | 647.2456 | 1.1607 | 647.8713 | 10.9551 | 652.5184 | 85.2865 | 647.4753 | 0.81966 | 724.1768 | 0.046933 | 647.4753 | 0.0035353 | 647.8713 | 9.3985 | 724.1768 | 1.3699 | 724.1768 | 3.0683
|  | 724.4118 | 0 | 724.4118 | 0 | 652.7482 | 0.049677 | 655.4201 | 0.03365 | 654.835 | 0.087197 | 647.7051 | -0.022343 | 647.7051 | 0.011202 | 724.4118 | 0.0037605 | 648.0977 | 5.1783 | 655.4201 | 0.0032479 | 647.7051 | 3.0029 | 647.4753 | 1.2028 | 648.0977 | 10.4833 | 652.7482 | 85.2836 | 647.7051 | 0.80612 | 724.4118 | 0.031634 | 647.7051 | -0.0021964 | 648.0977 | 9.3831 | 724.4118 | 1.3486 | 724.4118 | 3.0411
|  | 724.6467 | 0 | 724.6467 | 0 | 652.9781 | 0.53406 | 655.6517 | 0.11275 | 655.0678 | 0.077798 | 647.9348 | 0.061523 | 647.9348 | 0.027453 | 724.6467 | 0.022 | 648.3242 | 5.1402 | 655.6517 | 0.01551 | 647.9348 | 2.9849 | 647.7051 | 1.0806 | 648.3242 | 10.0262 | 652.9781 | 85.2178 | 647.9348 | 0.85875 | 724.6467 | 0.044841 | 647.9348 | 0.0050939 | 648.3242 | 9.2001 | 724.6467 | 1.3463 | 724.6467 | 3.0323
|  | 724.8816 | 0 | 724.8816 | 0 | 653.2079 | 0.062465 | 655.8834 | 0.013578 | 655.3005 | 0.085171 | 648.1645 | 0.0082333 | 648.1645 | 0.011901 | 724.8816 | 0.0043488 | 648.5505 | 5.0086 | 655.8834 | -0.00051262 | 648.1645 | 2.9421 | 647.9348 | 1.1152 | 648.5505 | 9.5328 | 653.2079 | 85.0954 | 648.1645 | 0.84559 | 724.8816 | 0.031403 | 648.1645 | -0.0015262 | 648.5505 | 9.1477 | 724.8816 | 1.3277 | 724.8816 | 3.0085
|  | 725.1166 | 0 | 725.1166 | 0 | 653.4379 | 0.50385 | 656.115 | 0.14075 | 655.5332 | 0.077087 | 648.3943 | 0.041299 | 648.3943 | -0.0037857 | 725.1166 | 0.017438 | 648.777 | 5.05 | 656.115 | 0.022536 | 648.3943 | 2.9328 | 648.1645 | 0.97754 | 648.777 | 9.1048 | 653.4379 | 84.9245 | 648.3943 | 0.88816 | 725.1166 | 0.043944 | 648.3943 | 0.0053165 | 648.777 | 9.1612 | 725.1166 | 1.3224 | 725.1166 | 3.0019
|  | 725.3515 | 0 | 725.3515 | 0 | 653.6677 | 0.036332 | 656.3467 | -0.0022568 | 655.7659 | 0.082847 | 648.624 | 0.03306 | 648.624 | -0.0090329 | 725.3515 | 0.00013126 | 649.0034 | 4.8081 | 656.3467 | -0.0030467 | 648.624 | 2.9021 | 648.3943 | 1.0074 | 649.0034 | 8.915 | 653.6677 | 84.7142 | 648.624 | 0.89048 | 725.3515 | 0.033615 | 648.624 | -9.182e-06 | 649.0034 | 9.031 | 725.3515 | 1.3 | 725.3515 | 2.9678
|  | 725.5865 | 0 | 725.5865 | 0 | 653.8976 | 0.4269 | 656.5784 | 0.085974 | 655.9987 | 0.07313 | 648.8538 | 0.0069458 | 648.8538 | 0.009999 | 725.5865 | 0.014422 | 649.2299 | 4.9403 | 656.5784 | 0.011825 | 648.8538 | 2.8859 | 648.624 | 0.95176 | 649.2299 | 8.2939 | 653.8976 | 84.473 | 648.8538 | 0.91989 | 725.5865 | 0.043935 | 648.8538 | 0.0024437 | 649.2299 | 8.9754 | 725.5865 | 1.2993 | 725.5865 | 2.9546
|  | 725.8215 | 0 | 725.8215 | 0 | 654.1276 | 0.026665 | 656.8102 | 0.013996 | 656.2314 | 0.07916 | 649.0836 | 0.031324 | 649.0836 | 0.0096773 | 725.8215 | -0.0021531 | 649.4563 | 4.7628 | 656.8102 | -0.0071729 | 649.0836 | 2.8604 | 648.8538 | 1.0311 | 649.4563 | 8.4657 | 654.1276 | 84.2067 | 649.0836 | 0.91022 | 725.8215 | 0.035478 | 649.0836 | -0.0029813 | 649.4563 | 8.7923 | 725.8215 | 1.2844 | 725.8215 | 2.9273
|  | 726.0565 | 0 | 726.0565 | 0 | 654.3575 | 0.48555 | 657.0419 | 0.11409 | 656.4642 | 0.069918 | 649.3134 | 0.039132 | 649.3134 | 0.017099 | 726.0565 | 0.010901 | 649.6828 | 4.886 | 657.0419 | 0.023891 | 649.3134 | 2.8511 | 649.0836 | 0.85068 | 649.6828 | 7.7813 | 654.3575 | 83.9185 | 649.3134 | 0.92415 | 726.0565 | 0.044516 | 649.3134 | 0.0024182 | 649.6828 | 8.7806 | 726.0565 | 1.2823 | 726.0565 | 2.915
|  | 726.2914 | 0 | 726.2914 | 0 | 654.5874 | 0.099853 | 657.2736 | 0.026125 | 656.697 | 0.075871 | 649.5431 | 0.069927 | 649.5431 | 0.0097419 | 726.2914 | -0.00076542 | 649.9092 | 4.5892 | 657.2736 | 0.002946 | 649.5431 | 2.8492 | 649.3134 | 0.92734 | 649.9092 | 7.4573 | 654.5874 | 83.6078 | 649.5431 | 0.95124 | 726.2914 | 0.034939 | 649.5431 | 0.0020228 | 649.9092 | 8.752 | 726.2914 | 1.2677 | 726.2914 | 2.8905
|  | 726.5264 | 0 | 726.5264 | 0 | 654.8173 | 0.5445 | 657.5053 | 0.087275 | 656.9298 | 0.066193 | 649.773 | 0.048279 | 649.773 | 0.027017 | 726.5264 | 0.0038199 | 650.1357 | 4.7208 | 657.5053 | 0.014452 | 649.773 | 2.8369 | 649.5431 | 0.82829 | 650.1357 | 7.5376 | 654.8173 | 83.2713 | 649.773 | 0.97252 | 726.5264 | 0.045542 | 649.773 | 0.002891 | 650.1357 | 8.7859 | 726.5264 | 1.2569 | 726.5264 | 2.8791
|  | 726.7614 | 0 | 726.7614 | 0 | 655.0473 | 0.018754 | 657.7371 | -0.016473 | 657.1626 | 0.072683 | 650.0028 | 0.017923 | 650.0028 | 0.017969 | 726.7614 | -0.00097834 | 650.3622 | 4.6894 | 657.7371 | 0.0043997 | 650.0028 | 2.7823 | 649.773 | 0.86153 | 650.3622 | 7.1693 | 655.0473 | 82.9038 | 650.0028 | 0.93653 | 726.7614 | 0.039332 | 650.0028 | -0.0044885 | 650.3622 | 8.6182 | 726.7614 | 1.2412 | 726.7614 | 2.8604
|  | 726.9965 | 0 | 726.9965 | 0 | 655.2772 | 0.49091 | 657.9688 | 0.083854 | 657.3954 | 0.064002 | 650.2326 | 0 | 650.2326 | 0 | 726.9965 | 0.013214 | 650.5887 | 4.8512 | 657.9688 | 0.016292 | 650.2326 | 2.7653 | 650.0028 | 0.75503 | 650.5887 | 7.434 | 655.2772 | 82.499 | 650.2326 | 1.0077 | 726.9965 | 0.043295 | 650.2326 | -0.00047965 | 650.5887 | 8.7813 | 726.9965 | 1.2383 | 726.9965 | 2.8418
|  | 727.2315 | 0 | 727.2315 | 0 | 655.5072 | 0.036171 | 658.2006 | -0.01015 | 657.6282 | 0.070095 | 650.4625 | 0 | 650.4625 | 0 | 727.2315 | 0.0077791 | 650.8152 | 4.5852 | 658.2006 | -0.0051207 | 650.4625 | 2.7319 | 650.2326 | 0.77402 | 650.8152 | 6.8846 | 655.5072 | 82.0512 | 650.4625 | 0.97291 | 727.2315 | 0.038713 | 650.4625 | -0.0031013 | 650.8152 | 8.6422 | 727.2315 | 1.2276 | 727.2315 | 2.8112
|  | 727.4665 | 0 | 727.4665 | 0 | 655.7372 | 0.45303 | 658.4324 | 0.063214 | 657.8611 | 0.061077 | 650.6923 | 0 | 650.6923 | 0 | 727.4665 | 0.014469 | 651.0417 | 4.6827 | 658.4324 | 0.01327 | 650.6923 | 2.7039 | 650.4625 | 0.67769 | 651.0417 | 6.9051 | 655.7372 | 81.5559 | 650.6923 | 1.0298 | 727.4665 | 0.044557 | 650.6923 | -0.00027504 | 651.0417 | 8.6548 | 727.4665 | 1.2227 | 727.4665 | 2.7994
|  | 727.7016 | 0 | 727.7016 | 0 | 655.9672 | 0.13399 | 658.6641 | -0.00741 | 658.0939 | 0.066333 | 650.9222 | 0 | 650.9222 | 0 | 727.7016 | 0.006479 | 651.2682 | 4.494 | 658.6641 | -0.00072197 | 650.9222 | 2.6692 | 650.6923 | 0.76453 | 651.2682 | 6.2058 | 655.9672 | 81.01 | 650.9222 | 0.99768 | 727.7016 | 0.042977 | 650.9222 | -0.00085702 | 651.2682 | 8.5402 | 727.7016 | 1.2102 | 727.7016 | 2.7772
|  | 727.9366 | 0 | 727.9366 | 0 | 656.1971 | 0.49258 | 658.8959 | 0.094082 | 658.3268 | 0.058501 | 651.152 | 0 | 651.152 | 0 | 727.9366 | 0.0083311 | 651.4948 | 4.4116 | 658.8959 | 0.012383 | 651.152 | 2.6976 | 650.9222 | 0.65395 | 651.4948 | 6.0502 | 656.1971 | 80.4126 | 651.152 | 1.0681 | 727.9366 | 0.043055 | 651.152 | -0.00031893 | 651.4948 | 8.3395 | 727.9366 | 1.1982 | 727.9366 | 2.757
|  | 728.1717 | 0 | 728.1717 | 0 | 656.4272 | 0.0025314 | 659.1277 | -0.0055313 | 658.5597 | 0.06491 | 651.3819 | 0 | 651.3819 | 0 | 728.1717 | 0.0098362 | 651.7214 | 4.3517 | 659.1277 | -0.0063531 | 651.3819 | 2.6576 | 651.152 | 0.71636 | 651.7214 | 5.8325 | 656.4272 | 79.7642 | 651.3819 | 1.0662 | 728.1717 | 0.04232 | 651.3819 | -0.0034177 | 651.7214 | 8.4175 | 728.1717 | 1.1885 | 728.1717 | 2.7396
|  | 728.4068 | 0 | 728.4068 | 0 | 656.6572 | 0.45802 | 659.3596 | 0.074762 | 658.7925 | 0.058432 | 651.6118 | 0 | 651.6118 | 0 | 728.4068 | 0.006677 | 651.9479 | 4.5696 | 659.3596 | 0.0087423 | 651.6118 | 2.648 | 651.3819 | 0.65192 | 651.9479 | 5.9934 | 656.6572 | 79.0666 | 651.6118 | 1.1045 | 728.4068 | 0.043918 | 651.6118 | 0.0034869 | 651.9479 | 8.435 | 728.4068 | 1.1805 | 728.4068 | 2.7216
|  | 728.6419 | 0 | 728.6419 | 0 | 656.8872 | 0.029644 | 659.5914 | -0.022268 | 659.0254 | 0.063663 | 651.8417 | 0 | 651.8417 | 0 | 728.6419 | 0.0090192 | 652.1744 | 4.4592 | 659.5914 | -7.2556e-05 | 651.8417 | 2.5938 | 651.6118 | 0.66684 | 652.1744 | 5.6174 | 656.8872 | 78.322 | 651.8417 | 1.0724 | 728.6419 | 0.043519 | 651.8417 | -0.002369 | 652.1744 | 8.5506 | 728.6419 | 1.171 | 728.6419 | 2.7029
|  | 728.877 | 0 | 728.877 | 0 | 657.1172 | 0.49742 | 659.8232 | 0.088045 | 659.2584 | 0.056466 | 652.0716 | 0 | 652.0716 | 0 | 728.877 | 0.01018 | 652.4011 | 4.4856 | 659.8232 | 0.0092255 | 652.0716 | 2.5941 | 651.8417 | 0.57933 | 652.4011 | 5.6465 | 657.1172 | 77.5328 | 652.0716 | 1.1262 | 728.877 | 0.048167 | 652.0716 | 0.0024096 | 652.4011 | 8.5924 | 728.877 | 1.1625 | 728.877 | 2.6821
|  | 729.1121 | 0 | 729.1121 | 0 | 657.3473 | 0.099874 | 660.0551 | 0.011545 | 659.4913 | 0.063237 | 652.3015 | 0 | 652.3015 | 0 | 729.1121 | 0.012349 | 652.6276 | 4.3422 | 660.0551 | -0.0036605 | 652.3015 | 2.5866 | 652.0716 | 0.62139 | 652.6276 | 5.2707 | 657.3473 | 76.7013 | 652.3015 | 1.1358 | 729.1121 | 0.048348 | 652.3015 | -0.00040164 | 652.6276 | 8.4995 | 729.1121 | 1.1513 | 729.1121 | 2.6617
|  | 729.3472 | 0 | 729.3472 | 0 | 657.5773 | 0.52258 | 660.2869 | 0.095169 | 659.7242 | 0.056813 | 652.5314 | 0 | 652.5314 | 0 | 729.3472 | 0.0042115 | 652.8542 | 4.3853 | 660.2869 | 0.012903 | 652.5314 | 2.56 | 652.3015 | 0.5522 | 652.8542 | 5.3475 | 657.5773 | 75.829 | 652.5314 | 1.1861 | 729.3472 | 0.041927 | 652.5314 | 0.0014103 | 652.8542 | 8.4697 | 729.3472 | 1.1423 | 729.3472 | 2.6455
|  | 729.5823 | 0 | 729.5823 | 0 | 657.8074 | 0.088793 | 660.5188 | 0.0055558 | 659.9571 | 0.062951 | 652.7613 | 0 | 652.7613 | 0 | 729.5823 | 0.011106 | 653.0808 | 4.2868 | 660.5188 | -0.0053694 | 652.7613 | 2.5411 | 652.5314 | 0.52845 | 653.0808 | 4.778 | 657.8074 | 74.9171 | 652.7613 | 1.1575 | 729.5823 | 0.045986 | 652.7613 | 0.00042503 | 653.0808 | 8.4549 | 729.5823 | 1.1399 | 729.5823 | 2.631
|  | 729.8174 | 0 | 729.8174 | 0 | 658.0375 | 0.41446 | 660.7507 | 0.039929 | 660.1901 | 0.055413 | 652.9913 | 0 | 652.9913 | 0 | 729.8174 | 0.0036436 | 653.3074 | 4.2767 | 660.7507 | 0.0054884 | 652.9913 | 2.5098 | 652.7613 | 0.4986 | 653.3074 | 4.6755 | 658.0375 | 73.9664 | 652.9913 | 1.1978 | 729.8174 | 0.042431 | 652.9913 | -0.003275 | 653.3074 | 8.4089 | 729.8174 | 1.1263 | 729.8174 | 2.601
|  | 730.0526 | 0 | 730.0526 | 0 | 658.2676 | 0.084347 | 660.9826 | -0.00060138 | 660.423 | 0.061151 | 653.2213 | 0 | 653.2213 | 0 | 730.0526 | 0.012708 | 653.5341 | 4.3075 | 660.9826 | 0.0013484 | 653.2213 | 2.5034 | 652.9913 | 0.54609 | 653.5341 | 4.6032 | 658.2676 | 72.9776 | 653.2213 | 1.2128 | 730.0526 | 0.05095 | 653.2213 | 0.0042478 | 653.5341 | 8.1931 | 730.0526 | 1.1192 | 730.0526 | 2.59
|  | 730.2877 | 0 | 730.2877 | 0 | 658.4977 | 0.52773 | 661.2145 | 0.059509 | 660.656 | 0.054528 | 653.4512 | 0 | 653.4512 | 0 | 730.2877 | 0.0015937 | 653.7607 | 4.1832 | 661.2145 | 0.011393 | 653.4512 | 2.4828 | 653.2213 | 0.45994 | 653.7607 | 4.5676 | 658.4977 | 71.9514 | 653.4512 | 1.2663 | 730.2877 | 0.040849 | 653.4512 | 0.0013132 | 653.7607 | 8.207 | 730.2877 | 1.1035 | 730.2877 | 2.5743
|  | 730.5229 | 0 | 730.5229 | 0 | 658.7278 | -0.035598 | 661.4464 | -0.020019 | 660.889 | 0.060928 | 653.6812 | 0 | 653.6812 | 0 | 730.5229 | 0.017289 | 653.9873 | 4.2924 | 661.4464 | -0.00066291 | 653.6812 | 2.4975 | 653.4512 | 0.52642 | 653.9873 | 4.0829 | 658.7278 | 70.8886 | 653.6812 | 1.2543 | 730.5229 | 0.048147 | 653.6812 | -0.0028572 | 653.9873 | 8.2842 | 730.5229 | 1.1006 | 730.5229 | 2.5616
|  | 730.758 | 0 | 730.758 | 0 | 658.9579 | 0.47607 | 661.6783 | 0.050396 | 661.1219 | 0.054236 | 653.9111 | 0 | 653.9111 | 0 | 730.758 | 0.0086903 | 654.2139 | 4.3058 | 661.6783 | 0.017283 | 653.9111 | 2.4452 | 653.6812 | 0.44162 | 654.2139 | 4.1702 | 658.9579 | 69.7904 | 653.9111 | 1.2798 | 730.758 | 0.043038 | 653.9111 | 0.0027645 | 654.2139 | 8.2023 | 730.758 | 1.089 | 730.758 | 2.5356
|  | 730.9932 | 0 | 730.9932 | 0 | 659.188 | 0.07955 | 661.9103 | -0.0073348 | 661.355 | 0.05941 | 654.1412 | 0 | 654.1412 | 0 | 730.9932 | 0.025997 | 654.4406 | 4.1613 | 661.9103 | -0.002722 | 654.1412 | 2.4333 | 653.9111 | 0.50742 | 654.4406 | 3.7098 | 659.188 | 68.6584 | 654.1412 | 1.2906 | 730.9932 | 0.05695 | 654.1412 | -0.0011213 | 654.4406 | 7.9553 | 730.9932 | 1.0906 | 730.9932 | 2.5326
|  | 731.2284 | 0 | 731.2284 | 0 | 659.4182 | 0.48353 | 662.1422 | 0.06253 | 661.5879 | 0.05305 | 654.3711 | 0 | 654.3711 | 0 | 731.2284 | 0.0075391 | 654.6673 | 4.3069 | 662.1422 | 0.015868 | 654.3711 | 2.4057 | 654.1412 | 0.39481 | 654.6673 | 3.8802 | 659.4182 | 67.4945 | 654.3711 | 1.3564 | 731.2284 | 0.045794 | 654.3711 | 0.0031524 | 654.6673 | 8.1614 | 731.2284 | 1.0691 | 731.2284 | 2.5022
|  | 731.4636 | 0 | 731.4636 | 0 | 659.6483 | 0.022695 | 662.3741 | 0.042351 | 661.821 | 0.059055 | 654.6011 | 0 | 654.6011 | 0 | 731.4636 | 0.020018 | 654.8939 | 4.088 | 662.3741 | -0.00019883 | 654.6011 | 2.3967 | 654.3711 | 0.483 | 654.8939 | 3.8843 | 659.6483 | 66.3006 | 654.6011 | 1.3456 | 731.4636 | 0.051199 | 654.6011 | 0.0018235 | 654.8939 | 7.9745 | 731.4636 | 1.0665 | 731.4636 | 2.4855
|  | 731.6988 | 0 | 731.6988 | 0 | 659.8785 | 0.47434 | 662.6061 | 0.10786 | 662.054 | 0.051924 | 654.8312 | 0 | 654.8312 | 0 | 731.6988 | -0.0020177 | 655.1206 | 4.2739 | 662.6061 | 0.015893 | 654.8312 | 2.3894 | 654.6011 | 0.39753 | 655.1206 | 3.709 | 659.8785 | 65.0792 | 654.8312 | 1.4044 | 731.6988 | 0.038232 | 654.8312 | 0.0035988 | 655.1206 | 7.99 | 731.6988 | 1.0511 | 731.6988 | 2.4629
|  | 731.934 | 0 | 731.934 | 0 | 660.1086 | 0.033879 | 662.8381 | 0.027239 | 662.2871 | 0.05737 | 655.0612 | 0 | 655.0612 | 0 | 731.934 | 0.016693 | 655.3474 | 4.1703 | 662.8381 | 0.0005156 | 655.0612 | 2.3673 | 654.8312 | 0.43009 | 655.3474 | 3.5861 | 660.1086 | 63.8325 | 655.0612 | 1.3916 | 731.934 | 0.055355 | 655.0612 | 0.00060874 | 655.3474 | 7.8835 | 731.934 | 1.0552 | 731.934 | 2.4579
|  | 732.1692 | 0 | 732.1692 | 0 | 660.3388 | 0.48323 | 663.0701 | 0.052882 | 662.5201 | 0.050886 | 655.2913 | 0 | 655.2913 | 0 | 732.1692 | -0.0050437 | 655.574 | 4.0555 | 663.0701 | 0.0091905 | 655.2913 | 2.3502 | 655.0612 | 0.35208 | 655.574 | 3.5993 | 660.3388 | 62.5631 | 655.2913 | 1.4559 | 732.1692 | 0.04536 | 655.2913 | 8.3088e-05 | 655.574 | 7.996 | 732.1692 | 1.0375 | 732.1692 | 2.4293
|  | 732.4045 | 0 | 732.4045 | 0 | 660.569 | 0.08893 | 663.3021 | -0.0088253 | 662.7532 | 0.057964 | 655.5213 | 0 | 655.5213 | 0 | 732.4045 | 0.018555 | 655.8007 | 3.9446 | 663.3021 | -0.0049484 | 655.5213 | 2.3358 | 655.2913 | 0.42127 | 655.8007 | 3.1429 | 660.569 | 61.2736 | 655.5213 | 1.4408 | 732.4045 | 0.056611 | 655.5213 | -0.00032402 | 655.8007 | 7.8866 | 732.4045 | 1.0355 | 732.4045 | 2.4215
|  | 732.6397 | 0 | 732.6397 | 0 | 660.7992 | 0.48245 | 663.5341 | 0.079603 | 662.9863 | 0.05162 | 655.7513 | 0 | 655.7513 | 0 | 732.6397 | -0.0052938 | 656.0275 | 4.046 | 663.5341 | 0.020841 | 655.7513 | 2.3528 | 655.5213 | 0.36022 | 656.0275 | 3.4401 | 660.7992 | 59.9666 | 655.7513 | 1.505 | 732.6397 | 0.037093 | 655.7513 | 0.0039204 | 656.0275 | 7.8166 | 732.6397 | 1.0177 | 732.6397 | 2.3984
|  | 732.875 | 0 | 732.875 | 0 | 661.0294 | 0.0047126 | 663.7661 | 0.016174 | 663.2194 | 0.058141 | 655.9814 | 0 | 655.9814 | 0 | 732.875 | 0.017641 | 656.2542 | 4.0208 | 663.7661 | -0.0037325 | 655.9814 | 2.3176 | 655.7513 | 0.38464 | 656.2542 | 2.8532 | 661.0294 | 58.6448 | 655.9814 | 1.4969 | 732.875 | 0.059195 | 655.9814 | -0.0050612 | 656.2542 | 7.6009 | 732.875 | 1.028 | 732.875 | 2.398
|  | 733.1102 | 0 | 733.1102 | 0 | 661.2596 | 0.43227 | 663.9982 | 0.083998 | 663.4524 | 0.05116 | 656.2115 | 0 | 656.2115 | 0 | 733.1102 | -0.00063955 | 656.4809 | 3.9911 | 663.9982 | 0.011624 | 656.2115 | 2.328 | 655.9814 | 0.30323 | 656.4809 | 2.8915 | 661.2596 | 57.3109 | 656.2115 | 1.5654 | 733.1102 | 0.040231 | 656.2115 | 0.00092241 | 656.4809 | 7.6651 | 733.1102 | 1.0016 | 733.1102 | 2.3641
|  | 733.3455 | 0 | 733.3455 | 0 | 661.4899 | 0.062108 | 664.2302 | 0.0099301 | 663.6856 | 0.057305 | 656.4416 | 0 | 656.4416 | 0 | 733.3455 | 0.024454 | 656.7076 | 3.8662 | 664.2302 | -0.00053105 | 656.4416 | 2.2766 | 656.2115 | 0.40702 | 656.7076 | 3.1193 | 661.4899 | 55.9677 | 656.4416 | 1.5491 | 733.3455 | 0.057144 | 656.4416 | 0.00072453 | 656.7076 | 7.5985 | 733.3455 | 1.0099 | 733.3455 | 2.3627
|  | 733.5807 | 0 | 733.5807 | 0 | 661.7201 | 0.50278 | 664.4622 | 0.054873 | 663.9186 | 0.050942 | 656.6717 | 0 | 656.6717 | 0 | 733.5807 | -0.0035831 | 656.9344 | 3.8556 | 664.4622 | 0.013108 | 656.6717 | 2.268 | 656.4416 | 0.30391 | 656.9344 | 2.94 | 661.7201 | 54.6178 | 656.6717 | 1.5902 | 733.5807 | 0.044551 | 656.6717 | 0.0023766 | 656.9344 | 7.5943 | 733.5807 | 0.98628 | 733.5807 | 2.3392
|  | 733.816 | 0 | 733.816 | 0 | 661.9503 | 0.02981 | 664.6943 | 0.021857 | 664.1518 | 0.057273 | 656.9018 | 0 | 656.9018 | 0 | 733.816 | 0.020349 | 657.1612 | 3.762 | 664.6943 | -0.0045154 | 656.9018 | 2.2491 | 656.6717 | 0.32358 | 657.1612 | 2.5523 | 661.9503 | 53.2641 | 656.9018 | 1.6281 | 733.816 | 0.062383 | 656.9018 | 0.003123 | 657.1612 | 7.4515 | 733.816 | 0.99576 | 733.816 | 2.3314
|  | 734.0513 | 0 | 734.0513 | 0 | 662.1806 | 0.43265 | 664.9264 | 0.076168 | 664.385 | 0.051285 | 657.1319 | 0 | 657.1319 | 0 | 734.0513 | -0.0092475 | 657.3879 | 3.8141 | 664.9264 | 0.01577 | 657.1319 | 2.2287 | 656.9018 | 0.28695 | 657.3879 | 2.8599 | 662.1806 | 51.9091 | 657.1319 | 1.6664 | 734.0513 | 0.046074 | 657.1319 | 0.001454 | 657.3879 | 7.2996 | 734.0513 | 0.97146 | 734.0513 | 2.2986
|  | 734.2866 | 0 | 734.2866 | 0 | 662.4108 | 0.061617 | 665.1585 | -0.017897 | 664.6181 | 0.057961 | 657.3621 | 0 | 657.3621 | 0 | 734.2866 | 0.030092 | 657.6147 | 3.7508 | 665.1585 | -0.003149 | 657.3621 | 2.2184 | 657.1319 | 0.3765 | 657.6147 | 2.4986 | 662.4108 | 50.5555 | 657.3621 | 1.6753 | 734.2866 | 0.069795 | 657.3621 | 0.0021293 | 657.6147 | 7.4262 | 734.2866 | 0.98344 | 734.2866 | 2.3039
|  | 734.5219 | 0 | 734.5219 | 0 | 662.6411 | 0.46712 | 665.3906 | 0.05999 | 664.8513 | 0.052034 | 657.5922 | 0 | 657.5922 | 0 | 734.5219 | -0.00045669 | 657.8415 | 3.7436 | 665.3906 | 0.013771 | 657.5922 | 2.2047 | 657.3621 | 0.25846 | 657.8416 | 2.5919 | 662.6411 | 49.2056 | 657.5922 | 1.7183 | 734.5219 | 0.038014 | 657.5922 | 0.0046254 | 657.8416 | 7.3537 | 734.5219 | 0.95038 | 734.5219 | 2.2752
|  | 734.7573 | 0 | 734.7573 | 0 | 662.8714 | 0.10432 | 665.6226 | -0.01768 | 665.0844 | 0.058283 | 657.8223 | 0 | 657.8223 | 0 | 734.7573 | 0.029421 | 658.0684 | 3.6198 | 665.6226 | -0.0055251 | 657.8223 | 2.1906 | 657.5922 | 0.32833 | 658.0684 | 2.5099 | 662.8714 | 47.8617 | 657.8223 | 1.7163 | 734.7573 | 0.060419 | 657.8223 | -0.0033316 | 658.0684 | 7.239 | 734.7573 | 0.96009 | 734.7573 | 2.2717
|  | 734.9926 | 0 | 734.9926 | 0 | 663.1017 | 0.44677 | 665.8547 | 0.07778 | 665.3176 | 0.05078 | 658.0525 | 0 | 658.0525 | 0 | 734.9926 | -0.0075248 | 658.2952 | 3.645 | 665.8547 | 0.012965 | 658.0525 | 2.162 | 657.8223 | 0.2103 | 658.2952 | 2.6369 | 663.1017 | 46.5263 | 658.0525 | 1.769 | 734.9926 | 0.042469 | 658.0525 | -0.0049698 | 658.2952 | 7.1325 | 734.9926 | 0.93975 | 734.9926 | 2.2477
|  | 735.2279 | 0 | 735.2279 | 0 | 663.332 | 0.068902 | 666.0869 | 0.028314 | 665.5508 | 0.056713 | 658.2826 | 0 | 658.2826 | 0 | 735.2279 | 0.026096 | 658.522 | 3.6612 | 666.0869 | -0.0028563 | 658.2826 | 2.1669 | 658.0525 | 0.3263 | 658.522 | 2.0113 | 663.332 | 45.2013 | 658.2826 | 1.781 | 735.2279 | 0.070085 | 658.2826 | -0.0015335 | 658.522 | 7.1045 | 735.2279 | 0.95103 | 735.2279 | 2.2453
|  | 735.4633 | 0 | 735.4633 | 0 | 663.5623 | 0.44402 | 666.319 | 0.10043 | 665.784 | 0.048961 | 658.5128 | 0 | 658.5128 | 0 | 735.4633 | -0.014827 | 658.7488 | 3.6148 | 666.319 | 0.015477 | 658.5128 | 2.1429 | 658.2826 | 0.23133 | 658.7488 | 2.22 | 663.5623 | 43.8889 | 658.5128 | 1.8251 | 735.4633 | 0.044867 | 658.5128 | 0.002103 | 658.7488 | 7.1113 | 735.4633 | 0.92267 | 735.4633 | 2.2162
|  | 735.6987 | 0 | 735.6987 | 0 | 663.7927 | 0.079648 | 666.5512 | -0.013576 | 666.0172 | 0.055186 | 658.743 | 0 | 658.743 | 0 | 735.6987 | 0.025819 | 658.9756 | 3.6456 | 666.5512 | 0.00057617 | 658.743 | 2.1188 | 658.5128 | 0.31477 | 658.9756 | 2.3126 | 663.7927 | 42.5911 | 658.743 | 1.8584 | 735.6987 | 0.073241 | 658.743 | 0.00093678 | 658.9756 | 7.2044 | 735.6987 | 0.93832 | 735.6987 | 2.2116
|  | 735.934 | 0 | 735.934 | 0 | 664.023 | 0.4858 | 666.7833 | 0.040095 | 666.2504 | 0.048532 | 658.9732 | 0 | 658.9732 | 0 | 735.934 | -0.007596 | 659.2025 | 3.57 | 666.7833 | 0.012793 | 658.9732 | 2.1134 | 658.743 | 0.22997 | 659.2025 | 2.1798 | 664.023 | 41.3099 | 658.9732 | 1.9056 | 735.934 | 0.044646 | 658.9732 | 0.0011224 | 659.2025 | 7.2101 | 735.934 | 0.9126 | 735.934 | 2.1876
|  | 736.1694 | 0 | 736.1694 | 0 | 664.2534 | 0.043334 | 667.0155 | -0.001861 | 666.4836 | 0.054515 | 659.2034 | 0 | 659.2034 | 0 | 736.1694 | 0.028167 | 659.4294 | 3.5168 | 667.0155 | -0.0047064 | 659.2034 | 2.1034 | 658.9732 | 0.28288 | 659.4294 | 2.1471 | 664.2534 | 40.047 | 659.2034 | 1.9075 | 736.1694 | 0.072393 | 659.2034 | -0.0030643 | 659.4294 | 6.9472 | 736.1694 | 0.92416 | 736.1694 | 2.1876
|  | 736.4048 | 0 | 736.4048 | 0 | 664.4837 | 0.43189 | 667.2477 | 0.076734 | 666.7169 | 0.047721 | 659.4336 | 0 | 659.4336 | 0 | 736.4048 | -0.014195 | 659.6562 | 3.5823 | 667.2477 | 0.0077552 | 659.4336 | 2.0815 | 659.2034 | 0.20826 | 659.6562 | 2.0692 | 664.4837 | 38.8043 | 659.4336 | 1.9752 | 736.4048 | 0.040537 | 659.4336 | 0.0017353 | 659.6562 | 6.9701 | 736.4048 | 0.89312 | 736.4048 | 2.1531
|  | 736.6402 | 0 | 736.6402 | 0 | 664.7141 | 0.038209 | 667.4799 | 0.0021851 | 666.9501 | 0.053557 | 659.6639 | 0 | 659.6639 | 0 | 736.6402 | 0.033765 | 659.8831 | 3.4328 | 667.4799 | 0.00054851 | 659.6639 | 2.0609 | 659.4336 | 0.25507 | 659.8831 | 1.8178 | 664.7141 | 37.5834 | 659.6639 | 2.0058 | 736.6402 | 0.069364 | 659.6639 | -0.0015333 | 659.8831 | 6.8463 | 736.6402 | 0.9021 | 736.6402 | 2.147
|  | 736.8756 | 0 | 736.8756 | 0 | 664.9445 | 0.48216 | 667.712 | 0.062523 | 667.1834 | 0.046628 | 659.8941 | 0 | 659.8941 | 0 | 736.8756 | -0.01785 | 660.11 | 3.4658 | 667.712 | 0.0046401 | 659.8941 | 2.0591 | 659.6639 | 0.19809 | 660.11 | 2.0387 | 664.9445 | 36.3859 | 659.8941 | 2.0553 | 736.8756 | 0.040313 | 659.8941 | 0.0017595 | 660.11 | 6.9068 | 736.8756 | 0.87801 | 736.8756 | 2.1132
|  | 737.111 | 0 | 737.111 | 0 | 665.1748 | 0.074828 | 667.9442 | -0.006051 | 667.4167 | 0.051633 | 660.1243 | 0 | 660.1243 | 0 | 737.111 | 0.037604 | 660.3369 | 3.4064 | 667.9442 | -0.0056737 | 660.1243 | 2.0438 | 659.8941 | 0.23811 | 660.3369 | 1.8813 | 665.1748 | 35.213 | 660.1243 | 2.036 | 737.111 | 0.082519 | 660.1243 | -0.0023566 | 660.3369 | 6.6989 | 737.111 | 0.89368 | 737.111 | 2.1227
|  | 737.3464 | 0 | 737.3464 | 0 | 665.4052 | 0.4442 | 668.1765 | 0.042017 | 667.65 | 0.045386 | 660.3546 | 0 | 660.3546 | 0 | 737.3464 | -0.015409 | 660.5638 | 3.3751 | 668.1765 | 0.0063871 | 660.3546 | 2.0283 | 660.1243 | 0.15535 | 660.5638 | 1.8796 | 665.4052 | 34.0662 | 660.3546 | 2.0995 | 737.3464 | 0.046395 | 660.3546 | 0.0011014 | 660.5638 | 6.7919 | 737.3464 | 0.86569 | 737.3464 | 2.0897
|  | 737.5819 | 0 | 737.5819 | 0 | 665.6356 | 0.0044924 | 668.4087 | -0.00068768 | 667.8833 | 0.051228 | 660.5848 | 0 | 660.5848 | 0 | 737.5819 | 0.030615 | 660.7907 | 3.2536 | 668.4087 | -0.0032807 | 660.5848 | 2.0096 | 660.3546 | 0.24082 | 660.7907 | 1.7116 | 665.6356 | 32.9463 | 660.5848 | 2.1176 | 737.5819 | 0.070942 | 660.5848 | -0.0025191 | 660.7907 | 6.7218 | 737.5819 | 0.87988 | 737.5819 | 2.0939
|  | 737.8173 | 0 | 737.8173 | 0 | 665.866 | 0.43624 | 668.6409 | 0.10122 | 668.1166 | 0.045168 | 660.8151 | 0 | 660.8151 | 0 | 737.8173 | -0.014706 | 661.0176 | 3.4596 | 668.6409 | 0.010378 | 660.8151 | 1.9987 | 660.5848 | 0.18316 | 661.0176 | 1.7644 | 665.866 | 31.8543 | 660.8151 | 2.1962 | 737.8173 | 0.046961 | 660.8151 | 0.002791 | 661.0176 | 6.7209 | 737.8173 | 0.85233 | 737.8173 | 2.0557
|  | 738.0527 | 0 | 738.0527 | 0 | 666.0964 | -0.00082468 | 668.8732 | 0.00093594 | 668.3499 | 0.051102 | 661.0454 | 0 | 661.0454 | 0 | 738.0527 | 0.031205 | 661.2446 | 3.3723 | 668.8732 | -0.0060049 | 661.0454 | 1.9855 | 660.8151 | 0.24218 | 661.2446 | 1.4441 | 666.0964 | 30.7908 | 661.0454 | 2.1811 | 738.0527 | 0.080455 | 661.0454 | -0.0020119 | 661.2446 | 6.4814 | 738.0527 | 0.87294 | 738.0527 | 2.0674
|  | 738.2882 | 0 | 738.2882 | 0 | 666.3269 | 0.4968 | 669.1054 | 0.053345 | 668.5833 | 0.0446 | 661.2757 | 0 | 661.2757 | 0 | 738.2882 | -0.016958 | 661.4715 | 3.3241 | 669.1054 | 0.011916 | 661.2757 | 1.974 | 661.0454 | 0.14992 | 661.4715 | 1.9745 | 666.3269 | 29.7565 | 661.2757 | 2.2488 | 738.2882 | 0.045921 | 661.2757 | 0.00093413 | 661.4715 | 6.5546 | 738.2882 | 0.83576 | 738.2882 | 2.0302
|  | 738.5237 | 0 | 738.5237 | 0 | 666.5573 | 0.021716 | 669.3377 | -0.012141 | 668.8166 | 0.051385 | 661.506 | 0 | 661.506 | 0 | 738.5237 | 0.031173 | 661.6984 | 3.1953 | 669.3377 | -0.0048585 | 661.506 | 1.9548 | 661.2757 | 0.19876 | 661.6984 | 1.5362 | 666.5573 | 28.7515 | 661.506 | 2.2709 | 738.5237 | 0.075925 | 661.506 | -6.6525e-05 | 661.6984 | 6.5805 | 738.5237 | 0.84733 | 738.5237 | 2.0325
|  | 738.7591 | 0 | 738.7591 | 0 | 666.7878 | 0.45305 | 669.57 | 0.072717 | 669.0499 | 0.045127 | 661.7363 | 0 | 661.7363 | 0 | 738.7591 | -0.022867 | 661.9254 | 3.3079 | 669.57 | 0.012526 | 661.7363 | 1.9469 | 661.506 | 0.15535 | 661.9254 | 1.6162 | 666.7878 | 27.7762 | 661.7363 | 2.3262 | 738.7591 | 0.046058 | 661.7363 | 0.0049464 | 661.9254 | 6.5177 | 738.7591 | 0.81767 | 738.7591 | 1.9859
|  | 738.9946 | 0 | 738.9946 | 0 | 667.0182 | 0.0092886 | 669.8022 | 0.0087607 | 669.2833 | 0.051701 | 661.9666 | 0 | 661.9666 | 0 | 738.9946 | 0.029997 | 662.1523 | 3.2485 | 669.8022 | 0.0025428 | 661.9666 | 1.9152 | 661.7363 | 0.23133 | 662.1523 | 1.3032 | 667.0182 | 26.8304 | 661.9666 | 2.3479 | 738.9946 | 0.079554 | 661.9666 | -7.1845e-05 | 662.1523 | 6.3454 | 738.9946 | 0.83748 | 738.9946 | 2.0064
|  | 739.2301 | 0 | 739.2301 | 0 | 667.2487 | 0.48221 | 670.0345 | 0.053234 | 669.5167 | 0.044756 | 662.197 | 0 | 662.197 | 0 | 739.2301 | -0.0066999 | 662.3793 | 3.1858 | 670.0345 | 0.0075776 | 662.197 | 1.9109 | 661.9666 | 0.16417 | 662.3793 | 1.5208 | 667.2487 | 25.9142 | 662.197 | 2.4063 | 739.2301 | 0.052423 | 662.197 | 0.0014444 | 662.3793 | 6.5205 | 739.2301 | 0.8131 | 739.2301 | 1.9688
|  | 739.4656 | 0 | 739.4656 | 0 | 667.4792 | -0.016269 | 670.2669 | -0.025978 | 669.7501 | 0.051006 | 662.4273 | 0 | 662.4273 | 0 | 739.4656 | 0.029336 | 662.6063 | 3.1505 | 670.2669 | -0.00049818 | 662.4273 | 1.8989 | 662.197 | 0.22454 | 662.6063 | 1.3892 | 667.4792 | 25.0273 | 662.4273 | 2.4199 | 739.4656 | 0.079768 | 662.4273 | 0.00043701 | 662.6063 | 6.3501 | 739.4656 | 0.82345 | 739.4656 | 1.9784
|  | 739.7011 | 0 | 739.7011 | 0 | 667.7097 | 0.45465 | 670.4992 | 0.055571 | 669.9835 | 0.045354 | 662.6576 | 0 | 662.6576 | 0 | 739.7011 | -0.012722 | 662.8333 | 3.1886 | 670.4992 | 0.013763 | 662.6576 | 1.8742 | 662.4273 | 0.135 | 662.8333 | 1.286 | 667.7097 | 24.1692 | 662.6576 | 2.4687 | 739.7011 | 0.051571 | 662.6576 | 0.00036841 | 662.8333 | 6.313 | 739.7011 | 0.7924 | 739.7011 | 1.9425
|  | 739.9367 | 0 | 739.9367 | 0 | 667.9402 | -0.0024599 | 670.7316 | -0.053324 | 670.2169 | 0.050279 | 662.888 | 0 | 662.888 | 0 | 739.9367 | 0.034432 | 663.0603 | 3.1253 | 670.7316 | -0.0021564 | 662.888 | 1.8595 | 662.6576 | 0.19876 | 663.0603 | 1.3883 | 667.9402 | 23.3397 | 662.888 | 2.4899 | 739.9367 | 0.080967 | 662.888 | -0.0017275 | 663.0603 | 6.2781 | 739.9367 | 0.81378 | 739.9367 | 1.9534
|  | 740.1722 | 0 | 740.1722 | 0 | 668.1707 | 0.48324 | 670.9639 | 0.042468 | 670.4503 | 0.04345 | 663.1183 | 0 | 663.1183 | 0 | 740.1722 | -0.0056114 | 663.2873 | 3.1651 | 670.9639 | 0.0054347 | 663.1183 | 1.8469 | 662.888 | 0.13703 | 663.2874 | 1.1918 | 668.1707 | 22.538 | 663.1183 | 2.5639 | 740.1722 | 0.058215 | 663.1183 | 0.0016024 | 663.2874 | 6.2933 | 740.1722 | 0.78705 | 740.1722 | 1.9112
|  | 740.4077 | 0 | 740.4077 | 0 | 668.4012 | 0.00085058 | 671.1962 | 0.017573 | 670.6837 | 0.049074 | 663.3487 | 0 | 663.3487 | 0 | 740.4077 | 0.029483 | 663.5143 | 3.0257 | 671.1962 | -0.0036357 | 663.3487 | 1.8393 | 663.1183 | 0.20148 | 663.5143 | 1.1698 | 668.4012 | 21.7636 | 663.3487 | 2.584 | 740.4077 | 0.078377 | 663.3487 | -0.0019381 | 663.5143 | 6.2754 | 740.4077 | 0.7964 | 740.4077 | 1.914
|  | 740.6433 | 0 | 740.6433 | 0 | 668.6318 | 0.38426 | 671.4286 | 0.08964 | 670.9172 | 0.043283 | 663.5792 | 0 | 663.5792 | 0 | 740.6433 | -0.017409 | 663.7414 | 3.1645 | 671.4286 | 0.011067 | 663.5792 | 1.8194 | 663.3487 | 0.12618 | 663.7414 | 1.4993 | 668.6318 | 21.0158 | 663.5792 | 2.6509 | 740.6433 | 0.059351 | 663.5792 | 0.002682 | 663.7414 | 6.327 | 740.6433 | 0.77223 | 740.6433 | 1.8884
|  | 740.8788 | 0 | 740.8788 | 0 | 668.8623 | 0.0048942 | 671.6609 | -0.0031236 | 671.1506 | 0.049644 | 663.8095 | 0 | 663.8095 | 0 | 740.8788 | 0.025314 | 663.9684 | 3.0581 | 671.6609 | -0.0010599 | 663.8095 | 1.8018 | 663.5792 | 0.17841 | 663.9684 | 1.2068 | 668.8623 | 20.294 | 663.8095 | 2.6622 | 740.8788 | 0.073854 | 663.8095 | 0.0011385 | 663.9684 | 6.1715 | 740.8788 | 0.78223 | 740.8788 | 1.8897
|  | 741.1144 | 0 | 741.1144 | 0 | 669.0929 | 0.43949 | 671.8934 | 0.043256 | 671.3841 | 0.042091 | 664.0399 | 0 | 664.0399 | 0 | 741.1144 | -0.0084416 | 664.1955 | 3.0581 | 671.8934 | 0.0060582 | 664.0399 | 1.7929 | 663.8095 | 0.13093 | 664.1955 | 1.1575 | 669.0929 | 19.5976 | 664.0399 | 2.7473 | 741.1144 | 0.057255 | 664.0399 | 0.00084548 | 664.1955 | 6.1147 | 741.1144 | 0.75722 | 741.1144 | 1.8645
|  | 741.35 | 0 | 741.35 | 0 | 669.3234 | -0.066346 | 672.1257 | -0.0021813 | 671.6176 | 0.047861 | 664.2704 | 0 | 664.2704 | 0 | 741.35 | 0.027831 | 664.4226 | 2.931 | 672.1257 | -0.0030894 | 664.2704 | 1.7768 | 664.0399 | 0.18655 | 664.4225 | 1.018 | 669.3234 | 18.9257 | 664.2704 | 2.7655 | 741.35 | 0.08908 | 664.2704 | 0.0012293 | 664.4225 | 6.1149 | 741.35 | 0.77553 | 741.35 | 1.8713
|  | 741.5856 | 0 | 741.5856 | 0 | 669.554 | 0.38102 | 672.3582 | 0.070558 | 671.851 | 0.041244 | 664.5008 | 0 | 664.5008 | 0 | 741.5856 | -0.0096961 | 664.6496 | 3.0649 | 672.3582 | 0.011603 | 664.5008 | 1.7651 | 664.2704 | 0.10311 | 664.6496 | 1.1695 | 669.554 | 18.2779 | 664.5008 | 2.8266 | 741.5856 | 0.061743 | 664.5008 | 0.0029291 | 664.6496 | 6.0564 | 741.5856 | 0.75262 | 741.5856 | 1.8384
|  | 741.8212 | 0 | 741.8212 | 0 | 669.7846 | -0.023689 | 672.5906 | -0.0052331 | 672.0845 | 0.046652 | 664.7312 | 0 | 664.7312 | 0 | 741.8212 | 0.029127 | 664.8767 | 2.9428 | 672.5906 | -0.0049009 | 664.7312 | 1.7509 | 664.5008 | 0.18316 | 664.8766 | 0.95644 | 669.7846 | 17.6534 | 664.7312 | 2.8406 | 741.8212 | 0.08613 | 664.7312 | -0.003182 | 664.8766 | 6.1112 | 741.8212 | 0.76132 | 741.8212 | 1.8342
|  | 742.0568 | 0 | 742.0568 | 0 | 670.0152 | 0.40823 | 672.823 | 0.067668 | 672.318 | 0.04035 | 664.9617 | 0 | 664.9617 | 0 | 742.0568 | -0.009495 | 665.1038 | 3.0173 | 672.823 | 0.0062938 | 664.9617 | 1.7305 | 664.7312 | 0.080726 | 665.1038 | 1.0844 | 670.0152 | 17.0516 | 664.9617 | 2.9156 | 742.0568 | 0.066025 | 664.9617 | 0.00056539 | 665.1038 | 6.0828 | 742.0568 | 0.73542 | 742.0568 | 1.806
|  | 742.2924 | 0 | 742.2924 | 0 | 670.2458 | 0.041928 | 673.0554 | -0.0081572 | 672.5515 | 0.046072 | 665.1921 | 0 | 665.1921 | 0 | 742.2924 | 0.017021 | 665.3309 | 2.9137 | 673.0554 | -0.0042212 | 665.1921 | 1.7246 | 664.9617 | 0.15806 | 665.3309 | 1.0897 | 670.2458 | 16.4717 | 665.1921 | 2.9559 | 742.2924 | 0.086241 | 665.1921 | -0.00088879 | 665.3309 | 6.084 | 742.2924 | 0.74879 | 742.2924 | 1.8039
|  | 742.528 | 0 | 742.528 | 0 | 670.4764 | 0.39513 | 673.2879 | 0.057134 | 672.785 | 0.040012 | 665.4226 | 0 | 665.4226 | 0 | 742.528 | -0.010616 | 665.558 | 2.9271 | 673.2879 | 0.0073959 | 665.4226 | 1.7226 | 665.1921 | 0.11668 | 665.558 | 1.0823 | 670.4764 | 15.9131 | 665.4226 | 3.0228 | 742.528 | 0.067635 | 665.4226 | 0.0022255 | 665.558 | 5.9492 | 742.528 | 0.7275 | 742.528 | 1.786
|  | 742.7636 | 0 | 742.7636 | 0 | 670.707 | 0.035095 | 673.5203 | 0.010606 | 673.0186 | 0.046219 | 665.6531 | 0 | 665.6531 | 0 | 742.7636 | 0.016393 | 665.7851 | 2.8778 | 673.5203 | -0.0033332 | 665.6531 | 1.7 | 665.4226 | 0.14721 | 665.7851 | 0.93899 | 670.707 | 15.3751 | 665.6531 | 3.0333 | 742.7636 | 0.088501 | 665.6531 | -0.0011842 | 665.7851 | 5.8951 | 742.7636 | 0.73313 | 742.7636 | 1.7805
|  | 742.9993 | 0 | 742.9993 | 0 | 670.9377 | 0.42359 | 673.7528 | 0.063164 | 673.2521 | 0.040239 | 665.8835 | 0 | 665.8835 | 0 | 742.9993 | -0.016772 | 666.0122 | 3.0257 | 673.7528 | 0.013173 | 665.8835 | 1.6888 | 665.6531 | 0.097686 | 666.0122 | 1.1883 | 670.9377 | 14.8569 | 665.8835 | 3.1122 | 742.9993 | 0.071098 | 665.8835 | 0.0021053 | 666.0122 | 5.9176 | 742.9993 | 0.71955 | 742.9993 | 1.7566
|  | 743.2349 | 0 | 743.2349 | 0 | 671.1683 | 0.072046 | 673.9853 | -0.0029122 | 673.4857 | 0.046279 | 666.114 | 0 | 666.114 | 0 | 743.2349 | 0.018499 | 666.2393 | 2.7871 | 673.9853 | -0.0085233 | 666.114 | 1.6721 | 665.8835 | 0.14924 | 666.2393 | 0.86482 | 671.1683 | 14.3577 | 666.114 | 3.1463 | 743.2349 | 0.089006 | 666.114 | 0.00054228 | 666.2393 | 5.8489 | 743.2349 | 0.72253 | 743.2349 | 1.7545
|  | 743.4706 | 0 | 743.4706 | 0 | 671.3989 | 0.44972 | 674.2178 | 0.051217 | 673.7192 | 0.039738 | 666.3445 | 0 | 666.3445 | 0 | 743.4706 | -5.6952e-05 | 666.4665 | 2.9333 | 674.2178 | 0.0080397 | 666.3445 | 1.6616 | 666.114 | 0.075299 | 666.4665 | 0.88482 | 671.3989 | 13.8769 | 666.3445 | 3.2454 | 743.4706 | 0.072904 | 666.3445 | 0.002138 | 666.4665 | 5.8589 | 743.4706 | 0.70554 | 743.4706 | 1.7345
|  | 743.7062 | 0 | 743.7062 | 0 | 671.6296 | -0.010814 | 674.4503 | -0.039362 | 673.9528 | 0.045428 | 666.5751 | 0 | 666.5751 | 0 | 743.7062 | 0.021796 | 666.6936 | 2.8448 | 674.4503 | -0.0045772 | 666.5751 | 1.6529 | 666.3445 | 0.13703 | 666.6936 | 0.84373 | 671.6296 | 13.4138 | 666.5751 | 3.2616 | 743.7062 | 0.088642 | 666.5751 | -0.0019152 | 666.6936 | 5.6895 | 743.7062 | 0.71337 | 743.7062 | 1.7335
|  | 743.9419 | 0 | 743.9419 | 0 | 671.8603 | 0.37894 | 674.6828 | 0.043415 | 674.1864 | 0.038643 | 666.8056 | 0 | 666.8056 | 0 | 743.9419 | -0.0027993 | 666.9208 | 2.8985 | 674.6828 | 0.012405 | 666.8056 | 1.64 | 666.5751 | 0.073264 | 666.9208 | 0.67012 | 671.8603 | 12.9676 | 666.8056 | 3.3154 | 743.9419 | 0.073791 | 666.8056 | 0.0012352 | 666.9208 | 5.7995 | 743.9419 | 0.6969 | 743.9419 | 1.7043
|  | 744.1776 | 0 | 744.1776 | 0 | 672.0909 | -0.067847 | 674.9153 | 0.016388 | 674.42 | 0.044813 | 667.0361 | 0 | 667.0361 | 0 | 744.1776 | 0.014703 | 667.148 | 2.7742 | 674.9153 | -0.0033639 | 667.0361 | 1.6134 | 666.8056 | 0.12346 | 667.1479 | 0.7884 | 672.0909 | 12.5377 | 667.0361 | 3.3661 | 744.1776 | 0.087259 | 667.0361 | 0.0029858 | 667.1479 | 5.6246 | 744.1776 | 0.69506 | 744.1776 | 1.7013
|  | 744.4133 | 0 | 744.4133 | 0 | 672.3217 | 0.38622 | 675.1478 | 0.050694 | 674.6536 | 0.039074 | 667.2667 | 0 | 667.2667 | 0 | 744.4133 | -0.0063649 | 667.3751 | 2.7675 | 675.1478 | 0.019316 | 667.2667 | 1.6218 | 667.0361 | 0.10922 | 667.3751 | 1.0317 | 672.3217 | 12.1236 | 667.2667 | 3.4257 | 744.4133 | 0.074331 | 667.2667 | 0.0026087 | 667.3751 | 5.7354 | 744.4133 | 0.67912 | 744.4133 | 1.6777
|  | 744.649 | 0 | 744.649 | 0 | 672.5524 | 0.029907 | 675.3804 | -0.010217 | 674.8873 | 0.045134 | 667.4972 | 0 | 667.4972 | 0 | 744.649 | 0.01109 | 667.6023 | 2.6185 | 675.3804 | 0.00087447 | 667.4972 | 1.5999 | 667.2667 | 0.12211 | 667.6023 | 0.5957 | 672.5524 | 11.7245 | 667.4972 | 3.4543 | 744.649 | 0.088967 | 667.4972 | -0.00095393 | 667.6023 | 5.6012 | 744.649 | 0.68066 | 744.649 | 1.6721
|  | 744.8847 | 0 | 744.8847 | 0 | 672.7831 | 0.42491 | 675.6129 | 0.039447 | 675.1209 | 0.038981 | 667.7278 | 0 | 667.7278 | 0 | 744.8847 | -0.0035778 | 667.8295 | 2.7087 | 675.6129 | 0.012158 | 667.7278 | 1.5919 | 667.4972 | 0.060641 | 667.8295 | 0.94687 | 672.7831 | 11.3398 | 667.7278 | 3.5159 | 744.8847 | 0.075066 | 667.7278 | 0.00049843 | 667.8295 | 5.6214 | 744.8847 | 0.66823 | 744.8847 | 1.6522
|  | 745.1204 | 0 | 745.1204 | 0 | 673.0138 | -0.054591 | 675.8455 | 0.00051003 | 675.3546 | 0.044355 | 667.9583 | 0 | 667.9583 | 0 | 745.1204 | 0.014011 | 668.0567 | 2.7249 | 675.8455 | -0.0045937 | 667.9583 | 1.571 | 667.7278 | 0.11193 | 668.0567 | 0.60795 | 673.0138 | 10.969 | 667.9583 | 3.5762 | 745.1204 | 0.088009 | 667.9583 | -0.0029214 | 668.0567 | 5.5385 | 745.1204 | 0.67405 | 745.1204 | 1.6422
|  | 745.3561 | 0 | 745.3561 | 0 | 673.2445 | 0.4201 | 676.0781 | 0.048783 | 675.5882 | 0.038663 | 668.1889 | 0 | 668.1889 | 0 | 745.3561 | 0.00019328 | 668.2839 | 2.7014 | 676.0781 | 0.01134 | 668.1889 | 1.5671 | 667.9583 | 0.080726 | 668.2839 | 0.82617 | 673.2445 | 10.6114 | 668.1889 | 3.6699 | 745.3561 | 0.081444 | 668.1889 | -0.0022939 | 668.2839 | 5.4612 | 745.3561 | 0.6645 | 745.3561 | 1.6217
|  | 745.5919 | 0 | 745.5919 | 0 | 673.4753 | -0.035457 | 676.3106 | -0.029284 | 675.8218 | 0.044169 | 668.4195 | 0 | 668.4195 | 0 | 745.5919 | 0.016 | 668.5111 | 2.595 | 676.3106 | -0.012972 | 668.4195 | 1.5517 | 668.1889 | 0.11532 | 668.5111 | 0.48279 | 673.4753 | 10.2666 | 668.4195 | 3.7051 | 745.5919 | 0.093504 | 668.4195 | -0.0008229 | 668.5111 | 5.4137 | 745.5919 | 0.6644 | 745.5919 | 1.6194
|  | 745.8276 | 0 | 745.8276 | 0 | 673.706 | 0.4038 | 676.5432 | 0.059899 | 676.0555 | 0.037687 | 668.6501 | 0 | 668.6501 | 0 | 745.8276 | 0.0023208 | 668.7383 | 2.679 | 676.5432 | 0.012267 | 668.6501 | 1.5521 | 668.4195 | 0.072586 | 668.7383 | 0.75966 | 673.706 | 9.934 | 668.6501 | 3.769 | 745.8276 | 0.087331 | 668.6501 | 0.0012559 | 668.7383 | 5.5273 | 745.8276 | 0.65196 | 745.8276 | 1.6064
|  | 746.0634 | 0 | 746.0634 | 0 | 673.9368 | -0.018595 | 676.7758 | -0.028169 | 676.2892 | 0.043209 | 668.8807 | 0 | 668.8807 | 0 | 746.0634 | 0.012869 | 668.9656 | 2.6505 | 676.7758 | -0.0018537 | 668.8807 | 1.5373 | 668.6501 | 0.13296 | 668.9656 | 0.5227 | 673.9368 | 9.6132 | 668.8807 | 3.8197 | 746.0634 | 0.092905 | 668.8807 | -0.0023219 | 668.9656 | 5.4691 | 746.0634 | 0.64921 | 746.0634 | 1.6005
|  | 746.2992 | 0 | 746.2992 | 0 | 674.1675 | 0.3747 | 677.0084 | 0.047444 | 676.5229 | 0.03757 | 669.1113 | 0 | 669.1113 | 0 | 746.2992 | 0.0028141 | 669.1929 | 2.6493 | 677.0084 | 0.00078141 | 669.1113 | 1.5112 | 668.8807 | 0.065329 | 669.1929 | 0.51649 | 674.1675 | 9.3039 | 669.1113 | 3.8897 | 746.2992 | 0.085379 | 669.1113 | 0.00045448 | 669.1929 | 5.3115 | 746.2992 | 0.63745 | 746.2992 | 1.5792
|  | 746.5349 | 0 | 746.5349 | 0 | 674.3983 | -0.034396 | 677.2411 | -0.020762 | 676.7566 | 0.043796 | 669.342 | 0 | 669.342 | 0 | 746.5349 | 0.012866 | 669.4201 | 2.5569 | 677.2411 | -0.0025282 | 669.342 | 1.5072 | 669.1113 | 0.12414 | 669.4201 | 0.45513 | 674.3983 | 9.0055 | 669.342 | 3.9226 | 746.5349 | 0.097921 | 669.342 | -0.0032124 | 669.4201 | 5.3512 | 746.5349 | 0.64061 | 746.5349 | 1.5709
|  | 746.7707 | 0 | 746.7707 | 0 | 674.6291 | 0.40481 | 677.4737 | 0.063904 | 676.9903 | 0.036448 | 669.5726 | 0 | 669.5726 | 0 | 746.7707 | 0.0050154 | 669.6473 | 2.5317 | 677.4737 | 0.012316 | 669.5726 | 1.4948 | 669.342 | 0.060544 | 669.6473 | 0.79781 | 674.6291 | 8.7177 | 669.5726 | 4.0252 | 746.7707 | 0.095623 | 669.5726 | 0.0009304 | 669.6473 | 5.4146 | 746.7707 | 0.63652 | 746.7707 | 1.5573
|  | 747.0065 | 0 | 747.0065 | 0 | 674.8599 | -0.042907 | 677.7064 | -0.028774 | 677.2241 | 0.042563 | 669.8032 | 0 | 669.8032 | 0 | 747.0065 | 0.0099386 | 669.8746 | 2.5183 | 677.7064 | -0.0030234 | 669.8032 | 1.4772 | 669.5726 | 0.12211 | 669.8746 | 0.59666 | 674.8599 | 8.4401 | 669.8032 | 4.0685 | 747.0065 | 0.09725 | 669.8032 | 0.00081232 | 669.8746 | 5.2172 | 747.0065 | 0.63287 | 747.0065 | 1.5494
|  | 747.2423 | 0 | 747.2423 | 0 | 675.0907 | 0.43922 | 677.939 | 0.032559 | 677.4578 | 0.03563 | 670.0339 | 0 | 670.0339 | 0 | 747.2423 | 0.0022568 | 670.1019 | 2.4634 | 677.939 | 0.00772 | 670.0339 | 1.4652 | 669.8032 | 0.061623 | 670.1019 | 0.78658 | 675.0907 | 8.1723 | 670.0339 | 4.1459 | 747.2423 | 0.092557 | 670.0339 | 0.0022472 | 670.1019 | 5.2593 | 747.2423 | 0.62598 | 747.2423 | 1.5394
|  | 747.4781 | 0 | 747.4781 | 0 | 675.3215 | -0.012307 | 678.1716 | -0.037981 | 677.6915 | 0.040935 | 670.2646 | 0 | 670.2646 | 0 | 747.4781 | 0.0046355 | 670.3292 | 2.5233 | 678.1716 | -0.010741 | 670.2646 | 1.4598 | 670.0339 | 0.099721 | 670.3292 | 0.44037 | 675.3215 | 7.9138 | 670.2646 | 4.1753 | 747.4781 | 0.097071 | 670.2646 | -0.00050711 | 670.3292 | 5.2476 | 747.4781 | 0.62063 | 747.4781 | 1.5269
|  | 747.7139 | 0 | 747.7139 | 0 | 675.5524 | 0.36554 | 678.4043 | 0.039235 | 677.9253 | 0.034745 | 670.4952 | 0 | 670.4952 | 0 | 747.7139 | 0.0039817 | 670.5565 | 2.5665 | 678.4043 | 0.010969 | 670.4952 | 1.4615 | 670.2646 | 0.076656 | 670.5565 | 0.73255 | 675.5524 | 7.6643 | 670.4952 | 4.2957 | 747.7139 | 0.093018 | 670.4952 | 0.0025828 | 670.5565 | 5.2104 | 747.7139 | 0.61252 | 747.7139 | 1.5108
|  | 747.9497 | 0 | 747.9497 | 0 | 675.7832 | -0.068308 | 678.637 | -0.031177 | 678.1591 | 0.040738 | 670.726 | 0 | 670.726 | 0 | 747.9497 | 0.0064505 | 670.7838 | 2.3929 | 678.637 | -0.0092439 | 670.726 | 1.4309 | 670.4952 | 0.13296 | 670.7838 | 0.31773 | 675.7832 | 7.4232 | 670.726 | 4.3545 | 747.9497 | 0.09879 | 670.726 | -0.0031804 | 670.7838 | 5.0916 | 747.9497 | 0.61347 | 747.9497 | 1.5103
|  | 748.1856 | 0 | 748.1856 | 0 | 676.014 | 0.39866 | 678.8697 | 0.062723 | 678.3928 | 0.034647 | 670.9566 | 0 | 670.9566 | 0 | 748.1856 | 0.0043168 | 671.0112 | 2.4416 | 678.8697 | 0.017622 | 670.9566 | 1.4368 | 670.726 | 0.049169 | 671.0112 | 0.59188 | 676.014 | 7.1904 | 670.9566 | 4.4288 | 748.1856 | 0.1022 | 670.9566 | 0.00587 | 671.0112 | 5.0955 | 748.1856 | 0.60687 | 748.1856 | 1.5019
|  | 748.4214 | 0 | 748.4214 | 0 | 676.2449 | -0.012445 | 679.1024 | 0.0090025 | 678.6267 | 0.040436 | 671.1873 | 0 | 671.1873 | 0 | 748.4214 | 0.0038634 | 671.2385 | 2.3346 | 679.1024 | -0.0035627 | 671.1873 | 1.419 | 670.9566 | 0.11261 | 671.2385 | 0.20219 | 676.2449 | 6.9653 | 671.1873 | 4.4938 | 748.4214 | 0.09952 | 671.1873 | 0.0011407 | 671.2385 | 4.9936 | 748.4214 | 0.59903 | 748.4214 | 1.4881
|  | 748.6573 | 0 | 748.6573 | 0 | 676.4758 | 0.3876 | 679.3351 | 0.067403 | 678.8604 | 0.033206 | 671.418 | 0 | 671.418 | 0 | 748.6573 | 0.0075545 | 671.4658 | 2.4522 | 679.3351 | 0.0061761 | 671.418 | 1.408 | 671.1873 | 0.041907 | 671.4658 | 0.64469 | 676.4758 | 6.7478 | 671.418 | 4.5654 | 748.6573 | 0.099324 | 671.418 | 0.001158 | 671.4658 | 5.1073 | 748.6573 | 0.59674 | 748.6573 | 1.4779
|  | 748.8931 | 0 | 748.8931 | 0 | 676.7067 | -0.034212 | 679.5679 | 0.01326 | 679.0942 | 0.03977 | 671.6487 | 0 | 671.6487 | 0 | 748.8931 | 0.0049586 | 671.6932 | 2.3542 | 679.5679 | -0.0084545 | 671.6487 | 1.397 | 671.418 | 0.11465 | 671.6932 | 0.51467 | 676.7067 | 6.5376 | 671.6487 | 4.6269 | 748.8931 | 0.10076 | 671.6487 | -0.0021012 | 671.6932 | 4.9872 | 748.8931 | 0.59455 | 748.8931 | 1.4676
|  | 749.129 | 0 | 749.129 | 0 | 676.9376 | 0.42691 | 679.8006 | 0.066348 | 679.3281 | 0.033715 | 671.8795 | 0 | 671.8795 | 0 | 749.129 | 0.0050574 | 671.9205 | 2.4427 | 679.8006 | 0.0085292 | 671.8795 | 1.3879 | 671.6487 | 0.039265 | 671.9205 | 0.80094 | 676.9376 | 6.3344 | 671.8795 | 4.7125 | 749.129 | 0.10723 | 671.8795 | 0.0018284 | 671.9205 | 4.9529 | 749.129 | 0.59158 | 749.129 | 1.4575
|  | 749.3649 | 0 | 749.3649 | 0 | 677.1685 | -0.024322 | 680.0333 | -0.0028743 | 679.5619 | 0.039771 | 672.1102 | 0 | 672.1102 | 0 | 749.3649 | 0.005982 | 672.1479 | 2.2876 | 680.0333 | -0.0040569 | 672.1102 | 1.3692 | 671.8795 | 0.08344 | 672.1479 | 0.29047 | 677.1685 | 6.1379 | 672.1102 | 4.7639 | 749.3649 | 0.10949 | 672.1102 | 0.0013155 | 672.1479 | 4.9546 | 749.3649 | 0.58508 | 749.3649 | 1.4458
|  | 749.6008 | 0 | 749.6008 | 0 | 677.3994 | 0.40042 | 680.2661 | 0.02452 | 679.7957 | 0.033308 | 672.341 | 0 | 672.341 | 0 | 749.6008 | 0.0098312 | 672.3752 | 2.4091 | 680.2661 | 0.011694 | 672.341 | 1.375 | 672.1102 | 0.058768 | 672.3752 | 0.37043 | 677.3994 | 5.9481 | 672.341 | 4.8677 | 749.6008 | 0.11392 | 672.341 | 0.0034689 | 672.3752 | 4.8978 | 749.6008 | 0.58145 | 749.6008 | 1.4345
|  | 749.8367 | 0 | 749.8367 | 0 | 677.6302 | -0.0091064 | 680.4988 | -0.020604 | 680.0296 | 0.039271 | 672.5718 | 0 | 672.5718 | 0 | 749.8367 | 0.0023969 | 672.6027 | 2.2797 | 680.4988 | -0.00056543 | 672.5718 | 1.3483 | 672.341 | 0.11057 | 672.6027 | 0.16465 | 677.6302 | 5.7645 | 672.5718 | 4.9207 | 749.8367 | 0.10904 | 672.5718 | -0.001428 | 672.6027 | 4.7323 | 749.8367 | 0.5735 | 749.8367 | 1.422
|  | 750.0726 | 0 | 750.0726 | 0 | 677.8612 | 0.42538 | 680.7316 | 0.043427 | 680.2634 | 0.032866 | 672.8025 | 0 | 672.8025 | 0 | 750.0726 | 0.01036 | 672.83 | 2.366 | 680.7316 | 0.0061499 | 672.8025 | 1.3439 | 672.5718 | 0.023901 | 672.83 | 0.65059 | 677.8612 | 5.5871 | 672.8025 | 4.9799 | 750.0726 | 0.1156 | 672.8025 | 0.0020345 | 672.83 | 4.866 | 750.0726 | 0.57428 | 750.0726 | 1.4173
|  | 750.3085 | 0 | 750.3085 | 0 | 678.0922 | -0.028455 | 680.9644 | -0.035838 | 680.4973 | 0.038992 | 673.0333 | 0 | 673.0333 | 0 | 750.3085 | 0.0034884 | 673.0574 | 2.315 | 680.9644 | -0.0059001 | 673.0333 | 1.33 | 672.8025 | 0.077335 | 673.0574 | 0.43324 | 678.0922 | 5.4155 | 673.0333 | 5.0731 | 750.3085 | 0.11096 | 673.0333 | -0.0020631 | 673.0574 | 4.8206 | 750.3085 | 0.56635 | 750.3085 | 1.4046
|  | 750.5444 | 0 | 750.5444 | 0 | 678.3231 | 0.37513 | 681.1972 | 0.064171 | 680.7312 | 0.032216 | 673.2641 | 0 | 673.2641 | 0 | 750.5444 | 0.008509 | 673.2849 | 2.2943 | 681.1972 | 0.012837 | 673.2641 | 1.3181 | 673.0333 | 0.034573 | 673.2849 | 0.58654 | 678.3231 | 5.2497 | 673.2641 | 5.1289 | 750.5444 | 0.12092 | 673.2641 | -0.00061143 | 673.2849 | 4.7454 | 750.5444 | 0.56501 | 750.5444 | 1.3983
|  | 750.7804 | 0 | 750.7804 | 0 | 678.5541 | -0.046333 | 681.4301 | -0.034258 | 680.9651 | 0.038431 | 673.4949 | 0 | 673.4949 | 0 | 750.7804 | -0.0030295 | 673.5123 | 2.142 | 681.4301 | 0.0050686 | 673.4949 | 1.3088 | 673.2641 | 0.10515 | 673.5123 | 0.45004 | 678.5541 | 5.0894 | 673.4949 | 5.221 | 750.7804 | 0.11401 | 673.4949 | -0.0035913 | 673.5123 | 4.7253 | 750.7804 | 0.55451 | 750.7804 | 1.3814
|  | 751.0163 | 0 | 751.0163 | 0 | 678.785 | 0.4162 | 681.6628 | 0.066397 | 681.199 | 0.03142 | 673.7257 | 0 | 673.7257 | 0 | 751.0163 | 0.0089628 | 673.7397 | 2.2456 | 681.6628 | 0.0057152 | 673.7257 | 1.2952 | 673.4949 | 0.012597 | 673.7397 | 0.36722 | 678.785 | 4.9343 | 673.7257 | 5.3127 | 751.0163 | 0.11989 | 673.7257 | 0.0011951 | 673.7397 | 4.7165 | 751.0163 | 0.55441 | 751.0163 | 1.373
|  | 751.2523 | 0 | 751.2523 | 0 | 679.016 | -0.012732 | 681.8957 | -0.014952 | 681.4329 | 0.038321 | 673.9565 | 0 | 673.9565 | 0 | 751.2523 | -0.0042711 | 673.9672 | 2.2786 | 681.8957 | 0.0038268 | 673.9565 | 1.2757 | 673.7257 | 0.1004 | 673.9672 | 0.093258 | 679.016 | 4.7844 | 673.9565 | 5.3545 | 751.2523 | 0.1139 | 673.9565 | 0.0010572 | 673.9672 | 4.685 | 751.2523 | 0.54399 | 751.2523 | 1.3583
|  | 751.4882 | 0 | 751.4882 | 0 | 679.247 | 0.38696 | 682.1285 | 0.080863 | 681.6669 | 0.030759 | 674.1874 | 0 | 674.1874 | 0 | 751.4882 | 0.0058412 | 674.1946 | 2.2428 | 682.1285 | 0.0050852 | 674.1874 | 1.2782 | 673.9565 | -0.0092434 | 674.1946 | 0.62782 | 679.247 | 4.6395 | 674.1874 | 5.4532 | 751.4882 | 0.12718 | 674.1874 | 0.00087955 | 674.1946 | 4.636 | 751.4882 | 0.54839 | 751.4882 | 1.3521
|  | 751.7242 | 0 | 751.7242 | 0 | 679.478 | -0.051535 | 682.3614 | 0.0081342 | 681.9008 | 0.036877 | 674.4182 | 0 | 674.4182 | 0 | 751.7242 | -0.0030293 | 674.4221 | 2.1515 | 682.3614 | -0.0018253 | 674.4182 | 1.2605 | 674.1874 | 0.13093 | 674.4221 | 0.20168 | 679.478 | 4.4994 | 674.4182 | 5.517 | 751.7242 | 0.11984 | 674.4182 | 0.0001607 | 674.4221 | 4.5941 | 751.7242 | 0.53959 | 751.7242 | 1.3374
|  | 751.9602 | 0 | 751.9602 | 0 | 679.709 | 0.40997 | 682.5942 | 0.058674 | 682.1348 | 0.03023 | 674.649 | 0 | 674.649 | 0 | 751.9602 | 0.014689 | 674.6495 | 2.1493 | 682.5942 | 0.0057947 | 674.649 | 1.2596 | 674.4182 | 0.011691 | 674.6495 | 0.56944 | 679.709 | 4.3641 | 674.649 | 5.613 | 751.9602 | 0.13056 | 674.649 | 0.0029744 | 674.6495 | 4.6432 | 751.9602 | 0.53826 | 751.9602 | 1.3318
|  | 752.1961 | 0 | 752.1961 | 0 | 679.94 | -0.010698 | 682.8271 | -0.021712 | 682.3687 | 0.036091 | 674.8799 | 0 | 674.8799 | 0 | 752.1961 | -0.0048806 | 674.8769 | 2.2366 | 682.8271 | -0.0021673 | 674.8799 | 1.2407 | 674.649 | 0.11057 | 674.877 | 0.36298 | 679.94 | 4.2333 | 674.8799 | 5.704 | 752.1961 | 0.12085 | 674.8799 | -0.0031986 | 674.877 | 4.5415 | 752.1961 | 0.52642 | 752.1961 | 1.3142
|  | 752.4321 | 0 | 752.4321 | 0 | 680.171 | 0.45215 | 683.06 | 0.055171 | 682.6027 | 0.029221 | 675.1108 | 0 | 675.1108 | 0 | 752.4321 | 0.0084819 | 675.1045 | 2.2204 | 683.06 | 0.0075133 | 675.1108 | 1.2442 | 674.8799 | 0.018452 | 675.1045 | 0.60521 | 680.171 | 4.107 | 675.1108 | 5.8375 | 752.4321 | 0.13288 | 675.1108 | -0.00020246 | 675.1045 | 4.5861 | 752.4321 | 0.53034 | 752.4321 | 1.3158
|  | 752.6681 | 0 | 752.6681 | 0 | 680.402 | -0.034281 | 683.2929 | -0.025665 | 682.8367 | 0.03644 | 675.3416 | 0 | 675.3416 | 0 | 752.6681 | -0.0056837 | 675.332 | 2.0955 | 683.2929 | -0.011948 | 675.3416 | 1.2354 | 675.1108 | 0.10515 | 675.332 | 0.067128 | 680.402 | 3.9849 | 675.3416 | 5.8793 | 752.6681 | 0.12288 | 675.3416 | -0.0020013 | 675.332 | 4.484 | 752.6681 | 0.52382 | 752.6681 | 1.3
|  | 752.9042 | 0 | 752.9042 | 0 | 680.6331 | 0.36697 | 683.5258 | 0.080986 | 683.0707 | 0.029891 | 675.5725 | 0 | 675.5725 | 0 | 752.9042 | 0.014226 | 675.5594 | 2.1448 | 683.5258 | 0.0065661 | 675.5725 | 1.2226 | 675.3416 | 0.055566 | 675.5594 | 0.48607 | 680.6331 | 3.867 | 675.5725 | 6.0271 | 752.9042 | 0.14528 | 675.5725 | -0.00036112 | 675.5594 | 4.4464 | 752.9042 | 0.52972 | 752.9042 | 1.296
|  | 753.1402 | 0 | 753.1402 | 0 | 680.8641 | -0.062906 | 683.7587 | -0.030143 | 683.3047 | 0.036188 | 675.8034 | 0 | 675.8034 | 0 | 753.1402 | -0.0060276 | 675.787 | 2.1291 | 683.7587 | -0.010667 | 675.8034 | 1.2048 | 675.5725 | 0.093616 | 675.787 | 0.11789 | 680.8641 | 3.753 | 675.8034 | 6.0863 | 753.1402 | 0.13149 | 675.8034 | -0.0062066 | 675.787 | 4.4739 | 753.1402 | 0.51225 | 753.1402 | 1.2793
|  | 753.3762 | 0 | 753.3762 | 0 | 681.0952 | 0.41584 | 683.9916 | 0.042328 | 683.5387 | 0.029161 | 676.0343 | 0 | 676.0343 | 0 | 753.3762 | 0.017364 | 676.0145 | 2.0916 | 683.9916 | 0.0085912 | 676.0343 | 1.1986 | 675.8034 | 0.0053185 | 676.0145 | 0.26382 | 681.0952 | 3.6427 | 676.0343 | 6.173 | 753.3762 | 0.14786 | 676.0343 | 0.0012414 | 676.0145 | 4.497 | 753.3762 | 0.51876 | 753.3762 | 1.2819
|  | 753.6123 | 0 | 753.6123 | 0 | 681.3263 | -0.051431 | 684.2246 | -0.044533 | 683.7727 | 0.03645 | 676.2653 | 0 | 676.2653 | 0 | 753.6123 | -0.008948 | 676.242 | 2.0244 | 684.2246 | -0.0095105 | 676.2653 | 1.1813 | 676.0343 | 0.086153 | 676.242 | 0.29716 | 681.3263 | 3.536 | 676.2653 | 6.2632 | 753.6123 | 0.13131 | 676.2653 | -0.0025858 | 676.242 | 4.4011 | 753.6123 | 0.50194 | 753.6123 | 1.2639
|  | 753.8483 | 0 | 753.8483 | 0 | 681.5574 | 0.39243 | 684.4575 | 0.048399 | 684.0067 | 0.029965 | 676.4961 | 0 | 676.4961 | 0 | 753.8483 | 0.01463 | 676.4695 | 2.0429 | 684.4575 | 0.0086667 | 676.4961 | 1.1724 | 676.2653 | -0.0014123 | 676.4695 | 0.41027 | 681.5574 | 3.4327 | 676.4961 | 6.3611 | 753.8483 | 0.14889 | 676.4961 | -0.0044531 | 676.4695 | 4.3099 | 753.8483 | 0.51035 | 753.8483 | 1.265
|  | 754.0843 | 0 | 754.0843 | 0 | 681.7885 | -0.049569 | 684.6904 | -0.055378 | 684.2408 | 0.037401 | 676.7271 | 0 | 676.7271 | 0 | 754.0843 | -0.0090541 | 676.6971 | 2.0333 | 684.6904 | -0.0037712 | 676.7271 | 1.1631 | 676.4961 | 0.078691 | 676.6971 | 0.27959 | 681.7885 | 3.3327 | 676.7271 | 6.4064 | 754.0843 | 0.13672 | 676.7271 | 0.0005419 | 676.6971 | 4.2179 | 754.0843 | 0.49697 | 754.0843 | 1.2484
|  | 754.3204 | 0 | 754.3204 | 0 | 682.0196 | 0.36627 | 684.9234 | 0.09511 | 684.4748 | 0.029672 | 676.958 | 0 | 676.958 | 0 | 754.3204 | 0.018355 | 676.9246 | 2.0815 | 684.9234 | 0.0045975 | 676.958 | 1.161 | 676.7271 | 0.0038958 | 676.9246 | 0.35883 | 682.0196 | 3.236 | 676.958 | 6.5197 | 754.3204 | 0.1574 | 676.958 | -0.002856 | 676.9246 | 4.2813 | 754.3204 | 0.50422 | 754.3204 | 1.2462
|  | 754.5565 | 0 | 754.5565 | 0 | 682.2507 | -0.037411 | 685.1564 | -0.06376 | 684.7089 | 0.037268 | 677.189 | 0 | 677.189 | 0 | 754.5565 | -0.0075019 | 677.1522 | 2.0165 | 685.1564 | -0.0014672 | 677.189 | 1.1372 | 676.958 | 0.060466 | 677.1522 | 0.09587 | 682.2507 | 3.1423 | 677.189 | 6.6142 | 754.5565 | 0.14312 | 677.189 | -0.0027996 | 677.1522 | 4.3091 | 754.5565 | 0.49143 | 754.5565 | 1.2249
|  | 754.7926 | 0 | 754.7926 | 0 | 682.4818 | 0.36875 | 685.3893 | 0.086676 | 684.943 | 0.03059 | 677.4199 | 0 | 677.4199 | 0 | 754.7926 | -0.021856 | 677.3798 | 2.0759 | 685.3893 | 0.0073972 | 677.4199 | 1.1396 | 677.189 | 0.012734 | 677.3798 | 0.10778 | 682.4818 | 3.0518 | 677.4199 | 6.6904 | 754.7926 | 0.13602 | 677.4199 | 0.00323 | 677.3798 | 4.2925 | 754.7926 | 0.48092 | 754.7926 | 1.2052
|  | 755.0287 | 0 | 755.0287 | 0 | 682.713 | -0.052789 | 685.6223 | -0.026745 | 685.1771 | 0.038367 | 677.6509 | 0 | 677.6509 | 0 | 755.0287 | 0.016067 | 677.6074 | 2.0849 | 685.6223 | -0.0034742 | 677.6509 | 1.1299 | 677.4199 | 0.11397 | 677.6074 | 0.10541 | 682.713 | 2.9644 | 677.6509 | 6.791 | 755.0287 | 0.15961 | 677.6509 | 0.00097879 | 677.6074 | 4.1521 | 755.0287 | 0.49154 | 755.0287 | 1.206
|  | 755.2648 | 0 | 755.2648 | 0 | 682.9441 | 0.40084 | 685.8554 | 0.048386 | 685.4111 | 0.02997 | 677.8819 | 0 | 677.8819 | 0 | 755.2648 | -0.0055426 | 677.835 | 2.0737 | 685.8554 | 0.0038033 | 677.8819 | 1.1278 | 677.6509 | 0.00658 | 677.835 | 0.41516 | 682.9441 | 2.88 | 677.8819 | 6.9168 | 755.2648 | 0.14676 | 677.8819 | 0.0027133 | 677.835 | 4.1742 | 755.2648 | 0.47325 | 755.2648 | 1.1864
|  | 755.5009 | 0 | 755.5009 | 0 | 683.1752 | -0.065488 | 686.0883 | -0.012429 | 685.6453 | 0.036594 | 678.1129 | 0 | 678.1129 | 0 | 755.5009 | 0.026672 | 678.0626 | 1.8765 | 686.0883 | -0.0033259 | 678.1129 | 1.121 | 677.8819 | 0.10379 | 678.0626 | 0.05375 | 683.1752 | 2.7984 | 678.1129 | 6.9954 | 755.5009 | 0.17008 | 678.1129 | -0.0025805 | 678.0626 | 4.0534 | 755.5009 | 0.48483 | 755.5009 | 1.1931
|  | 755.737 | 0 | 755.737 | 0 | 683.4064 | 0.36233 | 686.3214 | 0.055587 | 685.8794 | 0.029009 | 678.3439 | 0 | 678.3439 | 0 | 755.737 | -0.010773 | 678.2902 | 2.0126 | 686.3214 | 0.0085577 | 678.3439 | 1.1128 | 678.1129 | 0.0052023 | 678.2902 | 0.32178 | 683.4064 | 2.7197 | 678.3439 | 7.1262 | 755.737 | 0.14885 | 678.3439 | 0.0022778 | 678.2902 | 4.1762 | 755.737 | 0.46818 | 755.737 | 1.1698
|  | 755.9731 | 0 | 755.9731 | 0 | 683.6376 | -0.053535 | 686.5544 | -0.0056931 | 686.1135 | 0.035565 | 678.5749 | 0 | 678.5749 | 0 | 755.9731 | 0.02204 | 678.5178 | 2.0065 | 686.5544 | -0.0066811 | 678.5749 | 1.1023 | 678.3439 | 0.096329 | 678.5178 | 0.096199 | 683.6376 | 2.6437 | 678.5749 | 7.2361 | 755.9731 | 0.17596 | 678.5749 | -0.0016439 | 678.5178 | 4.0937 | 755.9731 | 0.47603 | 755.9731 | 1.1758
|  | 756.2092 | 0 | 756.2092 | 0 | 683.8688 | 0.37403 | 686.7874 | 0.046611 | 686.3477 | 0.028176 | 678.8059 | 0 | 678.8059 | 0 | 756.2092 | -0.01572 | 678.7454 | 1.9958 | 686.7874 | -0.0014463 | 678.8059 | 1.1004 | 678.5749 | -0.0098745 | 678.7454 | 0.12693 | 683.8688 | 2.5702 | 678.8059 | 7.3181 | 756.2092 | 0.15185 | 678.8059 | 0.0038355 | 678.7454 | 4.1007 | 756.2092 | 0.45874 | 756.2092 | 1.1532
|  | 756.4454 | 0 | 756.4454 | 0 | 684.1 | -0.044541 | 687.0205 | -0.045905 | 686.5818 | 0.03434 | 679.0369 | 0 | 679.0369 | 0 | 756.4454 | 0.022825 | 678.973 | 1.8452 | 687.0205 | -0.0028274 | 679.0369 | 1.0841 | 678.8059 | 0.060715 | 678.973 | 0.45867 | 684.1 | 2.4992 | 679.0369 | 7.406 | 756.4454 | 0.18596 | 679.0369 | -0.0027012 | 678.973 | 4.0196 | 756.4454 | 0.47357 | 756.4454 | 1.1621
|  | 756.6816 | 0 | 756.6816 | 0 | 684.3312 | 0.37176 | 687.2535 | 0.054337 | 686.816 | 0.025955 | 679.268 | 0 | 679.268 | 0 | 756.6816 | -0.010542 | 679.2007 | 1.9762 | 687.2535 | 0.015478 | 679.268 | 1.0765 | 679.0369 | 0.028087 | 679.2007 | 0.25019 | 684.3312 | 2.4305 | 679.268 | 7.5163 | 756.6816 | 0.16187 | 679.268 | 0.0083992 | 679.2007 | 4.022 | 756.6816 | 0.45435 | 756.6816 | 1.1401
|  | 756.9177 | 0 | 756.9177 | 0 | 684.5624 | -0.040519 | 687.4866 | -0.0072187 | 687.0501 | 0.034125 | 679.499 | 0 | 679.499 | 0 | 756.9177 | 0.026156 | 679.4283 | 1.8681 | 687.4866 | -0.0017503 | 679.499 | 1.0645 | 679.268 | 0.080726 | 679.4283 | -0.095927 | 684.5624 | 2.3641 | 679.499 | 7.6138 | 756.9177 | 0.19239 | 679.499 | -6.0819e-05 | 679.4283 | 3.8919 | 756.9177 | 0.47004 | 756.9177 | 1.1474
|  | 757.1539 | 0 | 757.1539 | 0 | 684.7936 | 0.35297 | 687.7197 | 0.071247 | 687.2843 | 0.026057 | 679.7301 | 0 | 679.7301 | 0 | 757.1539 | -0.015027 | 679.656 | 1.8446 | 687.7197 | 0.0096359 | 679.7301 | 1.0619 | 679.499 | 0.024931 | 679.656 | 0.23935 | 684.7936 | 2.2998 | 679.7301 | 7.7167 | 757.1539 | 0.16313 | 679.7301 | 0.0024228 | 679.656 | 3.977 | 757.1539 | 0.44622 | 757.1539 | 1.1247
|  | 757.3901 | 0 | 757.3901 | 0 | 685.0248 | -0.014866 | 687.9528 | -0.070794 | 687.5185 | 0.033336 | 679.9611 | 0 | 679.9611 | 0 | 757.3901 | 0.026584 | 679.8837 | 1.7573 | 687.9528 | 0.0028355 | 679.9611 | 1.0549 | 679.7301 | 0.080726 | 679.8837 | -0.0026406 | 685.0248 | 2.2377 | 679.9611 | 7.8046 | 757.3901 | 0.18867 | 679.9611 | -0.0042022 | 679.8837 | 4.001 | 757.3901 | 0.45837 | 757.3901 | 1.1286
|  | 757.6263 | 0 | 757.6263 | 0 | 685.2561 | 0.33532 | 688.1859 | 0.049776 | 687.7527 | 0.025514 | 680.1922 | 0 | 680.1922 | 0 | 757.6263 | -0.014634 | 680.1113 | 1.7612 | 688.1859 | 0.011678 | 680.1922 | 1.0391 | 679.9611 | 0.020244 | 680.1113 | 0.30888 | 685.2561 | 2.1777 | 680.1922 | 7.9307 | 757.6263 | 0.1706 | 680.1922 | 0.0024575 | 680.1113 | 3.8794 | 757.6263 | 0.4387 | 757.6263 | 1.1062
|  | 757.8624 | 0 | 757.8624 | 0 | 685.4874 | -0.035179 | 688.419 | -0.050683 | 687.9869 | 0.032859 | 680.4233 | 0 | 680.4233 | 0 | 757.8624 | 0.032272 | 680.3391 | 1.8317 | 688.419 | -0.016008 | 680.4233 | 1.0393 | 680.1922 | 0.071229 | 680.3391 | 0.19879 | 685.4874 | 2.1197 | 680.4233 | 8 | 757.8624 | 0.19837 | 680.4233 | 0.00026421 | 680.3391 | 3.8325 | 757.8624 | 0.45243 | 757.8624 | 1.1144
|  | 758.0987 | 0 | 758.0987 | 0 | 685.7186 | 0.32037 | 688.6522 | 0.063147 | 688.2211 | 0.02562 | 680.6544 | 0 | 680.6544 | 0 | 758.0987 | -0.020628 | 680.5667 | 1.741 | 688.6522 | 0.0071447 | 680.6544 | 1.0201 | 680.4233 | 0.012526 | 680.5667 | 0.34172 | 685.7186 | 2.0637 | 680.6544 | 8.1173 | 758.0987 | 0.17048 | 680.6544 | 0.0039033 | 680.5667 | 3.9449 | 758.0987 | 0.42796 | 758.0987 | 1.0865
|  | 758.3349 | 0 | 758.3349 | 0 | 685.9499 | -0.030297 | 688.8853 | -0.0024834 | 688.4554 | 0.032839 | 680.8855 | 0 | 680.8855 | 0 | 758.3349 | 0.031566 | 680.7944 | 1.7937 | 688.8853 | 0.003132 | 680.8855 | 1.0116 | 680.6544 | 0.062772 | 680.7944 | 0.32297 | 685.9499 | 2.0094 | 680.8855 | 8.1676 | 758.3349 | 0.20464 | 680.8855 | 0.00012966 | 680.7944 | 3.819 | 758.3349 | 0.4465 | 758.3349 | 1.0979
|  | 758.5711 | 0 | 758.5711 | 0 | 686.1812 | 0.3913 | 689.1185 | 0.016077 | 688.6896 | 0.025684 | 681.1166 | 0 | 681.1166 | 0 | 758.5711 | -0.011339 | 681.0222 | 1.8418 | 689.1185 | 0.0051678 | 681.1166 | 1.0132 | 680.8855 | -0.0069344 | 681.0222 | 0.21791 | 686.1812 | 1.9568 | 681.1166 | 8.3193 | 758.5711 | 0.18606 | 681.1166 | 0.0012375 | 681.0222 | 3.8966 | 758.5711 | 0.42836 | 758.5711 | 1.0775
|  | 758.8073 | 0 | 758.8073 | 0 | 686.4125 | -0.034252 | 689.3516 | -0.030962 | 688.9239 | 0.03209 | 681.3477 | 0 | 681.3477 | 0 | 758.8073 | 0.034499 | 681.2499 | 1.7903 | 689.3516 | -0.010817 | 681.3477 | 1.0025 | 681.1166 | 0.10176 | 681.2499 | 0.23649 | 686.4125 | 1.9059 | 681.3477 | 8.399 | 758.8073 | 0.21404 | 681.3477 | -0.0050262 | 681.2499 | 3.6813 | 758.8073 | 0.43903 | 758.8073 | 1.0805
|  | 759.0436 | 0 | 759.0436 | 0 | 686.6437 | 0.37062 | 689.5848 | 0.064493 | 689.1581 | 0.024625 | 681.5789 | 0 | 681.5789 | 0 | 759.0436 | -0.017864 | 681.4776 | 1.7466 | 689.5848 | 0.0070697 | 681.5789 | 1.0022 | 681.3477 | 0.00059099 | 681.4776 | 0.19915 | 686.6437 | 1.8564 | 681.5789 | 8.5712 | 759.0436 | 0.18397 | 681.5789 | -0.00053332 | 681.4776 | 3.8619 | 759.0436 | 0.41554 | 759.0436 | 1.0563
|  | 759.2798 | 0 | 759.2798 | 0 | 686.8751 | -0.050747 | 689.8179 | -0.059859 | 689.3925 | 0.031472 | 681.81 | 0 | 681.81 | 0 | 759.2798 | 0.019915 | 681.7053 | 1.7181 | 689.8179 | -0.0036024 | 681.81 | 0.97892 | 681.5789 | 0.11193 | 681.7053 | 0.05098 | 686.8751 | 1.8083 | 681.81 | 8.7063 | 759.2798 | 0.21419 | 681.81 | 0.00025647 | 681.7053 | 3.7499 | 759.2798 | 0.43484 | 759.2798 | 1.0617
|  | 759.5161 | 0 | 759.5161 | 0 | 687.1064 | 0.37305 | 690.0512 | 0.086273 | 689.6267 | 0.024055 | 682.0411 | 0 | 682.0411 | 0 | 759.5161 | -0.017539 | 681.9331 | 1.7085 | 690.0512 | 0.010626 | 682.0411 | 0.98286 | 681.81 | 0.014421 | 681.9331 | 0.38032 | 687.1064 | 1.7615 | 682.0411 | 8.7999 | 759.5161 | 0.18748 | 682.0411 | 0.0011876 | 681.9331 | 3.6804 | 759.5161 | 0.40993 | 759.5161 | 1.0395
|  | 759.7523 | 0 | 759.7523 | 0 | 687.3377 | -0.098712 | 690.2843 | -0.046751 | 689.861 | 0.031701 | 682.2723 | 0 | 682.2723 | 0 | 759.7523 | 0.032093 | 682.1608 | 1.5926 | 690.2843 | -0.0079631 | 682.2723 | 0.96784 | 682.0411 | 0.09158 | 682.1608 | 0.32724 | 687.3377 | 1.716 | 682.2723 | 8.9164 | 759.7523 | 0.22817 | 682.2723 | -0.0018045 | 682.1608 | 3.6759 | 759.7523 | 0.43038 | 759.7523 | 1.0578
|  | 759.9886 | 0 | 759.9886 | 0 | 687.569 | 0.36839 | 690.5175 | 0.079046 | 690.0953 | 0.023137 | 682.5035 | 0 | 682.5035 | 0 | 759.9886 | -0.016275 | 682.3886 | 1.6917 | 690.5175 | 0.0071394 | 682.5035 | 0.95996 | 682.2723 | -0.034094 | 682.3886 | 0.33969 | 687.569 | 1.6718 | 682.5035 | 9.0743 | 759.9886 | 0.19726 | 682.5035 | 0.0018375 | 682.3886 | 3.6704 | 759.9886 | 0.40322 | 759.9886 | 1.0225
|  | 760.2249 | 0 | 760.2249 | 0 | 687.8004 | -0.070722 | 690.7507 | -0.019371 | 690.3297 | 0.030492 | 682.7347 | 0 | 682.7347 | 0 | 760.2249 | 0.023838 | 682.6164 | 1.7035 | 690.7507 | -0.0092574 | 682.7347 | 0.94584 | 682.5035 | 0.086832 | 682.6164 | 0.25839 | 687.8004 | 1.6288 | 682.7347 | 9.1242 | 760.2249 | 0.22624 | 682.7347 | -0.0032444 | 682.6164 | 3.6331 | 760.2249 | 0.42007 | 760.2249 | 1.0294
|  | 760.4612 | 0 | 760.4612 | 0 | 688.0317 | 0.38131 | 690.984 | 0.028303 | 690.564 | 0.022975 | 682.9659 | 0 | 682.9659 | 0 | 760.4612 | -0.0087548 | 682.8442 | 1.6738 | 690.984 | 0.011648 | 682.9659 | 0.93993 | 682.7347 | -0.0007503 | 682.8442 | 0.38964 | 688.0317 | 1.5869 | 682.9659 | 9.2477 | 760.4612 | 0.19998 | 682.9659 | 0.0024088 | 682.8442 | 3.673 | 760.4612 | 0.39844 | 760.4612 | 1.0106
|  | 760.6975 | 0 | 760.6975 | 0 | 688.2631 | -0.0070782 | 691.2172 | 0.006584 | 690.7983 | 0.03024 | 683.1971 | 0 | 683.1971 | 0 | 760.6975 | 0.025826 | 683.072 | 1.6968 | 691.2172 | -0.0016022 | 683.1971 | 0.93172 | 682.9659 | 0.048514 | 683.072 | 0.28081 | 688.2631 | 1.5463 | 683.1971 | 9.3142 | 760.6975 | 0.23372 | 683.1971 | 0.001687 | 683.072 | 3.4191 | 760.6975 | 0.40894 | 760.6975 | 1.0182
|  | 760.9338 | 0 | 760.9338 | 0 | 688.4945 | 0.34358 | 691.4504 | 0.040578 | 691.0326 | 0.022149 | 683.4283 | 0 | 683.4283 | 0 | 760.9338 | -0.012232 | 683.2998 | 1.6951 | 691.4504 | 0.0079016 | 683.4283 | 0.92934 | 683.1971 | 0.02317 | 683.2998 | 0.30027 | 688.4945 | 1.5068 | 683.4283 | 9.4296 | 760.9338 | 0.21042 | 683.4283 | 0.00077387 | 683.2998 | 3.5476 | 760.9338 | 0.39404 | 760.9338 | 0.99099
|  | 761.1701 | 0 | 761.1701 | 0 | 688.7259 | -0.054338 | 691.6837 | -0.051218 | 691.267 | 0.029263 | 683.6595 | 0 | 683.6595 | 0 | 761.1701 | 0.023702 | 683.5276 | 1.6049 | 691.6837 | -0.0039088 | 683.6595 | 0.92498 | 683.4283 | 0.072586 | 683.5276 | 0.11867 | 688.7259 | 1.4685 | 683.6595 | 9.5619 | 761.1701 | 0.23693 | 683.6595 | 0.0005254 | 683.5276 | 3.5448 | 761.1701 | 0.41202 | 761.1701 | 1.0053
|  | 761.4064 | 0 | 761.4064 | 0 | 688.9573 | 0.40687 | 691.917 | 0.078728 | 691.5014 | 0.022175 | 683.8908 | 0 | 683.8908 | 0 | 761.4064 | -0.013167 | 683.7554 | 1.629 | 691.917 | 0.0053083 | 683.8908 | 0.92154 | 683.6595 | 0.00085993 | 683.7554 | 0.26156 | 688.9573 | 1.4313 | 683.8908 | 9.6308 | 761.4064 | 0.21774 | 683.8908 | 0.0014331 | 683.7554 | 3.5611 | 761.4064 | 0.39232 | 761.4064 | 0.98383
|  | 761.6428 | 0 | 761.6428 | 0 | 689.1887 | -0.069001 | 692.1503 | -0.047257 | 691.7358 | 0.029567 | 684.1219 | 0 | 684.1219 | 0 | 761.6428 | 0.019707 | 683.9832 | 1.5618 | 692.1503 | -0.0017648 | 684.1219 | 0.89896 | 683.8908 | 0.076656 | 683.9832 | -0.11006 | 689.1887 | 1.3951 | 684.1219 | 9.7624 | 761.6428 | 0.24325 | 684.1219 | -0.00035938 | 683.9832 | 3.4012 | 761.6428 | 0.40091 | 761.6428 | 0.9852
|  | 761.8791 | 0 | 761.8791 | 0 | 689.4201 | 0.26643 | 692.3835 | 0.12415 | 691.9701 | 0.023127 | 684.3532 | 0 | 684.3532 | 0 | 761.8791 | -0.0095551 | 684.2111 | 1.638 | 692.3835 | 0.016686 | 684.3532 | 0.90988 | 684.1219 | -0.016219 | 684.2111 | 0.42596 | 689.4201 | 1.36 | 684.3532 | 9.8932 | 761.8791 | 0.23081 | 684.3532 | 0.0036767 | 684.2111 | 3.5052 | 761.8791 | 0.3845 | 761.8791 | 0.96435
|  | 762.1155 | 0 | 762.1155 | 0 | 689.6516 | -0.053614 | 692.6168 | -0.062089 | 692.2046 | 0.030171 | 684.5845 | 0 | 684.5845 | 0 | 762.1155 | 0.022915 | 684.4389 | 1.5226 | 692.6168 | -0.01066 | 684.5845 | 0.87614 | 684.3532 | 0.10854 | 684.4389 | -0.022491 | 689.6516 | 1.3258 | 684.5845 | 10.0047 | 762.1155 | 0.25462 | 684.5845 | -0.0021745 | 684.4389 | 3.3102 | 762.1155 | 0.39652 | 762.1155 | 0.9696
|  | 762.3518 | 0 | 762.3518 | 0 | 689.883 | 0.32571 | 692.8502 | 0.042228 | 692.439 | 0.022038 | 684.8157 | 0 | 684.8157 | 0 | 762.3518 | -0.010138 | 684.6668 | 1.629 | 692.8502 | 0.00065339 | 684.8157 | 0.89042 | 684.5845 | -0.030696 | 684.6668 | 0.19917 | 689.883 | 1.2925 | 684.8157 | 10.1459 | 762.3518 | 0.23607 | 684.8157 | 0.0019935 | 684.6668 | 3.4612 | 762.3518 | 0.37769 | 762.3518 | 0.95573
|  | 762.5882 | 0 | 762.5882 | 0 | 690.1144 | -0.064332 | 693.0834 | -0.0188 | 692.6734 | 0.029867 | 685.047 | 0 | 685.047 | 0 | 762.5882 | 0.021668 | 684.8946 | 1.5327 | 693.0834 | -0.0089856 | 685.047 | 0.87655 | 684.8157 | 0.050311 | 684.8947 | 0.04569 | 690.1144 | 1.2602 | 685.047 | 10.2407 | 762.5882 | 0.26081 | 685.047 | 0.0024757 | 684.8947 | 3.4228 | 762.5882 | 0.38735 | 762.5882 | 0.95787
|  | 762.8246 | 0 | 762.8246 | 0 | 690.3459 | 0.40353 | 693.3168 | 0.074871 | 692.9078 | 0.021934 | 685.2783 | 0 | 685.2783 | 0 | 762.8246 | -0.0092275 | 685.1226 | 1.6173 | 693.3168 | 0.0183 | 685.2783 | 0.87261 | 685.047 | -0.035134 | 685.1226 | 0.21338 | 690.3459 | 1.2287 | 685.2783 | 10.447 | 762.8246 | 0.2413 | 685.2783 | 0.0046945 | 685.1226 | 3.3293 | 762.8246 | 0.37245 | 762.8246 | 0.94225
|  | 763.061 | 0 | 763.061 | 0 | 690.5773 | -0.067769 | 693.5501 | -0.025472 | 693.1423 | 0.029953 | 685.5096 | 0 | 685.5096 | 0 | 763.061 | 0.021177 | 685.3504 | 1.4291 | 693.5501 | -0.0073846 | 685.5096 | 0.85619 | 685.2783 | 0.06627 | 685.3504 | 0.034388 | 690.5773 | 1.1981 | 685.5096 | 10.5345 | 763.061 | 0.26278 | 685.5096 | -0.0031783 | 685.3504 | 3.2672 | 763.061 | 0.38219 | 763.061 | 0.94027
|  | 763.2974 | 0 | 763.2974 | 0 | 690.8088 | 0.39618 | 693.7835 | 0.028546 | 693.3768 | 0.021334 | 685.7408 | 0 | 685.7408 | 0 | 763.2974 | -0.0047667 | 685.5783 | 1.5652 | 693.7835 | 0.0053297 | 685.7408 | 0.86144 | 685.5096 | -0.037124 | 685.5783 | 0.21725 | 690.8088 | 1.1683 | 685.7408 | 10.6304 | 763.2974 | 0.25498 | 685.7408 | -0.0026979 | 685.5783 | 3.4054 | 763.2974 | 0.37091 | 763.2974 | 0.92757
|  | 763.5338 | 0 | 763.5338 | 0 | 691.0403 | -0.048074 | 694.0168 | 0.0029938 | 693.6112 | 0.029836 | 685.9722 | 0 | 685.9722 | 0 | 763.5338 | 0.021609 | 685.8062 | 1.4476 | 694.0168 | -0.0062916 | 685.9722 | 0.84691 | 685.7408 | 0.073264 | 685.8062 | 0.36644 | 691.0403 | 1.1395 | 685.9722 | 10.7477 | 763.5338 | 0.27282 | 685.9722 | -0.00021955 | 685.8062 | 3.3052 | 763.5338 | 0.3801 | 763.5338 | 0.93282
|  | 763.7702 | 0 | 763.7702 | 0 | 691.2719 | 0.36212 | 694.2502 | 0.0707 | 693.8457 | 0.022558 | 686.2035 | 0 | 686.2035 | 0 | 763.7702 | -0.0096125 | 686.0341 | 1.5422 | 694.2502 | 0.016454 | 686.2035 | 0.84354 | 685.9722 | -0.018088 | 686.0341 | 0.45769 | 691.2719 | 1.1114 | 686.2035 | 10.8278 | 763.7702 | 0.25934 | 686.2035 | 0.0024239 | 686.0341 | 3.2505 | 763.7702 | 0.36549 | 763.7702 | 0.91409
|  | 764.0066 | 0 | 764.0066 | 0 | 691.5034 | -0.084142 | 694.4836 | -0.031259 | 694.0802 | 0.02992 | 686.4348 | 0 | 686.4348 | 0 | 764.0066 | 0.022378 | 686.262 | 1.4325 | 694.4836 | -0.0091554 | 686.4348 | 0.82762 | 686.2035 | 0.062901 | 686.262 | 0.23505 | 691.5034 | 1.0843 | 686.4348 | 10.9594 | 764.0066 | 0.27809 | 686.4348 | -0.0019804 | 686.262 | 3.2469 | 764.0066 | 0.37283 | 764.0066 | 0.91615
|  | 764.243 | 0 | 764.243 | 0 | 691.7349 | 0.35519 | 694.717 | 0.026183 | 694.3147 | 0.022758 | 686.6662 | 0 | 686.6662 | 0 | 764.243 | -0.0058514 | 686.49 | 1.5893 | 694.717 | 0.0098522 | 686.6662 | 0.83525 | 686.4348 | 0.0083348 | 686.49 | 0.42108 | 691.7349 | 1.0581 | 686.6662 | 11.1091 | 764.243 | 0.2668 | 686.6662 | -0.0019156 | 686.49 | 3.3028 | 764.243 | 0.36164 | 764.243 | 0.90449
|  | 764.4795 | 0 | 764.4795 | 0 | 691.9664 | -0.025068 | 694.9504 | -0.0088186 | 694.5492 | 0.030292 | 686.8975 | 0 | 686.8975 | 0 | 764.4795 | 0.011988 | 686.7179 | 1.5568 | 694.9504 | 0.0042675 | 686.8975 | 0.81276 | 686.6662 | 0.077335 | 686.7179 | -0.039049 | 691.9664 | 1.0327 | 686.8975 | 11.2028 | 764.4795 | 0.285 | 686.8975 | -0.00026518 | 686.7179 | 3.2771 | 764.4795 | 0.367 | 764.4795 | 0.90609
|  | 764.7159 | 0 | 764.7159 | 0 | 692.1979 | 0.2921 | 695.1838 | 0.088182 | 694.7837 | 0.021733 | 687.1289 | 0 | 687.1289 | 0 | 764.7159 | -0.010925 | 686.9459 | 1.4414 | 695.1838 | 0.0066465 | 687.1289 | 0.81448 | 686.8975 | 0.040112 | 686.9459 | 0.23272 | 692.1979 | 1.0082 | 687.1289 | 11.3766 | 764.7159 | 0.27324 | 687.1289 | 0.0022403 | 686.9459 | 3.1716 | 764.7159 | 0.35275 | 764.7159 | 0.88884
|  | 764.9524 | 0 | 764.9524 | 0 | 692.4294 | -0.10444 | 695.4172 | -0.02904 | 695.0182 | 0.029246 | 687.3602 | 0 | 687.3602 | 0 | 764.9524 | 0.012266 | 687.1738 | 1.3585 | 695.4172 | -0.0023056 | 687.3602 | 0.79938 | 687.1289 | 0.080726 | 687.1738 | 0.41642 | 692.4294 | 0.98441 | 687.3602 | 11.4841 | 764.9524 | 0.28796 | 687.3602 | -0.003845 | 687.1738 | 3.0406 | 764.9524 | 0.35859 | 764.9524 | 0.8893
|  | 765.1889 | 0 | 765.1889 | 0 | 692.661 | 0.36439 | 695.6506 | 0.047245 | 695.2528 | 0.020735 | 687.5916 | 0 | 687.5916 | 0 | 765.1889 | -0.0025569 | 687.4017 | 1.3709 | 695.6506 | 0.017961 | 687.5916 | 0.80808 | 687.3602 | -0.014487 | 687.4017 | 0.31364 | 692.661 | 0.96141 | 687.5916 | 11.6339 | 765.1889 | 0.28277 | 687.5916 | 0.0010017 | 687.4017 | 3.1485 | 765.1889 | 0.34711 | 765.1889 | 0.87745
|  | 765.4253 | 0 | 765.4253 | 0 | 692.8926 | -0.061042 | 695.8841 | -0.02064 | 695.4873 | 0.027716 | 687.823 | 0 | 687.823 | 0 | 765.4253 | 0.011525 | 687.6298 | 1.489 | 695.8841 | 0.0052169 | 687.823 | 0.78969 | 687.5916 | 0.090902 | 687.6298 | 0.13457 | 692.8926 | 0.93909 | 687.823 | 11.7717 | 765.4253 | 0.30118 | 687.823 | 0.0025793 | 687.6298 | 3.0722 | 765.4253 | 0.35449 | 765.4253 | 0.87824
|  | 765.6618 | 0 | 765.6618 | 0 | 693.1241 | 0.40056 | 696.1175 | 0.057019 | 695.7219 | 0.019231 | 688.0544 | 0 | 688.0544 | 0 | 765.6618 | -0.0043499 | 687.8577 | 1.5153 | 696.1175 | 0.019994 | 688.0544 | 0.78361 | 687.823 | 0.0014001 | 687.8577 | 0.22978 | 693.1241 | 0.91737 | 688.0544 | 11.9385 | 765.6618 | 0.29024 | 688.0544 | -0.0012457 | 687.8577 | 3.0443 | 765.6618 | 0.3436 | 765.6618 | 0.86362
|  | 765.8983 | 0 | 765.8983 | 0 | 693.3557 | -0.076482 | 696.351 | -0.037744 | 695.9565 | 0.027072 | 688.2858 | 0 | 688.2858 | 0 | 765.8983 | 0.010818 | 688.0857 | 1.4649 | 696.351 | -0.0096616 | 688.2858 | 0.77056 | 688.0544 | 0.052431 | 688.0857 | 0.19831 | 693.3557 | 0.89619 | 688.2858 | 12.0081 | 765.8983 | 0.30735 | 688.2858 | -0.0033917 | 688.0857 | 3.1003 | 765.8983 | 0.35018 | 765.8983 | 0.86761
|  | 766.1348 | 0 | 766.1348 | 0 | 693.5873 | 0.33418 | 696.5845 | 0.093412 | 696.191 | 0.01865 | 688.5172 | 0 | 688.5172 | 0 | 766.1348 | -0.0052733 | 688.3137 | 1.4341 | 696.5845 | 0.0057694 | 688.5172 | 0.77105 | 688.2858 | -0.021247 | 688.3137 | 0.23359 | 693.5873 | 0.87548 | 688.5172 | 12.1912 | 766.1348 | 0.29978 | 688.5172 | -0.0021245 | 688.3137 | 3.1206 | 766.1348 | 0.34176 | 766.1348 | 0.8572
|  | 766.3713 | 0 | 766.3713 | 0 | 693.8189 | -0.071869 | 696.8179 | -0.013349 | 696.4257 | 0.025838 | 688.7487 | 0 | 688.7487 | 0 | 766.3713 | 0.011857 | 688.5417 | 1.3921 | 696.8179 | -0.0020678 | 688.7487 | 0.75874 | 688.5172 | 0.075978 | 688.5417 | 0.053326 | 693.8189 | 0.85516 | 688.7487 | 12.2825 | 766.3713 | 0.31794 | 688.7487 | -0.0018809 | 688.5417 | 2.9593 | 766.3713 | 0.34462 | 766.3713 | 0.8557
|  | 766.6078 | 0 | 766.6078 | 0 | 694.0505 | 0.35648 | 697.0514 | 0.091818 | 696.6602 | 0.017713 | 688.9801 | 0 | 688.9801 | 0 | 766.6078 | 0.001701 | 688.7697 | 1.4789 | 697.0514 | 0.0072166 | 688.9801 | 0.76293 | 688.7487 | -0.013263 | 688.7697 | 0.37041 | 694.0505 | 0.8352 | 688.9801 | 12.4555 | 766.6078 | 0.31027 | 688.9801 | 0.0042449 | 688.7697 | 3.0694 | 766.6078 | 0.33517 | 766.6078 | 0.84151
|  | 766.8443 | 0 | 766.8443 | 0 | 694.2822 | -0.061981 | 697.2849 | -0.045926 | 696.8948 | 0.025566 | 689.2115 | 0 | 689.2115 | 0 | 766.8443 | 0.015863 | 688.9977 | 1.2936 | 697.2849 | -0.012502 | 689.2115 | 0.75004 | 688.9801 | 0.076656 | 688.9977 | -0.15673 | 694.2822 | 0.81552 | 689.2115 | 12.6304 | 766.8443 | 0.32428 | 689.2115 | -0.00097927 | 688.9977 | 2.8243 | 766.8443 | 0.3387 | 766.8443 | 0.84016
|  | 767.0809 | 0 | 767.0809 | 0 | 694.5138 | 0.37563 | 697.5184 | 0.03704 | 697.1295 | 0.024345 | 689.443 | 0 | 689.443 | 0 | 767.0809 | 0.0059321 | 689.2258 | 1.3658 | 697.5184 | 0.013724 | 689.443 | 0.75258 | 689.2115 | -0.026912 | 689.2258 | 0.30582 | 694.5138 | 0.7961 | 689.443 | 12.7926 | 767.0809 | 0.32669 | 689.443 | 0.00050137 | 689.2258 | 2.9789 | 767.0809 | 0.33515 | 767.0809 | 0.83274
|  | 767.3174 | 0 | 767.3174 | 0 | 694.7454 | -0.0261 | 697.7519 | -0.021249 | 697.3641 | 0.02366 | 689.6744 | 0 | 689.6744 | 0 | 767.3174 | 0.013466 | 689.4538 | 1.2751 | 697.7519 | -0.0038851 | 689.6744 | 0.73518 | 689.443 | 0.067779 | 689.4538 | 0.046654 | 694.7454 | 0.77689 | 689.6744 | 12.9315 | 767.3174 | 0.33704 | 689.6744 | -0.00087606 | 689.4538 | 2.854 | 767.3174 | 0.33871 | 767.3174 | 0.83184
|  | 767.554 | 0 | 767.554 | 0 | 694.9771 | 0.33421 | 697.9855 | 0.013307 | 697.5987 | 0.023785 | 689.9059 | 0 | 689.9059 | 0 | 767.554 | 0.0011214 | 689.6819 | 1.3457 | 697.9855 | 0.010147 | 689.9059 | 0.74084 | 689.6744 | -0.0049818 | 689.6819 | 0.41304 | 694.9771 | 0.75788 | 689.9059 | 13.0124 | 767.554 | 0.33147 | 689.9059 | 0.0015805 | 689.6819 | 2.9534 | 767.554 | 0.32801 | 767.554 | 0.82575
|  | 767.7905 | 0 | 767.7905 | 0 | 695.2087 | -0.1264 | 698.219 | -0.034434 | 697.8334 | 0.024916 | 690.1374 | 0 | 690.1374 | 0 | 767.7905 | 0.0080436 | 689.9099 | 1.3042 | 698.219 | -0.0087408 | 690.1374 | 0.72598 | 689.9059 | 0.073943 | 689.9099 | 0.022623 | 695.2087 | 0.73908 | 690.1374 | 13.1649 | 767.7905 | 0.34007 | 690.1374 | -0.0010911 | 689.9099 | 2.8837 | 767.7905 | 0.32762 | 767.7905 | 0.81971
|  | 768.0271 | 0 | 768.0271 | 0 | 695.4404 | 0.27959 | 698.4526 | 0.026704 | 698.0681 | 0.024305 | 690.3689 | 0 | 690.3689 | 0 | 768.0271 | 0.0024961 | 690.138 | 1.4252 | 698.4526 | 0.014333 | 690.3689 | 0.725 | 690.1374 | -0.024097 | 690.138 | 0.42073 | 695.4404 | 0.72051 | 690.3689 | 13.286 | 768.0271 | 0.34056 | 690.3689 | 0.0031067 | 690.138 | 2.8121 | 768.0271 | 0.32503 | 768.0271 | 0.81282
|  | 768.2637 | 0 | 768.2637 | 0 | 695.6721 | 0.3593 | 698.6861 | 0.030097 | 698.3027 | 0.024975 | 690.6004 | 0 | 690.6004 | 0 | 768.2637 | 0.0068157 | 690.3661 | 1.2348 | 698.6861 | 0.0055181 | 690.6004 | 0.70455 | 690.3689 | 0.071229 | 690.3661 | 0.36874 | 695.6721 | 0.70223 | 690.6004 | 13.5681 | 768.2637 | 0.34897 | 690.6004 | 0.0012967 | 690.3661 | 2.907 | 768.2637 | 0.32343 | 768.2637 | 0.80788
|  | 768.5003 | 0 | 768.5003 | 0 | 695.9038 | -0.092333 | 698.9197 | -0.035153 | 698.5375 | 0.024474 | 690.8319 | 0 | 690.8319 | 0 | 768.5003 | 0.00014394 | 690.5942 | 1.1889 | 698.9197 | -0.0066413 | 690.8319 | 0.69511 | 690.6004 | 0.05169 | 690.5942 | -0.064252 | 695.9038 | 0.68432 | 690.8319 | 13.8007 | 768.5003 | 0.35242 | 690.8319 | -0.0063627 | 690.5942 | 2.7555 | 768.5003 | 0.32038 | 768.5003 | 0.80276
|  | 768.7369 | 0 | 768.7369 | 0 | 696.1355 | 0.31382 | 699.1533 | 0.051877 | 698.7722 | 0.02464 | 691.0634 | 0 | 691.0634 | 0 | 768.7369 | 0.0043438 | 690.8223 | 1.2729 | 699.1533 | 0.011114 | 691.0634 | 0.69782 | 690.8319 | -0.050603 | 690.8223 | 0.30171 | 696.1355 | 0.66687 | 691.0634 | 13.93 | 768.7369 | 0.35821 | 691.0634 | 0.0032596 | 690.8223 | 2.8449 | 768.7369 | 0.3219 | 768.7369 | 0.79735
|  | 768.9735 | 0 | 768.9735 | 0 | 696.3672 | -0.067926 | 699.3868 | -0.040922 | 699.0068 | 0.024453 | 691.2949 | 0 | 691.2949 | 0 | 768.9735 | 0.0017288 | 691.0503 | 1.2006 | 699.3868 | -0.0057946 | 691.2949 | 0.68904 | 691.0634 | 0.072586 | 691.0504 | 0.18828 | 696.3672 | 0.65 | 691.2949 | 13.9981 | 768.9735 | 0.36308 | 691.2949 | 0.0051852 | 691.0504 | 2.8103 | 768.9735 | 0.31949 | 768.9735 | 0.78709
|  | 769.2101 | 0 | 769.2101 | 0 | 696.5989 | 0.33698 | 699.6205 | 0.094306 | 699.2416 | 0.023491 | 691.5265 | 0 | 691.5265 | 0 | 769.2101 | 0.0058872 | 691.2785 | 1.2796 | 699.6205 | 0.016014 | 691.5265 | 0.69011 | 691.2949 | -0.0083364 | 691.2785 | 0.30464 | 696.5989 | 0.63377 | 691.5265 | 14.2047 | 769.2101 | 0.37175 | 691.5265 | 0.0016709 | 691.2785 | 2.7655 | 769.2101 | 0.31709 | 769.2101 | 0.78117
|  | 769.4467 | 0 | 769.4467 | 0 | 696.8307 | -0.034474 | 699.8541 | 0.021723 | 699.4763 | 0.022893 | 691.7581 | 0 | 691.7581 | 0 | 769.4467 | 0.0077357 | 691.5066 | 1.1989 | 699.8541 | -0.0083863 | 691.7581 | 0.66794 | 691.5265 | 0.076656 | 691.5066 | 0.1169 | 696.8307 | 0.61825 | 691.7581 | 14.3502 | 769.4467 | 0.37789 | 691.7581 | -0.0021108 | 691.5066 | 2.6791 | 769.4467 | 0.3171 | 769.4467 | 0.77793
|  | 769.6833 | 0 | 769.6833 | 0 | 697.0624 | 0.32877 | 700.0877 | 0.010363 | 699.7111 | 0.014979 | 691.9896 | 0 | 691.9896 | 0 | 769.6833 | 0.0040296 | 691.7347 | 1.2029 | 700.0877 | 0.015784 | 691.9896 | 0.6741 | 691.7581 | 0.0043508 | 691.7347 | 0.18572 | 697.0624 | 0.60348 | 691.9896 | 14.5128 | 769.6833 | 0.37513 | 691.9896 | 0.0019618 | 691.7347 | 2.6937 | 769.6833 | 0.31374 | 769.6833 | 0.77251
|  | 769.9199 | 0 | 769.9199 | 0 | 697.2941 | -0.099572 | 700.3213 | -0.017739 | 699.9458 | 0.022625 | 692.2211 | 0 | 692.2211 | 0 | 769.9199 | 0.0057482 | 691.9629 | 1.1721 | 700.3213 | -0.00056507 | 692.2211 | 0.65636 | 691.9896 | 0.077335 | 691.9629 | 0.080894 | 697.2941 | 0.58943 | 692.2211 | 14.7009 | 769.9199 | 0.38546 | 692.2211 | 0.0010707 | 691.9629 | 2.6872 | 769.9199 | 0.31089 | 769.9199 | 0.77012
|  | 770.1566 | 0 | 770.1566 | 0 | 697.5259 | 0.34745 | 700.5549 | 0.087604 | 700.1805 | 0.013985 | 692.4527 | 0 | 692.4527 | 0 | 770.1566 | 0.0018461 | 692.191 | 1.2253 | 700.5549 | 0.0038677 | 692.4527 | 0.65628 | 692.2211 | -0.0059188 | 692.191 | 0.30189 | 697.5259 | 0.57608 | 692.4527 | 14.8096 | 770.1566 | 0.39219 | 692.4527 | 0.0040579 | 692.191 | 2.6459 | 770.1566 | 0.30998 | 770.1566 | 0.76427
|  | 770.3932 | 0 | 770.3932 | 0 | 697.7577 | -0.068828 | 700.7886 | -0.019623 | 700.4153 | 0.021397 | 692.6843 | 0 | 692.6843 | 0 | 770.3932 | 0.010865 | 692.4192 | 1.1189 | 700.7886 | -0.0074104 | 692.6843 | 0.64594 | 692.4527 | 0.045462 | 692.4192 | 0.1871 | 697.7577 | 0.56335 | 692.6843 | 15.0225 | 770.3932 | 0.39894 | 692.6843 | -0.0057592 | 692.4192 | 2.5902 | 770.3932 | 0.30883 | 770.3932 | 0.76055
|  | 770.6299 | 0 | 770.6299 | 0 | 697.9894 | 0.36068 | 701.0223 | 0.050663 | 700.6501 | 0.014072 | 692.9159 | 0 | 692.9159 | 0 | 770.6299 | 0.0040687 | 692.6473 | 1.1463 | 701.0223 | 0.0097407 | 692.9159 | 0.64766 | 692.6843 | -0.039073 | 692.6473 | 0.24465 | 697.9894 | 0.55116 | 692.9159 | 15.1374 | 770.6299 | 0.39859 | 692.9159 | 0.0017969 | 692.6473 | 2.6628 | 770.6299 | 0.30088 | 770.6299 | 0.75537
|  | 770.8666 | 0 | 770.8666 | 0 | 698.2213 | -0.070719 | 701.2559 | -0.020164 | 700.8849 | 0.021277 | 693.1475 | 0 | 693.1475 | 0 | 770.8666 | 0.0089545 | 692.8755 | 1.1564 | 701.2559 | -0.0016101 | 693.1475 | 0.63395 | 692.9159 | 0.059088 | 692.8755 | -0.19246 | 698.2213 | 0.53944 | 693.1475 | 15.3193 | 770.8666 | 0.41202 | 693.1475 | -0.0014674 | 692.8755 | 2.551 | 770.8666 | 0.30479 | 770.8666 | 0.75019
|  | 771.1033 | 0 | 771.1033 | 0 | 698.4531 | 0.32572 | 701.4896 | 0.058758 | 701.1197 | 0.014581 | 693.3791 | 0 | 693.3791 | 0 | 771.1033 | -0.0022387 | 693.1037 | 1.1777 | 701.4896 | 0.011665 | 693.3791 | 0.6342 | 693.1475 | -0.029668 | 693.1037 | 0.24855 | 698.4531 | 0.52811 | 693.3791 | 15.4547 | 771.1033 | 0.41234 | 693.3791 | 0.0026911 | 693.1037 | 2.6603 | 771.1033 | 0.29801 | 771.1033 | 0.73751
|  | 771.34 | 0 | 771.34 | 0 | 698.6849 | -0.078634 | 701.7233 | -0.030115 | 701.3545 | 0.022289 | 693.6107 | 0 | 693.6107 | 0 | 771.34 | 0.0099193 | 693.3319 | 1.1317 | 701.7233 | -0.0051296 | 693.6107 | 0.61967 | 693.3791 | 0.12279 | 693.3319 | 0.13414 | 698.6849 | 0.51709 | 693.6107 | 15.6602 | 771.34 | 0.42497 | 693.6107 | -0.0039118 | 693.3319 | 2.5504 | 771.34 | 0.29762 | 771.34 | 0.74198
|  | 771.5766 | 0 | 771.5766 | 0 | 698.9167 | 0.36044 | 701.957 | 0.037485 | 701.5894 | 0.013883 | 693.8424 | 0 | 693.8424 | 0 | 771.5766 | -0.0017571 | 693.5601 | 1.1054 | 701.957 | 0.011493 | 693.8424 | 0.63666 | 693.6107 | -0.045275 | 693.5601 | 0.14934 | 698.9167 | 0.50634 | 693.8424 | 15.7906 | 771.5766 | 0.42447 | 693.8424 | 0.00010852 | 693.5601 | 2.5753 | 771.5766 | 0.2957 | 771.5766 | 0.73652
|  | 771.8134 | 0 | 771.8134 | 0 | 699.1485 | -0.083202 | 702.1907 | -0.024911 | 701.8242 | 0.022346 | 694.074 | 0 | 694.074 | 0 | 771.8134 | 0.012919 | 693.7883 | 1.1407 | 702.1907 | -0.015632 | 694.074 | 0.61425 | 693.8424 | 0.048986 | 693.7883 | -0.025996 | 699.1485 | 0.49581 | 694.074 | 15.9985 | 771.8134 | 0.43841 | 694.074 | -0.0026388 | 693.7883 | 2.4543 | 771.8134 | 0.30115 | 771.8134 | 0.72969
|  | 772.0501 | 0 | 772.0501 | 0 | 699.3804 | 0.33068 | 702.4244 | 0.044025 | 702.059 | 0.013662 | 694.3057 | 0 | 694.3057 | 0 | 772.0501 | 0.0022568 | 694.0165 | 1.1362 | 702.4244 | 0.0079045 | 694.3057 | 0.61605 | 694.074 | -0.024353 | 694.0165 | 0.30173 | 699.3804 | 0.4855 | 694.3057 | 16.1451 | 772.0501 | 0.43365 | 694.3057 | 0.00062827 | 694.0165 | 2.5683 | 772.0501 | 0.29217 | 772.0501 | 0.72212
|  | 772.2868 | 0 | 772.2868 | 0 | 699.6122 | -0.12857 | 702.6581 | -0.064435 | 702.2939 | 0.021544 | 694.5373 | 0 | 694.5373 | 0 | 772.2868 | 0.01776 | 694.2447 | 1.0298 | 702.6581 | -0.0097041 | 694.5373 | 0.60932 | 694.3057 | 0.081405 | 694.2448 | 0.25313 | 699.6122 | 0.47539 | 694.5373 | 16.2872 | 772.2868 | 0.45046 | 694.5373 | -0.00027429 | 694.2448 | 2.4741 | 772.2868 | 0.29332 | 772.2868 | 0.72366
|  | 772.5235 | 0 | 772.5235 | 0 | 699.8441 | 0.3045 | 702.8919 | 0.09451 | 702.5287 | 0.014048 | 694.769 | 0 | 694.769 | 0 | 772.5235 | -0.0090992 | 694.473 | 1.1161 | 702.8919 | 0.0068964 | 694.769 | 0.61646 | 694.5373 | -0.0187 | 694.473 | 0.41631 | 699.8441 | 0.46549 | 694.769 | 16.5016 | 772.5235 | 0.44006 | 694.769 | 0.0051652 | 694.473 | 2.4634 | 772.5235 | 0.28662 | 772.5235 | 0.7138
|  | 772.7603 | 0 | 772.7603 | 0 | 700.0759 | -0.051416 | 703.1257 | -0.023109 | 702.7636 | 0.022569 | 695.0007 | 0 | 695.0007 | 0 | 772.7603 | 0.014822 | 694.7012 | 1.0662 | 703.1257 | -0.0083123 | 695.0007 | 0.59512 | 694.769 | 0.065505 | 694.7012 | 0.1833 | 700.0759 | 0.45583 | 695.0007 | 16.702 | 772.7603 | 0.46107 | 695.0007 | -0.0012876 | 694.7012 | 2.4598 | 772.7603 | 0.29542 | 772.7603 | 0.71482
|  | 772.997 | 0 | 772.997 | 0 | 700.3078 | 0.34944 | 703.3594 | 0.050497 | 702.9985 | 0.014607 | 695.2324 | 0 | 695.2324 | 0 | 772.997 | 0.0003908 | 694.9295 | 1.1043 | 703.3594 | 0.009172 | 695.2324 | 0.5966 | 695.0007 | -0.028797 | 694.9295 | 0.35465 | 700.3078 | 0.44642 | 695.2324 | 16.8278 | 772.997 | 0.45306 | 695.2324 | 0.0016895 | 694.9295 | 2.4823 | 772.997 | 0.2811 | 772.997 | 0.7011
|  | 773.2337 | 0 | 773.2337 | 0 | 700.5397 | -0.10559 | 703.5932 | -0.047772 | 703.2334 | 0.022257 | 695.4641 | 0 | 695.4641 | 0 | 773.2337 | 0.021589 | 695.1577 | 1.0646 | 703.5932 | -0.002424 | 695.4641 | 0.58954 | 695.2324 | 0.046649 | 695.1577 | 0.020018 | 700.5397 | 0.4373 | 695.4641 | 16.947 | 773.2337 | 0.46936 | 695.4641 | -0.0022256 | 695.1577 | 2.3856 | 773.2337 | 0.28901 | 773.2337 | 0.69933
|  | 773.4705 | 0 | 773.4705 | 0 | 700.7715 | 0.39497 | 703.827 | 0.055908 | 703.4683 | 0.013331 | 695.6957 | 0 | 695.6957 | 0 | 773.4705 | -0.0069334 | 695.386 | 1.2163 | 703.827 | 0.015149 | 695.6957 | 0.59348 | 695.4641 | -0.007803 | 695.386 | -0.051148 | 700.7715 | 0.42847 | 695.6957 | 17.178 | 773.4705 | 0.46348 | 695.6957 | 0.0047694 | 695.386 | 2.4775 | 773.4705 | 0.27889 | 773.4705 | 0.68785
|  | 773.7073 | 0 | 773.7073 | 0 | 701.0035 | -0.12628 | 704.0607 | -0.02852 | 703.7033 | 0.020442 | 695.9275 | 0 | 695.9275 | 0 | 773.7073 | 0.016715 | 695.6143 | 1.0119 | 704.0607 | -0.0050555 | 695.9275 | 0.56647 | 695.6957 | 0.076656 | 695.6143 | 0.22405 | 701.0035 | 0.41993 | 695.9275 | 17.3456 | 773.7073 | 0.49032 | 695.9275 | -0.0017424 | 695.6143 | 2.3994 | 773.7073 | 0.28748 | 773.7073 | 0.69467
|  | 773.9441 | 0 | 773.9441 | 0 | 701.2354 | 0.29371 | 704.2946 | 0.016193 | 703.9382 | 0.01146 | 696.1592 | 0 | 696.1592 | 0 | 773.9441 | -0.0044307 | 695.8426 | 1.0797 | 704.2946 | 0.0047591 | 696.1592 | 0.57673 | 695.9275 | -0.017864 | 695.8426 | 0.23142 | 701.2354 | 0.41168 | 696.1592 | 17.5453 | 773.9441 | 0.47723 | 696.1592 | 0.000445 | 695.8426 | 2.3917 | 773.9441 | 0.27411 | 773.9441 | 0.67621
|  | 774.1809 | 0 | 774.1809 | 0 | 701.4673 | -0.090168 | 704.5284 | -0.052672 | 704.1731 | 0.019431 | 696.3909 | 0 | 696.3909 | 0 | 774.1809 | 0.018682 | 696.0709 | 0.99231 | 704.5284 | -0.0076355 | 696.3909 | 0.56261 | 696.1592 | 0.046516 | 696.0709 | -0.091587 | 701.4673 | 0.40368 | 696.3909 | 17.7071 | 774.1809 | 0.50392 | 696.3909 | -0.00056647 | 696.0709 | 2.3473 | 774.1809 | 0.2812 | 774.1809 | 0.68131
|  | 774.4176 | 0 | 774.4176 | 0 | 701.6993 | 0.33939 | 704.7622 | 0.047741 | 704.408 | 0.011169 | 696.6227 | 0 | 696.6227 | 0 | 774.4176 | -0.0022885 | 696.2992 | 1.031 | 704.7622 | 0.011797 | 696.6227 | 0.55547 | 696.3909 | 0.024261 | 696.2992 | 0.47565 | 701.6993 | 0.3959 | 696.6227 | 17.8731 | 774.4176 | 0.49296 | 696.6227 | -0.00038767 | 696.2992 | 2.3763 | 774.4176 | 0.27039 | 774.4176 | 0.66957
|  | 774.6545 | 0 | 774.6545 | 0 | 701.9312 | -0.10397 | 704.996 | -0.031559 | 704.643 | 0.019861 | 696.8544 | 0 | 696.8544 | 0 | 774.6545 | 0.026704 | 696.5275 | 1.0018 | 704.996 | -0.013367 | 696.8544 | 0.54972 | 696.6227 | 0.065383 | 696.5275 | -0.012045 | 701.9312 | 0.38831 | 696.8544 | 18.0612 | 774.6545 | 0.52121 | 696.8544 | 0.0012696 | 696.5275 | 2.327 | 774.6545 | 0.28461 | 774.6545 | 0.67843
|  | 774.8913 | 0 | 774.8913 | 0 | 702.1631 | 0.36709 | 705.2299 | 0.073717 | 704.878 | 0.010698 | 697.0862 | 0 | 697.0862 | 0 | 774.8913 | -0.0071472 | 696.7558 | 1.0114 | 705.2299 | 0.008881 | 697.0862 | 0.56532 | 696.8544 | -0.0097092 | 696.7558 | 0.20115 | 702.1631 | 0.38087 | 697.0862 | 18.2817 | 774.8913 | 0.4977 | 697.0862 | 0.0040403 | 696.7558 | 2.3366 | 774.8913 | 0.26654 | 774.8913 | 0.66151
|  | 775.1281 | 0 | 775.1281 | 0 | 702.3951 | -0.10193 | 705.4637 | -0.069987 | 705.113 | 0.018192 | 697.3179 | 0 | 697.3179 | 0 | 775.1281 | 0.029711 | 696.9841 | 1.0875 | 705.4637 | -0.014954 | 697.3179 | 0.54389 | 697.0862 | 0.049537 | 696.9841 | -0.061934 | 702.3951 | 0.37354 | 697.3179 | 18.5058 | 775.1281 | 0.53148 | 697.3179 | -0.0043263 | 696.9841 | 2.2652 | 775.1281 | 0.278 | 775.1281 | 0.66381
|  | 775.3649 | 0 | 775.3649 | 0 | 702.6271 | 0.40192 | 705.6976 | 0.0079464 | 705.348 | 0.0084731 | 697.5497 | 0 | 697.5497 | 0 | 775.3649 | -0.0075128 | 697.2125 | 1.1026 | 705.6976 | 0.015848 | 697.5497 | 0.54717 | 697.3179 | -0.033965 | 697.2125 | 0.20397 | 702.6271 | 0.36632 | 697.5497 | 18.6614 | 775.3649 | 0.51807 | 697.5497 | 0.002948 | 697.2125 | 2.2973 | 775.3649 | 0.25995 | 775.3649 | 0.64826
|  | 775.6018 | 0 | 775.6018 | 0 | 702.8591 | -0.13041 | 705.9315 | -0.057912 | 705.5829 | 0.016264 | 697.7815 | 0 | 697.7815 | 0 | 775.6018 | 0.020455 | 697.4409 | 0.97103 | 705.9315 | -0.014977 | 697.7815 | 0.52238 | 697.5497 | 0.064796 | 697.4409 | 0.056405 | 702.8591 | 0.35919 | 697.7815 | 18.8607 | 775.6018 | 0.55057 | 697.7815 | -0.0031234 | 697.4409 | 2.1952 | 775.6018 | 0.27257 | 775.6018 | 0.65846
|  | 775.8386 | 0 | 775.8386 | 0 | 703.0911 | 0.31331 | 706.1653 | 0.052698 | 705.8179 | 0.0083465 | 698.0133 | 0 | 698.0133 | 0 | 775.8386 | -0.022354 | 697.6692 | 1.05 | 706.1653 | 0.00083481 | 698.0133 | 0.53404 | 697.7815 | -0.028157 | 697.6692 | 0.17579 | 703.0911 | 0.35216 | 698.0133 | 19.0623 | 775.8386 | 0.52504 | 698.0133 | 0.0021675 | 697.6692 | 2.2499 | 775.8386 | 0.25078 | 775.8386 | 0.64029
|  | 776.0755 | 0 | 776.0755 | 0 | 703.3231 | -0.062946 | 706.3992 | 0.00053239 | 706.053 | 0.016429 | 698.2451 | 0 | 698.2451 | 0 | 776.0755 | 0.020103 | 697.8976 | 0.93631 | 706.3992 | -0.0050562 | 698.2451 | 0.53289 | 698.0133 | 0.024389 | 697.8976 | -0.015682 | 703.3231 | 0.34523 | 698.2451 | 19.2821 | 776.0755 | 0.55816 | 698.2451 | -0.0022913 | 697.8976 | 2.143 | 776.0755 | 0.2697 | 776.0755 | 0.64591
|  | 776.3123 | 0 | 776.3123 | 0 | 703.5551 | 0.31189 | 706.6331 | 0.054688 | 706.288 | 0.009369 | 698.4769 | 0 | 698.4769 | 0 | 776.3123 | -0.015418 | 698.126 | 0.93295 | 706.6331 | 0.002072 | 698.4769 | 0.53223 | 698.2451 | -0.038435 | 698.126 | -0.049261 | 703.5551 | 0.33842 | 698.4769 | 19.4365 | 776.3123 | 0.54519 | 698.4769 | 0.0025152 | 698.126 | 2.2691 | 776.3123 | 0.25709 | 776.3123 | 0.62962
|  | 776.5492 | 0 | 776.5492 | 0 | 703.7871 | -0.08803 | 706.867 | -0.045884 | 706.5231 | 0.016992 | 698.7087 | 0 | 698.7087 | 0 | 776.5492 | 0.017924 | 698.3543 | 0.85623 | 706.867 | -0.0085401 | 698.7087 | 0.52 | 698.4769 | 0.050384 | 698.3543 | 0.054105 | 703.7871 | 0.33175 | 698.7087 | 19.6598 | 776.5492 | 0.57449 | 698.7087 | -0.00063815 | 698.3543 | 2.188 | 776.5492 | 0.26751 | 776.5492 | 0.63778
|  | 776.7861 | 0 | 776.7861 | 0 | 704.0191 | 0.30945 | 707.101 | 0.077268 | 706.7581 | 0.0085863 | 698.9406 | 0 | 698.9406 | 0 | 776.7861 | -0.016947 | 698.5827 | 1.1043 | 707.101 | 0.0073377 | 698.9406 | 0.52452 | 698.7087 | -0.020674 | 698.5827 | 0.10101 | 704.0191 | 0.32523 | 698.9406 | 19.8638 | 776.7861 | 0.55288 | 698.9406 | 0.0029835 | 698.5827 | 2.1824 | 776.7861 | 0.24906 | 776.7861 | 0.62005
|  | 777.023 | 0 | 777.023 | 0 | 704.2512 | -0.097579 | 707.3348 | -0.0078388 | 706.9932 | 0.016968 | 699.1724 | 0 | 699.1724 | 0 | 777.023 | 0.032099 | 698.8111 | 0.85567 | 707.3348 | -0.0094328 | 699.1724 | 0.50399 | 698.9406 | 0.048058 | 698.8111 | 0.098617 | 704.2512 | 0.31888 | 699.1724 | 20.0383 | 777.023 | 0.59799 | 699.1724 | -0.00063319 | 698.8111 | 2.1325 | 777.023 | 0.26885 | 777.023 | 0.63242
|  | 777.2599 | 0 | 777.2599 | 0 | 704.4832 | 0.27944 | 707.5688 | 0.05537 | 707.2283 | 0.0082057 | 699.4043 | 0 | 699.4043 | 0 | 777.2599 | -0.011657 | 699.0395 | 1.0534 | 707.5688 | 0.0052951 | 699.4043 | 0.5159 | 699.1724 | -0.090224 | 699.0396 | 0.25992 | 704.4832 | 0.31268 | 699.4043 | 20.2636 | 777.2599 | 0.5641 | 699.4043 | -0.00036234 | 699.0396 | 2.1944 | 777.2599 | 0.24047 | 777.2599 | 0.61026
|  | 777.4968 | 0 | 777.4968 | 0 | 704.7153 | -0.089512 | 707.8027 | -0.099633 | 707.4633 | 0.017373 | 699.6362 | 0 | 699.6362 | 0 | 777.4968 | 0.028559 | 699.2679 | 0.90439 | 707.8027 | -0.0027032 | 699.6362 | 0.49685 | 699.4043 | 0.036341 | 699.2679 | -0.01024 | 704.7153 | 0.30662 | 699.6362 | 20.4648 | 777.4968 | 0.61315 | 699.6362 | -0.0014574 | 699.2679 | 2.0973 | 777.4968 | 0.26128 | 777.4968 | 0.61853
|  | 777.7337 | 0 | 777.7337 | 0 | 704.9473 | 0.39321 | 708.0367 | 0.051745 | 707.6984 | 0.0089909 | 699.868 | 0 | 699.868 | 0 | 777.7337 | -0.02208 | 699.4964 | 0.94191 | 708.0367 | 0.0099509 | 699.868 | 0.51335 | 699.6362 | -0.024425 | 699.4964 | 0.25809 | 704.9473 | 0.30066 | 699.868 | 20.6192 | 777.7337 | 0.59073 | 699.868 | 0.001126 | 699.4964 | 2.2114 | 777.7337 | 0.24008 | 777.7337 | 0.60794
|  | 777.9706 | 0 | 777.9706 | 0 | 705.1794 | -0.11394 | 708.2707 | -0.10153 | 707.9335 | 0.017166 | 700.0999 | 0 | 700.0999 | 0 | 777.9706 | 0.031303 | 699.7248 | 0.82823 | 708.2707 | -0.0039587 | 700.0999 | 0.48913 | 699.868 | 0.01627 | 699.7248 | 0.24081 | 705.1794 | 0.29478 | 700.0999 | 20.9246 | 777.9706 | 0.62136 | 700.0999 | -0.0045692 | 699.7248 | 2.093 | 777.9706 | 0.25986 | 777.9706 | 0.61068
|  | 778.2076 | 0 | 778.2076 | 0 | 705.4115 | 0.34317 | 708.5046 | 0.074191 | 708.1686 | 0.0092394 | 700.3318 | 0 | 700.3318 | 0 | 778.2076 | -0.01946 | 699.9533 | 0.93519 | 708.5046 | 0.010176 | 700.3318 | 0.4971 | 700.0999 | -0.065719 | 699.9532 | 0.098972 | 705.4115 | 0.28894 | 700.3318 | 21.1057 | 778.2076 | 0.59736 | 700.3318 | 0.0041614 | 699.9532 | 2.191 | 778.2076 | 0.24017 | 778.2076 | 0.58789
|  | 778.4445 | 0 | 778.4445 | 0 | 705.6436 | -0.090439 | 708.7387 | -0.011132 | 708.4037 | 0.016791 | 700.5637 | 0 | 700.5637 | 0 | 778.4445 | 0.032864 | 700.1817 | 0.88255 | 708.7387 | 0.0018634 | 700.5637 | 0.47838 | 700.3318 | 0.040047 | 700.1817 | 0.25592 | 705.6436 | 0.28312 | 700.5637 | 21.3816 | 778.4445 | 0.6453 | 700.5637 | 0.00029881 | 700.1817 | 2.0359 | 778.4445 | 0.25345 | 778.4445 | 0.60645
|  | 778.6815 | 0 | 778.6815 | 0 | 705.8757 | 0.31832 | 708.9727 | 0.080982 | 708.6389 | 0.010021 | 700.7956 | 0 | 700.7956 | 0 | 778.6815 | -0.019241 | 700.4102 | 0.88199 | 708.9727 | 0.017452 | 700.7956 | 0.49545 | 700.5637 | -0.008703 | 700.4102 | 0.22161 | 705.8757 | 0.27733 | 700.7956 | 21.5194 | 778.6815 | 0.62066 | 700.7956 | 0.0069547 | 700.4102 | 2.0984 | 778.6815 | 0.23101 | 778.6815 | 0.58623
|  | 778.9184 | 0 | 778.9184 | 0 | 706.1078 | -0.09638 | 709.2067 | -0.10081 | 708.8741 | 0.01694 | 701.0275 | 0 | 701.0275 | 0 | 778.9184 | 0.030664 | 700.6387 | 0.87079 | 709.2067 | -0.01813 | 701.0275 | 0.47624 | 700.7956 | 0.051818 | 700.6387 | -0.040564 | 706.1078 | 0.27158 | 701.0275 | 21.8181 | 778.9184 | 0.66781 | 701.0275 | -0.0024629 | 700.6387 | 2.0095 | 778.9184 | 0.25623 | 778.9184 | 0.59649
|  | 779.1554 | 0 | 779.1554 | 0 | 706.34 | 0.2986 | 709.4407 | 0.099921 | 709.1092 | 0.010875 | 701.2595 | 0 | 701.2595 | 0 | 779.1554 | -0.03182 | 700.8671 | 0.90495 | 709.4407 | 0.022875 | 701.2595 | 0.47025 | 701.0275 | -0.02884 | 700.8671 | 0.13956 | 706.34 | 0.2659 | 701.2595 | 22.0074 | 779.1554 | 0.63294 | 701.2595 | -0.0011367 | 700.8671 | 2.1146 | 779.1554 | 0.22641 | 779.1554 | 0.5735
|  | 779.3923 | 0 | 779.3923 | 0 | 706.5721 | -0.08262 | 709.6747 | -0.033237 | 709.3444 | 0.020062 | 701.4914 | 0 | 701.4914 | 0 | 779.3923 | 0.035163 | 701.0956 | 0.94023 | 709.6747 | -0.0078554 | 701.4914 | 0.46319 | 701.2595 | 0.064618 | 701.0956 | -0.023097 | 706.5721 | 0.26036 | 701.4914 | 22.2725 | 779.3923 | 0.68846 | 701.4914 | -0.003114 | 701.0956 | 1.9613 | 779.3923 | 0.25747 | 779.3923 | 0.58855
|  | 779.6293 | 0 | 779.6293 | 0 | 706.8043 | 0.28976 | 709.9088 | 0.069744 | 709.5795 | 0.012078 | 701.7233 | 0 | 701.7233 | 0 | 779.6293 | -0.018533 | 701.3241 | 0.91335 | 709.9088 | 0.00054438 | 701.7233 | 0.47238 | 701.4914 | -0.049989 | 701.3241 | 0.32687 | 706.8043 | 0.25499 | 701.7233 | 22.4249 | 779.6293 | 0.65097 | 701.7233 | 0.0014858 | 701.3241 | 2.0182 | 779.6293 | 0.2247 | 779.6293 | 0.5682
|  | 779.8663 | 0 | 779.8663 | 0 | 707.0364 | -0.11229 | 710.1428 | -0.0022467 | 709.8148 | 0.019931 | 701.9553 | 0 | 701.9553 | 0 | 779.8663 | 0.034999 | 701.5526 | 0.84167 | 710.1428 | 0.00076025 | 701.9553 | 0.46163 | 701.7233 | 0.04555 | 701.5526 | 0.036311 | 707.0364 | 0.24984 | 701.9553 | 22.6413 | 779.8663 | 0.70389 | 701.9553 | 0.0016789 | 701.5526 | 1.9355 | 779.8663 | 0.25482 | 779.8663 | 0.57974
|  | 780.1033 | 0 | 780.1033 | 0 | 707.2686 | 0.31531 | 710.3768 | 0.059762 | 710.0499 | 0.012679 | 702.1873 | 0 | 702.1873 | 0 | 780.1033 | -0.021279 | 701.7811 | 0.92175 | 710.3768 | 0.0085575 | 702.1873 | 0.46155 | 701.9553 | -0.025552 | 701.7811 | 0.42152 | 707.2686 | 0.24494 | 702.1873 | 22.9381 | 780.1033 | 0.6635 | 702.1873 | 0.0011552 | 701.7811 | 1.9555 | 780.1033 | 0.21819 | 780.1033 | 0.56513
|  | 780.3403 | 0 | 780.3403 | 0 | 707.5008 | -0.071712 | 710.6109 | -0.049375 | 710.2852 | 0.020672 | 702.4193 | 0 | 702.4193 | 0 | 780.3403 | 0.03715 | 702.0096 | 0.84223 | 710.6109 | -0.011418 | 702.4193 | 0.44874 | 702.1873 | 0.09158 | 702.0096 | -0.00094735 | 707.5008 | 0.24031 | 702.4193 | 23.1095 | 780.3403 | 0.71884 | 702.4193 | 0.00051746 | 702.0096 | 1.9285 | 780.3403 | 0.24966 | 780.3403 | 0.57247
|  | 780.5773 | 0 | 780.5773 | 0 | 707.733 | 0.28885 | 710.845 | 0.033976 | 710.5204 | 0.014083 | 702.6513 | 0 | 702.6513 | 0 | 780.5773 | -0.026058 | 702.2382 | 0.88759 | 710.845 | 0.010728 | 702.6513 | 0.45539 | 702.4193 | -0.006972 | 702.2382 | 0.24108 | 707.733 | 0.23595 | 702.6513 | 23.3723 | 780.5773 | 0.68015 | 702.6513 | 0.001221 | 702.2382 | 1.9567 | 780.5773 | 0.22316 | 780.5773 | 0.5488
|  | 780.8144 | 0 | 780.8144 | 0 | 707.9651 | -0.091507 | 711.0791 | -0.075313 | 710.7556 | 0.020744 | 702.8832 | 0 | 702.8832 | 0 | 780.8144 | 0.038184 | 702.4667 | 0.77391 | 711.0791 | -0.0029644 | 702.8832 | 0.4425 | 702.6513 | 0.062281 | 702.4667 | 0.10474 | 707.9651 | 0.23186 | 702.8832 | 23.6676 | 780.8144 | 0.7421 | 702.8832 | -0.0018677 | 702.4667 | 1.9182 | 780.8144 | 0.24391 | 780.8144 | 0.56336
|  | 781.0514 | 0 | 781.0514 | 0 | 708.1974 | 0.33813 | 711.3132 | 0.031322 | 710.9908 | 0.013239 | 703.1152 | 0 | 703.1152 | 0 | 781.0514 | -0.016968 | 702.6953 | 0.87695 | 711.3132 | 0.015843 | 703.1152 | 0.45063 | 702.8832 | -0.040782 | 702.6953 | 0.49174 | 708.1974 | 0.22801 | 703.1152 | 23.8483 | 781.0514 | 0.71132 | 703.1152 | 0.0036986 | 702.6953 | 1.977 | 781.0514 | 0.22395 | 781.0514 | 0.54541
|  | 781.2884 | 0 | 781.2884 | 0 | 708.4296 | -0.027044 | 711.5473 | -0.029262 | 711.2261 | 0.019696 | 703.3472 | 0 | 703.3472 | 0 | 781.2884 | 0.037209 | 702.9238 | 0.81479 | 711.5473 | -0.014527 | 703.3472 | 0.43889 | 703.1152 | 0.044791 | 702.9238 | -0.10307 | 708.4296 | 0.22438 | 703.3472 | 24.0379 | 781.2884 | 0.75421 | 703.3472 | 0.0017219 | 702.9238 | 1.8348 | 781.2884 | 0.23714 | 781.2884 | 0.55408
|  | 781.5255 | 0 | 781.5255 | 0 | 708.6618 | 0.26229 | 711.7814 | 0.010143 | 711.4614 | 0.011651 | 703.5793 | 0 | 703.5793 | 0 | 781.5255 | -0.027965 | 703.1524 | 0.91335 | 711.7814 | 0.011968 | 703.5793 | 0.43273 | 703.3472 | -0.028238 | 703.1524 | -0.024038 | 708.6618 | 0.22095 | 703.5793 | 24.2837 | 781.5255 | 0.71915 | 703.5793 | -0.0012631 | 703.1524 | 1.8742 | 781.5255 | 0.21532 | 781.5255 | 0.53606
|  | 781.7626 | 0 | 781.7626 | 0 | 708.894 | -0.092929 | 712.0155 | -0.029989 | 711.6967 | 0.018763 | 703.8113 | 0 | 703.8113 | 0 | 781.7626 | 0.034148 | 703.381 | 0.82487 | 712.0155 | -0.0061072 | 703.8113 | 0.42813 | 703.5793 | 0.071229 | 703.381 | -0.25856 | 708.894 | 0.2177 | 703.8113 | 24.4931 | 781.7626 | 0.77777 | 703.8113 | 0.0038464 | 703.381 | 1.8823 | 781.7626 | 0.23464 | 781.7626 | 0.55384
|  | 781.9996 | 0 | 781.9996 | 0 | 709.1263 | 0.30432 | 712.2496 | 0.030789 | 711.932 | 0.011226 | 704.0433 | 0 | 704.0433 | 0 | 781.9996 | -0.017878 | 703.6096 | 0.86743 | 712.2496 | 0.012919 | 704.0433 | 0.43372 | 703.8113 | -0.030216 | 703.6096 | 0.36772 | 709.1263 | 0.21458 | 704.0433 | 24.6479 | 781.9996 | 0.75071 | 704.0433 | 4.624e-05 | 703.6096 | 1.8742 | 781.9996 | 0.21209 | 781.9996 | 0.53289
|  | 782.2367 | 0 | 782.2367 | 0 | 709.3585 | -0.12447 | 712.4838 | 0.018612 | 712.1672 | 0.017052 | 704.2754 | 0 | 704.2754 | 0 | 782.2367 | 0.025979 | 703.8381 | 0.74479 | 712.4838 | -0.01524 | 704.2754 | 0.42428 | 704.0433 | 0.044074 | 703.8381 | -0.031423 | 709.3585 | 0.21155 | 704.2754 | 24.9803 | 782.2367 | 0.80074 | 704.2754 | 0.0020505 | 703.8381 | 1.875 | 782.2367 | 0.23742 | 782.2367 | 0.54417
|  | 782.4738 | 0 | 782.4738 | 0 | 709.5908 | 0.34368 | 712.718 | 0.050421 | 712.4025 | 0.0085386 | 704.5074 | 0 | 704.5074 | 0 | 782.4738 | -0.017791 | 704.0668 | 0.75543 | 712.718 | 0.01254 | 704.5074 | 0.42707 | 704.2754 | 0.0018692 | 704.0668 | 0.28823 | 709.5908 | 0.2086 | 704.5074 | 25.1807 | 782.4738 | 0.7734 | 704.5074 | 0.0013308 | 704.0668 | 1.8593 | 782.4738 | 0.21351 | 782.4738 | 0.52702
|  | 782.7109 | 0 | 782.7109 | 0 | 709.8231 | -0.074318 | 712.9521 | -0.047541 | 712.6378 | 0.015867 | 704.7395 | 0 | 704.7395 | 0 | 782.7109 | 0.026779 | 704.2953 | 0.84279 | 712.9521 | -0.022197 | 704.7395 | 0.41639 | 704.5074 | 0.069872 | 704.2953 | -0.15608 | 709.8231 | 0.20566 | 704.7395 | 25.4358 | 782.7109 | 0.8203 | 704.7395 | -0.0027069 | 704.2953 | 1.9078 | 782.7109 | 0.23484 | 782.7109 | 0.53231
|  | 782.948 | 0 | 782.948 | 0 | 710.0554 | 0.29872 | 713.1863 | 0.049613 | 712.8732 | 0.0090809 | 704.9716 | 0 | 704.9716 | 0 | 782.948 | -0.012918 | 704.524 | 0.88255 | 713.1863 | 0.010974 | 704.9716 | 0.42354 | 704.7395 | 0.0089642 | 704.524 | 0.17397 | 710.0554 | 0.20272 | 704.9716 | 25.6699 | 782.948 | 0.79297 | 704.9716 | 0.0020449 | 704.524 | 1.8689 | 782.948 | 0.21514 | 782.948 | 0.52298
|  | 783.1851 | 0 | 783.1851 | 0 | 710.2877 | -0.12249 | 713.4205 | 0.022611 | 713.1085 | 0.016551 | 705.2037 | 0 | 705.2037 | 0 | 783.1851 | 0.032964 | 704.7526 | 0.79071 | 713.4205 | -0.011119 | 705.2037 | 0.40646 | 704.9716 | 0.074621 | 704.7526 | 0.020767 | 710.2877 | 0.19974 | 705.2037 | 25.9133 | 783.1851 | 0.84415 | 705.2037 | 0.0014034 | 704.7526 | 1.7504 | 783.1851 | 0.23151 | 783.1851 | 0.53247
|  | 783.4222 | 0 | 783.4222 | 0 | 710.52 | 0.32101 | 713.6547 | 0.049958 | 713.3438 | 0.0088871 | 705.4358 | 0 | 705.4358 | 0 | 783.4222 | -0.016488 | 704.9813 | 0.92455 | 713.6547 | 0.01318 | 705.4358 | 0.41467 | 705.2037 | -0.021152 | 704.9813 | 0.12667 | 710.52 | 0.19671 | 705.4358 | 26.1061 | 783.4222 | 0.81791 | 705.4358 | -0.004282 | 704.9813 | 1.7773 | 783.4222 | 0.21162 | 783.4222 | 0.51198
|  | 783.6593 | 0 | 783.6593 | 0 | 710.7523 | -0.15548 | 713.8889 | -0.071978 | 713.5792 | 0.016725 | 705.6679 | 0 | 705.6679 | 0 | 783.6593 | 0.02664 | 705.2099 | 0.83159 | 713.8889 | -0.0047125 | 705.6679 | 0.40112 | 705.4358 | 0.056704 | 705.2099 | -0.05445 | 710.7523 | 0.19362 | 705.6679 | 26.4594 | 783.6593 | 0.86607 | 705.6679 | 0.0036423 | 705.2099 | 1.7239 | 783.6593 | 0.21904 | 783.6593 | 0.51814
|  | 783.8964 | 0 | 783.8964 | 0 | 710.9846 | 0.3173 | 714.1231 | 0.057662 | 713.8146 | 0.0096457 | 705.9 | 0 | 705.9 | 0 | 783.8964 | -0.023186 | 705.4385 | 0.87639 | 714.1231 | 0.010613 | 705.9 | 0.40966 | 705.6679 | 0.0024922 | 705.4385 | 0.25897 | 710.9846 | 0.19049 | 705.9 | 26.6498 | 783.8964 | 0.84878 | 705.9 | 0.0044653 | 705.4385 | 1.8359 | 783.8964 | 0.20958 | 783.8964 | 0.50562
|  | 784.1336 | 0 | 784.1336 | 0 | 711.2169 | -0.13126 | 714.3574 | -0.016782 | 714.0499 | 0.016886 | 706.1321 | 0 | 706.1321 | 0 | 784.1336 | 0.025044 | 705.6672 | 0.71007 | 714.3574 | -0.011817 | 706.1321 | 0.39603 | 705.9 | 0.041738 | 705.6672 | -0.12442 | 711.2169 | 0.18734 | 706.1321 | 26.8928 | 784.1336 | 0.88894 | 706.1321 | -0.0025904 | 705.6672 | 1.78 | 784.1336 | 0.21944 | 784.1336 | 0.50619
|  | 784.3707 | 0 | 784.3707 | 0 | 711.4493 | 0.33061 | 714.5915 | 0.040583 | 714.2853 | 0.0089178 | 706.3643 | 0 | 706.3643 | 0 | 784.3707 | -0.015668 | 705.8959 | 0.74871 | 714.5915 | 0.01813 | 706.3643 | 0.40252 | 706.1321 | -0.016165 | 705.8959 | 0.1587 | 711.4493 | 0.18419 | 706.3643 | 27.0399 | 784.3707 | 0.86611 | 706.3643 | 0.0023941 | 705.8959 | 1.7067 | 784.3707 | 0.20186 | 784.3707 | 0.49485
|  | 784.6079 | 0 | 784.6079 | 0 | 711.6816 | -0.14482 | 714.8258 | -0.085261 | 714.5207 | 0.015475 | 706.5964 | 0 | 706.5964 | 0 | 784.6079 | 0.028942 | 706.1246 | 0.75935 | 714.8258 | 0.003294 | 706.5964 | 0.38413 | 706.3643 | 0.040603 | 706.1246 | 0.08674 | 711.6816 | 0.18109 | 706.5964 | 27.3913 | 784.6079 | 0.91045 | 706.5964 | -0.0053417 | 706.1246 | 1.6143 | 784.6079 | 0.22077 | 784.6079 | 0.50465
|  | 784.8451 | 0 | 784.8451 | 0 | 711.9139 | 0.30045 | 715.0601 | 0.049549 | 714.7561 | 0.009126 | 706.8285 | 0 | 706.8285 | 0 | 784.8451 | -0.0069203 | 706.3533 | 0.89207 | 715.0601 | 0.0044114 | 706.8285 | 0.38856 | 706.5964 | -0.01866 | 706.3533 | 0.14951 | 711.9139 | 0.17807 | 706.8285 | 27.6347 | 784.8451 | 0.89549 | 706.8285 | 7.7541e-05 | 706.3533 | 1.7024 | 784.8451 | 0.20377 | 784.8451 | 0.49343
|  | 785.0822 | 0 | 785.0822 | 0 | 712.1464 | -0.1276 | 715.2943 | -0.064969 | 714.9915 | 0.017601 | 707.0607 | 0 | 707.0607 | 0 | 785.0822 | 0.021613 | 706.582 | 0.61375 | 715.2943 | -0.0048264 | 707.0607 | 0.38339 | 706.8285 | 0.042461 | 706.582 | 0.053591 | 712.1464 | 0.17517 | 707.0607 | 27.8224 | 785.0822 | 0.93573 | 707.0607 | -0.0045595 | 706.582 | 1.659 | 785.0822 | 0.21287 | 785.0822 | 0.49736
|  | 785.3194 | 0 | 785.3194 | 0 | 712.3787 | 0.327 | 715.5286 | 0.10069 | 715.227 | 0.0094471 | 707.2929 | 0 | 707.2929 | 0 | 785.3194 | -0.016014 | 706.8107 | 0.77951 | 715.5286 | 0.017791 | 707.2929 | 0.38421 | 707.0607 | -0.0025217 | 706.8107 | -0.046418 | 712.3787 | 0.1724 | 707.2929 | 28.0147 | 785.3194 | 0.91615 | 707.2929 | 0.0029396 | 706.8107 | 1.7241 | 785.3194 | 0.19452 | 785.3194 | 0.47816
|  | 785.5566 | 0 | 785.5566 | 0 | 712.6111 | -0.12984 | 715.7629 | -0.011434 | 715.4624 | 0.016248 | 707.525 | 0 | 707.525 | 0 | 785.5566 | 0.0177 | 707.0394 | 0.71007 | 715.7629 | -0.0047035 | 707.525 | 0.3774 | 707.2929 | 0.071229 | 707.0394 | 0.076504 | 712.6111 | 0.16978 | 707.525 | 28.3336 | 785.5566 | 0.95323 | 707.525 | 0.0037356 | 707.0394 | 1.6473 | 785.5566 | 0.20847 | 785.5566 | 0.485
|  | 785.7938 | 0 | 785.7938 | 0 | 712.8435 | 0.32734 | 715.9972 | 0.056672 | 715.6979 | 0.0085504 | 707.7573 | 0 | 707.7573 | 0 | 785.7938 | -0.010254 | 707.2681 | 0.73695 | 715.9972 | 0.0066267 | 707.7573 | 0.38914 | 707.525 | -0.040232 | 707.2681 | 0.19275 | 712.8435 | 0.16731 | 707.7573 | 28.4725 | 785.7938 | 0.95124 | 707.7573 | 0.0050358 | 707.2681 | 1.6018 | 785.7938 | 0.19765 | 785.7938 | 0.47691
|  | 786.031 | 0 | 786.031 | 0 | 713.0759 | -0.11316 | 716.2315 | 0.010753 | 715.9333 | 0.015016 | 707.9894 | 0 | 707.9894 | 0 | 786.031 | 0.017121 | 707.4968 | 0.68879 | 716.2315 | -0.00063864 | 707.9894 | 0.36722 | 707.7573 | 0.068516 | 707.4968 | 0.043668 | 713.0759 | 0.16495 | 707.9894 | 28.7113 | 786.031 | 0.98831 | 707.9894 | 0.00031283 | 707.4968 | 1.529 | 786.031 | 0.20942 | 786.031 | 0.47794
|  | 786.2682 | 0 | 786.2682 | 0 | 713.3083 | 0.30745 | 716.4658 | 0.051326 | 716.1688 | 0.0061458 | 708.2216 | 0 | 708.2216 | 0 | 786.2682 | -0.0045596 | 707.7256 | 0.73303 | 716.4658 | 0.010715 | 708.2216 | 0.37518 | 707.9894 | -0.021192 | 707.7256 | 0.26408 | 713.3083 | 0.1627 | 708.2216 | 28.9772 | 786.2682 | 0.9768 | 708.2216 | -0.0017597 | 707.7256 | 1.6889 | 786.2682 | 0.19392 | 786.2682 | 0.46535
|  | 786.5054 | 0 | 786.5054 | 0 | 713.5408 | -0.16109 | 716.7001 | -0.041069 | 716.4042 | 0.012269 | 708.4539 | 0 | 708.4539 | 0 | 786.5054 | 0.018202 | 707.9543 | 0.66639 | 716.7001 | -0.012162 | 708.4539 | 0.36073 | 708.2216 | 0.054311 | 707.9543 | 0.041212 | 713.5408 | 0.16052 | 708.4539 | 29.2206 | 786.5054 | 1.0159 | 708.4539 | -0.0021365 | 707.9543 | 1.6056 | 786.5054 | 0.203 | 786.5054 | 0.4707
|  | 786.7427 | 0 | 786.7427 | 0 | 713.7732 | 0.32018 | 716.9344 | 0.034692 | 716.6398 | 0.0053585 | 708.6861 | 0 | 708.6861 | 0 | 786.7427 | -0.0020337 | 708.183 | 0.78231 | 716.9344 | 0.010445 | 708.6861 | 0.36426 | 708.4539 | -0.047753 | 708.183 | 0.51657 | 713.7732 | 0.15837 | 708.6861 | 29.3948 | 786.7427 | 1.0105 | 708.6861 | -0.001455 | 708.183 | 1.5329 | 786.7427 | 0.19151 | 786.7427 | 0.45999
|  | 786.9799 | 0 | 786.9799 | 0 | 714.0057 | -0.18542 | 717.1688 | -0.04206 | 716.8752 | 0.012633 | 708.9183 | 0 | 708.9183 | 0 | 786.9799 | 0.018944 | 708.4118 | 0.61711 | 717.1688 | -0.012236 | 708.9183 | 0.35835 | 708.6861 | 0.055997 | 708.4118 | -0.029004 | 714.0057 | 0.15623 | 708.9183 | 29.6935 | 786.9799 | 1.0397 | 708.9183 | 0.0031547 | 708.4118 | 1.6229 | 786.9799 | 0.19934 | 786.9799 | 0.4637
|  | 787.2172 | 0 | 787.2172 | 0 | 714.2381 | 0.28045 | 717.4031 | 0.049952 | 717.1108 | 0.0053724 | 709.1506 | 0 | 709.1506 | 0 | 787.2172 | -0.0032849 | 708.6406 | 0.72239 | 717.4031 | 0.01166 | 709.1506 | 0.35474 | 708.9183 | -0.028616 | 708.6406 | 0.21173 | 714.2381 | 0.15408 | 709.1506 | 29.9265 | 787.2172 | 1.0393 | 709.1506 | -0.0027418 | 708.6406 | 1.6201 | 787.2172 | 0.1923 | 787.2172 | 0.45465
|  | 787.4544 | 0 | 787.4544 | 0 | 714.4706 | -0.1238 | 717.6375 | -0.01856 | 717.3463 | 0.012304 | 709.3828 | 0 | 709.3828 | 0 | 787.4544 | 0.012613 | 708.8694 | 0.61487 | 717.6375 | -0.0062889 | 709.3828 | 0.35105 | 709.1506 | -0.0065133 | 708.8694 | 0.24898 | 714.4706 | 0.15191 | 709.3828 | 30.25 | 787.4544 | 1.0661 | 709.3828 | -0.0024849 | 708.8694 | 1.5801 | 787.4544 | 0.19593 | 787.4544 | 0.45539
|  | 787.6917 | 0 | 787.6917 | 0 | 714.7031 | 0.29731 | 717.8719 | 0.072213 | 717.5818 | 0.0045765 | 709.615 | 0 | 709.615 | 0 | 787.6917 | -0.0069689 | 709.0982 | 0.67143 | 717.8719 | 0.010933 | 709.615 | 0.35967 | 709.3828 | 0.015633 | 709.0982 | 0.27845 | 714.7031 | 0.14974 | 709.615 | 30.4633 | 787.6917 | 1.07 | 709.615 | 0.0010499 | 709.0982 | 1.5737 | 787.6917 | 0.18752 | 787.6917 | 0.45271
|  | 787.9289 | 0 | 787.9289 | 0 | 714.9355 | -0.10533 | 718.1063 | -0.0060305 | 717.8174 | 0.012141 | 709.8474 | 0 | 709.8474 | 0 | 787.9289 | 0.010326 | 709.327 | 0.62775 | 718.1063 | -0.009581 | 709.8474 | 0.34924 | 709.615 | 0.045672 | 709.327 | 0.1093 | 714.9355 | 0.14756 | 709.8474 | 30.6571 | 787.9289 | 1.0944 | 709.8474 | -0.00036461 | 709.327 | 1.5188 | 787.9289 | 0.1944 | 787.9289 | 0.45054
|  | 788.1662 | 0 | 788.1662 | 0 | 715.168 | 0.29753 | 718.3407 | 0.095396 | 718.0529 | 0.0049027 | 710.0796 | 0 | 710.0796 | 0 | 788.1662 | -0.0039218 | 709.5558 | 0.72519 | 718.3407 | 0.016564 | 710.0796 | 0.35146 | 709.8474 | -0.02447 | 709.5558 | 0.21357 | 715.168 | 0.14541 | 710.0796 | 30.8967 | 788.1662 | 1.0953 | 710.0796 | 0.0043547 | 709.5558 | 1.6089 | 788.1662 | 0.18704 | 788.1662 | 0.44342
|  | 788.4035 | 0 | 788.4035 | 0 | 715.4005 | -0.13732 | 718.5751 | -0.057119 | 718.2885 | 0.01261 | 710.3119 | 0 | 710.3119 | 0 | 788.4035 | 0.015549 | 709.7846 | 0.72351 | 718.5751 | -0.01146 | 710.3119 | 0.33783 | 710.0796 | 0.0589 | 709.7846 | -0.16904 | 715.4005 | 0.14331 | 710.3119 | 31.168 | 788.4035 | 1.1194 | 710.3119 | -0.0021744 | 709.7846 | 1.5227 | 788.4035 | 0.18962 | 788.4035 | 0.44695
|  | 788.6408 | 0 | 788.6408 | 0 | 715.6331 | 0.27749 | 718.8095 | 0.012149 | 718.524 | 0.0066064 | 710.5442 | 0 | 710.5442 | 0 | 788.6408 | 0.0048908 | 710.0134 | 0.64959 | 718.8095 | 0.005883 | 710.5442 | 0.3439 | 710.3119 | -0.049785 | 710.0134 | 0.14064 | 715.6331 | 0.14127 | 710.5442 | 31.4304 | 788.6408 | 1.1271 | 710.5442 | 0.0026933 | 710.0134 | 1.5083 | 788.6408 | 0.18036 | 788.6408 | 0.4412
|  | 788.8781 | 0 | 788.8781 | 0 | 715.8656 | -0.15362 | 719.0439 | -0.047322 | 718.7596 | 0.014626 | 710.7765 | 0 | 710.7765 | 0 | 788.8781 | 0.0093582 | 710.2423 | 0.61039 | 719.0439 | -0.0072525 | 710.7765 | 0.33405 | 710.5442 | 0.094294 | 710.2422 | 0.12961 | 715.8656 | 0.13932 | 710.7765 | 31.5739 | 788.8781 | 1.155 | 710.7765 | 0.00017915 | 710.2422 | 1.4519 | 788.8781 | 0.18745 | 788.8781 | 0.43836
|  | 789.1154 | 0 | 789.1154 | 0 | 716.0981 | 0.30777 | 719.2783 | 0.10091 | 718.9952 | 0.0082943 | 711.0089 | 0 | 711.0089 | 0 | 789.1154 | -6.9091e-05 | 710.4711 | 0.68543 | 719.2783 | 0.0076753 | 711.0089 | 0.34259 | 710.7765 | -0.030134 | 710.4711 | 0.17434 | 716.0981 | 0.13746 | 711.0089 | 31.8603 | 789.1154 | 1.1694 | 711.0089 | 0.0046125 | 710.4711 | 1.4908 | 789.1154 | 0.18389 | 789.1154 | 0.42846
|  | 789.3528 | 0 | 789.3528 | 0 | 716.3306 | -0.055845 | 719.5128 | -0.028204 | 719.2308 | 0.014956 | 711.2411 | 0 | 711.2411 | 0 | 789.3528 | 0.012127 | 710.6999 | 0.69439 | 719.5128 | -0.0017761 | 711.2411 | 0.32937 | 711.0089 | 0.055156 | 710.7 | 0.021284 | 716.3306 | 0.13569 | 711.2411 | 32.0318 | 789.3528 | 1.1931 | 711.2411 | 0.0032738 | 710.7 | 1.428 | 789.3528 | 0.18617 | 789.3528 | 0.42777
|  | 789.5901 | 0 | 789.5901 | 0 | 716.5632 | 0.24662 | 719.7473 | 0.088393 | 719.4664 | 0.0072076 | 711.4735 | 0 | 711.4735 | 0 | 789.5901 | 0.0036395 | 710.9288 | 0.69159 | 719.7473 | 0.010078 | 711.4735 | 0.34087 | 711.2411 | -0.0055769 | 710.9288 | 0.28431 | 716.5632 | 0.13401 | 711.4735 | 32.2655 | 789.5901 | 1.2078 | 711.4735 | 0.0028402 | 710.9288 | 1.536 | 789.5901 | 0.18559 | 789.5901 | 0.42645
|  | 789.8274 | 0 | 789.8274 | 0 | 716.7958 | -0.095662 | 719.9817 | -0.027775 | 719.7021 | 0.013168 | 711.7058 | 0 | 711.7058 | 0 | 789.8274 | 0.0095376 | 711.1576 | 0.62383 | 719.9817 | -0.0050573 | 711.7058 | 0.32519 | 711.4735 | 0.058901 | 711.1577 | 0.12599 | 716.7958 | 0.13239 | 711.7058 | 32.4091 | 789.8274 | 1.228 | 711.7058 | 0.00060569 | 711.1577 | 1.5108 | 789.8274 | 0.18446 | 789.8274 | 0.42617
|  | 790.0648 | 0 | 790.0648 | 0 | 717.0283 | 0.3387 | 720.2162 | 0.047546 | 719.9377 | 0.0063802 | 711.9382 | 0 | 711.9382 | 0 | 790.0648 | 0.012194 | 711.3865 | 0.81199 | 720.2162 | 0.016839 | 711.9382 | 0.32904 | 711.7058 | -0.024101 | 711.3865 | 0.36361 | 717.0283 | 0.13083 | 711.9382 | 32.639 | 790.0648 | 1.2382 | 711.9382 | 0.002887 | 711.3865 | 1.5283 | 790.0648 | 0.1817 | 790.0648 | 0.42002
|  | 790.3021 | 0 | 790.3021 | 0 | 717.2609 | -0.14117 | 720.4506 | -0.022811 | 720.1733 | 0.013492 | 712.1705 | 0 | 712.1705 | 0 | 790.3021 | 0.015562 | 711.6154 | 0.66919 | 720.4506 | -0.0033906 | 712.1705 | 0.31985 | 711.9382 | 0.045318 | 711.6154 | -0.0022985 | 717.2609 | 0.1293 | 712.1705 | 32.8661 | 790.3021 | 1.2603 | 712.1705 | -0.0020409 | 711.6154 | 1.4551 | 790.3021 | 0.18323 | 790.3021 | 0.42122
|  | 790.5395 | 0 | 790.5395 | 0 | 717.4935 | 0.32539 | 720.6851 | 0.040836 | 720.409 | 0.0057001 | 712.403 | 0 | 712.403 | 0 | 790.5395 | 0.010074 | 711.8444 | 0.70727 | 720.6851 | 0.010477 | 712.403 | 0.32256 | 712.1705 | -0.050609 | 711.8444 | 0.37129 | 717.4935 | 0.12778 | 712.403 | 33.1622 | 790.5395 | 1.2811 | 712.403 | 0.0047065 | 711.8444 | 1.4764 | 790.5395 | 0.17988 | 790.5395 | 0.41438
|  | 790.7769 | 0 | 790.7769 | 0 | 717.7261 | -0.0832 | 720.9196 | -0.076483 | 720.6446 | 0.01298 | 712.6353 | 0 | 712.6353 | 0 | 790.7769 | 0.002827 | 712.0732 | 0.5488 | 720.9196 | -0.0069635 | 712.6353 | 0.30573 | 712.403 | 0.012724 | 712.0732 | -0.014048 | 717.7261 | 0.12626 | 712.6353 | 33.3328 | 790.7769 | 1.292 | 712.6353 | -0.001805 | 712.0732 | 1.4831 | 790.7769 | 0.18093 | 790.7769 | 0.40772
|  | 791.0142 | 0 | 791.0142 | 0 | 717.9587 | 0.29131 | 721.1542 | 0.038694 | 720.8803 | 0.0048405 | 712.8677 | 0 | 712.8677 | 0 | 791.0142 | 0.0013855 | 712.3021 | 0.71175 | 721.1542 | 0.0022487 | 712.8677 | 0.31985 | 712.6353 | -0.04084 | 712.3021 | 0.2221 | 717.9587 | 0.12473 | 712.8677 | 33.6502 | 791.0142 | 1.3083 | 712.8677 | 0.003758 | 712.3021 | 1.3602 | 791.0142 | 0.17712 | 791.0142 | 0.40664
|  | 791.2516 | 0 | 791.2516 | 0 | 718.1913 | -0.17136 | 721.3887 | -0.03294 | 721.116 | 0.012987 | 713.1001 | 0 | 713.1001 | 0 | 791.2516 | 0.0032623 | 712.5311 | 0.63839 | 721.3887 | -0.0076969 | 713.1001 | 0.30901 | 712.8677 | 0.057693 | 712.5311 | -0.20624 | 718.1913 | 0.1232 | 713.1001 | 33.8487 | 791.2516 | 1.3331 | 713.1001 | 0.0034157 | 712.5311 | 1.3799 | 791.2516 | 0.175 | 791.2516 | 0.40164
|  | 791.489 | 0 | 791.489 | 0 | 718.424 | 0.3231 | 721.6232 | 0.063001 | 721.3518 | 0.0056047 | 713.3325 | 0 | 713.3325 | 0 | 791.489 | 0.009711 | 712.76 | 0.67591 | 721.6232 | 0.0087197 | 713.3325 | 0.31911 | 713.1001 | -0.01726 | 712.76 | 0.14905 | 718.424 | 0.12167 | 713.3325 | 34.0407 | 791.489 | 1.3573 | 713.3325 | 0.005176 | 712.76 | 1.4643 | 791.489 | 0.1813 | 791.489 | 0.40208
|  | 791.7264 | 0 | 791.7264 | 0 | 718.6566 | -0.080726 | 721.8577 | -0.057882 | 721.5874 | 0.013749 | 713.5649 | 0 | 713.5649 | 0 | 791.7264 | 0.00028927 | 712.989 | 0.56391 | 721.8577 | -0.0066558 | 713.5649 | 0.30236 | 713.3325 | 0.034948 | 712.989 | -0.0088221 | 718.6566 | 0.12015 | 713.5649 | 34.2202 | 791.7264 | 1.366 | 713.5649 | 0.00023439 | 712.989 | 1.3371 | 791.7264 | 0.17958 | 791.7264 | 0.39878
|  | 791.9638 | 0 | 791.9638 | 0 | 718.8893 | 0.25967 | 722.0923 | 0.076481 | 721.8231 | 0.0068761 | 713.7974 | 0 | 713.7974 | 0 | 791.9638 | 0.012929 | 713.2179 | 0.64231 | 722.0923 | 0.0019572 | 713.7974 | 0.31558 | 713.5649 | -0.089545 | 713.2179 | 0.18345 | 718.8893 | 0.11865 | 713.7974 | 34.5279 | 791.9638 | 1.4036 | 713.7974 | -0.00086637 | 713.2179 | 1.4011 | 791.9638 | 0.18733 | 791.9638 | 0.40575
|  | 792.2012 | 0 | 792.2012 | 0 | 719.1219 | -0.19656 | 722.3268 | -0.024024 | 722.0589 | 0.014058 | 714.0298 | 0 | 714.0298 | 0 | 792.2012 | 0.0013837 | 713.4468 | 0.59303 | 722.3268 | -0.0041443 | 714.0298 | 0.29891 | 713.7974 | 0.058883 | 713.4468 | 0.079082 | 719.1219 | 0.11718 | 714.0298 | 34.6475 | 792.2012 | 1.4154 | 714.0298 | -0.0054618 | 713.4468 | 1.3845 | 792.2012 | 0.17135 | 792.2012 | 0.39641
|  | 792.4387 | 0 | 792.4387 | 0 | 719.3546 | 0.25875 | 722.5614 | 0.034163 | 722.2946 | 0.0074009 | 714.2622 | 0 | 714.2622 | 0 | 792.4387 | 0.010498 | 713.6758 | 0.67143 | 722.5614 | 0.0041035 | 714.2622 | 0.30318 | 714.0298 | -0.0090532 | 713.6758 | 0.19655 | 719.3546 | 0.11574 | 714.2622 | 34.7725 | 792.4387 | 1.4359 | 714.2622 | 0.0032135 | 713.6758 | 1.4105 | 792.4387 | 0.16944 | 792.4387 | 0.39081
|  | 792.6761 | 0 | 792.6761 | 0 | 719.5873 | -0.12689 | 722.796 | -0.072978 | 722.5303 | 0.01412 | 714.4947 | 0 | 714.4947 | 0 | 792.6761 | -0.0044611 | 713.9048 | 0.56223 | 722.796 | -0.017114 | 714.4947 | 0.28808 | 714.2622 | 0.05427 | 713.9048 | -0.012101 | 719.5873 | 0.11433 | 714.4947 | 35.0391 | 792.6761 | 1.4511 | 714.4947 | -0.0022015 | 713.9048 | 1.3272 | 792.6761 | 0.17481 | 792.6761 | 0.39044
|  | 792.9136 | 0 | 792.9136 | 0 | 719.8199 | 0.28537 | 723.0306 | 0.020886 | 722.7661 | 0.0071253 | 714.7272 | 0 | 714.7272 | 0 | 792.9136 | 0.013725 | 714.1337 | 0.57959 | 723.0306 | 0.017961 | 714.7272 | 0.29818 | 714.4947 | 0.0094755 | 714.1337 | 0.051888 | 719.8199 | 0.11294 | 714.7272 | 35.2067 | 792.9136 | 1.4864 | 714.7272 | 0.0040572 | 714.1337 | 1.3984 | 792.9136 | 0.18044 | 792.9136 | 0.39512
|  | 793.151 | 0 | 793.151 | 0 | 720.0527 | -0.11302 | 723.2651 | -0.025062 | 723.0019 | 0.015293 | 714.9596 | 0 | 714.9596 | 0 | 793.151 | -0.0025977 | 714.3627 | 0.58519 | 723.2651 | -0.0067107 | 714.9596 | 0.28447 | 714.7272 | 0.04285 | 714.3627 | 0.020474 | 720.0527 | 0.11158 | 714.9596 | 35.3727 | 793.151 | 1.491 | 714.9596 | -0.0033066 | 714.3627 | 1.3122 | 793.151 | 0.16783 | 793.151 | 0.38414
|  | 793.3885 | 0 | 793.3885 | 0 | 720.2853 | 0.35959 | 723.4998 | 0.021401 | 723.2377 | 0.0071839 | 715.1921 | 0 | 715.1921 | 0 | 793.3885 | 0.01878 | 714.5917 | 0.54208 | 723.4998 | 0.0038128 | 715.1921 | 0.28561 | 714.9596 | -0.037425 | 714.5917 | 0.012805 | 720.2853 | 0.11023 | 715.1921 | 35.5031 | 793.3885 | 1.5303 | 715.1921 | 0.00063324 | 714.5917 | 1.3428 | 793.3885 | 0.17556 | 793.3885 | 0.38722
|  | 793.6259 | 0 | 793.6259 | 0 | 720.5181 | -0.15657 | 723.7344 | -0.049655 | 723.4734 | 0.014856 | 715.4246 | 0 | 715.4246 | 0 | 793.6259 | -0.0027369 | 714.8207 | 0.60423 | 723.7344 | -0.0014542 | 715.4246 | 0.28824 | 715.1921 | 0.053655 | 714.8207 | 0.050519 | 720.5181 | 0.10892 | 715.4246 | 35.6099 | 793.6259 | 1.5333 | 715.4246 | -0.0011744 | 714.8207 | 1.2295 | 793.6259 | 0.16629 | 793.6259 | 0.38011
|  | 793.8634 | 0 | 793.8634 | 0 | 720.7508 | 0.29815 | 723.969 | 0.063456 | 723.7093 | 0.0062991 | 715.6571 | 0 | 715.6571 | 0 | 793.8634 | 0.023411 | 715.0497 | 0.60479 | 723.969 | 0.0067549 | 715.6571 | 0.29235 | 715.4246 | -0.031638 | 715.0497 | 0.24462 | 720.7508 | 0.10764 | 715.6571 | 35.7833 | 793.8634 | 1.5797 | 715.6571 | -0.0018389 | 715.0497 | 1.3323 | 793.8634 | 0.17936 | 793.8634 | 0.38711
|  | 794.1009 | 0 | 794.1009 | 0 | 720.9835 | -0.10975 | 724.2037 | -0.081704 | 723.9451 | 0.013724 | 715.8896 | 0 | 715.8896 | 0 | 794.1009 | 0.0020498 | 715.2787 | 0.52136 | 724.2037 | -0.0078224 | 715.8896 | 0.27289 | 715.6571 | 0.060259 | 715.2787 | -0.086843 | 720.9835 | 0.10642 | 715.8896 | 35.8178 | 794.1009 | 1.584 | 715.8896 | -0.0048589 | 715.2787 | 1.2373 | 794.1009 | 0.16678 | 794.1009 | 0.37145
|  | 794.3384 | 0 | 794.3384 | 0 | 721.2163 | 0.30633 | 724.4383 | 0.041056 | 724.1809 | 0.0061134 | 716.1221 | 0 | 716.1221 | 0 | 794.3384 | 0.030295 | 715.5078 | 0.54824 | 724.4383 | 0.0053007 | 716.1221 | 0.28364 | 715.8896 | -0.041801 | 715.5078 | 0.22957 | 721.2163 | 0.10528 | 716.1221 | 36.0143 | 794.3384 | 1.6196 | 716.1221 | 0.0056343 | 715.5078 | 1.3454 | 794.3384 | 0.17081 | 794.3384 | 0.37202
|  | 794.5759 | 0 | 794.5759 | 0 | 721.449 | -0.13984 | 724.673 | -0.0053038 | 724.4167 | 0.012791 | 716.3547 | 0 | 716.3547 | 0 | 794.5759 | -0.002874 | 715.7368 | 0.53872 | 724.673 | -0.010259 | 716.3547 | 0.26944 | 716.1221 | 0.063992 | 715.7368 | 0.018336 | 721.449 | 0.10425 | 716.3547 | 36.2702 | 794.5759 | 1.6225 | 716.3547 | -0.00081534 | 715.7368 | 1.2242 | 794.5759 | 0.15668 | 794.5759 | 0.36694
|  | 794.8134 | 0 | 794.8134 | 0 | 721.6818 | 0.32275 | 724.9076 | 0.032338 | 724.6526 | 0.0049741 | 716.5872 | 0 | 716.5872 | 0 | 794.8134 | 0.024265 | 715.9659 | 0.57959 | 724.9076 | 0.013421 | 716.5872 | 0.28373 | 716.3547 | -0.047127 | 715.9659 | 0.095117 | 721.6818 | 0.10334 | 716.5872 | 36.3379 | 794.8134 | 1.6691 | 716.5872 | 0.0023948 | 715.9659 | 1.3019 | 794.8134 | 0.16545 | 794.8134 | 0.37117
|  | 795.0509 | 0 | 795.0509 | 0 | 721.9146 | -0.12053 | 725.1423 | -0.013423 | 724.8884 | 0.012463 | 716.8197 | 0 | 716.8197 | 0 | 795.0509 | -0.0045547 | 716.1949 | 0.54824 | 725.1423 | -0.0038772 | 716.8197 | 0.26829 | 716.5872 | 0.054308 | 716.1949 | 0.11581 | 721.9146 | 0.10256 | 716.8197 | 36.6173 | 795.0509 | 1.6684 | 716.8197 | -0.00060426 | 716.1949 | 1.2247 | 795.0509 | 0.15264 | 795.0509 | 0.35698
|  | 795.2885 | 0 | 795.2885 | 0 | 722.1474 | 0.31206 | 725.3769 | 0.065147 | 725.1243 | 0.0062961 | 717.0523 | 0 | 717.0523 | 0 | 795.2885 | 0.031306 | 716.424 | 0.60927 | 725.3769 | 0.012015 | 717.0523 | 0.28373 | 716.8197 | -0.071908 | 716.424 | 0.22685 | 722.1474 | 0.10188 | 717.0523 | 36.7957 | 795.2885 | 1.7202 | 717.0523 | 0.0014431 | 716.424 | 1.2481 | 795.2885 | 0.17003 | 795.2885 | 0.36295
|  | 795.526 | 0 | 795.526 | 0 | 722.3802 | -0.12747 | 725.6117 | -0.058392 | 725.3602 | 0.013589 | 717.2849 | 0 | 717.2849 | 0 | 795.526 | -0.0048138 | 716.6531 | 0.48048 | 725.6117 | -0.0095063 | 717.2849 | 0.26649 | 717.0523 | 0.092937 | 716.6531 | 0.0048362 | 722.3802 | 0.10128 | 717.2849 | 36.8553 | 795.526 | 1.717 | 717.2849 | 0.0014202 | 716.6531 | 1.1995 | 795.526 | 0.15761 | 795.526 | 0.35344
|  | 795.7635 | 0 | 795.7635 | 0 | 722.613 | 0.20357 | 725.8464 | 0.012506 | 725.596 | 0.0057851 | 717.5174 | 0 | 717.5174 | 0 | 795.7635 | 0.022292 | 716.8821 | 0.54096 | 725.8464 | 0.01142 | 717.5174 | 0.26764 | 717.2849 | -0.074621 | 716.8821 | 0.36148 | 722.613 | 0.10071 | 717.5174 | 36.983 | 795.7635 | 1.7693 | 717.5174 | 5.0429e-05 | 716.8821 | 1.2891 | 795.7635 | 0.17012 | 795.7635 | 0.36168
|  | 796.0011 | 0 | 796.0011 | 0 | 722.8458 | -0.19473 | 726.0811 | -0.020317 | 725.8319 | 0.013259 | 717.75 | 0 | 717.75 | 0 | 796.0011 | -0.011794 | 717.1113 | 0.504 | 726.0811 | -0.011528 | 717.75 | 0.2577 | 717.5174 | 0.048375 | 717.1113 | 0.0039611 | 722.8458 | 0.10012 | 717.75 | 37.2075 | 796.0011 | 1.7691 | 717.75 | -0.0041148 | 717.1113 | 1.156 | 796.0011 | 0.14671 | 796.0011 | 0.3455
|  | 796.2386 | 0 | 796.2386 | 0 | 723.0786 | 0.25469 | 726.3158 | 0.068186 | 726.0678 | 0.0056579 | 717.9826 | 0 | 717.9826 | 0 | 796.2386 | 0.019874 | 717.3403 | 0.58015 | 726.3158 | 0.013203 | 717.9826 | 0.27174 | 717.75 | -0.046928 | 717.3403 | 0.31045 | 723.0786 | 0.099444 | 717.9826 | 37.2508 | 796.2386 | 1.821 | 717.9826 | 0.0058392 | 717.3403 | 1.2938 | 796.2386 | 0.15311 | 796.2386 | 0.35277
|  | 796.4762 | 0 | 796.4762 | 0 | 723.3115 | -0.091627 | 726.5505 | -0.055458 | 726.3038 | 0.012526 | 718.2152 | 0 | 718.2152 | 0 | 796.4762 | -0.015615 | 717.5695 | 0.4732 | 726.5505 | -0.0027353 | 718.2152 | 0.2554 | 717.9826 | 0.032947 | 717.5695 | 0.094736 | 723.3115 | 0.098648 | 718.2152 | 37.4733 | 796.4762 | 1.813 | 718.2152 | -0.0014356 | 717.5695 | 1.2215 | 796.4762 | 0.1448 | 796.4762 | 0.34524
|  | 796.7138 | 0 | 796.7138 | 0 | 723.5443 | 0.26683 | 726.7853 | 0.061161 | 726.5397 | 0.005523 | 718.4478 | 0 | 718.4478 | 0 | 796.7138 | 0.029548 | 717.7986 | 0.66359 | 726.7853 | 0.0065699 | 718.4478 | 0.26246 | 718.2152 | -0.045795 | 717.7986 | 0.18848 | 723.5443 | 0.097705 | 718.4478 | 37.5085 | 796.7138 | 1.8716 | 718.4478 | 0.0034763 | 717.7986 | 1.2174 | 796.7138 | 0.16115 | 796.7138 | 0.35198
|  | 796.9514 | 0 | 796.9514 | 0 | 723.7771 | -0.1242 | 727.02 | -0.036957 | 726.7756 | 0.011529 | 718.6804 | 0 | 718.6804 | 0 | 796.9514 | -0.011383 | 718.0277 | 0.50288 | 727.02 | -0.0051247 | 718.6804 | 0.25146 | 718.4478 | 0.035937 | 718.0277 | -0.10779 | 723.7771 | 0.096612 | 718.6804 | 37.5101 | 796.9514 | 1.8698 | 718.6804 | 0.00040039 | 718.0277 | 1.2493 | 796.9514 | 0.14659 | 796.9514 | 0.33662
|  | 797.1889 | 0 | 797.1889 | 0 | 724.01 | 0.30555 | 727.2548 | 0.033759 | 727.0115 | 0.005022 | 718.9131 | 0 | 718.9131 | 0 | 797.1889 | 0.03617 | 718.2568 | 0.51464 | 727.2548 | 0.010623 | 718.9131 | 0.25187 | 718.6804 | -0.012309 | 718.2568 | 0.37953 | 724.01 | 0.095383 | 718.9131 | 37.5786 | 797.1889 | 1.9347 | 718.9131 | 0.00094641 | 718.2568 | 1.1442 | 797.1889 | 0.16726 | 797.1889 | 0.34885
|  | 797.4265 | 0 | 797.4265 | 0 | 724.2429 | -0.14553 | 727.4896 | -0.037284 | 727.2475 | 0.012836 | 719.1457 | 0 | 719.1457 | 0 | 797.4265 | -0.010726 | 718.486 | 0.54376 | 727.4896 | -0.010402 | 719.1457 | 0.24695 | 718.9131 | 0.049288 | 718.486 | 0.053463 | 724.2429 | 0.094051 | 719.1457 | 37.8251 | 797.4265 | 1.9334 | 719.1457 | -0.0032583 | 718.486 | 1.1184 | 797.4265 | 0.14797 | 797.4265 | 0.33365
|  | 797.6641 | 0 | 797.6641 | 0 | 724.4758 | 0.27587 | 727.7244 | 0.082597 | 727.4835 | 0.0055286 | 719.3784 | 0 | 719.3784 | 0 | 797.6641 | 0.033047 | 718.7151 | 0.56 | 727.7244 | 0.0086183 | 719.3784 | 0.25549 | 719.1457 | 0.008342 | 718.7151 | 0.34735 | 724.4758 | 0.092654 | 719.3784 | 37.9106 | 797.6641 | 1.9988 | 719.3784 | -0.0002524 | 718.7151 | 1.2144 | 797.6641 | 0.16614 | 797.6641 | 0.34052
|  | 797.9018 | 0 | 797.9018 | 0 | 724.7086 | -0.11649 | 727.9592 | -0.011268 | 727.7194 | 0.01205 | 719.611 | 0 | 719.611 | 0 | 797.9018 | -0.01001 | 718.9443 | 0.54432 | 727.9592 | -0.01199 | 719.611 | 0.25015 | 719.3784 | 0.054913 | 718.9443 | -0.035494 | 724.7086 | 0.091235 | 719.611 | 38.115 | 797.9018 | 1.9872 | 719.611 | 0.00049632 | 718.9443 | 1.1276 | 797.9018 | 0.14529 | 797.9018 | 0.32926
|  | 798.1394 | 0 | 798.1394 | 0 | 724.9415 | 0.30443 | 728.194 | 0.050779 | 727.9554 | 0.0046984 | 719.8437 | 0 | 719.8437 | 0 | 798.1394 | 0.04305 | 719.1735 | 0.5376 | 728.194 | 0.0045063 | 719.8437 | 0.25319 | 719.611 | -0.054223 | 719.1735 | 0.19609 | 724.9415 | 0.089834 | 719.8437 | 38.2872 | 798.1394 | 2.0589 | 719.8437 | 0.0017621 | 719.1735 | 1.1625 | 798.1394 | 0.16458 | 798.1394 | 0.34561
|  | 798.377 | 0 | 798.377 | 0 | 725.1744 | -0.078726 | 728.4288 | 0.00015439 | 728.1914 | 0.011097 | 720.0764 | 0 | 720.0764 | 0 | 798.377 | -0.0153 | 719.4026 | 0.47936 | 728.4288 | -0.0069051 | 720.0764 | 0.23939 | 719.8437 | 0.05283 | 719.4026 | -0.17511 | 725.1744 | 0.088484 | 720.0764 | 38.3356 | 798.377 | 2.0445 | 720.0764 | 0.0017034 | 719.4026 | 1.2029 | 798.377 | 0.13754 | 798.377 | 0.32846
|  | 798.6146 | 0 | 798.6146 | 0 | 725.4073 | 0.26354 | 728.6636 | 0.045738 | 728.4274 | 0.0055667 | 720.309 | 0 | 720.309 | 0 | 798.6146 | 0.042925 | 719.6318 | 0.55104 | 728.6636 | 0.0095462 | 720.309 | 0.24481 | 720.0764 | -0.032892 | 719.6318 | -0.044034 | 725.4073 | 0.08721 | 720.309 | 38.3352 | 798.6146 | 2.1232 | 720.309 | 0.00094428 | 719.6318 | 1.192 | 798.6146 | 0.15667 | 798.6146 | 0.33512
|  | 798.8523 | 0 | 798.8523 | 0 | 725.6403 | -0.1296 | 728.8984 | -0.038825 | 728.6635 | 0.012122 | 720.5417 | 0 | 720.5417 | 0 | 798.8523 | -0.027276 | 719.861 | 0.47656 | 728.8984 | -0.0061799 | 720.5417 | 0.23767 | 720.309 | 0.049686 | 719.861 | -0.10964 | 725.6403 | 0.08603 | 720.5417 | 38.2527 | 798.8523 | 2.1125 | 720.5417 | -0.00040734 | 719.861 | 1.1059 | 798.8523 | 0.13637 | 798.8523 | 0.31707
|  | 799.09 | 0 | 799.09 | 0 | 725.8732 | 0.27285 | 729.1332 | 0.083841 | 728.8995 | 0.0048213 | 720.7744 | 0 | 720.7744 | 0 | 799.09 | 0.033136 | 720.0902 | 0.4844 | 729.1332 | 0.0048364 | 720.7744 | 0.23201 | 720.5417 | 0.0032284 | 720.0902 | 0.32686 | 725.8732 | 0.084956 | 720.7744 | 38.2295 | 799.09 | 2.1793 | 720.7744 | 0.00018226 | 720.0902 | 1.1029 | 799.09 | 0.15732 | 799.09 | 0.32908
|  | 799.3276 | 0 | 799.3276 | 0 | 726.1061 | -0.2097 | 729.3681 | -0.052347 | 729.1355 | 0.011347 | 721.0071 | 0 | 721.0071 | 0 | 799.3276 | -0.019382 | 720.3194 | 0.44576 | 729.3681 | -0.0064564 | 721.0071 | 0.22527 | 720.7744 | 0.0059015 | 720.3194 | -0.055833 | 726.1061 | 0.083989 | 721.0071 | 38.2489 | 799.3276 | 2.1611 | 721.0071 | -0.0011254 | 720.3194 | 1.1454 | 799.3276 | 0.1367 | 799.3276 | 0.31012
|  | 799.5653 | 0 | 799.5653 | 0 | 726.3391 | 0.33767 | 729.603 | 0.0362 | 729.3716 | 0.0048134 | 721.2399 | 0 | 721.2399 | 0 | 799.5653 | 0.044928 | 720.5486 | 0.59135 | 729.603 | 0.007015 | 721.2399 | 0.23595 | 721.0071 | 0.027801 | 720.5486 | 0.14179 | 726.3391 | 0.083128 | 721.2399 | 38.3058 | 799.5653 | 2.2428 | 721.2399 | 0.0050022 | 720.5486 | 1.1444 | 799.5653 | 0.16411 | 799.5653 | 0.32839
|  | 799.803 | 0 | 799.803 | 0 | 726.5721 | -0.13205 | 729.8378 | -0.043032 | 729.6076 | 0.011606 | 721.4726 | 0 | 721.4726 | 0 | 799.803 | -0.019376 | 720.7779 | 0.4816 | 729.8378 | -0.0080004 | 721.4726 | 0.22618 | 721.2399 | 0.057875 | 720.7779 | 0.048867 | 726.5721 | 0.082359 | 721.4726 | 38.4431 | 799.803 | 2.2235 | 721.4726 | 0.0021152 | 720.7779 | 1.0562 | 799.803 | 0.12826 | 799.803 | 0.30168
|  | 800.0407 | 0 | 800.0407 | 0 | 726.8051 | 0.32327 | 730.0727 | 0.053523 | 729.8437 | 0.0047713 | 721.7053 | 0 | 721.7053 | 0 | 800.0407 | 0.039568 | 721.0071 | 0.52248 | 730.0727 | 0.00077644 | 721.7053 | 0.23537 | 721.4726 | -0.025835 | 721.0071 | 0.038738 | 726.8051 | 0.081666 | 721.7053 | 38.4517 | 800.0407 | 2.3086 | 721.7053 | 0.0031542 | 721.0071 | 1.1121 | 800.0407 | 0.16217 | 800.0407 | 0.31912
|  | 800.2783 | 0 | 800.2783 | 0 | 727.038 | -0.11914 | 730.3076 | -0.017728 | 730.0798 | 0.011203 | 721.938 | 0 | 721.938 | 0 | 800.2783 | -0.019249 | 721.2363 | 0.51408 | 730.3076 | 0.0011464 | 721.938 | 0.22092 | 721.7053 | 0.04178 | 721.2363 | 0.091466 | 727.038 | 0.081026 | 721.938 | 38.6409 | 800.2783 | 2.2951 | 721.938 | -0.0031912 | 721.2363 | 0.99457 | 800.2783 | 0.12924 | 800.2783 | 0.30397
|  | 800.516 | 0 | 800.516 | 0 | 727.2711 | 0.28554 | 730.5425 | 0.083005 | 730.3159 | 0.0044194 | 722.1708 | 0 | 722.1708 | 0 | 800.516 | 0.045804 | 721.4656 | 0.60479 | 730.5425 | 0.0076028 | 722.1708 | 0.22962 | 721.938 | -0.021554 | 721.4656 | 0.3234 | 727.2711 | 0.080418 | 722.1708 | 38.6285 | 800.516 | 2.3727 | 722.1708 | 0.0015198 | 721.4656 | 1.149 | 800.516 | 0.15436 | 800.516 | 0.30944
|  | 800.7538 | 0 | 800.7538 | 0 | 727.504 | -0.17491 | 730.7774 | -0.043435 | 730.5519 | 0.011154 | 722.4036 | 0 | 722.4036 | 0 | 800.7538 | -0.036871 | 721.6948 | 0.41048 | 730.7774 | -0.0095745 | 722.4036 | 0.22634 | 722.1708 | 0.076656 | 721.6948 | 0.0086955 | 727.504 | 0.079822 | 722.4036 | 38.6997 | 800.7538 | 2.351 | 722.4036 | -0.000953 | 721.6948 | 1.0432 | 800.7538 | 0.12395 | 800.7538 | 0.29895
|  | 800.9915 | 0 | 800.9915 | 0 | 727.7371 | 0.28349 | 731.0123 | 0.042775 | 730.7881 | 0.0047439 | 722.6363 | 0 | 722.6363 | 0 | 800.9915 | 0.047211 | 721.9241 | 0.51352 | 731.0123 | 0.0091071 | 722.6363 | 0.22839 | 722.4036 | -0.021049 | 721.9241 | 0.14151 | 727.7371 | 0.079227 | 722.6363 | 38.5391 | 800.9915 | 2.4479 | 722.6363 | 0.0029205 | 721.9241 | 1.1426 | 800.9915 | 0.15197 | 800.9915 | 0.31685
|  | 801.2292 | 0 | 801.2292 | 0 | 727.9701 | -0.15342 | 731.2473 | -0.05047 | 731.0242 | 0.010135 | 722.8691 | 0 | 722.8691 | 0 | 801.2292 | -0.030309 | 722.1534 | 0.4284 | 731.2473 | -0.012983 | 722.8691 | 0.21452 | 722.6363 | 0.052335 | 722.1534 | -0.016645 | 727.9701 | 0.078631 | 722.8691 | 38.5538 | 801.2292 | 2.424 | 722.8691 | -0.0067694 | 722.1534 | 1.0493 | 801.2292 | 0.12962 | 801.2292 | 0.2986
|  | 801.4669 | 0 | 801.4669 | 0 | 728.2031 | 0.34217 | 731.4822 | 0.064444 | 731.2603 | 0.003798 | 723.1019 | 0 | 723.1019 | 0 | 801.4669 | 0.042694 | 722.3827 | 0.51576 | 731.4822 | 0.0065116 | 723.1019 | 0.221 | 722.8691 | -0.038529 | 722.3827 | 0.20077 | 728.2031 | 0.078037 | 723.1019 | 38.5821 | 801.4669 | 2.5164 | 723.1019 | 0.0043398 | 722.3827 | 1.0564 | 801.4669 | 0.15722 | 801.4669 | 0.31116
|  | 801.7047 | 0 | 801.7047 | 0 | 728.4362 | -0.14569 | 731.7171 | -0.021895 | 731.4965 | 0.011392 | 723.3347 | 0 | 723.3347 | 0 | 801.7047 | -0.033073 | 722.612 | 0.43512 | 731.7171 | -0.010786 | 723.3347 | 0.21312 | 723.1019 | 0.041022 | 722.612 | -0.0017572 | 728.4362 | 0.077456 | 723.3347 | 38.6455 | 801.7047 | 2.4991 | 723.3347 | -0.00063304 | 722.612 | 1.0909 | 801.7047 | 0.12204 | 801.7047 | 0.28761
|  | 801.9424 | 0 | 801.9424 | 0 | 728.6692 | 0.26772 | 731.9521 | 0.027998 | 731.7326 | 0.0043687 | 723.5675 | 0 | 723.5675 | 0 | 801.9424 | 0.050486 | 722.8413 | 0.55832 | 731.9521 | 0.0081995 | 723.5675 | 0.21263 | 723.3347 | -0.033663 | 722.8413 | 0.1371 | 728.6692 | 0.076893 | 723.5675 | 38.5604 | 801.9424 | 2.6021 | 723.5675 | -4.0296e-05 | 722.8413 | 1.0564 | 801.9424 | 0.15176 | 801.9424 | 0.3014
|  | 802.1802 | 0 | 802.1802 | 0 | 728.9023 | -0.14274 | 732.187 | -0.03076 | 731.9688 | 0.01049 | 723.8003 | 0 | 723.8003 | 0 | 802.1802 | -0.028074 | 723.0706 | 0.35728 | 732.187 | -0.0072645 | 723.8003 | 0.20992 | 723.5675 | 0.06517 | 723.0706 | 0.2493 | 728.9023 | 0.07635 | 723.8003 | 38.6018 | 802.1802 | 2.5715 | 723.8003 | -0.00021408 | 723.0706 | 0.9931 | 802.1802 | 0.11784 | 802.1802 | 0.28333
|  | 802.418 | 0 | 802.418 | 0 | 729.1354 | 0.26493 | 732.422 | 0.043002 | 732.205 | 0.0038898 | 724.0332 | 0 | 724.0332 | 0 | 802.418 | 0.043516 | 723.2999 | 0.4508 | 732.422 | 0.013459 | 724.0332 | 0.21608 | 723.8003 | -0.033701 | 723.2999 | -0.022286 | 729.1354 | 0.075822 | 724.0332 | 38.601 | 802.418 | 2.6984 | 724.0332 | 0.0058908 | 723.2999 | 1.0129 | 802.418 | 0.15444 | 802.418 | 0.30249
|  | 802.6557 | 0 | 802.6557 | 0 | 729.3684 | -0.18639 | 732.657 | 0.024208 | 732.4411 | 0.010515 | 724.266 | 0 | 724.266 | 0 | 802.6557 | -0.03392 | 723.5292 | 0.41776 | 732.657 | -0.010947 | 724.266 | 0.20204 | 724.0332 | 0.072586 | 723.5292 | 0.10952 | 729.3684 | 0.075295 | 724.266 | 38.6037 | 802.6557 | 2.667 | 724.266 | -0.0041783 | 723.5292 | 0.9575 | 802.6557 | 0.12447 | 802.6557 | 0.27814
|  | 802.8935 | 0 | 802.8935 | 0 | 729.6015 | 0.30281 | 732.892 | 0.04018 | 732.6773 | 0.0037657 | 724.4988 | 0 | 724.4988 | 0 | 802.8935 | 0.041425 | 723.7586 | 0.60647 | 732.892 | 0.0034156 | 724.4988 | 0.21263 | 724.266 | -0.04102 | 723.7586 | 0.062552 | 729.6015 | 0.074755 | 724.4988 | 38.5883 | 802.8935 | 2.768 | 724.4988 | 0.0021575 | 723.7586 | 1.0423 | 802.8935 | 0.15392 | 802.8935 | 0.30172
|  | 803.1313 | 0 | 803.1313 | 0 | 729.8346 | -0.13933 | 733.1269 | -0.020487 | 732.9135 | 0.0094737 | 724.7317 | 0 | 724.7317 | 0 | 803.1313 | -0.02555 | 723.9879 | 0.3668 | 733.1269 | -0.0073677 | 724.7317 | 0.20294 | 724.4988 | 0.05633 | 723.9879 | -0.064291 | 729.8346 | 0.074193 | 724.7317 | 38.615 | 803.1313 | 2.7449 | 724.7317 | -0.0014613 | 723.9879 | 1.0234 | 803.1313 | 0.12137 | 803.1313 | 0.28061
|  | 803.3691 | 0 | 803.3691 | 0 | 730.0677 | 0.27287 | 733.362 | 0.068938 | 733.1497 | 0.0031256 | 724.9646 | 0 | 724.9646 | 0 | 803.3691 | 0.031438 | 724.2173 | 0.4648 | 733.362 | 0.0092234 | 724.9646 | 0.20779 | 724.7317 | -0.029775 | 724.2173 | 0.17179 | 730.0677 | 0.07361 | 724.9646 | 38.5182 | 803.3691 | 2.8411 | 724.9646 | -0.0016272 | 724.2173 | 1.0506 | 803.3691 | 0.14643 | 803.3691 | 0.29713
|  | 803.6069 | 0 | 803.6069 | 0 | 730.3008 | -0.1214 | 733.597 | -0.0029611 | 733.3859 | 0.0094051 | 725.1975 | 0 | 725.1975 | 0 | 803.6069 | -0.020272 | 724.4467 | 0.45976 | 733.597 | -0.0059738 | 725.1975 | 0.20155 | 724.9646 | 0.081405 | 724.4467 | -0.12581 | 730.3008 | 0.073024 | 725.1975 | 38.4865 | 803.6069 | 2.8333 | 725.1975 | 0.0039683 | 724.4467 | 0.97772 | 803.6069 | 0.12269 | 803.6069 | 0.27597
|  | 803.8447 | 0 | 803.8447 | 0 | 730.534 | 0.26264 | 733.832 | 0.040996 | 733.6222 | 0.0026658 | 725.4304 | 0 | 725.4304 | 0 | 803.8447 | 0.035754 | 724.676 | 0.45136 | 733.832 | 0.0036463 | 725.4304 | 0.19966 | 725.1975 | -0.043589 | 724.676 | 0.31861 | 730.534 | 0.07247 | 725.4304 | 38.4609 | 803.8447 | 2.924 | 725.4304 | -0.00037544 | 724.676 | 0.96621 | 803.8447 | 0.14337 | 803.8447 | 0.28963
|  | 804.0825 | 0 | 804.0825 | 0 | 730.7671 | -0.12456 | 734.0671 | -0.051879 | 733.8584 | 0.008577 | 725.6632 | 0 | 725.6632 | 0 | 804.0825 | -0.028086 | 724.9054 | 0.364 | 734.0671 | -0.0045657 | 725.6632 | 0.19711 | 725.4304 | 0.067156 | 724.9054 | 0.074832 | 730.7671 | 0.071991 | 725.6632 | 38.3878 | 804.0825 | 2.9199 | 725.6632 | 0.0024904 | 724.9054 | 0.98714 | 804.0825 | 0.12367 | 804.0825 | 0.27933
|  | 804.3204 | 0 | 804.3204 | 0 | 731.0002 | 0.32374 | 734.3021 | 0.065578 | 734.0947 | 0.0021582 | 725.8961 | 0 | 725.8961 | 0 | 804.3204 | 0.029391 | 725.1348 | 0.40264 | 734.3021 | 0.0024766 | 725.8961 | 0.1972 | 725.6632 | -0.046931 | 725.1348 | 0.28345 | 731.0002 | 0.071637 | 725.8961 | 38.3774 | 804.3204 | 3.0078 | 725.8961 | 0.0018301 | 725.1348 | 1.0261 | 804.3204 | 0.14856 | 804.3204 | 0.28729
|  | 804.5582 | 0 | 804.5582 | 0 | 731.2334 | -0.12838 | 734.5372 | -0.039835 | 734.3309 | 0.0097315 | 726.129 | 0 | 726.129 | 0 | 804.5582 | -0.0076084 | 725.3641 | 0.44296 | 734.5372 | -0.011098 | 726.129 | 0.19564 | 725.8961 | 0.051812 | 725.3641 | 0.26714 | 731.2334 | 0.071445 | 726.129 | 38.3185 | 804.5582 | 3.006 | 726.129 | 0.0018143 | 725.3641 | 0.98141 | 804.5582 | 0.12463 | 804.5582 | 0.26632
|  | 804.7961 | 0 | 804.7961 | 0 | 731.4666 | 0.27454 | 734.7723 | 0.037609 | 734.5672 | 0.0036033 | 726.3619 | 0 | 726.3619 | 0 | 804.7961 | 0.045274 | 725.5936 | 0.43008 | 734.7723 | 0.010931 | 726.3619 | 0.20524 | 726.129 | -0.00039898 | 725.5936 | 0.2937 | 731.4666 | 0.071435 | 726.3619 | 38.3116 | 804.7961 | 3.0925 | 726.3619 | -0.00080614 | 725.5936 | 0.93594 | 804.7961 | 0.14278 | 804.7961 | 0.28059
|  | 805.0339 | 0 | 805.0339 | 0 | 731.6998 | -0.1309 | 735.0073 | -0.056788 | 734.8035 | 0.010123 | 726.5949 | 0 | 726.5949 | 0 | 805.0339 | -0.011465 | 725.823 | 0.3696 | 735.0073 | -0.0042718 | 726.5949 | 0.18718 | 726.3619 | 0.071229 | 725.823 | -0.08758 | 731.6998 | 0.071601 | 726.5949 | 38.2593 | 805.0339 | 3.0925 | 726.5949 | -0.0015322 | 725.823 | 0.94214 | 805.0339 | 0.12492 | 805.0339 | 0.26649
|  | 805.2718 | 0 | 805.2718 | 0 | 731.9329 | 0.29692 | 735.2424 | 0.042144 | 735.0398 | 0.0037496 | 726.8278 | 0 | 726.8278 | 0 | 805.2718 | 0.033082 | 726.0524 | 0.43288 | 735.2424 | 0.005068 | 726.8278 | 0.19416 | 726.5949 | 0.0024724 | 726.0524 | 0.14294 | 731.9329 | 0.071905 | 726.8278 | 38.1966 | 805.2718 | 3.1738 | 726.8278 | 0.0013399 | 726.0524 | 1.0034 | 805.2718 | 0.14125 | 805.2718 | 0.27904
|  | 805.5096 | 0 | 805.5096 | 0 | 732.1661 | -0.14819 | 735.4775 | -0.00016164 | 735.2761 | 0.0096258 | 727.0608 | 0 | 727.0608 | 0 | 805.5096 | -0.027071 | 726.2819 | 0.45192 | 735.4775 | -0.0062886 | 727.0608 | 0.17905 | 726.8278 | 0.02465 | 726.2819 | 0.1711 | 732.1661 | 0.072282 | 727.0608 | 38.1606 | 805.5096 | 3.1724 | 727.0608 | -0.0050075 | 726.2819 | 0.84071 | 805.5096 | 0.11814 | 805.5096 | 0.26041
|  | 805.7475 | 0 | 805.7475 | 0 | 732.3994 | 0.28407 | 735.7127 | 0.04918 | 735.5124 | 0.0031473 | 727.2937 | 0 | 727.2937 | 0 | 805.7475 | 0.028894 | 726.5113 | 0.40096 | 735.7127 | 0.015382 | 727.2937 | 0.19514 | 727.0608 | -0.0090307 | 726.5113 | 0.15684 | 732.3994 | 0.072651 | 727.2937 | 38.0519 | 805.7475 | 3.252 | 727.2937 | -0.0018378 | 726.5113 | 0.91573 | 805.7475 | 0.13276 | 805.7475 | 0.26571
|  | 805.9854 | 0 | 805.9854 | 0 | 732.6326 | -0.12699 | 735.9478 | -0.046471 | 735.7487 | 0.0093695 | 727.5267 | 0 | 727.5267 | 0 | 805.9854 | -0.01186 | 726.7407 | 0.3724 | 735.9478 | -0.0024639 | 727.5267 | 0.18242 | 727.2937 | 0.00080532 | 726.7407 | 0.06134 | 732.6326 | 0.072921 | 727.5267 | 37.9729 | 805.9854 | 3.2607 | 727.5267 | 0.00053754 | 726.7407 | 0.84452 | 805.9854 | 0.11878 | 805.9854 | 0.2579
|  | 806.2233 | 0 | 806.2233 | 0 | 732.8658 | 0.32144 | 736.1829 | 0.081569 | 735.9851 | 0.0033175 | 727.7596 | 0 | 727.7596 | 0 | 806.2233 | 0.032629 | 726.9701 | 0.4816 | 736.1829 | 0.011076 | 727.7596 | 0.19613 | 727.5267 | 0.017764 | 726.9702 | 0.24644 | 732.8658 | 0.073013 | 727.7596 | 37.9161 | 806.2233 | 3.3589 | 727.7596 | 0.0021703 | 726.9702 | 0.94036 | 806.2233 | 0.14 | 806.2233 | 0.26826
|  | 806.4612 | 0 | 806.4612 | 0 | 733.099 | -0.087316 | 736.418 | -0.017034 | 736.2214 | 0.0094664 | 727.9927 | 0 | 727.9927 | 0 | 806.4612 | -0.01136 | 727.1997 | 0.33432 | 736.418 | -0.009221 | 727.9927 | 0.17569 | 727.7596 | 0.042412 | 727.1996 | 0.29439 | 733.099 | 0.072869 | 727.9927 | 37.7992 | 806.4612 | 3.3654 | 727.9927 | -0.0024255 | 727.1996 | 0.84736 | 806.4612 | 0.12606 | 806.4612 | 0.2566
|  | 806.6991 | 0 | 806.6991 | 0 | 733.3323 | 0.27806 | 736.6531 | 0.03909 | 736.4578 | 0.0033886 | 728.2256 | 0 | 728.2256 | 0 | 806.6991 | 0.044232 | 727.4291 | 0.34944 | 736.6531 | 0.0088659 | 728.2256 | 0.18365 | 727.9927 | -0.049975 | 727.4291 | 0.15696 | 733.3323 | 0.072461 | 728.2256 | 37.6575 | 806.6991 | 3.4567 | 728.2256 | 0.0022318 | 727.4291 | 0.92189 | 806.6991 | 0.13666 | 806.6991 | 0.26606
|  | 806.937 | 0 | 806.937 | 0 | 733.5655 | -0.10155 | 736.8883 | -0.091638 | 736.6941 | 0.0089544 | 728.4586 | 0 | 728.4586 | 0 | 806.937 | -0.0060788 | 727.6586 | 0.364 | 736.8883 | -0.0087179 | 728.4586 | 0.17454 | 728.2256 | 0.055215 | 727.6586 | -0.02237 | 733.5655 | 0.071797 | 728.4586 | 37.4335 | 806.937 | 3.472 | 728.4586 | -0.00062393 | 727.6586 | 0.88107 | 806.937 | 0.12357 | 806.937 | 0.25645
|  | 807.1749 | 0 | 807.1749 | 0 | 733.7988 | 0.28598 | 737.1235 | 0.029629 | 736.9305 | 0.0020528 | 728.6916 | 0 | 728.6916 | 0 | 807.1749 | 0.021064 | 727.8881 | 0.44072 | 737.1235 | 0.0025692 | 728.6916 | 0.17519 | 728.4586 | -0.01343 | 727.8881 | 0.20252 | 733.7988 | 0.070921 | 728.6916 | 37.3936 | 807.1749 | 3.56 | 728.6916 | -0.001544 | 727.8881 | 0.8358 | 807.1749 | 0.13741 | 807.1749 | 0.26312
|  | 807.4129 | 0 | 807.4129 | 0 | 734.032 | -0.14424 | 737.3586 | -0.03004 | 737.1669 | 0.0077543 | 728.9247 | 0 | 728.9247 | 0 | 807.4129 | -0.022094 | 728.1176 | 0.3976 | 737.3586 | 0.0025745 | 728.9247 | 0.17856 | 728.6916 | 0.044231 | 728.1176 | 0.19089 | 734.032 | 0.069899 | 728.9247 | 37.228 | 807.4129 | 3.5671 | 728.9247 | 0.001418 | 728.1176 | 0.85908 | 807.4129 | 0.11513 | 807.4129 | 0.25084
|  | 807.6508 | 0 | 807.6508 | 0 | 734.2653 | 0.28431 | 737.5938 | 0.048725 | 737.4033 | 0.0006905 | 729.1577 | 0 | 729.1577 | 0 | 807.6508 | 0.021296 | 728.347 | 0.55832 | 737.5938 | 0.0041913 | 729.1577 | 0.17651 | 728.9247 | -0.040228 | 728.347 | 0.13093 | 734.2653 | 0.068812 | 729.1577 | 37.1123 | 807.6508 | 3.6448 | 729.1577 | 0.00030191 | 728.347 | 0.87715 | 807.6508 | 0.12949 | 807.6508 | 0.25307
|  | 807.8888 | 0 | 807.8888 | 0 | 734.4986 | -0.14963 | 737.829 | -0.056203 | 737.6396 | 0.0070095 | 729.3908 | 0 | 729.3908 | 0 | 807.8888 | -0.012818 | 728.5766 | 0.34048 | 737.829 | -0.014026 | 729.3908 | 0.16337 | 729.1577 | 0.050784 | 728.5766 | 0.053006 | 734.4986 | 0.067738 | 729.3908 | 37.1335 | 807.8888 | 3.6693 | 729.3908 | -0.0028135 | 728.5766 | 0.82796 | 807.8888 | 0.11406 | 807.8888 | 0.24258
|  | 808.1267 | 0 | 808.1267 | 0 | 734.7319 | 0.33747 | 738.0642 | 0.053351 | 737.8761 | 0.00099691 | 729.6238 | 0 | 729.6238 | 0 | 808.1267 | 0.025302 | 728.8061 | 0.41216 | 738.0642 | 0.011734 | 729.6238 | 0.17782 | 729.3908 | 0.012485 | 728.8061 | 0.18518 | 734.7319 | 0.066742 | 729.6238 | 36.9323 | 808.1267 | 3.7702 | 729.6238 | 0.0019169 | 728.8061 | 0.92924 | 808.1267 | 0.13171 | 808.1267 | 0.25312
|  | 808.3647 | 0 | 808.3647 | 0 | 734.9652 | -0.18768 | 738.2994 | -0.029244 | 738.1126 | 0.0072263 | 729.8568 | 0 | 729.8568 | 0 | 808.3647 | -0.0044902 | 729.0356 | 0.34832 | 738.2994 | -0.0043775 | 729.8568 | 0.17093 | 729.6238 | 0.049851 | 729.0356 | 0.10832 | 734.9652 | 0.065863 | 729.8568 | 36.8808 | 808.3647 | 3.7962 | 729.8568 | 0.00090849 | 729.0356 | 0.80136 | 808.3647 | 0.11906 | 808.3647 | 0.24286
|  | 808.6027 | 0 | 808.6027 | 0 | 735.1985 | 0.24629 | 738.5347 | 0.057739 | 738.3489 | 0.00069787 | 730.0899 | 0 | 730.0899 | 0 | 808.6027 | 0.022639 | 729.2652 | 0.4452 | 738.5347 | 0.0070343 | 730.0899 | 0.17577 | 729.8568 | -0.062758 | 729.2652 | 0.21848 | 735.1985 | 0.065114 | 730.0899 | 36.7326 | 808.6027 | 3.8819 | 730.0899 | 0.003863 | 729.2652 | 0.84836 | 808.6027 | 0.1294 | 808.6027 | 0.24606
|  | 808.8406 | 0 | 808.8406 | 0 | 735.4319 | -0.13128 | 738.7699 | -0.028061 | 738.5854 | 0.0072541 | 730.3229 | 0 | 730.3229 | 0 | 808.8406 | -0.006232 | 729.4947 | 0.32536 | 738.7699 | -0.012 | 730.3229 | 0.16247 | 730.0899 | 0.046662 | 729.4947 | -0.001701 | 735.4319 | 0.064482 | 730.3229 | 36.637 | 808.8406 | 3.919 | 730.3229 | -0.00014232 | 729.4947 | 0.75755 | 808.8406 | 0.11249 | 808.8406 | 0.23411
|  | 809.0786 | 0 | 809.0786 | 0 | 735.6652 | 0.28736 | 739.0051 | 0.038337 | 738.8218 | 0.00090268 | 730.556 | 0 | 730.556 | 0 | 809.0786 | 0.018322 | 729.7242 | 0.4928 | 739.0051 | 0.010365 | 730.556 | 0.1729 | 730.3229 | -0.054001 | 729.7242 | 0.30891 | 735.6652 | 0.06394 | 730.556 | 36.4439 | 809.0786 | 3.9949 | 730.556 | 0.0077166 | 729.7242 | 0.86565 | 809.0786 | 0.1272 | 809.0786 | 0.24309
|  | 809.3166 | 0 | 809.3166 | 0 | 735.8986 | -0.11122 | 739.2404 | -0.040295 | 739.0584 | 0.0074387 | 730.7891 | 0 | 730.7891 | 0 | 809.3166 | -0.00066583 | 729.9539 | 0.41048 | 739.2404 | -0.0098603 | 730.7891 | 0.16206 | 730.556 | 0.040551 | 729.9539 | 0.23118 | 735.8986 | 0.063454 | 730.7891 | 36.2547 | 809.3166 | 4.0319 | 730.7891 | -0.0010107 | 729.9539 | 0.85997 | 809.3166 | 0.11842 | 809.3166 | 0.23968
|  | 809.5546 | 0 | 809.5546 | 0 | 736.1319 | 0.27554 | 739.4756 | 0.018581 | 739.2948 | 0.001069 | 731.0222 | 0 | 731.0222 | 0 | 809.5546 | 0.016576 | 730.1834 | 0.4256 | 739.4756 | 0.011088 | 731.0222 | 0.17125 | 730.7891 | -0.029494 | 730.1834 | 0.11287 | 736.1319 | 0.062997 | 731.0222 | 36.2001 | 809.5546 | 4.1087 | 731.0222 | 0.0044009 | 730.1834 | 0.8643 | 809.5546 | 0.12348 | 809.5546 | 0.24107
|  | 809.7926 | 0 | 809.7926 | 0 | 736.3653 | -0.14298 | 739.7109 | -0.044784 | 739.5313 | 0.0067771 | 731.2554 | 0 | 731.2554 | 0 | 809.7926 | -0.007846 | 730.413 | 0.39704 | 739.7109 | -0.00044347 | 731.2554 | 0.16222 | 731.0222 | 0.021921 | 730.413 | -0.16975 | 736.3653 | 0.062556 | 731.2554 | 36.0786 | 809.7926 | 4.1398 | 731.2554 | -0.0011431 | 730.413 | 0.77591 | 809.7926 | 0.10694 | 809.7926 | 0.22747
|  | 810.0307 | 0 | 810.0307 | 0 | 736.5987 | 0.24063 | 739.9462 | 0.031085 | 739.7678 | 0.0013822 | 731.4885 | 0 | 731.4885 | 0 | 810.0307 | 0.0096681 | 730.6426 | 0.45864 | 739.9462 | 0.0064324 | 731.4885 | 0.16805 | 731.2554 | -0.0025934 | 730.6426 | -0.069953 | 736.5987 | 0.062135 | 731.4885 | 35.8139 | 810.0307 | 4.2312 | 731.4885 | 0.00071229 | 730.6426 | 0.83043 | 810.0307 | 0.11622 | 810.0307 | 0.22983
|  | 810.2687 | 0 | 810.2687 | 0 | 736.832 | -0.15532 | 740.1815 | -0.031726 | 740.0043 | 0.0077078 | 731.7216 | 0 | 731.7216 | 0 | 810.2687 | -0.011012 | 730.8722 | 0.35112 | 740.1815 | -0.0047976 | 731.7216 | 0.15754 | 731.4885 | 0.03457 | 730.8722 | -0.02584 | 736.832 | 0.061751 | 731.7216 | 35.637 | 810.2687 | 4.2785 | 731.7216 | -0.0018042 | 730.8722 | 0.81777 | 810.2687 | 0.10736 | 810.2687 | 0.22283
|  | 810.5067 | 0 | 810.5067 | 0 | 737.0654 | 0.29635 | 740.4168 | 0.039252 | 740.2408 | 4.7776e-05 | 731.9547 | 0 | 731.9547 | 0 | 810.5067 | 0.0097391 | 731.1018 | 0.43568 | 740.4168 | 0.014106 | 731.9547 | 0.16534 | 731.7216 | -0.0068123 | 731.1017 | 0.097949 | 737.0654 | 0.061426 | 731.9547 | 35.6235 | 810.5067 | 4.3524 | 731.9547 | 0.0019697 | 731.1017 | 0.80331 | 810.5067 | 0.11439 | 810.5067 | 0.22874
|  | 810.7448 | 0 | 810.7448 | 0 | 737.2988 | -0.16179 | 740.6521 | -0.042762 | 740.4774 | 0.0071119 | 732.1879 | 0 | 732.1879 | 0 | 810.7448 | 0.0023627 | 731.3314 | 0.39256 | 740.6521 | -0.0075653 | 732.1879 | 0.15508 | 731.9547 | 0.075299 | 731.3314 | -0.059826 | 737.2988 | 0.061181 | 732.1879 | 35.3681 | 810.7448 | 4.4124 | 732.1879 | 0.0026336 | 731.3314 | 0.77306 | 810.7448 | 0.11264 | 810.7448 | 0.23016
|  | 810.9828 | 0 | 810.9828 | 0 | 737.5323 | 0.28872 | 740.8874 | 0.030196 | 740.7139 | 0.0018147 | 732.421 | 0 | 732.421 | 0 | 810.9828 | 0.016886 | 731.561 | 0.48776 | 740.8874 | 0.0072496 | 732.421 | 0.15902 | 732.1879 | 0.0048312 | 731.561 | 0.43806 | 737.5323 | 0.061023 | 732.421 | 35.1672 | 810.9828 | 4.4969 | 732.421 | 0.0057136 | 731.561 | 0.79191 | 810.9828 | 0.11565 | 810.9828 | 0.22721
|  | 811.2209 | 0 | 811.2209 | 0 | 737.7657 | -0.13025 | 741.1227 | -0.053017 | 740.9504 | 0.0076232 | 732.6542 | 0 | 732.6542 | 0 | 811.2209 | 0.0084153 | 731.7907 | 0.26992 | 741.1227 | -0.0073453 | 732.6542 | 0.14482 | 732.421 | 0.059905 | 731.7906 | -0.073083 | 737.7657 | 0.060943 | 732.6542 | 34.9621 | 811.2209 | 4.5499 | 732.6542 | -0.0029349 | 731.7906 | 0.708 | 811.2209 | 0.10856 | 811.2209 | 0.22067
|  | 811.4589 | 0 | 811.4589 | 0 | 737.9991 | 0.29488 | 741.3581 | 0.030273 | 741.187 | 0.00060218 | 732.8874 | 0 | 732.8874 | 0 | 811.4589 | 0.018598 | 732.0203 | 0.47992 | 741.3581 | 0.0070913 | 732.8874 | 0.15327 | 732.6542 | -0.014618 | 732.0203 | 0.11741 | 737.9991 | 0.060918 | 732.8874 | 34.7326 | 811.4589 | 4.6287 | 732.8874 | 0.0012723 | 732.0203 | 0.86243 | 811.4589 | 0.11326 | 811.4589 | 0.22732
|  | 811.697 | 0 | 811.697 | 0 | 738.2325 | -0.12214 | 741.5934 | -0.056997 | 741.4236 | 0.0065677 | 733.1205 | 0 | 733.1205 | 0 | 811.697 | 0.0021634 | 732.2499 | 0.3136 | 741.5934 | 0.0013143 | 733.1205 | 0.14884 | 732.8874 | 0.03807 | 732.2499 | 0.056942 | 738.2325 | 0.06091 | 733.1205 | 34.55 | 811.697 | 4.6923 | 733.1205 | -0.0026983 | 732.2499 | 0.69699 | 811.697 | 0.10937 | 811.697 | 0.22808
|  | 811.9351 | 0 | 811.9351 | 0 | 738.466 | 0.28504 | 741.8288 | 0.011203 | 741.6602 | -6.2402e-05 | 733.3538 | 0 | 733.3538 | 0 | 811.9351 | 0.0073933 | 732.4796 | 0.49784 | 741.8288 | 0.0036004 | 733.3538 | 0.15615 | 733.1205 | -0.035153 | 732.4796 | 0.29984 | 738.466 | 0.060879 | 733.3538 | 34.3247 | 811.9351 | 4.7611 | 733.3538 | 0.0023971 | 732.4796 | 0.78844 | 811.9351 | 0.10772 | 811.9351 | 0.2262
|  | 812.1732 | 0 | 812.1732 | 0 | 738.6995 | -0.157 | 742.0642 | -0.052147 | 741.8967 | 0.006818 | 733.5869 | 0 | 733.5869 | 0 | 812.1732 | 0.0017872 | 732.7092 | 0.294 | 742.0642 | 0.0016753 | 733.5869 | 0.14268 | 733.3538 | 0.053753 | 732.7092 | 0.22061 | 738.6995 | 0.06079 | 733.5869 | 34.1889 | 812.1732 | 4.8362 | 733.5869 | 0.0014385 | 732.7092 | 0.75913 | 812.1732 | 0.1078 | 812.1732 | 0.22032
|  | 812.4113 | 0 | 812.4113 | 0 | 738.933 | 0.40772 | 742.2995 | -0.014591 | 742.1334 | 0.00029174 | 733.8201 | 0 | 733.8201 | 0 | 812.4113 | 0.0048057 | 732.9389 | 0.39368 | 742.2995 | 0.009322 | 733.8201 | 0.14851 | 733.5869 | 0.021463 | 732.9389 | 0.20278 | 738.933 | 0.060616 | 733.8201 | 33.9687 | 812.4113 | 4.9186 | 733.8201 | 0.00075222 | 732.9389 | 0.84744 | 812.4113 | 0.11364 | 812.4113 | 0.21878
|  | 812.6494 | 0 | 812.6494 | 0 | 739.1664 | -0.11394 | 742.5349 | -0.068836 | 742.3699 | 0.0062285 | 734.0533 | 0 | 734.0533 | 0 | 812.6494 | 0.005044 | 733.1686 | 0.3864 | 742.5349 | -0.0070314 | 734.0533 | 0.14433 | 733.8201 | 0.049716 | 733.1686 | -0.016803 | 739.1664 | 0.060348 | 734.0533 | 33.8077 | 812.6494 | 5.0021 | 734.0533 | 0.003014 | 733.1686 | 0.73067 | 812.6494 | 0.11155 | 812.6494 | 0.21925
|  | 812.8875 | 0 | 812.8875 | 0 | 739.3999 | 0.30157 | 742.7703 | 0.036477 | 742.6066 | -0.00026253 | 734.2866 | 0 | 734.2866 | 0 | 812.8875 | 0.0090913 | 733.3982 | 0.35 | 742.7703 | 0.0083333 | 734.2866 | 0.15122 | 734.0533 | -0.010948 | 733.3983 | 0.23901 | 739.3999 | 0.059986 | 734.2866 | 33.507 | 812.8875 | 5.0871 | 734.2866 | 0.0026108 | 733.3983 | 0.811 | 812.8875 | 0.11387 | 812.8875 | 0.21931
|  | 813.1256 | 0 | 813.1256 | 0 | 739.6334 | -0.073083 | 743.0057 | -0.059911 | 742.8432 | 0.0069654 | 734.5198 | 0 | 734.5198 | 0 | 813.1256 | 0.007959 | 733.628 | 0.31024 | 743.0057 | 0.0036974 | 734.5198 | 0.13743 | 734.2866 | 0.034755 | 733.628 | 0.10242 | 739.6334 | 0.059546 | 734.5198 | 33.4002 | 813.1256 | 5.1509 | 734.5198 | -6.5058e-05 | 733.628 | 0.68922 | 813.1256 | 0.11137 | 813.1256 | 0.21411
|  | 813.3638 | 0 | 813.3638 | 0 | 739.8669 | 0.28504 | 743.2411 | 0.057475 | 743.0798 | 0.00017877 | 734.7531 | 0 | 734.7531 | 0 | 813.3638 | 0.012469 | 733.8577 | 0.32368 | 743.2411 | 0.0043808 | 734.7531 | 0.14917 | 734.5198 | -0.045705 | 733.8577 | 0.22427 | 739.8669 | 0.059051 | 734.7531 | 33.1057 | 813.3638 | 5.2112 | 734.7531 | 0.0011536 | 733.8577 | 0.75949 | 813.3638 | 0.10638 | 813.3638 | 0.21086
|  | 813.6019 | 0 | 813.6019 | 0 | 740.1005 | -0.12159 | 743.4765 | -0.059065 | 743.3165 | 0.0067029 | 734.9863 | 0 | 734.9863 | 0 | 813.6019 | 0.017997 | 734.0874 | 0.3304 | 743.4765 | -0.0047866 | 734.9863 | 0.13538 | 734.7531 | 0.044164 | 734.0874 | -0.10054 | 740.1005 | 0.058528 | 734.9863 | 32.9637 | 813.6019 | 5.2954 | 734.9863 | 0.0015931 | 734.0874 | 0.6695 | 813.6019 | 0.11174 | 813.6019 | 0.21275
|  | 813.84 | 0 | 813.84 | 0 | 740.334 | 0.29897 | 743.712 | 0.067251 | 743.5532 | 0.00055947 | 735.2195 | 0 | 735.2195 | 0 | 813.84 | 0.0047766 | 734.3171 | 0.36904 | 743.712 | 0.0035616 | 735.2195 | 0.14408 | 734.9863 | -0.0542 | 734.3171 | 0.28157 | 740.334 | 0.058007 | 735.2195 | 32.6548 | 813.84 | 5.3701 | 735.2195 | 0.0058214 | 734.3171 | 0.71542 | 813.84 | 0.11138 | 813.84 | 0.21344
|  | 814.0782 | 0 | 814.0782 | 0 | 740.5675 | -0.18598 | 743.9474 | -0.030851 | 743.7898 | 0.0071184 | 735.4528 | 0 | 735.4528 | 0 | 814.0782 | 0.017598 | 734.5469 | 0.224 | 743.9474 | -0.0019472 | 735.4528 | 0.13505 | 735.2195 | 0.01596 | 734.5469 | -0.015451 | 740.5675 | 0.057516 | 735.4528 | 32.4339 | 814.0782 | 5.4544 | 735.4528 | -0.0029573 | 734.5469 | 0.723 | 814.0782 | 0.11214 | 814.0782 | 0.21281
|  | 814.3164 | 0 | 814.3164 | 0 | 740.8011 | 0.21865 | 744.1829 | 0.068642 | 744.0265 | 0.0012883 | 735.6861 | 0 | 735.6861 | 0 | 814.3164 | 0.0039018 | 734.7766 | 0.32424 | 744.1829 | 0.013859 | 735.6861 | 0.13965 | 735.4528 | -0.028099 | 734.7766 | 0.19988 | 740.8011 | 0.057084 | 735.6861 | 32.2113 | 814.3164 | 5.533 | 735.6861 | 0.0048728 | 734.7766 | 0.80668 | 814.3164 | 0.10564 | 814.3164 | 0.20555
|  | 814.5545 | 0 | 814.5545 | 0 | 741.0346 | -0.1865 | 744.4183 | -0.041221 | 744.2632 | 0.008197 | 735.9194 | 0 | 735.9194 | 0 | 814.5545 | 0.0063645 | 735.0063 | 0.30688 | 744.4183 | -0.0080972 | 735.9194 | 0.1307 | 735.6861 | 0.027893 | 735.0063 | 0.061902 | 741.0346 | 0.05673 | 735.9194 | 31.9412 | 814.5545 | 5.6288 | 735.9194 | -0.002494 | 735.0063 | 0.77986 | 814.5545 | 0.11174 | 814.5545 | 0.2137
|  | 814.7927 | 0 | 814.7927 | 0 | 741.2682 | 0.25082 | 744.6537 | 0.02152 | 744.4999 | 0.0017049 | 736.1527 | 0 | 736.1527 | 0 | 814.7927 | 0.040994 | 735.2361 | 0.27496 | 744.6537 | 0.012905 | 736.1527 | 0.13119 | 735.9194 | -0.041856 | 735.2361 | 0.40551 | 741.2682 | 0.056468 | 736.1527 | 31.6537 | 814.7927 | 5.7908 | 736.1527 | 0.00037386 | 735.2361 | 0.71768 | 814.7927 | 0.12197 | 814.7927 | 0.2177
|  | 815.0309 | 0 | 815.0309 | 0 | 741.5018 | -0.14675 | 744.8892 | -0.052101 | 744.7366 | 0.009013 | 736.386 | 0 | 736.386 | 0 | 815.0309 | -0.0037225 | 735.4659 | 0.294 | 744.8892 | -0.010256 | 736.386 | 0.12561 | 736.1527 | 0.038278 | 735.4659 | 0.11978 | 741.5018 | 0.056301 | 736.386 | 31.4269 | 815.0309 | 5.8633 | 736.386 | 0.00084393 | 735.4659 | 0.70094 | 815.0309 | 0.1044 | 815.0309 | 0.19691
|  | 815.2691 | 0 | 815.2691 | 0 | 741.7354 | 0.28385 | 745.1248 | 0.054606 | 744.9733 | 0.0025348 | 736.6193 | 0 | 736.6193 | 0 | 815.2691 | 0.01103 | 735.6956 | 0.4004 | 745.1248 | 0.011697 | 736.6193 | 0.13858 | 736.386 | -0.051504 | 735.6956 | -0.062998 | 741.7354 | 0.056221 | 736.6193 | 31.1684 | 815.2691 | 5.9579 | 736.6193 | 0.002879 | 735.6956 | 0.67179 | 815.2691 | 0.1058 | 815.2691 | 0.20329
|  | 815.5073 | 0 | 815.5073 | 0 | 741.9689 | -0.12758 | 745.3602 | -0.039679 | 745.2101 | 0.009522 | 736.8527 | 0 | 736.8527 | 0 | 815.5073 | 0.0038838 | 735.9254 | 0.28616 | 745.3602 | -0.0022292 | 736.8527 | 0.122 | 736.6193 | 0.027677 | 735.9254 | -0.043832 | 741.9689 | 0.056205 | 736.8527 | 30.8294 | 815.5073 | 6.0353 | 736.8527 | -0.0012102 | 735.9254 | 0.71754 | 815.5073 | 0.10033 | 815.5073 | 0.20335
|  | 815.7455 | 0 | 815.7455 | 0 | 742.2026 | 0.32398 | 745.5957 | 0.055571 | 745.4468 | 0.0027382 | 737.086 | 0 | 737.086 | 0 | 815.7455 | 0.027645 | 736.1552 | 0.3808 | 745.5957 | 0.0069061 | 737.086 | 0.13759 | 736.8527 | -0.044019 | 736.1552 | 0.15739 | 742.2026 | 0.056222 | 737.086 | 30.4772 | 815.7455 | 6.1432 | 737.086 | 0.0027831 | 736.1552 | 0.72929 | 815.7455 | 0.11159 | 815.7455 | 0.20819
|  | 815.9837 | 0 | 815.9837 | 0 | 742.4362 | -0.17762 | 745.8312 | -0.016013 | 745.6835 | 0.0096098 | 737.3193 | 0 | 737.3193 | 0 | 815.9837 | 0.00050391 | 736.385 | 0.24584 | 745.8312 | -0.012709 | 737.3193 | 0.12454 | 737.086 | 0.085475 | 736.385 | 0.065326 | 742.4362 | 0.056238 | 737.3193 | 30.3135 | 815.9837 | 6.2106 | 737.3193 | 0.0019105 | 736.385 | 0.6763 | 815.9837 | 0.098051 | 815.9837 | 0.20215
|  | 816.2219 | 0 | 816.2219 | 0 | 742.6698 | 0.28113 | 746.0668 | 0.033752 | 745.9203 | 0.0028253 | 737.5527 | 0 | 737.5527 | 0 | 816.2219 | 0.024678 | 736.6148 | 0.3248 | 746.0668 | 0.0095126 | 737.5527 | 0.13234 | 737.3193 | -0.049503 | 736.6148 | 0.4487 | 742.6698 | 0.056218 | 737.5527 | 29.9114 | 816.2219 | 6.3195 | 737.5527 | 0.0037242 | 736.6148 | 0.70575 | 816.2219 | 0.11252 | 816.2219 | 0.20631
|  | 816.4601 | 0 | 816.4601 | 0 | 742.9034 | -0.079574 | 746.3023 | -0.053051 | 746.1571 | 0.010112 | 737.786 | 0 | 737.786 | 0 | 816.4601 | -0.008151 | 736.8446 | 0.3136 | 746.3023 | -0.012612 | 737.786 | 0.12339 | 737.5527 | 0.075299 | 736.8446 | 0.037877 | 742.9034 | 0.056131 | 737.786 | 29.7241 | 816.4601 | 6.381 | 737.786 | -0.00066167 | 736.8446 | 0.68405 | 816.4601 | 0.098331 | 816.4601 | 0.19327
|  | 816.6984 | 0 | 816.6984 | 0 | 743.1371 | 0.32788 | 746.5378 | 0.052953 | 746.3939 | 0.003005 | 738.0194 | 0 | 738.0194 | 0 | 816.6984 | 0.017489 | 737.0744 | 0.25088 | 746.5378 | 0.013169 | 738.0194 | 0.13103 | 737.786 | -0.056473 | 737.0744 | 0.1971 | 743.1371 | 0.055958 | 738.0194 | 29.3123 | 816.6984 | 6.5125 | 738.0194 | 0.0062837 | 737.0744 | 0.77626 | 816.6984 | 0.10434 | 816.6984 | 0.20176
|  | 816.9366 | 0 | 816.9366 | 0 | 743.3707 | -0.15042 | 746.7734 | -0.057551 | 746.6307 | 0.0092668 | 738.2528 | 0 | 738.2528 | 0 | 816.9366 | -0.0066473 | 737.3043 | 0.18088 | 746.7734 | -0.01294 | 738.2528 | 0.12323 | 738.0194 | 0.071229 | 737.3043 | 0.13058 | 743.3707 | 0.055694 | 738.2528 | 29.0484 | 816.9366 | 6.5729 | 738.2528 | -0.001963 | 737.3043 | 0.65332 | 816.9366 | 0.091928 | 816.9366 | 0.19157
|  | 817.1749 | 0 | 817.1749 | 0 | 743.6044 | 0.3032 | 747.009 | 0.030993 | 746.8675 | 0.0019088 | 738.4861 | 0 | 738.4861 | 0 | 817.1749 | 0.028992 | 737.5341 | 0.3556 | 747.009 | 0.013539 | 738.4861 | 0.12618 | 738.2528 | -0.031623 | 737.5341 | 0.31124 | 743.6044 | 0.055343 | 738.4861 | 28.6765 | 817.1749 | 6.6929 | 738.4861 | 0.0050058 | 737.5341 | 0.66126 | 817.1749 | 0.10906 | 817.1749 | 0.19271
|  | 817.4131 | 0 | 817.4131 | 0 | 743.8381 | -0.12051 | 747.2445 | -0.02454 | 747.1043 | 0.0083214 | 738.7195 | 0 | 738.7195 | 0 | 817.4131 | -0.010991 | 737.7639 | 0.28728 | 747.2445 | -0.0066795 | 738.7195 | 0.12142 | 738.4861 | 0.013589 | 737.7639 | -0.24751 | 743.8381 | 0.054922 | 738.7195 | 28.3944 | 817.4131 | 6.7612 | 738.7195 | 0.0031416 | 737.7639 | 0.70298 | 817.4131 | 0.096236 | 817.4131 | 0.18337
|  | 817.6514 | 0 | 817.6514 | 0 | 744.0717 | 0.26621 | 747.4801 | 0.050923 | 747.3411 | 0.00079313 | 738.953 | 0 | 738.953 | 0 | 817.6514 | 0.019706 | 737.9938 | 0.30072 | 747.4801 | 0.0062363 | 738.953 | 0.12216 | 738.7195 | -0.012928 | 737.9938 | 0.25237 | 744.0717 | 0.054455 | 738.953 | 28.0766 | 817.6514 | 6.9071 | 738.953 | 0.00089209 | 737.9938 | 0.75744 | 817.6514 | 0.10584 | 817.6514 | 0.19123
|  | 817.8897 | 0 | 817.8897 | 0 | 744.3054 | -0.14918 | 747.7157 | -0.062869 | 747.5779 | 0.0076758 | 739.1864 | 0 | 739.1864 | 0 | 817.8897 | -0.010367 | 738.2236 | 0.27552 | 747.7157 | -0.0066019 | 739.1864 | 0.11789 | 738.953 | 0.071908 | 738.2236 | -0.048963 | 744.3054 | 0.05397 | 739.1864 | 27.7976 | 817.8897 | 6.9875 | 739.1864 | 0.00067911 | 738.2236 | 0.57048 | 817.8897 | 0.089089 | 817.8897 | 0.18377
|  | 818.128 | 0 | 818.128 | 0 | 744.5391 | 0.28216 | 747.9513 | 0.073579 | 747.8148 | 0.00098239 | 739.4198 | 0 | 739.4198 | 0 | 818.128 | 0.027542 | 738.4535 | 0.33264 | 747.9513 | 0.0070942 | 739.4198 | 0.12175 | 739.1864 | -0.059798 | 738.4536 | 0.19317 | 744.5391 | 0.053497 | 739.4198 | 27.4989 | 818.128 | 7.1183 | 739.4198 | 0.0021672 | 738.4536 | 0.6235 | 818.128 | 0.11353 | 818.128 | 0.19179
|  | 818.3663 | 0 | 818.3663 | 0 | 744.7728 | -0.15489 | 748.1869 | -0.074988 | 748.0516 | 0.0069949 | 739.6533 | 0 | 739.6533 | 0 | 818.3663 | -0.015215 | 738.6834 | 0.20216 | 748.1869 | -0.004569 | 739.6533 | 0.11592 | 739.4198 | 0.01921 | 738.6834 | -0.10836 | 744.7728 | 0.05306 | 739.6533 | 27.2109 | 818.3663 | 7.181 | 739.6533 | 0.001887 | 738.6834 | 0.60372 | 818.3663 | 0.093951 | 818.3663 | 0.18136
|  | 818.6046 | 0 | 818.6046 | 0 | 745.0065 | 0.24345 | 748.4226 | 0.051473 | 748.2885 | -0.00045789 | 739.8867 | 0 | 739.8867 | 0 | 818.6046 | 0.023328 | 738.9133 | 0.37912 | 748.4226 | 0.016093 | 739.8867 | 0.12815 | 739.6533 | -0.027548 | 738.9133 | 0.29626 | 745.0065 | 0.052678 | 739.8867 | 26.8835 | 818.6046 | 7.3396 | 739.8867 | 0.0066937 | 738.9133 | 0.7036 | 818.6046 | 0.10668 | 818.6046 | 0.18928
|  | 818.8429 | 0 | 818.8429 | 0 | 745.2403 | -0.18372 | 748.6581 | -0.042201 | 748.5254 | 0.0069254 | 740.1201 | 0 | 740.1201 | 0 | 818.8429 | -0.010524 | 739.1432 | 0.28112 | 748.6581 | -0.015546 | 740.1201 | 0.11526 | 739.8867 | 0.01929 | 739.1432 | 0.027517 | 745.2403 | 0.05236 | 740.1201 | 26.4706 | 818.8429 | 7.4084 | 740.1201 | -0.0033871 | 739.1432 | 0.54675 | 818.8429 | 0.093455 | 818.8429 | 0.18181
|  | 819.0812 | 0 | 819.0812 | 0 | 745.474 | 0.34878 | 748.8938 | 0.038863 | 748.7623 | -0.00028128 | 740.3536 | 0 | 740.3536 | 0 | 819.0812 | 0.026724 | 739.3731 | 0.38584 | 748.8938 | 0.012686 | 740.3536 | 0.12306 | 740.1201 | -0.0088315 | 739.3731 | 0.026144 | 745.474 | 0.052106 | 740.3536 | 26.1815 | 819.0812 | 7.5619 | 740.3536 | 0.0027068 | 739.3731 | 0.71848 | 819.0812 | 0.11278 | 819.0812 | 0.19093
|  | 819.3195 | 0 | 819.3195 | 0 | 745.7078 | -0.1254 | 749.1295 | -0.032625 | 748.9991 | 0.006761 | 740.587 | 0 | 740.587 | 0 | 819.3195 | -0.019649 | 739.603 | 0.16464 | 749.1295 | -0.0070392 | 740.587 | 0.10763 | 740.3536 | 0.050567 | 739.603 | -0.037216 | 745.7078 | 0.051903 | 740.587 | 25.8723 | 819.3195 | 7.6379 | 740.587 | 0.0057177 | 739.603 | 0.59515 | 819.3195 | 0.092619 | 819.3195 | 0.18046
|  | 819.5578 | 0 | 819.5578 | 0 | 745.9415 | 0.27408 | 749.3651 | 0.021042 | 749.2361 | 0.00062685 | 740.8206 | 0 | 740.8206 | 0 | 819.5578 | 0.034313 | 739.8329 | 0.33824 | 749.3651 | 0.0078287 | 740.8206 | 0.12109 | 740.587 | -0.047162 | 739.8329 | 0.39945 | 745.9415 | 0.051735 | 740.8206 | 25.4458 | 819.5578 | 7.7995 | 740.8206 | 0.0035973 | 739.8329 | 0.6095 | 819.5578 | 0.10658 | 819.5578 | 0.19167
|  | 819.7962 | 0 | 819.7962 | 0 | 746.1753 | -0.12729 | 749.6008 | -0.06119 | 749.473 | 0.0077102 | 741.054 | 0 | 741.054 | 0 | 819.7962 | -0.015174 | 740.0629 | 0.24528 | 749.6008 | -0.0037469 | 741.054 | 0.10943 | 740.8206 | 0.028098 | 740.0629 | 0.11919 | 746.1753 | 0.05158 | 741.054 | 25.2028 | 819.7962 | 7.8631 | 741.054 | 0.00045998 | 740.0629 | 0.59096 | 819.7962 | 0.090233 | 819.7962 | 0.17756
|  | 820.0345 | 0 | 820.0345 | 0 | 746.4091 | 0.30012 | 749.8364 | 0.037288 | 749.7099 | 0.0014041 | 741.2875 | 0 | 741.2875 | 0 | 820.0345 | 0.044683 | 740.2928 | 0.33488 | 749.8364 | 0.013355 | 741.2875 | 0.11748 | 741.054 | -0.014943 | 740.2928 | 0.37427 | 746.4091 | 0.051416 | 741.2875 | 24.7852 | 820.0345 | 8.0301 | 741.2875 | 0.0041038 | 740.2928 | 0.57856 | 820.0345 | 0.11038 | 820.0345 | 0.18951
|  | 820.2729 | 0 | 820.2729 | 0 | 746.6428 | -0.12189 | 750.0721 | -0.062 | 749.9468 | 0.0083777 | 741.521 | 0 | 741.521 | 0 | 820.2729 | -0.016043 | 740.5228 | 0.19488 | 750.0721 | 0.0041346 | 741.521 | 0.10623 | 741.2875 | 0.090902 | 740.5228 | -0.29353 | 746.6428 | 0.051228 | 741.521 | 24.4501 | 820.2729 | 8.0994 | 741.521 | -0.002896 | 740.5228 | 0.63369 | 820.2729 | 0.086128 | 820.2729 | 0.16986
|  | 820.5112 | 0 | 820.5112 | 0 | 746.8766 | 0.2867 | 750.3078 | 0.008022 | 750.1838 | 0.00083434 | 741.7545 | 0 | 741.7545 | 0 | 820.5112 | 0.027968 | 740.7527 | 0.3164 | 750.3078 | 0.013511 | 741.7545 | 0.116 | 741.521 | -0.054452 | 740.7527 | 0.40806 | 746.8766 | 0.051003 | 741.7545 | 24.0766 | 820.5112 | 8.2762 | 741.7545 | 0.010092 | 740.7527 | 0.60318 | 820.5112 | 0.1066 | 820.5112 | 0.18319
|  | 820.7496 | 0 | 820.7496 | 0 | 747.1104 | -0.10483 | 750.5435 | -0.033201 | 750.4207 | 0.0074333 | 741.988 | 0 | 741.988 | 0 | 820.7496 | -0.023426 | 740.9827 | 0.14392 | 750.5435 | -0.0071719 | 741.988 | 0.10032 | 741.7545 | 0.092259 | 740.9827 | -0.15284 | 747.1104 | 0.050738 | 741.988 | 23.733 | 820.7496 | 8.3504 | 741.988 | -0.0019169 | 740.9827 | 0.5544 | 820.7496 | 0.082597 | 820.7496 | 0.1701
|  | 820.988 | 0 | 820.988 | 0 | 747.3442 | 0.27847 | 750.7792 | 0.041981 | 750.6577 | 0.0013985 | 742.2216 | 0 | 742.2216 | 0 | 820.988 | 0.02341 | 741.2127 | 0.33376 | 750.7792 | 0.0087658 | 742.2216 | 0.11165 | 741.988 | -0.0048885 | 741.2126 | 0.19164 | 747.3442 | 0.050435 | 742.2216 | 23.3266 | 820.988 | 8.5272 | 742.2216 | 2.4987e-06 | 741.2126 | 0.57399 | 820.988 | 0.11096 | 820.988 | 0.18161
|  | 821.2264 | 0 | 821.2264 | 0 | 747.5781 | -0.12519 | 751.0149 | -0.02334 | 750.8946 | 0.0078078 | 742.4551 | 0 | 742.4551 | 0 | 821.2264 | -0.030335 | 741.4426 | 0.16744 | 751.0149 | -0.0113 | 742.4551 | 0.10484 | 742.2216 | 0.0074333 | 741.4426 | 0.16566 | 747.5781 | 0.050102 | 742.4551 | 22.9617 | 821.2264 | 8.5942 | 742.4551 | 0.0011851 | 741.4426 | 0.5697 | 821.2264 | 0.08277 | 821.2264 | 0.17323
|  | 821.4647 | 0 | 821.4647 | 0 | 747.8119 | 0.27765 | 751.2507 | 0.039051 | 751.1317 | -0.00013132 | 742.6887 | 0 | 742.6887 | 0 | 821.4647 | 0.024224 | 741.6726 | 0.30632 | 751.2507 | 0.0062984 | 742.6887 | 0.11009 | 742.4551 | -0.027644 | 741.6726 | 0.076547 | 747.8119 | 0.049751 | 742.6887 | 22.596 | 821.4647 | 8.7692 | 742.6887 | 0.0040495 | 741.6726 | 0.56381 | 821.4647 | 0.097676 | 821.4647 | 0.17498
|  | 821.7032 | 0 | 821.7032 | 0 | 748.0458 | -0.15239 | 751.4864 | -0.0394 | 751.3687 | 0.0067208 | 742.9222 | 0 | 742.9222 | 0 | 821.7032 | -0.029374 | 741.9026 | 0.11032 | 751.4864 | -0.0023508 | 742.9222 | 0.10098 | 742.6887 | 0.053091 | 741.9026 | -0.087497 | 748.0458 | 0.049396 | 742.9222 | 22.2489 | 821.7032 | 8.8411 | 742.9222 | 0.0023442 | 741.9026 | 0.57029 | 821.7032 | 0.084405 | 821.7032 | 0.16646
|  | 821.9416 | 0 | 821.9416 | 0 | 748.2796 | 0.26162 | 751.7222 | 0.037157 | 751.6056 | 6.2244e-05 | 743.1558 | 0 | 743.1558 | 0 | 821.9416 | 0.03218 | 742.1326 | 0.2632 | 751.7222 | 0.0075207 | 743.1558 | 0.11362 | 742.9222 | -0.01324 | 742.1326 | 0.13018 | 748.2796 | 0.049049 | 743.1558 | 21.8278 | 821.9416 | 9.0446 | 743.1558 | 0.0073388 | 742.1326 | 0.62122 | 821.9416 | 0.10685 | 821.9416 | 0.17609
|  | 822.18 | 0 | 822.18 | 0 | 748.5134 | -0.18433 | 751.9579 | -0.021358 | 751.8427 | 0.006199 | 743.3893 | 0 | 743.3893 | 0 | 822.18 | -0.027815 | 742.3626 | 0.15456 | 751.9579 | -0.010076 | 743.3893 | 0.096135 | 743.1558 | 0.078691 | 742.3626 | -0.004237 | 748.5134 | 0.048726 | 743.3893 | 21.5271 | 822.18 | 9.0996 | 743.3893 | 0.003427 | 742.3626 | 0.56134 | 822.18 | 0.079067 | 822.18 | 0.15963
|  | 822.4184 | 0 | 822.4184 | 0 | 748.7473 | 0.24803 | 752.1937 | 0.094059 | 752.0797 | -0.00073869 | 743.6229 | 0 | 743.6229 | 0 | 822.4184 | 0.031602 | 742.5927 | 0.24528 | 752.1937 | 0.0078331 | 743.6229 | 0.10467 | 743.3893 | -0.027571 | 742.5927 | 0.10174 | 748.7473 | 0.048438 | 743.6229 | 21.0705 | 822.4184 | 9.29 | 743.6229 | 0.002009 | 742.5927 | 0.61558 | 822.4184 | 0.11001 | 822.4184 | 0.17825
|  | 822.6568 | 0 | 822.6568 | 0 | 748.9812 | -0.10236 | 752.4295 | -0.069533 | 752.3168 | 0.0051185 | 743.8566 | 0 | 743.8566 | 0 | 822.6568 | -0.032874 | 742.8226 | 0.23744 | 752.4295 | -0.0018376 | 743.8566 | 0.095725 | 743.6229 | 0.033547 | 742.8226 | -0.10587 | 748.9812 | 0.048196 | 743.8566 | 20.6513 | 822.6568 | 9.3398 | 743.8566 | 0.0019624 | 742.8226 | 0.53323 | 822.6568 | 0.077721 | 822.6568 | 0.15534
|  | 822.8953 | 0 | 822.8953 | 0 | 749.2151 | 0.36756 | 752.6653 | 0.04345 | 752.5538 | -0.0021751 | 744.0901 | 0 | 744.0901 | 0 | 822.8953 | 0.048784 | 743.0527 | 0.35168 | 752.6653 | 0.0057664 | 744.0901 | 0.10746 | 743.8566 | -0.041769 | 743.0527 | 0.30874 | 749.2151 | 0.048008 | 744.0901 | 20.3773 | 822.8953 | 9.5467 | 744.0901 | 0.0011517 | 743.0527 | 0.57803 | 822.8953 | 0.11005 | 822.8953 | 0.17134
|  | 823.1337 | 0 | 823.1337 | 0 | 749.449 | -0.1506 | 752.9011 | -0.061317 | 752.7908 | 0.0054566 | 744.3237 | 0 | 744.3237 | 0 | 823.1337 | -0.026946 | 743.2827 | 0.29456 | 752.9011 | -0.010992 | 744.3237 | 0.095314 | 744.0901 | 0.062486 | 743.2827 | 0.098591 | 749.449 | 0.04788 | 744.3237 | 19.9776 | 823.1337 | 9.6053 | 744.3237 | 0.0030303 | 743.2827 | 0.54616 | 823.1337 | 0.080969 | 823.1337 | 0.16083
|  | 823.3722 | 0 | 823.3722 | 0 | 749.6829 | 0.29485 | 753.1368 | 0.041259 | 753.0279 | -0.0014845 | 744.5574 | 0 | 744.5574 | 0 | 823.3722 | 0.04068 | 743.5128 | 0.25536 | 753.1368 | 0.013833 | 744.5574 | 0.10919 | 744.3237 | -0.057886 | 743.5128 | -0.079484 | 749.6829 | 0.047815 | 744.5574 | 19.6188 | 823.3722 | 9.8382 | 744.5574 | 0.0098562 | 743.5128 | 0.59108 | 823.3722 | 0.10265 | 823.3722 | 0.16777
|  | 823.6106 | 0 | 823.6106 | 0 | 749.9168 | -0.15504 | 753.3727 | -0.034103 | 753.265 | 0.0050087 | 744.791 | 0 | 744.791 | 0 | 823.6106 | -0.032232 | 743.7429 | 0.25592 | 753.3727 | -0.0094583 | 744.791 | 0.089978 | 744.5574 | 0.085475 | 743.7429 | 0.032369 | 749.9168 | 0.047814 | 744.791 | 19.2438 | 823.6106 | 9.8868 | 744.791 | 0.0014828 | 743.7429 | 0.52632 | 823.6106 | 0.078183 | 823.6106 | 0.1632
|  | 823.8491 | 0 | 823.8491 | 0 | 750.1508 | 0.23068 | 753.6085 | 0.054064 | 753.5021 | -0.0012864 | 745.0247 | 0 | 745.0247 | 0 | 823.8491 | 0.038536 | 743.9729 | 0.21952 | 753.6085 | 0.01508 | 745.0247 | 0.10155 | 744.791 | -0.013802 | 743.9729 | 0.035892 | 750.1508 | 0.047874 | 745.0247 | 18.9141 | 823.8491 | 10.131 | 745.0247 | 0.007633 | 743.9729 | 0.57446 | 823.8491 | 0.11453 | 823.8491 | 0.17205
|  | 824.0876 | 0 | 824.0876 | 0 | 750.3847 | -0.079499 | 753.8444 | -0.054465 | 753.7392 | 0.0058085 | 745.2583 | 0 | 745.2583 | 0 | 824.0876 | -0.017789 | 744.203 | 0.21448 | 753.8444 | -0.0048464 | 745.2583 | 0.093262 | 745.0247 | 0.074621 | 744.203 | -0.094287 | 750.3847 | 0.047994 | 745.2583 | 18.4927 | 824.0876 | 10.1802 | 745.2583 | 0.00057251 | 744.203 | 0.59191 | 824.0876 | 0.07401 | 824.0876 | 0.14931
|  | 824.326 | 0 | 824.326 | 0 | 750.6187 | 0.27235 | 754.0802 | 0.059595 | 753.9763 | -0.002112 | 745.4919 | 0 | 745.4919 | 0 | 824.326 | 0.061063 | 744.4331 | 0.26208 | 754.0802 | 0.013897 | 745.4919 | 0.10336 | 745.2583 | -0.037201 | 744.4331 | 0.26956 | 750.6187 | 0.048166 | 745.4919 | 18.1684 | 824.326 | 10.4422 | 745.4919 | 0.0086664 | 744.4331 | 0.47901 | 824.326 | 0.11173 | 824.326 | 0.17056
|  | 824.5645 | 0 | 824.5645 | 0 | 750.8526 | -0.13801 | 754.316 | -0.09714 | 754.2134 | 0.0049802 | 745.7256 | 0 | 745.7256 | 0 | 824.5645 | -0.035992 | 744.6631 | 0.2296 | 754.316 | -0.010849 | 745.7256 | 0.093672 | 745.4919 | 0.031972 | 744.6631 | -0.086922 | 750.8526 | 0.048383 | 745.7256 | 17.8239 | 824.5645 | 10.5059 | 745.7256 | -0.0011675 | 744.6631 | 0.49022 | 824.5645 | 0.073014 | 824.5645 | 0.15224
|  | 824.803 | 0 | 824.803 | 0 | 751.0865 | 0.26239 | 754.5519 | 0.056679 | 754.4505 | -0.0015548 | 745.9593 | 0 | 745.9593 | 0 | 824.803 | 0.031018 | 744.8932 | 0.40992 | 754.5519 | 0.009606 | 745.9593 | 0.09515 | 745.7256 | -0.054846 | 744.8932 | 0.10979 | 751.0865 | 0.048634 | 745.9593 | 17.466 | 824.803 | 10.7497 | 745.9593 | 0.0024674 | 744.8932 | 0.55658 | 824.803 | 0.10228 | 824.803 | 0.1604
|  | 825.0415 | 0 | 825.0415 | 0 | 751.3205 | -0.17201 | 754.7878 | -0.023447 | 754.6877 | 0.0055081 | 746.1929 | 0 | 746.1929 | 0 | 825.0415 | -0.020213 | 745.1234 | 0.18984 | 754.7878 | -0.0073798 | 746.1929 | 0.090471 | 745.9593 | 0.036244 | 745.1234 | 0.14526 | 751.3205 | 0.048902 | 746.1929 | 17.1211 | 825.0415 | 10.8318 | 746.1929 | 0.0082121 | 745.1234 | 0.48503 | 825.0415 | 0.06993 | 825.0415 | 0.148
|  | 825.28 | 0 | 825.28 | 0 | 751.5545 | 0.27972 | 755.0236 | 0.059621 | 754.9248 | -0.00068048 | 746.4266 | 0 | 746.4266 | 0 | 825.28 | 0.045354 | 745.3535 | 0.23856 | 755.0236 | 0.010206 | 746.4266 | 0.09318 | 746.1929 | -0.038869 | 745.3535 | 0.13632 | 751.5545 | 0.049165 | 746.4266 | 16.6691 | 825.28 | 11.0503 | 746.4266 | 0.0008333 | 745.3535 | 0.53398 | 825.28 | 0.099601 | 825.28 | 0.16691
|  | 825.5186 | 0 | 825.5186 | 0 | 751.7885 | -0.19352 | 755.2595 | -0.050501 | 755.162 | 0.0075032 | 746.6603 | 0 | 746.6603 | 0 | 825.5186 | -0.018893 | 745.5836 | 0.20776 | 755.2595 | -0.0055613 | 746.6603 | 0.090471 | 746.4266 | 0.012784 | 745.5836 | -0.061573 | 751.7885 | 0.049396 | 746.6603 | 16.2961 | 825.5186 | 11.1454 | 746.6603 | 0.0048475 | 745.5836 | 0.43161 | 825.5186 | 0.080554 | 825.5186 | 0.15151
|  | 825.7571 | 0 | 825.7571 | 0 | 752.0225 | 0.27607 | 755.4954 | 0.014803 | 755.3992 | -9.7818e-05 | 746.894 | 0 | 746.894 | 0 | 825.7571 | 0.038077 | 745.8138 | 0.3052 | 755.4954 | 0.0085118 | 746.894 | 0.090224 | 746.6603 | -0.055947 | 745.8138 | -0.072685 | 752.0225 | 0.049562 | 746.894 | 15.9795 | 825.7571 | 11.405 | 746.894 | 0.0029963 | 745.8138 | 0.59701 | 825.7571 | 0.10161 | 825.7571 | 0.16303
|  | 825.9956 | 0 | 825.9956 | 0 | 752.2565 | -0.12458 | 755.7313 | -0.034124 | 755.6363 | 0.0074634 | 747.1277 | 0 | 747.1277 | 0 | 825.9956 | -0.024098 | 746.0439 | 0.27776 | 755.7313 | -0.015127 | 747.1277 | 0.085955 | 746.894 | 0.045306 | 746.0439 | -0.04782 | 752.2565 | 0.049631 | 747.1277 | 15.6912 | 825.9956 | 11.4615 | 747.1277 | 0.0051308 | 746.0439 | 0.46881 | 825.9956 | 0.075629 | 825.9956 | 0.14362
|  | 826.2342 | 0 | 826.2342 | 0 | 752.4905 | 0.28399 | 755.9673 | 0.024406 | 755.8735 | 0.00041209 | 747.3615 | 0 | 747.3615 | 0 | 826.2342 | 0.02715 | 746.274 | 0.2296 | 755.9673 | 0.01621 | 747.3615 | 0.092851 | 747.1277 | -0.020192 | 746.274 | 0.065922 | 752.4905 | 0.049573 | 747.3615 | 15.2694 | 826.2342 | 11.7135 | 747.3615 | 0.0073795 | 746.274 | 0.52538 | 826.2342 | 0.096121 | 826.2342 | 0.16058
|  | 826.4727 | 0 | 826.4727 | 0 | 752.7245 | -0.18087 | 756.2032 | -0.023472 | 756.1107 | 0.0064859 | 747.5952 | 0 | 747.5952 | 0 | 826.4727 | -0.029625 | 746.5042 | 0.224 | 756.2032 | -0.0020016 | 747.5952 | 0.087926 | 747.3615 | 0.018627 | 746.5042 | -0.12806 | 752.7245 | 0.049367 | 747.5952 | 14.9996 | 826.4727 | 11.8056 | 747.5952 | 0.0082666 | 746.5042 | 0.5346 | 826.4727 | 0.070636 | 826.4727 | 0.15126
|  | 826.7113 | 0 | 826.7113 | 0 | 752.9586 | 0.25996 | 756.4392 | 0.043149 | 756.3479 | -0.00074451 | 747.829 | 0 | 747.829 | 0 | 826.7113 | 0.030606 | 746.7344 | 0.23744 | 756.4392 | 0.0040913 | 747.829 | 0.089896 | 747.5952 | -0.040709 | 746.7344 | 0.1566 | 752.9586 | 0.049007 | 747.829 | 14.673 | 826.7113 | 12.0684 | 747.829 | 0.0053815 | 746.7344 | 0.60768 | 826.7113 | 0.094441 | 826.7113 | 0.15289
|  | 826.9499 | 0 | 826.9499 | 0 | 753.1926 | -0.148 | 756.6751 | -0.021064 | 756.5851 | 0.0069997 | 748.0627 | 0 | 748.0627 | 0 | 826.9499 | -0.02104 | 746.9645 | 0.21224 | 756.6751 | -0.0094073 | 748.0627 | 0.083082 | 747.829 | 0.0046647 | 746.9645 | 0.27372 | 753.1926 | 0.048504 | 748.0627 | 14.2771 | 826.9499 | 12.1909 | 748.0627 | 0.0044236 | 746.9645 | 0.52569 | 826.9499 | 0.072865 | 826.9499 | 0.14304
|  | 827.1884 | 0 | 827.1884 | 0 | 753.4267 | 0.23652 | 756.911 | 0.045023 | 756.8224 | -1.5605e-05 | 748.2965 | 0 | 748.2965 | 0 | 827.1884 | 0.037145 | 747.1948 | 0.35168 | 756.911 | 0.0071721 | 748.2965 | 0.086284 | 748.0627 | -0.0070956 | 747.1948 | -0.019653 | 753.4267 | 0.047891 | 748.2965 | 13.9799 | 827.1884 | 12.4465 | 748.2965 | 0.0080113 | 747.1948 | 0.50432 | 827.1884 | 0.095288 | 827.1884 | 0.15945
|  | 827.427 | 0 | 827.427 | 0 | 753.6608 | -0.12416 | 757.147 | -0.045729 | 757.0596 | 0.0064093 | 748.5303 | 0 | 748.5303 | 0 | 827.427 | -0.022708 | 747.4249 | 0.10808 | 757.147 | -0.010711 | 748.5303 | 0.078977 | 748.2965 | 0.033696 | 747.4249 | 0.026587 | 753.6608 | 0.047217 | 748.5303 | 13.6227 | 827.427 | 12.5328 | 748.5303 | 0.0025371 | 747.4249 | 0.52071 | 827.427 | 0.072331 | 827.427 | 0.13968
|  | 827.6656 | 0 | 827.6656 | 0 | 753.8948 | 0.29615 | 757.3829 | 0.016799 | 757.2969 | -0.0013271 | 748.764 | 0 | 748.764 | 0 | 827.6656 | 0.038841 | 747.6552 | 0.2436 | 757.3829 | 0.01094 | 748.764 | 0.082261 | 748.5303 | -0.068516 | 747.6552 | 0.17623 | 753.8948 | 0.046549 | 748.764 | 13.3727 | 827.6656 | 12.7947 | 748.764 | 0.0015761 | 747.6552 | 0.5474 | 827.6656 | 0.099416 | 827.6656 | 0.15563
|  | 827.9042 | 0 | 827.9042 | 0 | 754.1289 | -0.16113 | 757.619 | -0.063115 | 757.5341 | -0.0025966 | 748.9978 | 0 | 748.9978 | 0 | 827.9042 | -0.018238 | 747.8853 | 0.20272 | 757.619 | -0.0018887 | 748.9978 | 0.081112 | 748.764 | 0.099043 | 747.8853 | -0.11092 | 754.1289 | 0.045959 | 748.9978 | 12.9621 | 827.9042 | 12.8866 | 748.9978 | 0.0047387 | 747.8853 | 0.43145 | 827.9042 | 0.072182 | 827.9042 | 0.14162
|  | 828.1428 | 0 | 828.1428 | 0 | 754.363 | 0.27393 | 757.8549 | 0.092285 | 757.7714 | -0.0037366 | 749.2316 | 0 | 749.2316 | 0 | 828.1428 | 0.036144 | 748.1155 | 0.294 | 757.8549 | 0.0056904 | 749.2316 | 0.081194 | 748.9978 | -0.051489 | 748.1155 | 0.25276 | 754.363 | 0.04551 | 749.2316 | 12.726 | 828.1428 | 13.1505 | 749.2316 | 0.001251 | 748.1155 | 0.49257 | 828.1428 | 0.098348 | 828.1428 | 0.15221
|  | 828.3814 | 0 | 828.3814 | 0 | 754.5971 | -0.146 | 758.0909 | -0.052654 | 758.0087 | -0.0038251 | 749.4654 | 0 | 749.4654 | 0 | 828.3814 | -0.021822 | 748.3458 | 0.13048 | 758.0909 | -0.0015497 | 749.4654 | 0.07676 | 749.2316 | 0.097686 | 748.3458 | 0.060601 | 754.5971 | 0.04525 | 749.4654 | 12.4036 | 828.3814 | 13.2745 | 749.4654 | 0.0058318 | 748.3458 | 0.43888 | 828.3814 | 0.078656 | 828.3814 | 0.14852
|  | 828.62 | 0 | 828.62 | 0 | 754.8312 | 0.29678 | 758.327 | 0.05804 | 758.246 | -0.0039611 | 749.6992 | 0 | 749.6992 | 0 | 828.62 | 0.030472 | 748.576 | 0.28168 | 758.327 | 0.011787 | 749.6992 | 0.081112 | 749.4654 | -0.0516 | 748.576 | 0.20442 | 754.8312 | 0.045198 | 749.6992 | 12.0848 | 828.62 | 13.5133 | 749.6992 | 0.011294 | 748.576 | 0.51559 | 828.62 | 0.0957 | 828.62 | 0.15148
|  | 828.8587 | 0 | 828.8587 | 0 | 755.0654 | -0.16576 | 758.563 | -0.067429 | 758.4832 | -0.0032893 | 749.933 | 0 | 749.933 | 0 | 828.8587 | -0.012543 | 748.8063 | 0.1848 | 758.563 | -0.0062871 | 749.933 | 0.073148 | 749.6992 | 0.067268 | 748.8063 | -0.21739 | 755.0654 | 0.045337 | 749.933 | 11.822 | 828.8587 | 13.6345 | 749.933 | 0.0051598 | 748.8063 | 0.4658 | 828.8587 | 0.071701 | 828.8587 | 0.13696
|  | 829.0973 | 0 | 829.0973 | 0 | 755.2995 | -0.14997 | 758.799 | -0.014 | 758.7206 | -0.0029841 | 750.1669 | 0 | 750.1669 | 0 | 829.0973 | 0.030738 | 749.0365 | 0.20272 | 758.799 | -0.0049675 | 750.1669 | 0.076514 | 749.933 | -0.011841 | 749.0365 | 0.041767 | 755.2995 | 0.045617 | 750.1669 | 11.1556 | 829.0973 | 13.8947 | 750.1669 | 0.0057466 | 749.0365 | 0.48541 | 829.0973 | 0.091766 | 829.0973 | 0.14783
|  | 829.3359 | 0 | 829.3359 | 0 | 755.5336 | 0.22191 | 759.035 | 0.031842 | 758.9579 | -0.0032387 | 750.4008 | 0 | 750.4008 | 0 | 829.3359 | -0.0085887 | 749.2668 | 0.29624 | 759.035 | 0.0039787 | 750.4008 | 0.082343 | 750.1669 | -0.057239 | 749.2668 | 0.044627 | 755.5336 | 0.045963 | 750.4008 | 10.9176 | 829.3359 | 14.0241 | 750.4008 | 0.010089 | 749.2668 | 0.50233 | 829.3359 | 0.073211 | 829.3359 | 0.13837
|  | 829.5746 | 0 | 829.5746 | 0 | 755.7678 | -0.1806 | 759.2711 | -0.032031 | 759.1952 | -0.0025313 | 750.6346 | 0 | 750.6346 | 0 | 829.5746 | 0.037516 | 749.497 | 0.19376 | 759.2711 | -0.0012787 | 750.6346 | 0.073394 | 750.4008 | 0.00059462 | 749.497 | -0.13385 | 755.7678 | 0.046288 | 750.6346 | 10.5879 | 829.5746 | 14.2654 | 750.6346 | 0.0050975 | 749.497 | 0.46836 | 829.5746 | 0.090899 | 829.5746 | 0.1435
|  | 829.8132 | 0 | 829.8132 | 0 | 756.002 | 0.27575 | 759.5071 | 0.02501 | 759.4326 | -0.0024035 | 750.8684 | 0 | 750.8684 | 0 | 829.8132 | -0.011176 | 749.7273 | 0.21952 | 759.5071 | 0.010421 | 750.8684 | 0.083082 | 750.6346 | -0.063014 | 749.7273 | -0.046696 | 756.002 | 0.046511 | 750.8684 | 10.3324 | 829.8132 | 14.4151 | 750.8684 | 0.010331 | 749.7273 | 0.4711 | 829.8132 | 0.073588 | 829.8132 | 0.13442
|  | 830.0519 | 0 | 830.0519 | 0 | 756.2361 | -0.18067 | 759.7432 | -0.021811 | 759.6699 | -0.0016448 | 751.1023 | 0 | 751.1023 | 0 | 830.0519 | 0.026838 | 749.9576 | 0.23184 | 759.7432 | -0.012796 | 751.1023 | 0.080537 | 750.8684 | 0.04635 | 749.9576 | 0.091381 | 756.2361 | 0.046574 | 751.1023 | 10.0751 | 830.0519 | 14.6699 | 751.1023 | 0.0078137 | 749.9576 | 0.35365 | 830.0519 | 0.090624 | 830.0519 | 0.1419
|  | 830.2906 | 0 | 830.2906 | 0 | 756.4703 | 0.22607 | 759.9792 | 0.025663 | 759.9072 | -0.0013716 | 751.3362 | 0 | 751.3362 | 0 | 830.2906 | -0.01001 | 750.1879 | 0.23016 | 759.9792 | 0.0064212 | 751.3362 | 0.075447 | 751.1023 | -0.064906 | 750.1879 | 0.14057 | 756.4703 | 0.046453 | 751.3362 | 9.7539 | 830.2906 | 14.8142 | 751.3362 | 0.010624 | 750.1879 | 0.4926 | 830.2906 | 0.077709 | 830.2906 | 0.13034
|  | 830.5293 | 0 | 830.5293 | 0 | 756.7045 | -0.10041 | 760.2153 | -0.069656 | 760.1446 | 0.0061725 | 751.5701 | 0 | 751.5701 | 0 | 830.5293 | 0.026236 | 750.4181 | 0.1792 | 760.2153 | -0.0029819 | 751.5701 | 0.070439 | 751.3362 | 0.078013 | 750.4182 | 0.19833 | 756.7045 | 0.046157 | 751.5701 | 9.4609 | 830.5293 | 15.0918 | 751.5701 | 0.010919 | 750.4182 | 0.40119 | 830.5293 | 0.09166 | 830.5293 | 0.1435
|  | 830.768 | 0 | 830.768 | 0 | 756.9387 | 0.27028 | 760.4515 | 0.034079 | 760.382 | -0.0012933 | 751.804 | 0 | 751.804 | 0 | 830.768 | -0.0021749 | 750.6485 | 0.26936 | 760.4515 | 0.012478 | 751.804 | 0.079388 | 751.5701 | -0.046622 | 750.6485 | 0.20729 | 756.9387 | 0.045727 | 751.804 | 9.2399 | 830.768 | 15.244 | 751.804 | 0.010319 | 750.6485 | 0.43709 | 830.768 | 0.074937 | 830.768 | 0.12948
|  | 831.0066 | 0 | 831.0066 | 0 | 757.1729 | -0.13239 | 760.6876 | -0.018228 | 760.6194 | 0.005847 | 752.0378 | 0 | 752.0378 | 0 | 831.0066 | 0.026134 | 750.8788 | 0.22904 | 760.6876 | -0.0065482 | 752.0378 | 0.068879 | 751.804 | 0.036609 | 750.8788 | 0.12427 | 757.1729 | 0.04522 | 752.0378 | 9.0074 | 831.0066 | 15.525 | 752.0378 | 0.010367 | 750.8788 | 0.42556 | 831.0066 | 0.092508 | 831.0066 | 0.13808
|  | 831.2453 | 0 | 831.2453 | 0 | 757.4071 | 0.28424 | 760.9236 | 0.089683 | 760.8568 | -0.0014769 | 752.2718 | 0 | 752.2718 | 0 | 831.2453 | -0.01504 | 751.1091 | 0.22456 | 760.9236 | 0.0089217 | 752.2718 | 0.073477 | 752.0378 | -0.062535 | 751.1091 | 0.3332 | 757.4071 | 0.044696 | 752.2718 | 8.7419 | 831.2453 | 15.6942 | 752.2718 | 0.012676 | 751.1091 | 0.50888 | 831.2453 | 0.076373 | 831.2453 | 0.13279
|  | 831.4841 | 0 | 831.4841 | 0 | 757.6414 | -0.15033 | 761.1598 | -0.041043 | 761.0942 | 0.0051052 | 752.5057 | 0 | 752.5057 | 0 | 831.4841 | 0.010523 | 751.3395 | 0.18928 | 761.1598 | -0.0047358 | 752.5057 | 0.066909 | 752.2718 | 0.054109 | 751.3395 | -0.033055 | 757.6414 | 0.044208 | 752.5057 | 8.5205 | 831.4841 | 15.9481 | 752.5057 | 0.0067777 | 751.3395 | 0.45556 | 831.4841 | 0.082114 | 831.4841 | 0.14037
|  | 831.7228 | 0 | 831.7228 | 0 | 757.8756 | 0.26507 | 761.3959 | 0.046966 | 761.3316 | -0.0022162 | 752.7396 | 0 | 752.7396 | 0 | 831.7228 | -0.013246 | 751.5698 | 0.25424 | 761.3959 | 0.0072157 | 752.7396 | 0.073805 | 752.5057 | -0.010015 | 751.5698 | 0.22561 | 757.8756 | 0.043788 | 752.7396 | 8.2458 | 831.7228 | 16.11 | 752.7396 | 0.015782 | 751.5698 | 0.44337 | 831.7228 | 0.07282 | 831.7228 | 0.13052
|  | 831.9615 | 0 | 831.9615 | 0 | 758.1099 | -0.15718 | 761.6321 | -0.031316 | 761.569 | 0.004273 | 752.9736 | 0 | 752.9736 | 0 | 831.9615 | 0.017325 | 751.8001 | 0.1428 | 761.6321 | 0.0011309 | 752.9736 | 0.069618 | 752.7396 | 0.064074 | 751.8001 | 0.10846 | 758.1099 | 0.043453 | 752.9736 | 8.0538 | 831.9615 | 16.3671 | 752.9736 | 0.011428 | 751.8001 | 0.40223 | 831.9615 | 0.088624 | 831.9615 | 0.13559
|  | 832.2002 | 0 | 832.2002 | 0 | 758.3441 | 0.32514 | 761.8682 | 0.036068 | 761.8065 | -0.0044226 | 753.2075 | 0 | 753.2075 | 0 | 832.2002 | -0.0078225 | 752.0305 | 0.2828 | 761.8682 | 0.015172 | 753.2075 | 0.075775 | 752.9736 | -0.011862 | 752.0305 | 0.21705 | 758.3441 | 0.0432 | 753.2075 | 7.7585 | 832.2002 | 16.5512 | 753.2075 | 0.0092787 | 752.0305 | 0.46449 | 832.2002 | 0.077815 | 832.2002 | 0.12921
|  | 832.439 | 0 | 832.439 | 0 | 758.5784 | -0.13055 | 762.1044 | -0.087292 | 762.0439 | 0.0027169 | 753.4415 | 0 | 753.4415 | 0 | 832.439 | 0.010697 | 752.2609 | 0.2716 | 762.1044 | -0.0055325 | 753.4415 | 0.067319 | 753.2075 | 0.037336 | 752.2609 | -0.12881 | 758.5784 | 0.043019 | 753.4415 | 7.5492 | 832.439 | 16.7959 | 753.4415 | 0.0092139 | 752.2609 | 0.36898 | 832.439 | 0.087152 | 832.439 | 0.13164
|  | 832.6777 | 0 | 832.6777 | 0 | 758.8126 | 0.17904 | 762.3405 | 0.049119 | 762.2814 | -0.0067661 | 753.6754 | 0 | 753.6754 | 0 | 832.6777 | -0.0057732 | 752.4912 | 0.15456 | 762.3405 | 0.0072336 | 753.6754 | 0.069125 | 753.4415 | -0.052812 | 752.4912 | 0.24133 | 758.8126 | 0.042896 | 753.6754 | 7.3502 | 832.6777 | 16.9848 | 753.6754 | 0.013597 | 752.4912 | 0.39504 | 832.6777 | 0.075706 | 832.6777 | 0.12653
|  | 832.9165 | 0 | 832.9165 | 0 | 759.0469 | -0.17481 | 762.5767 | -0.07123 | 762.5189 | 0.00051253 | 753.9094 | 0 | 753.9094 | 0 | 832.9165 | 0.018688 | 752.7216 | 0.16632 | 762.5767 | -0.0025871 | 753.9094 | 0.062229 | 753.6754 | 0.051931 | 752.7216 | 0.15207 | 759.0469 | 0.042819 | 753.9094 | 7.1676 | 832.9165 | 17.2269 | 753.9094 | 0.012826 | 752.7216 | 0.372 | 832.9165 | 0.080765 | 832.9165 | 0.13136
|  | 833.1552 | 0 | 833.1552 | 0 | 759.2812 | 0.22221 | 762.8129 | 0.0095341 | 762.7563 | -0.0069113 | 754.1434 | 0 | 754.1434 | 0 | 833.1552 | -0.0053349 | 752.952 | 0.33376 | 762.8129 | 0.010974 | 754.1434 | 0.068551 | 753.9094 | -0.042158 | 752.952 | 0.20741 | 759.2812 | 0.04278 | 754.1434 | 6.9567 | 833.1552 | 17.4489 | 754.1434 | 0.01001 | 752.952 | 0.3425 | 833.1552 | 0.074846 | 833.1552 | 0.12961
|  | 833.394 | 0 | 833.394 | 0 | 759.5155 | -0.1237 | 763.0491 | -0.034664 | 762.9938 | 0.0015872 | 754.3774 | 0 | 754.3774 | 0 | 833.394 | 0.020501 | 753.1824 | 0.066639 | 763.0491 | -0.0047453 | 754.3774 | 0.066663 | 754.1434 | 0.081405 | 753.1824 | -0.14694 | 759.5155 | 0.042772 | 754.3774 | 6.7577 | 833.394 | 17.698 | 754.3774 | 0.013187 | 753.1824 | 0.41417 | 833.394 | 0.079147 | 833.394 | 0.13286
|  | 833.6328 | 0 | 833.6328 | 0 | 759.7498 | 0.28996 | 763.2853 | 0.06544 | 763.2313 | -0.0062564 | 754.6114 | 0 | 754.6114 | 0 | 833.6328 | -0.0026433 | 753.4128 | 0.19096 | 763.2853 | 0.0082262 | 754.6114 | 0.075036 | 754.3774 | 0.023488 | 753.4128 | 0.29925 | 759.7498 | 0.042792 | 754.6114 | 6.608 | 833.6328 | 17.8795 | 754.6114 | 0.016649 | 753.4128 | 0.44081 | 833.6328 | 0.07332 | 833.6328 | 0.12392
|  | 833.8716 | 0 | 833.8716 | 0 | 759.9841 | -0.15719 | 763.5215 | -0.07398 | 763.4689 | 0.0011768 | 754.8454 | 0 | 754.8454 | 0 | 833.8716 | 0.012701 | 753.6432 | 0.14616 | 763.5215 | -0.0084745 | 754.8454 | 0.058124 | 754.6114 | 0.063943 | 753.6432 | -0.19348 | 759.9841 | 0.042829 | 754.8454 | 6.3928 | 833.8716 | 18.1461 | 754.8454 | 0.013615 | 753.6432 | 0.35261 | 833.8716 | 0.08029 | 833.8716 | 0.12386
|  | 834.1104 | 0 | 834.1104 | 0 | 760.2185 | 0.29171 | 763.7577 | 0.059153 | 763.7064 | -0.006376 | 755.0794 | 0 | 755.0794 | 0 | 834.1104 | 0.005096 | 753.8736 | 0.20552 | 763.7577 | 0.014758 | 755.0794 | 0.073969 | 754.8454 | -0.063693 | 753.8736 | 0.16958 | 760.2185 | 0.042873 | 755.0794 | 6.2136 | 834.1104 | 18.3622 | 755.0794 | 0.015795 | 753.8736 | 0.4545 | 834.1104 | 0.079227 | 834.1104 | 0.12795
|  | 834.3492 | 0 | 834.3492 | 0 | 760.4528 | -0.13622 | 763.994 | -0.035367 | 763.9439 | 0.0020762 | 755.3134 | 0 | 755.3134 | 0 | 834.3492 | 0.014051 | 754.1041 | 0.1876 | 763.994 | -0.0053875 | 755.3134 | 0.064446 | 755.0794 | 0.012019 | 754.1041 | -0.12264 | 760.4528 | 0.042905 | 755.3134 | 5.9714 | 834.3492 | 18.6522 | 755.3134 | 0.01757 | 754.1041 | 0.3585 | 834.3492 | 0.081151 | 834.3492 | 0.13022
|  | 834.588 | 0 | 834.588 | 0 | 760.6872 | 0.30309 | 764.2302 | 0.078359 | 764.1815 | -0.005182 | 755.5474 | 0 | 755.5474 | 0 | 834.588 | -0.0010675 | 754.3345 | 0.16072 | 764.2302 | 0.0074724 | 755.5474 | 0.068879 | 755.3134 | -0.015883 | 754.3345 | 0.15085 | 760.6872 | 0.042909 | 755.5474 | 5.8483 | 834.588 | 18.9161 | 755.5474 | 0.017979 | 754.3345 | 0.43066 | 834.588 | 0.069866 | 834.588 | 0.11998
|  | 834.8268 | 0 | 834.8268 | 0 | 760.9215 | -0.13032 | 764.4664 | -0.02557 | 764.419 | 0.0031935 | 755.7815 | 0 | 755.7815 | 0 | 834.8268 | 0.013942 | 754.5649 | 0.19544 | 764.4664 | -0.0052605 | 755.7815 | 0.063379 | 755.5474 | 0.018293 | 754.5649 | -0.049064 | 760.9215 | 0.042868 | 755.7815 | 5.6409 | 834.8268 | 19.1808 | 755.7815 | 0.013386 | 754.5649 | 0.31694 | 834.8268 | 0.076828 | 834.8268 | 0.12512
|  | 835.0656 | 0 | 835.0656 | 0 | 761.1559 | 0.2828 | 764.7027 | 0.0049786 | 764.6566 | -0.0045067 | 756.0156 | 0 | 756.0156 | 0 | 835.0656 | 0.01047 | 754.7954 | 0.32032 | 764.7027 | -0.00030188 | 756.0156 | 0.069454 | 755.7815 | -0.042305 | 754.7954 | 0.20053 | 761.1559 | 0.04277 | 756.0156 | 5.5314 | 835.0656 | 19.4378 | 756.0156 | 0.017432 | 754.7954 | 0.42223 | 835.0656 | 0.074148 | 835.0656 | 0.12306
|  | 835.3044 | 0 | 835.3044 | 0 | 761.3903 | -0.23166 | 764.939 | -0.049738 | 764.8941 | 0.0046112 | 756.2496 | 0 | 756.2496 | 0 | 835.3044 | 0.012271 | 755.0258 | 0.11424 | 764.939 | -0.0059046 | 756.2496 | 0.060998 | 756.0156 | 0.062085 | 755.0258 | 0.023199 | 761.3903 | 0.042612 | 756.2496 | 5.3282 | 835.3044 | 19.6995 | 756.2496 | 0.015591 | 755.0258 | 0.36147 | 835.3044 | 0.07311 | 835.3044 | 0.12163
|  | 835.5433 | 0 | 835.5433 | 0 | 761.6247 | 0.28053 | 765.1752 | 0.037576 | 765.1317 | -0.0028732 | 756.4837 | 0 | 756.4837 | 0 | 835.5433 | 0.0063776 | 755.2563 | 0.2044 | 765.1752 | 0.011272 | 756.4837 | 0.070521 | 756.2496 | -0.03693 | 755.2563 | 0.10184 | 761.6247 | 0.042398 | 756.4837 | 5.2113 | 835.5433 | 19.9525 | 756.4837 | 0.01893 | 755.2563 | 0.43707 | 835.5433 | 0.068439 | 835.5433 | 0.12078
|  | 835.7821 | 0 | 835.7821 | 0 | 761.8591 | -0.16651 | 765.4115 | -0.031416 | 765.3693 | 0.0049654 | 756.7178 | 0 | 756.7178 | 0 | 835.7821 | 0.0020103 | 755.4868 | 0.1232 | 765.4115 | -0.0074775 | 756.7178 | 0.05287 | 756.4837 | 0.061477 | 755.4868 | -0.12301 | 761.8591 | 0.042144 | 756.7178 | 5.0306 | 835.7821 | 20.2418 | 756.7178 | 0.011559 | 755.4868 | 0.43264 | 835.7821 | 0.069965 | 835.7821 | 0.11799
|  | 836.0209 | 0 | 836.0209 | 0 | 762.0934 | 0.22858 | 765.6478 | 0.035131 | 765.6069 | -0.00296 | 756.9518 | 0 | 756.9518 | 0 | 836.0209 | 0.00011643 | 755.7173 | 0.30856 | 765.6478 | 0.0034931 | 756.9518 | 0.057304 | 756.7178 | -0.033421 | 755.7173 | 0.11077 | 762.0934 | 0.041872 | 756.9518 | 4.9013 | 836.0209 | 20.5186 | 756.9518 | 0.015678 | 755.7173 | 0.45788 | 836.0209 | 0.0707 | 836.0209 | 0.12005
|  | 836.2598 | 0 | 836.2598 | 0 | 762.3279 | -0.17747 | 765.8842 | -0.0031799 | 765.8445 | 0.0056139 | 757.1859 | 0 | 757.1859 | 0 | 836.2598 | 0.0019576 | 755.9478 | 0.097999 | 765.8842 | -0.0057352 | 757.1859 | 0.054102 | 756.9518 | 0.065853 | 755.9478 | -0.20378 | 762.3279 | 0.041609 | 757.1859 | 4.7105 | 836.2598 | 20.7797 | 757.1859 | 0.0044449 | 755.9478 | 0.35778 | 836.2598 | 0.070616 | 836.2598 | 0.11726
|  | 836.4987 | 0 | 836.4987 | 0 | 762.5623 | 0.28291 | 766.1204 | 0.014287 | 766.0821 | -0.001658 | 757.42 | 0 | 757.42 | 0 | 836.4987 | 0.0070812 | 756.1783 | 0.28616 | 766.1204 | 0.0060555 | 757.42 | 0.065185 | 757.1859 | -0.053763 | 756.1783 | 0.078639 | 762.5623 | 0.041387 | 757.42 | 4.6153 | 836.4987 | 21.053 | 757.42 | 0.018467 | 756.1783 | 0.33644 | 836.4987 | 0.072079 | 836.4987 | 0.11429
|  | 836.7376 | 0 | 836.7376 | 0 | 762.7968 | -0.18656 | 766.3568 | -0.034237 | 766.3198 | 0.0063403 | 757.6542 | 0 | 757.6542 | 0 | 836.7376 | 0.012025 | 756.4088 | 0.1988 | 766.3568 | -0.013476 | 757.6542 | 0.056154 | 757.42 | 0.075299 | 756.4088 | 0.086228 | 762.7968 | 0.041233 | 757.6542 | 4.4671 | 836.7376 | 21.3291 | 757.6542 | 0.020745 | 756.4088 | 0.39009 | 836.7376 | 0.076 | 836.7376 | 0.11987
|  | 836.9764 | 0 | 836.9764 | 0 | 763.0312 | 0.29685 | 766.5931 | 0.051064 | 766.5574 | -0.0018504 | 757.8883 | 0 | 757.8883 | 0 | 836.9764 | 0.016172 | 756.6393 | 0.17248 | 766.5931 | 0.019147 | 757.8883 | 0.067401 | 757.6542 | -0.028588 | 756.6393 | 0.18228 | 763.0312 | 0.041171 | 757.8883 | 4.3913 | 836.9764 | 21.6077 | 757.8883 | 0.016226 | 756.6393 | 0.46079 | 836.9764 | 0.077455 | 836.9764 | 0.1234
|  | 837.2153 | 0 | 837.2153 | 0 | 763.2656 | -0.19343 | 766.8294 | -0.051658 | 766.795 | 0.0068378 | 758.1224 | 0 | 758.1224 | 0 | 837.2153 | 0.0040277 | 756.8698 | 0.16016 | 766.8294 | -0.012505 | 758.1224 | 0.055579 | 757.8883 | 0.048042 | 756.8698 | 0.084969 | 763.2656 | 0.041215 | 758.1224 | 4.1985 | 837.2153 | 21.8775 | 758.1224 | 0.020998 | 756.8698 | 0.36704 | 837.2153 | 0.071904 | 837.2153 | 0.11617
|  | 837.4542 | 0 | 837.4542 | 0 | 763.5001 | 0.23688 | 767.0658 | 0.030016 | 767.0327 | -0.0019743 | 758.3566 | 0 | 758.3566 | 0 | 837.4542 | 0.0067933 | 757.1003 | 0.32032 | 767.0658 | 0.0087439 | 758.3566 | 0.064692 | 758.1224 | -0.11125 | 757.1003 | 0.24307 | 763.5001 | 0.041362 | 758.3566 | 4.1091 | 837.4542 | 22.1667 | 758.3566 | 0.019529 | 757.1003 | 0.3788 | 837.4542 | 0.073504 | 837.4542 | 0.11429
|  | 837.6931 | 0 | 837.6931 | 0 | 763.7346 | -0.16071 | 767.3021 | -0.045538 | 767.2704 | 0.0060609 | 758.5907 | 0 | 758.5907 | 0 | 837.6931 | 0.00090807 | 757.3309 | 0.12264 | 767.3021 | -0.013711 | 758.5907 | 0.060998 | 758.3566 | 0.1004 | 757.3309 | -0.089065 | 763.7346 | 0.041598 | 758.5907 | 3.9725 | 837.6931 | 22.4307 | 758.5907 | 0.017578 | 757.3309 | 0.26391 | 837.6931 | 0.070797 | 837.6931 | 0.11428
|  | 837.932 | 0 | 837.932 | 0 | 763.9691 | 0.27711 | 767.5385 | 0.036563 | 767.5081 | 6.1761e-06 | 758.8248 | 0 | 758.8248 | 0 | 837.932 | 0.011449 | 757.5615 | 0.29288 | 767.5385 | 0.02423 | 758.8248 | 0.06149 | 758.5907 | 0.0072666 | 757.5615 | 0.097974 | 763.9691 | 0.041889 | 758.8248 | 3.8909 | 837.932 | 22.7031 | 758.8248 | 0.022265 | 757.5615 | 0.40567 | 837.932 | 0.072623 | 837.932 | 0.11445
|  | 838.1709 | 0 | 838.1709 | 0 | 764.2036 | -0.16809 | 767.7749 | -0.042258 | 767.7457 | 0.007061 | 759.059 | 0 | 759.059 | 0 | 838.1709 | 0.00297 | 757.792 | 0.14224 | 767.7749 | -0.010673 | 759.059 | 0.052542 | 758.8248 | 0.055197 | 757.792 | 0.16854 | 764.2036 | 0.042194 | 759.059 | 3.7361 | 838.1709 | 22.9672 | 759.059 | 0.018255 | 757.792 | 0.29539 | 838.1709 | 0.065779 | 838.1709 | 0.10956
|  | 838.4099 | 0 | 838.4099 | 0 | 764.438 | 0.25386 | 768.0113 | 0.042363 | 767.9835 | -0.0013705 | 759.2932 | 0 | 759.2932 | 0 | 838.4099 | 0.0060783 | 758.0226 | 0.26208 | 768.0113 | 0.012082 | 759.2932 | 0.066827 | 759.059 | -0.05506 | 758.0226 | 0.1115 | 764.438 | 0.042464 | 759.2932 | 3.6463 | 838.4099 | 23.308 | 759.2932 | 0.01905 | 758.0226 | 0.45705 | 838.4099 | 0.069409 | 838.4099 | 0.11381
|  | 838.6488 | 0 | 838.6488 | 0 | 764.6725 | -0.22388 | 768.2477 | -0.066465 | 768.2212 | 0.007069 | 759.5274 | 0 | 759.5274 | 0 | 838.6488 | -0.0068868 | 758.2532 | 0.016656 | 768.2477 | -0.011483 | 759.5274 | 0.046056 | 759.2932 | 0.041482 | 758.2532 | 0.11029 | 764.6725 | 0.042652 | 759.5274 | 3.5132 | 838.6488 | 23.5892 | 759.5274 | 0.013177 | 758.2532 | 0.42046 | 838.6488 | 0.066074 | 838.6488 | 0.11165
|  | 838.8877 | 0 | 838.8877 | 0 | 764.9071 | 0.23181 | 768.4841 | -0.0079436 | 768.4589 | -0.0011054 | 759.7616 | 0 | 759.7616 | 0 | 838.8877 | 0.011516 | 758.4837 | 0.23464 | 768.4841 | 0.0079107 | 759.7616 | 0.060505 | 759.5274 | -0.052763 | 758.4837 | 0.27722 | 764.9071 | 0.042722 | 759.7616 | 3.435 | 838.8877 | 23.8739 | 759.7616 | 0.024122 | 758.4837 | 0.39396 | 838.8877 | 0.073126 | 838.8877 | 0.11724
|  | 839.1267 | 0 | 839.1267 | 0 | 765.1416 | -0.18348 | 768.7205 | -0.050189 | 768.6966 | 0.0057781 | 759.9958 | 0 | 759.9958 | 0 | 839.1267 | 0.00024883 | 758.7143 | 0.080079 | 768.7205 | -0.016465 | 759.9958 | 0.049751 | 759.7616 | 0.045624 | 758.7143 | 0.061503 | 765.1416 | 0.042651 | 759.9958 | 3.2775 | 839.1267 | 24.132 | 759.9958 | 0.017549 | 758.7143 | 0.33019 | 839.1267 | 0.070138 | 839.1267 | 0.11558
|  | 839.3656 | 0 | 839.3656 | 0 | 765.3762 | 0.27743 | 768.9569 | 0.043073 | 768.9344 | -0.0026345 | 760.23 | 0 | 760.23 | 0 | 839.3656 | 0.019386 | 758.9449 | 0.22512 | 768.9569 | 0.011688 | 760.23 | 0.067401 | 759.9958 | -0.025352 | 758.9449 | 0.38535 | 765.3762 | 0.042438 | 760.23 | 3.2434 | 839.3656 | 24.4807 | 760.23 | 0.023643 | 758.9449 | 0.40712 | 839.3656 | 0.076441 | 839.3656 | 0.1149
|  | 839.6046 | 0 | 839.6046 | 0 | 765.6107 | -0.14513 | 769.1934 | -0.060538 | 769.1721 | 0.0054274 | 760.4642 | 0 | 760.4642 | 0 | 839.6046 | -0.0024279 | 759.1755 | 0.024724 | 769.1934 | -0.0093314 | 760.4642 | 0.048601 | 760.23 | 0.037269 | 759.1755 | -0.0079996 | 765.6107 | 0.042095 | 760.4642 | 3.1347 | 839.6046 | 24.7093 | 760.4642 | 0.016177 | 759.1755 | 0.27819 | 839.6046 | 0.064907 | 839.6046 | 0.10756
|  | 839.8436 | 0 | 839.8436 | 0 | 765.8452 | 0.25733 | 769.4298 | 0.0051234 | 769.4099 | -0.0034925 | 760.6984 | 0 | 760.6984 | 0 | 839.8436 | 0.016739 | 759.4061 | 0.18592 | 769.4298 | 0.010067 | 760.6984 | 0.060341 | 760.4642 | -0.019288 | 759.4061 | -0.060364 | 765.8452 | 0.041653 | 760.6984 | 3.0762 | 839.8436 | 25.0193 | 760.6984 | 0.023745 | 759.4061 | 0.36136 | 839.8436 | 0.074163 | 839.8436 | 0.11427
|  | 840.0825 | 0 | 840.0825 | 0 | 766.0798 | -0.15026 | 769.6663 | -0.031993 | 769.6476 | 0.0046882 | 760.9327 | 0 | 760.9327 | 0 | 840.0825 | -0.0027842 | 759.6368 | 0.1708 | 769.6663 | -0.0089461 | 760.9327 | 0.053609 | 760.6984 | 0.1255 | 759.6368 | -0.015019 | 766.0798 | 0.041147 | 760.9327 | 2.9315 | 840.0825 | 25.2689 | 760.9327 | 0.022482 | 759.6368 | 0.33974 | 840.0825 | 0.059932 | 840.0825 | 0.10877
|  | 840.3215 | 0 | 840.3215 | 0 | 766.3144 | 0.28867 | 769.9027 | 0.040125 | 769.8854 | -0.005099 | 761.1669 | 0 | 761.1669 | 0 | 840.3215 | 0.027091 | 759.8674 | 0.28728 | 769.9027 | 0.013205 | 761.1669 | 0.061983 | 760.9327 | -0.026056 | 759.8674 | 0.24184 | 766.3144 | 0.040615 | 761.1669 | 2.87 | 840.3215 | 25.6474 | 761.1669 | 0.018702 | 759.8674 | 0.37953 | 840.3215 | 0.073323 | 840.3215 | 0.11384
|  | 840.5605 | 0 | 840.5605 | 0 | 766.549 | -0.10963 | 770.1392 | -0.033612 | 770.1232 | 0.0023493 | 761.4012 | 0 | 761.4012 | 0 | 840.5605 | -0.0043709 | 760.098 | 0.1876 | 770.1392 | -0.019316 | 761.4012 | 0.044168 | 761.1669 | 0.059705 | 760.098 | 0.041238 | 766.549 | 0.040093 | 761.4012 | 2.7361 | 840.5605 | 25.8999 | 761.4012 | 0.020106 | 760.098 | 0.20754 | 840.5605 | 0.063198 | 840.5605 | 0.10546
|  | 840.7995 | 0 | 840.7995 | 0 | 766.7836 | 0.2666 | 770.3757 | 0.065019 | 770.361 | -0.0052415 | 761.6354 | 0 | 761.6354 | 0 | 840.7995 | 0.013869 | 760.3287 | 0.308 | 770.3757 | 0.012957 | 761.6354 | 0.055333 | 761.4012 | -0.051196 | 760.3287 | 0.41938 | 766.7836 | 0.039607 | 761.6354 | 2.7074 | 840.7995 | 26.2429 | 761.6354 | 0.019 | 760.3287 | 0.35433 | 840.7995 | 0.07016 | 840.7995 | 0.10853
|  | 841.0385 | 0 | 841.0385 | 0 | 767.0182 | -0.11014 | 770.6121 | -0.048522 | 770.5988 | 0.0028665 | 761.8697 | 0 | 761.8697 | 0 | 841.0385 | -0.013787 | 760.5593 | 0.182 | 770.6121 | -0.016667 | 761.8697 | 0.048027 | 761.6354 | 0.092259 | 760.5593 | -0.051267 | 767.0182 | 0.039175 | 761.8697 | 2.6072 | 841.0385 | 26.5228 | 761.8697 | 0.018292 | 760.5593 | 0.27291 | 841.0385 | 0.063092 | 841.0385 | 0.10359
|  | 841.2775 | 0 | 841.2775 | 0 | 767.2527 | 0.27593 | 770.8486 | 0.091225 | 770.8367 | -0.007049 | 762.104 | 0 | 762.104 | 0 | 841.2775 | 0.024617 | 760.79 | 0.17416 | 770.8486 | 0.010223 | 762.104 | 0.058207 | 761.8697 | -0.051932 | 760.79 | 0.13581 | 767.2527 | 0.038806 | 762.104 | 2.5317 | 841.2775 | 26.9144 | 762.104 | 0.021425 | 760.79 | 0.47413 | 841.2775 | 0.081169 | 841.2775 | 0.11225
|  | 841.5166 | 0 | 841.5166 | 0 | 767.4874 | -0.12279 | 771.0851 | -0.043507 | 771.0745 | 0.0015199 | 762.3383 | 0 | 762.3383 | 0 | 841.5166 | -0.0030617 | 761.0206 | 0.057679 | 771.0851 | -0.0078788 | 762.3383 | 0.046877 | 762.104 | 0.049186 | 761.0206 | 0.1046 | 767.4874 | 0.0385 | 762.3383 | 2.4764 | 841.5166 | 27.2016 | 762.3383 | 0.0048315 | 761.0206 | 0.39639 | 841.5166 | 0.063775 | 841.5166 | 0.10501
|  | 841.7556 | 0 | 841.7556 | 0 | 767.722 | 0.29643 | 771.3217 | 0.083441 | 771.3123 | -0.0077087 | 762.5726 | 0 | 762.5726 | 0 | 841.7556 | 0.03648 | 761.2513 | 0.182 | 771.3217 | -0.00076497 | 762.5726 | 0.059356 | 762.3383 | -0.04068 | 761.2513 | 0.22389 | 767.722 | 0.038254 | 762.5726 | 2.4315 | 841.7556 | 27.6118 | 762.5726 | 0.016009 | 761.2513 | 0.36483 | 841.7556 | 0.081906 | 841.7556 | 0.11786
|  | 841.9946 | 0 | 841.9946 | 0 | 767.9567 | -0.12257 | 771.5582 | -0.055084 | 771.5502 | 0.0011362 | 762.8069 | 0 | 762.8069 | 0 | 841.9946 | -0.012017 | 761.482 | 0.16856 | 771.5582 | -0.00864 | 762.8069 | 0.045728 | 762.5726 | 0.095651 | 761.482 | -0.057369 | 767.9567 | 0.03806 | 762.8069 | 2.327 | 841.9946 | 27.8422 | 762.8069 | 0.02637 | 761.482 | 0.29554 | 841.9946 | 0.064 | 841.9946 | 0.10472
|  | 842.2337 | 0 | 842.2337 | 0 | 768.1913 | 0.20836 | 771.7947 | 0.041718 | 771.788 | -0.007607 | 763.0412 | 0 | 763.0412 | 0 | 842.2337 | 0.023024 | 761.7127 | 0.16296 | 771.7947 | 0.013695 | 763.0412 | 0.056483 | 762.8069 | -0.050738 | 761.7127 | 0.066447 | 768.1913 | 0.037907 | 763.0412 | 2.3088 | 842.2337 | 28.2026 | 763.0412 | 0.020345 | 761.7127 | 0.3872 | 842.2337 | 0.076622 | 842.2337 | 0.11337
|  | 842.4727 | 0 | 842.4727 | 0 | 768.426 | -0.084814 | 772.0312 | -0.046753 | 772.0259 | 0.0014398 | 763.2755 | 0 | 763.2755 | 0 | 842.4727 | -0.016144 | 761.9434 | 0.12376 | 772.0312 | -0.010302 | 763.2755 | 0.045564 | 763.0412 | 0.017616 | 761.9434 | 0.10599 | 768.426 | 0.037784 | 763.2755 | 2.1889 | 842.4727 | 28.4443 | 763.2755 | 0.017367 | 761.9434 | 0.23585 | 842.4727 | 0.061346 | 842.4727 | 0.10101
|  | 842.7118 | 0 | 842.7118 | 0 | 768.6606 | 0.29258 | 772.2678 | 0.053476 | 772.2638 | -0.0058981 | 763.5098 | 0 | 763.5098 | 0 | 842.7118 | 0.025719 | 762.1741 | 0.19656 | 772.2678 | 0.019147 | 763.5098 | 0.058617 | 763.2755 | -0.065896 | 762.1741 | 0.25233 | 768.6606 | 0.037678 | 763.5098 | 2.1482 | 842.7118 | 28.8616 | 763.5098 | 0.0066616 | 762.1741 | 0.31544 | 842.7118 | 0.077984 | 842.7118 | 0.11092
|  | 842.9508 | 0 | 842.9508 | 0 | 768.8953 | -0.17488 | 772.5043 | -0.076631 | 772.5017 | 0.0038014 | 763.7442 | 0 | 763.7442 | 0 | 842.9508 | -0.0094836 | 762.4049 | 0.14896 | 772.5043 | -0.0054806 | 763.7442 | 0.046467 | 763.5098 | 0.080048 | 762.4048 | 0.040224 | 768.8953 | 0.037576 | 763.7442 | 2.0472 | 842.9508 | 29.1108 | 763.7442 | 0.021826 | 762.4048 | 0.30507 | 842.9508 | 0.062706 | 842.9508 | 0.098683
|  | 843.1899 | 0 | 843.1899 | 0 | 769.13 | 0.28417 | 772.7409 | 0.027341 | 772.7396 | -0.0053344 | 763.9785 | 0 | 763.9785 | 0 | 843.1899 | 0.027209 | 762.6356 | 0.21112 | 772.7409 | 0.0068272 | 763.9785 | 0.046877 | 763.7442 | -0.053612 | 762.6356 | 0.056072 | 769.13 | 0.037468 | 763.9785 | 2.0236 | 843.1899 | 29.5055 | 763.9785 | 0.017517 | 762.6356 | 0.31365 | 843.1899 | 0.076069 | 843.1899 | 0.11532
|  | 843.429 | 0 | 843.429 | 0 | 769.3647 | -0.13711 | 772.9775 | -0.048205 | 772.9775 | 0.0036121 | 764.2129 | 0 | 764.2129 | 0 | 843.429 | -0.017409 | 762.8663 | 0.1764 | 772.9775 | -0.0099272 | 764.2129 | 0.048601 | 763.9785 | 0.041273 | 762.8663 | -0.0083819 | 769.3647 | 0.037349 | 764.2129 | 1.9222 | 843.429 | 29.7394 | 764.2129 | 0.017011 | 762.8663 | 0.27527 | 843.429 | 0.060318 | 843.429 | 0.1021
|  | 843.6681 | 0 | 843.6681 | 0 | 769.5994 | 0.30999 | 773.2141 | 0.10824 | 773.2154 | -0.0042088 | 764.4473 | 0 | 764.4473 | 0 | 843.6681 | 0.024092 | 763.097 | 0.15568 | 773.2141 | 0.015059 | 764.4473 | 0.056729 | 764.2129 | -0.08751 | 763.097 | 0.23785 | 769.5994 | 0.037222 | 764.4473 | 1.9358 | 843.6681 | 30.1637 | 764.4473 | 0.024379 | 763.097 | 0.41546 | 843.6681 | 0.077245 | 843.6681 | 0.10745
|  | 843.9072 | 0 | 843.9072 | 0 | 769.8341 | -0.1943 | 773.4507 | -0.091521 | 773.4534 | 0.0046547 | 764.6816 | 0 | 764.6816 | 0 | 843.9072 | -0.018833 | 763.3278 | 0.072239 | 773.4507 | -0.0024125 | 764.6816 | 0.042854 | 764.4473 | 0.078691 | 763.3278 | 0.023087 | 769.8341 | 0.037095 | 764.6816 | 1.8634 | 843.9072 | 30.3662 | 764.6816 | 0.019324 | 763.3278 | 0.33837 | 843.9072 | 0.058503 | 843.9072 | 0.098918
|  | 844.1463 | 0 | 844.1463 | 0 | 770.0688 | 0.28362 | 773.6873 | 0.064048 | 773.6913 | -0.0048192 | 764.916 | 0 | 764.916 | 0 | 844.1463 | 0.037224 | 763.5585 | 0.12824 | 773.6873 | 0.009568 | 764.916 | 0.055087 | 764.6816 | -0.027195 | 763.5585 | 0.35307 | 770.0688 | 0.036985 | 764.916 | 1.8286 | 844.1463 | 30.8034 | 764.916 | 0.025615 | 763.5585 | 0.37003 | 844.1463 | 0.077067 | 844.1463 | 0.11361
|  | 844.3854 | 0 | 844.3854 | 0 | 770.3036 | -0.076475 | 773.9239 | -0.06569 | 773.9293 | 0.005478 | 765.1504 | 0 | 765.1504 | 0 | 844.3854 | -0.01053 | 763.7893 | 0.2044 | 773.9239 | -0.0091172 | 765.1504 | 0.03604 | 764.916 | 0.08751 | 763.7893 | -0.15823 | 770.3036 | 0.036916 | 765.1504 | 1.7461 | 844.3854 | 31.0488 | 765.1504 | 0.010247 | 763.7893 | 0.31606 | 844.3854 | 0.054763 | 844.3854 | 0.094184
|  | 844.6245 | 0 | 844.6245 | 0 | 770.5383 | 0.29708 | 774.1605 | 0.039685 | 774.1672 | -0.0043305 | 765.3848 | 0 | 765.3848 | 0 | 844.6245 | 0.025877 | 764.0201 | 0.15568 | 774.1605 | 0.013588 | 765.3848 | 0.054512 | 765.1504 | -0.059021 | 764.0201 | 0.18378 | 770.5383 | 0.036912 | 765.3848 | 1.7345 | 844.6245 | 31.4933 | 765.3848 | 0.023934 | 764.0201 | 0.33588 | 844.6245 | 0.073567 | 844.6245 | 0.10295
|  | 844.8636 | 0 | 844.8636 | 0 | 770.7731 | -0.11413 | 774.3972 | -0.12172 | 774.4052 | 0.0037952 | 765.6192 | 0 | 765.6192 | 0 | 844.8636 | -0.015476 | 764.2509 | 0.19992 | 774.3972 | -0.0089197 | 765.6192 | 0.038503 | 765.3848 | 0.077335 | 764.2509 | 0.068356 | 770.7731 | 0.037 | 765.6192 | 1.644 | 844.8636 | 31.7139 | 765.6192 | 0.018138 | 764.2509 | 0.30403 | 844.8636 | 0.0567 | 844.8636 | 0.096398
|  | 845.1027 | 0 | 845.1027 | 0 | 771.0078 | 0.23728 | 774.6338 | 0.010803 | 774.6431 | -0.0053806 | 765.8536 | 0 | 765.8536 | 0 | 845.1027 | 0.037326 | 764.4817 | 0.19432 | 774.6338 | 0.018469 | 765.8536 | 0.048601 | 765.6192 | -0.011639 | 764.4817 | 0.25255 | 771.0078 | 0.037195 | 765.8536 | 1.6289 | 845.1027 | 32.1714 | 765.8536 | 0.01666 | 764.4817 | 0.32898 | 845.1027 | 0.080981 | 845.1027 | 0.10803
|  | 845.3419 | 0 | 845.3419 | 0 | 771.2426 | -0.13968 | 774.8704 | -0.091169 | 774.8812 | 0.0027083 | 766.0881 | 0 | 766.0881 | 0 | 845.3419 | -0.016143 | 764.7125 | 0.078399 | 774.8704 | -0.0094859 | 766.0881 | 0.04072 | 765.8536 | 0.081405 | 764.7125 | 0.039713 | 771.2426 | 0.037507 | 766.0881 | 1.5642 | 845.3419 | 32.3575 | 766.0881 | 0.01926 | 764.7125 | 0.31714 | 845.3419 | 0.057829 | 845.3419 | 0.095551
|  | 845.581 | 0 | 845.581 | 0 | 771.4774 | 0.32345 | 775.1071 | 0.09707 | 775.1191 | -0.0063699 | 766.3225 | 0 | 766.3225 | 0 | 845.581 | 0.037422 | 764.9433 | 0.27216 | 775.1071 | 0.0091294 | 766.3225 | 0.049915 | 766.0881 | -0.0048351 | 764.9433 | 0.33679 | 771.4774 | 0.037929 | 766.3225 | 1.5577 | 845.581 | 32.8283 | 766.3225 | 0.024122 | 764.9433 | 0.35002 | 845.581 | 0.080938 | 845.581 | 0.10568
|  | 845.8202 | 0 | 845.8202 | 0 | 771.7122 | -0.14607 | 775.3438 | -0.10081 | 775.3571 | 0.0027501 | 766.557 | 0 | 766.557 | 0 | 845.8202 | -0.028744 | 765.1741 | 0.042633 | 775.3438 | -0.0078976 | 766.557 | 0.035137 | 766.3225 | 0.072586 | 765.1741 | 0.092601 | 771.7122 | 0.038443 | 766.557 | 1.4787 | 845.8202 | 33.0682 | 766.557 | 0.017345 | 765.1741 | 0.28394 | 845.8202 | 0.054091 | 845.8202 | 0.090021
|  | 846.0593 | 0 | 846.0593 | 0 | 771.947 | 0.2893 | 775.5804 | 0.10808 | 775.5951 | -0.0076548 | 766.7914 | 0 | 766.7914 | 0 | 846.0593 | 0.030366 | 765.4049 | 0.28728 | 775.5804 | 0.017114 | 766.7914 | 0.054841 | 766.557 | -0.019896 | 765.4049 | 0.27053 | 771.947 | 0.039014 | 766.7914 | 1.4652 | 846.0593 | 33.551 | 766.7914 | 0.023614 | 765.4049 | 0.41065 | 846.0593 | 0.078684 | 846.0593 | 0.10307
|  | 846.2985 | 0 | 846.2985 | 0 | 772.1818 | -0.16675 | 775.8171 | -0.043685 | 775.8332 | 0.0012837 | 767.0259 | 0 | 767.0259 | 0 | 846.2985 | -0.027213 | 765.6357 | 0.092399 | 775.8171 | -0.0010114 | 767.0259 | 0.04031 | 766.7914 | 0.040589 | 765.6357 | -0.032831 | 772.1818 | 0.039596 | 767.0259 | 1.4063 | 846.2985 | 33.7576 | 767.0259 | 0.017472 | 765.6357 | 0.18712 | 846.2985 | 0.056938 | 846.2985 | 0.087585
|  | 846.5377 | 0 | 846.5377 | 0 | 772.4166 | 0.25537 | 776.0538 | 0.051688 | 776.0712 | -0.0087652 | 767.2603 | 0 | 767.2603 | 0 | 846.5377 | 0.035106 | 765.8666 | 0.19712 | 776.0538 | 0.00089338 | 767.2603 | 0.0564 | 767.0259 | -0.047199 | 765.8666 | 0.29001 | 772.4166 | 0.04014 | 767.2603 | 1.3963 | 846.5377 | 34.1597 | 767.2603 | 0.011871 | 765.8666 | 0.28951 | 846.5377 | 0.080391 | 846.5377 | 0.10895
|  | 846.7768 | 0 | 846.7768 | 0 | 772.6514 | -0.15664 | 776.2905 | -0.11522 | 776.3093 | 0.00053298 | 767.4948 | 0 | 767.4948 | 0 | 846.7768 | -0.029222 | 766.0974 | 0.1372 | 776.2905 | -0.010364 | 767.4948 | 0.036287 | 767.2603 | 0.068516 | 766.0974 | -0.033962 | 772.6514 | 0.040595 | 767.4948 | 1.3111 | 846.7768 | 34.4179 | 767.4948 | 0.012837 | 766.0974 | 0.36228 | 846.7768 | 0.044384 | 846.7768 | 0.087397
|  | 847.016 | 0 | 847.016 | 0 | 772.8863 | 0.23296 | 776.5272 | 0.053521 | 776.5474 | -0.0088959 | 767.7293 | 0 | 767.7293 | 0 | 847.016 | 0.042878 | 766.3283 | 0.13776 | 776.5272 | 0.014887 | 767.7293 | 0.053691 | 767.4948 | -0.018297 | 766.3283 | -0.024324 | 772.8863 | 0.040923 | 767.7293 | 1.3313 | 847.016 | 34.8531 | 767.7293 | 0.02018 | 766.3283 | 0.31405 | 847.016 | 0.072939 | 847.016 | 0.10053
|  | 847.2552 | 0 | 847.2552 | 0 | 773.1211 | -0.16337 | 776.764 | -0.06509 | 776.7854 | 0.0019439 | 767.9638 | 0 | 767.9638 | 0 | 847.2552 | -0.023738 | 766.5591 | 0.20944 | 776.764 | -0.0053055 | 767.9638 | 0.037682 | 767.7293 | 0.042762 | 766.5591 | 0.1116 | 773.1211 | 0.041102 | 767.9638 | 1.2218 | 847.2552 | 35.0457 | 767.9638 | 0.012041 | 766.5591 | 0.36876 | 847.2552 | 0.051985 | 847.2552 | 0.086324
|  | 847.4944 | 0 | 847.4944 | 0 | 773.356 | 0.21298 | 777.0007 | 0.051198 | 777.0235 | -0.0064016 | 768.1983 | 0 | 768.1983 | 0 | 847.4944 | 0.036387 | 766.79 | 0.35784 | 777.0007 | 0.017283 | 768.1983 | 0.052378 | 767.9638 | -0.047784 | 766.79 | 0.15583 | 773.356 | 0.04113 | 768.1983 | 1.2508 | 847.4944 | 35.5108 | 768.1983 | 0.022347 | 766.79 | 0.27611 | 847.4944 | 0.076773 | 847.4944 | 0.10101
|  | 847.7337 | 0 | 847.7337 | 0 | 773.5908 | -0.14851 | 777.2374 | -0.068198 | 777.2616 | 0.0028596 | 768.4329 | 0 | 768.4329 | 0 | 847.7337 | -0.030669 | 767.0209 | 0.20328 | 777.2374 | -0.010905 | 768.4329 | 0.04425 | 768.1983 | 0.093616 | 767.0209 | -0.082326 | 773.5908 | 0.041028 | 768.4329 | 1.1846 | 847.7337 | 35.6843 | 768.4329 | 0.019193 | 767.0209 | 0.25114 | 847.7337 | 0.050861 | 847.7337 | 0.090502
|  | 847.9729 | 0 | 847.9729 | 0 | 773.8257 | 0.2194 | 777.4742 | 0.019488 | 777.4997 | -0.0067705 | 768.6674 | 0 | 768.6674 | 0 | 847.9729 | 0.045592 | 767.2518 | 0.32648 | 777.4742 | -0.0040958 | 768.6674 | 0.050325 | 768.4329 | -0.029399 | 767.2518 | 0.19445 | 773.8257 | 0.040831 | 768.6674 | 1.178 | 847.9729 | 36.1531 | 768.6674 | 0.02171 | 767.2518 | 0.43842 | 847.9729 | 0.077621 | 847.9729 | 0.10352
|  | 848.2121 | 0 | 848.2121 | 0 | 774.0606 | -0.167 | 777.7109 | -0.071917 | 777.7378 | 0.0023433 | 768.9019 | 0 | 768.9019 | 0 | 848.2121 | -0.031546 | 767.4827 | 0.076159 | 777.7109 | -0.012892 | 768.9019 | 0.036451 | 768.6674 | 0.054728 | 767.4827 | -0.05172 | 774.0606 | 0.040585 | 768.9019 | 1.1358 | 848.2121 | 36.3378 | 768.9019 | 0.016142 | 767.4827 | 0.22774 | 848.2121 | 0.049549 | 848.2121 | 0.087866
|  | 848.4513 | 0 | 848.4513 | 0 | 774.2955 | 0.22064 | 777.9477 | 0.056497 | 777.9759 | -0.0080841 | 769.1364 | 0 | 769.1364 | 0 | 848.4513 | 0.03667 | 767.7136 | 0.20496 | 777.9477 | 0.016194 | 769.1364 | 0.047452 | 768.9019 | -0.043253 | 767.7136 | 0.016447 | 774.2955 | 0.040336 | 769.1364 | 1.1227 | 848.4513 | 36.8011 | 769.1364 | 0.024593 | 767.7136 | 0.2371 | 848.4513 | 0.072536 | 848.4513 | 0.099234
|  | 848.6906 | 0 | 848.6906 | 0 | 774.5304 | -0.15143 | 778.1845 | -0.07215 | 778.2141 | 0.0030848 | 769.371 | 0 | 769.371 | 0 | 848.6906 | -0.023902 | 767.9445 | 0.03199 | 778.1845 | -0.0085552 | 769.371 | 0.038585 | 769.1364 | 0.075299 | 767.9445 | -0.098153 | 774.5304 | 0.040116 | 769.371 | 1.0685 | 848.6906 | 36.9849 | 769.371 | 0.021413 | 767.9445 | 0.33228 | 848.6906 | 0.057337 | 848.6906 | 0.0927
|  | 848.9298 | 0 | 848.9298 | 0 | 774.7653 | 0.26972 | 778.4213 | 0.064783 | 778.4522 | -0.0068882 | 769.6055 | 0 | 769.6055 | 0 | 848.9298 | 0.04699 | 768.1754 | 0.19208 | 778.4213 | 0.0097643 | 769.6055 | 0.054184 | 769.371 | -0.01026 | 768.1754 | 0.025293 | 774.7653 | 0.039945 | 769.6055 | 1.0685 | 848.9298 | 37.4535 | 769.6055 | 0.027681 | 768.1754 | 0.2959 | 848.9298 | 0.072435 | 848.9298 | 0.10145
|  | 849.1691 | 0 | 849.1691 | 0 | 775.0002 | -0.18482 | 778.6581 | -0.096643 | 778.6904 | 0.0028284 | 769.8401 | 0 | 769.8401 | 0 | 849.1691 | -0.032287 | 768.4063 | 0.059919 | 778.6581 | -0.013112 | 769.8401 | 0.036451 | 769.6055 | 0.076656 | 768.4063 | -0.077725 | 775.0002 | 0.039822 | 769.8401 | 1.0275 | 849.1691 | 37.5885 | 769.8401 | 0.017756 | 768.4063 | 0.20116 | 849.1691 | 0.047208 | 849.1691 | 0.086452
|  | 849.4083 | 0 | 849.4083 | 0 | 775.2352 | 0.22016 | 778.8948 | 0.12443 | 778.9285 | -0.006863 | 770.0747 | 0 | 770.0747 | 0 | 849.4083 | 0.044396 | 768.6373 | 0.18928 | 778.8948 | 0.0093826 | 770.0747 | 0.050736 | 769.8401 | -0.02622 | 768.6373 | 0.1483 | 775.2352 | 0.03973 | 770.0747 | 1.0039 | 849.4083 | 38.0286 | 770.0747 | 0.02011 | 768.6373 | 0.34047 | 849.4083 | 0.083234 | 849.4083 | 0.10843
|  | 849.6476 | 0 | 849.6476 | 0 | 775.4701 | -0.14789 | 779.1317 | -0.13205 | 779.1667 | 0.0023942 | 770.3093 | 0 | 770.3093 | 0 | 849.6476 | -0.024963 | 768.8682 | 0.059919 | 779.1317 | -0.018977 | 770.3093 | 0.028816 | 770.0747 | 0.060161 | 768.8682 | -0.011194 | 775.4701 | 0.039639 | 770.3093 | 0.92531 | 849.6476 | 38.1591 | 770.3093 | 0.012499 | 768.8682 | 0.20261 | 849.6476 | 0.050554 | 849.6476 | 0.085018
|  | 849.8869 | 0 | 849.8869 | 0 | 775.705 | 0.25865 | 779.3685 | 0.049131 | 779.4049 | -0.0078497 | 770.5439 | 0 | 770.5439 | 0 | 849.8869 | 0.041173 | 769.0992 | 0.33936 | 779.3685 | 0.013754 | 770.5439 | 0.047041 | 770.3093 | -0.061834 | 769.0992 | 0.0068463 | 775.705 | 0.039516 | 770.5439 | 0.95085 | 849.8869 | 38.633 | 770.5439 | 0.023232 | 769.0992 | 0.33416 | 849.8869 | 0.082701 | 849.8869 | 0.10046
|  | 850.1261 | 0 | 850.1261 | 0 | 775.94 | -0.12948 | 779.6054 | -0.086646 | 779.6431 | 0.0017257 | 770.7784 | 0 | 770.7784 | 0 | 850.1261 | -0.030343 | 769.3301 | 0.075039 | 779.6054 | 0.0010184 | 770.7784 | 0.026764 | 770.5439 | 0.074621 | 769.3301 | -0.078412 | 775.94 | 0.039327 | 770.7784 | 0.89164 | 850.1261 | 38.8224 | 770.7784 | 0.02096 | 769.3301 | 0.20728 | 850.1261 | 0.048508 | 850.1261 | 0.086655
|  | 850.3654 | 0 | 850.3654 | 0 | 776.1749 | 0.20727 | 779.8422 | 0.022223 | 779.8812 | -0.0087198 | 771.0131 | 0 | 771.0131 | 0 | 850.3654 | 0.038669 | 769.5611 | 0.25928 | 779.8422 | 0.0075977 | 771.0131 | 0.03875 | 770.7784 | -0.074621 | 769.5611 | 0.27352 | 776.1749 | 0.039048 | 771.0131 | 0.90016 | 850.3654 | 39.2707 | 771.0131 | 0.020192 | 769.5611 | 0.3134 | 850.3654 | 0.074722 | 850.3654 | 0.09569
|  | 850.6047 | 0 | 850.6047 | 0 | 776.4099 | -0.18262 | 780.079 | -0.067764 | 780.1195 | 0.0012854 | 771.2477 | 0 | 771.2477 | 0 | 850.6047 | -0.018816 | 769.7921 | 0.112 | 780.079 | -0.0038578 | 771.2477 | 0.031936 | 771.0131 | 0.042883 | 769.7921 | 0.14268 | 776.4099 | 0.038661 | 771.2477 | 0.8154 | 850.6047 | 39.4615 | 771.2477 | 0.013621 | 769.7921 | 0.22 | 850.6047 | 0.043481 | 850.6047 | 0.076804
|  | 850.844 | 0 | 850.844 | 0 | 776.6449 | 0.2614 | 780.3159 | 0.05051 | 780.3577 | -0.0082499 | 771.4823 | 0 | 771.4823 | 0 | 850.844 | 0.03624 | 770.023 | 0.18984 | 780.3159 | 0.020164 | 771.4823 | 0.046877 | 771.2477 | -0.046847 | 770.023 | 0.14253 | 776.6449 | 0.038165 | 771.4823 | 0.87423 | 850.844 | 39.9016 | 771.4823 | 0.032417 | 770.023 | 0.28912 | 850.844 | 0.072149 | 850.844 | 0.10051
|  | 851.0833 | 0 | 851.0833 | 0 | 776.8799 | -0.16047 | 780.5527 | -0.030896 | 780.5959 | 0.0011688 | 771.717 | 0 | 771.717 | 0 | 851.0833 | -0.014897 | 770.254 | 0.043525 | 780.5527 | -0.01485 | 771.717 | 0.036861 | 771.4823 | 0.056665 | 770.254 | -0.10372 | 776.8799 | 0.037568 | 771.717 | 0.80999 | 851.0833 | 40.0447 | 771.717 | 0.020684 | 770.254 | 0.326 | 851.0833 | 0.056588 | 851.0833 | 0.086897
|  | 851.3226 | 0 | 851.3226 | 0 | 777.1149 | 0.26063 | 780.7896 | 0.00056357 | 780.8342 | -0.0088021 | 771.9516 | 0 | 771.9516 | 0 | 851.3226 | 0.039476 | 770.4851 | 0.27776 | 780.7896 | 0.017452 | 771.9516 | 0.037682 | 771.717 | -0.047479 | 770.485 | 0.26274 | 777.1149 | 0.036892 | 771.9516 | 0.85991 | 851.3226 | 40.5298 | 771.9516 | 0.011315 | 770.485 | 0.36807 | 851.3226 | 0.07716 | 851.3226 | 0.097876
|  | 851.562 | 0 | 851.562 | 0 | 777.3499 | -0.1709 | 781.0265 | -0.037705 | 781.0724 | 0.0025416 | 772.1863 | 0 | 772.1863 | 0 | 851.562 | -0.022889 | 770.716 | 0.10192 | 781.0265 | -0.0035182 | 772.1863 | 0.030376 | 771.9516 | 0.076656 | 770.716 | 0.088579 | 777.3499 | 0.036169 | 772.1863 | 0.75464 | 851.562 | 40.7243 | 772.1863 | 0.019864 | 770.716 | 0.26788 | 851.562 | 0.055915 | 851.562 | 0.083079
|  | 851.8013 | 0 | 851.8013 | 0 | 777.585 | 0.22942 | 781.2634 | 0.016323 | 781.3107 | -0.0058845 | 772.4209 | 0 | 772.4209 | 0 | 851.8013 | 0.040756 | 770.947 | 0.20944 | 781.2634 | 0.014193 | 772.4209 | 0.039571 | 772.1863 | -0.078013 | 770.947 | 0.21822 | 777.585 | 0.035437 | 772.4209 | 0.83127 | 851.8013 | 41.169 | 772.4209 | 0.0086082 | 770.947 | 0.25307 | 851.8013 | 0.06855 | 851.8013 | 0.093841
|  | 852.0407 | 0 | 852.0407 | 0 | 777.8199 | -0.14951 | 781.5003 | -0.060931 | 781.5489 | 0.003785 | 772.6556 | 0 | 772.6556 | 0 | 852.0407 | -0.0131 | 771.178 | 0.088479 | 781.5003 | -0.025247 | 772.6556 | 0.037436 | 772.4209 | -0.016441 | 771.178 | -0.052212 | 777.8199 | 0.034738 | 772.6556 | 0.74458 | 852.0407 | 41.3808 | 772.6556 | 0.024493 | 771.178 | 0.2298 | 852.0407 | 0.050783 | 852.0407 | 0.081075
|  | 852.28 | 0 | 852.28 | 0 | 778.055 | 0.30281 | 781.7372 | 0.032799 | 781.7872 | -0.0064106 | 772.8903 | 0 | 772.8903 | 0 | 852.28 | 0.031633 | 771.4091 | 0.26656 | 781.7372 | 0.033719 | 772.8903 | 0.046877 | 772.6556 | -0.086832 | 771.4091 | 0.099717 | 778.055 | 0.034109 | 772.8903 | 0.77012 | 852.28 | 41.805 | 772.8903 | 0.030792 | 771.4091 | 0.37012 | 852.28 | 0.070064 | 852.28 | 0.086159
|  | 852.5194 | 0 | 852.5194 | 0 | 778.29 | -0.15903 | 781.9741 | -0.079904 | 782.0255 | 0.0033449 | 773.1249 | 0 | 773.1249 | 0 | 852.5194 | -0.013278 | 771.6401 | 0.16408 | 781.9741 | -0.00634 | 773.1249 | 0.026846 | 772.8903 | 0.059338 | 771.6401 | -0.077561 | 778.29 | 0.033581 | 773.1249 | 0.6726 | 852.5194 | 42.0248 | 773.1249 | 0.01755 | 771.6401 | 0.22717 | 852.5194 | 0.047511 | 852.5194 | 0.077734
|  | 852.7587 | 0 | 852.7587 | 0 | 778.5251 | 0.24875 | 782.2111 | 0.060448 | 782.2638 | -0.006656 | 773.3596 | 0 | 773.3596 | 0 | 852.7587 | 0.02519 | 771.8711 | 0.16128 | 782.2111 | 0.0091336 | 773.3596 | 0.044496 | 773.1249 | -0.050021 | 771.8712 | -0.035062 | 778.5251 | 0.03317 | 773.3596 | 0.72794 | 852.7587 | 42.4525 | 773.3596 | 0.02662 | 771.8712 | 0.39955 | 852.7587 | 0.070169 | 852.7587 | 0.092755
|  | 852.9981 | 0 | 852.9981 | 0 | 778.7602 | -0.18749 | 782.448 | -0.10806 | 782.5021 | 0.0044536 | 773.5944 | 0 | 773.5944 | 0 | 852.9981 | -0.018453 | 772.1022 | 0.1876 | 782.448 | -0.012244 | 773.5944 | 0.027502 | 773.3596 | 0.10854 | 772.1022 | 0.1795 | 778.7602 | 0.032876 | 773.5944 | 0.67028 | 852.9981 | 42.6675 | 773.5944 | 0.022759 | 772.1022 | 0.19081 | 852.9981 | 0.051523 | 852.9981 | 0.078977
|  | 853.2374 | 0 | 853.2374 | 0 | 778.9953 | 0.20005 | 782.6849 | -0.00076192 | 782.7404 | -0.0065404 | 773.829 | 0 | 773.829 | 0 | 853.2374 | 0.037924 | 772.3333 | 0.23128 | 782.6849 | 0.0098184 | 773.829 | 0.038914 | 773.5944 | -0.053751 | 772.3333 | 0.20805 | 778.9953 | 0.032685 | 773.829 | 0.69582 | 853.2374 | 43.0696 | 773.829 | 0.023011 | 772.3333 | 0.35686 | 853.2374 | 0.069413 | 853.2374 | 0.091739
|  | 853.4768 | 0 | 853.4768 | 0 | 779.2303 | -0.16595 | 782.9219 | -0.076622 | 782.9788 | 0.0037189 | 774.0638 | 0 | 774.0638 | 0 | 853.4768 | -0.0089921 | 772.5643 | -0.020629 | 782.9219 | -0.0073088 | 774.0638 | 0.028159 | 773.829 | 0.062766 | 772.5643 | 0.28262 | 779.2303 | 0.032573 | 774.0638 | 0.63893 | 853.4768 | 43.3104 | 774.0638 | 0.024674 | 772.5643 | 0.23584 | 853.4768 | 0.050758 | 853.4768 | 0.081147
|  | 853.7162 | 0 | 853.7162 | 0 | 779.4655 | 0.23131 | 783.1589 | 0.059827 | 783.2171 | -0.0054361 | 774.2985 | 0 | 774.2985 | 0 | 853.7162 | 0.027551 | 772.7954 | 0.23072 | 783.1589 | 0.016316 | 774.2985 | 0.042198 | 774.0638 | -0.017916 | 772.7954 | 0.11672 | 779.4655 | 0.032508 | 774.2985 | 0.6428 | 853.7162 | 43.6852 | 774.2985 | 0.028953 | 772.7954 | 0.29814 | 853.7162 | 0.060799 | 853.7162 | 0.087798
|  | 853.9556 | 0 | 853.9556 | 0 | 779.7006 | -0.13139 | 783.3958 | 0.0083631 | 783.4554 | 0.0028567 | 774.5333 | 0 | 774.5333 | 0 | 853.9556 | -0.013232 | 773.0266 | -0.0026864 | 783.3958 | -0.014685 | 774.5333 | 0.030047 | 774.2985 | 0.089545 | 773.0266 | -0.031378 | 779.7006 | 0.032461 | 774.5333 | 0.64242 | 853.9556 | 43.9021 | 774.5333 | 0.029629 | 773.0266 | 0.30153 | 853.9556 | 0.052081 | 853.9556 | 0.080862
|  | 854.195 | 0 | 854.195 | 0 | 779.9357 | 0.32006 | 783.6328 | 0.049401 | 783.6938 | -0.0085297 | 774.768 | 0 | 774.768 | 0 | 854.195 | 0.033275 | 773.2576 | 0.096879 | 783.6328 | 0.010823 | 774.768 | 0.040556 | 774.5333 | -0.025473 | 773.2576 | 0.21071 | 779.9357 | 0.032409 | 774.768 | 0.64164 | 854.195 | 44.2544 | 774.768 | 0.026121 | 773.2576 | 0.20291 | 854.195 | 0.069116 | 854.195 | 0.088218
|  | 854.4344 | 0 | 854.4344 | 0 | 780.1708 | -0.11677 | 783.8698 | -0.038404 | 783.9321 | 0.0017369 | 775.0027 | 0 | 775.0027 | 0 | 854.4344 | -0.015283 | 773.4887 | 0.062159 | 783.8698 | -0.0071131 | 775.0027 | 0.031771 | 774.768 | 0.0511 | 773.4887 | 0.050307 | 780.1708 | 0.032337 | 775.0027 | 0.58204 | 854.4344 | 44.4766 | 775.0027 | 0.024274 | 773.4887 | 0.22482 | 854.4344 | 0.053434 | 854.4344 | 0.07642
|  | 854.6738 | 0 | 854.6738 | 0 | 780.4059 | 0.27007 | 784.1068 | 0.043992 | 784.1705 | -0.0074529 | 775.2376 | 0 | 775.2376 | 0 | 854.6738 | 0.023752 | 773.7198 | 0.29232 | 784.1068 | 0.0060028 | 775.2376 | 0.043347 | 775.0027 | -0.055843 | 773.7198 | 0.12906 | 780.4059 | 0.032241 | 775.2376 | 0.5983 | 854.6738 | 44.9033 | 775.2376 | 0.022969 | 773.7198 | 0.24505 | 854.6738 | 0.066638 | 854.6738 | 0.086211
|  | 854.9133 | 0 | 854.9133 | 0 | 780.6411 | -0.14532 | 784.3438 | -0.12233 | 784.4089 | 0.0029919 | 775.4723 | 0 | 775.4723 | 0 | 854.9133 | -0.01057 | 773.9509 | -0.038185 | 784.3438 | -0.0095566 | 775.4723 | 0.028898 | 775.2376 | 0.14382 | 773.9509 | -0.12986 | 780.6411 | 0.032126 | 775.4723 | 0.54102 | 854.9133 | 45.1275 | 775.4723 | 0.011716 | 773.9509 | 0.17459 | 854.9133 | 0.055636 | 854.9133 | 0.084
|  | 855.1527 | 0 | 855.1527 | 0 | 780.8762 | 0.27391 | 784.5808 | 0.07811 | 784.6473 | -0.0086875 | 775.7071 | 0 | 775.7071 | 0 | 855.1527 | 0.023348 | 774.1821 | 0.20664 | 784.5808 | 0.012789 | 775.7071 | 0.036123 | 775.4723 | -0.064626 | 774.1821 | 0.16518 | 780.8762 | 0.032004 | 775.7071 | 0.55766 | 855.1527 | 45.5062 | 775.7071 | 0.024563 | 774.1821 | 0.24002 | 855.1527 | 0.066231 | 855.1527 | 0.087421
|  | 855.3921 | 0 | 855.3921 | 0 | 781.1114 | -0.18577 | 784.8179 | -0.034965 | 784.8857 | 0.001822 | 775.9419 | 0 | 775.9419 | 0 | 855.3921 | -0.0096349 | 774.4132 | 0.11872 | 784.8179 | 0.0045252 | 775.9419 | 0.031771 | 775.7071 | 0.086832 | 774.4132 | 0.031925 | 781.1114 | 0.031889 | 775.9419 | 0.53173 | 855.3921 | 45.7493 | 775.9419 | 0.023786 | 774.4132 | 0.19526 | 855.3921 | 0.049609 | 855.3921 | 0.077376
|  | 855.6316 | 0 | 855.6316 | 0 | 781.3466 | 0.29523 | 785.0549 | 0.11075 | 785.1241 | -0.00868 | 776.1767 | 0 | 776.1767 | 0 | 855.6316 | 0.024944 | 774.6444 | 0.18536 | 785.0549 | 0.0092611 | 776.1767 | 0.041869 | 775.9419 | -0.030914 | 774.6443 | 0.20444 | 781.3466 | 0.031803 | 776.1767 | 0.54838 | 855.6316 | 46.1717 | 776.1767 | 0.026911 | 774.6443 | 0.30539 | 855.6316 | 0.069413 | 855.6316 | 0.083749
|  | 855.871 | 0 | 855.871 | 0 | 781.5817 | -0.17461 | 785.2919 | -0.026037 | 785.3626 | 0.0017756 | 776.4115 | 0 | 776.4115 | 0 | 855.871 | -0.007791 | 774.8755 | 0.13664 | 785.2919 | -0.0049159 | 776.4115 | 0.026764 | 776.1767 | 0.067494 | 774.8755 | -0.10666 | 781.5817 | 0.031766 | 776.4115 | 0.4644 | 855.871 | 46.3832 | 776.4115 | 0.018775 | 774.8755 | 0.27975 | 855.871 | 0.061937 | 855.871 | 0.08289
|  | 856.1105 | 0 | 856.1105 | 0 | 781.817 | 0.25456 | 785.529 | 0.062971 | 785.601 | -0.0083815 | 776.6463 | 0 | 776.6463 | 0 | 856.1105 | 0.025209 | 775.1066 | 0.26208 | 785.529 | 0.013316 | 776.6463 | 0.040474 | 776.4115 | -0.023914 | 775.1066 | 0.23042 | 781.817 | 0.031802 | 776.6463 | 0.51587 | 856.1105 | 46.7973 | 776.6463 | 0.02638 | 775.1066 | 0.36424 | 856.1105 | 0.068631 | 856.1105 | 0.086433
|  | 856.35 | 0 | 856.35 | 0 | 782.0521 | -0.17384 | 785.766 | -0.064027 | 785.8395 | 0.001931 | 776.8812 | 0 | 776.8812 | 0 | 856.35 | -0.013141 | 775.3378 | 0.1204 | 785.766 | 0.0010275 | 776.8812 | 0.030622 | 776.6463 | 0.10854 | 775.3378 | 0.08091 | 782.0521 | 0.031933 | 776.8812 | 0.47833 | 856.35 | 47.0413 | 776.8812 | 0.027463 | 775.3378 | 0.13 | 856.35 | 0.053324 | 856.35 | 0.073188
|  | 856.5894 | 0 | 856.5894 | 0 | 782.2874 | 0.25715 | 786.0031 | 0.050928 | 786.0779 | -0.0080181 | 777.116 | 0 | 777.116 | 0 | 856.5894 | 0.013153 | 775.569 | 0.083439 | 786.0031 | 0.0021617 | 777.116 | 0.039489 | 776.8812 | -0.0035397 | 775.569 | 0.10459 | 782.2874 | 0.032176 | 777.116 | 0.52361 | 856.5894 | 47.4418 | 777.116 | 0.029965 | 775.569 | 0.22186 | 856.5894 | 0.06345 | 856.5894 | 0.080527
|  | 856.8289 | 0 | 856.8289 | 0 | 782.5226 | -0.19837 | 786.2402 | -0.086779 | 786.3164 | 0.0018233 | 777.3508 | 0 | 777.3508 | 0 | 856.8289 | -0.014593 | 775.8002 | -0.00099647 | 786.2402 | -0.0067491 | 777.3508 | 0.029309 | 777.116 | 0.10854 | 775.8002 | -0.050967 | 782.5226 | 0.032537 | 777.3508 | 0.44853 | 856.8289 | 47.7326 | 777.3508 | 0.02199 | 775.8002 | 0.22399 | 856.8289 | 0.049994 | 856.8289 | 0.072034
|  | 857.0684 | 0 | 857.0684 | 0 | 782.7578 | 0.2734 | 786.4773 | 0.11868 | 786.5549 | -0.0083227 | 777.5857 | 0 | 777.5857 | 0 | 857.0684 | 0.0191 | 776.0314 | 0.21224 | 786.4773 | 0.022705 | 777.5857 | 0.044743 | 777.3508 | -0.010068 | 776.0314 | 0.27102 | 782.7578 | 0.033012 | 777.5857 | 0.49652 | 857.0684 | 48.1553 | 777.5857 | 0.03475 | 776.0314 | 0.31934 | 857.0684 | 0.063164 | 857.0684 | 0.079896
|  | 857.3079 | 0 | 857.3079 | 0 | 782.993 | -0.17457 | 786.7144 | -0.073034 | 786.7933 | 0.001123 | 777.8205 | 0 | 777.8205 | 0 | 857.3079 | -0.0044723 | 776.2625 | 0.11592 | 786.7144 | -0.0014233 | 777.8205 | 0.022084 | 777.5857 | 0.084118 | 776.2625 | -0.059696 | 782.993 | 0.033581 | 777.8205 | 0.41331 | 857.3079 | 48.4528 | 777.8205 | 0.014399 | 776.2625 | 0.26909 | 857.3079 | 0.05466 | 857.3079 | 0.078312
|  | 857.5474 | 0 | 857.5474 | 0 | 783.2283 | 0.29024 | 786.9515 | 0.049633 | 787.0319 | -0.010944 | 778.0554 | 0 | 778.0554 | 0 | 857.5474 | 0.01812 | 776.4937 | 0.17584 | 786.9515 | 0.026094 | 778.0554 | 0.041541 | 777.8205 | -0.11329 | 776.4937 | 0.22139 | 783.2283 | 0.034212 | 778.0554 | 0.45085 | 857.5474 | 48.862 | 778.0554 | 0.035421 | 776.4937 | 0.16176 | 857.5474 | 0.064037 | 857.5474 | 0.081033
|  | 857.7869 | 0 | 857.7869 | 0 | 783.4635 | -0.17403 | 787.1886 | -0.067954 | 787.2703 | 0.00028128 | 778.2903 | 0 | 778.2903 | 0 | 857.7869 | 0.0055429 | 776.725 | 0.040532 | 787.1886 | -0.026602 | 778.2903 | 0.024054 | 778.0554 | 0.05762 | 776.725 | 0.021494 | 783.4635 | 0.034864 | 778.2903 | 0.40441 | 857.7869 | 49.1959 | 778.2903 | 0.028925 | 776.725 | 0.25047 | 857.7869 | 0.056786 | 857.7869 | 0.077149
|  | 858.0264 | 0 | 858.0264 | 0 | 783.6988 | 0.23677 | 787.4257 | 0.031183 | 787.5089 | -0.010351 | 778.5252 | 0 | 778.5252 | 0 | 858.0264 | 0.017172 | 776.9562 | 0.096879 | 787.4257 | 0.021011 | 778.5252 | 0.042854 | 778.2903 | -0.066535 | 776.9562 | 0.18692 | 783.6988 | 0.035495 | 778.5252 | 0.45395 | 858.0264 | 49.5945 | 778.5252 | 0.033695 | 776.9562 | 0.26927 | 858.0264 | 0.065798 | 858.0264 | 0.081774
|  | 858.2659 | 0 | 858.2659 | 0 | 783.934 | -0.17767 | 787.6628 | -0.071656 | 787.7474 | 0.00012253 | 778.7601 | 0 | 778.7601 | 0 | 858.2659 | -0.0055388 | 777.1874 | 0.064959 | 787.6628 | -0.016408 | 778.7601 | 0.023398 | 778.5252 | 0.11057 | 777.1874 | 0.072362 | 783.934 | 0.036067 | 778.7601 | 0.41718 | 858.2659 | 49.8625 | 778.7601 | 0.025419 | 777.1874 | 0.28557 | 858.2659 | 0.058992 | 858.2659 | 0.079552
|  | 858.5055 | 0 | 858.5055 | 0 | 784.1693 | 0.21343 | 787.9 | 0.066536 | 787.9859 | -0.010514 | 778.9949 | 0 | 778.9949 | 0 | 858.5055 | 0.017042 | 777.4186 | 0.24976 | 787.9 | 0.020164 | 778.9949 | 0.042937 | 778.7601 | -0.081405 | 777.4186 | 0.18353 | 784.1693 | 0.036554 | 778.9949 | 0.42763 | 858.5055 | 50.2716 | 778.9949 | 0.029657 | 777.4186 | 0.25296 | 858.5055 | 0.059736 | 858.5055 | 0.084672
|  | 858.745 | 0 | 858.745 | 0 | 784.4046 | -0.17301 | 788.1372 | -0.077662 | 788.2245 | -0.00080765 | 779.2299 | 0 | 779.2299 | 0 | 858.745 | -0.003027 | 777.6499 | 0.090719 | 788.1372 | -0.0095779 | 779.2299 | 0.029801 | 778.9949 | 0.084118 | 777.6499 | -0.046478 | 784.4046 | 0.036939 | 779.2299 | 0.3719 | 858.745 | 50.5215 | 779.2299 | 0.023541 | 777.6499 | 0.24263 | 858.745 | 0.0497 | 858.745 | 0.082844
|  | 858.9846 | 0 | 858.9846 | 0 | 784.6399 | 0.28688 | 788.3743 | 0.072849 | 788.463 | -0.011587 | 779.4648 | 0 | 779.4648 | 0 | 858.9846 | 0.0063739 | 777.8811 | 0.15736 | 788.3743 | 0.0033977 | 779.4648 | 0.035137 | 779.2299 | -0.093616 | 777.8811 | 0.31597 | 784.6399 | 0.03722 | 779.4648 | 0.41641 | 858.9846 | 50.8842 | 779.4648 | 0.037489 | 777.8811 | 0.23278 | 858.9846 | 0.057923 | 858.9846 | 0.081543
|  | 859.2241 | 0 | 859.2241 | 0 | 784.8752 | -0.10787 | 788.6114 | -0.063202 | 788.7016 | 7.5843e-05 | 779.6997 | 0 | 779.6997 | 0 | 859.2241 | 0.00046609 | 778.1124 | 0.17808 | 788.6114 | -0.0094736 | 779.6997 | 0.029555 | 779.4648 | 0.066793 | 778.1124 | 0.078109 | 784.8752 | 0.037399 | 779.6997 | 0.33243 | 859.2241 | 51.1784 | 779.6997 | 0.032054 | 778.1124 | 0.10765 | 859.2241 | 0.054119 | 859.2241 | 0.07346
|  | 859.4637 | 0 | 859.4637 | 0 | 785.1105 | 0.34861 | 788.8486 | 0.12206 | 788.9402 | -0.009702 | 779.9346 | 0 | 779.9346 | 0 | 859.4637 | 0.01418 | 778.3436 | 0.20104 | 788.8486 | 0.013971 | 779.9346 | 0.040145 | 779.6997 | -0.005344 | 778.3436 | 0.30753 | 785.1105 | 0.037483 | 779.9346 | 0.39667 | 859.4637 | 51.5493 | 779.9346 | 0.036549 | 778.3436 | 0.38079 | 859.4637 | 0.057369 | 859.4637 | 0.077788
|  | 859.7032 | 0 | 859.7032 | 0 | 785.3459 | -0.14125 | 789.0858 | -0.10544 | 789.1788 | 0.00079254 | 780.1696 | 0 | 780.1696 | 0 | 859.7032 | -0.00055981 | 778.5749 | -0.047659 | 789.0858 | -0.012125 | 780.1696 | 0.019046 | 779.9346 | 0.10583 | 778.5749 | -0.24451 | 785.3459 | 0.037479 | 780.1696 | 0.32933 | 859.7032 | 51.888 | 780.1696 | 0.022044 | 778.5749 | 0.27349 | 859.7032 | 0.05046 | 859.7032 | 0.074427
|  | 859.9428 | 0 | 859.9428 | 0 | 785.5812 | 0.26294 | 789.3231 | 0.12646 | 789.4174 | -0.010341 | 780.4045 | 0 | 780.4045 | 0 | 859.9428 | 0.0050735 | 778.8062 | 0.28672 | 789.3231 | 0.016657 | 780.4045 | 0.040802 | 780.1696 | -0.055621 | 778.8062 | -0.064043 | 785.5812 | 0.037392 | 780.4045 | 0.36726 | 859.9428 | 52.2762 | 780.4045 | 0.036231 | 778.8062 | 0.31193 | 859.9428 | 0.053896 | 859.9428 | 0.073114
|  | 860.1824 | 0 | 860.1824 | 0 | 785.8166 | -0.17415 | 789.5602 | -0.020605 | 789.6559 | 0.0021599 | 780.6395 | 0 | 780.6395 | 0 | 860.1824 | 0.0035913 | 779.0375 | 0.11424 | 789.5602 | 0.0052675 | 780.6395 | 0.022002 | 780.4045 | 0.071908 | 779.0375 | 0.11202 | 785.8166 | 0.037225 | 780.6395 | 0.31695 | 860.1824 | 52.551 | 780.6395 | 0.040034 | 779.0375 | 0.19348 | 860.1824 | 0.052388 | 860.1824 | 0.07061
|  | 860.422 | 0 | 860.422 | 0 | 786.0519 | 0.30199 | 789.7974 | 0.15287 | 789.8946 | -0.0069434 | 780.8745 | 0 | 780.8745 | 0 | 860.422 | 0.011111 | 779.2688 | 0.24248 | 789.7974 | 0.012795 | 780.8745 | 0.034563 | 780.6395 | -0.015226 | 779.2688 | 0.3227 | 786.0519 | 0.036983 | 780.8745 | 0.37964 | 860.422 | 52.9071 | 780.8745 | 0.036723 | 779.2688 | 0.33854 | 860.422 | 0.057264 | 860.422 | 0.075173
|  | 860.6616 | 0 | 860.6616 | 0 | 786.2873 | -0.16559 | 790.0347 | -0.077239 | 790.1332 | 0.0026479 | 781.1095 | 0 | 781.1095 | 0 | 860.6616 | -0.0069093 | 779.5001 | 0.099119 | 790.0347 | -0.0024208 | 781.1095 | 0.022987 | 780.8745 | 0.11804 | 779.5001 | 0.046001 | 786.2873 | 0.036674 | 781.1095 | 0.3065 | 860.6616 | 53.2176 | 781.1095 | 0.029065 | 779.5001 | 0.28324 | 860.6616 | 0.054007 | 860.6616 | 0.076781
|  | 860.9012 | 0 | 860.9012 | 0 | 786.5226 | 0.25937 | 790.2719 | 0.038717 | 790.3718 | -0.0092159 | 781.3445 | 0 | 781.3445 | 0 | 860.9012 | 0.0023763 | 779.7314 | 0.2128 | 790.2719 | 0.016769 | 781.3445 | 0.033085 | 781.1095 | -0.0018009 | 779.7314 | 0.13224 | 786.5226 | 0.036313 | 781.3445 | 0.32508 | 860.9012 | 53.5665 | 781.3445 | 0.035125 | 779.7314 | 0.25272 | 860.9012 | 0.052475 | 860.9012 | 0.071981
|  | 861.1408 | 0 | 861.1408 | 0 | 786.7581 | -0.19352 | 790.5092 | -0.0054958 | 790.6105 | 0.0016315 | 781.5795 | 0 | 781.5795 | 0 | 861.1408 | 0.0083121 | 779.9627 | 0.028742 | 790.5092 | -0.02135 | 781.5795 | 0.025696 | 781.3445 | 0.095651 | 779.9627 | -0.15406 | 786.7581 | 0.03592 | 781.5795 | 0.30031 | 861.1408 | 53.9296 | 781.5795 | 0.03162 | 779.9627 | 0.14767 | 861.1408 | 0.050393 | 861.1408 | 0.070105
|  | 861.3804 | 0 | 861.3804 | 0 | 786.9934 | 0.2429 | 790.7464 | 0.072025 | 790.8491 | -0.0070655 | 781.8144 | 0 | 781.8144 | 0 | 861.3804 | 0.0090249 | 780.194 | 0.13496 | 790.7464 | 0.00044535 | 781.8144 | 0.037026 | 781.5795 | -0.059419 | 780.194 | 0.13968 | 786.9934 | 0.035518 | 781.8144 | 0.35488 | 861.3804 | 54.244 | 781.8144 | 0.031328 | 780.194 | 0.29181 | 861.3804 | 0.058705 | 861.3804 | 0.076827
|  | 861.62 | 0 | 861.62 | 0 | 787.2288 | -0.20754 | 790.9836 | -0.042012 | 791.0878 | 0.0049282 | 782.0495 | 0 | 782.0495 | 0 | 861.62 | 0.0038525 | 780.4254 | 0.10192 | 790.9836 | -0.0058329 | 782.0495 | 0.01839 | 781.8144 | 0.090902 | 780.4254 | -0.066342 | 787.2288 | 0.035133 | 782.0495 | 0.28019 | 861.62 | 54.6001 | 782.0495 | 0.030835 | 780.4254 | 0.20852 | 861.62 | 0.057149 | 861.62 | 0.074088
|  | 861.8596 | 0 | 861.8596 | 0 | 787.4642 | 0.22736 | 791.2209 | 0.079033 | 791.3265 | -0.0053628 | 782.2845 | 0 | 782.2845 | 0 | 861.8596 | 0.0030354 | 780.6567 | 0.18088 | 791.2209 | 0.003601 | 782.2845 | 0.029391 | 782.0495 | -0.070551 | 780.6567 | 0.32394 | 787.4642 | 0.034788 | 782.2845 | 0.31269 | 861.8596 | 54.9651 | 782.2845 | 0.036359 | 780.6567 | 0.20718 | 861.8596 | 0.054381 | 861.8596 | 0.0718
|  | 862.0993 | 0 | 862.0993 | 0 | 787.6996 | -0.17295 | 791.4582 | -0.042125 | 791.5652 | 0.0051951 | 782.5195 | 0 | 782.5195 | 0 | 862.0993 | 0.0073268 | 780.8881 | 0.007504 | 791.4582 | -0.015757 | 782.5195 | 0.019539 | 782.2845 | 0.08751 | 780.8881 | -0.0045432 | 787.6996 | 0.0345 | 782.5195 | 0.26896 | 862.0993 | 55.2963 | 782.5195 | 0.032922 | 780.8881 | 0.23945 | 862.0993 | 0.05658 | 862.0993 | 0.074477
|  | 862.3389 | 0 | 862.3389 | 0 | 787.9351 | 0.31865 | 791.6955 | 0.030769 | 791.8038 | -0.0060821 | 782.7546 | 0 | 782.7546 | 0 | 862.3389 | 0.0040653 | 781.1195 | 0.2212 | 791.6955 | 0.011225 | 782.7546 | 0.033742 | 782.5195 | -0.075978 | 781.1194 | 0.34779 | 787.9351 | 0.034277 | 782.7546 | 0.30534 | 862.3389 | 55.6024 | 782.7546 | 0.040819 | 781.1194 | 0.26427 | 862.3389 | 0.056028 | 862.3389 | 0.073684
|  | 862.5786 | 0 | 862.5786 | 0 | 788.1705 | -0.16454 | 791.9327 | -0.13361 | 792.0425 | 0.0038732 | 782.9896 | 0 | 782.9896 | 0 | 862.5786 | 0.012708 | 781.3508 | 0.1596 | 791.9327 | -0.01813 | 782.9896 | 0.02348 | 782.7546 | 0.0083862 | 781.3508 | -0.030891 | 788.1705 | 0.03412 | 782.9896 | 0.26432 | 862.5786 | 55.9739 | 782.9896 | 0.034315 | 781.3508 | 0.10741 | 862.5786 | 0.061577 | 862.5786 | 0.079664
|  | 862.8182 | 0 | 862.8182 | 0 | 788.406 | 0.23895 | 792.17 | 0.045479 | 792.2812 | -0.0064454 | 783.2247 | 0 | 783.2247 | 0 | 862.8182 | 0.0082479 | 781.5822 | 0.18984 | 792.17 | 0.0095816 | 783.2247 | 0.037929 | 782.9896 | 0.013421 | 781.5822 | 0.20918 | 788.406 | 0.03402 | 783.2247 | 0.30031 | 862.8182 | 56.2863 | 783.2247 | 0.038128 | 781.5822 | 0.30206 | 862.8182 | 0.056798 | 862.8182 | 0.076599
|  | 863.0579 | 0 | 863.0579 | 0 | 788.6414 | -0.1179 | 792.4073 | -0.10863 | 792.52 | 0.003073 | 783.4598 | 0 | 783.4598 | 0 | 863.0579 | 0.013514 | 781.8136 | -0.017451 | 792.4073 | -0.017114 | 783.4598 | 0.01568 | 783.2247 | 0.089545 | 781.8136 | 0.050889 | 788.6414 | 0.03396 | 783.4598 | 0.23955 | 863.0579 | 56.6364 | 783.4598 | 0.035113 | 781.8136 | 0.14334 | 863.0579 | 0.059284 | 863.0579 | 0.075586
|  | 863.2976 | 0 | 863.2976 | 0 | 788.8769 | 0.23174 | 792.6447 | 0.032079 | 792.7587 | -0.0071738 | 783.6948 | 0 | 783.6948 | 0 | 863.2976 | -0.00010802 | 782.045 | 0.21784 | 792.6447 | 0.015732 | 783.6948 | 0.031197 | 783.4598 | -0.071908 | 782.045 | 0.16333 | 788.8769 | 0.033915 | 783.6948 | 0.28057 | 863.2976 | 56.9526 | 783.6948 | 0.039642 | 782.045 | 0.33027 | 863.2976 | 0.05323 | 863.2976 | 0.071922
|  | 863.5372 | 0 | 863.5372 | 0 | 789.1124 | -0.13812 | 792.882 | -0.062017 | 792.9975 | 0.0043174 | 783.9299 | 0 | 783.9299 | 0 | 863.5372 | 0.005016 | 782.2764 | 0.070559 | 792.882 | -0.0088824 | 783.9299 | 0.01174 | 783.6948 | 0.043784 | 782.2764 | -0.098341 | 789.1124 | 0.033861 | 783.9299 | 0.23336 | 863.5372 | 57.337 | 783.9299 | 0.030873 | 782.2764 | 0.19073 | 863.5372 | 0.053021 | 863.5372 | 0.071799
|  | 863.7769 | 0 | 863.7769 | 0 | 789.3479 | 0.20246 | 793.1193 | 0.0063799 | 793.2362 | -0.0064263 | 784.165 | 0 | 784.165 | 0 | 863.7769 | -0.0051428 | 782.5077 | 0.11536 | 793.1193 | 0.012234 | 784.165 | 0.026846 | 783.9299 | -0.02795 | 782.5078 | 0.23274 | 789.3479 | 0.03377 | 784.165 | 0.27477 | 863.7769 | 57.6696 | 784.165 | 0.037565 | 782.5078 | 0.21143 | 863.7769 | 0.051987 | 863.7769 | 0.075051
|  | 864.0166 | 0 | 864.0166 | 0 | 789.5834 | -0.18631 | 793.3567 | -0.10076 | 793.475 | 0.002598 | 784.4001 | 0 | 784.4001 | 0 | 864.0166 | 0.015394 | 782.7392 | 0.20216 | 793.3567 | -0.015506 | 784.4001 | 0.019046 | 784.165 | 0.069872 | 782.7392 | 0.084655 | 789.5834 | 0.033622 | 784.4001 | 0.23375 | 864.0166 | 57.9819 | 784.4001 | 0.042389 | 782.7392 | 0.30325 | 864.0166 | 0.062509 | 864.0166 | 0.078007
|  | 864.2563 | 0 | 864.2563 | 0 | 789.8188 | 0.34561 | 793.5941 | 0.097949 | 793.7138 | -0.0084591 | 784.6352 | 0 | 784.6352 | 0 | 864.2563 | -0.0027667 | 782.9706 | 0.066079 | 793.5941 | 0.019486 | 784.6352 | 0.026517 | 784.4001 | -0.037558 | 782.9706 | 0.3151 | 789.8188 | 0.033403 | 784.6352 | 0.23916 | 864.2563 | 58.2088 | 784.6352 | 0.046314 | 782.9706 | 0.23001 | 864.2563 | 0.055161 | 864.2563 | 0.069914
|  | 864.496 | 0 | 864.496 | 0 | 790.0544 | -0.14502 | 793.8314 | -0.080134 | 793.9526 | 0.001775 | 784.8703 | 0 | 784.8703 | 0 | 864.496 | 0.013725 | 783.202 | 0.020187 | 793.8314 | -0.0093773 | 784.8703 | 0.021427 | 784.6352 | 0.078691 | 783.202 | 0.016155 | 790.0544 | 0.033114 | 784.8703 | 0.20704 | 864.496 | 58.5152 | 784.8703 | 0.038489 | 783.202 | 0.26175 | 864.496 | 0.055836 | 864.496 | 0.073633
|  | 864.7357 | 0 | 864.7357 | 0 | 790.2899 | 0.26414 | 794.0688 | 0.087895 | 794.1914 | -0.0085317 | 785.1055 | 0 | 785.1055 | 0 | 864.7357 | -0.0039087 | 783.4335 | 0.2688 | 794.0688 | 0.028127 | 785.1055 | 0.029062 | 784.8703 | -0.024297 | 783.4335 | 0.097484 | 790.2899 | 0.032768 | 785.1055 | 0.27012 | 864.7357 | 58.688 | 785.1055 | 0.037988 | 783.4335 | 0.22207 | 864.7357 | 0.050404 | 864.7357 | 0.069594
|  | 864.9754 | 0 | 864.9754 | 0 | 790.5255 | -0.11824 | 794.3062 | -0.073469 | 794.4301 | 0.0013946 | 785.3406 | 0 | 785.3406 | 0 | 864.9754 | 0.020079 | 783.6649 | 0.1428 | 794.3062 | -0.009485 | 785.3406 | 0.02233 | 785.1055 | 0.084797 | 783.6649 | -0.09025 | 790.5255 | 0.032393 | 785.3406 | 0.21711 | 864.9754 | 59.0317 | 785.3406 | 0.040819 | 783.6649 | 0.18723 | 864.9754 | 0.064071 | 864.9754 | 0.072318
|  | 865.2152 | 0 | 865.2152 | 0 | 790.761 | 0.2523 | 794.5436 | 0.02704 | 794.6689 | -0.0074538 | 785.5757 | 0 | 785.5757 | 0 | 865.2152 | -0.0040403 | 783.8964 | 0.13608 | 794.5436 | 0.010428 | 785.5757 | 0.029883 | 785.3406 | -0.054218 | 783.8964 | 0.066905 | 790.761 | 0.03203 | 785.5757 | 0.238 | 865.2152 | 59.2758 | 785.5757 | 0.043174 | 783.8964 | 0.25281 | 865.2152 | 0.053653 | 865.2152 | 0.069751
|  | 865.4549 | 0 | 865.4549 | 0 | 790.9965 | -0.15347 | 794.7809 | -0.056784 | 794.9078 | 0.0023959 | 785.8108 | 0 | 785.8108 | 0 | 865.4549 | 0.021296 | 784.1278 | 0.048794 | 794.7809 | -0.016142 | 785.8108 | 0.017897 | 785.5757 | 0.094972 | 784.1278 | 0.21617 | 790.9965 | 0.031722 | 785.8108 | 0.17802 | 865.4549 | 59.5415 | 785.8108 | 0.043174 | 784.1278 | 0.16016 | 865.4549 | 0.061772 | 865.4549 | 0.081493
|  | 865.6946 | 0 | 865.6946 | 0 | 791.2321 | 0.25994 | 795.0184 | 0.09661 | 795.1466 | -0.0068565 | 786.046 | 0 | 786.046 | 0 | 865.6946 | -0.0015652 | 784.3593 | 0.14728 | 795.0184 | 0.021519 | 786.046 | 0.034399 | 785.8108 | -0.065114 | 784.3593 | 0.20798 | 791.2321 | 0.031513 | 786.046 | 0.23916 | 865.6946 | 59.6921 | 786.046 | 0.039249 | 784.3593 | 0.17637 | 865.6946 | 0.052007 | 865.6946 | 0.073643
|  | 865.9344 | 0 | 865.9344 | 0 | 791.4677 | -0.17919 | 795.2558 | -0.1316 | 795.3854 | 0.0044859 | 786.2812 | 0 | 786.2812 | 0 | 865.9344 | 0.018926 | 784.5908 | 0.16352 | 795.2558 | -0.019994 | 786.2812 | 0.015516 | 786.046 | 0.064274 | 784.5908 | -0.067548 | 791.4677 | 0.031431 | 786.2812 | 0.19311 | 865.9344 | 59.9746 | 786.2812 | 0.044744 | 784.5908 | 0.16216 | 865.9344 | 0.059842 | 865.9344 | 0.071684
|  | 866.1741 | 0 | 866.1741 | 0 | 791.7032 | 0.22689 | 795.4932 | 0.0068828 | 795.6243 | -0.0066707 | 786.5164 | 0 | 786.5164 | 0 | 866.1741 | -0.0097347 | 784.8223 | 0.17136 | 795.4932 | 0.0010961 | 786.5164 | 0.037518 | 786.2812 | -0.074621 | 784.8223 | 0.082485 | 791.7032 | 0.031492 | 786.5164 | 0.25194 | 866.1741 | 60.0553 | 786.5164 | 0.052202 | 784.8223 | 0.24822 | 866.1741 | 0.050691 | 866.1741 | 0.063027
|  | 866.4139 | 0 | 866.4139 | 0 | 791.9388 | -0.15011 | 795.7306 | -0.036421 | 795.8632 | 0.0040801 | 786.7516 | 0 | 786.7516 | 0 | 866.4139 | 0.022733 | 785.0538 | 0.14616 | 795.7306 | 0.0022561 | 786.7516 | 0.016419 | 786.5164 | 0.071229 | 785.0538 | -0.098923 | 791.9388 | 0.03169 | 786.7516 | 0.16912 | 866.4139 | 60.3612 | 786.7516 | 0.049454 | 785.0538 | 0.055663 | 866.4139 | 0.071697 | 866.4139 | 0.082512
|  | 866.6537 | 0 | 866.6537 | 0 | 792.1744 | 0.26603 | 795.9681 | -0.021786 | 796.102 | -0.0072194 | 786.9868 | 0 | 786.9868 | 0 | 866.6537 | -0.017557 | 785.2853 | 0.24472 | 795.9681 | 0.013346 | 786.9868 | 0.028898 | 786.7516 | -0.023654 | 785.2853 | 0.084651 | 792.1744 | 0.031997 | 786.9868 | 0.22601 | 866.6537 | 60.4472 | 786.9868 | 0.045922 | 785.2853 | 0.33039 | 866.6537 | 0.05642 | 866.6537 | 0.069293
|  | 866.8934 | 0 | 866.8934 | 0 | 792.41 | -0.15822 | 796.2055 | -0.12714 | 796.3409 | 0.0023598 | 787.222 | 0 | 787.222 | 0 | 866.8934 | 0.02684 | 785.5168 | 0.073359 | 796.2055 | -0.0067798 | 787.222 | 0.01683 | 786.9868 | 0.074621 | 785.5168 | 0.22909 | 792.41 | 0.032375 | 787.222 | 0.17415 | 866.8934 | 60.7217 | 787.222 | 0.050239 | 785.5168 | 0.20497 | 866.8934 | 0.068089 | 866.8934 | 0.078074
|  | 867.1332 | 0 | 867.1332 | 0 | 792.6456 | 0.24513 | 796.443 | 0.025252 | 796.5798 | -0.0082896 | 787.4571 | 0 | 787.4571 | 0 | 867.1332 | -0.0070001 | 785.7483 | 0.2268 | 796.443 | 0.013941 | 787.4571 | 0.033413 | 787.222 | -0.044594 | 785.7483 | 0.028466 | 792.6456 | 0.032777 | 787.4571 | 0.21594 | 867.1332 | 60.7428 | 787.4571 | 0.057304 | 785.7483 | 0.19549 | 867.1332 | 0.048858 | 867.1332 | 0.06904
|  | 867.373 | 0 | 867.373 | 0 | 792.8812 | -0.19416 | 796.6804 | -0.096383 | 796.8187 | 0.0015839 | 787.6924 | 0 | 787.6924 | 0 | 867.373 | 0.024175 | 785.9798 | 0.024709 | 796.6804 | -0.014962 | 787.6924 | 0.025943 | 787.4571 | 0.032045 | 785.9798 | 0.0023763 | 792.8812 | 0.033157 | 787.6924 | 0.17957 | 867.373 | 60.9426 | 787.6924 | 0.045137 | 785.9798 | 0.14966 | 867.373 | 0.06664 | 867.373 | 0.074874
|  | 867.6128 | 0 | 867.6128 | 0 | 793.1169 | 0.28249 | 796.9179 | 0.089406 | 797.0576 | -0.0085338 | 787.9276 | 0 | 787.9276 | 0 | 867.6128 | -0.0021695 | 786.2113 | 0.29008 | 796.9179 | 0.016797 | 787.9276 | 0.031525 | 787.6924 | -0.022451 | 786.2113 | 0.07859 | 793.1169 | 0.033478 | 787.9276 | 0.19311 | 867.6128 | 61.0046 | 787.9276 | 0.053772 | 786.2113 | 0.26126 | 867.6128 | 0.055834 | 867.6128 | 0.071459
|  | 867.8526 | 0 | 867.8526 | 0 | 793.3525 | -0.16745 | 797.1554 | -0.071372 | 797.2966 | 0.0013272 | 788.1628 | 0 | 788.1628 | 0 | 867.8526 | 0.029958 | 786.4429 | -0.04776 | 797.1554 | -0.016552 | 788.1628 | 0.017569 | 787.9276 | 0.081405 | 786.4429 | -0.12959 | 793.3525 | 0.033714 | 788.1628 | 0.15944 | 867.8526 | 61.1434 | 788.1628 | 0.053772 | 786.4429 | 0.063393 | 867.8526 | 0.066346 | 867.8526 | 0.077557
|  | 868.0924 | 0 | 868.0924 | 0 | 793.5882 | 0.24716 | 797.3929 | 0.057203 | 797.5355 | -0.0090821 | 788.3981 | 0 | 788.3981 | 0 | 868.0924 | -0.010526 | 786.6744 | 0.28112 | 797.3929 | 0.0070875 | 788.3981 | 0.040145 | 788.1628 | 0.0074623 | 786.6744 | 0.24016 | 793.5882 | 0.033855 | 788.3981 | 0.21014 | 868.0924 | 61.1183 | 788.3981 | 0.056126 | 786.6744 | 0.26109 | 868.0924 | 0.053539 | 868.0924 | 0.067093
|  | 868.3322 | 0 | 868.3322 | 0 | 793.8239 | -0.19142 | 797.6304 | -0.074974 | 797.7744 | 0.00054912 | 788.6334 | 0 | 788.6334 | 0 | 868.3322 | 0.034998 | 786.9059 | -0.017831 | 797.6304 | -0.014434 | 788.6334 | 0.014203 | 788.3981 | 0.067837 | 786.9059 | 0.067982 | 793.8239 | 0.033897 | 788.6334 | 0.16022 | 868.3322 | 61.2745 | 788.6334 | 0.047492 | 786.9059 | 0.18781 | 868.3322 | 0.065007 | 868.3322 | 0.076932
|  | 868.572 | 0 | 868.572 | 0 | 794.0595 | 0.28051 | 797.8679 | 0.04031 | 798.0134 | -0.011163 | 788.8686 | 0 | 788.8686 | 0 | 868.572 | -0.005475 | 787.1375 | 0.1344 | 797.8679 | 0.011224 | 788.8686 | 0.019293 | 788.6334 | -0.080048 | 787.1375 | 0.075214 | 794.0595 | 0.033847 | 788.8686 | 0.16447 | 868.572 | 61.2254 | 788.8686 | 0.037459 | 787.1375 | 0.2451 | 868.572 | 0.052567 | 868.572 | 0.067659
|  | 868.8119 | 0 | 868.8119 | 0 | 794.2952 | -0.14741 | 798.1054 | -0.046146 | 798.2523 | 5.7362e-05 | 789.1039 | 0 | 789.1039 | 0 | 868.8119 | 0.033169 | 787.3691 | 0.15904 | 798.1054 | -0.026433 | 789.1039 | 0.0079699 | 788.8686 | 0.089545 | 787.3691 | 0.036172 | 794.2952 | 0.03371 | 789.1039 | 0.13429 | 868.8119 | 61.3394 | 789.1039 | 0.052987 | 787.3691 | 0.094217 | 868.8119 | 0.067004 | 868.8119 | 0.073575
|  | 869.0517 | 0 | 869.0517 | 0 | 794.5309 | 0.32183 | 798.343 | 0.10595 | 798.4913 | -0.010221 | 789.3392 | 0 | 789.3392 | 0 | 869.0517 | -0.017636 | 787.6007 | 0.23912 | 798.343 | 0.017452 | 789.3392 | 0.031607 | 789.1039 | -0.063759 | 787.6007 | 0.29674 | 794.5309 | 0.033494 | 789.3392 | 0.17415 | 869.0517 | 61.2412 | 789.3392 | 0.057304 | 787.6007 | 0.24319 | 869.0517 | 0.055347 | 869.0517 | 0.064174
|  | 869.2916 | 0 | 869.2916 | 0 | 794.7666 | -0.16265 | 798.5805 | -0.080422 | 798.7303 | 0.00029068 | 789.5745 | 0 | 789.5745 | 0 | 869.2916 | 0.032918 | 787.8323 | 0.074479 | 798.5805 | -0.019316 | 789.5745 | 0.010755 | 789.3392 | 0.095651 | 787.8323 | -0.064276 | 794.7666 | 0.033208 | 789.5745 | 0.13584 | 869.2916 | 61.3143 | 789.5745 | 0.046707 | 787.8323 | 0.19487 | 869.2916 | 0.069866 | 869.2916 | 0.077442
|  | 869.5314 | 0 | 869.5314 | 0 | 795.0023 | 0.26521 | 798.818 | 0.15005 | 798.9692 | -0.0096521 | 789.8098 | 0 | 789.8098 | 0 | 869.5314 | -0.0088697 | 788.0638 | 0.080079 | 798.818 | 0.01389 | 789.8098 | 0.029062 | 789.5745 | -0.033681 | 788.0638 | 0.019084 | 795.0023 | 0.032859 | 789.8098 | 0.19118 | 869.5314 | 61.2308 | 789.8098 | 0.061621 | 788.0638 | 0.23535 | 869.5314 | 0.048455 | 869.5314 | 0.064685
|  | 869.7713 | 0 | 869.7713 | 0 | 795.238 | -0.15583 | 799.0556 | -0.1024 | 799.2083 | 0.00049103 | 790.045 | 0 | 790.045 | 0 | 869.7713 | 0.036095 | 788.2955 | 0.048293 | 799.0556 | -0.012504 | 790.045 | 0.018882 | 789.8098 | 0.061886 | 788.2955 | -0.10833 | 795.238 | 0.03246 | 790.045 | 0.11726 | 869.7713 | 61.2767 | 790.045 | 0.054164 | 788.2955 | 0.17132 | 869.7713 | 0.074058 | 869.7713 | 0.079683
|  | 870.0111 | 0 | 870.0111 | 0 | 795.4737 | 0.22458 | 799.2931 | 0.02393 | 799.4473 | -0.010254 | 790.2804 | 0 | 790.2804 | 0 | 870.0111 | -0.020242 | 788.5271 | 0.27552 | 799.2931 | 0.017452 | 790.2804 | 0.034891 | 790.045 | -0.037205 | 788.5271 | 0.29939 | 795.4737 | 0.032028 | 790.2804 | 0.18305 | 870.0111 | 61.0714 | 790.2804 | 0.064369 | 788.5271 | 0.13656 | 870.0111 | 0.049426 | 870.0111 | 0.060647
|  | 870.251 | 0 | 870.251 | 0 | 795.7095 | -0.15084 | 799.5308 | -0.057134 | 799.6863 | 0.00077397 | 790.5157 | 0 | 790.5157 | 0 | 870.251 | 0.045284 | 788.7587 | 0.047048 | 799.5308 | -0.019994 | 790.5157 | -0.00054338 | 790.2804 | 0.061721 | 788.7587 | -0.078185 | 795.7095 | 0.031584 | 790.5157 | 0.12423 | 870.251 | 61.0667 | 790.5157 | 0.050632 | 788.7587 | 0.11262 | 870.251 | 0.063296 | 870.251 | 0.07478
|  | 870.4909 | 0 | 870.4909 | 0 | 795.9452 | 0.26408 | 799.7683 | 0.092927 | 799.9253 | -0.0092238 | 790.751 | 0 | 790.751 | 0 | 870.4909 | -0.020167 | 788.9903 | 0.17528 | 799.7683 | 0.011346 | 790.751 | 0.024711 | 790.5157 | -0.024825 | 788.9903 | 0.25945 | 795.9452 | 0.031153 | 790.751 | 0.19698 | 870.4909 | 60.8698 | 790.751 | 0.060051 | 788.9903 | 0.27598 | 870.4909 | 0.047127 | 870.4909 | 0.060872
|  | 870.7307 | 0 | 870.7307 | 0 | 796.181 | -0.23991 | 800.0059 | -0.082148 | 800.1644 | 0.00088285 | 790.9864 | 0 | 790.9864 | 0 | 870.7307 | 0.027375 | 789.2219 | 0.11704 | 800.0059 | -0.0080947 | 790.9864 | 0.018964 | 790.751 | 0.084797 | 789.2219 | 0.074399 | 796.181 | 0.030759 | 790.9864 | 0.14009 | 870.7307 | 60.8119 | 790.9864 | 0.059266 | 789.2219 | 0.18236 | 870.7307 | 0.067693 | 870.7307 | 0.077787
|  | 870.9706 | 0 | 870.9706 | 0 | 796.4167 | 0.30218 | 800.2435 | 0.026077 | 800.4034 | -0.0091329 | 791.2217 | 0 | 791.2217 | 0 | 870.9706 | -0.014261 | 789.4536 | 0.14 | 800.2435 | 0.0084447 | 791.2217 | 0.029965 | 790.9864 | -0.06738 | 789.4536 | 0.35907 | 796.4167 | 0.030424 | 791.2217 | 0.15828 | 870.9706 | 60.6371 | 791.2217 | 0.063191 | 789.4536 | 0.20766 | 870.9706 | 0.046147 | 870.9706 | 0.070152
|  | 871.2105 | 0 | 871.2105 | 0 | 796.6525 | -0.19977 | 800.4811 | -0.10428 | 800.6425 | 0.0022288 | 791.4571 | 0 | 791.4571 | 0 | 871.2105 | 0.027648 | 789.6852 | 0.055688 | 800.4811 | -0.0183 | 791.4571 | 0.0046956 | 791.2217 | 0.15806 | 789.6852 | -0.17946 | 796.6525 | 0.030162 | 791.4571 | 0.11107 | 871.2105 | 60.5491 | 791.4571 | 0.052987 | 789.6852 | 0.18665 | 871.2105 | 0.070702 | 871.2105 | 0.074438
|  | 871.4504 | 0 | 871.4504 | 0 | 796.8882 | 0.23623 | 800.7188 | 0.098073 | 800.8815 | -0.0086726 | 791.6924 | 0 | 791.6924 | 0 | 871.4504 | -0.028574 | 789.9169 | 0.25984 | 800.7188 | 0.0054117 | 791.6924 | 0.028816 | 791.4571 | -0.069872 | 789.9169 | 0.15645 | 796.8882 | 0.02998 | 791.6924 | 0.18344 | 871.4504 | 60.2676 | 791.6924 | 0.053772 | 789.9169 | 0.15617 | 871.4504 | 0.045397 | 871.4504 | 0.057738
|  | 871.6903 | 0 | 871.6903 | 0 | 797.124 | -0.16735 | 800.9564 | -0.062759 | 801.1206 | 0.0016532 | 791.9278 | 0 | 791.9278 | 0 | 871.6903 | 0.041705 | 790.1486 | 0.016092 | 800.9564 | -0.019147 | 791.9278 | 0.011329 | 791.6924 | 0.071229 | 790.1486 | 0.10593 | 797.124 | 0.029878 | 791.9278 | 0.10333 | 871.6903 | 60.1807 | 791.9278 | 0.058874 | 790.1486 | 0.19228 | 871.6903 | 0.069521 | 871.6903 | 0.075679
|  | 871.9303 | 0 | 871.9303 | 0 | 797.3599 | 0.29903 | 801.194 | 0.064437 | 801.3597 | -0.0086768 | 792.1632 | 0 | 792.1632 | 0 | 871.9303 | -0.030304 | 790.3802 | 0.1092 | 801.194 | 0.016227 | 792.1632 | 0.032592 | 791.9278 | -0.039911 | 790.3802 | 0.14541 | 797.3599 | 0.029848 | 792.1632 | 0.1757 | 871.9303 | 59.8776 | 792.1632 | 0.069471 | 790.3802 | 0.23112 | 871.9303 | 0.044471 | 871.9303 | 0.064006
|  | 872.1702 | 0 | 872.1702 | 0 | 797.5956 | -0.18062 | 801.4316 | -0.02766 | 801.5988 | 0.00074426 | 792.3986 | 0 | 792.3986 | 0 | 872.1702 | 0.030892 | 790.6119 | 0.046416 | 801.4316 | -0.0044586 | 792.3986 | 0.017897 | 792.1632 | 0.071908 | 790.6119 | -0.044027 | 797.5956 | 0.029879 | 792.3986 | 0.12113 | 872.1702 | 59.6986 | 792.3986 | 0.068686 | 790.6119 | 0.22701 | 872.1702 | 0.069594 | 872.1702 | 0.076195
|  | 872.4101 | 0 | 872.4101 | 0 | 797.8315 | 0.27436 | 801.6693 | 0.14496 | 801.8379 | -0.01081 | 792.634 | 0 | 792.634 | 0 | 872.4101 | -0.034146 | 790.8436 | 0.19376 | 801.6693 | 0.0097043 | 792.634 | 0.03054 | 792.3986 | -0.0358 | 790.8436 | 0.19306 | 797.8315 | 0.029961 | 792.634 | 0.1637 | 872.4101 | 59.1754 | 792.634 | 0.064369 | 790.8436 | 0.27798 | 872.4101 | 0.042742 | 872.4101 | 0.055239
|  | 872.6501 | 0 | 872.6501 | 0 | 798.0673 | -0.14377 | 801.9069 | -0.2012 | 802.077 | -0.0012799 | 792.8694 | 0 | 792.8694 | 0 | 872.6501 | 0.044228 | 791.0753 | 0.069439 | 801.9069 | -0.016366 | 792.8694 | 0.010755 | 792.634 | 0.041984 | 791.0753 | -0.0045438 | 798.0673 | 0.030081 | 792.8694 | 0.11262 | 872.6501 | 59.144 | 792.8694 | 0.065939 | 791.0753 | 0.21353 | 872.6501 | 0.070476 | 872.6501 | 0.075055
|  | 872.89 | 0 | 872.89 | 0 | 798.3031 | 0.31761 | 802.1446 | 0.065564 | 802.3162 | -0.013284 | 793.1048 | 0 | 793.1048 | 0 | 872.89 | -0.022245 | 791.307 | 0.16128 | 802.1446 | 0.0066427 | 793.1048 | 0.032346 | 792.8694 | -0.015552 | 791.307 | 0.13421 | 798.3031 | 0.030233 | 793.1048 | 0.14899 | 872.89 | 58.696 | 793.1048 | 0.061621 | 791.307 | 0.25625 | 872.89 | 0.050688 | 872.89 | 0.058273
|  | 873.13 | 0 | 873.13 | 0 | 798.539 | -0.16216 | 802.3823 | -0.091405 | 802.5553 | -0.0030143 | 793.3402 | 0 | 793.3402 | 0 | 873.13 | 0.048932 | 791.5387 | 0.032615 | 802.3823 | -0.0050751 | 793.3402 | 0.017651 | 793.1048 | 0.039942 | 791.5387 | -0.14253 | 798.539 | 0.030409 | 793.3402 | 0.10681 | 873.13 | 58.6214 | 793.3402 | 0.063584 | 791.5387 | 0.11305 | 873.13 | 0.073449 | 873.13 | 0.081371
|  | 873.3699 | 0 | 873.3699 | 0 | 798.7748 | 0.25506 | 802.62 | 0.092084 | 802.7944 | -0.012458 | 793.5756 | 0 | 793.5756 | 0 | 873.3699 | -0.029242 | 791.7704 | 0.14336 | 802.62 | 0.015972 | 793.5756 | 0.02077 | 793.3402 | -0.061015 | 791.7704 | 0.27746 | 798.7748 | 0.030607 | 793.5756 | 0.15712 | 873.3699 | 58.0822 | 793.5756 | 0.067901 | 791.7704 | 0.14103 | 873.3699 | 0.044044 | 873.3699 | 0.059915
|  | 873.6099 | 0 | 873.6099 | 0 | 799.0107 | -0.17245 | 802.8577 | -0.12394 | 803.0336 | -0.0029465 | 793.8111 | 0 | 793.8111 | 0 | 873.6099 | 0.045535 | 792.0021 | 0.14728 | 802.8577 | -0.0021477 | 793.8111 | 0.017815 | 793.5756 | 0.056241 | 792.0021 | 0.16283 | 799.0107 | 0.030824 | 793.8111 | 0.1281 | 873.6099 | 57.959 | 793.8111 | 0.074181 | 792.0021 | 0.11757 | 873.6099 | 0.072572 | 873.6099 | 0.082419
|  | 873.8499 | 0 | 873.8499 | 0 | 799.2466 | 0.24637 | 803.0953 | 0.069466 | 803.2728 | -0.013799 | 794.0465 | 0 | 794.0465 | 0 | 873.8499 | -0.028788 | 792.2339 | 0.11592 | 803.0953 | 0.0087677 | 794.0465 | 0.019785 | 793.8111 | -0.031139 | 792.2339 | 0.19676 | 799.2466 | 0.031057 | 794.0465 | 0.13893 | 873.8499 | 57.4937 | 794.0465 | 0.076536 | 792.2339 | 0.23266 | 873.8499 | 0.054694 | 873.8499 | 0.065075
|  | 874.0898 | 0 | 874.0898 | 0 | 799.4824 | -0.17432 | 803.3331 | -0.077478 | 803.5119 | -0.0038609 | 794.282 | 0 | 794.282 | 0 | 874.0898 | 0.050846 | 792.4656 | 0.0030368 | 803.3331 | -0.010648 | 794.282 | 0.012807 | 794.0465 | 0.035217 | 792.4656 | 0.04487 | 799.4824 | 0.031299 | 794.282 | 0.093266 | 874.0898 | 57.2809 | 794.282 | 0.068294 | 792.4656 | 0.11684 | 874.0898 | 0.080352 | 874.0898 | 0.088942
|  | 874.3298 | 0 | 874.3298 | 0 | 799.7183 | 0.24829 | 803.5708 | 0.07834 | 803.7511 | -0.014399 | 794.5175 | 0 | 794.5175 | 0 | 874.3298 | -0.039573 | 792.6973 | 0.1652 | 803.5708 | 0.016367 | 794.5175 | 0.01839 | 794.282 | 0.016713 | 792.6973 | 0.31236 | 799.7183 | 0.03154 | 794.5175 | 0.13893 | 874.3298 | 56.6706 | 794.5175 | 0.080069 | 792.6973 | 0.19517 | 874.3298 | 0.04217 | 874.3298 | 0.051772
|  | 874.5698 | 0 | 874.5698 | 0 | 799.9542 | -0.11464 | 803.8085 | -0.020542 | 803.9903 | -0.0023855 | 794.7529 | 0 | 794.7529 | 0 | 874.5698 | 0.0421 | 792.9291 | 0.17024 | 803.8085 | -0.014664 | 794.7529 | 0.010673 | 794.5175 | 0.082762 | 792.9291 | 0.033806 | 799.9542 | 0.031764 | 794.7529 | 0.0863 | 874.5698 | 56.35 | 794.7529 | 0.072219 | 792.9291 | 0.19613 | 874.5698 | 0.077071 | 874.5698 | 0.078699
|  | 874.8098 | 0 | 874.8098 | 0 | 800.1901 | 0.29751 | 804.0463 | 0.029777 | 804.2295 | -0.012427 | 794.9884 | 0 | 794.9884 | 0 | 874.8098 | -0.03696 | 793.1609 | 0.18256 | 804.0463 | 0.01597 | 794.9884 | 0.02586 | 794.7529 | -0.10922 | 793.1609 | 0.073195 | 800.1901 | 0.031953 | 794.9884 | 0.1548 | 874.8098 | 55.7742 | 794.9884 | 0.080069 | 793.1609 | 0.24418 | 874.8098 | 0.036046 | 874.8098 | 0.059567
|  | 875.0498 | 0 | 875.0498 | 0 | 800.4261 | -0.13618 | 804.284 | -0.094614 | 804.4687 | -0.00083019 | 795.2239 | 0 | 795.2239 | 0 | 875.0498 | 0.048796 | 793.3926 | 0.10192 | 804.284 | -0.0027195 | 795.2239 | 0.011822 | 794.9884 | 0.070551 | 793.3926 | 0.088493 | 800.4261 | 0.032086 | 795.2239 | 0.068886 | 875.0498 | 55.4512 | 795.2239 | 0.072611 | 793.3926 | 0.14478 | 875.0498 | 0.075043 | 875.0498 | 0.082135
|  | 875.2898 | 0 | 875.2898 | 0 | 800.662 | 0.26345 | 804.5218 | 0.062806 | 804.7079 | -0.010155 | 795.4594 | 0 | 795.4594 | 0 | 875.2898 | -0.029491 | 793.6244 | 0.1904 | 804.5218 | 0.018808 | 795.4594 | 0.029801 | 795.2239 | -0.053899 | 793.6244 | 0.1664 | 800.662 | 0.032146 | 795.4594 | 0.14125 | 875.2898 | 54.643 | 795.4594 | 0.078891 | 793.6244 | 0.17053 | 875.2898 | 0.042954 | 875.2898 | 0.058699
|  | 875.5299 | 0 | 875.5299 | 0 | 800.8979 | -0.17718 | 804.7595 | -0.085572 | 804.9472 | 0.0014223 | 795.6949 | 0 | 795.6949 | 0 | 875.5299 | -0.045005 | 793.8562 | -0.0013732 | 804.7595 | -0.018639 | 795.6949 | -0.00054739 | 795.4594 | 0.070551 | 793.8562 | -0.064439 | 800.8979 | 0.032119 | 795.6949 | 0.059598 | 875.5299 | 53.2742 | 795.6949 | 0.073789 | 793.8562 | 0.10561 | 875.5299 | 0.045381 | 875.5299 | 0.05343
|  | 875.7699 | 0 | 875.7699 | 0 | 801.1339 | 0.25304 | 804.9973 | 0.049369 | 805.1864 | -0.0082281 | 795.9304 | 0 | 795.9304 | 0 | 875.7699 | 0.056255 | 794.088 | 0.18368 | 804.9973 | 0.020333 | 795.9304 | 0.029226 | 795.6949 | -0.04921 | 794.088 | 0.23484 | 801.1339 | 0.032004 | 795.9304 | 0.14048 | 875.7699 | 52.8081 | 795.9304 | 0.085171 | 794.088 | 0.15787 | 875.7699 | 0.08558 | 875.7699 | 0.0811
|  | 876.0099 | 0 | 876.0099 | 0 | 801.3698 | -0.17228 | 805.2351 | -0.10683 | 805.4257 | 0.0013283 | 796.1659 | 0 | 796.1659 | 0 | 876.0099 | -0.035442 | 794.3198 | 0.27384 | 805.2351 | -0.016861 | 796.1659 | 0.0024718 | 795.9304 | 0.1065 | 794.3198 | 0.029368 | 801.3698 | 0.031807 | 796.1659 | 0.088622 | 876.0099 | 52.077 | 796.1659 | 0.076144 | 794.3198 | 0.10808 | 876.0099 | 0.042522 | 876.0099 | 0.054027
|  | 876.25 | 0 | 876.25 | 0 | 801.6058 | 0.29168 | 805.4728 | 0.085742 | 805.6649 | -0.0093283 | 796.4015 | 0 | 796.4015 | 0 | 876.25 | 0.055414 | 794.5516 | 0.1008 | 805.4728 | 0.014453 | 796.4015 | 0.027749 | 796.1659 | -0.0004597 | 794.5516 | 0.41661 | 801.6058 | 0.031546 | 796.4015 | 0.1339 | 876.25 | 51.5119 | 796.4015 | 0.086348 | 794.5516 | 0.23552 | 876.25 | 0.076285 | 876.25 | 0.080535
|  | 876.49 | 0 | 876.49 | 0 | 801.8417 | -0.21875 | 805.7106 | -0.095061 | 805.9042 | 0.0019818 | 796.637 | 0 | 796.637 | 0 | 876.49 | -0.035958 | 794.7835 | -0.009847 | 805.7106 | -0.0183 | 796.637 | 0.014942 | 796.4015 | 0.13432 | 794.7834 | -0.061545 | 801.8417 | 0.031245 | 796.637 | 0.055341 | 876.49 | 50.7233 | 796.637 | 0.083208 | 794.7834 | 0.087846 | 876.49 | 0.053628 | 876.49 | 0.065828
|  | 876.7301 | 0 | 876.7301 | 0 | 802.0778 | 0.26456 | 805.9485 | 0.089276 | 806.1435 | -0.0074683 | 796.8726 | 0 | 796.8726 | 0 | 876.7301 | 0.051073 | 795.0153 | 0.1652 | 805.9485 | 0.011999 | 796.8726 | 0.024136 | 796.637 | -0.072586 | 795.0153 | 0.093446 | 802.0778 | 0.030935 | 796.8726 | 0.11958 | 876.7301 | 50.1899 | 796.8726 | 0.076929 | 795.0153 | 0.1221 | 876.7301 | 0.073726 | 876.7301 | 0.074207
|  | 876.9701 | 0 | 876.9701 | 0 | 802.3137 | -0.14195 | 806.1863 | -0.060694 | 806.3828 | 0.0037268 | 797.1082 | 0 | 797.1082 | 0 | 876.9701 | -0.04845 | 795.2471 | 0.010941 | 806.1863 | -0.0072677 | 797.1082 | 0.013464 | 796.8726 | 0.039509 | 795.2471 | 0.13256 | 802.3137 | 0.030645 | 797.1082 | 0.059211 | 876.9701 | 49.3358 | 797.1082 | 0.087918 | 795.2471 | 0.14917 | 876.9701 | 0.0455 | 876.9701 | 0.050717
|  | 877.2102 | 0 | 877.2102 | 0 | 802.5497 | 0.30474 | 806.4241 | 0.14531 | 806.6221 | -0.0087417 | 797.3437 | 0 | 797.3437 | 0 | 877.2102 | 0.047281 | 795.4789 | 0.094639 | 806.4241 | 0.022536 | 797.3437 | 0.02586 | 797.1082 | -0.072586 | 795.4789 | -0.014623 | 802.5497 | 0.030403 | 797.3437 | 0.10913 | 877.2102 | 48.7608 | 797.3437 | 0.093413 | 795.4789 | 0.091586 | 877.2102 | 0.078586 | 877.2102 | 0.082184
|  | 877.4502 | 0 | 877.4502 | 0 | 802.7857 | -0.19728 | 806.6619 | -0.044379 | 806.8614 | 0.0018904 | 797.5793 | 0 | 797.5793 | 0 | 877.4502 | -0.03073 | 795.7107 | 0.036144 | 806.6619 | -0.013321 | 797.5793 | 0.01174 | 797.3437 | 0.071908 | 795.7108 | -0.033377 | 802.7857 | 0.03023 | 797.5793 | 0.070046 | 877.4502 | 47.867 | 797.5793 | 0.083993 | 795.7108 | 0.14184 | 877.4502 | 0.045773 | 877.4502 | 0.060036
|  | 877.6903 | 0 | 877.6903 | 0 | 803.0217 | 0.24291 | 806.8998 | 0.11129 | 807.1007 | -0.0079868 | 797.8149 | 0 | 797.8149 | 0 | 877.6903 | 0.042977 | 795.9426 | 0.16464 | 806.8998 | 0.025586 | 797.8149 | 0.026928 | 797.5793 | -0.060279 | 795.9426 | 0.15805 | 803.0217 | 0.030142 | 797.8149 | 0.13119 | 877.6903 | 47.2409 | 797.8149 | 0.086741 | 795.9426 | 0.17822 | 877.6903 | 0.077478 | 877.6903 | 0.082323
|  | 877.9304 | 0 | 877.9304 | 0 | 803.2578 | -0.20331 | 807.1376 | -0.081092 | 807.34 | 0.0028181 | 798.0505 | 0 | 798.0505 | 0 | 877.9304 | -0.021537 | 796.1745 | 0.093519 | 807.1376 | -0.0063806 | 798.0505 | 0.016501 | 797.8149 | 0.052514 | 796.1745 | 0.12328 | 803.2578 | 0.030143 | 798.0505 | 0.080108 | 877.9304 | 46.3474 | 798.0505 | 0.093021 | 796.1745 | 0.049092 | 877.9304 | 0.05302 | 877.9304 | 0.069706
|  | 878.1705 | 0 | 878.1705 | 0 | 803.4938 | 0.3314 | 807.3755 | 0.043625 | 807.5794 | -0.0076551 | 798.2861 | 0 | 798.2861 | 0 | 878.1705 | 0.046231 | 796.4064 | 0.15904 | 807.3755 | 0.010616 | 798.2861 | 0.021263 | 798.0505 | -0.012256 | 796.4064 | 0.086356 | 803.4938 | 0.030229 | 798.2861 | 0.11997 | 878.1705 | 45.7117 | 798.2861 | 0.085563 | 796.4064 | 0.26885 | 878.1705 | 0.069602 | 878.1705 | 0.068225
|  | 878.4106 | 0 | 878.4106 | 0 | 803.7299 | -0.15629 | 807.6133 | -0.083293 | 807.8187 | 0.0021655 | 798.5217 | 0 | 798.5217 | 0 | 878.4106 | -0.023688 | 796.6382 | 0.084559 | 807.6133 | -0.0039148 | 798.5217 | 0.0068614 | 798.2861 | 0.10718 | 796.6382 | -0.008155 | 803.7299 | 0.030386 | 798.5217 | 0.06579 | 878.4106 | 44.8216 | 798.5217 | 0.087918 | 796.6382 | 0.18765 | 878.4106 | 0.048678 | 878.4106 | 0.060761
|  | 878.6507 | 0 | 878.6507 | 0 | 803.9659 | 0.27655 | 807.8512 | 0.096585 | 808.0581 | -0.0093905 | 798.7573 | 0 | 798.7573 | 0 | 878.6507 | 0.037599 | 796.8701 | 0.18928 | 807.8512 | 0.013007 | 798.7573 | 0.016255 | 798.5217 | -0.089545 | 796.8701 | 0.24749 | 803.9659 | 0.030587 | 798.7573 | 0.11842 | 878.6507 | 44.1661 | 798.7573 | 0.098123 | 796.8701 | 0.17614 | 878.6507 | 0.074934 | 878.6507 | 0.078881
|  | 878.8908 | 0 | 878.8908 | 0 | 804.202 | -0.20319 | 808.0891 | -0.065817 | 808.2975 | 0.0010695 | 798.9929 | 0 | 798.9929 | 0 | 878.8908 | -0.031212 | 797.102 | 0.085679 | 808.0891 | -0.0077923 | 798.9929 | 0.012479 | 798.7573 | 0.10718 | 797.102 | -0.02312 | 804.202 | 0.030795 | 798.9929 | 0.067338 | 878.8908 | 43.3205 | 798.9929 | 0.096946 | 797.102 | 0.11735 | 878.8908 | 0.046747 | 878.8908 | 0.062529
|  | 879.131 | 0 | 879.131 | 0 | 804.438 | 0.26026 | 808.327 | 0.071377 | 808.5369 | -0.010821 | 799.2285 | 0 | 799.2285 | 0 | 879.131 | 0.031307 | 797.3339 | 0.070559 | 808.327 | 0.015193 | 799.2285 | 0.025286 | 798.9929 | 0.012031 | 797.3339 | 0.12051 | 804.438 | 0.030968 | 799.2285 | 0.11997 | 879.131 | 42.6505 | 799.2285 | 0.093806 | 797.3339 | 0.26226 | 879.131 | 0.068642 | 879.131 | 0.06942
|  | 879.3711 | 0 | 879.3711 | 0 | 804.6741 | -0.17819 | 808.5649 | -0.017752 | 808.7763 | -0.00067427 | 799.4642 | 0 | 799.4642 | 0 | 879.3711 | -0.025308 | 797.5658 | -0.035448 | 808.5649 | -0.011582 | 799.4642 | 0.0094411 | 799.2285 | 0.11397 | 797.5658 | 0.17714 | 804.6741 | 0.031063 | 799.4642 | 0.074303 | 879.3711 | 41.7565 | 799.4642 | 0.099301 | 797.5658 | 0.09735 | 879.3711 | 0.045613 | 879.3711 | 0.05627
|  | 879.6112 | 0 | 879.6112 | 0 | 804.9102 | 0.23135 | 808.8028 | 0.032838 | 809.0156 | -0.011526 | 799.6998 | 0 | 799.6998 | 0 | 879.6112 | 0.034853 | 797.7977 | 0.18368 | 808.8028 | 0.017283 | 799.6998 | 0.023315 | 799.4642 | -0.086832 | 797.7977 | 0.10314 | 804.9102 | 0.031046 | 799.6998 | 0.092492 | 879.6112 | 41.0735 | 799.6998 | 0.10166 | 797.7977 | 0.22501 | 879.6112 | 0.068861 | 879.6112 | 0.076145
|  | 879.8514 | 0 | 879.8514 | 0 | 805.1463 | -0.15427 | 809.0407 | -0.19146 | 809.2551 | 0.00016644 | 799.9355 | 0 | 799.9355 | 0 | 879.8514 | -0.019615 | 798.0297 | 0.020888 | 809.0407 | -0.014734 | 799.9355 | 0.0056147 | 799.6998 | 0.088867 | 798.0297 | 0.064087 | 805.1463 | 0.030896 | 799.9355 | 0.057663 | 879.8514 | 40.2574 | 799.9355 | 0.073004 | 798.0297 | 0.1243 | 879.8514 | 0.043651 | 879.8514 | 0.059116
|  | 880.0915 | 0 | 880.0915 | 0 | 805.3824 | 0.37791 | 809.2787 | 0.045315 | 809.4945 | -0.010496 | 800.1711 | 0 | 800.1711 | 0 | 880.0915 | 0.037614 | 798.2616 | 0.13216 | 809.2787 | 0.010811 | 800.1711 | 0.021756 | 799.9355 | -0.07937 | 798.2616 | 0.40023 | 805.3824 | 0.030615 | 800.1711 | 0.10023 | 880.0915 | 39.5772 | 800.1711 | 0.10126 | 798.2616 | 0.21778 | 880.0915 | 0.07667 | 880.0915 | 0.077315
|  | 880.3317 | 0 | 880.3317 | 0 | 805.6185 | -0.18725 | 809.5166 | -0.082084 | 809.7339 | -0.0022812 | 800.4068 | 0 | 800.4068 | 0 | 880.3317 | -0.020148 | 798.4935 | -0.092959 | 809.5166 | -0.002636 | 800.4068 | 0.01683 | 800.1711 | 0.018671 | 798.4935 | 0.0050266 | 805.6185 | 0.030228 | 800.4068 | 0.070046 | 880.3317 | 38.7259 | 800.4068 | 0.097338 | 798.4935 | 0.11905 | 880.3317 | 0.044157 | 880.3317 | 0.065326
|  | 880.5718 | 0 | 880.5718 | 0 | 805.8547 | 0.28319 | 809.7545 | 0.10541 | 809.9733 | -0.013323 | 800.6425 | 0 | 800.6425 | 0 | 880.5718 | 0.024368 | 798.7255 | 0.15288 | 809.7545 | 0.017791 | 800.6425 | 0.035876 | 800.4068 | -0.026592 | 798.7255 | 0.13294 | 805.8547 | 0.02978 | 800.6425 | 0.12771 | 880.5718 | 38.0205 | 800.6425 | 0.11539 | 798.7255 | 0.15776 | 880.5718 | 0.071806 | 880.5718 | 0.074476
|  | 880.812 | 0 | 880.812 | 0 | 806.0908 | -0.17067 | 809.9925 | -0.070571 | 810.2128 | -0.0028888 | 800.8782 | 0 | 800.8782 | 0 | 880.812 | -0.024011 | 798.9574 | -0.0041464 | 809.9925 | -0.01685 | 800.8782 | 0.0051164 | 800.6425 | 0.057772 | 798.9574 | 0.0051578 | 806.0908 | 0.029331 | 800.8782 | 0.05805 | 880.812 | 37.2056 | 800.8782 | 0.10205 | 798.9574 | 0.09264 | 880.812 | 0.043496 | 880.812 | 0.06071
|  | 881.0522 | 0 | 881.0522 | 0 | 806.327 | 0.26491 | 810.2305 | 0.072901 | 810.4523 | -0.013289 | 801.1139 | 0 | 801.1139 | 0 | 881.0522 | 0.030921 | 799.1894 | 0.17248 | 810.2305 | 0.027788 | 801.1139 | 0.02545 | 800.8782 | -0.031241 | 799.1894 | 0.063797 | 806.327 | 0.028948 | 801.1139 | 0.11455 | 881.0522 | 36.5268 | 801.1139 | 0.12167 | 799.1894 | 0.16255 | 881.0522 | 0.066691 | 881.0522 | 0.072588
|  | 881.2923 | 0 | 881.2923 | 0 | 806.5631 | -0.10636 | 810.4684 | -0.042405 | 810.6917 | -0.00077461 | 801.3496 | 0 | 801.3496 | 0 | 881.2923 | -0.026209 | 799.4213 | 0.048476 | 810.4684 | 0.00099708 | 801.3496 | 0.0080614 | 801.1139 | 0.085475 | 799.4213 | 0.068197 | 806.5631 | 0.028687 | 801.3496 | 0.058437 | 881.2923 | 35.6851 | 801.3496 | 0.10637 | 799.4213 | 0.065245 | 881.2923 | 0.057138 | 881.2923 | 0.065655
|  | 881.5325 | 0 | 881.5325 | 0 | 806.7993 | 0.22828 | 810.7064 | 0.090377 | 810.9312 | -0.011118 | 801.5853 | 0 | 801.5853 | 0 | 881.5325 | 0.028392 | 799.6533 | 0.24696 | 810.7064 | 0.015281 | 801.5853 | 0.024711 | 801.3496 | -0.098364 | 799.6533 | 0.21658 | 806.7993 | 0.02859 | 801.5853 | 0.088622 | 881.5325 | 34.955 | 801.5853 | 0.11186 | 799.6533 | 0.23667 | 881.5325 | 0.083633 | 881.5325 | 0.075403
|  | 881.7727 | 0 | 881.7727 | 0 | 807.0355 | -0.12351 | 810.9444 | -0.093539 | 811.1707 | -0.00050855 | 801.821 | 0 | 801.821 | 0 | 881.7727 | -0.017542 | 799.8853 | 0.027165 | 810.9444 | 0.0081112 | 801.821 | 0.012643 | 801.5853 | 0.031433 | 799.8853 | -0.15825 | 807.0355 | 0.028679 | 801.821 | 0.045666 | 881.7727 | 34.1329 | 801.821 | 0.115 | 799.8853 | 0.14602 | 881.7727 | 0.056505 | 881.7727 | 0.056959
|  | 882.0129 | 0 | 882.0129 | 0 | 807.2717 | 0.28638 | 811.1824 | 0.11027 | 811.4102 | -0.01062 | 802.0568 | 0 | 802.0568 | 0 | 882.0129 | 0.035475 | 800.1173 | 0.182 | 811.1824 | 0.015964 | 802.0568 | 0.020196 | 801.821 | -0.050639 | 800.1173 | -0.089471 | 807.2717 | 0.028948 | 802.0568 | 0.1161 | 882.0129 | 33.3032 | 802.0568 | 0.11932 | 800.1173 | 0.16715 | 882.0129 | 0.075102 | 882.0129 | 0.075338
|  | 882.2531 | 0 | 882.2531 | 0 | 807.5078 | -0.13614 | 811.4204 | -0.054148 | 811.6497 | 0.00012169 | 802.2925 | 0 | 802.2925 | 0 | 882.2531 | -0.010045 | 800.3493 | 0.017238 | 811.4204 | -0.014537 | 802.2925 | 0.012971 | 802.0568 | 0.095651 | 800.3493 | 0.13582 | 807.5078 | 0.029372 | 802.2925 | 0.05418 | 882.2531 | 32.4922 | 802.2925 | 0.11422 | 800.3493 | 0 | 882.2531 | 0.047968 | 882.2531 | 0.06297
|  | 882.4933 | 0 | 882.4933 | 0 | 807.744 | 0.34225 | 811.6584 | 0.094564 | 811.8892 | -0.010006 | 802.5283 | 0 | 802.5283 | 0 | 882.4933 | 0.046036 | 800.5813 | 0.090159 | 811.6584 | 0.016739 | 802.5283 | 0.018636 | 802.2925 | -0.036622 | 800.5813 | 0.31866 | 807.744 | 0.029908 | 802.5283 | 0.092879 | 882.4933 | 31.7411 | 802.5283 | 0.11696 | 800.5813 | 0 | 882.4933 | 0.073809 | 882.4933 | 0.07076
|  | 882.7336 | 0 | 882.7336 | 0 | 807.9802 | -0.15973 | 811.8964 | -0.11507 | 812.1287 | 0.00067238 | 802.764 | 0 | 802.764 | 0 | 882.7336 | -0.0029359 | 800.8134 | 0.099679 | 811.8964 | -0.01141 | 802.764 | 0.015845 | 802.5283 | 0.135 | 800.8134 | -0.19881 | 807.9802 | 0.030503 | 802.764 | 0.056115 | 882.7336 | 30.9223 | 802.764 | 0.12089 | 800.8134 | 0 | 882.7336 | 0.050875 | 882.7336 | 0.059481
|  | 882.9738 | 0 | 882.9738 | 0 | 808.2165 | 0.24893 | 812.1345 | 0.039593 | 812.3683 | -0.0085832 | 802.9998 | 0 | 802.9998 | 0 | 882.9738 | 0.030934 | 801.0453 | 0.25032 | 812.1345 | 0.01597 | 802.9998 | 0.015763 | 802.764 | -0.077335 | 801.0453 | 0.20525 | 808.2165 | 0.031102 | 802.9998 | 0.11107 | 882.9738 | 30.1864 | 802.9998 | 0.1205 | 801.0453 | 0 | 882.9738 | 0.067023 | 882.9738 | 0.072653
|  | 883.214 | 0 | 883.214 | 0 | 808.4527 | -0.13932 | 812.3725 | -0.094345 | 812.6078 | 0.0033368 | 803.2356 | 0 | 803.2356 | 0 | 883.214 | -0.02356 | 801.2774 | 0.14168 | 812.3725 | -0.018977 | 803.2356 | 0.0076697 | 802.9998 | 0.086153 | 801.2774 | -0.055979 | 808.4527 | 0.03165 | 803.2356 | 0.037105 | 883.214 | 29.3736 | 803.2356 | 0.11579 | 801.2774 | 0 | 883.214 | 0.053442 | 883.214 | 0.057289
|  | 883.4543 | 0 | 883.4543 | 0 | 808.6889 | 0.2631 | 812.6105 | 0.059207 | 812.8474 | -0.0066465 | 803.4714 | 0 | 803.4714 | 0 | 883.4543 | 0.024365 | 801.5094 | 0.30408 | 812.6105 | 0.019486 | 803.4714 | 0.031854 | 803.2356 | -0.0074984 | 801.5094 | 0.056724 | 808.6889 | 0.0321 | 803.4714 | 0.10681 | 883.4543 | 28.6811 | 803.4714 | 0.12442 | 801.5094 | 0 | 883.4543 | 0.072544 | 883.4543 | 0.069968
|  | 883.6945 | 0 | 883.6945 | 0 | 808.9252 | -0.16444 | 812.8486 | -0.034804 | 813.0869 | 0.0027105 | 803.7071 | 0 | 803.7071 | 0 | 883.6945 | -0.015063 | 801.7415 | 0.12096 | 812.8486 | -0.015777 | 803.7071 | 0.0058428 | 803.4714 | 0.014086 | 801.7415 | 0.028431 | 808.9252 | 0.032415 | 803.7071 | 0.063081 | 883.6945 | 27.9205 | 803.7071 | 0.13149 | 801.7415 | 0 | 883.6945 | 0.048943 | 883.6945 | 0.060759
|  | 883.9348 | 0 | 883.9348 | 0 | 809.1614 | 0.25179 | 813.0867 | 0.086718 | 813.3265 | -0.0097912 | 803.943 | 0 | 803.943 | 0 | 883.9348 | 0.027785 | 801.9735 | 0.15904 | 813.0867 | 0.026433 | 803.943 | 0.031279 | 803.7071 | -0.064266 | 801.9735 | 0.05753 | 809.1614 | 0.032572 | 803.943 | 0.091718 | 883.9348 | 27.2639 | 803.943 | 0.13541 | 801.9735 | 0 | 883.9348 | 0.065004 | 883.9348 | 0.071409
|  | 884.175 | 0 | 884.175 | 0 | 809.3977 | -0.13731 | 813.3247 | -0.086901 | 813.5661 | 0.001024 | 804.1788 | 0 | 804.1788 | 0 | 884.175 | -0.0027363 | 802.2056 | 0.052974 | 813.3247 | -0.0043397 | 804.1788 | 0.00021739 | 803.943 | 0.078691 | 802.2056 | -0.027152 | 809.3977 | 0.032565 | 804.1788 | 0.053406 | 884.175 | 26.5224 | 804.1788 | 0.12992 | 802.2056 | 0 | 884.175 | 0.05035 | 884.175 | 0.063241
|  | 884.4153 | 0 | 884.4153 | 0 | 809.634 | 0.2996 | 813.5628 | 0.095964 | 813.8057 | -0.0085883 | 804.4146 | 0 | 804.4146 | 0 | 884.4153 | 0.044824 | 802.4376 | 0.37744 | 813.5628 | 0.021519 | 804.4146 | 0.020853 | 804.1788 | -0.056369 | 802.4376 | 0.043189 | 809.634 | 0.032406 | 804.4146 | 0.089396 | 884.4153 | 25.8815 | 804.4146 | 0.13973 | 802.4376 | 0 | 884.4153 | 0.072232 | 884.4153 | 0.082244
|  | 884.6556 | 0 | 884.6556 | 0 | 809.8702 | -0.12904 | 813.8009 | -0.071129 | 814.0453 | 0.0021501 | 804.6504 | 0 | 804.6504 | 0 | 884.6556 | -0.004618 | 802.6697 | 0.097999 | 813.8009 | -0.0093227 | 804.6504 | 0.0057622 | 804.4146 | 0.046219 | 802.6697 | -0.035799 | 809.8702 | 0.032126 | 804.6504 | 0.061533 | 884.6556 | 25.146 | 804.6504 | 0.13109 | 802.6697 | 0 | 884.6556 | 0.05353 | 884.6556 | 0.06839
|  | 884.8958 | 0 | 884.8958 | 0 | 810.1066 | 0.2406 | 814.039 | 0.049111 | 814.2849 | -0.0079637 | 804.8862 | 0 | 804.8862 | 0 | 884.8958 | 0.017061 | 802.9018 | 0.28 | 814.039 | 0.014064 | 804.8862 | 0.023644 | 804.6504 | -0.075299 | 802.9018 | 0.24908 | 810.1066 | 0.03177 | 804.8862 | 0.10642 | 884.8958 | 24.4745 | 804.8862 | 0.13933 | 802.9018 | 0 | 884.8958 | 0.064824 | 884.8958 | 0.065432
|  | 885.1361 | 0 | 885.1361 | 0 | 810.3428 | -0.11476 | 814.2771 | -0.036055 | 814.5245 | 0.0011322 | 805.1221 | 0 | 805.1221 | 0 | 885.1361 | -0.018998 | 803.1339 | 0.16352 | 814.2771 | -0.012014 | 805.1221 | -0.00041979 | 804.8862 | 0.094294 | 803.1339 | 0.031896 | 810.3428 | 0.031391 | 805.1221 | 0.049536 | 885.1361 | 23.7909 | 805.1221 | 0.13345 | 803.1339 | 0 | 885.1361 | 0.054409 | 885.1361 | 0.05645
|  | 885.3764 | 0 | 885.3764 | 0 | 810.5792 | 0.23502 | 814.5152 | 0.098806 | 814.7642 | -0.009961 | 805.358 | 0 | 805.358 | 0 | 885.3764 | 0.022852 | 803.366 | 0.17416 | 814.5152 | 0.017452 | 805.358 | 0.029965 | 805.1221 | -0.059899 | 803.366 | 0.27679 | 810.5792 | 0.031042 | 805.358 | 0.078947 | 885.3764 | 23.204 | 805.358 | 0.14561 | 803.366 | 0 | 885.3764 | 0.062253 | 885.3764 | 0.064858
|  | 885.6167 | 0 | 885.6167 | 0 | 810.8155 | -0.21264 | 814.7534 | -0.076173 | 815.0038 | 6.0978e-05 | 805.5938 | 0 | 805.5938 | 0 | 885.6167 | 0.00083702 | 803.5981 | 0.126 | 814.7534 | -0.012493 | 805.5938 | 0.010919 | 805.358 | 0.10718 | 803.5981 | 0.12061 | 810.8155 | 0.030764 | 805.5938 | 0.036522 | 885.6167 | 22.5593 | 805.5938 | 0.13933 | 803.5981 | 0 | 885.6167 | 0.056723 | 885.6167 | 0.063788
|  | 885.857 | 0 | 885.857 | 0 | 811.0518 | 0.20035 | 814.9915 | 0.075432 | 815.2435 | -0.011561 | 805.8297 | 0 | 805.8297 | 0 | 885.857 | 0.022398 | 803.8302 | 0.072239 | 814.9915 | 0.019825 | 805.8297 | 0.027667 | 805.5938 | -0.0078723 | 803.8302 | 0.12172 | 811.0518 | 0.030584 | 805.8297 | 0.093266 | 885.857 | 21.9676 | 805.8297 | 0.1621 | 803.8302 | 0 | 885.857 | 0.070345 | 885.857 | 0.068975
|  | 886.0973 | 0 | 886.0973 | 0 | 811.2881 | -0.095964 | 815.2296 | -0.10628 | 815.4831 | -0.00095976 | 806.0656 | 0 | 806.0656 | 0 | 886.0973 | -0.0074799 | 804.0623 | -0.071119 | 815.2296 | -0.01061 | 806.0656 | 0.0056353 | 805.8297 | 0.0066395 | 804.0623 | 0.15611 | 811.2881 | 0.030505 | 806.0656 | 0.021519 | 886.0973 | 21.3348 | 806.0656 | 0.1413 | 804.0623 | 0 | 886.0973 | 0.05886 | 886.0973 | 0.064695
|  | 886.3377 | 0 | 886.3377 | 0 | 811.5245 | 0.31282 | 815.4678 | 0.063847 | 815.7228 | -0.010923 | 806.3015 | 0 | 806.3015 | 0 | 886.3377 | 0.034298 | 804.2945 | 0.16912 | 815.4678 | 0.02118 | 806.3015 | 0.020278 | 806.0656 | -0.0084408 | 804.2945 | 0.15852 | 811.5245 | 0.030516 | 806.3015 | 0.11842 | 886.3377 | 20.7955 | 806.3015 | 0.1515 | 804.2945 | 0 | 886.3377 | 0.073868 | 886.3377 | 0.076475
|  | 886.578 | 0 | 886.578 | 0 | 811.7609 | -0.12872 | 815.7059 | -0.05084 | 815.9625 | 0.0012544 | 806.5373 | 0 | 806.5373 | 0 | 886.578 | 0.018207 | 804.5266 | -0.061039 | 815.7059 | -0.011796 | 806.5373 | 0.0056801 | 806.3015 | 0.069872 | 804.5266 | -0.065448 | 811.7609 | 0.03059 | 806.5373 | 0.024682 | 886.578 | 20.2137 | 806.5373 | 0.15111 | 804.5266 | 0 | 886.578 | 0.067953 | 886.578 | 0.0721
|  | 886.8183 | 0 | 886.8183 | 0 | 811.9972 | 0.30907 | 815.9441 | 0.080326 | 816.2021 | -0.0075312 | 806.7732 | 0 | 806.7732 | 0 | 886.8183 | 0.023334 | 804.7587 | 0.17696 | 815.9441 | 0.016944 | 806.7732 | 0.022412 | 806.5373 | -0.062416 | 804.7587 | 0.20373 | 811.9972 | 0.030701 | 806.7732 | 0.11726 | 886.8183 | 19.6308 | 806.7732 | 0.15935 | 804.7587 | 0 | 886.8183 | 0.067858 | 886.8183 | 0.073125
|  | 887.0587 | 0 | 887.0587 | 0 | 812.2336 | -0.10817 | 816.1822 | -0.11649 | 816.4418 | 0.0021264 | 807.0092 | 0 | 807.0092 | 0 | 887.0587 | -0.0049282 | 804.9909 | 0.20216 | 816.1822 | -0.017791 | 807.0092 | 0.0048956 | 806.7732 | 0.056427 | 804.9909 | 0.040571 | 812.2336 | 0.030824 | 807.0092 | 0.028523 | 887.0587 | 19.0577 | 807.0092 | 0.15543 | 804.9909 | 0 | 887.0587 | 0.055441 | 887.0587 | 0.0647
|  | 887.299 | 0 | 887.299 | 0 | 812.47 | 0.32574 | 816.4204 | 0.047711 | 816.6816 | -0.0089206 | 807.2451 | 0 | 807.2451 | 0 | 887.299 | 0.018192 | 805.2231 | 0.1232 | 816.4204 | 0.0075059 | 807.2451 | 0.012807 | 807.0092 | -0.069872 | 805.2231 | 0.062316 | 812.47 | 0.030944 | 807.2451 | 0.1192 | 887.299 | 18.5458 | 807.2451 | 0.15935 | 805.2231 | 0 | 887.299 | 0.070173 | 887.299 | 0.072879
|  | 887.5394 | 0 | 887.5394 | 0 | 812.7064 | -0.12802 | 816.6586 | -0.065334 | 816.9213 | 0.0010707 | 807.481 | 0 | 807.481 | 0 | 887.5394 | -0.00053923 | 805.4552 | 0.071119 | 816.6586 | -0.023722 | 807.481 | 0.0052478 | 807.2451 | 0.045445 | 805.4552 | -0.024228 | 812.7064 | 0.03106 | 807.481 | 0.024326 | 887.5394 | 17.9975 | 807.481 | 0.1566 | 805.4552 | 0 | 887.5394 | 0.067235 | 887.5394 | 0.071801
|  | 887.7797 | 0 | 887.7797 | 0 | 812.9427 | 0.24369 | 816.8968 | 0.06159 | 817.161 | -0.008476 | 807.7169 | 0 | 807.7169 | 0 | 887.7797 | 0.013009 | 805.6874 | 0.2296 | 816.8968 | 0.0032945 | 807.7169 | 0.01174 | 807.481 | -0.046317 | 805.6874 | 0.15448 | 812.9427 | 0.03118 | 807.7169 | 0.058824 | 887.7797 | 17.491 | 807.7169 | 0.15582 | 805.6874 | 0 | 887.7797 | 0.069416 | 887.7797 | 0.069687
|  | 888.0201 | 0 | 888.0201 | 0 | 813.1792 | -0.12678 | 817.135 | -0.067385 | 817.4008 | 0.0020952 | 807.9529 | 0 | 807.9529 | 0 | 888.0201 | -0.0045044 | 805.9196 | 0.031232 | 817.135 | 0.0024527 | 807.9529 | 0.015845 | 807.7169 | 0.04539 | 805.9196 | -0.0076803 | 813.1792 | 0.03132 | 807.9529 | 0.062307 | 888.0201 | 16.9505 | 807.9529 | 0.16642 | 805.9196 | 0 | 888.0201 | 0.066632 | 888.0201 | 0.073949
|  | 888.2604 | 0 | 888.2604 | 0 | 813.4156 | 0.24839 | 817.3732 | 0.041599 | 817.6405 | -0.0079922 | 808.1888 | 0 | 808.1888 | 0 | 888.2604 | 0.0027832 | 806.1518 | 0.050535 | 817.3732 | 0.015207 | 808.1888 | 0.02389 | 807.9529 | -0.068516 | 806.1518 | 0.47005 | 813.4156 | 0.031494 | 808.1888 | 0.080882 | 888.2604 | 16.462 | 808.1888 | 0.16956 | 806.1518 | 0 | 888.2604 | 0.065276 | 888.2604 | 0.071067
|  | 888.5008 | 0 | 888.5008 | 0 | 813.652 | -0.15379 | 817.6114 | -0.076794 | 817.8803 | 0.0018076 | 808.4248 | 0 | 808.4248 | 0 | 888.5008 | -0.0021023 | 806.384 | 0.048961 | 817.6114 | -0.009763 | 808.4248 | 0.0071736 | 808.1888 | 0.097686 | 806.384 | -0.18739 | 813.652 | 0.031711 | 808.4248 | 0.044505 | 888.5008 | 15.9987 | 808.4248 | 0.157 | 806.384 | 0 | 888.5008 | 0.0612 | 888.5008 | 0.062753
|  | 888.7412 | 0 | 888.7412 | 0 | 813.8885 | 0.24902 | 817.8497 | 0.14077 | 818.1201 | -0.010381 | 808.6608 | 0 | 808.6608 | 0 | 888.7412 | 0.01172 | 806.6161 | 0.02234 | 817.8497 | 0.023552 | 808.6608 | 0.019867 | 808.4248 | -0.077335 | 806.6161 | 0.029259 | 813.8885 | 0.031969 | 808.6608 | 0.083978 | 888.7412 | 15.5353 | 808.6608 | 0.17544 | 806.6161 | 0 | 888.7412 | 0.07519 | 888.7412 | 0.065195
|  | 888.9816 | 0 | 888.9816 | 0 | 814.1249 | -0.07822 | 818.0879 | -0.088958 | 818.3598 | 0.00077625 | 808.8967 | 0 | 808.8967 | 0 | 888.9816 | 0.015433 | 806.8484 | -0.0060488 | 818.0879 | -0.007776 | 808.8967 | 0.008456 | 808.6608 | 0.10243 | 806.8484 | -0.095838 | 814.1249 | 0.032253 | 808.8967 | 0.020885 | 888.9816 | 15.0709 | 808.8967 | 0.16995 | 806.8484 | 0 | 888.9816 | 0.06749 | 888.9816 | 0.062806
|  | 889.222 | 0 | 889.222 | 0 | 814.3614 | 0.23676 | 818.3262 | 0.065077 | 818.5996 | -0.00058174 | 809.1327 | 0 | 809.1327 | 0 | 889.222 | 0.015977 | 807.0806 | 0.16128 | 818.3262 | 0.01424 | 809.1327 | 0.020196 | 808.8967 | -0.078691 | 807.0806 | 0.23836 | 814.3614 | 0.032537 | 809.1327 | 0.095975 | 889.222 | 14.6224 | 809.1327 | 0.17898 | 807.0806 | 0 | 889.222 | 0.060793 | 889.222 | 0.06469
|  | 889.4624 | 0 | 889.4624 | 0 | 814.5978 | -0.15069 | 818.5644 | -0.074022 | 818.8394 | -0.0025682 | 809.3687 | 0 | 809.3687 | 0 | 889.4624 | 0.0117 | 807.3128 | 0.18648 | 818.5644 | -0.015312 | 809.3687 | 0.0047315 | 809.1327 | 0.046619 | 807.3128 | -0.031478 | 814.5978 | 0.032789 | 809.3687 | 0.032361 | 889.4624 | 14.1894 | 809.3687 | 0.17662 | 807.3128 | 0 | 889.4624 | 0.062501 | 889.4624 | 0.061971
|  | 889.7028 | 0 | 889.7028 | 0 | 814.8343 | 0.26466 | 818.8027 | 0.1119 | 819.0792 | -0.0028072 | 809.6047 | 0 | 809.6047 | 0 | 889.7028 | 0.019224 | 807.545 | 0.13608 | 818.8027 | 0.015657 | 809.6047 | 0.018143 | 809.3687 | -0.05822 | 807.545 | 0.095623 | 814.8343 | 0.032972 | 809.6047 | 0.062307 | 889.7028 | 13.799 | 809.6047 | 0.18251 | 807.545 | 0 | 889.7028 | 0.071097 | 889.7028 | 0.069481
|  | 889.9432 | 0 | 889.9432 | 0 | 815.0708 | -0.1945 | 819.041 | -0.043012 | 819.319 | -0.0028177 | 809.8407 | 0 | 809.8407 | 0 | 889.9432 | 0.019235 | 807.7773 | -0.10808 | 819.041 | -0.017283 | 809.8407 | 0.0052591 | 809.6047 | 0.071229 | 807.7773 | -0.063265 | 815.0708 | 0.033061 | 809.8407 | 0.021172 | 889.9432 | 13.3936 | 809.8407 | 0.18055 | 807.7773 | 0 | 889.9432 | 0.065355 | 889.9432 | 0.069381
|  | 890.1837 | 0 | 890.1837 | 0 | 815.3073 | 0.20973 | 819.2793 | 0.12476 | 819.5588 | -0.0028881 | 810.0767 | 0 | 810.0767 | 0 | 890.1837 | 0.011599 | 808.0096 | 0.023057 | 819.2793 | 0.014996 | 810.0767 | 0.018636 | 809.8407 | -0.10718 | 808.0096 | 0.060838 | 815.3073 | 0.033037 | 810.0767 | 0.077012 | 890.1837 | 12.9892 | 810.0767 | 0.18329 | 808.0096 | 0 | 890.1837 | 0.060375 | 890.1837 | 0.059018
|  | 890.4241 | 0 | 890.4241 | 0 | 815.5438 | 0.21572 | 819.5176 | 0.095485 | 819.7987 | -0.0025651 | 810.3127 | 0 | 810.3127 | 0 | 890.4241 | 0.014806 | 808.2418 | 0.30408 | 819.5176 | 0.010191 | 810.3127 | 0.02857 | 810.0767 | 0.092937 | 808.2418 | 0.20513 | 815.5438 | 0.032898 | 810.3127 | 0.061533 | 890.4241 | 12.6192 | 810.3127 | 0.19742 | 808.2418 | 0 | 890.4241 | 0.068423 | 890.4241 | 0.068162
|  | 890.6645 | 0 | 890.6645 | 0 | 815.7803 | -0.1237 | 819.7559 | -0.032402 | 820.0385 | -0.0015623 | 810.5488 | 0 | 810.5488 | 0 | 890.6645 | -0.0022234 | 808.4741 | 0.11256 | 819.7559 | -0.010452 | 810.5488 | 0.0035659 | 810.3127 | 0.10922 | 808.4741 | 0.075295 | 815.7803 | 0.032656 | 810.5488 | 0.039474 | 890.6645 | 12.2379 | 810.5488 | 0.19271 | 808.4741 | 0 | 890.6645 | 0.068345 | 890.6645 | 0.068222
|  | 890.905 | 0 | 890.905 | 0 | 816.0168 | 0.21207 | 819.9942 | 0.1259 | 820.2784 | -0.0016977 | 810.7849 | 0 | 810.7849 | 0 | 890.905 | 0.0025374 | 808.7064 | 0.23968 | 819.9942 | 0.027619 | 810.7849 | 0.020688 | 810.5488 | -0.038408 | 808.7064 | 0.29385 | 816.0168 | 0.032331 | 810.7849 | 0.07856 | 890.905 | 11.8989 | 810.7849 | 0.20527 | 808.7064 | 0 | 890.905 | 0.078954 | 890.905 | 0.07086
|  | 891.1454 | 0 | 891.1454 | 0 | 816.2534 | -0.16685 | 820.2325 | -0.1059 | 820.5182 | -0.001279 | 811.0209 | 0 | 811.0209 | 0 | 891.1454 | 0.0099118 | 808.9387 | 0.024274 | 820.2325 | -0.02423 | 811.0209 | -0.0022755 | 810.7849 | 0.086153 | 808.9387 | -0.082506 | 816.2534 | 0.031948 | 811.0209 | 0.030928 | 891.1454 | 11.5337 | 811.0209 | 0.19899 | 808.9387 | 0 | 891.1454 | 0.07416 | 891.1454 | 0.066926
|  | 891.3859 | 0 | 891.3859 | 0 | 816.4899 | 0.27054 | 820.4708 | 0.089062 | 820.7581 | 0.00057677 | 811.257 | 0 | 811.257 | 0 | 891.3859 | 0.022071 | 809.1709 | 0.092959 | 820.4708 | 0.0087313 | 811.257 | 0.019046 | 811.0209 | -0.089545 | 809.1709 | 0.1103 | 816.4899 | 0.031533 | 811.257 | 0.07469 | 891.3859 | 11.1888 | 811.257 | 0.20135 | 809.1709 | 0 | 891.3859 | 0.072271 | 891.3859 | 0.07204
|  | 891.6263 | 0 | 891.6263 | 0 | 816.7264 | -0.17614 | 820.7092 | -0.10059 | 820.998 | -0.0012402 | 811.493 | 0 | 811.493 | 0 | 891.6263 | -0.0098943 | 809.4032 | -0.017787 | 820.7092 | -0.024738 | 811.493 | -0.0011128 | 811.257 | 0.090224 | 809.4032 | 0.1055 | 816.7264 | 0.031103 | 811.493 | 0.02892 | 891.6263 | 10.8406 | 811.493 | 0.20056 | 809.4032 | 0 | 891.6263 | 0.058321 | 891.6263 | 0.066622
|  | 891.8668 | 0 | 891.8668 | 0 | 816.963 | 0.21814 | 820.9475 | 0.14238 | 821.2379 | -0.01069 | 811.7291 | 0 | 811.7291 | 0 | 891.8668 | 0.0099308 | 809.6355 | 0.14056 | 820.9475 | 0.0183 | 811.7291 | 0.021345 | 811.493 | -0.059787 | 809.6355 | 0.081303 | 816.963 | 0.03067 | 811.7291 | 0.078173 | 891.8668 | 10.5113 | 811.7291 | 0.21391 | 809.6355 | 0 | 891.8668 | 0.060333 | 891.8668 | 0.065357
|  | 892.1073 | 0 | 892.1073 | 0 | 817.1995 | -0.19312 | 821.1858 | -0.071973 | 821.4778 | -7.8231e-07 | 811.9651 | 0 | 811.9651 | 0 | 892.1073 | 0.0022681 | 809.8678 | 0.049771 | 821.1858 | -0.0097546 | 811.9651 | -0.0011255 | 811.7291 | 0.090224 | 809.8678 | 0.047654 | 817.1995 | 0.030236 | 811.9651 | 0.029907 | 892.1073 | 10.1682 | 811.9651 | 0.20684 | 809.8678 | 0 | 892.1073 | 0.055449 | 892.1073 | 0.063252
|  | 892.3478 | 0 | 892.3478 | 0 | 817.4361 | 0.33038 | 821.4242 | 0.078884 | 821.7177 | -0.009031 | 812.2013 | 0 | 812.2013 | 0 | 892.3478 | 0.016958 | 810.1002 | 0.13776 | 821.4242 | 0.020502 | 812.2013 | 0.028159 | 811.9651 | 0.0016966 | 810.1002 | 0.065938 | 817.4361 | 0.029804 | 812.2013 | 0.06192 | 892.3478 | 9.867 | 812.2013 | 0.21469 | 810.1002 | 0 | 892.3478 | 0.067971 | 892.3478 | 0.071823
|  | 892.5883 | 0 | 892.5883 | 0 | 817.6727 | -0.09529 | 821.6626 | -0.08676 | 821.9576 | 0.0015435 | 812.4374 | 0 | 812.4374 | 0 | 892.5883 | -0.010128 | 810.3325 | 0.16184 | 821.6626 | -0.0014187 | 812.4374 | 0.0062136 | 812.2013 | 0.07937 | 810.3325 | 0.13673 | 817.6727 | 0.029377 | 812.4374 | 0.020093 | 892.5883 | 9.5398 | 812.4374 | 0.21273 | 810.3325 | 0 | 892.5883 | 0.059291 | 892.5883 | 0.064085
|  | 892.8288 | 0 | 892.8288 | 0 | 817.9093 | 0.29912 | 821.9009 | 0.044692 | 822.1976 | -0.0076646 | 812.6735 | 0 | 812.6735 | 0 | 892.8288 | 0.016794 | 810.5648 | 0.069439 | 821.9009 | 0.028805 | 812.6735 | 0.019703 | 812.4374 | -0.032168 | 810.5648 | 0.15287 | 817.9093 | 0.028962 | 812.6735 | 0.071981 | 892.8288 | 9.2538 | 812.6735 | 0.22215 | 810.5648 | 0 | 892.8288 | 0.06891 | 892.8288 | 0.068356
|  | 893.0693 | 0 | 893.0693 | 0 | 818.1459 | -0.16268 | 822.1393 | -0.078529 | 822.4375 | 0.0013375 | 812.9096 | 0 | 812.9096 | 0 | 893.0693 | -0.00078831 | 810.7971 | -0.069999 | 822.1393 | -0.012548 | 812.9096 | 0.0027065 | 812.6735 | 0.04217 | 810.7971 | -0.069003 | 818.1459 | 0.028577 | 812.9096 | 0.010868 | 893.0693 | 8.944 | 812.9096 | 0.21352 | 810.7971 | 0 | 893.0693 | 0.060564 | 893.0693 | 0.063331
|  | 893.3098 | 0 | 893.3098 | 0 | 818.3825 | 0.28276 | 822.3777 | 0.048815 | 822.6775 | -0.011444 | 813.1458 | 0 | 813.1458 | 0 | 893.3098 | 0.022329 | 811.0295 | 0.14056 | 822.3777 | 0.025416 | 813.1458 | 0.027092 | 812.9096 | -0.073943 | 811.0295 | 0.2436 | 818.3825 | 0.028244 | 813.1458 | 0.07469 | 893.3098 | 8.6872 | 813.1458 | 0.23589 | 811.0295 | 0 | 893.3098 | 0.078245 | 893.3098 | 0.077116
|  | 893.5503 | 0 | 893.5503 | 0 | 818.6191 | -0.12847 | 822.6161 | -0.055145 | 822.9174 | -0.00075421 | 813.3818 | 0 | 813.3818 | 0 | 893.5503 | -0.016208 | 811.2618 | 0.028904 | 822.6161 | -0.014327 | 813.3818 | 0.0049294 | 813.1458 | 0.11261 | 811.2618 | -0.0063245 | 818.6191 | 0.027992 | 813.3818 | 0.016181 | 893.5503 | 8.3904 | 813.3818 | 0.2194 | 811.2618 | 0 | 893.5503 | 0.065648 | 893.5503 | 0.071263
|  | 893.7908 | 0 | 893.7908 | 0 | 818.8558 | 0.22045 | 822.8546 | 0.029084 | 823.1574 | -0.010999 | 813.618 | 0 | 813.618 | 0 | 893.7908 | 0.012127 | 811.4942 | 0.14112 | 822.8546 | 0.0040061 | 813.618 | 0.022412 | 813.3818 | -0.088867 | 811.4942 | 0.18695 | 818.8558 | 0.027849 | 813.618 | 0.064242 | 893.7908 | 8.1521 | 813.618 | 0.23707 | 811.4942 | 0 | 893.7908 | 0.074387 | 893.7908 | 0.070337
|  | 894.0313 | 0 | 894.0313 | 0 | 819.0924 | -0.20088 | 823.093 | -0.055953 | 823.3974 | -0.00095537 | 813.8541 | 0 | 813.8541 | 0 | 894.0313 | -0.011742 | 811.7266 | 0.022292 | 823.093 | -0.01813 | 813.8541 | -0.0040046 | 813.618 | 0.027483 | 811.7266 | 0.09614 | 819.0924 | 0.027837 | 813.8541 | 0.032882 | 894.0313 | 7.8965 | 813.8541 | 0.22961 | 811.7266 | 0 | 894.0313 | 0.062845 | 894.0313 | 0.065772
|  | 894.2719 | 0 | 894.2719 | 0 | 819.329 | 0.23944 | 823.3314 | 0.094375 | 823.6374 | -0.011029 | 814.0903 | 0 | 814.0903 | 0 | 894.2719 | 0.030174 | 811.9589 | 0.058239 | 823.3314 | 0.015963 | 814.0903 | 0.020442 | 813.8541 | -0.054431 | 811.9589 | 0.082502 | 819.329 | 0.027967 | 814.0903 | 0.070433 | 894.2719 | 7.6727 | 814.0903 | 0.24021 | 811.9589 | 0 | 894.2719 | 0.076303 | 894.2719 | 0.071417
|  | 894.5124 | 0 | 894.5124 | 0 | 819.5657 | -0.16824 | 823.5698 | -0.077357 | 823.8774 | -0.0015313 | 814.3265 | 0 | 814.3265 | 0 | 894.5124 | -0.0093353 | 812.1914 | -0.042727 | 823.5698 | -0.014202 | 814.3265 | 0.0035314 | 814.0903 | 0.03427 | 812.1913 | 0.1452 | 819.5657 | 0.028235 | 814.3265 | 0.0041902 | 894.5124 | 7.4151 | 814.3265 | 0.23785 | 812.1913 | 0 | 894.5124 | 0.064938 | 894.5124 | 0.064823
|  | 894.753 | 0 | 894.753 | 0 | 819.8024 | 0.26964 | 823.8083 | 0.042104 | 824.1174 | -0.011144 | 814.5627 | 0 | 814.5627 | 0 | 894.753 | 0.043093 | 812.4237 | 0.14504 | 823.8083 | 0.0016419 | 814.5627 | 0.022412 | 814.3265 | -0.04903 | 812.4237 | -0.028264 | 819.8024 | 0.028619 | 814.5627 | 0.076238 | 894.753 | 7.2197 | 814.5627 | 0.24413 | 812.4237 | 0 | 894.753 | 0.086247 | 894.753 | 0.081143
|  | 894.9935 | 0 | 894.9935 | 0 | 820.0391 | -0.1348 | 824.0467 | -0.040929 | 824.3574 | -0.001721 | 814.7988 | 0 | 814.7988 | 0 | 894.9935 | -0.0037195 | 812.6561 | -0.031759 | 824.0467 | -0.0051276 | 814.7988 | 0.0064904 | 814.5627 | 0.062108 | 812.6561 | 0.016875 | 820.0391 | 0.029086 | 814.7988 | 0.031423 | 894.9935 | 6.9574 | 814.7988 | 0.24335 | 812.6561 | 0 | 894.9935 | 0.062993 | 894.9935 | 0.068184
|  | 895.2341 | 0 | 895.2341 | 0 | 820.2757 | 0.25547 | 824.2852 | 0.080644 | 824.5974 | -0.012375 | 815.035 | 0 | 815.035 | 0 | 895.2341 | 0.024879 | 812.8886 | 0.20272 | 824.2852 | 0.014805 | 815.035 | 0.035384 | 814.7988 | -0.055342 | 812.8885 | -0.035154 | 820.2757 | 0.02959 | 815.035 | 0.070046 | 895.2341 | 6.7735 | 815.035 | 0.25865 | 812.8885 | 0 | 895.2341 | 0.070451 | 895.2341 | 0.079049
|  | 895.4746 | 0 | 895.4746 | 0 | 820.5124 | -0.21876 | 824.5237 | -0.044587 | 824.8375 | -0.0026924 | 815.2712 | 0 | 815.2712 | 0 | 895.4746 | -0.002648 | 813.121 | 0.19656 | 824.5237 | -0.0031933 | 815.2712 | 0.0098516 | 815.035 | 0.088189 | 813.121 | -0.0020738 | 820.5124 | 0.030085 | 815.2712 | 0.039087 | 895.4746 | 6.5483 | 815.2712 | 0.25905 | 813.121 | 0 | 895.4746 | 0.065441 | 895.4746 | 0.069793
|  | 895.7152 | 0 | 895.7152 | 0 | 820.7491 | 0.25738 | 824.7622 | 0.15014 | 825.0775 | -0.012949 | 815.5074 | 0 | 815.5074 | 0 | 895.7152 | 0.038618 | 813.3534 | 0.076719 | 824.7622 | 0.027619 | 815.5074 | 0.011247 | 815.2712 | -0.06342 | 813.3534 | 0.41499 | 820.7491 | 0.030527 | 815.5074 | 0.071207 | 895.7152 | 6.3661 | 815.5074 | 0.26179 | 813.3534 | 0 | 895.7152 | 0.094509 | 895.7152 | 0.078184
|  | 895.9558 | 0 | 895.9558 | 0 | 820.9858 | -0.10017 | 825.0006 | 0.017697 | 825.3176 | -0.00016297 | 815.7437 | 0 | 815.7437 | 0 | 895.9558 | -0.026393 | 813.5858 | -0.048979 | 825.0006 | -0.020502 | 815.7437 | 0.0037734 | 815.5074 | 0.095651 | 813.5858 | -0.1408 | 820.9858 | 0.030884 | 815.7437 | 0.025062 | 895.9558 | 6.132 | 815.7437 | 0.25473 | 813.5858 | 0 | 895.9558 | 0.063189 | 895.9558 | 0.058868
|  | 896.1964 | 0 | 896.1964 | 0 | 821.2225 | 0.26558 | 825.2391 | 0.081466 | 825.5576 | -0.0099724 | 815.9799 | 0 | 815.9799 | 0 | 896.1964 | 0.023154 | 813.8182 | 0.13048 | 825.2391 | 0.010438 | 815.9799 | 0.022495 | 815.7437 | -0.030786 | 813.8182 | 0.060971 | 821.2225 | 0.031137 | 815.9799 | 0.07469 | 896.1964 | 5.9885 | 815.9799 | 0.26807 | 813.8182 | 0 | 896.1964 | 0.07614 | 896.1964 | 0.069236
|  | 896.437 | 0 | 896.437 | 0 | 821.4593 | -0.12581 | 825.4776 | -0.045591 | 825.7977 | 0.00032119 | 816.2161 | 0 | 816.2161 | 0 | 896.437 | -0.021667 | 814.0507 | 0.0043644 | 825.4776 | -0.010378 | 816.2161 | 0.0018258 | 815.9799 | 0.0094372 | 814.0507 | -0.13868 | 821.4593 | 0.031281 | 816.2161 | -0.0011533 | 896.437 | 5.7708 | 816.2161 | 0.2614 | 814.0507 | 0 | 896.437 | 0.060827 | 896.437 | 0.063921
|  | 896.6776 | 0 | 896.6776 | 0 | 821.696 | 0.24524 | 825.7161 | 0.019207 | 826.0378 | -0.012424 | 816.4523 | 0 | 816.4523 | 0 | 896.6776 | 0.045546 | 814.2831 | 0.2464 | 825.7161 | 0.012211 | 816.4523 | 0.024957 | 816.2161 | -0.051755 | 814.2831 | 0.083119 | 821.696 | 0.031327 | 816.4523 | 0.059985 | 896.6776 | 5.6275 | 816.4523 | 0.27161 | 814.2831 | 0 | 896.6776 | 0.092132 | 896.6776 | 0.075659
|  | 896.9182 | 0 | 896.9182 | 0 | 821.9327 | -0.161 | 825.9547 | -0.10675 | 826.2779 | -0.0014841 | 816.6886 | 0 | 816.6886 | 0 | 896.9182 | -0.0091318 | 814.5156 | 0.0083278 | 825.9547 | 0.0055521 | 816.6886 | 0.0099337 | 816.4523 | 0.10108 | 814.5156 | -0.15954 | 821.9327 | 0.031292 | 816.6886 | -0.01287 | 896.9182 | 5.4238 | 816.6886 | 0.27435 | 814.5156 | 0 | 896.9182 | 0.067333 | 896.9182 | 0.06007
|  | 897.1588 | 0 | 897.1588 | 0 | 822.1695 | 0.32223 | 826.1932 | 0.083465 | 826.518 | -0.011419 | 816.9249 | 0 | 816.9249 | 0 | 897.1588 | 0.039412 | 814.7481 | 0.059359 | 826.1932 | 0.0051547 | 816.9249 | 0.014531 | 816.6886 | -0.029144 | 814.748 | 0.35288 | 822.1695 | 0.031199 | 816.9249 | 0.065403 | 897.1588 | 5.3112 | 816.9249 | 0.28495 | 814.748 | 0 | 897.1588 | 0.081184 | 897.1588 | 0.077505
|  | 897.3994 | 0 | 897.3994 | 0 | 822.4062 | -0.20408 | 826.4317 | -0.066014 | 826.7581 | -0.0016287 | 817.1611 | 0 | 817.1611 | 0 | 897.3994 | -0.021408 | 814.9805 | -0.11984 | 826.4317 | -0.020333 | 817.1611 | -0.0047098 | 816.9249 | 0.081405 | 814.9805 | -0.18147 | 822.4062 | 0.031072 | 817.1611 | 0.038089 | 897.3994 | 5.1121 | 817.1611 | 0.28259 | 814.9805 | 0 | 897.3994 | 0.057661 | 897.3994 | 0.061549
|  | 897.64 | 0 | 897.64 | 0 | 822.6431 | 0.26053 | 826.6703 | 0.13044 | 826.9982 | -0.011847 | 817.3974 | 0 | 817.3974 | 0 | 897.64 | 0.036314 | 815.213 | 0.1652 | 826.6703 | 0.011807 | 817.3974 | 0.021263 | 817.1611 | 0.0090426 | 815.213 | 0.090557 | 822.6431 | 0.03093 | 817.3974 | 0.065403 | 897.64 | 4.9938 | 817.3974 | 0.29005 | 815.213 | 0 | 897.64 | 0.084627 | 897.64 | 0.076882
|  | 897.8806 | 0 | 897.8806 | 0 | 822.8798 | -0.15809 | 826.9088 | -0.049515 | 827.2384 | -0.00036022 | 817.6337 | 0 | 817.6337 | 0 | 897.8806 | -0.028497 | 815.4455 | 0.15792 | 826.9088 | -0.012925 | 817.6337 | 0.0011958 | 817.3974 | 0.049883 | 815.4455 | 0.14206 | 822.8798 | 0.030787 | 817.6337 | 0.021251 | 897.8806 | 4.8129 | 817.6337 | 0.28181 | 815.4455 | 0 | 897.8806 | 0.061099 | 897.8806 | 0.06038
|  | 898.1213 | 0 | 898.1213 | 0 | 823.1166 | 0.28685 | 827.1474 | 0.090819 | 827.4785 | -0.011031 | 817.87 | 0 | 817.87 | 0 | 898.1213 | 0.035011 | 815.678 | 0.12488 | 827.1474 | 0.019994 | 817.87 | 0.025614 | 817.6337 | -0.044169 | 815.678 | 0.30164 | 823.1166 | 0.03065 | 817.87 | 0.075464 | 898.1213 | 4.708 | 817.87 | 0.30104 | 815.678 | 0 | 898.1213 | 0.092502 | 898.1213 | 0.07621
|  | 898.3619 | 0 | 898.3619 | 0 | 823.3534 | -0.14528 | 827.3859 | -0.18251 | 827.7187 | 0.00012837 | 818.1063 | 0 | 818.1063 | 0 | 898.3619 | -0.03862 | 815.9105 | 0.17304 | 827.3859 | -0.011736 | 818.1063 | 0.0080684 | 817.87 | 0.11872 | 815.9105 | -0.060057 | 823.3534 | 0.030521 | 818.1063 | 0.0154 | 898.3619 | 4.5331 | 818.1063 | 0.30771 | 815.9105 | 0 | 898.3619 | 0.068837 | 898.3619 | 0.071014
|  | 898.6026 | 0 | 898.6026 | 0 | 823.5902 | 0.29349 | 827.6245 | -0.010991 | 827.9589 | -0.010893 | 818.3426 | 0 | 818.3426 | 0 | 898.6026 | 0.044261 | 816.143 | 0.24752 | 827.6245 | 0.0031618 | 818.3426 | 0.023972 | 818.1063 | -0.061606 | 816.143 | 0.44893 | 823.5902 | 0.030395 | 818.3426 | 0.083591 | 898.6026 | 4.4457 | 818.3426 | 0.31164 | 816.143 | 0 | 898.6026 | 0.092481 | 898.6026 | 0.084714
|  | 898.8432 | 0 | 898.8432 | 0 | 823.827 | -0.15908 | 827.8631 | -0.017841 | 828.199 | -0.0011901 | 818.5789 | 0 | 818.5789 | 0 | 898.8432 | -0.020836 | 816.3755 | 0.21728 | 827.8631 | -0.015302 | 818.5789 | 0.0096874 | 818.3426 | 0.082083 | 816.3755 | -0.071017 | 823.827 | 0.030268 | 818.5789 | 0.030609 | 898.8432 | 4.2657 | 818.5789 | 0.30811 | 816.3755 | 0 | 898.8432 | 0.074179 | 898.8432 | 0.067738
|  | 899.0839 | 0 | 899.0839 | 0 | 824.0639 | 0.2681 | 828.1017 | 0.0036329 | 828.4392 | -0.011245 | 818.8152 | 0 | 818.8152 | 0 | 899.0839 | 0.049444 | 816.608 | 0.22232 | 828.1017 | -0.0031132 | 818.8152 | 0.018061 | 818.5789 | -0.057216 | 816.608 | 0.25668 | 824.0639 | 0.030136 | 818.8152 | 0.062694 | 899.0839 | 4.1876 | 818.8152 | 0.29005 | 816.608 | 0 | 899.0839 | 0.093795 | 899.0839 | 0.080726
|  | 899.3246 | 0 | 899.3246 | 0 | 824.3007 | -0.17653 | 828.3403 | -0.050427 | 828.6794 | 0.00074749 | 819.0516 | 0 | 819.0516 | 0 | 899.3246 | -0.028368 | 816.8406 | -0.0094556 | 828.3403 | -0.0153 | 819.0516 | 0.005345 | 818.8152 | 0.034148 | 816.8406 | -0.025781 | 824.3007 | 0.030001 | 819.0516 | 0.015017 | 899.3246 | 4.0254 | 819.0516 | 0.32341 | 816.8406 | 0 | 899.3246 | 0.051386 | 899.3246 | 0.064056
|  | 899.5652 | 0 | 899.5652 | 0 | 824.5375 | 0.23639 | 828.5789 | 0.0085067 | 828.9196 | -0.0085354 | 819.2879 | 0 | 819.2879 | 0 | 899.5652 | 0.037734 | 817.0731 | 0.32424 | 828.5789 | 0.012948 | 819.2879 | 0.015598 | 819.0516 | -0.094294 | 817.0731 | 0.13139 | 824.5375 | 0.029871 | 819.2879 | 0.059598 | 899.5652 | 3.9496 | 819.2879 | 0.32341 | 817.0731 | 0 | 899.5652 | 0.093022 | 899.5652 | 0.091215
|  | 899.8059 | 0 | 899.8059 | 0 | 824.7744 | -0.11761 | 828.8176 | -0.042249 | 829.1598 | 0.0031493 | 819.5242 | 0 | 819.5242 | 0 | 899.8059 | -0.038258 | 817.3057 | 0.22848 | 828.8176 | -0.012366 | 819.5242 | 0.0018112 | 819.2879 | 0.092937 | 817.3057 | -0.022917 | 824.7744 | 0.02976 | 819.5242 | 0.017565 | 899.8059 | 3.7754 | 819.5242 | 0.32224 | 817.3057 | 0 | 899.8059 | 0.053931 | 899.8059 | 0.064619
|  | 900.0466 | 0 | 900.0466 | 0 | 825.0113 | 0.26095 | 829.0562 | 0.071705 | 829.4 | -0.0071218 | 819.7606 | 0 | 819.7606 | 0 | 900.0466 | 0.042216 | 817.5383 | 0.35784 | 829.0562 | 0.013302 | 819.7606 | 0.01724 | 819.5242 | -0.054951 | 817.5383 | 0.24032 | 825.0113 | 0.029688 | 819.7606 | 0.044892 | 900.0466 | 3.7141 | 819.7606 | 0.32969 | 817.5383 | 0 | 900.0466 | 0.082945 | 900.0466 | 0.074362
|  | 900.2873 | 0 | 900.2873 | 0 | 825.2482 | -0.18346 | 829.2948 | -0.030385 | 829.6403 | 0.0026968 | 819.9969 | 0 | 819.9969 | 0 | 900.2873 | -0.043236 | 817.7708 | 0.047848 | 829.2948 | -0.025416 | 819.9969 | 0.00051649 | 819.7606 | 0.051233 | 817.7708 | -0.020494 | 825.2482 | 0.029675 | 819.9969 | 0.025017 | 900.2873 | 3.5451 | 819.9969 | 0.33754 | 817.7708 | 0 | 900.2873 | 0.051732 | 900.2873 | 0.055508
|  | 900.528 | 0 | 900.528 | 0 | 825.485 | 0.2456 | 829.5335 | 0.032568 | 829.8805 | -0.0092797 | 820.2333 | 0 | 820.2333 | 0 | 900.528 | 0.042239 | 818.0034 | 0.28616 | 829.5335 | 0.019486 | 820.2333 | 0.0090306 | 819.9969 | -0.13432 | 818.0034 | -0.041081 | 825.485 | 0.029739 | 820.2333 | 0.067725 | 900.528 | 3.52 | 820.2333 | 0.33794 | 818.0034 | 0 | 900.528 | 0.091687 | 900.528 | 0.087915
|  | 900.7687 | 0 | 900.7687 | 0 | 825.7219 | -0.14784 | 829.7721 | -0.072616 | 830.1208 | 0.00064548 | 820.4697 | 0 | 820.4697 | 0 | 900.7687 | -0.021538 | 818.236 | 0.14 | 829.7721 | -0.026602 | 820.4697 | -0.002323 | 820.2333 | 0.10311 | 818.236 | 0.030265 | 825.7219 | 0.029887 | 820.4697 | 0.036286 | 900.7687 | 3.3774 | 820.4697 | 0.33872 | 818.236 | 0 | 900.7687 | 0.070552 | 900.7687 | 0.075094
|  | 901.0094 | 0 | 901.0094 | 0 | 825.9588 | 0.22978 | 830.0107 | 0.14721 | 830.361 | -0.0089179 | 820.7061 | 0 | 820.7061 | 0 | 901.0094 | 0.066094 | 818.4686 | 0.052757 | 830.0107 | 0.0078223 | 820.7061 | 0.011986 | 820.4697 | -0.0088631 | 818.4686 | 0.14254 | 825.9588 | 0.030118 | 820.7061 | 0.059985 | 901.0094 | 3.319 | 820.7061 | 0.34657 | 818.4686 | 0 | 901.0094 | 0.095462 | 901.0094 | 0.085798
|  | 901.2501 | 0 | 901.2501 | 0 | 826.1957 | -0.18984 | 830.2495 | -0.08202 | 830.6013 | 0.0019731 | 820.9425 | 0 | 820.9425 | 0 | 901.2501 | -0.047351 | 818.7011 | -0.086239 | 830.2495 | -0.0069448 | 820.9425 | 0.0017836 | 820.7061 | 0.078013 | 818.7011 | -0.083785 | 826.1957 | 0.030419 | 820.9425 | 0.020453 | 901.2501 | 3.1497 | 820.9425 | 0.35324 | 818.7011 | 0 | 901.2501 | 0.055748 | 901.2501 | 0.061321
|  | 901.4909 | 0 | 901.4909 | 0 | 826.4327 | 0.20413 | 830.4881 | 0.026134 | 830.8415 | -0.0084602 | 821.1789 | 0 | 821.1789 | 0 | 901.4909 | 0.066074 | 818.9337 | 0.1596 | 830.4881 | 0.01602 | 821.1789 | 0.014285 | 820.9425 | -0.042209 | 818.9337 | 0.18581 | 826.4327 | 0.030771 | 821.1789 | 0.064242 | 901.4909 | 3.1455 | 821.1789 | 0.35717 | 818.9337 | 0 | 901.4909 | 0.093352 | 901.4909 | 0.087125
|  | 901.7316 | 0 | 901.7316 | 0 | 826.6696 | -0.065491 | 830.7268 | -0.083762 | 831.0819 | 0.0015318 | 821.4153 | 0 | 821.4153 | 0 | 901.7316 | -0.034953 | 819.1663 | 0.046919 | 830.7268 | -0.0087748 | 821.4153 | 0.0020714 | 821.1789 | 0.034682 | 819.1663 | -0.22691 | 826.6696 | 0.03115 | 821.4153 | 0.0092178 | 901.7316 | 2.9689 | 821.4153 | 0.36306 | 819.1663 | 0 | 901.7316 | 0.059648 | 901.7316 | 0.061036
|  | 901.9723 | 0 | 901.9723 | 0 | 826.9065 | 0.22385 | 830.9655 | 0.038584 | 831.3221 | -0.0087239 | 821.6517 | 0 | 821.6517 | 0 | 901.9723 | 0.069691 | 819.399 | 0.1904 | 830.9655 | 0.0098257 | 821.6517 | 0.024383 | 821.4153 | -0.039385 | 819.399 | 0.15062 | 826.9065 | 0.031532 | 821.6517 | 0.060759 | 901.9723 | 2.9475 | 821.6517 | 0.35835 | 819.399 | 0 | 901.9723 | 0.10016 | 901.9723 | 0.092657
|  | 902.2131 | 0 | 902.2131 | 0 | 827.1435 | -0.14488 | 831.2042 | -0.1268 | 831.5624 | 0.0012893 | 821.8882 | 0 | 821.8882 | 0 | 902.2131 | -0.033331 | 819.6316 | -0.11032 | 831.2042 | -0.012021 | 821.8882 | 0.011904 | 821.6517 | 0.12075 | 819.6316 | 0.055521 | 827.1435 | 0.031898 | 821.8882 | 0.015656 | 902.2131 | 2.8126 | 821.8882 | 0.38778 | 819.6316 | 0 | 902.2131 | 0.053877 | 902.2131 | 0.064504
|  | 902.4538 | 0 | 902.4538 | 0 | 827.3804 | 0.27155 | 831.4429 | 0.079503 | 831.8028 | -0.010113 | 822.1246 | 0 | 822.1246 | 0 | 902.4538 | 0.082825 | 819.8642 | 0.25144 | 831.4429 | 0.023722 | 822.1246 | 0.018718 | 821.8882 | 0.028283 | 819.8642 | 0.30297 | 827.3804 | 0.032231 | 822.1246 | 0.023443 | 902.4538 | 2.8099 | 822.1246 | 0.38347 | 819.8642 | 0 | 902.4538 | 0.11952 | 902.4538 | 0.10811
|  | 902.6946 | 0 | 902.6946 | 0 | 827.6174 | -0.19313 | 831.6816 | -0.07995 | 832.0431 | 0.00058205 | 822.3611 | 0 | 822.3611 | 0 | 902.6946 | -0.026392 | 820.0969 | 0.064959 | 831.6816 | -0.01143 | 822.3611 | -0.0055326 | 822.1246 | 0.088189 | 820.0969 | -0.012715 | 827.6174 | 0.032523 | 822.3611 | 0.015633 | 902.6946 | 2.6687 | 822.3611 | 0.38033 | 820.0969 | 0 | 902.6946 | 0.056426 | 902.6946 | 0.066513
|  | 902.9353 | 0 | 902.9353 | 0 | 827.8544 | 0.20916 | 831.9203 | 0.021157 | 832.2835 | -0.0089152 | 822.5975 | 0 | 822.5975 | 0 | 902.9353 | 0.061384 | 820.3295 | 0.17472 | 831.9203 | 0.022197 | 822.5975 | 0.022823 | 822.3611 | -0.094294 | 820.3295 | 0.14978 | 827.8544 | 0.032768 | 822.5975 | 0.05031 | 902.9353 | 2.6516 | 822.5975 | 0.39367 | 820.3295 | 0 | 902.9353 | 0.10621 | 902.9353 | 0.090091
|  | 903.1761 | 0 | 903.1761 | 0 | 828.0913 | -0.15502 | 832.1591 | -0.071736 | 832.5238 | 0.0017817 | 822.834 | 0 | 822.834 | 0 | 903.1761 | -0.050843 | 820.5621 | 0.028924 | 832.1591 | -0.0007431 | 822.834 | -0.0008801 | 822.5975 | 0.11872 | 820.5621 | 0.096875 | 828.0913 | 0.032964 | 822.834 | 0.025328 | 903.1761 | 2.4995 | 822.834 | 0.39485 | 820.5621 | 0 | 903.1761 | 0.055507 | 903.1761 | 0.062541
|  | 903.4169 | 0 | 903.4169 | 0 | 828.3283 | 0.25114 | 832.3978 | 0.032714 | 832.7642 | -0.0069196 | 823.0705 | 0 | 823.0705 | 0 | 903.4169 | 0.051434 | 820.7948 | 0.14616 | 832.3978 | 0.0079772 | 823.0705 | 0.022987 | 822.834 | -0.051292 | 820.7948 | 0.012258 | 828.3283 | 0.033111 | 823.0705 | 0.094427 | 903.4169 | 2.5151 | 823.0705 | 0.39995 | 820.7948 | 0 | 903.4169 | 0.085145 | 903.4169 | 0.087652
|  | 903.6577 | 0 | 903.6577 | 0 | 828.5653 | -0.15187 | 832.6366 | -0.11705 | 833.0045 | 0.0021402 | 823.307 | 0 | 823.307 | 0 | 903.6577 | -0.060111 | 821.0275 | 0.34104 | 832.6366 | -0.012034 | 823.307 | -0.00049524 | 823.0705 | 0.10176 | 821.0275 | 0.035929 | 828.5653 | 0.033211 | 823.307 | 0.010109 | 903.6577 | 2.3771 | 823.307 | 0.39681 | 821.0275 | 0 | 903.6577 | 0.046936 | 903.6577 | 0.062901
|  | 903.8985 | 0 | 903.8985 | 0 | 828.8023 | 0.25315 | 832.8754 | 0.077355 | 833.2449 | -0.0079057 | 823.5435 | 0 | 823.5435 | 0 | 903.8985 | 0.076026 | 821.2601 | 0.1568 | 832.8754 | 0.021519 | 823.5435 | 0.013956 | 823.307 | -0.10108 | 821.2601 | -0.072855 | 828.8023 | 0.033264 | 823.5435 | 0.05805 | 903.8985 | 2.405 | 823.5435 | 0.418 | 821.2601 | 0 | 903.8985 | 0.1042 | 903.8985 | 0.095955
|  | 904.1393 | 0 | 904.1393 | 0 | 829.0394 | -0.1188 | 833.1141 | -0.12535 | 833.4853 | 0.002926 | 823.7799 | 0 | 823.7799 | 0 | 904.1393 | -0.047331 | 821.4928 | -0.034969 | 833.1141 | -0.013168 | 823.7799 | 0.0021832 | 823.5435 | 0.061953 | 821.4928 | -0.075902 | 829.0394 | 0.033271 | 823.7799 | 0.022146 | 904.1393 | 2.2462 | 823.7799 | 0.41055 | 821.4928 | 0 | 904.1393 | 0.052851 | 904.1393 | 0.05371
|  | 904.3801 | 0 | 904.3801 | 0 | 829.2764 | 0.27458 | 833.3529 | 0.080189 | 833.7256 | -0.0074442 | 824.0164 | 0 | 824.0164 | 0 | 904.3801 | 0.061567 | 821.7255 | 0.1316 | 833.3529 | 0.017452 | 824.0164 | 0.022166 | 823.7799 | -0.042843 | 821.7255 | 0.26043 | 829.2764 | 0.033235 | 824.0164 | 0.082817 | 904.3801 | 2.2566 | 824.0164 | 0.42978 | 821.7255 | 0 | 904.3801 | 0.092244 | 904.3801 | 0.083697
|  | 904.6209 | 0 | 904.6209 | 0 | 829.5134 | -0.2273 | 833.5917 | -0.064394 | 833.9661 | 0.0025968 | 824.2529 | 0 | 824.2529 | 0 | 904.6209 | -0.044463 | 821.9582 | -0.022942 | 833.5917 | -0.025077 | 824.2529 | -0.0065421 | 824.0164 | 0.10786 | 821.9582 | 0.14092 | 829.5134 | 0.033156 | 824.2529 | -0.0046875 | 904.6209 | 2.1022 | 824.2529 | 0.42625 | 821.9582 | 0 | 904.6209 | 0.035751 | 904.6209 | 0.058861
|  | 904.8617 | 0 | 904.8617 | 0 | 829.7504 | 0.31625 | 833.8304 | 0.10984 | 834.2065 | -0.0080461 | 824.4894 | 0 | 824.4894 | 0 | 904.8617 | 0.067564 | 822.1909 | 0.20832 | 833.8304 | 0.018469 | 824.4894 | 0.014613 | 824.2529 | -0.025637 | 822.1909 | 0.22217 | 829.7504 | 0.033036 | 824.4894 | 0.06966 | 904.8617 | 2.1437 | 824.4894 | 0.43841 | 822.1909 | 0 | 904.8617 | 0.10639 | 904.8617 | 0.087054
|  | 905.1025 | 0 | 905.1025 | 0 | 829.9875 | -0.14046 | 834.0693 | -0.023691 | 834.4469 | 0.0019723 | 824.726 | 0 | 824.726 | 0 | 905.1025 | -0.074894 | 822.4236 | 0.015752 | 834.0693 | -0.015205 | 824.726 | 0.0049478 | 824.4894 | 0.088189 | 822.4236 | 0.10742 | 829.9875 | 0.032879 | 824.726 | 0.012307 | 905.1025 | 2.0014 | 824.726 | 0.418 | 822.4236 | 0 | 905.1025 | 0.049852 | 905.1025 | 0.061567
|  | 905.3433 | 0 | 905.3433 | 0 | 830.2245 | 0.43554 | 834.3081 | 0.040759 | 834.6873 | -0.0098239 | 824.9625 | 0 | 824.9625 | 0 | 905.3433 | 0.08698 | 822.6564 | 0.24528 | 834.3081 | 0.0035555 | 824.9625 | 0.011822 | 824.726 | -0.11329 | 822.6564 | 0.10196 | 830.2245 | 0.032689 | 824.9625 | 0.062307 | 905.3433 | 2.0455 | 824.9625 | 0.44312 | 822.6564 | 0 | 905.3433 | 0.10524 | 905.3433 | 0.090166
|  | 905.5842 | 0 | 905.5842 | 0 | 830.4617 | -0.13419 | 834.5469 | -0.077617 | 834.9278 | -0.00044748 | 825.1991 | 0 | 825.1991 | 0 | 905.5842 | -0.035125 | 822.8891 | 0.045233 | 834.5469 | 0.00091179 | 825.1991 | -0.0063854 | 824.9625 | 0.10922 | 822.8891 | 0.2934 | 830.4617 | 0.032474 | 825.1991 | 0.0072588 | 905.5842 | 1.9147 | 825.1991 | 0.44116 | 822.8891 | 0 | 905.5842 | 0.0654 | 905.5842 | 0.062972
|  | 905.825 | 0 | 905.825 | 0 | 830.6987 | 0.25287 | 834.7857 | 0.012753 | 835.1682 | -0.010804 | 825.4356 | 0 | 825.4356 | 0 | 905.825 | 0.06616 | 823.1218 | 0.14056 | 834.7857 | 0.011634 | 825.4356 | 0.014942 | 825.1991 | -0.067455 | 823.1218 | 0.29968 | 830.6987 | 0.032239 | 825.4356 | 0.047214 | 905.825 | 1.9326 | 825.4356 | 0.46314 | 823.1218 | 0 | 905.825 | 0.090229 | 905.825 | 0.080428
|  | 906.0658 | 0 | 906.0658 | 0 | 830.9358 | -0.12272 | 835.0245 | -0.10509 | 835.4087 | -0.0017972 | 825.6722 | 0 | 825.6722 | 0 | 906.0658 | -0.05053 | 823.3546 | 0.10192 | 835.0245 | -0.011582 | 825.6722 | 0.0046726 | 825.4356 | 0.11261 | 823.3546 | 0.013939 | 830.9358 | 0.031986 | 825.6722 | 0.018738 | 906.0658 | 1.7903 | 825.6722 | 0.46432 | 823.3546 | 0 | 906.0658 | 0.046443 | 906.0658 | 0.051569
|  | 906.3067 | 0 | 906.3067 | 0 | 831.1729 | 0.20682 | 835.2634 | 0.063612 | 835.6492 | -0.01149 | 825.9088 | 0 | 825.9088 | 0 | 906.3067 | 0.083444 | 823.5873 | 0.26544 | 835.2634 | 0.0057722 | 825.9088 | 0.017815 | 825.6722 | -0.086153 | 823.5873 | -0.033876 | 831.1729 | 0.031712 | 825.9088 | 0.046053 | 906.3067 | 1.8417 | 825.9088 | 0.47138 | 823.5873 | 0 | 906.3067 | 0.088683 | 906.3067 | 0.082523
|  | 906.5476 | 0 | 906.5476 | 0 | 831.41 | -0.15761 | 835.5023 | -0.066211 | 835.8896 | -0.0028165 | 826.1453 | 0 | 826.1453 | 0 | 906.5476 | -0.039111 | 823.8201 | 0.1036 | 835.5023 | -0.0050809 | 826.1453 | -0.0078651 | 825.9088 | 0.10108 | 823.8201 | 0.077261 | 831.41 | 0.031408 | 826.1453 | 0.014369 | 906.5476 | 1.7144 | 826.1453 | 0.46903 | 823.8201 | 0 | 906.5476 | 0.058508 | 906.5476 | 0.06736
|  | 906.7884 | 0 | 906.7884 | 0 | 831.6472 | 0.30478 | 835.7411 | 0.10805 | 836.1301 | -0.012865 | 826.382 | 0 | 826.382 | 0 | 906.7884 | 0.080555 | 824.0528 | 0.23576 | 835.7411 | 0.023044 | 826.382 | 0.019375 | 826.1453 | -0.078013 | 824.0528 | 0.29406 | 831.6472 | 0.031058 | 826.382 | 0.072755 | 906.7884 | 1.7245 | 826.382 | 0.48473 | 824.0528 | 0 | 906.7884 | 0.10987 | 906.7884 | 0.097157
|  | 907.0293 | 0 | 907.0293 | 0 | 831.8843 | -0.15398 | 835.98 | -0.069176 | 836.3706 | -0.0023503 | 826.6185 | 0 | 826.6185 | 0 | 907.0293 | -0.044821 | 824.2856 | 0.1428 | 835.98 | -0.0098002 | 826.6185 | 0.0092769 | 826.382 | 0.12821 | 824.2856 | -0.05796 | 831.8843 | 0.03065 | 826.6185 | 0.047214 | 907.0293 | 1.6312 | 826.6185 | 0.48944 | 824.2856 | 0 | 907.0293 | 0.068307 | 907.0293 | 0.059895
|  | 907.2702 | 0 | 907.2702 | 0 | 832.1214 | 0.25867 | 836.2189 | 0.10273 | 836.6111 | -0.012781 | 826.8551 | 0 | 826.8551 | 0 | 907.2702 | 0.063238 | 824.5184 | 0.34776 | 836.2189 | 0.014298 | 826.8551 | 0.017815 | 826.6185 | -0.064854 | 824.5184 | 0.20719 | 832.1214 | 0.030178 | 826.8551 | 0.053793 | 907.2702 | 1.6557 | 826.8551 | 0.50121 | 824.5184 | 0 | 907.2702 | 0.11035 | 907.2702 | 0.092474
|  | 907.511 | 0 | 907.511 | 0 | 832.3585 | -0.1254 | 836.4578 | -0.032837 | 836.8517 | -0.0026229 | 827.0917 | 0 | 827.0917 | 0 | 907.511 | -0.055354 | 824.7512 | 0.0061923 | 836.4578 | -0.014206 | 827.0917 | 0.0016151 | 826.8551 | 0.065356 | 824.7512 | 0.041913 | 832.3585 | 0.029648 | 827.0917 | 0.024474 | 907.511 | 1.5334 | 827.0917 | 0.502 | 824.7512 | 0 | 907.511 | 0.050313 | 907.511 | 0.062848
|  | 907.7519 | 0 | 907.7519 | 0 | 832.5957 | 0.31373 | 836.6967 | 0.122 | 837.0922 | -0.012344 | 827.3284 | 0 | 827.3284 | 0 | 907.7519 | 0.076665 | 824.984 | 0.3024 | 836.6967 | 0.004811 | 827.3284 | 0.017076 | 827.0917 | -0.010233 | 824.9839 | 0.059109 | 832.5957 | 0.029085 | 827.3284 | 0.046827 | 907.7519 | 1.5768 | 827.3284 | 0.50161 | 824.9839 | 0 | 907.7519 | 0.10363 | 907.7519 | 0.087644
|  | 907.9928 | 0 | 907.9928 | 0 | 832.8328 | -0.11661 | 836.9356 | -0.1005 | 837.3327 | -0.00071822 | 827.565 | 0 | 827.565 | 0 | 907.9928 | -0.051829 | 825.2167 | 0.095199 | 836.9356 | -0.014161 | 827.565 | -0.0020109 | 827.3284 | 0.032952 | 825.2167 | 0.093247 | 832.8328 | 0.028531 | 827.565 | 0.0075817 | 907.9928 | 1.4465 | 827.565 | 0.50632 | 825.2167 | 0 | 907.9928 | 0.043486 | 907.9928 | 0.047141
|  | 908.2337 | 0 | 908.2337 | 0 | 833.07 | 0.26277 | 837.1744 | 0.13483 | 837.5732 | -0.0086198 | 827.8016 | 0 | 827.8016 | 0 | 908.2337 | 0.07169 | 825.4495 | 0.16296 | 837.1744 | 0.0096163 | 827.8016 | 0.016337 | 827.565 | -0.080726 | 825.4495 | 0.16815 | 833.07 | 0.028037 | 827.8016 | 0.034284 | 908.2337 | 1.5031 | 827.8016 | 0.52751 | 825.4495 | 0 | 908.2337 | 0.1018 | 908.2337 | 0.086117
|  | 908.4746 | 0 | 908.4746 | 0 | 833.3072 | -0.14587 | 837.4134 | -0.09732 | 837.8138 | 0.0020858 | 828.0383 | 0 | 828.0383 | 0 | 908.4746 | -0.039637 | 825.6824 | 0.051571 | 837.4134 | -0.0088809 | 828.0383 | 0.0046884 | 827.8016 | 0.088867 | 825.6824 | 0.11485 | 833.3072 | 0.027656 | 828.0383 | 0.013825 | 908.4746 | 1.3946 | 828.0383 | 0.52398 | 825.6824 | 0 | 908.4746 | 0.060649 | 908.4746 | 0.074805
|  | 908.7156 | 0 | 908.7156 | 0 | 833.5444 | 0.28789 | 837.6523 | 0.10765 | 838.0544 | -0.009504 | 828.2749 | 0 | 828.2749 | 0 | 908.7156 | 0.084043 | 825.9152 | 0.34328 | 837.6523 | 0.023722 | 828.2749 | 0.014039 | 828.0383 | -0.061505 | 825.9152 | 0.24043 | 833.5444 | 0.027432 | 828.2749 | 0.09017 | 908.7156 | 1.4207 | 828.2749 | 0.53772 | 825.9152 | 0 | 908.7156 | 0.10963 | 908.7156 | 0.10274
|  | 908.9565 | 0 | 908.9565 | 0 | 833.7816 | -0.21868 | 837.8912 | -0.051551 | 838.295 | 0.0014004 | 828.5116 | 0 | 828.5116 | 0 | 908.9565 | -0.025046 | 826.148 | 0.053814 | 837.8912 | -0.014198 | 828.5116 | -0.00038435 | 828.2749 | 0.084797 | 826.148 | -0.18192 | 833.7816 | 0.027386 | 828.5116 | 0.02186 | 908.9565 | 1.3089 | 828.5116 | 0.53929 | 826.148 | 0 | 908.9565 | 0.060664 | 908.9565 | 0.071954
|  | 909.1974 | 0 | 909.1974 | 0 | 834.0188 | 0.27349 | 838.1302 | 0.047882 | 838.5355 | -0.0089332 | 828.7482 | 0 | 828.7482 | 0 | 909.1974 | 0.073931 | 826.3809 | 0.30968 | 838.1302 | 0.028975 | 828.7482 | 0.02077 | 828.5116 | -0.018105 | 826.3809 | 0.0095666 | 834.0188 | 0.027521 | 828.7482 | 0.06579 | 909.1974 | 1.3584 | 828.7482 | 0.54871 | 826.3809 | 0 | 909.1974 | 0.10495 | 909.1974 | 0.094312
|  | 909.4383 | 0 | 909.4383 | 0 | 834.256 | -0.14312 | 838.3691 | -0.14242 | 838.7761 | 0.0012831 | 828.9849 | 0 | 828.9849 | 0 | 909.4383 | -0.035101 | 826.6137 | 0.095759 | 838.3691 | -0.0099096 | 828.9849 | 0.0006681 | 828.7482 | 0.078013 | 826.6137 | -0.037492 | 834.256 | 0.027812 | 828.9849 | 0.018496 | 909.4383 | 1.2568 | 828.9849 | 0.56401 | 826.6137 | 0 | 909.4383 | 0.067003 | 909.4383 | 0.072495
|  | 909.6793 | 0 | 909.6793 | 0 | 834.4932 | 0.25549 | 838.6081 | 0.12466 | 839.0167 | -0.0093413 | 829.2216 | 0 | 829.2216 | 0 | 909.6793 | 0.060466 | 826.8466 | 0.19264 | 838.6081 | 0.018469 | 829.2216 | 0.022084 | 828.9849 | -0.044394 | 826.8466 | 0.39399 | 834.4932 | 0.028218 | 829.2216 | 0.029201 | 909.6793 | 1.2937 | 829.2216 | 0.57108 | 826.8466 | 0 | 909.6793 | 0.10482 | 909.6793 | 0.09257
|  | 909.9202 | 0 | 909.9202 | 0 | 834.7305 | -0.10872 | 838.847 | -0.14006 | 839.2574 | 0.0015172 | 829.4583 | 0 | 829.4583 | 0 | 909.9202 | -0.044544 | 827.0794 | 0.059919 | 838.847 | -0.0022801 | 829.4583 | 0.0016955 | 829.2216 | 0.10515 | 827.0794 | -0.012432 | 834.7305 | 0.028687 | 829.4583 | -0.025951 | 909.9202 | 1.196 | 829.4583 | 0.56637 | 827.0794 | 0 | 909.9202 | 0.062736 | 909.9202 | 0.068389
|  | 910.1612 | 0 | 910.1612 | 0 | 834.9677 | 0.20438 | 839.086 | 0.042423 | 839.498 | -0.0085933 | 829.695 | 0 | 829.695 | 0 | 910.1612 | 0.068255 | 827.3123 | 0.3024 | 839.086 | 0.023214 | 829.695 | 0.013546 | 829.4583 | 0.0081955 | 827.3123 | -0.093443 | 834.9677 | 0.029169 | 829.695 | 0.044505 | 910.1612 | 1.2289 | 829.695 | 0.5856 | 827.3123 | 0 | 910.1612 | 0.10786 | 910.1612 | 0.087236
|  | 910.4021 | 0 | 910.4021 | 0 | 835.205 | -0.13118 | 839.325 | -0.073663 | 839.7387 | 0.00019722 | 829.9317 | 0 | 829.9317 | 0 | 910.4021 | -0.029124 | 827.5452 | 0.16968 | 839.325 | -0.019486 | 829.9317 | -0.0024132 | 829.695 | 0.062275 | 827.5452 | -0.098827 | 835.205 | 0.029618 | 829.9317 | 0.0027908 | 910.4021 | 1.1298 | 829.9317 | 0.5699 | 827.5452 | 0 | 910.4021 | 0.051153 | 910.4021 | 0.05982
|  | 910.6431 | 0 | 910.6431 | 0 | 835.4422 | 0.25897 | 839.564 | 0.0044094 | 839.9792 | -0.011478 | 830.1684 | 0 | 830.1684 | 0 | 910.6431 | 0.049771 | 827.778 | -0.00069936 | 839.564 | 0.012027 | 830.1684 | 0.024301 | 829.9317 | -0.099721 | 827.778 | 0.2141 | 835.4422 | 0.030003 | 830.1684 | 0.058824 | 910.6431 | 1.1735 | 830.1684 | 0.58913 | 827.778 | 0 | 910.6431 | 0.10628 | 910.6431 | 0.091141
|  | 910.8841 | 0 | 910.8841 | 0 | 835.6795 | -0.11372 | 839.803 | -0.068246 | 840.2199 | -0.003828 | 830.4052 | 0 | 830.4052 | 0 | 910.8841 | -0.054894 | 828.0109 | -0.023236 | 839.803 | -0.01147 | 830.4052 | -0.0017963 | 830.1684 | 0.12686 | 828.0109 | 0.0086242 | 835.6795 | 0.030306 | 830.4052 | -0.016379 | 910.8841 | 1.0736 | 830.4052 | 0.59345 | 828.0109 | 0 | 910.8841 | 0.064425 | 910.8841 | 0.069532
|  | 911.125 | 0 | 911.125 | 0 | 835.9167 | 0.31167 | 840.042 | 0.027612 | 840.4606 | -0.013304 | 830.6419 | 0 | 830.6419 | 0 | 911.125 | 0.053755 | 828.2438 | -0.042019 | 840.042 | 0.013382 | 830.6419 | 0.012971 | 830.4052 | -0.064822 | 828.2438 | 0.28074 | 835.9167 | 0.03052 | 830.6419 | 0.04644 | 911.125 | 1.1203 | 830.6419 | 0.61072 | 828.2438 | 0 | 911.125 | 0.098997 | 911.125 | 0.095094
|  | 911.366 | 0 | 911.366 | 0 | 836.1541 | -0.1605 | 840.281 | -0.045923 | 840.7012 | -0.0013761 | 830.8786 | 0 | 830.8786 | 0 | 911.366 | -0.02785 | 828.4767 | 0.0011096 | 840.281 | -0.014526 | 830.8786 | 0.00031311 | 830.6419 | 0.10515 | 828.4767 | -0.082363 | 836.1541 | 0.03065 | 830.8786 | 0.0088327 | 911.366 | 1.0327 | 830.8786 | 0.61307 | 828.4767 | 0 | 911.366 | 0.069161 | 911.366 | 0.06744
|  | 911.607 | 0 | 911.607 | 0 | 836.3914 | 0.24305 | 840.52 | 0.043381 | 840.942 | -0.012737 | 831.1154 | 0 | 831.1154 | 0 | 911.607 | 0.08146 | 828.7096 | 0.15568 | 840.52 | 0.013017 | 831.1154 | 0.021017 | 830.8786 | -0.064899 | 828.7096 | 0.23295 | 836.3914 | 0.030702 | 831.1154 | 0.044892 | 911.607 | 1.0797 | 831.1154 | 0.62917 | 828.7096 | 0 | 911.607 | 0.10657 | 911.607 | 0.10008
|  | 911.848 | 0 | 911.848 | 0 | 836.6287 | -0.12366 | 840.7591 | -0.11195 | 841.1826 | -0.0020536 | 831.3521 | 0 | 831.3521 | 0 | 911.848 | -0.032898 | 828.9425 | -0.069439 | 840.7591 | -0.023044 | 831.3521 | -0.0016787 | 831.1154 | 0.031039 | 828.9425 | 0.099552 | 836.6287 | 0.030687 | 831.3521 | -0.023079 | 911.848 | 0.97832 | 831.3521 | 0.62328 | 828.9425 | 0 | 911.848 | 0.046437 | 911.848 | 0.052944
|  | 912.089 | 0 | 912.089 | 0 | 836.866 | 0.23781 | 840.9981 | 0.070057 | 841.4233 | -0.012973 | 831.5889 | 0 | 831.5889 | 0 | 912.089 | 0.045114 | 829.1755 | 0.252 | 840.9981 | 0.026941 | 831.5889 | 0.014449 | 831.3521 | -0.069872 | 829.1755 | 0.039738 | 836.866 | 0.030615 | 831.5889 | 0.023823 | 912.089 | 1.0282 | 831.5889 | 0.6484 | 829.1755 | 0 | 912.089 | 0.086766 | 912.089 | 0.076115
|  | 912.33 | 0 | 912.33 | 0 | 837.1033 | -0.18133 | 841.2372 | -0.0092963 | 841.664 | -0.0016953 | 831.8257 | 0 | 831.8257 | 0 | 912.33 | -0.031663 | 829.4084 | 0.12936 | 841.2372 | -0.0068682 | 831.8257 | 0.01018 | 831.5889 | 0.10108 | 829.4084 | -0.0019749 | 837.1033 | 0.030496 | 831.8257 | -0.020335 | 912.33 | 0.93284 | 831.8257 | 0.64565 | 829.4084 | 0 | 912.33 | 0.060325 | 912.33 | 0.062196
|  | 912.571 | 0 | 912.571 | 0 | 837.3406 | 0.22316 | 841.4762 | 0.057142 | 841.9047 | -0.012603 | 832.0624 | 0 | 832.0624 | 0 | 912.571 | 0.058062 | 829.6413 | 0.13608 | 841.4762 | 0.005721 | 832.0624 | 0.017158 | 831.8257 | -0.082083 | 829.6413 | 0.22635 | 837.3406 | 0.030341 | 832.0624 | 0.044505 | 912.571 | 0.98626 | 832.0624 | 0.6586 | 829.6413 | 0 | 912.571 | 0.088847 | 912.571 | 0.08027
|  | 912.812 | 0 | 912.812 | 0 | 837.5779 | -0.12108 | 841.7153 | -0.048539 | 842.1454 | -0.0023732 | 832.2993 | 0 | 832.2993 | 0 | 912.812 | -0.016168 | 829.8743 | -0.070559 | 841.7153 | -0.011188 | 832.2993 | 0.0016294 | 832.0624 | 0.084118 | 829.8743 | 0.12246 | 837.5779 | 0.030161 | 832.2993 | -0.025952 | 912.812 | 0.90169 | 832.2993 | 0.6641 | 829.8743 | 0 | 912.812 | 0.073014 | 912.812 | 0.068808
|  | 913.053 | 0 | 913.053 | 0 | 837.8153 | 0.2764 | 841.9543 | 0.05238 | 842.3862 | -0.011202 | 832.536 | 0 | 832.536 | 0 | 913.053 | 0.053809 | 830.1072 | 0.30296 | 841.9543 | 0.011882 | 832.536 | 0.017405 | 832.2993 | -0.012543 | 830.1072 | 0.1298 | 837.8153 | 0.029968 | 832.536 | 0.073916 | 913.053 | 0.92482 | 832.536 | 0.67666 | 830.1072 | 0 | 913.053 | 0.094739 | 913.053 | 0.075328
|  | 913.2941 | 0 | 913.2941 | 0 | 838.0527 | -0.11612 | 842.1934 | -0.075964 | 842.6269 | -0.00070863 | 832.7728 | 0 | 832.7728 | 0 | 913.2941 | -0.032435 | 830.3402 | 0.096879 | 842.1934 | -0.012504 | 832.7728 | 0.0024896 | 832.536 | 0.084118 | 830.3402 | -0.17245 | 838.0527 | 0.029774 | 832.7728 | -0.011015 | 913.2941 | 0.86307 | 832.7728 | 0.68058 | 830.3402 | 0 | 913.2941 | 0.054662 | 913.2941 | 0.063494
|  | 913.5351 | 0 | 913.5351 | 0 | 838.29 | 0.27971 | 842.4325 | 0.135 | 842.8677 | -0.010626 | 833.0096 | 0 | 833.0096 | 0 | 913.5351 | 0.039068 | 830.5732 | 0.22232 | 842.4325 | 0.016662 | 833.0096 | 0.021345 | 832.7728 | -0.05289 | 830.5732 | 0.22289 | 838.29 | 0.02959 | 833.0096 | 0.029693 | 913.5351 | 0.89162 | 833.0096 | 0.6904 | 830.5732 | 0 | 913.5351 | 0.095699 | 913.5351 | 0.079501
|  | 913.7762 | 0 | 913.7762 | 0 | 838.5274 | -0.16318 | 842.6716 | -0.076785 | 843.1085 | -0.00088065 | 833.2465 | 0 | 833.2465 | 0 | 913.7762 | -0.022041 | 830.8062 | 0.168 | 842.6716 | -0.014073 | 833.2465 | -0.0047582 | 833.0096 | 0.052196 | 830.8062 | -0.18686 | 838.5274 | 0.029424 | 833.2465 | 0.00087557 | 913.7762 | 0.8199 | 833.2465 | 0.69824 | 830.8062 | 0 | 913.7762 | 0.066733 | 913.7762 | 0.064451
|  | 914.0172 | 0 | 914.0172 | 0 | 838.7648 | 0.30472 | 842.9107 | 0.094837 | 843.3492 | -0.012437 | 833.4833 | 0 | 833.4833 | 0 | 914.0172 | 0.060168 | 831.0391 | 0.35392 | 842.9107 | 0.009281 | 833.4833 | 0.016009 | 833.2465 | -0.080726 | 831.0391 | 0.16754 | 838.7648 | 0.029279 | 833.4833 | 0.024174 | 914.0172 | 0.8485 | 833.4833 | 0.69746 | 831.0391 | 0 | 914.0172 | 0.085437 | 914.0172 | 0.082358
|  | 914.2583 | 0 | 914.2583 | 0 | 839.0022 | -0.20375 | 843.1498 | -0.088404 | 843.59 | -0.0029147 | 833.7201 | 0 | 833.7201 | 0 | 914.2583 | -0.015747 | 831.2721 | 0.069999 | 843.1498 | -0.012381 | 833.7201 | 0.0014447 | 833.4833 | 0.068516 | 831.2721 | -0.16923 | 839.0022 | 0.029155 | 833.7201 | 0.025433 | 914.2583 | 0.79004 | 833.7201 | 0.71826 | 831.2721 | 0 | 914.2583 | 0.057353 | 914.2583 | 0.064907
|  | 914.4993 | 0 | 914.4993 | 0 | 839.2396 | 0.27879 | 843.389 | 0.093159 | 843.8308 | -0.013101 | 833.957 | 0 | 833.957 | 0 | 914.4993 | 0.054134 | 831.5051 | 0.21 | 843.389 | 0.0076645 | 833.957 | 0.022084 | 833.7201 | -0.08344 | 831.5051 | 0.18353 | 839.2396 | 0.029044 | 833.957 | 0.035862 | 914.4993 | 0.82174 | 833.957 | 0.72062 | 831.5051 | 0 | 914.4993 | 0.10495 | 914.4993 | 0.090437
|  | 914.7404 | 0 | 914.7404 | 0 | 839.477 | -0.21541 | 843.6281 | -0.11185 | 844.0717 | -0.002237 | 834.1938 | 0 | 834.1938 | 0 | 914.7404 | -0.01105 | 831.7381 | -0.03856 | 843.6281 | -0.019825 | 834.1938 | -0.0026639 | 833.957 | 0.0033288 | 831.7381 | 0.0257 | 839.477 | 0.02894 | 834.1938 | 0.012558 | 914.7404 | 0.75583 | 834.1938 | 0.74456 | 831.7381 | 0 | 914.7404 | 0.074806 | 914.7404 | 0.074016
|  | 914.9815 | 0 | 914.9815 | 0 | 839.7144 | 0.27577 | 843.8673 | 0.070722 | 844.3124 | -0.01256 | 834.4307 | 0 | 834.4307 | 0 | 914.9815 | 0.053582 | 831.9711 | 0.30912 | 843.8673 | 0.0010875 | 834.4307 | 0.017487 | 834.1938 | -0.07937 | 831.9711 | 0.14662 | 839.7144 | 0.028832 | 834.4307 | 0.056889 | 914.9815 | 0.77834 | 834.4307 | 0.74809 | 831.9711 | 0 | 914.9815 | 0.088988 | 914.9815 | 0.080532
|  | 915.2225 | 0 | 915.2225 | 0 | 839.9518 | -0.1043 | 844.1064 | -0.090625 | 844.5533 | -0.0017607 | 834.6676 | 0 | 834.6676 | 0 | 915.2225 | -0.014272 | 832.2042 | 0.1792 | 844.1064 | -0.010592 | 834.6676 | 0.011658 | 834.4307 | 0.1099 | 832.2042 | -0.086347 | 839.9518 | 0.028712 | 834.6676 | -0.008144 | 915.2225 | 0.73057 | 834.6676 | 0.76261 | 832.2042 | 0 | 915.2225 | 0.073233 | 915.2225 | 0.067603
|  | 915.4636 | 0 | 915.4636 | 0 | 840.1893 | 0.29229 | 844.3455 | 0.048105 | 844.7941 | -0.011367 | 834.9045 | 0 | 834.9045 | 0 | 915.4636 | 0.025618 | 832.4371 | 0.14392 | 844.3455 | 0.0018795 | 834.9045 | 0.017487 | 834.6676 | -0.041042 | 832.4371 | 0.085762 | 840.1893 | 0.028575 | 834.9045 | 0.036023 | 915.4636 | 0.75369 | 834.9045 | 0.76222 | 832.4371 | 0 | 915.4636 | 0.091822 | 915.4636 | 0.084531
|  | 915.7047 | 0 | 915.7047 | 0 | 840.4268 | -0.21164 | 844.5847 | 0.010272 | 845.035 | -0.0019204 | 835.1414 | 0 | 835.1414 | 0 | 915.7047 | -0.018969 | 832.6702 | 0.19096 | 844.5847 | 0.0041907 | 835.1414 | 0.0062435 | 834.9045 | 0.06017 | 832.6702 | 0.050216 | 840.4268 | 0.02842 | 835.1414 | 0.0077071 | 915.7047 | 0.70062 | 835.1414 | 0.77871 | 832.6702 | 0 | 915.7047 | 0.067599 | 915.7047 | 0.074446
|  | 915.9458 | 0 | 915.9458 | 0 | 840.6642 | 0.25103 | 844.8238 | 0.12045 | 845.2758 | -0.011049 | 835.3782 | 0 | 835.3782 | 0 | 915.9458 | 0.015274 | 832.9033 | 0.076159 | 844.8238 | 0.013983 | 835.3782 | 0.01839 | 835.1414 | -0.032568 | 832.9033 | 0.034131 | 840.6642 | 0.028253 | 835.3782 | 0.06192 | 915.9458 | 0.70817 | 835.3782 | 0.79127 | 832.9033 | 0 | 915.9458 | 0.079026 | 915.9458 | 0.074947
|  | 916.1869 | 0 | 916.1869 | 0 | 840.9017 | -0.18655 | 845.063 | -0.023832 | 845.5167 | 0.00058442 | 835.6151 | 0 | 835.6151 | 0 | 916.1869 | -0.028218 | 833.1363 | 0.11424 | 845.063 | -0.0078689 | 835.6151 | 0.0064253 | 835.3782 | 0.071229 | 833.1363 | 0.12399 | 840.9017 | 0.028085 | 835.6151 | -0.016408 | 916.1869 | 0.65814 | 835.6151 | 0.79676 | 833.1363 | 0 | 916.1869 | 0.070108 | 916.1869 | 0.069416
|  | 916.428 | 0 | 916.428 | 0 | 841.1392 | 0.28159 | 845.3022 | 0.08743 | 845.7575 | -0.0091762 | 835.852 | 0 | 835.852 | 0 | 916.428 | 0.032832 | 833.3693 | 0.11256 | 845.3022 | 0.0029944 | 835.852 | 0.026189 | 835.6151 | -0.095651 | 833.3693 | -0.10684 | 841.1392 | 0.027932 | 835.852 | 0.071207 | 916.428 | 0.67893 | 835.852 | 0.80304 | 833.3693 | 0 | 916.428 | 0.095655 | 916.428 | 0.07944
|  | 916.6691 | 0 | 916.6691 | 0 | 841.3766 | -0.12849 | 845.5414 | -0.067386 | 845.9984 | 0.0015848 | 836.089 | 0 | 836.089 | 0 | 916.6691 | -0.0013215 | 833.6024 | 0.336 | 845.5414 | -0.011624 | 836.089 | 0.0023984 | 835.852 | 0.099043 | 833.6024 | -0.13613 | 841.3766 | 0.027811 | 836.089 | -0.0064713 | 916.6691 | 0.6428 | 836.089 | 0.82502 | 833.6024 | 0 | 916.6691 | 0.069696 | 916.6691 | 0.06873
|  | 916.9103 | 0 | 916.9103 | 0 | 841.6141 | 0.28304 | 845.7806 | 0.14109 | 846.2393 | -0.0072094 | 836.3259 | 0 | 836.3259 | 0 | 916.9103 | 0.027651 | 833.8355 | 0.029503 | 845.7806 | 0.0020112 | 836.3259 | 0.013053 | 836.089 | -0.062749 | 833.8354 | 0.11773 | 841.6141 | 0.027735 | 836.3259 | 0.051858 | 916.9103 | 0.66119 | 836.3259 | 0.82855 | 833.8354 | 0 | 916.9103 | 0.098069 | 916.9103 | 0.085017
|  | 917.1514 | 0 | 917.1514 | 0 | 841.8516 | -0.1639 | 846.0198 | -0.050134 | 846.4802 | 0.0035927 | 836.5628 | 0 | 836.5628 | 0 | 917.1514 | -0.016577 | 834.0685 | 0.0097513 | 846.0198 | -0.013223 | 836.5628 | -0.0035312 | 836.3259 | 0.069872 | 834.0685 | -0.078506 | 841.8516 | 0.027714 | 836.5628 | 0.0099584 | 917.1514 | 0.61908 | 836.5628 | 0.83326 | 834.0685 | 0 | 917.1514 | 0.078084 | 917.1514 | 0.079179
|  | 917.3925 | 0 | 917.3925 | 0 | 842.0892 | 0.28077 | 846.259 | 0.10742 | 846.7211 | -0.0067737 | 836.7998 | 0 | 836.7998 | 0 | 917.3925 | 0.045818 | 834.3016 | 0.27216 | 846.259 | 0.028636 | 836.7998 | 0.022741 | 836.5628 | -0.057106 | 834.3016 | 0.35065 | 842.0892 | 0.027746 | 836.7998 | 0.03583 | 917.3925 | 0.64364 | 836.7998 | 0.83993 | 834.3016 | 0 | 917.3925 | 0.098188 | 917.3925 | 0.089992
|  | 917.6337 | 0 | 917.6337 | 0 | 842.3267 | -0.13924 | 846.4983 | -0.044382 | 846.962 | 0.0016499 | 837.0367 | 0 | 837.0367 | 0 | 917.6337 | 0.0019693 | 834.5347 | -0.14504 | 846.4983 | -0.0020741 | 837.0367 | 0.0082918 | 836.7998 | 0.17773 | 834.5347 | 0.18535 | 842.3267 | 0.027819 | 837.0367 | 0.011365 | 917.6337 | 0.58762 | 837.0367 | 0.87526 | 834.5347 | 0 | 917.6337 | 0.078111 | 917.6337 | 0.068239
|  | 917.8748 | 0 | 917.8748 | 0 | 842.5642 | 0.22099 | 846.7375 | 0.033941 | 847.2029 | -0.0079972 | 837.2737 | 0 | 837.2737 | 0 | 917.8748 | 0.039874 | 834.7678 | 0.10304 | 846.7375 | 0.019147 | 837.2737 | 0.01527 | 837.0367 | -0.085475 | 834.7678 | 0.23668 | 842.5642 | 0.02791 | 837.2737 | 0.066564 | 917.8748 | 0.60801 | 837.2737 | 0.87761 | 834.7678 | 0 | 917.8748 | 0.086154 | 917.8748 | 0.078441
|  | 918.116 | 0 | 918.116 | 0 | 842.8018 | -0.18291 | 846.9768 | -0.02202 | 847.4439 | 0.0023125 | 837.5107 | 0 | 837.5107 | 0 | 918.116 | -0.0074223 | 835.0009 | -0.1456 | 846.9768 | -0.019147 | 837.5107 | 0.0045346 | 837.2737 | 0.082762 | 835.0009 | -0.06812 | 842.8018 | 0.027986 | 837.5107 | -0.0079512 | 918.116 | 0.57001 | 837.5107 | 0.86388 | 835.0009 | 0 | 918.116 | 0.064525 | 918.116 | 0.074819
|  | 918.3571 | 0 | 918.3571 | 0 | 843.0393 | 0.2855 | 847.216 | 0.12562 | 847.6848 | -0.0075845 | 837.7476 | 0 | 837.7476 | 0 | 918.3571 | 0.029532 | 835.234 | 0.32928 | 847.216 | 0.026094 | 837.7476 | 0.013874 | 837.5107 | -0.034874 | 835.234 | 0.26753 | 843.0393 | 0.02801 | 837.7476 | 0.034873 | 918.3571 | 0.59084 | 837.7476 | 0.889 | 835.234 | 0 | 918.3571 | 0.095287 | 918.3571 | 0.08673
|  | 918.5983 | 0 | 918.5983 | 0 | 843.2769 | -0.15666 | 847.4553 | -0.11172 | 847.9258 | 0.0013413 | 837.9846 | 0 | 837.9846 | 0 | 918.5983 | 0.0087638 | 835.4672 | 0.18536 | 847.4553 | -0.0081363 | 837.9846 | -0.0064812 | 837.7476 | 0.093616 | 835.4672 | -0.17046 | 843.2769 | 0.02795 | 837.9846 | -0.0048123 | 918.5983 | 0.55907 | 837.9846 | 0.89017 | 835.4672 | 0 | 918.5983 | 0.084128 | 918.5983 | 0.078299
|  | 918.8395 | 0 | 918.8395 | 0 | 843.5144 | 0.27393 | 847.6945 | 0.089253 | 848.1667 | -0.010831 | 838.2216 | 0 | 838.2216 | 0 | 918.8395 | 0.041695 | 835.7003 | 0.2324 | 847.6945 | 0.015403 | 838.2216 | 0.011411 | 837.9846 | -0.041549 | 835.7003 | 0.083953 | 843.5144 | 0.027783 | 838.2216 | 0.037884 | 918.8395 | 0.57693 | 838.2216 | 0.90901 | 835.7003 | 0 | 918.8395 | 0.090887 | 918.8395 | 0.09065
|  | 919.0806 | 0 | 919.0806 | 0 | 843.752 | -0.18306 | 847.9338 | -0.095876 | 848.4077 | -0.00059007 | 838.4586 | 0 | 838.4586 | 0 | 919.0806 | -0.0015961 | 835.9334 | 0.058799 | 847.9338 | -0.022366 | 838.4586 | 0.0016127 | 838.2216 | 0.057194 | 835.9334 | -0.095763 | 843.752 | 0.027503 | 838.4586 | -0.01973 | 919.0806 | 0.53652 | 838.4586 | 0.92236 | 835.9334 | 0 | 919.0806 | 0.08063 | 919.0806 | 0.0816
|  | 919.3218 | 0 | 919.3218 | 0 | 843.9896 | 0.23355 | 848.1731 | 0.14498 | 848.6487 | -0.010506 | 838.6956 | 0 | 838.6956 | 0 | 919.3218 | 0.022721 | 836.1666 | 0.1428 | 848.1731 | 0.016675 | 838.6956 | 0.0056057 | 838.4586 | -0.062742 | 836.1666 | -0.079063 | 843.9896 | 0.027126 | 838.6956 | 0.052245 | 919.3218 | 0.52594 | 838.6956 | 0.93531 | 836.1666 | 0 | 919.3218 | 0.089403 | 919.3218 | 0.078293
|  | 919.563 | 0 | 919.563 | 0 | 844.2272 | -0.20542 | 848.4124 | -0.048743 | 848.8897 | -6.8254e-05 | 838.9326 | 0 | 838.9326 | 0 | 919.563 | -0.014391 | 836.3997 | -0.073359 | 848.4124 | -0.00038453 | 838.9326 | -0.002745 | 838.6956 | 0.14042 | 836.3997 | 0.10464 | 844.2272 | 0.026687 | 838.9326 | 0.015638 | 919.563 | 0.49949 | 838.9326 | 0.93924 | 836.3997 | 0 | 919.563 | 0.072171 | 919.563 | 0.073881
|  | 919.8042 | 0 | 919.8042 | 0 | 844.4647 | 0.29235 | 848.6517 | 0.03855 | 849.1307 | -0.010665 | 839.1697 | 0 | 839.1697 | 0 | 919.8042 | 0.027911 | 836.6329 | 0.38024 | 848.6517 | 0.010335 | 839.1697 | 0.015516 | 838.9326 | -0.012592 | 836.6329 | 0.29847 | 844.4647 | 0.02624 | 839.1697 | 0.059598 | 919.8042 | 0.52539 | 839.1697 | 0.94591 | 836.6329 | 0 | 919.8042 | 0.089724 | 919.8042 | 0.089085
|  | 920.0454 | 0 | 920.0454 | 0 | 844.7023 | -0.13464 | 848.891 | -0.086857 | 849.3717 | 0.00071041 | 839.4067 | 0 | 839.4067 | 0 | 920.0454 | 0.01148 | 836.866 | 0.061599 | 848.891 | 0.0029996 | 839.4067 | 0.0046255 | 839.1697 | 0.06772 | 836.866 | 0.10877 | 844.7023 | 0.025847 | 839.4067 | 0.0061944 | 920.0454 | 0.5026 | 839.4067 | 0.97574 | 836.866 | 0 | 920.0454 | 0.091552 | 920.0454 | 0.085584
|  | 920.2866 | 0 | 920.2866 | 0 | 844.94 | 0.31579 | 849.1303 | 0.027669 | 849.6127 | -0.0099246 | 839.6437 | 0 | 839.6437 | 0 | 920.2866 | 0.034136 | 837.0992 | 0.2688 | 849.1303 | 0.014308 | 839.6437 | 0.0095232 | 839.4067 | -0.023065 | 837.0992 | 0.003211 | 844.94 | 0.025571 | 839.6437 | 0.04644 | 920.2866 | 0.51891 | 839.6437 | 0.97417 | 837.0992 | 0 | 920.2866 | 0.10256 | 920.2866 | 0.094883
|  | 920.5278 | 0 | 920.5278 | 0 | 845.1776 | -0.21742 | 849.3696 | -0.060551 | 849.8538 | -0.00055972 | 839.8808 | 0 | 839.8808 | 0 | 920.5278 | 0.0092721 | 837.3324 | 0.058799 | 849.3696 | -0.0079157 | 839.8808 | -0.0054253 | 839.6437 | 0.068516 | 837.3324 | 0.039299 | 845.1776 | 0.025463 | 839.8808 | -0.011045 | 920.5278 | 0.48993 | 839.8808 | 0.98045 | 837.3324 | 0 | 920.5278 | 0.089166 | 920.5278 | 0.084795
|  | 920.769 | 0 | 920.769 | 0 | 845.4152 | 0.2662 | 849.609 | 0.050547 | 850.0948 | -0.012356 | 840.1179 | 0 | 840.1179 | 0 | 920.769 | 0.025888 | 837.5656 | 0.080079 | 849.609 | 0.0094905 | 840.1179 | 0.01568 | 839.8808 | -0.055802 | 837.5656 | 0.162 | 845.4152 | 0.025551 | 840.1179 | 0.05805 | 920.769 | 0.4782 | 840.1179 | 0.99654 | 837.5656 | 0 | 920.769 | 0.088602 | 920.769 | 0.078085
|  | 921.0103 | 0 | 921.0103 | 0 | 845.6529 | -0.12738 | 849.8483 | -0.065347 | 850.3359 | -0.0025066 | 840.3549 | 0 | 840.3549 | 0 | 921.0103 | 0.012706 | 837.7988 | 0.015478 | 849.8483 | -0.0019299 | 840.3549 | -0.0063501 | 840.1179 | 0.1099 | 837.7988 | -0.1282 | 845.6529 | 0.025842 | 840.3549 | -0.0040772 | 921.0103 | 0.44294 | 840.3549 | 1.0166 | 837.7988 | 0 | 921.0103 | 0.077147 | 921.0103 | 0.071258
|  | 921.2515 | 0 | 921.2515 | 0 | 845.8906 | 0.27605 | 850.0877 | 0.079431 | 850.577 | -0.01372 | 840.592 | 0 | 840.592 | 0 | 921.2515 | 0.030147 | 838.032 | 0.32648 | 850.0877 | 0.016397 | 840.592 | 0.012971 | 840.3549 | -0.080726 | 838.032 | 0.25842 | 845.8906 | 0.026311 | 840.592 | 0.035847 | 921.2515 | 0.44037 | 840.592 | 1.0213 | 838.032 | 0 | 921.2515 | 0.074243 | 921.2515 | 0.076482
|  | 921.4927 | 0 | 921.4927 | 0 | 846.1282 | -0.19184 | 850.327 | -0.082974 | 850.818 | -0.0019454 | 840.829 | 0 | 840.829 | 0 | 921.4927 | 0.015004 | 838.2651 | 0.12656 | 850.327 | -0.0059023 | 840.829 | -0.0067219 | 840.592 | 0.12821 | 838.2651 | -0.096557 | 846.1282 | 0.026915 | 840.829 | 0.0029203 | 921.4927 | 0.45211 | 840.829 | 1.0409 | 838.2651 | 0 | 921.4927 | 0.080215 | 921.4927 | 0.079177
|  | 921.734 | 0 | 921.734 | 0 | 846.3658 | 0.25671 | 850.5664 | 0.039653 | 851.0591 | -0.01301 | 841.0662 | 0 | 841.0662 | 0 | 921.734 | 0.019585 | 838.4983 | 0.28616 | 850.5664 | 0.015957 | 841.0662 | 0.011001 | 840.829 | -0.095651 | 838.4984 | 0.075478 | 846.3658 | 0.027592 | 841.0662 | 0.063468 | 921.734 | 0.4626 | 841.0662 | 1.0546 | 838.4984 | 0 | 921.734 | 0.097382 | 921.734 | 0.088783
|  | 921.9752 | 0 | 921.9752 | 0 | 846.6036 | -0.17426 | 850.8057 | -0.10121 | 851.3002 | -0.0020946 | 841.3032 | 0 | 841.3032 | 0 | 921.9752 | 0.020495 | 838.7316 | -0.026049 | 850.8057 | -0.011508 | 841.3032 | 0.0028138 | 841.0662 | 0.082762 | 838.7316 | -0.0099048 | 846.6036 | 0.02828 | 841.3032 | -0.0078233 | 921.9752 | 0.43295 | 841.3032 | 1.0723 | 838.7316 | 0 | 921.9752 | 0.080517 | 921.9752 | 0.077976
|  | 922.2165 | 0 | 922.2165 | 0 | 846.8412 | 0.28118 | 851.0451 | 0.10407 | 851.5413 | -0.013544 | 841.5403 | 0 | 841.5403 | 0 | 922.2165 | 0.016866 | 838.9648 | 0.17472 | 851.0451 | 0.019486 | 841.5403 | 0.012971 | 841.3032 | -0.053571 | 838.9648 | 0.14972 | 846.8412 | 0.028921 | 841.5403 | 0.045279 | 922.2165 | 0.41707 | 841.5403 | 1.077 | 838.9648 | 0 | 922.2165 | 0.083468 | 922.2165 | 0.074537
|  | 922.4577 | 0 | 922.4577 | 0 | 847.0789 | -0.11931 | 851.2845 | -0.073432 | 851.7824 | -0.0035667 | 841.7775 | 0 | 841.7775 | 0 | 922.4577 | 0.015049 | 839.1981 | 0.021413 | 851.2845 | -0.017283 | 841.7775 | 0.00011357 | 841.5403 | 0.071908 | 839.1981 | 0.087701 | 847.0789 | 0.029469 | 841.7775 | -0.018692 | 922.4577 | 0.41359 | 841.7775 | 1.0954 | 839.1981 | 0 | 922.4577 | 0.086483 | 922.4577 | 0.082876
|  | 922.699 | 0 | 922.699 | 0 | 847.3167 | 0.32348 | 851.5239 | 0.049366 | 852.0235 | -0.015696 | 842.0146 | 0 | 842.0146 | 0 | 922.699 | 0.025839 | 839.4313 | 0.20664 | 851.5239 | 0.0093002 | 842.0146 | 0.0055154 | 841.7775 | -0.090902 | 839.4313 | 0.21556 | 847.3167 | 0.029898 | 842.0146 | 0.055728 | 922.699 | 0.41906 | 842.0146 | 1.0943 | 839.4313 | 0 | 922.699 | 0.091338 | 922.699 | 0.08933
|  | 922.9403 | 0 | 922.9403 | 0 | 847.5544 | -0.14092 | 851.7633 | -0.054289 | 852.2646 | -0.0038201 | 842.2517 | 0 | 842.2517 | 0 | 922.9403 | 0.025014 | 839.6645 | 0.1288 | 851.7633 | -0.0015815 | 842.2517 | 0.0016371 | 842.0146 | 0.10311 | 839.6646 | -0.27163 | 847.5544 | 0.030199 | 842.2517 | -0.015394 | 922.9403 | 0.4137 | 842.2517 | 1.1147 | 839.6646 | 0 | 922.9403 | 0.097387 | 922.9403 | 0.090941
|  | 923.1816 | 0 | 923.1816 | 0 | 847.7921 | 0.26291 | 852.0027 | 0.10115 | 852.5057 | -0.015615 | 842.4888 | 0 | 842.4888 | 0 | 923.1816 | 0.0091881 | 839.8978 | 0.11256 | 852.0027 | 0.0066834 | 842.4888 | 0.0188 | 842.2517 | -0.044346 | 839.8978 | 0.071614 | 847.7921 | 0.030378 | 842.4888 | 0.034075 | 923.1816 | 0.39803 | 842.4888 | 1.1276 | 839.8978 | 0 | 923.1816 | 0.088277 | 923.1816 | 0.079732
|  | 923.4229 | 0 | 923.4229 | 0 | 848.0298 | -0.13689 | 852.2421 | -0.043352 | 852.7469 | -0.0031523 | 842.726 | 0 | 842.726 | 0 | 923.4229 | 0.013951 | 840.1311 | 0.14336 | 852.2421 | -0.004722 | 842.726 | 0.0035279 | 842.4888 | 0.043451 | 840.1311 | -0.034909 | 848.0298 | 0.030448 | 842.726 | 0.0015102 | 923.4229 | 0.39382 | 842.726 | 1.1394 | 840.1311 | 0 | 923.4229 | 0.08847 | 923.4229 | 0.076627
|  | 923.6641 | 0 | 923.6641 | 0 | 848.2676 | 0.23823 | 852.4816 | 0.011878 | 852.988 | -0.014392 | 842.9631 | 0 | 842.9631 | 0 | 923.6641 | 0.026016 | 840.3644 | 0.15904 | 852.4816 | 0.013198 | 842.9631 | 0.021591 | 842.726 | 0.0054432 | 840.3644 | 0.14129 | 848.2676 | 0.030429 | 842.9631 | 0.029606 | 923.6641 | 0.38167 | 842.9631 | 1.1539 | 840.3644 | 0 | 923.6641 | 0.09281 | 923.6641 | 0.077261
|  | 923.9054 | 0 | 923.9054 | 0 | 848.5053 | -0.099195 | 852.721 | -0.047692 | 853.2292 | -0.0032465 | 843.2003 | 0 | 843.2003 | 0 | 923.9054 | 0.023388 | 840.5977 | -0.075039 | 852.721 | -0.014827 | 843.2003 | 0.0024928 | 842.9631 | 0.053045 | 840.5977 | -0.016941 | 848.5053 | 0.03034 | 843.2003 | -0.015318 | 923.9054 | 0.38202 | 843.2003 | 1.1653 | 840.5977 | 0 | 923.9054 | 0.092972 | 923.9054 | 0.073332
|  | 924.1467 | 0 | 924.1467 | 0 | 848.7431 | 0.24105 | 852.9605 | 0.10479 | 853.4704 | -0.015067 | 843.4374 | 0 | 843.4374 | 0 | 924.1467 | 0.018697 | 840.8309 | 0.28 | 852.9605 | 0.01813 | 843.4374 | 0.0089485 | 843.2003 | -0.10718 | 840.8309 | 0.26531 | 848.7431 | 0.030199 | 843.4374 | 0.023638 | 924.1467 | 0.36862 | 843.4374 | 1.1814 | 840.8309 | 0 | 924.1467 | 0.086084 | 924.1467 | 0.076049
|  | 924.388 | 0 | 924.388 | 0 | 848.9808 | -0.18382 | 853.1999 | -0.054478 | 853.7116 | -0.0062434 | 843.6746 | 0 | 843.6746 | 0 | 924.388 | 0.036241 | 841.0642 | 0.045468 | 853.1999 | -0.019147 | 843.6746 | 0.0019105 | 843.4374 | 0.092259 | 841.0642 | -0.13655 | 848.9808 | 0.03002 | 843.6746 | 0.011324 | 924.388 | 0.36571 | 843.6746 | 1.2018 | 841.0642 | 0 | 924.388 | 0.096261 | 924.388 | 0.092353
|  | 924.6294 | 0 | 924.6294 | 0 | 849.2186 | 0.21268 | 853.4394 | 0.19625 | 853.9528 | -0.017152 | 843.9118 | 0 | 843.9118 | 0 | 924.6294 | 0.014956 | 841.2975 | 0.26488 | 853.4394 | 0.023214 | 843.9118 | 0.020524 | 843.6746 | -0.099043 | 841.2975 | 0.11067 | 849.2186 | 0.029816 | 843.9118 | 0.0387 | 924.6294 | 0.35204 | 843.9118 | 1.2171 | 841.2975 | 0 | 924.6294 | 0.095028 | 924.6294 | 0.092356
|  | 924.8707 | 0 | 924.8707 | 0 | 849.4564 | -0.18686 | 853.6788 | -0.11923 | 854.194 | -0.0066351 | 844.149 | 0 | 844.149 | 0 | 924.8707 | 0.035152 | 841.5308 | -0.051025 | 853.6788 | -0.02745 | 844.149 | -0.015024 | 843.9118 | 0.07937 | 841.5308 | 0.093361 | 849.4564 | 0.029597 | 844.149 | -0.015445 | 924.8707 | 0.36854 | 844.149 | 1.2183 | 841.5308 | 0 | 924.8707 | 0.09856 | 924.8707 | 0.096023
|  | 925.112 | 0 | 925.112 | 0 | 849.6942 | 0.27817 | 853.9183 | 0.081016 | 854.4352 | -0.017343 | 844.3862 | 0 | 844.3862 | 0 | 925.112 | 0.017677 | 841.7641 | 0.14616 | 853.9183 | 0.017452 | 844.3862 | 0.017487 | 844.149 | -0.086832 | 841.7641 | 0.16102 | 849.6942 | 0.029377 | 844.3862 | 0.04257 | 925.112 | 0.34935 | 844.3862 | 1.2316 | 841.7641 | 0 | 925.112 | 0.083653 | 925.112 | 0.090296
|  | 925.3533 | 0 | 925.3533 | 0 | 849.932 | -0.19377 | 854.1578 | -0.063087 | 854.6764 | -0.0051524 | 844.6234 | 0 | 844.6234 | 0 | 925.3533 | 0.033871 | 841.9974 | -0.10416 | 854.1578 | -0.015309 | 844.6234 | -0.0068286 | 844.3862 | 0.1316 | 841.9974 | 0.058983 | 849.932 | 0.029163 | 844.6234 | -0.018611 | 925.3533 | 0.35769 | 844.6234 | 1.2591 | 841.9974 | 0 | 925.3533 | 0.08663 | 925.3533 | 0.088012
|  | 925.5947 | 0 | 925.5947 | 0 | 850.1699 | 0.25648 | 854.3973 | 0.055719 | 854.9177 | -0.017857 | 844.8607 | 0 | 844.8607 | 0 | 925.5947 | -0.0097741 | 842.2308 | -0.24416 | 854.3973 | 0.017961 | 844.8607 | 0.014695 | 844.6234 | -0.046675 | 842.2308 | 0.21209 | 850.1699 | 0.028965 | 844.8607 | 0.045279 | 925.5947 | 0.33217 | 844.8607 | 1.2634 | 842.2308 | 0 | 925.5947 | 0.070005 | 925.5947 | 0.084838
|  | 925.836 | 0 | 925.836 | 0 | 850.4077 | -0.19951 | 854.6368 | -0.061189 | 855.1589 | -0.0037984 | 845.0978 | 0 | 845.0978 | 0 | 925.836 | 0.0082405 | 842.4641 | 0.011974 | 854.6368 | -0.0022231 | 845.0978 | 0.0032182 | 844.8607 | 0.099043 | 842.4641 | -0.048302 | 850.4077 | 0.028785 | 845.0978 | 0.0068457 | 925.836 | 0.34678 | 845.0978 | 1.2831 | 842.4641 | 0 | 925.836 | 0.087086 | 925.836 | 0.095698
|  | 926.0774 | 0 | 926.0774 | 0 | 850.6455 | 0.23488 | 854.8763 | 0.069819 | 855.4002 | -0.015385 | 845.3351 | 0 | 845.3351 | 0 | 926.0774 | -0.0031076 | 842.6975 | 0.19264 | 854.8763 | 0.011355 | 845.3351 | 0.026846 | 845.0978 | -0.080726 | 842.6974 | 0.12958 | 850.6455 | 0.02862 | 845.3351 | 0.054567 | 926.0774 | 0.32113 | 845.3351 | 1.296 | 842.6974 | 0 | 926.0774 | 0.076838 | 926.0774 | 0.075622
|  | 926.3187 | 0 | 926.3187 | 0 | 850.8833 | -0.15117 | 855.1158 | -0.083393 | 855.6414 | -0.0039884 | 845.5723 | 0 | 845.5723 | 0 | 926.3187 | 0.044206 | 842.9308 | 0.11984 | 855.1158 | -0.010646 | 845.5723 | 0.0057961 | 845.3351 | 0.043413 | 842.9308 | 0.046477 | 850.8833 | 0.028462 | 845.5723 | -0.022038 | 926.3187 | 0.33154 | 845.5723 | 1.316 | 842.9308 | 0 | 926.3187 | 0.091095 | 926.3187 | 0.089803
|  | 926.5601 | 0 | 926.5601 | 0 | 851.1212 | 0.23655 | 855.3554 | 0.13058 | 855.8826 | -0.014505 | 845.8096 | 0 | 845.8096 | 0 | 926.5601 | 0.015252 | 843.1642 | 0.1008 | 855.3554 | 0.017791 | 845.8096 | 0.016666 | 845.5723 | -0.13025 | 843.1642 | 0.18157 | 851.1212 | 0.028294 | 845.8096 | 0.036943 | 926.5601 | 0.32735 | 845.8096 | 1.3313 | 843.1642 | 0 | 926.5601 | 0.086857 | 926.5601 | 0.10022
|  | 926.8015 | 0 | 926.8015 | 0 | 851.359 | -0.24303 | 855.5948 | -0.18375 | 856.1239 | -0.002518 | 846.0468 | 0 | 846.0468 | 0 | 926.8015 | 0.051936 | 843.3975 | 0.021903 | 855.5948 | -0.031686 | 846.0468 | -0.0022036 | 845.8096 | 0.13974 | 843.3975 | 0.262 | 851.359 | 0.028096 | 846.0468 | 0.01668 | 926.8015 | 0.33899 | 846.0468 | 1.3353 | 843.3975 | 0 | 926.8015 | 0.10235 | 926.8015 | 0.10078
|  | 927.0428 | 0 | 927.0428 | 0 | 851.5969 | 0.22184 | 855.8344 | 0.15775 | 856.3652 | -0.013825 | 846.2841 | 0 | 846.2841 | 0 | 927.0428 | 0.0021407 | 843.6309 | 0.55496 | 855.8344 | 0.032533 | 846.2841 | 0.016255 | 846.0468 | -0.032436 | 843.6309 | 0.21418 | 851.5969 | 0.027849 | 846.2841 | 0.073916 | 927.0428 | 0.29866 | 846.2841 | 1.3741 | 843.6309 | 0 | 927.0428 | 0.092467 | 927.0428 | 0.081019
|  | 927.2842 | 0 | 927.2842 | 0 | 851.8348 | -0.17153 | 856.074 | -0.077059 | 856.6065 | -0.0036167 | 846.5214 | 0 | 846.5214 | 0 | 927.2842 | 0.010668 | 843.8643 | 0.060479 | 856.074 | -0.0070483 | 846.5214 | 0.00063507 | 846.2841 | 0.097686 | 843.8643 | -0.040439 | 851.8348 | 0.027539 | 846.5214 | -0.053406 | 927.2842 | 0.3297 | 846.5214 | 1.3737 | 843.8643 | 0 | 927.2842 | 0.10084 | 927.2842 | 0.092247
|  | 927.5256 | 0 | 927.5256 | 0 | 852.0727 | 0.27587 | 856.3135 | 0.13712 | 856.8478 | -0.014902 | 846.7587 | 0 | 846.7587 | 0 | 927.5256 | -0.027093 | 844.0977 | 0.10696 | 856.3135 | 0.012636 | 846.7587 | 0.013218 | 846.5214 | 0.054892 | 844.0977 | 0.11504 | 852.0727 | 0.027164 | 846.7587 | 0.052245 | 927.5256 | 0.2935 | 846.7587 | 1.3898 | 844.0977 | 0 | 927.5256 | 0.085296 | 927.5256 | 0.072913
|  | 927.767 | 0 | 927.767 | 0 | 852.3105 | -0.139 | 856.5531 | -0.092791 | 857.0891 | -0.0025616 | 846.996 | 0 | 846.996 | 0 | 927.767 | 0.02639 | 844.3311 | 0.0067306 | 856.5531 | -0.0077816 | 846.996 | -0.0012014 | 846.7587 | 0.035162 | 844.3311 | 0.074761 | 852.3105 | 0.026737 | 846.996 | 0.0035748 | 927.767 | 0.30696 | 846.996 | 1.4036 | 844.3311 | 0 | 927.767 | 0.094725 | 927.767 | 0.078263
|  | 928.0084 | 0 | 928.0084 | 0 | 852.5485 | 0.27006 | 856.7927 | 0.082791 | 857.3304 | -0.015795 | 847.2333 | 0 | 847.2333 | 0 | 928.0084 | -0.0033845 | 844.5644 | 0.22792 | 856.7927 | 0.013391 | 847.2333 | 0.01527 | 846.996 | -0.056655 | 844.5645 | 0.15956 | 852.5485 | 0.026286 | 847.2333 | 0.0384 | 928.0084 | 0.27461 | 847.2333 | 1.3996 | 844.5645 | 0 | 928.0084 | 0.068713 | 928.0084 | 0.073697
|  | 928.2498 | 0 | 928.2498 | 0 | 852.7864 | -0.1028 | 857.0322 | -0.05722 | 857.5718 | -0.00053978 | 847.4706 | 0 | 847.4706 | 0 | 928.2498 | 0.044309 | 844.7979 | 0.11424 | 857.0322 | -0.019316 | 847.4706 | 0.0013084 | 847.2333 | 0.13839 | 844.7979 | -0.11734 | 852.7864 | 0.025852 | 847.4706 | -0.051471 | 928.2498 | 0.30521 | 847.4706 | 1.4385 | 844.7979 | 0 | 928.2498 | 0.096652 | 928.2498 | 0.094052
|  | 928.4912 | 0 | 928.4912 | 0 | 853.0243 | 0.22749 | 857.2718 | 0.10579 | 857.8131 | -0.014086 | 847.7079 | 0 | 847.7079 | 0 | 928.4912 | -0.02181 | 845.0313 | 0.49448 | 857.2718 | 0.0048194 | 847.7079 | 0.014039 | 847.4706 | -0.10311 | 845.0313 | 0.18963 | 853.0243 | 0.025482 | 847.7079 | 0.057663 | 928.4912 | 0.25541 | 847.7079 | 1.4526 | 845.0313 | 0 | 928.4912 | 0.069552 | 928.4912 | 0.079636
|  | 928.7326 | 0 | 928.7326 | 0 | 853.2622 | -0.15991 | 857.5114 | -0.091829 | 858.0545 | -0.0023317 | 847.9452 | 0 | 847.9452 | 0 | 928.7326 | 0.037416 | 845.2647 | -0.0077781 | 857.5114 | -0.0099858 | 847.9452 | 0.0009497 | 847.7079 | 0.11125 | 845.2647 | -0.3313 | 853.2622 | 0.025216 | 847.9452 | -0.0008778 | 928.7326 | 0.29425 | 847.9452 | 1.473 | 845.2647 | 0 | 928.7326 | 0.10127 | 928.7326 | 0.097901
|  | 928.974 | 0 | 928.974 | 0 | 853.5002 | 0.36667 | 857.751 | 0.069907 | 858.2958 | -0.015291 | 848.1825 | 0 | 848.1825 | 0 | 928.974 | 0.0033476 | 845.4981 | 0.27944 | 857.751 | -0.0013381 | 848.1825 | 0.018718 | 847.9452 | 0.067837 | 845.4981 | 0.25706 | 853.5002 | 0.025086 | 848.1825 | 0.059598 | 928.974 | 0.26085 | 848.1825 | 1.484 | 845.4981 | 0 | 928.974 | 0.083396 | 928.974 | 0.083774
|  | 929.2155 | 0 | 929.2155 | 0 | 853.7381 | -0.13689 | 857.9907 | -0.13631 | 858.5372 | -0.0029059 | 848.4199 | 0 | 848.4199 | 0 | 929.2155 | 0.04702 | 845.7316 | 0.15792 | 857.9907 | -0.009639 | 848.4199 | 0.0075232 | 848.1825 | 0.13839 | 845.7316 | -0.17996 | 853.7381 | 0.025101 | 848.4199 | 0.0041483 | 929.2155 | 0.29458 | 848.4199 | 1.5068 | 845.7316 | 0 | 929.2155 | 0.092595 | 929.2155 | 0.092496
|  | 929.4569 | 0 | 929.4569 | 0 | 853.9761 | 0.27293 | 858.2303 | 0.076143 | 858.7786 | -0.015558 | 848.6572 | 0 | 848.6572 | 0 | 929.4569 | -0.013915 | 845.965 | 0.19376 | 858.2303 | 0.04253 | 848.6572 | 0.018636 | 848.4199 | 0.029318 | 845.965 | 0.20089 | 853.9761 | 0.02525 | 848.6572 | 0.035858 | 929.4569 | 0.25482 | 848.6572 | 1.5295 | 845.965 | 0 | 929.4569 | 0.077376 | 929.4569 | 0.073963
|  | 929.6983 | 0 | 929.6983 | 0 | 854.2141 | -0.18576 | 858.4699 | -0.054999 | 859.02 | -0.0015226 | 848.8945 | 0 | 848.8945 | 0 | 929.6983 | 0.047172 | 846.1985 | 0.11144 | 858.4699 | -0.011904 | 848.8945 | -0.0070666 | 848.6572 | 0.094972 | 846.1985 | -0.24723 | 854.2141 | 0.025502 | 848.8945 | -0.014066 | 929.6983 | 0.27575 | 848.8945 | 1.5397 | 846.1985 | 0 | 929.6983 | 0.089954 | 929.6983 | 0.089568
|  | 929.9398 | 0 | 929.9398 | 0 | 854.452 | 0.22739 | 858.7095 | 0.0042314 | 859.2614 | -0.013936 | 849.1319 | 0 | 849.1319 | 0 | 929.9398 | -0.013935 | 846.432 | 0.22736 | 858.7095 | 0.022536 | 849.1319 | 0.0074713 | 848.8945 | -0.057412 | 846.4319 | 0.34305 | 854.452 | 0.025812 | 849.1319 | 0.050697 | 929.9398 | 0.23314 | 849.1319 | 1.5609 | 846.4319 | 0 | 929.9398 | 0.06961 | 929.9398 | 0.07423
|  | 930.1812 | 0 | 930.1812 | 0 | 854.69 | -0.20037 | 858.9492 | -0.087143 | 859.5028 | -0.0024636 | 849.3693 | 0 | 849.3693 | 0 | 930.1812 | 0.041638 | 846.6654 | 0.14168 | 858.9492 | -0.016069 | 849.3693 | 0.0044894 | 849.1319 | 0.093616 | 846.6654 | 0.14835 | 854.69 | 0.026134 | 849.3693 | -0.014879 | 930.1812 | 0.28512 | 849.3693 | 1.581 | 846.6654 | 0 | 930.1812 | 0.10413 | 930.1812 | 0.093189
|  | 930.4227 | 0 | 930.4227 | 0 | 854.928 | 0.32141 | 859.1888 | 0.12169 | 859.7442 | -0.015712 | 849.6066 | 0 | 849.6066 | 0 | 930.4227 | -0.041579 | 846.8989 | 0.37688 | 859.1888 | 0.014292 | 849.6066 | 0.017158 | 849.3693 | -0.022165 | 846.8989 | 0.066594 | 854.928 | 0.026426 | 849.6066 | 0.072368 | 930.4227 | 0.22614 | 849.6066 | 1.6002 | 846.8989 | 0 | 930.4227 | 0.085766 | 930.4227 | 0.065985
|  | 930.6641 | 0 | 930.6641 | 0 | 855.166 | -0.17073 | 859.4285 | -0.16447 | 859.9857 | -0.0025995 | 849.8441 | 0 | 849.8441 | 0 | 930.6641 | 0.039181 | 847.1323 | -0.0088552 | 859.4285 | -0.029991 | 849.8441 | -0.011494 | 849.6066 | 0.078691 | 847.1323 | 0.047312 | 855.166 | 0.026658 | 849.8441 | 0.0069747 | 930.6641 | 0.2829 | 849.8441 | 1.6061 | 847.1323 | 0 | 930.6641 | 0.11238 | 930.6641 | 0.10403
|  | 930.9056 | 0 | 930.9056 | 0 | 855.404 | 0.25073 | 859.6681 | 0.11089 | 860.2271 | -0.016425 | 850.0814 | 0 | 850.0814 | 0 | 930.9056 | -0.007171 | 847.3658 | 0.3192 | 859.6681 | 0.018469 | 850.0814 | 0.0087844 | 849.8441 | -0.033486 | 847.3658 | 0.037444 | 855.404 | 0.026818 | 850.0814 | 0.051084 | 930.9056 | 0.24684 | 850.0814 | 1.6406 | 847.3658 | 0 | 930.9056 | 0.094576 | 930.9056 | 0.095659
|  | 931.1471 | 0 | 931.1471 | 0 | 855.642 | -0.17386 | 859.9078 | -0.10671 | 860.4685 | -0.0038545 | 850.3188 | 0 | 850.3188 | 0 | 931.1471 | 0.061009 | 847.5993 | 0.20776 | 859.9078 | -0.01513 | 850.3188 | 0.0099337 | 850.0814 | 0.041387 | 847.5993 | 0.071962 | 855.642 | 0.026907 | 850.3188 | 0.0096266 | 931.1471 | 0.2751 | 850.3188 | 1.6704 | 847.5993 | 0 | 931.1471 | 0.10387 | 931.1471 | 0.090439
|  | 931.3886 | 0 | 931.3886 | 0 | 855.8801 | 0.26377 | 860.1475 | 0.15986 | 860.71 | -0.016972 | 850.5562 | 0 | 850.5562 | 0 | 931.3886 | -0.022522 | 847.8328 | 0.086239 | 860.1475 | 0.0048769 | 850.5562 | 0.020278 | 850.3188 | -0.024403 | 847.8328 | 0.2604 | 855.8801 | 0.026942 | 850.5562 | 0.031459 | 931.3886 | 0.21308 | 850.5562 | 1.6791 | 847.8328 | 0 | 931.3886 | 0.07578 | 931.3886 | 0.065846
|  | 931.63 | 0 | 931.63 | 0 | 856.1181 | -0.18992 | 860.3872 | -0.1059 | 860.9515 | -0.0014608 | 850.7936 | 0 | 850.7936 | 0 | 931.63 | 0.049769 | 848.0664 | 0.00030949 | 860.3872 | -0.0091353 | 850.7936 | 0.0021392 | 850.5562 | 0.060243 | 848.0663 | -0.0021791 | 856.1181 | 0.026946 | 850.7936 | -0.0090765 | 931.63 | 0.25945 | 850.7936 | 1.7046 | 848.0663 | 0 | 931.63 | 0.11213 | 931.63 | 0.08649
|  | 931.8715 | 0 | 931.8715 | 0 | 856.3561 | 0.26676 | 860.6269 | 0.15127 | 861.1929 | -0.014615 | 851.0311 | 0 | 851.0311 | 0 | 931.8715 | -0.020769 | 848.2999 | 0.23296 | 860.6269 | 0.04236 | 851.0311 | 0.024547 | 850.7936 | -0.097007 | 848.2999 | -0.02073 | 856.3561 | 0.026949 | 851.0311 | 0.046827 | 931.8715 | 0.20144 | 851.0311 | 1.7191 | 848.2999 | 0 | 931.8715 | 0.079497 | 931.8715 | 0.082284
|  | 932.113 | 0 | 932.113 | 0 | 856.5942 | -0.17947 | 860.8666 | -0.10048 | 861.4344 | -0.00044465 | 851.2685 | 0 | 851.2685 | 0 | 932.113 | 0.058212 | 848.5334 | 0.018601 | 860.8666 | -0.015459 | 851.2685 | -0.0050835 | 851.0311 | 0.15806 | 848.5334 | 0.079926 | 856.5942 | 0.026978 | 851.2685 | 0.00074947 | 932.113 | 0.26742 | 851.2685 | 1.7403 | 848.5334 | 0 | 932.113 | 0.10931 | 932.113 | 0.106
|  | 932.3545 | 0 | 932.3545 | 0 | 856.8322 | 0.26648 | 861.1063 | 0.071115 | 861.6759 | -0.012408 | 851.5059 | 0 | 851.5059 | 0 | 932.3545 | -0.048821 | 848.7669 | 0.25592 | 861.1063 | 0.023214 | 851.5059 | 0.025532 | 851.2685 | -0.098364 | 848.7669 | -0.030094 | 856.8322 | 0.027058 | 851.5059 | 0.061146 | 932.3545 | 0.20632 | 851.5059 | 1.7497 | 848.7669 | 0 | 932.3545 | 0.078418 | 932.3545 | 0.07566
|  | 932.596 | 0 | 932.596 | 0 | 857.0703 | -0.24316 | 861.3461 | -0.094204 | 861.9174 | 0.0010554 | 851.7434 | 0 | 851.7434 | 0 | 932.596 | 0.043507 | 849.0004 | 0.17752 | 861.3461 | -0.023383 | 851.7434 | 0.0077365 | 851.5059 | 0.073943 | 849.0004 | 0.034381 | 857.0703 | 0.02721 | 851.7434 | -0.011883 | 932.596 | 0.25172 | 851.7434 | 1.7823 | 849.0004 | 0 | 932.596 | 0.11382 | 932.596 | 0.095629
|  | 932.8375 | 0 | 932.8375 | 0 | 857.3084 | 0.26459 | 861.5857 | 0.15003 | 862.1589 | -0.011172 | 851.9808 | 0 | 851.9808 | 0 | 932.8375 | -0.024878 | 849.234 | 0.2156 | 861.5857 | 0.026263 | 851.9808 | 0.011494 | 851.7434 | -0.092259 | 849.2339 | 0.39378 | 857.3084 | 0.027445 | 851.9808 | 0.058824 | 932.8375 | 0.19718 | 851.9808 | 1.7968 | 849.2339 | 0 | 932.8375 | 0.085739 | 932.8375 | 0.080741
|  | 933.0791 | 0 | 933.0791 | 0 | 857.5465 | -0.13442 | 861.8255 | -0.11134 | 862.4004 | 0.0016801 | 852.2183 | 0 | 852.2183 | 0 | 933.0791 | 0.044609 | 849.4675 | 0.091279 | 861.8255 | -0.019486 | 852.2183 | -0.0038242 | 851.9808 | 0.061686 | 849.4675 | -0.021257 | 857.5465 | 0.02777 | 852.2183 | -0.033182 | 933.0791 | 0.23781 | 852.2183 | 1.82 | 849.4675 | 0 | 933.0791 | 0.11252 | 933.0791 | 0.10047
|  | 933.3206 | 0 | 933.3206 | 0 | 857.7846 | 0.2309 | 862.0652 | 0.14535 | 862.642 | -0.01207 | 852.4558 | 0 | 852.4558 | 0 | 933.3206 | -0.046431 | 849.7011 | 0.22568 | 862.0652 | 0.021858 | 852.4558 | 0.015352 | 852.2183 | -0.08344 | 849.701 | 0.32643 | 857.7846 | 0.028178 | 852.4558 | 0.069273 | 933.3206 | 0.18345 | 852.4558 | 1.8318 | 849.701 | 0 | 933.3206 | 0.068245 | 933.3206 | 0.071667
|  | 933.5621 | 0 | 933.5621 | 0 | 858.0227 | -0.10904 | 862.305 | -0.10051 | 862.8835 | 0.00058366 | 852.6932 | 0 | 852.6932 | 0 | 933.5621 | 0.060711 | 849.9346 | -0.033606 | 862.305 | -0.0035238 | 852.6932 | -0.0020428 | 852.4558 | 0.080726 | 849.9346 | -0.13989 | 858.0227 | 0.028651 | 852.6932 | -0.009062 | 933.5621 | 0.24168 | 852.6932 | 1.8561 | 849.9346 | 0 | 933.5621 | 0.11884 | 933.5621 | 0.09663
|  | 933.8036 | 0 | 933.8036 | 0 | 858.2608 | 0.25451 | 862.5448 | 0.13925 | 863.1251 | -0.012365 | 852.9307 | 0 | 852.9307 | 0 | 933.8036 | -0.03621 | 850.1682 | 0.39368 | 862.5448 | 0.019825 | 852.9307 | 0.020853 | 852.6932 | -0.056594 | 850.1682 | 0.34781 | 858.2608 | 0.029163 | 852.9307 | 0.051084 | 933.8036 | 0.17354 | 852.9307 | 1.8691 | 850.1682 | 0 | 933.8036 | 0.087412 | 933.8036 | 0.070917
|  | 934.0452 | 0 | 934.0452 | 0 | 858.499 | -0.21953 | 862.7845 | -0.089325 | 863.3666 | 0.00088516 | 853.1683 | 0 | 853.1683 | 0 | 934.0452 | 0.06563 | 850.4018 | 0.12544 | 862.7845 | -0.011019 | 853.1683 | -0.016091 | 852.9307 | 0.13839 | 850.4018 | -0.092751 | 858.499 | 0.029678 | 853.1683 | -0.042957 | 934.0452 | 0.23217 | 853.1683 | 1.8828 | 850.4018 | 0 | 934.0452 | 0.11755 | 934.0452 | 0.094946
|  | 934.2867 | 0 | 934.2867 | 0 | 858.7371 | 0.24347 | 863.0243 | 0.081971 | 863.6082 | -0.015513 | 853.4058 | 0 | 853.4058 | 0 | 934.2867 | -0.030424 | 850.6354 | 0.21952 | 863.0243 | 0.031516 | 853.4058 | 0.017405 | 853.1683 | -0.047018 | 850.6354 | -0.011369 | 858.7371 | 0.030156 | 853.4058 | 0.065403 | 934.2867 | 0.16306 | 853.4058 | 1.9252 | 850.6354 | 0 | 934.2867 | 0.08314 | 934.2867 | 0.084192
|  | 934.5283 | 0 | 934.5283 | 0 | 858.9752 | -0.14383 | 863.2641 | -0.060245 | 863.8498 | -0.0017119 | 853.6432 | 0 | 853.6432 | 0 | 934.5283 | 0.069861 | 850.869 | 0.050771 | 863.2641 | -0.020333 | 853.6432 | -0.014942 | 853.4058 | 0.042795 | 850.869 | 0.021786 | 858.9752 | 0.030559 | 853.6432 | -0.0070333 | 934.5283 | 0.23131 | 853.6432 | 1.9413 | 850.869 | 0 | 934.5283 | 0.1023 | 934.5283 | 0.10292
|  | 934.7699 | 0 | 934.7699 | 0 | 859.2134 | 0.26222 | 863.5039 | 0.055202 | 864.0914 | -0.017442 | 853.8808 | 0 | 853.8808 | 0 | 934.7699 | -0.042031 | 851.1025 | 0.27552 | 863.5039 | 0.012674 | 853.8808 | 0.013628 | 853.6432 | -0.049604 | 851.1025 | 0.27131 | 859.2134 | 0.030853 | 853.8808 | 0.043344 | 934.7699 | 0.16377 | 853.8808 | 1.9687 | 851.1025 | 0 | 934.7699 | 0.085253 | 934.7699 | 0.078676
|  | 935.0114 | 0 | 935.0114 | 0 | 859.4515 | -0.11072 | 863.7437 | -0.041945 | 864.3329 | -0.0053226 | 854.1183 | 0 | 854.1183 | 0 | 935.0114 | 0.057926 | 851.3362 | 0.060479 | 863.7437 | -0.02423 | 854.1183 | 0.001255 | 853.8808 | 0.12007 | 851.3362 | -0.0080103 | 859.4515 | 0.031017 | 854.1183 | -0.0044814 | 935.0114 | 0.24294 | 854.1183 | 1.9911 | 851.3362 | 0 | 935.0114 | 0.1239 | 935.0114 | 0.10438
|  | 935.253 | 0 | 935.253 | 0 | 859.6897 | 0.255 | 863.9835 | 0.068741 | 864.5746 | -0.018318 | 854.3558 | 0 | 854.3558 | 0 | 935.253 | -0.016128 | 851.5698 | 0.18368 | 863.9835 | 0.035244 | 854.3558 | 0.013956 | 854.1183 | -0.0062407 | 851.5698 | 0.064344 | 859.6897 | 0.031044 | 854.3558 | 0.056502 | 935.253 | 0.16207 | 854.3558 | 2.0131 | 851.5698 | 0 | 935.253 | 0.082968 | 935.253 | 0.081521
|  | 935.4946 | 0 | 935.4946 | 0 | 859.9279 | -0.16191 | 864.2233 | -0.11454 | 864.8162 | -0.0050114 | 854.5934 | 0 | 854.5934 | 0 | 935.4946 | 0.07849 | 851.8034 | 0.080639 | 864.2233 | -0.029144 | 854.5934 | -0.011329 | 854.3558 | 0.055043 | 851.8034 | -0.091965 | 859.9279 | 0.030939 | 854.5934 | -0.027086 | 935.4946 | 0.23807 | 854.5934 | 2.0331 | 851.8034 | 0 | 935.4946 | 0.12636 | 935.4946 | 0.1224
|  | 935.7362 | 0 | 935.7362 | 0 | 860.1661 | 0.31175 | 864.4631 | 0.043944 | 865.0578 | -0.01741 | 854.8309 | 0 | 854.8309 | 0 | 935.7362 | -0.063702 | 852.0371 | 0.23576 | 864.4631 | 0.014258 | 854.8309 | 0.013135 | 854.5934 | -0.043454 | 852.037 | -0.028854 | 860.1661 | 0.030721 | 854.8309 | 0.074303 | 935.7362 | 0.15962 | 854.8309 | 2.0547 | 852.037 | 0 | 935.7362 | 0.08256 | 935.7362 | 0.08066
|  | 935.9777 | 0 | 935.9777 | 0 | 860.4042 | -0.17778 | 864.703 | -0.043932 | 865.2994 | -0.0033593 | 855.0685 | 0 | 855.0685 | 0 | 935.9777 | 0.10352 | 852.2707 | 0.013883 | 864.703 | -0.030838 | 855.0685 | -0.0068234 | 854.8309 | 0.066843 | 852.2707 | 0.06303 | 860.4042 | 0.030416 | 855.0685 | 0.011125 | 935.9777 | 0.24722 | 855.0685 | 2.0912 | 852.2707 | 0 | 935.9777 | 0.14297 | 935.9777 | 0.13295
|  | 936.2193 | 0 | 936.2193 | 0 | 860.6425 | 0.26232 | 864.9428 | 0.13039 | 865.5411 | -0.01716 | 855.306 | 0 | 855.306 | 0 | 936.2193 | -0.034335 | 852.5043 | 0.3276 | 864.9428 | 0.034566 | 855.306 | 0.0073384 | 855.0685 | -0.05264 | 852.5043 | 0.25412 | 860.6425 | 0.030059 | 855.306 | 0.072755 | 936.2193 | 0.17795 | 855.306 | 2.1199 | 852.5043 | 0 | 936.2193 | 0.099004 | 936.2193 | 0.10312
|  | 936.4609 | 0 | 936.4609 | 0 | 860.8807 | -0.17643 | 865.1827 | -0.091025 | 865.7827 | -0.0021351 | 855.5436 | 0 | 855.5436 | 0 | 936.4609 | 0.084524 | 852.738 | -0.050517 | 865.1827 | 0.0039791 | 855.5436 | -0.0078577 | 855.306 | 0.13296 | 852.738 | -0.07458 | 860.8807 | 0.029685 | 855.5436 | -0.007475 | 936.4609 | 0.24233 | 855.5436 | 2.1332 | 852.738 | 0 | 936.4609 | 0.14333 | 936.4609 | 0.11611
|  | 936.7025 | 0 | 936.7025 | 0 | 861.1189 | 0.24783 | 865.4226 | 0.059975 | 866.0244 | -0.017645 | 855.7812 | 0 | 855.7812 | 0 | 936.7025 | 0.089138 | 852.9716 | 0.43232 | 865.4226 | 0.0075445 | 855.7812 | 0.017897 | 855.5436 | -0.00073838 | 852.9716 | -0.026316 | 861.1189 | 0.029327 | 855.7812 | 0.062694 | 936.7025 | 0.25398 | 855.7812 | 2.1348 | 852.9716 | 0 | 936.7025 | 0.14422 | 936.7025 | 0.11151
|  | 936.9442 | 0 | 936.9442 | 0 | 861.3571 | -0.17505 | 865.6624 | -0.1483 | 866.266 | -0.0026154 | 856.0188 | 0 | 856.0188 | 0 | 936.9442 | -0.037922 | 853.2053 | 0.050996 | 865.6624 | -0.012241 | 856.0188 | -0.0033318 | 855.7812 | 0.14314 | 853.2053 | 0.085644 | 861.3571 | 0.029012 | 856.0188 | 0.0063489 | 936.9442 | 0.14983 | 856.0188 | 2.1827 | 853.2053 | 0 | 936.9442 | 0.085824 | 936.9442 | 0.084238
|  | 937.1858 | 0 | 937.1858 | 0 | 861.5953 | 0.29286 | 865.9023 | 0.12178 | 866.5077 | -0.017891 | 856.2564 | 0 | 856.2564 | 0 | 937.1858 | 0.077591 | 853.439 | 0.073919 | 865.9023 | 0.02135 | 856.2564 | 0.018554 | 856.0188 | -0.092937 | 853.439 | 0.2781 | 861.5953 | 0.02876 | 856.2564 | 0.068886 | 937.1858 | 0.23496 | 856.2564 | 2.2027 | 853.439 | 0 | 937.1858 | 0.1301 | 937.1858 | 0.11982
|  | 937.4274 | 0 | 937.4274 | 0 | 861.8336 | -0.15655 | 866.1422 | -0.10699 | 866.7495 | -0.00038964 | 856.494 | 0 | 856.494 | 0 | 937.4274 | -0.064132 | 853.6726 | -0.13496 | 866.1422 | 0.0024413 | 856.494 | -0.0010954 | 856.2564 | 0.16349 | 853.6726 | 0.23249 | 861.8336 | 0.028581 | 856.494 | 0.006292 | 937.4274 | 0.13208 | 856.494 | 2.2239 | 853.6726 | 0 | 937.4274 | 0.068103 | 937.4274 | 0.088381
|  | 937.669 | 0 | 937.669 | 0 | 862.0719 | 0.24212 | 866.382 | 0.096827 | 866.9911 | -0.016174 | 856.7316 | 0 | 856.7316 | 0 | 937.669 | 0.082975 | 853.9063 | 0.21728 | 866.382 | 0.028636 | 856.7316 | 0.012971 | 856.494 | -0.020315 | 853.9063 | -0.05969 | 862.0719 | 0.028475 | 856.7316 | 0.049149 | 937.669 | 0.22448 | 856.7316 | 2.2392 | 853.9063 | 0 | 937.669 | 0.1392 | 937.669 | 0.10855
|  | 937.9107 | 0 | 937.9107 | 0 | 862.3101 | -0.17004 | 866.6219 | -0.14925 | 867.2328 | -0.0035356 | 856.9692 | 0 | 856.9692 | 0 | 937.9107 | -0.060948 | 854.14 | -0.2296 | 866.6219 | -0.029991 | 856.9692 | -0.0029975 | 856.7316 | 0.06581 | 854.14 | -0.045884 | 862.3101 | 0.028435 | 856.9692 | -0.02873 | 937.9107 | 0.12929 | 856.9692 | 2.2666 | 854.14 | 0 | 937.9107 | 0.080634 | 937.9107 | 0.051492
|  | 938.1523 | 0 | 938.1523 | 0 | 862.5484 | 0.30377 | 866.8618 | 0.14729 | 867.4746 | -0.016774 | 857.2069 | 0 | 857.2069 | 0 | 938.1523 | 0.086778 | 854.3737 | 0.17584 | 866.8618 | 0.026263 | 857.2069 | 0.019785 | 856.9692 | -0.116 | 854.3737 | 0.19662 | 862.5484 | 0.028446 | 857.2069 | 0.032374 | 938.1523 | 0.23083 | 857.2069 | 2.3024 | 854.3737 | 0 | 938.1523 | 0.12256 | 938.1523 | 0.10643
|  | 938.394 | 0 | 938.394 | 0 | 862.7867 | -0.11766 | 867.1018 | -0.14257 | 867.7163 | -0.0040184 | 857.4445 | 0 | 857.4445 | 0 | 938.394 | -0.068349 | 854.6074 | 0.094639 | 867.1018 | -0.0061499 | 857.4445 | 0.00036812 | 857.2069 | 0.056067 | 854.6074 | 0.058176 | 862.7867 | 0.028493 | 857.4445 | -0.0367 | 938.394 | 0.09914 | 857.4445 | 2.3126 | 854.6074 | 0 | 938.394 | 0.06452 | 938.394 | 0.069138
|  | 938.6356 | 0 | 938.6356 | 0 | 863.025 | 0.24642 | 867.3417 | -0.045348 | 867.958 | -0.018042 | 857.6821 | 0 | 857.6821 | 0 | 938.6356 | 0.10844 | 854.8411 | 0.21784 | 867.3417 | 0.0049218 | 857.6821 | 0.021181 | 857.4445 | -0.064045 | 854.8411 | 0.00744 | 863.025 | 0.028557 | 857.6821 | 0.043344 | 938.6356 | 0.23265 | 857.6821 | 2.3514 | 854.8411 | 0 | 938.6356 | 0.13439 | 938.6356 | 0.10413
|  | 938.8773 | 0 | 938.8773 | 0 | 863.2633 | -0.19361 | 867.5816 | -0.054392 | 868.1998 | -0.0043167 | 857.9198 | 0 | 857.9198 | 0 | 938.8773 | -0.05545 | 855.0748 | 0.1008 | 867.5816 | -0.018977 | 857.9198 | -0.0083739 | 857.6821 | 0.022916 | 855.0748 | -0.012176 | 863.2633 | 0.028625 | 857.9198 | 0.0019153 | 938.8773 | 0.1105 | 857.9198 | 2.3671 | 855.0748 | 0 | 938.8773 | 0.086232 | 938.8773 | 0.089755
|  | 939.1189 | 0 | 939.1189 | 0 | 863.5016 | 0.28517 | 867.8215 | 0.063754 | 868.4415 | -0.020193 | 858.1575 | 0 | 858.1575 | 0 | 939.1189 | 0.10071 | 855.3085 | 0.2884 | 867.8215 | 0.014996 | 858.1575 | 0.011494 | 857.9198 | 0.032621 | 855.3085 | 0.34766 | 863.5016 | 0.028687 | 858.1575 | 0.068499 | 939.1189 | 0.24379 | 858.1575 | 2.3875 | 855.3085 | 0 | 939.1189 | 0.13264 | 939.1189 | 0.12322
|  | 939.3606 | 0 | 939.3606 | 0 | 863.7399 | -0.1832 | 868.0615 | -0.01166 | 868.6833 | -0.003692 | 858.3951 | 0 | 858.3951 | 0 | 939.3606 | -0.084906 | 855.5423 | -0.075599 | 868.0615 | -0.013067 | 858.3951 | 0.00059217 | 858.1575 | 0.041387 | 855.5423 | 0.051202 | 863.7399 | 0.028737 | 858.3951 | -0.041022 | 939.3606 | 0.10507 | 858.3951 | 2.4256 | 855.5423 | 0 | 939.3606 | 0.084503 | 939.3606 | 0.064115
|  | 939.6023 | 0 | 939.6023 | 0 | 863.9783 | 0.28366 | 868.3015 | 0.030437 | 868.9251 | -0.017082 | 858.6328 | 0 | 858.6328 | 0 | 939.6023 | 0.099488 | 855.776 | 0.1484 | 868.3015 | 0.027111 | 858.6328 | 0.016337 | 858.3951 | -0.0608 | 855.776 | 0.25808 | 863.9783 | 0.028776 | 858.6328 | 0.062694 | 939.6023 | 0.22008 | 858.6328 | 2.424 | 855.776 | 0 | 939.6023 | 0.14456 | 939.6023 | 0.11394
|  | 939.8439 | 0 | 939.8439 | 0 | 864.2166 | -0.14904 | 868.5414 | -0.12695 | 869.1669 | -0.00054605 | 858.8705 | 0 | 858.8705 | 0 | 939.8439 | -0.091581 | 856.0098 | -0.020688 | 868.5414 | -0.023383 | 858.8705 | -0.0086202 | 858.6328 | 0.13364 | 856.0098 | -0.080412 | 864.2166 | 0.028806 | 858.8705 | -0.030036 | 939.8439 | 0.099275 | 858.8705 | 2.4711 | 856.0098 | 0 | 939.8439 | 0.061633 | 939.8439 | 0.060487
|  | 940.0856 | 0 | 940.0856 | 0 | 864.455 | 0.24653 | 868.7814 | 0.076188 | 869.4086 | -0.016588 | 859.1082 | 0 | 859.1082 | 0 | 940.0856 | 0.12929 | 856.2435 | 0.10304 | 868.7814 | 0.033211 | 859.1082 | 0.023398 | 858.8705 | -0.063401 | 856.2435 | 0.26016 | 864.455 | 0.028837 | 859.1082 | 0.06192 | 940.0856 | 0.24084 | 859.1082 | 2.4692 | 856.2435 | 0 | 940.0856 | 0.15385 | 940.0856 | 0.12332
|  | 940.3273 | 0 | 940.3273 | 0 | 864.6933 | -0.23928 | 869.0213 | -0.030802 | 869.6504 | 0.00055351 | 859.3459 | 0 | 859.3459 | 0 | 940.3273 | -0.045817 | 856.4773 | -0.10024 | 869.0213 | -0.0043648 | 859.3459 | -0.0020724 | 859.1082 | 0.059448 | 856.4773 | 0.0083514 | 864.6933 | 0.028879 | 859.3459 | -0.060759 | 940.3273 | 0.089668 | 859.3459 | 2.5249 | 856.4773 | 0 | 940.3273 | 0.077278 | 940.3273 | 0.074288
|  | 940.569 | 0 | 940.569 | 0 | 864.9316 | 0.2814 | 869.2613 | 0.073615 | 869.8923 | -0.013553 | 859.5836 | 0 | 859.5836 | 0 | 940.569 | 0.12181 | 856.7111 | 0.51744 | 869.2613 | 0.033211 | 859.5836 | 0.02192 | 859.3459 | -0.11939 | 856.7111 | 0.21093 | 864.9316 | 0.028945 | 859.5836 | 0.075077 | 940.569 | 0.22419 | 859.5836 | 2.5606 | 856.7111 | 0 | 940.569 | 0.14514 | 940.569 | 0.13081
|  | 940.8107 | 0 | 940.8107 | 0 | 865.17 | -0.21684 | 869.5013 | -0.097179 | 870.1341 | -0.00027139 | 859.8214 | 0 | 859.8214 | 0 | 940.8107 | -0.08056 | 856.9448 | 0.10024 | 869.5013 | -0.0014128 | 859.8214 | -0.0098516 | 859.5836 | 0.013889 | 856.9448 | -0.032165 | 865.17 | 0.029049 | 859.8214 | -0.041409 | 940.8107 | 0.11008 | 859.8214 | 2.5877 | 856.9448 | 0 | 940.8107 | 0.076632 | 940.8107 | 0.084377
|  | 941.0524 | 0 | 941.0524 | 0 | 865.4084 | 0.21519 | 869.7413 | 0.10976 | 870.3759 | -0.014603 | 860.059 | 0 | 860.059 | 0 | 941.0524 | 0.11238 | 857.1786 | 0.12544 | 869.7413 | 0.00036296 | 860.059 | 0.017979 | 859.8214 | -0.081405 | 857.1786 | 0.38827 | 865.4084 | 0.029203 | 860.059 | 0.047988 | 941.0524 | 0.22604 | 860.059 | 2.6183 | 857.1786 | 0 | 941.0524 | 0.15613 | 941.0524 | 0.14239
|  | 941.2941 | 0 | 941.2941 | 0 | 865.6468 | -0.13833 | 869.9813 | -0.035362 | 870.6177 | 3.4439e-05 | 860.2967 | 0 | 860.2967 | 0 | 941.2941 | -0.09319 | 857.4124 | -0.20216 | 869.9813 | -0.0094758 | 860.2967 | 0.0081953 | 860.059 | 0.074621 | 857.4124 | -0.063389 | 865.6468 | 0.029413 | 860.2967 | -0.0034989 | 941.2941 | 0.086844 | 860.2967 | 2.6411 | 857.4124 | 0 | 941.2941 | 0.092269 | 941.2941 | 0.098081
|  | 941.5359 | 0 | 941.5359 | 0 | 865.8852 | 0.28316 | 870.2213 | 0.11088 | 870.8596 | -0.014175 | 860.5345 | 0 | 860.5345 | 0 | 941.5359 | 0.13577 | 857.6462 | 0.32312 | 870.2213 | 0.0040432 | 860.5345 | 0.0092769 | 860.2967 | -0.082762 | 857.6462 | 0.36147 | 865.8852 | 0.029679 | 860.5345 | 0.06192 | 941.5359 | 0.2225 | 860.5345 | 2.6713 | 857.6462 | 0 | 941.5359 | 0.16368 | 941.5359 | 0.1356
|  | 941.7776 | 0 | 941.7776 | 0 | 866.1236 | -0.1691 | 870.4613 | -0.13071 | 871.1014 | 0.0007285 | 860.7723 | 0 | 860.7723 | 0 | 941.7776 | -0.095417 | 857.88 | 0.063279 | 870.4613 | -0.021011 | 860.7723 | -0.014613 | 860.5345 | 0.20351 | 857.88 | 0.020183 | 866.1236 | 0.02999 | 860.7723 | 0.0059401 | 941.7776 | 0.087569 | 860.7723 | 2.7062 | 857.88 | 0 | 941.7776 | 0.075507 | 941.7776 | 0.084834
|  | 942.0193 | 0 | 942.0193 | 0 | 866.362 | 0.28907 | 870.7014 | 0.043788 | 871.3433 | -0.015619 | 861.01 | 0 | 861.01 | 0 | 942.0193 | 0.098547 | 858.1138 | 0.28504 | 870.7014 | 0.010782 | 861.01 | 0.0095232 | 860.7723 | -0.042373 | 858.1138 | 0.031848 | 866.362 | 0.030329 | 861.01 | 0.033169 | 942.0193 | 0.21875 | 861.01 | 2.7341 | 858.1138 | 0 | 942.0193 | 0.15416 | 942.0193 | 0.1284
|  | 942.2611 | 0 | 942.2611 | 0 | 866.6005 | -0.23176 | 870.9414 | -0.079387 | 871.5852 | -0.0014503 | 861.2478 | 0 | 861.2478 | 0 | 942.2611 | -0.082257 | 858.3477 | 0.23016 | 870.9414 | -0.012195 | 861.2478 | 0.0066746 | 861.01 | 0.17909 | 858.3477 | 0.22799 | 866.6005 | 0.03067 | 861.2478 | -0.0034288 | 942.2611 | 0.069877 | 861.2478 | 2.7714 | 858.3477 | 0 | 942.2611 | 0.068605 | 942.2611 | 0.068949
|  | 942.5028 | 0 | 942.5028 | 0 | 866.8389 | 0.23796 | 871.1815 | 0.022462 | 871.8271 | -0.019777 | 861.4855 | 0 | 861.4855 | 0 | 942.5028 | 0.14045 | 858.5814 | 0.029833 | 871.1815 | 0.017961 | 861.4855 | 0.014367 | 861.2478 | -0.076656 | 858.5814 | 0.37841 | 866.8389 | 0.030986 | 861.4855 | 0.049536 | 942.5028 | 0.23408 | 861.4855 | 2.7898 | 858.5814 | 0 | 942.5028 | 0.18413 | 942.5028 | 0.14275
|  | 942.7446 | 0 | 942.7446 | 0 | 867.0773 | -0.13597 | 871.4215 | -0.13214 | 872.069 | -0.005475 | 861.7233 | 0 | 861.7233 | 0 | 942.7446 | -0.11183 | 858.8153 | -0.081199 | 871.4215 | -0.012209 | 861.7233 | -0.011576 | 861.4855 | 0.12686 | 858.8153 | -0.006417 | 867.0773 | 0.031251 | 861.7233 | -0.043344 | 942.7446 | 0.056895 | 861.7233 | 2.8173 | 858.8153 | 0 | 942.7446 | 0.06787 | 942.7446 | 0.073811
|  | 942.9863 | 0 | 942.9863 | 0 | 867.3158 | 0.21809 | 871.6616 | 0.041223 | 872.3109 | -0.022338 | 861.9611 | 0 | 861.9611 | 0 | 942.9863 | 0.12037 | 859.0491 | 0.52472 | 871.6616 | 0.031008 | 861.9611 | 0.0089485 | 861.7233 | -0.086153 | 859.0491 | -0.076559 | 867.3158 | 0.031442 | 861.9611 | 0.075464 | 942.9863 | 0.23122 | 861.9611 | 2.8424 | 859.0491 | 0 | 942.9863 | 0.16868 | 942.9863 | 0.12219
|  | 943.2281 | 0 | 943.2281 | 0 | 867.5543 | -0.13195 | 871.9016 | -0.1829 | 872.5528 | -0.0073569 | 862.1989 | 0 | 862.1989 | 0 | 943.2281 | -0.092917 | 859.283 | 0.17696 | 871.9016 | 0.0025396 | 862.1989 | -0.018225 | 861.9611 | 0.17366 | 859.283 | 0.064313 | 867.5543 | 0.031546 | 862.1989 | 0.0039815 | 943.2281 | 0.071433 | 862.1989 | 2.8687 | 859.283 | 0 | 943.2281 | 0.087469 | 943.2281 | 0.084301
|  | 943.4698 | 0 | 943.4698 | 0 | 867.7927 | 0.20099 | 872.1417 | 0.033705 | 872.7947 | -0.023356 | 862.4367 | 0 | 862.4367 | 0 | 943.4698 | 0.14768 | 859.5168 | 0.25984 | 872.1417 | 0.021011 | 862.4367 | 0.012232 | 862.1989 | -0.12753 | 859.5168 | 0.22319 | 867.7927 | 0.031559 | 862.4367 | 0.075851 | 943.4698 | 0.22657 | 862.4367 | 2.9025 | 859.5168 | 0 | 943.4698 | 0.1782 | 943.4698 | 0.13937
|  | 943.7116 | 0 | 943.7116 | 0 | 868.0312 | -0.096417 | 872.3818 | -0.056038 | 873.0367 | -0.010027 | 862.6746 | 0 | 862.6746 | 0 | 943.7116 | -0.092044 | 859.7507 | 0.23856 | 872.3818 | -0.014032 | 862.6746 | 0.00098524 | 862.4367 | 0.10176 | 859.7507 | 0.0017429 | 868.0312 | 0.031486 | 862.6746 | -0.020018 | 943.7116 | 0.094142 | 862.6746 | 2.9472 | 859.7507 | 0 | 943.7116 | 0.090554 | 943.7116 | 0.0893
|  | 943.9534 | 0 | 943.9534 | 0 | 868.2697 | 0.28497 | 872.6219 | 0.16906 | 873.2786 | -0.02686 | 862.9123 | 0 | 862.9123 | 0 | 943.9534 | 0.1295 | 859.9846 | 0.34944 | 872.6219 | 0.022536 | 862.9123 | 0.014121 | 862.6746 | -0.069872 | 859.9846 | 0.07083 | 868.2697 | 0.031343 | 862.9123 | 0.052245 | 943.9534 | 0.2225 | 862.9123 | 2.9618 | 859.9846 | 0 | 943.9534 | 0.17459 | 943.9534 | 0.12238
|  | 944.1952 | 0 | 944.1952 | 0 | 868.5082 | -0.16523 | 872.862 | -0.12608 | 873.5206 | -0.012013 | 863.1502 | 0 | 863.1502 | 0 | 944.1952 | -0.091091 | 860.2184 | -0.022362 | 872.862 | -0.044733 | 863.1502 | -0.0077511 | 862.9123 | 0.068516 | 860.2184 | -0.052498 | 868.5082 | 0.031147 | 863.1502 | -0.013936 | 944.1952 | 0.068114 | 863.1502 | 2.9869 | 860.2184 | 0 | 944.1952 | 0.077364 | 944.1952 | 0.082105
|  | 944.4369 | 0 | 944.4369 | 0 | 868.7466 | 0.23757 | 873.102 | 0.29874 | 873.7625 | -0.029412 | 863.388 | 0 | 863.388 | 0 | 944.4369 | 0.11677 | 860.4523 | 0.20608 | 873.102 | 0.022366 | 863.388 | 0.023398 | 863.1502 | -0.085475 | 860.4523 | 0.12566 | 868.7466 | 0.030921 | 863.388 | 0.047214 | 944.4369 | 0.21259 | 863.388 | 3.0179 | 860.4523 | 0 | 944.4369 | 0.16004 | 944.4369 | 0.1293
|  | 944.6787 | 0 | 944.6787 | 0 | 868.9852 | -0.22701 | 873.3422 | -0.081854 | 874.0045 | -0.014531 | 863.6259 | 0 | 863.6259 | 0 | 944.6787 | -0.080893 | 860.6862 | 0.0027598 | 873.3422 | 0.0015365 | 863.6259 | 0.0088664 | 863.388 | 0.09158 | 860.6862 | -0.14484 | 868.9852 | 0.030685 | 863.6259 | -0.014122 | 944.6787 | 0.055694 | 863.6259 | 3.0771 | 860.6862 | 0 | 944.6787 | 0.070207 | 944.6787 | 0.072419
|  | 944.9205 | 0 | 944.9205 | 0 | 869.2237 | 0.24874 | 873.5823 | 0.14867 | 874.2465 | -0.031153 | 863.8637 | 0 | 863.8637 | 0 | 944.9205 | 0.10431 | 860.92 | 0.31976 | 873.5823 | 0.046766 | 863.8637 | 0.0071405 | 863.6259 | -0.026111 | 860.92 | 0.07307 | 869.2237 | 0.030455 | 863.8637 | 0.05418 | 944.9205 | 0.22109 | 863.8637 | 3.0897 | 860.92 | 0 | 944.9205 | 0.18544 | 944.9205 | 0.13437
|  | 945.1623 | 0 | 945.1623 | 0 | 869.4622 | -0.22481 | 873.8225 | -0.12875 | 874.4885 | -0.013107 | 864.1016 | 0 | 864.1016 | 0 | 945.1623 | -0.091832 | 861.154 | 0.021207 | 873.8225 | -0.033211 | 864.1016 | -0.01059 | 863.8637 | 0.17638 | 861.154 | 0.051681 | 869.4622 | 0.030246 | 864.1016 | 1.9557e-05 | 945.1623 | 0.047967 | 864.1016 | 3.1392 | 861.154 | 0 | 945.1623 | 0.089146 | 945.1623 | 0.090736
|  | 945.4041 | 0 | 945.4041 | 0 | 869.7007 | 0.28849 | 874.0626 | 0.20522 | 874.7305 | -0.030751 | 864.3394 | 0 | 864.3394 | 0 | 945.4041 | 0.097432 | 861.3879 | 0.3276 | 874.0626 | 0.025416 | 864.3394 | 0.037272 | 864.1016 | -0.090902 | 861.3879 | 0.047318 | 869.7007 | 0.030066 | 864.3394 | 0.018382 | 945.4041 | 0.20283 | 864.3394 | 3.1961 | 861.3879 | 0 | 945.4041 | 0.16248 | 945.4041 | 0.12094
|  | 945.646 | 0 | 945.646 | 0 | 869.9393 | -0.21841 | 874.3027 | -0.14973 | 874.9725 | -0.014562 | 864.5773 | 0 | 864.5773 | 0 | 945.646 | -0.08604 | 861.6218 | 0.074479 | 874.3027 | -0.031855 | 864.5773 | -0.0071105 | 864.3394 | 0.18045 | 861.6218 | -0.039347 | 869.9393 | 0.029921 | 864.5773 | -0.022632 | 945.646 | 0.084304 | 864.5773 | 3.2094 | 861.6218 | 0 | 945.646 | 0.09125 | 945.646 | 0.098268
|  | 945.8878 | 0 | 945.8878 | 0 | 870.1779 | 0.20592 | 874.5429 | 0.14798 | 875.2145 | -0.030895 | 864.8152 | 0 | 864.8152 | 0 | 945.8878 | 0.094038 | 861.8557 | 0.364 | 874.5429 | 0.02135 | 864.8152 | 0.01839 | 864.5773 | -0.11057 | 861.8557 | 0.11505 | 870.1779 | 0.029815 | 864.8152 | 0.026331 | 945.8878 | 0.20768 | 864.8152 | 3.2526 | 861.8557 | 0 | 945.8878 | 0.16879 | 945.8878 | 0.16208
|  | 946.1296 | 0 | 946.1296 | 0 | 870.4164 | -0.1805 | 874.783 | -0.15002 | 875.4565 | -0.011413 | 865.053 | 0 | 865.053 | 0 | 946.1296 | -0.10954 | 862.0897 | 0.036524 | 874.783 | -0.0061625 | 865.053 | -0.010919 | 864.8152 | 0.16077 | 862.0897 | 0.053852 | 870.4164 | 0.029748 | 865.053 | -0.075077 | 946.1296 | 0.068318 | 865.053 | 3.2828 | 862.0897 | 0 | 946.1296 | 0.094891 | 946.1296 | 0.092908
|  | 946.3714 | 0 | 946.3714 | 0 | 870.655 | 0.27459 | 875.0232 | 0.052586 | 875.6985 | -0.026322 | 865.2909 | 0 | 865.2909 | 0 | 946.3714 | 0.08236 | 862.3236 | 0.35112 | 875.0232 | 0.0042676 | 865.2909 | 0.01018 | 865.053 | -0.18723 | 862.3236 | -0.060945 | 870.655 | 0.029722 | 865.2909 | 0.056889 | 946.3714 | 0.19377 | 865.2909 | 3.3209 | 862.3236 | 0 | 946.3714 | 0.15101 | 946.3714 | 0.11779
|  | 946.6133 | 0 | 946.6133 | 0 | 870.8936 | -0.15811 | 875.2634 | -0.103 | 875.9406 | -0.0087726 | 865.5289 | 0 | 865.5289 | 0 | 946.6133 | -0.11396 | 862.5575 | 0.053709 | 875.2634 | -0.0030247 | 865.5289 | -0.00013937 | 865.2909 | 0.032855 | 862.5575 | -0.051346 | 870.8936 | 0.029732 | 865.5289 | -0.038096 | 946.6133 | 0.057662 | 865.5289 | 3.359 | 862.5575 | 0 | 946.6133 | 0.077487 | 946.6133 | 0.085635
|  | 946.8551 | 0 | 946.8551 | 0 | 871.1322 | 0.27266 | 875.5035 | 0.15219 | 876.1826 | -0.025086 | 865.7668 | 0 | 865.7668 | 0 | 946.8551 | 0.11156 | 862.7914 | 0.26712 | 875.5035 | 0.02423 | 865.7668 | 0.012725 | 865.5289 | -0.11668 | 862.7914 | 0.2853 | 871.1322 | 0.029772 | 865.7668 | 0.066177 | 946.8551 | 0.19253 | 865.7668 | 3.357 | 862.7914 | 0 | 946.8551 | 0.1672 | 946.8551 | 0.11619
|  | 947.097 | 0 | 947.097 | 0 | 871.3708 | -0.21756 | 875.7438 | -0.12675 | 876.4247 | -0.0088704 | 866.0047 | 0 | 866.0047 | 0 | 947.097 | -0.063459 | 863.0254 | -0.035316 | 875.7438 | -0.012676 | 866.0047 | -0.015927 | 865.7668 | 0.055865 | 863.0255 | 0.044261 | 871.3708 | 0.029829 | 866.0047 | -0.02933 | 947.097 | 0.059942 | 866.0047 | 3.4108 | 863.0255 | 0 | 947.097 | 0.083476 | 947.097 | 0.090452
|  | 947.3388 | 0 | 947.3388 | 0 | 871.6094 | 0.28415 | 875.984 | 0.12589 | 876.6667 | -0.025002 | 866.2426 | 0 | 866.2426 | 0 | 947.3388 | 0.15633 | 863.2594 | 0.23184 | 875.984 | 0.023722 | 866.2426 | 0.015106 | 866.0047 | -0.10515 | 863.2594 | 0.21233 | 871.6094 | 0.029886 | 866.2426 | 0.063081 | 947.3388 | 0.22223 | 866.2426 | 3.4276 | 863.2594 | 0 | 947.3388 | 0.21177 | 947.3388 | 0.16291
|  | 947.5807 | 0 | 947.5807 | 0 | 871.848 | -0.18177 | 876.2242 | -0.19263 | 876.9089 | -0.0062935 | 866.4806 | 0 | 866.4806 | 0 | 947.5807 | -0.038445 | 863.4933 | -0.090159 | 876.2242 | -0.041513 | 866.4806 | -0.0039751 | 866.2426 | 0.059231 | 863.4933 | -0.084645 | 871.848 | 0.029923 | 866.4806 | -0.032674 | 947.5807 | 0.12224 | 866.4806 | 3.4673 | 863.4933 | 0 | 947.5807 | 0.13754 | 947.5807 | 0.11927
|  | 947.8226 | 0 | 947.8226 | 0 | 872.0867 | 0.31835 | 876.4644 | 0.088989 | 877.1509 | -0.023819 | 866.7185 | 0 | 866.7185 | 0 | 947.8226 | 0.13389 | 863.7274 | 0.075599 | 876.4644 | 0.013061 | 866.7185 | 0.0094411 | 866.4806 | -0.14449 | 863.7274 | 0.44682 | 872.0867 | 0.029921 | 866.7185 | 0.072755 | 947.8226 | 0.22135 | 866.7185 | 3.5124 | 863.7274 | 0 | 947.8226 | 0.18377 | 947.8226 | 0.14889
|  | 948.0644 | 0 | 948.0644 | 0 | 872.3253 | -0.18016 | 876.7046 | -0.050337 | 877.3931 | -0.0034658 | 866.9565 | 0 | 866.9565 | 0 | 948.0644 | -0.06721 | 863.9613 | 0.068319 | 876.7046 | -0.0099864 | 866.9565 | -0.00047166 | 866.7185 | 0.16824 | 863.9613 | -0.071122 | 872.3253 | 0.029863 | 866.9565 | -0.02042 | 948.0644 | 0.073024 | 866.9565 | 3.543 | 863.9613 | 0 | 948.0644 | 0.088317 | 948.0644 | 0.099496
|  | 948.3063 | 0 | 948.3063 | 0 | 872.564 | 0.25369 | 876.9448 | 0.12662 | 877.6351 | -0.019895 | 867.1944 | 0 | 867.1944 | 0 | 948.3063 | 0.10796 | 864.1953 | 0.36904 | 876.9448 | 0.03338 | 867.1944 | 0.018472 | 866.9565 | -0.084118 | 864.1953 | 0.0056753 | 872.564 | 0.029739 | 867.1944 | 0.085526 | 948.3063 | 0.21208 | 867.1944 | 3.5827 | 864.1953 | 0 | 948.3063 | 0.18699 | 948.3063 | 0.16775
|  | 948.5482 | 0 | 948.5482 | 0 | 872.8026 | -0.14669 | 877.1851 | -0.11524 | 877.8773 | -0.00079609 | 867.4324 | 0 | 867.4324 | 0 | 948.5482 | -0.084497 | 864.4293 | 0.30744 | 877.1851 | -0.014348 | 867.4324 | -0.020688 | 867.1944 | 0.086832 | 864.4293 | 0.02601 | 872.8026 | 0.029549 | 867.4324 | -0.017941 | 948.5482 | 0.033855 | 867.4324 | 3.6357 | 864.4293 | 0 | 948.5482 | 0.070255 | 948.5482 | 0.060901
|  | 948.7901 | 0 | 948.7901 | 0 | 873.0413 | 0.26587 | 877.4253 | 0.16504 | 878.1194 | -0.0211 | 867.6703 | 0 | 867.6703 | 0 | 948.7901 | 0.10506 | 864.6633 | 0.27328 | 877.4253 | 0.053544 | 867.6703 | 0.013628 | 867.4324 | -0.073264 | 864.6633 | 0.14774 | 873.0413 | 0.029297 | 867.6703 | 0.099458 | 948.7901 | 0.18455 | 867.6703 | 3.6863 | 864.6633 | 0 | 948.7901 | 0.14948 | 948.7901 | 0.11802
|  | 949.032 | 0 | 949.032 | 0 | 873.2799 | -0.24444 | 877.6656 | -0.11526 | 878.3615 | -0.0048352 | 867.9083 | 0 | 867.9083 | 0 | 949.032 | -0.047709 | 864.8973 | 0.061599 | 877.6656 | -0.039819 | 867.9083 | 0.00065473 | 867.6703 | 0.043728 | 864.8973 | 0.036628 | 873.2799 | 0.028993 | 867.9083 | -0.024286 | 949.032 | 0.083985 | 867.9083 | 3.7173 | 864.8973 | 0 | 949.032 | 0.098866 | 949.032 | 0.10665
|  | 949.2739 | 0 | 949.2739 | 0 | 873.5186 | 0.24722 | 877.9058 | 0.15026 | 878.6037 | -0.022934 | 868.1464 | 0 | 868.1464 | 0 | 949.2739 | 0.098075 | 865.1313 | 0.21672 | 877.9058 | 0.0244 | 868.1464 | 0.015106 | 867.9083 | -0.21165 | 865.1313 | 0.20937 | 873.5186 | 0.02865 | 868.1464 | 0.066177 | 949.2739 | 0.17705 | 868.1464 | 3.7381 | 865.1313 | 0 | 949.2739 | 0.168 | 949.2739 | 0.1476
|  | 949.5158 | 0 | 949.5158 | 0 | 873.7573 | -0.27228 | 878.1461 | -0.22077 | 878.8458 | -0.0063374 | 868.3843 | 0 | 868.3843 | 0 | 949.5158 | -0.091668 | 865.3654 | 0.029434 | 878.1461 | -0.012566 | 868.3843 | -0.013792 | 868.1464 | 0.054933 | 865.3654 | 0.17219 | 873.7573 | 0.028275 | 868.3843 | -0.035957 | 949.5158 | 0.066387 | 868.3843 | 3.8146 | 865.3654 | 0 | 949.5158 | 0.087197 | 949.5158 | 0.10299
|  | 949.7577 | 0 | 949.7577 | 0 | 873.996 | 0.2546 | 878.3863 | 0.17489 | 879.088 | -0.022977 | 868.6223 | 0 | 868.6223 | 0 | 949.7577 | 0.098173 | 865.5994 | 0.46088 | 878.3863 | 0.037955 | 868.6223 | 0.02036 | 868.3843 | -0.076656 | 865.5994 | 0.057609 | 873.996 | 0.027871 | 868.6223 | 0.053019 | 949.7577 | 0.19139 | 868.6223 | 3.8386 | 865.5994 | 0 | 949.7577 | 0.15742 | 949.7577 | 0.14747
|  | 949.9996 | 0 | 949.9996 | 0 | 874.2347 | -0.10545 | 878.6267 | -0.25659 | 879.3302 | -0.0060979 | 868.8604 | 0 | 868.8604 | 0 | 949.9996 | -0.073605 | 865.8334 | -0.15232 | 878.6267 | -0.018808 | 868.8604 | -0.0033225 | 868.6223 | 0.21979 | 865.8334 | 0.15587 | 874.2347 | 0.027437 | 868.8604 | -0.023573 | 949.9996 | 0.081497 | 868.8604 | 3.8939 | 865.8334 | 0 | 949.9996 | 0.09411 | 949.9996 | 0.097619
|  | 950.2415 | 0 | 950.2415 | 0 | 874.4734 | 0.22235 | 878.8669 | 0.098137 | 879.5724 | -0.024058 | 869.0984 | 0 | 869.0984 | 0 | 950.2415 | 0.10679 | 866.0675 | 0.34664 | 878.8669 | 0.020333 | 869.0984 | 0.024054 | 868.8604 | -0.11329 | 866.0675 | 0.48386 | 874.4734 | 0.026965 | 869.0984 | 0.065403 | 950.2415 | 0.17545 | 869.0984 | 3.8951 | 866.0675 | 0 | 950.2415 | 0.15937 | 950.2415 | 0.12051
|  | 950.4834 | 0 | 950.4834 | 0 | 874.7122 | -0.14779 | 879.1072 | -0.17928 | 879.8146 | -0.0074019 | 869.3364 | 0 | 869.3364 | 0 | 950.4834 | -0.030406 | 866.3015 | -0.29624 | 879.1072 | -0.017114 | 869.3364 | -0.01018 | 869.0984 | 0.1099 | 866.3015 | 0.025263 | 874.7122 | 0.026451 | 869.3364 | -0.0039635 | 950.4834 | 0.097663 | 869.3364 | 3.934 | 866.3015 | 0 | 950.4834 | 0.12675 | 950.4834 | 0.11228
|  | 950.7254 | 0 | 950.7254 | 0 | 874.9509 | 0.28352 | 879.3475 | 0.11104 | 880.0568 | -0.027744 | 869.5745 | 0 | 869.5745 | 0 | 950.7254 | 0.14457 | 866.5356 | 0.4452 | 879.3475 | 0.014035 | 869.5745 | 0.015024 | 869.3364 | -0.14042 | 866.5356 | 0.1232 | 874.9509 | 0.025893 | 869.5745 | 0.073142 | 950.7254 | 0.18797 | 869.5745 | 3.9818 | 866.5356 | 0 | 950.7254 | 0.17038 | 950.7254 | 0.14604
|  | 950.9673 | 0 | 950.9673 | 0 | 875.1896 | -0.19291 | 879.5879 | -0.1668 | 880.2989 | -0.028597 | 869.8125 | 0 | 869.8125 | 0 | 950.9673 | -0.046177 | 866.7696 | 0.094639 | 879.5879 | -0.022705 | 869.8125 | -0.0065642 | 869.5745 | 0.11939 | 866.7697 | 0.045062 | 875.1896 | 0.0253 | 869.8125 | -0.020573 | 950.9673 | 0.07574 | 869.8125 | 4.0297 | 866.7697 | 0 | 950.9673 | 0.10267 | 950.9673 | 0.093664
|  | 951.2093 | 0 | 951.2093 | 0 | 875.4283 | 0.30363 | 879.8282 | 0.11036 | 880.5412 | -0.030477 | 870.0505 | 0 | 870.0505 | 0 | 951.2093 | 0.084015 | 867.0037 | 0.49448 | 879.8282 | 0.033888 | 870.0505 | 0.011329 | 869.8125 | -0.10786 | 867.0037 | 0.18868 | 875.4283 | 0.024694 | 870.0505 | 0.071981 | 951.2093 | 0.1576 | 870.0505 | 4.0415 | 867.0037 | 0 | 951.2093 | 0.15948 | 951.2093 | 0.12701
|  | 951.4512 | 0 | 951.4512 | 0 | 875.6671 | -0.20867 | 880.0685 | -0.11302 | 880.7835 | -0.030349 | 870.2886 | 0 | 870.2886 | 0 | 951.4512 | -0.068319 | 867.2378 | 0.17808 | 880.0685 | -0.022536 | 870.2886 | -0.02348 | 870.0505 | 0.20623 | 867.2379 | -0.2091 | 875.6671 | 0.02411 | 870.2886 | -0.026498 | 951.4512 | 0.058287 | 870.2886 | 4.122 | 867.2379 | 0 | 951.4512 | 0.085129 | 951.4512 | 0.086715
|  | 951.6932 | 0 | 951.6932 | 0 | 875.9059 | 0.211 | 880.3088 | 0.21603 | 881.0256 | -0.028551 | 870.5267 | 0 | 870.5267 | 0 | 951.6932 | 0.08121 | 867.4719 | 0.11928 | 880.3088 | 0.03643 | 870.5267 | 0.022084 | 870.2886 | -0.039302 | 867.4719 | 0.27464 | 875.9059 | 0.023591 | 870.5267 | 0.036295 | 951.6932 | 0.15264 | 870.5267 | 4.1585 | 867.4719 | 0 | 951.6932 | 0.12666 | 951.6932 | 0.11393
|  | 951.9351 | 0 | 951.9351 | 0 | 876.1447 | -0.16232 | 880.5492 | -0.16656 | 881.2679 | -0.028042 | 870.7648 | 0 | 870.7648 | 0 | 951.9351 | -0.086546 | 867.706 | 0.076159 | 880.5492 | -0.02728 | 870.7648 | -0.0094411 | 870.5267 | 0.14721 | 867.706 | -0.20433 | 876.1447 | 0.023185 | 870.7648 | -0.015511 | 951.9351 | 0.062086 | 870.7648 | 4.1804 | 867.706 | 0 | 951.9351 | 0.096289 | 951.9351 | 0.094991
|  | 952.1771 | 0 | 952.1771 | 0 | 876.3834 | -0.20581 | 880.7895 | -0.12903 | 881.5102 | -0.027425 | 871.0028 | 0 | 871.0028 | 0 | 952.1771 | 0.071026 | 867.9401 | -0.027298 | 880.7895 | -0.016672 | 871.0028 | -0.0094411 | 870.7648 | -0.16824 | 867.9401 | -0.043805 | 876.3834 | 0.02293 | 871.0028 | 0.02156 | 952.1771 | 0.17555 | 871.0028 | 4.2982 | 867.9401 | 0 | 952.1771 | 0.15419 | 952.1771 | 0.13337
|  | 952.4191 | 0 | 952.4191 | 0 | 876.6223 | 0.27423 | 881.0299 | 0.012049 | 881.7524 | -0.025642 | 871.2409 | 0 | 871.2409 | 0 | 952.4191 | -0.052942 | 868.1742 | 0.63503 | 881.0299 | 0.017622 | 871.2409 | 0.0188 | 871.0028 | -0.18452 | 868.1742 | 0.12657 | 876.6223 | 0.022848 | 871.2409 | 0.059598 | 952.4191 | 0.069448 | 871.2409 | 4.328 | 868.1742 | 0 | 952.4191 | 0.10595 | 952.4191 | 0.089215
|  | 952.661 | 0 | 952.661 | 0 | 876.861 | -0.20426 | 881.2703 | -0.025456 | 881.9947 | -0.025947 | 871.479 | 0 | 871.479 | 0 | 952.661 | 0.095408 | 868.4083 | 0.04411 | 881.2703 | -0.020502 | 871.479 | -0.020442 | 871.2409 | 0.074621 | 868.4083 | 0.067187 | 876.861 | 0.02294 | 871.479 | -0.012564 | 952.661 | 0.14418 | 871.479 | 4.392 | 868.4083 | 0 | 952.661 | 0.16215 | 952.661 | 0.12406
|  | 952.903 | 0 | 952.903 | 0 | 877.0999 | 0.262 | 881.5107 | 0.0033343 | 882.237 | -0.026249 | 871.7171 | 0 | 871.7171 | 0 | 952.903 | -0.041156 | 868.6425 | 0.42 | 881.5107 | 0.04558 | 871.7171 | 0.017322 | 871.479 | -0.06559 | 868.6425 | 0.37933 | 877.0999 | 0.023185 | 871.7171 | 0.11533 | 952.903 | 0.083618 | 871.7171 | 4.4344 | 868.6425 | 0 | 952.903 | 0.093038 | 952.903 | 0.095099
|  | 953.145 | 0 | 953.145 | 0 | 877.3387 | -0.20953 | 881.751 | -0.072003 | 882.4793 | -0.023712 | 871.9553 | 0 | 871.9553 | 0 | 953.145 | 0.086856 | 868.8766 | 0.00051103 | 881.751 | -0.0064188 | 871.9553 | -0.014942 | 871.7171 | 0.19401 | 868.8766 | 0.08328 | 877.3387 | 0.02354 | 871.9553 | -0.015668 | 953.145 | 0.16843 | 871.9553 | 4.4807 | 868.8766 | 0 | 953.145 | 0.16282 | 953.145 | 0.13187
|  | 953.387 | 0 | 953.387 | 0 | 877.5775 | 0.24573 | 881.9915 | 0.20459 | 882.7216 | -0.024168 | 872.1934 | 0 | 872.1934 | 0 | 953.387 | -0.050883 | 869.1107 | -0.023829 | 881.9915 | 0.025755 | 872.1934 | 0.024219 | 871.9553 | 0.006135 | 869.1107 | 0.024764 | 877.5775 | 0.023952 | 872.1934 | 0.045666 | 953.387 | 0.06945 | 872.1934 | 4.5427 | 869.1107 | 0 | 953.387 | 0.10754 | 953.387 | 0.087331
|  | 953.629 | 0 | 953.629 | 0 | 877.8163 | -0.15221 | 882.2318 | -0.10117 | 882.9639 | -0.0053476 | 872.4315 | 0 | 872.4315 | 0 | 953.629 | 0.081426 | 869.3448 | 0.12712 | 882.2318 | -0.017114 | 872.4315 | -0.002011 | 872.1934 | 0.12821 | 869.3448 | 0.17671 | 877.8163 | 0.024366 | 872.4315 | 0.019963 | 953.629 | 0.15341 | 872.4315 | 4.5466 | 869.3448 | 0 | 953.629 | 0.13273 | 953.629 | 0.11858
|  | 953.871 | 0 | 953.871 | 0 | 878.0552 | 0.19205 | 882.4722 | 0.043177 | 883.2062 | -0.022284 | 872.6696 | 0 | 872.6696 | 0 | 953.871 | -0.03734 | 869.579 | 0.30408 | 882.4722 | 0.047613 | 872.6696 | 0.024711 | 872.4315 | -0.11736 | 869.579 | 0.066544 | 878.0552 | 0.024736 | 872.6696 | 0.041022 | 953.871 | 0.054059 | 872.6696 | 4.6067 | 869.579 | 0 | 953.871 | 0.088945 | 953.871 | 0.090968
|  | 954.113 | 0 | 954.113 | 0 | 878.2941 | -0.19074 | 882.7127 | -0.25415 | 883.4485 | -0.00246 | 872.9078 | 0 | 872.9078 | 0 | 954.113 | 0.076864 | 869.8132 | -0.064399 | 882.7127 | -0.038972 | 872.9078 | 0.00067524 | 872.6696 | 0.094294 | 869.8132 | 0.06478 | 878.2941 | 0.025029 | 872.9078 | -0.035519 | 954.113 | 0.13083 | 872.9078 | 4.6687 | 869.8132 | 0 | 954.113 | 0.13829 | 954.113 | 0.11112
|  | 954.355 | 0 | 954.355 | 0 | 878.5329 | 0.23122 | 882.9531 | 0.18125 | 883.6909 | -0.020049 | 873.1459 | 0 | 873.1459 | 0 | 954.355 | -0.030451 | 870.0473 | 0.1596 | 882.9531 | 0.019486 | 873.1459 | 0.014203 | 872.9078 | -0.15128 | 870.0473 | 0.066233 | 878.5329 | 0.025233 | 873.1459 | 0.0032962 | 954.355 | 0.072403 | 873.1459 | 4.6974 | 870.0473 | 0 | 954.355 | 0.091097 | 954.355 | 0.096878
|  | 954.597 | 0 | 954.597 | 0 | 878.7718 | -0.19896 | 883.1935 | -0.18308 | 883.9332 | -0.002343 | 873.3841 | 0 | 873.3841 | 0 | 954.597 | 0.11589 | 870.2815 | -0.12544 | 883.1935 | -0.044055 | 873.3841 | -0.022905 | 873.1459 | 0.038069 | 870.2815 | 0.099601 | 878.7718 | 0.025346 | 873.3841 | -0.022667 | 954.597 | 0.15025 | 873.3841 | 4.7582 | 870.2815 | 0 | 954.597 | 0.1492 | 954.597 | 0.13693
|  | 954.8391 | 0 | 954.8391 | 0 | 879.0107 | 0.31119 | 883.4339 | 0.22483 | 884.1756 | -0.019766 | 873.6223 | 0 | 873.6223 | 0 | 954.8391 | -0.046368 | 870.5157 | 0.23968 | 883.4339 | 0.017622 | 873.6223 | 0.013053 | 873.3841 | -0.14517 | 870.5157 | 0.090495 | 879.0107 | 0.025378 | 873.6223 | 0.072755 | 954.8391 | 0.073009 | 873.6223 | 4.8014 | 870.5157 | 0 | 954.8391 | 0.098321 | 954.8391 | 0.096602
|  | 955.0811 | 0 | 955.0811 | 0 | 879.2496 | -0.12827 | 883.6744 | -0.10216 | 884.418 | -0.0017861 | 873.8604 | 0 | 873.8604 | 0 | 955.0811 | 0.072764 | 870.7499 | 0.15624 | 883.6744 | -0.026433 | 873.8604 | -0.01527 | 873.6223 | 0.099043 | 870.7499 | -0.07997 | 879.2496 | 0.025343 | 873.8604 | -0.055728 | 955.0811 | 0.15286 | 873.8604 | 4.8398 | 870.7499 | 0 | 955.0811 | 0.13118 | 955.0811 | 0.11199
|  | 955.3231 | 0 | 955.3231 | 0 | 879.4885 | 0.22316 | 883.9148 | 0.10946 | 884.6603 | -0.018193 | 874.0986 | 0 | 874.0986 | 0 | 955.3231 | -0.01778 | 870.9841 | 0.20888 | 883.9148 | 0.037785 | 874.0986 | 0.01683 | 873.8604 | -0.11329 | 870.9841 | 0.1695 | 879.4885 | 0.025253 | 874.0986 | 0.07856 | 955.3231 | 0.084072 | 874.0986 | 4.9211 | 870.9841 | 0 | 955.3231 | 0.10836 | 955.3231 | 0.10617
|  | 955.5652 | 0 | 955.5652 | 0 | 879.7274 | -0.18545 | 884.1553 | -0.22973 | 884.9028 | -0.00031445 | 874.3368 | 0 | 874.3368 | 0 | 955.5652 | 0.057621 | 871.2183 | -0.014744 | 884.1553 | -0.010394 | 874.3368 | -0.0077483 | 874.0986 | 0.11397 | 871.2183 | 0.01584 | 879.7274 | 0.025118 | 874.3368 | -0.06579 | 955.5652 | 0.13699 | 874.3368 | 4.9741 | 871.2183 | 0 | 955.5652 | 0.15086 | 955.5652 | 0.12678
|  | 955.8072 | 0 | 955.8072 | 0 | 879.9663 | 0.26465 | 884.3958 | 0.16429 | 885.1451 | -0.02004 | 874.575 | 0 | 874.575 | 0 | 955.8072 | -0.050825 | 871.4524 | 0.26936 | 884.3958 | 0.023383 | 874.575 | 0.02192 | 874.3368 | -0.11939 | 871.4525 | 0.046209 | 879.9663 | 0.02495 | 874.575 | 0.085139 | 955.8072 | 0.069432 | 874.575 | 5.0259 | 871.4525 | 0 | 955.8072 | 0.098905 | 955.8072 | 0.086242
|  | 956.0493 | 0 | 956.0493 | 0 | 880.2052 | -0.21344 | 884.6362 | -0.14982 | 885.3876 | -0.0038673 | 874.8132 | 0 | 874.8132 | 0 | 956.0493 | 0.064433 | 871.6866 | -0.055168 | 884.6362 | -0.019655 | 874.8132 | -0.020606 | 874.575 | 0.17434 | 871.6866 | -0.011968 | 880.2052 | 0.024762 | 874.8132 | -0.075464 | 956.0493 | 0.13529 | 874.8132 | 5.0659 | 871.6866 | 0 | 956.0493 | 0.14661 | 956.0493 | 0.12839
|  | 956.2913 | 0 | 956.2913 | 0 | 880.4442 | 0.21593 | 884.8767 | 0.15033 | 885.6299 | -0.023182 | 875.0515 | 0 | 875.0515 | 0 | 956.2913 | -0.024384 | 871.9209 | 0.29792 | 884.8767 | 0.053713 | 875.0515 | 0.016501 | 874.8132 | -0.12211 | 871.9209 | 0.11425 | 880.4442 | 0.024572 | 875.0515 | 0.051858 | 956.2913 | 0.069368 | 875.0515 | 5.1209 | 871.9209 | 0 | 956.2913 | 0.10198 | 956.2913 | 0.10498
|  | 956.5334 | 0 | 956.5334 | 0 | 880.6831 | -0.24274 | 885.1172 | -0.18199 | 885.8724 | -0.0041969 | 875.2897 | 0 | 875.2897 | 0 | 956.5334 | 0.10919 | 872.1551 | 0.012546 | 885.1172 | -0.031855 | 875.2897 | -0.0091127 | 875.0515 | 0.19469 | 872.1551 | -0.17224 | 880.6831 | 0.024405 | 875.2897 | -0.0029323 | 956.5334 | 0.14086 | 875.2897 | 5.1833 | 872.1551 | 0 | 956.5334 | 0.13786 | 956.5334 | 0.12709
|  | 956.7755 | 0 | 956.7755 | 0 | 880.9221 | 0.2924 | 885.3577 | 0.17944 | 886.1148 | -0.023723 | 875.5279 | 0 | 875.5279 | 0 | 956.7755 | -0.0085897 | 872.3893 | 0.12376 | 885.3577 | 0.033719 | 875.5279 | 0.031279 | 875.2897 | -0.075299 | 872.3893 | 0.32462 | 880.9221 | 0.024287 | 875.5279 | 0.036936 | 956.7755 | 0.058839 | 875.5279 | 5.2151 | 872.3893 | 0 | 956.7755 | 0.10778 | 956.7755 | 0.10179
|  | 957.0175 | 0 | 957.0175 | 0 | 881.161 | -0.17501 | 885.5982 | -0.22538 | 886.3572 | -0.009264 | 875.7661 | 0 | 875.7661 | 0 | 957.0175 | 0.074179 | 872.6236 | -0.3612 | 885.5982 | -0.033719 | 875.7661 | 0.014039 | 875.5279 | 0.23472 | 872.6236 | -0.0075511 | 881.161 | 0.024243 | 875.7661 | -0.018787 | 957.0175 | 0.14287 | 875.7661 | 5.2849 | 872.6236 | 0 | 957.0175 | 0.15233 | 957.0175 | 0.12659
|  | 957.2596 | 0 | 957.2596 | 0 | 881.4 | 0.26182 | 885.8387 | 0.11686 | 886.5997 | -0.028064 | 876.0044 | 0 | 876.0044 | 0 | 957.2596 | -0.043925 | 872.8578 | 0.2156 | 885.8387 | 0.052357 | 876.0044 | 0.024875 | 875.7661 | -0.12889 | 872.8578 | 0.18633 | 881.4 | 0.024285 | 876.0044 | 0.10101 | 957.2596 | 0.073085 | 876.0044 | 5.3202 | 872.8578 | 0 | 957.2596 | 0.11259 | 957.2596 | 0.10563
|  | 957.5017 | 0 | 957.5017 | 0 | 881.6389 | -0.16221 | 886.0792 | -0.16106 | 886.8422 | -0.010913 | 876.2426 | 0 | 876.2426 | 0 | 957.5017 | 0.029529 | 873.0921 | 0.10192 | 886.0792 | 0.010725 | 876.2426 | -0.01568 | 876.0044 | 0.04504 | 873.0921 | 0.070395 | 881.6389 | 0.024414 | 876.2426 | 0.013516 | 957.5017 | 0.10752 | 876.2426 | 5.3913 | 873.0921 | 0 | 957.5017 | 0.13914 | 957.5017 | 0.11697
|  | 957.7438 | 0 | 957.7438 | 0 | 881.8779 | 0.23542 | 886.3198 | 0.17811 | 887.0847 | -0.029522 | 876.4809 | 0 | 876.4809 | 0 | 957.7438 | -0.037068 | 873.3264 | 0.55216 | 886.3198 | 0.022366 | 876.4809 | 0.014777 | 876.2426 | -0.097686 | 873.3264 | 0.33271 | 881.8779 | 0.02461 | 876.4809 | 0.058437 | 957.7438 | 0.055346 | 876.4809 | 5.4129 | 873.3264 | 0 | 957.7438 | 0.098566 | 957.7438 | 0.08164
|  | 957.9859 | 0 | 957.9859 | 0 | 882.1169 | -0.20031 | 886.5603 | -0.18334 | 887.3271 | -0.011274 | 876.7192 | 0 | 876.7192 | 0 | 957.9859 | 0.066538 | 873.5606 | 0.1232 | 886.5603 | -0.056763 | 876.7192 | -0.013053 | 876.4809 | 0.1601 | 873.5606 | 0.079694 | 882.1169 | 0.024838 | 876.7192 | -0.065403 | 957.9859 | 0.13844 | 876.7192 | 5.4843 | 873.5606 | 0 | 957.9859 | 0.13535 | 957.9859 | 0.12528
|  | 958.228 | 0 | 958.228 | 0 | 882.356 | 0.29517 | 886.8008 | 0.30833 | 887.5696 | -0.028633 | 876.9575 | 0 | 876.9575 | 0 | 958.228 | -0.017903 | 873.7949 | 0.25032 | 886.8008 | 0.038124 | 876.9575 | 0.026517 | 876.7192 | -0.15603 | 873.7949 | -0.11781 | 882.356 | 0.025053 | 876.9575 | 0.035201 | 958.228 | 0.074155 | 876.9575 | 5.5228 | 873.7949 | 0 | 958.228 | 0.10685 | 958.228 | 0.11257
|  | 958.4701 | 0 | 958.4701 | 0 | 882.595 | -0.1507 | 887.0414 | -0.18377 | 887.8121 | -0.011906 | 877.1957 | 0 | 877.1957 | 0 | 958.4701 | 0.050525 | 874.0292 | 0.022847 | 887.0414 | -0.053544 | 877.1957 | -0.014942 | 876.9575 | 0.17773 | 874.0292 | -0.031176 | 882.595 | 0.025208 | 877.1957 | -0.033351 | 958.4701 | 0.12426 | 877.1957 | 5.5867 | 874.0292 | 0 | 958.4701 | 0.13861 | 958.4701 | 0.12164
|  | 958.7122 | 0 | 958.7122 | 0 | 882.834 | 0.24943 | 887.2819 | 0.1527 | 888.0546 | -0.026776 | 877.434 | 0 | 877.434 | 0 | 958.7122 | -0.033538 | 874.2634 | 0.072239 | 887.2819 | 0.034058 | 877.434 | 0.012561 | 877.1957 | -0.14042 | 874.2634 | 0.1786 | 882.834 | 0.025264 | 877.434 | 0.055341 | 958.7122 | 0.07117 | 877.434 | 5.6401 | 874.2634 | 0 | 958.7122 | 0.10942 | 958.7122 | 0.10067
|  | 958.9543 | 0 | 958.9543 | 0 | 883.073 | -0.16001 | 887.5225 | -0.15451 | 888.2971 | -0.0074891 | 877.6723 | 0 | 877.6723 | 0 | 958.9543 | 0.022833 | 874.4977 | 0.028002 | 887.5225 | -0.034736 | 877.6723 | -0.017569 | 877.434 | 0.11125 | 874.4977 | 0.165 | 883.073 | 0.025196 | 877.6723 | 0.0045702 | 958.9543 | 0.1149 | 877.6723 | 5.7202 | 874.4977 | 0 | 958.9543 | 0.14323 | 958.9543 | 0.11496
|  | 959.1964 | 0 | 959.1964 | 0 | 883.312 | 0.32048 | 887.7631 | 0.045313 | 888.5397 | -0.027941 | 877.9106 | 0 | 877.9106 | 0 | 959.1964 | -0.031863 | 874.7321 | 0.17752 | 887.7631 | 0.034736 | 877.9106 | 0.0044197 | 877.6723 | -0.2069 | 874.7321 | -0.01356 | 883.312 | 0.024999 | 877.9106 | 0.10217 | 959.1964 | 0.071913 | 877.9106 | 5.7744 | 874.7321 | 0 | 959.1964 | 0.11408 | 959.1964 | 0.09503
|  | 959.4386 | 0 | 959.4386 | 0 | 883.5511 | -0.18295 | 888.0037 | -0.15581 | 888.7822 | -0.0080084 | 878.1489 | 0 | 878.1489 | 0 | 959.4386 | 0.037223 | 874.9663 | 0.17304 | 888.0037 | -0.039141 | 878.1489 | -0.0083739 | 877.9106 | 0.10108 | 874.9663 | -0.1194 | 883.5511 | 0.02469 | 878.1489 | -0.023204 | 959.4386 | 0.14055 | 878.1489 | 5.8591 | 874.9663 | 0 | 959.4386 | 0.15116 | 959.4386 | 0.12095
|  | 959.6807 | 0 | 959.6807 | 0 | 883.7902 | 0.23001 | 888.2443 | 0.18736 | 889.0247 | -0.024573 | 878.3873 | 0 | 878.3873 | 0 | 959.6807 | -0.039043 | 875.2006 | 0.43344 | 888.2443 | -0.0054962 | 878.3873 | 0.010673 | 878.1489 | -0.15603 | 875.2006 | 0.14326 | 883.7902 | 0.024305 | 878.3873 | 0.074303 | 959.6807 | 0.080622 | 878.3873 | 5.7755 | 875.2006 | 0 | 959.6807 | 0.11874 | 959.6807 | 0.11857
|  | 959.9228 | 0 | 959.9228 | 0 | 884.0292 | -0.23989 | 888.4849 | -0.15678 | 889.2673 | -0.0029023 | 878.6256 | 0 | 878.6256 | 0 | 959.9228 | 0.02688 | 875.435 | 0.15792 | 888.4849 | -0.019147 | 878.6256 | -2.1549e-05 | 878.3873 | 0.014746 | 875.435 | 0.082266 | 884.0292 | 0.023896 | 878.6256 | -0.07856 | 959.9228 | 0.1156 | 878.6256 | 5.9816 | 875.435 | 0 | 959.9228 | 0.12448 | 959.9228 | 0.12281
|  | 960.165 | 0 | 960.165 | 0 | 884.2682 | 0.27938 | 888.7255 | 0.073707 | 889.5098 | -0.022113 | 878.864 | 0 | 878.864 | 0 | 960.165 | -0.0048957 | 875.6693 | 0.097439 | 888.7255 | 0.0032971 | 878.864 | 0.0091948 | 878.6256 | -0.13296 | 875.6693 | 0.15072 | 884.2682 | 0.023523 | 878.864 | 0.040248 | 960.165 | 0.096842 | 878.864 | 6.0118 | 875.6693 | 0 | 960.165 | 0.12463 | 960.165 | 0.12425
|  | 960.4071 | 0 | 960.4071 | 0 | 884.5074 | -0.13727 | 888.9661 | -0.13086 | 889.7524 | -0.0047502 | 879.1023 | 0 | 879.1023 | 0 | 960.4071 | 0.04539 | 875.9036 | 0.17136 | 888.9661 | -0.033041 | 879.1023 | -0.0042375 | 878.864 | 0.036247 | 875.9036 | -0.083274 | 884.5074 | 0.023247 | 879.1023 | -0.020642 | 960.4071 | 0.11792 | 879.1023 | 6.0573 | 875.9036 | 0 | 960.4071 | 0.1363 | 960.4071 | 0.12086
|  | 960.6493 | 0 | 960.6493 | 0 | 884.7465 | 0.2869 | 889.2067 | 0.13978 | 889.995 | -0.025816 | 879.3406 | 0 | 879.3406 | 0 | 960.6493 | 0.017816 | 876.138 | 0.14672 | 889.2067 | 0.053035 | 879.3406 | 0.014367 | 879.1023 | -0.16756 | 876.138 | 0.15215 | 884.7465 | 0.023121 | 879.3406 | 0.071594 | 960.6493 | 0.078452 | 879.3406 | 6.0966 | 876.138 | 0 | 960.6493 | 0.11425 | 960.6493 | 0.10196
|  | 960.8914 | 0 | 960.8914 | 0 | 884.9855 | -0.16996 | 889.4473 | -0.13819 | 890.2376 | -0.0095957 | 879.579 | 0 | 879.579 | 0 | 960.8914 | 0.061158 | 876.3723 | 0.084559 | 889.4473 | -0.029652 | 879.579 | 0.0026416 | 879.3406 | 0.076656 | 876.3723 | -0.052182 | 884.9855 | 0.023183 | 879.579 | 0.014607 | 960.8914 | 0.11206 | 879.579 | 6.2147 | 876.3723 | 0 | 960.8914 | 0.13745 | 960.8914 | 0.12742
|  | 961.1336 | 0 | 961.1336 | 0 | 885.2247 | 0.26169 | 889.6879 | 0.28224 | 890.4802 | -0.025418 | 879.8174 | 0 | 879.8174 | 0 | 961.1336 | 0.0022189 | 876.6067 | 0.44464 | 889.6879 | 0.038463 | 879.8174 | 0.017979 | 879.579 | 0.050099 | 876.6067 | 0.134 | 885.2247 | 0.023451 | 879.8174 | 0.063855 | 961.1336 | 0.072882 | 879.8174 | 6.2351 | 876.6067 | 0 | 961.1336 | 0.11767 | 961.1336 | 0.12196
|  | 961.3758 | 0 | 961.3758 | 0 | 885.4638 | -0.15317 | 889.9286 | -0.16769 | 890.7228 | -0.0071562 | 880.0557 | 0 | 880.0557 | 0 | 961.3758 | 0.05037 | 876.8411 | -0.033155 | 889.9286 | -0.029822 | 880.0557 | -0.0020079 | 879.8174 | 0.116 | 876.8411 | 0.10362 | 885.4638 | 0.023914 | 880.0557 | 0.0027181 | 961.3758 | 0.096791 | 880.0557 | 6.3211 | 876.8411 | 0 | 961.3758 | 0.13677 | 961.3758 | 0.12454
|  | 961.618 | 0 | 961.618 | 0 | 885.7029 | 0.1957 | 890.1693 | 0.19573 | 890.9654 | -0.026709 | 880.2941 | 0 | 880.2941 | 0 | 961.618 | -0.0063194 | 877.0754 | 0.083999 | 890.1693 | 0.005885 | 880.2941 | 0.015352 | 880.0557 | -0.12211 | 877.0754 | 0.17653 | 885.7029 | 0.024537 | 880.2941 | 0.080108 | 961.618 | 0.083454 | 880.2941 | 6.3513 | 877.0754 | 0 | 961.618 | 0.1129 | 961.618 | 0.092921
|  | 961.8601 | 0 | 961.8601 | 0 | 885.942 | -0.15311 | 890.4099 | 0.0021641 | 891.2081 | -0.0059482 | 880.5325 | 0 | 880.5325 | 0 | 961.8601 | 0.016992 | 877.3098 | 0.29568 | 890.4099 | -0.0052086 | 880.5325 | 0.0071273 | 880.2941 | 0.24693 | 877.3098 | -0.002258 | 885.942 | 0.025265 | 880.5325 | -0.021136 | 961.8601 | 0.11543 | 880.5325 | 6.4561 | 877.3098 | 0 | 961.8601 | 0.12631 | 961.8601 | 0.092302
|  | 962.1023 | 0 | 962.1023 | 0 | 886.1812 | 0.24184 | 890.6506 | 0.15598 | 891.4507 | -0.02732 | 880.7709 | 0 | 880.7709 | 0 | 962.1023 | -0.018091 | 877.5442 | 0.25424 | 890.6506 | 0.017622 | 880.7709 | 0.02036 | 880.5325 | -0.13635 | 877.5442 | 0.17607 | 886.1812 | 0.02603 | 880.7709 | 0.058437 | 962.1023 | 0.079032 | 880.7709 | 6.4675 | 877.5442 | 0 | 962.1023 | 0.10806 | 962.1023 | 0.097864
|  | 962.3445 | 0 | 962.3445 | 0 | 886.4203 | -0.18392 | 890.8912 | -0.30096 | 891.6933 | -0.0064998 | 881.0093 | 0 | 881.0093 | 0 | 962.3445 | 0.044869 | 877.7786 | 0.11648 | 890.8912 | -0.035413 | 881.0093 | -0.025286 | 880.7709 | 0.23472 | 877.7786 | 0.027494 | 886.4203 | 0.026761 | 881.0093 | -0.0387 | 962.3445 | 0.10447 | 881.0093 | 6.5381 | 877.7786 | 0 | 962.3445 | 0.12174 | 962.3445 | 0.11118
|  | 962.5867 | 0 | 962.5867 | 0 | 886.6595 | 0.21461 | 891.1319 | 0.041062 | 891.936 | -0.030908 | 881.2477 | 0 | 881.2477 | 0 | 962.5867 | 0.016127 | 878.0129 | 0.43512 | 891.1319 | 0.046088 | 881.2477 | 0.013218 | 881.0093 | -0.097007 | 878.0129 | 0.2155 | 886.6595 | 0.027399 | 881.2477 | 0.07082 | 962.5867 | 0.084316 | 881.2477 | 6.5554 | 878.0129 | 0 | 962.5867 | 0.12193 | 962.5867 | 0.10717
|  | 962.8289 | 0 | 962.8289 | 0 | 886.8987 | -0.21675 | 891.3726 | -0.20292 | 892.1786 | -0.012505 | 881.4861 | 0 | 881.4861 | 0 | 962.8289 | 0.055104 | 878.2473 | 0.082319 | 891.3726 | -0.030838 | 881.4861 | -0.0094411 | 881.2477 | 0.11397 | 878.2473 | -0.077801 | 886.8987 | 0.027902 | 881.4861 | -0.014678 | 962.8289 | 0.10672 | 881.4861 | 6.7057 | 878.2473 | 0 | 962.8289 | 0.14639 | 962.8289 | 0.12004
|  | 963.0711 | 0 | 963.0711 | 0 | 887.1378 | 0.2316 | 891.6133 | 0.11778 | 892.4213 | -0.033121 | 881.7246 | 0 | 881.7246 | 0 | 963.0711 | 0.0057091 | 878.4818 | 0.24696 | 891.6133 | 0.055238 | 881.7246 | 0.02036 | 881.4861 | -0.063678 | 878.4818 | 0.25622 | 887.1378 | 0.028249 | 881.7246 | 0.061533 | 963.0711 | 0.067945 | 881.7246 | 6.736 | 878.4818 | 0 | 963.0711 | 0.11478 | 963.0711 | 0.099966
|  | 963.3133 | 0 | 963.3133 | 0 | 887.377 | -0.23047 | 891.854 | -0.22649 | 892.664 | -0.012183 | 881.963 | 0 | 881.963 | 0 | 963.3133 | 0.035149 | 878.7162 | -0.21112 | 891.854 | -0.03033 | 881.963 | -0.022577 | 881.7246 | 0.1567 | 878.7162 | -0.054069 | 887.377 | 0.028443 | 881.963 | 0.018838 | 963.3133 | 0.10739 | 881.963 | 6.8325 | 878.7162 | 0 | 963.3133 | 0.12069 | 963.3133 | 0.10811
|  | 963.5556 | 0 | 963.5556 | 0 | 887.6162 | 0.18284 | 892.0947 | -0.049564 | 892.9067 | -0.029467 | 882.2015 | 0 | 882.2015 | 0 | 963.5556 | -0.0025413 | 878.9506 | 0.028801 | 892.0947 | 0.043208 | 882.2015 | 0.013628 | 881.963 | -0.10243 | 878.9506 | 0.23945 | 887.6162 | 0.028501 | 882.2015 | 0.032928 | 963.5556 | 0.082439 | 882.2015 | 6.8847 | 878.9506 | 0 | 963.5556 | 0.098107 | 963.5556 | 0.088844
|  | 963.7978 | 0 | 963.7978 | 0 | 887.8554 | -0.17214 | 892.3354 | -0.067812 | 893.1494 | -0.012902 | 882.4399 | 0 | 882.4399 | 0 | 963.7978 | 0.030723 | 879.185 | 0.097999 | 892.3354 | -0.037955 | 882.4399 | -0.03522 | 882.2015 | 0.18587 | 879.185 | -0.06117 | 887.8554 | 0.028452 | 882.4399 | -0.048762 | 963.7978 | 0.089247 | 882.4399 | 6.913 | 879.185 | 0 | 963.7978 | 0.10982 | 963.7978 | 0.10597
|  | 964.04 | 0 | 964.04 | 0 | 888.0947 | 0.26342 | 892.5761 | 0.047783 | 893.3921 | -0.03468 | 882.6784 | 0 | 882.6784 | 0 | 964.04 | 0.036719 | 879.4194 | 0.2072 | 892.5761 | 0.018639 | 882.6784 | 0.0095232 | 882.4399 | -0.1662 | 879.4194 | 0.00063712 | 888.0947 | 0.028327 | 882.6784 | 0.078947 | 964.04 | 0.090947 | 882.6784 | 6.9707 | 879.4194 | 0 | 964.04 | 0.1211 | 964.04 | 0.12235
|  | 964.2822 | 0 | 964.2822 | 0 | 888.3339 | -0.19235 | 892.8168 | -0.090183 | 893.6348 | -0.015459 | 882.9169 | 0 | 882.9169 | 0 | 964.2822 | 0.05886 | 879.6539 | 0.13608 | 892.8168 | -0.025925 | 882.9169 | -0.015516 | 882.6784 | 0.060039 | 879.6539 | 0.047667 | 888.3339 | 0.028154 | 882.9169 | -0.086687 | 964.2822 | 0.10559 | 882.9169 | 7.0664 | 879.6539 | 0 | 964.2822 | 0.1292 | 964.2822 | 0.11946
|  | 964.5245 | 0 | 964.5245 | 0 | 888.5731 | 0.25909 | 893.0576 | 0.11878 | 893.8776 | -0.038836 | 883.1553 | 0 | 883.1553 | 0 | 964.5245 | 0.021632 | 879.8884 | 0.41216 | 893.0576 | 0.0018725 | 883.1553 | 0.01839 | 882.9169 | -0.14246 | 879.8884 | -0.058354 | 888.5731 | 0.027958 | 883.1553 | 0.075077 | 964.5245 | 0.079226 | 883.1553 | 7.1026 | 879.8884 | 0 | 964.5245 | 0.11762 | 964.5245 | 0.10122
|  | 964.7667 | 0 | 964.7667 | 0 | 888.8123 | -0.19032 | 893.2983 | -0.12771 | 894.1203 | -0.019465 | 883.3939 | 0 | 883.3939 | 0 | 964.7667 | 0.038286 | 880.1228 | 0.17136 | 893.2983 | -0.039819 | 883.3939 | -0.028652 | 883.1553 | 0.20962 | 880.1228 | -0.063416 | 888.8123 | 0.027758 | 883.3939 | 0.031029 | 964.7667 | 0.098792 | 883.3939 | 7.2038 | 880.1228 | 0 | 964.7667 | 0.14325 | 964.7667 | 0.12506
|  | 965.009 | 0 | 965.009 | 0 | 889.0516 | 0.26342 | 893.5391 | 0.1112 | 894.363 | -0.041177 | 883.6323 | 0 | 883.6323 | 0 | 965.009 | 0.011605 | 880.3572 | 0.36624 | 893.5391 | 0.01211 | 883.6323 | 0.0089485 | 883.3939 | 0.036364 | 880.3572 | 0.067976 | 889.0516 | 0.027571 | 883.6323 | 0.064629 | 965.009 | 0.091126 | 883.6323 | 7.2584 | 880.3572 | 0 | 965.009 | 0.12655 | 965.009 | 0.11768
|  | 965.2512 | 0 | 965.2512 | 0 | 889.2908 | -0.1733 | 893.7799 | -0.22522 | 894.6058 | -0.017615 | 883.8709 | 0 | 883.8709 | 0 | 965.2512 | 0.029883 | 880.5917 | 0.085119 | 893.7799 | -0.042869 | 883.8709 | -0.0080963 | 883.6323 | 0.13839 | 880.5917 | -0.18146 | 889.2908 | 0.02741 | 883.8709 | 0.0012936 | 965.2512 | 0.11042 | 883.8709 | 7.3298 | 880.5917 | 0 | 965.2512 | 0.11769 | 965.2512 | 0.10843
|  | 965.4935 | 0 | 965.4935 | 0 | 889.5301 | 0.27253 | 894.0206 | 0.03821 | 894.8486 | -0.034644 | 884.1093 | 0 | 884.1093 | 0 | 965.4935 | 0.024695 | 880.8262 | 0.37688 | 894.0206 | 0.012779 | 884.1093 | 0.016337 | 883.8709 | -0.20419 | 880.8262 | 0.084591 | 889.5301 | 0.027284 | 884.1093 | 0.044118 | 965.4935 | 0.093482 | 884.1093 | 7.3683 | 880.8262 | 0 | 965.4935 | 0.10835 | 965.4935 | 0.10976
|  | 965.7358 | 0 | 965.7358 | 0 | 889.7693 | -0.16374 | 894.2614 | -0.021838 | 895.0913 | -0.01362 | 884.3478 | 0 | 884.3478 | 0 | 965.7358 | 0.036758 | 881.0607 | 0.17864 | 894.2614 | -0.034736 | 884.3478 | -0.020196 | 884.1093 | 0.13296 | 881.0607 | -0.26007 | 889.7693 | 0.027193 | 884.3478 | 0.0010601 | 965.7358 | 0.10571 | 884.3478 | 7.4809 | 881.0607 | 0 | 965.7358 | 0.13052 | 965.7358 | 0.11365
|  | 965.978 | 0 | 965.978 | 0 | 890.0087 | 0.24716 | 894.5022 | 0.1495 | 895.3341 | -0.032482 | 884.5864 | 0 | 884.5864 | 0 | 965.978 | 0.031527 | 881.2952 | 0.43344 | 894.5022 | 0.0244 | 884.5864 | 0.029719 | 884.3478 | -0.10583 | 881.2952 | 0.09357 | 890.0087 | 0.027133 | 884.5864 | 0.052245 | 965.978 | 0.10421 | 884.5864 | 7.5476 | 881.2952 | 0 | 965.978 | 0.13418 | 965.978 | 0.11228
|  | 966.2203 | 0 | 966.2203 | 0 | 890.2479 | -0.16231 | 894.743 | -0.020424 | 895.5769 | -0.011746 | 884.8249 | 0 | 884.8249 | 0 | 966.2203 | 0.035793 | 881.5297 | -0.12712 | 894.743 | -0.035583 | 884.8249 | -0.01683 | 884.5864 | 0.11736 | 881.5297 | -0.0025062 | 890.2479 | 0.027085 | 884.8249 | -0.0025529 | 966.2203 | 0.10453 | 884.8249 | 7.6305 | 881.5297 | 0 | 966.2203 | 0.12715 | 966.2203 | 0.11929
|  | 966.4626 | 0 | 966.4626 | 0 | 890.4872 | 0.22862 | 894.9838 | 0.090826 | 895.8197 | -0.030907 | 885.0634 | 0 | 885.0634 | 0 | 966.4626 | 0.0071051 | 881.7642 | 0.518 | 894.9838 | 0.04558 | 885.0634 | 0.027092 | 884.8249 | -0.20283 | 881.7642 | 0.18022 | 890.4872 | 0.027028 | 885.0634 | 0.088622 | 966.4626 | 0.087906 | 885.0634 | 7.6477 | 881.7642 | 0 | 966.4626 | 0.10464 | 966.4626 | 0.10307
|  | 966.7049 | 0 | 966.7049 | 0 | 890.7266 | -0.19519 | 895.2246 | -0.12617 | 896.0625 | -0.0083905 | 885.302 | 0 | 885.302 | 0 | 966.7049 | 0.02715 | 881.9987 | 0.16016 | 895.2246 | -0.0045791 | 885.302 | 0.0040346 | 885.0634 | 0.10922 | 881.9987 | 0.13807 | 890.7266 | 0.026935 | 885.302 | -0.038308 | 966.7049 | 0.085787 | 885.302 | 7.8153 | 881.9987 | 0 | 966.7049 | 0.10893 | 966.7049 | 0.09895
|  | 966.9472 | 0 | 966.9472 | 0 | 890.9659 | 0.25773 | 895.4654 | 0.2021 | 896.3053 | -0.028731 | 885.5405 | 0 | 885.5405 | 0 | 966.9472 | 0.043422 | 882.2332 | 0.56895 | 895.4654 | -0.0060762 | 885.5405 | 0.0058031 | 885.302 | -0.14585 | 882.2332 | 0.075197 | 890.9659 | 0.026786 | 885.5405 | 0.12268 | 966.9472 | 0.078975 | 885.5405 | 7.8275 | 882.2332 | 0 | 966.9472 | 0.11511 | 966.9472 | 0.10287
|  | 967.1895 | 0 | 967.1895 | 0 | 891.2052 | -0.19287 | 895.7062 | -0.23472 | 896.5482 | -0.0047874 | 885.7791 | 0 | 885.7791 | 0 | 967.1895 | 0.062625 | 882.4677 | 0.14224 | 895.7062 | -0.024569 | 885.7791 | 0.0015096 | 885.5405 | 0.251 | 882.4677 | 0.08445 | 891.2052 | 0.026572 | 885.7791 | -0.091718 | 967.1895 | 0.10452 | 885.7791 | 7.9233 | 882.4677 | 0 | 967.1895 | 0.13218 | 967.1895 | 0.12302
|  | 967.4318 | 0 | 967.4318 | 0 | 891.4445 | 0.21421 | 895.947 | 0.090529 | 896.791 | -0.025577 | 886.0177 | 0 | 886.0177 | 0 | 967.4318 | 0.041303 | 882.7023 | 0.27776 | 895.947 | 0.036938 | 886.0177 | 0.027749 | 885.7791 | -0.052614 | 882.7023 | 0.037344 | 891.4445 | 0.026298 | 886.0177 | 0.083204 | 967.4318 | 0.10758 | 886.0177 | 7.9664 | 882.7023 | 0 | 967.4318 | 0.14157 | 967.4318 | 0.12915
|  | 967.6741 | 0 | 967.6741 | 0 | 891.6839 | -0.14606 | 896.1879 | -0.21832 | 897.0338 | -0.0044932 | 886.2562 | 0 | 886.2562 | 0 | 967.6741 | 0.0035444 | 882.9368 | 0.015188 | 896.1879 | -0.0080565 | 886.2562 | -0.029391 | 886.0177 | 0.21572 | 882.9368 | -0.19297 | 891.6839 | 0.025987 | 886.2562 | -0.079721 | 967.6741 | 0.094648 | 886.2562 | 8.0273 | 882.9368 | 0 | 967.6741 | 0.11687 | 967.6741 | 0.11745
|  | 967.9164 | 0 | 967.9164 | 0 | 891.9232 | 0.25202 | 896.4287 | 0.079265 | 897.2767 | -0.026812 | 886.4948 | 0 | 886.4948 | 0 | 967.9164 | 0.013464 | 883.1713 | 0.3892 | 896.4287 | 0.050663 | 886.4948 | 0.015763 | 886.2562 | -0.18248 | 883.1713 | 0.43152 | 891.9232 | 0.025671 | 886.4948 | 0.083204 | 967.9164 | 0.097363 | 886.4948 | 8.0912 | 883.1713 | 0 | 967.9164 | 0.12687 | 967.9164 | 0.1221
|  | 968.1587 | 0 | 968.1587 | 0 | 892.1626 | -0.12669 | 896.6696 | -0.14022 | 897.5195 | -0.0064951 | 886.7334 | 0 | 886.7334 | 0 | 968.1587 | 0.0084049 | 883.4059 | 0.2128 | 896.6696 | -0.040327 | 886.7334 | -0.011083 | 886.4948 | 0.21301 | 883.4059 | -0.050916 | 892.1626 | 0.02539 | 886.7334 | -0.043731 | 968.1587 | 0.088508 | 886.7334 | 8.2039 | 883.4059 | 0 | 968.1587 | 0.14044 | 968.1587 | 0.13394
|  | 968.401 | 0 | 968.401 | 0 | 892.402 | 0.29985 | 896.9104 | 0.26188 | 897.7624 | -0.027526 | 886.972 | 0 | 886.972 | 0 | 968.401 | 0.0074208 | 883.6404 | 0.27496 | 896.9104 | 0.0046362 | 886.972 | 0.024547 | 886.7334 | -0.1411 | 883.6404 | 0.23265 | 892.402 | 0.02518 | 886.972 | 0.12113 | 968.401 | 0.10619 | 886.972 | 8.24 | 883.6404 | 0 | 968.401 | 0.1396 | 968.401 | 0.12607
|  | 968.6434 | 0 | 968.6434 | 0 | 892.6414 | -0.17491 | 897.1513 | -0.17545 | 898.0053 | -0.0080273 | 887.2106 | 0 | 887.2106 | 0 | 968.6434 | 0.0020814 | 883.875 | 0.2828 | 897.1513 | -0.015212 | 887.2106 | -0.011494 | 886.972 | 0.034942 | 883.875 | 0.20908 | 892.6414 | 0.025068 | 887.2106 | 0.011082 | 968.6434 | 0.10194 | 887.2106 | 8.3362 | 883.875 | 0 | 968.6434 | 0.13627 | 968.6434 | 0.10552
|  | 968.8857 | 0 | 968.8857 | 0 | 892.8807 | 0.25156 | 897.3922 | 0.29949 | 898.2482 | -0.03091 | 887.4492 | 0 | 887.4492 | 0 | 968.8857 | 0.022387 | 884.1096 | 0.49896 | 897.3922 | 0.040497 | 887.4492 | 0.014449 | 887.2106 | -0.057062 | 884.1096 | 0.2427 | 892.8807 | 0.025067 | 887.4492 | 0.087848 | 968.8857 | 0.083093 | 887.4492 | 8.3668 | 884.1096 | 0 | 968.8857 | 0.12926 | 968.8857 | 0.10572
|  | 969.128 | 0 | 969.128 | 0 | 893.1201 | -0.19605 | 897.6331 | -0.21126 | 898.4911 | -0.010871 | 887.6879 | 0 | 887.6879 | 0 | 969.128 | 0.0063446 | 884.3442 | 0.13104 | 897.6331 | -0.019316 | 887.6879 | -0.017322 | 887.4492 | 0.15196 | 884.3442 | 0.16982 | 893.1201 | 0.025178 | 887.6879 | -0.026126 | 969.128 | 0.065232 | 887.6879 | 8.47 | 884.3442 | 0 | 969.128 | 0.12343 | 969.128 | 0.10713
|  | 969.3704 | 0 | 969.3704 | 0 | 893.3596 | 0.28915 | 897.874 | 0.19695 | 898.734 | -0.03416 | 887.9265 | 0 | 887.9265 | 0 | 969.3704 | 0.018287 | 884.5787 | 0.40712 | 897.874 | 0.037616 | 887.9265 | 0.012889 | 887.6879 | -0.07937 | 884.5787 | -0.0737 | 893.3596 | 0.025387 | 887.9265 | 0.061146 | 969.3704 | 0.093525 | 887.9265 | 8.5359 | 884.5787 | 0 | 969.3704 | 0.13967 | 969.3704 | 0.12089
|  | 969.6127 | 0 | 969.6127 | 0 | 893.5989 | -0.23275 | 898.1148 | -0.19182 | 898.9769 | -0.01131 | 888.1652 | 0 | 888.1652 | 0 | 969.6127 | -0.0017745 | 884.8134 | 0.070559 | 898.1148 | -0.048291 | 888.1652 | -0.017405 | 887.9265 | 0.23743 | 884.8134 | 0.026684 | 893.5989 | 0.025674 | 888.1652 | -0.077786 | 969.6127 | 0.098639 | 888.1652 | 8.6117 | 884.8134 | 0 | 969.6127 | 0.12608 | 969.6127 | 0.11984
|  | 969.8551 | 0 | 969.8551 | 0 | 893.8384 | 0.22084 | 898.3557 | 0.11342 | 899.2198 | -0.035659 | 888.4038 | 0 | 888.4038 | 0 | 969.8551 | 0.026506 | 885.0479 | 0.45304 | 898.3557 | -0.0019502 | 888.4038 | 0.010837 | 888.1652 | -0.19469 | 885.0479 | 0.033349 | 893.8384 | 0.026013 | 888.4038 | 0.064242 | 969.8551 | 0.11329 | 888.4038 | 8.691 | 885.0479 | 0 | 969.8551 | 0.13891 | 969.8551 | 0.11988
|  | 970.0974 | 0 | 970.0974 | 0 | 894.0778 | -0.15045 | 898.5966 | -0.23174 | 899.4628 | -0.013384 | 888.6425 | 0 | 888.6425 | 0 | 970.0974 | 0.0094337 | 885.2825 | -0.14112 | 898.5966 | -0.027958 | 888.6425 | -0.0087023 | 888.4038 | 0.014663 | 885.2825 | -0.0087989 | 894.0778 | 0.026374 | 888.6425 | -0.020448 | 970.0974 | 0.080715 | 888.6425 | 8.7962 | 885.2825 | 0 | 970.0974 | 0.12231 | 970.0974 | 0.11603
|  | 970.3398 | 0 | 970.3398 | 0 | 894.3173 | 0.24041 | 898.8376 | 0.0078929 | 899.7057 | -0.033594 | 888.8811 | 0 | 888.8811 | 0 | 970.3398 | 0.041838 | 885.5172 | 0.51184 | 898.8376 | 0.0069025 | 888.8811 | -0.0025745 | 888.6425 | -0.09158 | 885.5172 | 0.05476 | 894.3173 | 0.026729 | 888.8811 | 0.10991 | 970.3398 | 0.098829 | 888.8811 | 8.8174 | 885.5172 | 0 | 970.3398 | 0.12953 | 970.3398 | 0.1277
|  | 970.5822 | 0 | 970.5822 | 0 | 894.5567 | -0.25023 | 899.0785 | -0.055341 | 899.9487 | -0.01415 | 889.1197 | 0 | 889.1197 | 0 | 970.5822 | 0.024787 | 885.7518 | 0.058239 | 899.0785 | -0.049816 | 889.1197 | -0.001586 | 888.8811 | 0.1065 | 885.7518 | -0.21916 | 894.5567 | 0.02705 | 889.1197 | -0.060372 | 970.5822 | 0.084 | 889.1197 | 8.9343 | 885.7518 | 0 | 970.5822 | 0.12885 | 970.5822 | 0.12182
|  | 970.8246 | 0 | 970.8246 | 0 | 894.7961 | 0.30351 | 899.3194 | 0.188 | 900.1916 | -0.0376 | 889.3585 | 0 | 889.3585 | 0 | 970.8246 | 0.032887 | 885.9864 | 0.38696 | 899.3194 | 0.049985 | 889.3585 | 0.0050246 | 889.1197 | -0.22454 | 885.9864 | 0.18472 | 894.7961 | 0.027311 | 889.3585 | 0.11223 | 970.8246 | 0.096957 | 889.3585 | 8.9857 | 885.9864 | 0 | 970.8246 | 0.13736 | 970.8246 | 0.11743
|  | 971.0669 | 0 | 971.0669 | 0 | 895.0356 | -0.1883 | 899.5604 | -0.24691 | 900.4346 | -0.013284 | 889.5971 | 0 | 889.5971 | 0 | 971.0669 | -0.0052904 | 886.221 | 0.10808 | 899.5604 | -0.028127 | 889.5971 | -0.011247 | 889.3585 | 0.13567 | 886.221 | 0.038187 | 895.0356 | 0.027489 | 889.5971 | -0.06579 | 971.0669 | 0.070609 | 889.5971 | 9.0858 | 886.221 | 0 | 971.0669 | 0.11383 | 971.0669 | 0.10043
|  | 971.3093 | 0 | 971.3093 | 0 | 895.2751 | 0.24251 | 899.8013 | 0.099644 | 900.6776 | -0.034135 | 889.8358 | 0 | 889.8358 | 0 | 971.3093 | 0.031927 | 886.4556 | 0.43792 | 899.8013 | 0.011199 | 889.8358 | 0.02192 | 889.5971 | -0.042747 | 886.4556 | 0.4041 | 895.2751 | 0.027566 | 889.8358 | 0.077786 | 971.3093 | 0.10393 | 889.8358 | 9.1137 | 886.4556 | 0 | 971.3093 | 0.12854 | 971.3093 | 0.11193
|  | 971.5517 | 0 | 971.5517 | 0 | 895.5145 | -0.21371 | 900.0422 | -0.20961 | 900.9207 | -0.01319 | 890.0745 | 0 | 890.0745 | 0 | 971.5517 | 0.014927 | 886.6903 | 0.14672 | 900.0422 | -0.011292 | 890.0745 | -0.02036 | 889.8358 | 0.20419 | 886.6903 | -0.084901 | 895.5145 | 0.02753 | 890.0745 | -0.0053704 | 971.5517 | 0.085313 | 890.0745 | 9.2299 | 886.6903 | 0 | 971.5517 | 0.12291 | 971.5517 | 0.116
|  | 971.7941 | 0 | 971.7941 | 0 | 895.754 | 0.18812 | 900.2832 | 0.24899 | 901.1636 | -0.030789 | 890.3132 | 0 | 890.3132 | 0 | 971.7941 | 0.035217 | 886.9249 | 0.44184 | 900.2832 | 0.019147 | 890.3132 | 0.025286 | 890.0745 | -0.10108 | 886.9249 | 0.21724 | 895.754 | 0.027376 | 890.3132 | 0.078947 | 971.7941 | 0.10804 | 890.3132 | 9.2997 | 886.9249 | 0 | 971.7941 | 0.14194 | 971.7941 | 0.12631
|  | 972.0365 | 0 | 972.0365 | 0 | 895.9935 | -0.2008 | 900.5242 | -0.19408 | 901.4066 | -0.007168 | 890.5519 | 0 | 890.5519 | 0 | 972.0365 | -0.0081708 | 887.1596 | 0.034899 | 900.5242 | -0.029652 | 890.5519 | -0.00081249 | 890.3132 | 0.14721 | 887.1596 | -0.21215 | 895.9935 | 0.02711 | 890.5519 | -0.07856 | 972.0365 | 0.082413 | 890.5519 | 9.3876 | 887.1596 | 0 | 972.0365 | 0.13032 | 972.0365 | 0.11854
|  | 972.2789 | 0 | 972.2789 | 0 | 896.233 | 0.23455 | 900.7651 | 0.18129 | 901.6497 | -0.030171 | 890.7907 | 0 | 890.7907 | 0 | 972.2789 | 0.055001 | 887.3943 | 0.43792 | 900.7651 | 0.02745 | 890.7907 | 0.023069 | 890.5519 | -0.15603 | 887.3943 | 0.2355 | 896.233 | 0.026744 | 890.7907 | 0.052245 | 972.2789 | 0.097852 | 890.7907 | 9.4422 | 887.3943 | 0 | 972.2789 | 0.1259 | 972.2789 | 0.12529
|  | 972.5213 | 0 | 972.5213 | 0 | 896.4726 | -0.20671 | 901.0062 | -0.18732 | 901.8927 | -0.0054578 | 891.0294 | 0 | 891.0294 | 0 | 972.5213 | 0.020027 | 887.629 | 0.045373 | 901.0062 | -0.019994 | 891.0294 | -0.0096053 | 890.7907 | 0.14246 | 887.629 | -0.048088 | 896.4726 | 0.026298 | 891.0294 | -0.0086124 | 972.5213 | 0.062291 | 891.0294 | 9.5454 | 887.629 | 0 | 972.5213 | 0.11047 | 972.5213 | 0.12075
|  | 972.7637 | 0 | 972.7637 | 0 | 896.7121 | 0.22447 | 901.2471 | 0.24023 | 902.1357 | -0.028342 | 891.2681 | 0 | 891.2681 | 0 | 972.7637 | 0.066766 | 887.8637 | 0.4648 | 901.2471 | 0.040666 | 891.2681 | 0.02233 | 891.0294 | -0.066971 | 887.8636 | 0.10677 | 896.7121 | 0.025797 | 891.2681 | 0.09791 | 972.7637 | 0.10661 | 891.2681 | 9.6573 | 887.8636 | 0 | 972.7637 | 0.14973 | 972.7637 | 0.13331
|  | 973.0062 | 0 | 973.0062 | 0 | 896.9516 | -0.23706 | 901.4882 | -0.19923 | 902.3788 | -0.0060113 | 891.5068 | 0 | 891.5068 | 0 | 973.0062 | -0.011569 | 888.0983 | -0.18312 | 901.4882 | -0.038124 | 891.5068 | -0.024711 | 891.2681 | 0.19401 | 888.0983 | -0.14306 | 896.9516 | 0.025273 | 891.5068 | -0.073142 | 973.0062 | 0.062357 | 891.5068 | 9.6875 | 888.0983 | 0 | 973.0062 | 0.11248 | 973.0062 | 0.11369
|  | 973.2486 | 0 | 973.2486 | 0 | 897.1912 | 0.20172 | 901.7291 | 0.25412 | 902.6218 | -0.027155 | 891.7456 | 0 | 891.7456 | 0 | 973.2486 | 0.028636 | 888.333 | 0.088479 | 901.7291 | 0.023552 | 891.7456 | 0.011986 | 891.5068 | -0.055354 | 888.333 | 0.16798 | 897.1912 | 0.024756 | 891.7456 | 0.13351 | 973.2486 | 0.097297 | 891.7456 | 9.7907 | 888.333 | 0 | 973.2486 | 0.12691 | 973.2486 | 0.11837
|  | 973.491 | 0 | 973.491 | 0 | 897.4307 | -0.14519 | 901.9701 | -0.015276 | 902.8649 | -0.0031663 | 891.9844 | 0 | 891.9844 | 0 | 973.491 | 7.8253e-05 | 888.5677 | 0.0025412 | 901.9701 | -0.00029085 | 891.9844 | -0.012479 | 891.7456 | 0.16281 | 888.5677 | 0.079185 | 897.4307 | 0.024275 | 891.9844 | -0.05418 | 973.491 | 0.059845 | 891.9844 | 9.8794 | 888.5677 | 0 | 973.491 | 0.12187 | 973.491 | 0.1105
|  | 973.7335 | 0 | 973.7335 | 0 | 897.6703 | 0.25453 | 902.2112 | 0.14582 | 903.108 | -0.028519 | 892.2231 | 0 | 892.2231 | 0 | 973.7335 | 0.020333 | 888.8024 | 0.36736 | 902.2112 | 0.046427 | 892.2231 | 0.0092769 | 891.9844 | -0.16552 | 888.8024 | 0.17843 | 897.6703 | 0.023858 | 892.2231 | 0.062694 | 973.7335 | 0.088327 | 892.2231 | 9.954 | 888.8024 | 0 | 973.7335 | 0.13153 | 973.7335 | 0.11948
|  | 973.9759 | 0 | 973.9759 | 0 | 897.9099 | -0.22667 | 902.4522 | -0.2511 | 903.3511 | -0.0070023 | 892.4619 | 0 | 892.4619 | 0 | 973.9759 | -0.032774 | 889.0371 | -0.014195 | 902.4522 | -0.0046646 | 892.4619 | -0.00031 | 892.2231 | 0.22997 | 889.0371 | -0.0089842 | 897.9099 | 0.023528 | 892.4619 | -0.014594 | 973.9759 | 0.055526 | 892.4619 | 10.0839 | 889.0371 | 0 | 973.9759 | 0.11271 | 973.9759 | 0.099815
|  | 974.2183 | 0 | 974.2183 | 0 | 898.1494 | 0.17984 | 902.6932 | 0.1642 | 903.5942 | -0.028658 | 892.7007 | 0 | 892.7007 | 0 | 974.2183 | 0.062046 | 889.2718 | 0.097439 | 902.6932 | 0.046596 | 892.7007 | 0.016912 | 892.4619 | -0.1601 | 889.2719 | -0.034183 | 898.1494 | 0.0233 | 892.7007 | 0.089009 | 974.2183 | 0.084455 | 892.7007 | 10.1075 | 889.2719 | 0 | 974.2183 | 0.13228 | 974.2183 | 0.11708
|  | 974.4608 | 0 | 974.4608 | 0 | 898.389 | -0.18045 | 902.9343 | -0.17041 | 903.8373 | -0.0084826 | 892.9395 | 0 | 892.9395 | 0 | 974.4608 | 0.0087986 | 889.5065 | -0.17024 | 902.9343 | -0.04846 | 892.9395 | -0.0029473 | 892.7007 | 0.31951 | 889.5065 | -0.04295 | 898.389 | 0.023186 | 892.9395 | -0.02924 | 974.4608 | 0.071539 | 892.9395 | 10.2786 | 889.5065 | 0 | 974.4608 | 0.11997 | 974.4608 | 0.11543
|  | 974.7033 | 0 | 974.7033 | 0 | 898.6286 | 0.17205 | 903.1753 | -0.096035 | 904.0804 | -0.028247 | 893.1783 | 0 | 893.1783 | 0 | 974.7033 | 0.029047 | 889.7413 | 0.27664 | 903.1753 | 0.037277 | 893.1783 | 0.016009 | 892.9395 | -0.084118 | 889.7413 | 0.12914 | 898.6286 | 0.023191 | 893.1783 | 0.071594 | 974.7033 | 0.11273 | 893.1783 | 10.3332 | 889.7413 | 0 | 974.7033 | 0.14041 | 974.7033 | 0.12203
|  | 974.9457 | 0 | 974.9457 | 0 | 898.8682 | -0.16236 | 903.4164 | -0.26249 | 904.3235 | -0.0043508 | 893.4171 | 0 | 893.4171 | 0 | 974.9457 | -0.031639 | 889.976 | -0.086799 | 903.4164 | -0.065574 | 893.4171 | -0.020524 | 893.1783 | 0.19062 | 889.976 | -0.023125 | 898.8682 | 0.023313 | 893.4171 | -0.031517 | 974.9457 | 0.053221 | 893.4171 | 10.4183 | 889.976 | 0 | 974.9457 | 0.10695 | 974.9457 | 0.095585
|  | 975.1882 | 0 | 975.1882 | 0 | 899.1078 | 0.2768 | 903.6575 | 0.24845 | 904.5666 | -0.027274 | 893.6559 | 0 | 893.6559 | 0 | 975.1882 | 0.042457 | 890.2107 | 0.43792 | 903.6575 | 0.043038 | 893.6559 | 0.030868 | 893.4171 | -0.16959 | 890.2108 | 0.39219 | 899.1078 | 0.023546 | 893.6559 | 0.10255 | 975.1882 | 0.10597 | 893.6559 | 10.5106 | 890.2108 | 0 | 975.1882 | 0.14025 | 975.1882 | 0.12673
|  | 975.4307 | 0 | 975.4307 | 0 | 899.3474 | -0.18034 | 903.8986 | -0.12544 | 904.8098 | -0.00083113 | 893.8947 | 0 | 893.8947 | 0 | 975.4307 | -0.0030104 | 890.4455 | -0.1064 | 903.8986 | -0.030161 | 893.8947 | -0.0068033 | 893.6559 | 0.17299 | 890.4455 | -0.024648 | 899.3474 | 0.023873 | 893.8947 | 0.0025869 | 975.4307 | 0.084895 | 893.8947 | 10.6295 | 890.4455 | 0 | 975.4307 | 0.13142 | 975.4307 | 0.1283
|  | 975.6731 | 0 | 975.6731 | 0 | 899.5871 | 0.26557 | 904.1396 | 0.095596 | 905.0529 | -0.024518 | 894.1335 | 0 | 894.1335 | 0 | 975.6731 | 0.066359 | 890.6803 | 0.2968 | 904.1396 | 0.015866 | 894.1335 | 0.014613 | 893.8947 | -0.18655 | 890.6803 | 0.16573 | 899.5871 | 0.024273 | 894.1335 | 0.082817 | 975.6731 | 0.13014 | 894.1335 | 10.6731 | 890.6803 | 0 | 975.6731 | 0.15065 | 975.6731 | 0.14107
|  | 975.9156 | 0 | 975.9156 | 0 | 899.8267 | -0.21043 | 904.3807 | -0.28205 | 905.2961 | -0.0005937 | 894.3724 | 0 | 894.3724 | 0 | 975.9156 | -0.0064664 | 890.915 | -0.095759 | 904.3807 | -0.019147 | 894.3724 | -0.0098516 | 894.1335 | 0.15128 | 890.915 | -0.085989 | 899.8267 | 0.024718 | 894.3724 | 0.0044921 | 975.9156 | 0.068953 | 894.3724 | 10.8438 | 890.915 | 0 | 975.9156 | 0.12363 | 975.9156 | 0.11562
|  | 976.1581 | 0 | 976.1581 | 0 | 900.0663 | 0.24926 | 904.6218 | 0.13863 | 905.5393 | -0.025091 | 894.6112 | 0 | 894.6112 | 0 | 976.1581 | 0.053172 | 891.1498 | 0.24976 | 904.6218 | 0.053205 | 894.6112 | 0.025204 | 894.3724 | -0.090902 | 891.1498 | 0.085572 | 900.0663 | 0.025178 | 894.6112 | 0.034514 | 976.1581 | 0.12552 | 894.6112 | 10.8489 | 891.1498 | 0 | 976.1581 | 0.1518 | 976.1581 | 0.13765
|  | 976.4006 | 0 | 976.4006 | 0 | 900.306 | -0.21311 | 904.8629 | -0.32249 | 905.7824 | -0.0024225 | 894.8501 | 0 | 894.8501 | 0 | 976.4006 | -0.019966 | 891.3846 | 0.20664 | 904.8629 | -0.034566 | 894.8501 | 0.0017144 | 894.6112 | 0.1913 | 891.3846 | 0.28709 | 900.306 | 0.025621 | 894.8501 | -0.031559 | 976.4006 | 0.088911 | 894.8501 | 11.0039 | 891.3846 | 0 | 976.4006 | 0.11826 | 976.4006 | 0.1159
|  | 976.6431 | 0 | 976.6431 | 0 | 900.5457 | 0.26096 | 905.104 | 0.34127 | 906.0256 | -0.021754 | 895.0889 | 0 | 895.0889 | 0 | 976.6431 | 0.046861 | 891.6194 | 0.21056 | 905.104 | 0.017622 | 895.0889 | 0.012643 | 894.8501 | -0.25643 | 891.6194 | 0.0047405 | 900.5457 | 0.026023 | 895.0889 | 0.070433 | 976.6431 | 0.10839 | 895.0889 | 11.0357 | 891.6194 | 0 | 976.6431 | 0.15137 | 976.6431 | 0.12405
|  | 976.8856 | 0 | 976.8856 | 0 | 900.7853 | -0.22312 | 905.3451 | -0.13927 | 906.2688 | 0.0011935 | 895.3278 | 0 | 895.3278 | 0 | 976.8856 | -0.016576 | 891.8542 | 0.18256 | 905.3451 | -0.04253 | 895.3278 | -0.016091 | 895.0889 | 0.26389 | 891.8542 | -0.026591 | 900.7853 | 0.026365 | 895.3278 | -0.031935 | 976.8856 | 0.059324 | 895.3278 | 11.1374 | 891.8542 | 0 | 976.8856 | 0.12626 | 976.8856 | 0.10494
|  | 977.1281 | 0 | 977.1281 | 0 | 901.025 | 0.25304 | 905.5862 | 0.19829 | 906.512 | -0.023663 | 895.5666 | 0 | 895.5666 | 0 | 977.1281 | 0.082548 | 892.0889 | 0.40208 | 905.5862 | 0.034905 | 895.5666 | 0.015106 | 895.3278 | -0.16145 | 892.0889 | 0.42871 | 901.025 | 0.026644 | 895.5666 | 0.080495 | 977.1281 | 0.12653 | 895.5666 | 11.199 | 892.0889 | 0 | 977.1281 | 0.16567 | 977.1281 | 0.13284
|  | 977.3706 | 0 | 977.3706 | 0 | 901.2647 | -0.21135 | 905.8274 | -0.20213 | 906.7552 | -0.0045516 | 895.8055 | 0 | 895.8055 | 0 | 977.3706 | -0.0072174 | 892.3237 | 0.39424 | 905.8274 | -0.052357 | 895.8055 | -0.0020259 | 895.5666 | 0.25846 | 892.3237 | 0.091218 | 901.2647 | 0.026867 | 895.8055 | -0.012962 | 977.3706 | 0.094119 | 895.8055 | 11.3309 | 892.3237 | 0 | 977.3706 | 0.141 | 977.3706 | 0.13456
|  | 977.6132 | 0 | 977.6132 | 0 | 901.5044 | 0.20779 | 906.0685 | 0.17715 | 906.9984 | -0.029832 | 896.0444 | 0 | 896.0444 | 0 | 977.6132 | 0.071862 | 892.5586 | 0.31024 | 906.0685 | 0.051341 | 896.0444 | 0.032428 | 895.8055 | -0.2103 | 892.5586 | 0.0066692 | 901.5044 | 0.027052 | 896.0444 | 0.083591 | 977.6132 | 0.15702 | 896.0444 | 11.376 | 892.5586 | 0 | 977.6132 | 0.17562 | 977.6132 | 0.14389
|  | 977.8557 | 0 | 977.8557 | 0 | 901.7441 | -0.20905 | 906.3096 | -0.04959 | 907.2416 | -0.0069285 | 896.2833 | 0 | 896.2833 | 0 | 977.8557 | -0.019993 | 892.7934 | 0.10864 | 906.3096 | -0.028297 | 896.2833 | 0.013546 | 896.0444 | 0.22726 | 892.7934 | -0.15026 | 901.7441 | 0.027224 | 896.2833 | 0.038319 | 977.8557 | 0.061853 | 896.2833 | 11.4906 | 892.7934 | 0 | 977.8557 | 0.12358 | 977.8557 | 0.11248
|  | 978.0982 | 0 | 978.0982 | 0 | 901.9838 | 0.29125 | 906.5508 | 0.22981 | 907.4849 | -0.034013 | 896.5222 | 0 | 896.5222 | 0 | 978.0982 | 0.070103 | 893.0282 | 0.16968 | 906.5508 | 0.066421 | 896.5222 | 0.031033 | 896.2833 | -0.10718 | 893.0282 | 0.15176 | 901.9838 | 0.027412 | 896.5222 | 0.125 | 978.0982 | 0.11722 | 896.5222 | 11.5287 | 893.0282 | 0 | 978.0982 | 0.1465 | 978.0982 | 0.14951
|  | 978.3407 | 0 | 978.3407 | 0 | 902.2236 | -0.19879 | 906.792 | -0.2304 | 907.7282 | -0.011883 | 896.7612 | 0 | 896.7612 | 0 | 978.3407 | -0.026572 | 893.2631 | 0.14 | 906.792 | -0.025586 | 896.7612 | -0.019785 | 896.5222 | 0.1913 | 893.2631 | 0.016997 | 902.2236 | 0.027638 | 896.7612 | -0.042183 | 978.3407 | 0.069326 | 896.7612 | 11.6382 | 893.2631 | 0 | 978.3407 | 0.1295 | 978.3407 | 0.13181
|  | 978.5833 | 0 | 978.5833 | 0 | 902.4633 | 0.27626 | 907.0331 | 0.18719 | 907.9714 | -0.034919 | 897.0001 | 0 | 897.0001 | 0 | 978.5833 | 0.050148 | 893.4979 | 0.29176 | 907.0331 | 0.044394 | 897.0001 | 0.033988 | 896.7612 | 0.057766 | 893.4979 | 0.3617 | 902.4633 | 0.02792 | 897.0001 | 0.016547 | 978.5833 | 0.10942 | 897.0001 | 11.712 | 893.4979 | 0 | 978.5833 | 0.15129 | 978.5833 | 0.13492
|  | 978.8258 | 0 | 978.8258 | 0 | 902.703 | -0.17339 | 907.2743 | -0.21799 | 908.2147 | -0.0086317 | 897.239 | 0 | 897.239 | 0 | 978.8258 | -0.028672 | 893.7327 | -0.044572 | 907.2743 | -0.011563 | 897.239 | -0.0019759 | 897.0001 | 0.29374 | 893.7327 | 0.079262 | 902.703 | 0.028264 | 897.239 | -0.063081 | 978.8258 | 0.057703 | 897.239 | 11.8556 | 893.7327 | 0 | 978.8258 | 0.11938 | 978.8258 | 0.12208
|  | 979.0684 | 0 | 979.0684 | 0 | 902.9428 | 0.18017 | 907.5155 | 0.27999 | 908.4579 | -0.030547 | 897.4779 | 0 | 897.4779 | 0 | 979.0684 | 0.086933 | 893.9676 | 0.39984 | 907.5155 | 0.04846 | 897.4779 | 0.032757 | 897.239 | -0.11465 | 893.9676 | 0.19882 | 902.9428 | 0.028665 | 897.4779 | 0.125 | 979.0684 | 0.1186 | 897.4779 | 11.911 | 893.9676 | 0 | 979.0684 | 0.16145 | 979.0684 | 0.13972
|  | 979.3109 | 0 | 979.3109 | 0 | 903.1826 | -0.19109 | 907.7567 | -0.30458 | 908.7012 | -0.0084074 | 897.7169 | 0 | 897.7169 | 0 | 979.3109 | -0.026551 | 894.2024 | -0.24808 | 907.7567 | -0.03643 | 897.7169 | -0.014449 | 897.4779 | 0.2259 | 894.2025 | -0.013932 | 903.1826 | 0.02911 | 897.7169 | -0.023261 | 979.3109 | 0.058369 | 897.7169 | 12.006 | 894.2025 | 0 | 979.3109 | 0.12029 | 979.3109 | 0.11673
|  | 979.5535 | 0 | 979.5535 | 0 | 903.4223 | 0.2314 | 907.9979 | 0.21464 | 908.9445 | -0.031264 | 897.9558 | 0 | 897.9558 | 0 | 979.5535 | 0.087119 | 894.4373 | 0.46032 | 907.9979 | 0.014888 | 897.9558 | 0.026599 | 897.7169 | -0.080726 | 894.4373 | 0.2239 | 903.4223 | 0.029577 | 897.9558 | 0.053406 | 979.5535 | 0.13858 | 897.9558 | 12.0648 | 894.4373 | 0 | 979.5535 | 0.17788 | 979.5535 | 0.15368
|  | 979.796 | 0 | 979.796 | 0 | 903.6621 | -0.15771 | 908.2391 | -0.21671 | 909.1878 | -0.0060851 | 898.1948 | 0 | 898.1948 | 0 | 979.796 | -0.021275 | 894.6722 | 0.13664 | 908.2391 | -0.0060256 | 898.1948 | -0.025778 | 897.9558 | 0.16077 | 894.6722 | -0.16613 | 903.6621 | 0.030042 | 898.1948 | -0.0863 | 979.796 | 0.031753 | 898.1948 | 12.2132 | 894.6722 | 0 | 979.796 | 0.12647 | 979.796 | 0.11578
|  | 980.0386 | 0 | 980.0386 | 0 | 903.9019 | 0.25856 | 908.4803 | 0.097061 | 909.4311 | -0.027468 | 898.4337 | 0 | 898.4337 | 0 | 980.0386 | 0.059012 | 894.907 | 0.19768 | 908.4803 | 0.059643 | 898.4337 | 0.024301 | 898.1948 | -0.1316 | 894.907 | 0.15127 | 903.9019 | 0.030474 | 898.4337 | 0.13197 | 980.0386 | 0.11631 | 898.4337 | 12.2477 | 894.907 | 0 | 980.0386 | 0.17232 | 980.0386 | 0.13767
|  | 980.2812 | 0 | 980.2812 | 0 | 904.1417 | -0.16193 | 908.7215 | -0.0018066 | 909.6744 | -0.0030461 | 898.6727 | 0 | 898.6727 | 0 | 980.2812 | -0.043184 | 895.1419 | 0.14112 | 908.7215 | -0.034736 | 898.6727 | -0.015927 | 898.4337 | 0.14653 | 895.1419 | -0.26272 | 904.1417 | 0.030843 | 898.6727 | -0.041796 | 980.2812 | 0.043488 | 898.6727 | 12.3812 | 895.1419 | 0 | 980.2812 | 0.12486 | 980.2812 | 0.11632
|  | 980.5238 | 0 | 980.5238 | 0 | 904.3815 | 0.24987 | 908.9628 | 0.24773 | 909.9178 | -0.027524 | 898.9117 | 0 | 898.9117 | 0 | 980.5238 | 0.069756 | 895.3768 | 0.15176 | 908.9628 | 0.035413 | 898.9117 | 0.010919 | 898.6727 | -0.28967 | 895.3768 | 0.14814 | 904.3815 | 0.031116 | 898.9117 | 0.041022 | 980.5238 | 0.10197 | 898.9117 | 12.455 | 895.3768 | 0 | 980.5238 | 0.14993 | 980.5238 | 0.13027
|  | 980.7663 | 0 | 980.7663 | 0 | 904.6213 | -0.20943 | 909.204 | -0.24557 | 910.1611 | -0.0037545 | 899.1506 | 0 | 899.1506 | 0 | 980.7663 | -0.061284 | 895.6117 | 0.14056 | 909.204 | -0.028466 | 899.1506 | -0.01683 | 898.9117 | 0.060881 | 895.6117 | -0.046157 | 904.6213 | 0.031263 | 899.1506 | -0.0015716 | 980.7663 | 0.031873 | 899.1506 | 12.5562 | 895.6117 | 0 | 980.7663 | 0.10922 | 980.7663 | 0.10416
|  | 981.0089 | 0 | 981.0089 | 0 | 904.8611 | 0.23473 | 909.4452 | 0.075409 | 910.4045 | -0.024859 | 899.3896 | 0 | 899.3896 | 0 | 981.0089 | 0.056359 | 895.8466 | 0.30128 | 909.4452 | 0.036091 | 899.3896 | 0.039817 | 899.1506 | -0.07937 | 895.8466 | 0.040194 | 904.8611 | 0.03126 | 899.3896 | 0.066564 | 981.0089 | 0.14819 | 899.3896 | 12.6289 | 895.8466 | 0 | 981.0089 | 0.16438 | 981.0089 | 0.1357
|  | 981.2515 | 0 | 981.2515 | 0 | 905.1009 | -0.18554 | 909.6865 | -0.46025 | 910.6478 | -0.0011148 | 899.6287 | 0 | 899.6287 | 0 | 981.2515 | -0.046838 | 896.0815 | 0.16128 | 909.6865 | -0.068454 | 899.6287 | -0.021838 | 899.3896 | 0.14856 | 896.0815 | 0.1414 | 905.1009 | 0.03109 | 899.6287 | -0.032755 | 981.2515 | 0.047124 | 899.6287 | 12.7855 | 896.0815 | 0 | 981.2515 | 0.12407 | 981.2515 | 0.13684
|  | 981.4941 | 0 | 981.4941 | 0 | 905.3408 | 0.17495 | 909.9277 | 0.017877 | 910.8912 | -0.029276 | 899.8677 | 0 | 899.8677 | 0 | 981.4941 | 0.081698 | 896.3164 | 0.54824 | 909.9277 | 0.047105 | 899.8677 | 0.027092 | 899.6287 | -0.13567 | 896.3164 | 0.079742 | 905.3408 | 0.030753 | 899.8677 | 0.097523 | 981.4941 | 0.10636 | 899.8677 | 12.8691 | 896.3164 | 0 | 981.4941 | 0.16567 | 981.4941 | 0.13697
|  | 981.7367 | 0 | 981.7367 | 0 | 905.5806 | -0.17725 | 910.169 | -0.082668 | 911.1345 | -0.0043157 | 900.1067 | 0 | 900.1067 | 0 | 981.7367 | -0.045663 | 896.5513 | 0.17248 | 910.169 | -0.025925 | 900.1067 | -0.010755 | 899.8677 | 0.14042 | 896.5513 | -0.048631 | 905.5806 | 0.030262 | 900.1067 | -0.024029 | 981.7367 | 0.044658 | 900.1067 | 12.9841 | 896.5513 | 0 | 981.7367 | 0.10308 | 981.7367 | 0.10045
|  | 981.9793 | 0 | 981.9793 | 0 | 905.8204 | 0.24347 | 910.4103 | -0.03351 | 911.3779 | -0.029751 | 900.3457 | 0 | 900.3457 | 0 | 981.9793 | 0.092628 | 896.7863 | 0.4088 | 910.4103 | 0.0071198 | 900.3457 | 0.028816 | 900.1067 | -0.17299 | 896.7863 | -0.037018 | 905.8204 | 0.029651 | 900.3457 | -0.0019402 | 981.9793 | 0.13885 | 900.3457 | 13.0147 | 896.7863 | 0 | 981.9793 | 0.17019 | 981.9793 | 0.1382
|  | 982.222 | 0 | 982.222 | 0 | 906.0603 | -0.17087 | 910.6516 | -0.14386 | 911.6213 | -0.004687 | 900.5847 | 0 | 900.5847 | 0 | 982.222 | -0.022168 | 897.0212 | 0.075039 | 910.6516 | -0.031686 | 900.5847 | 0.002664 | 900.3457 | 0.21504 | 897.0212 | 0.012691 | 906.0603 | 0.028961 | 900.5847 | -0.0213 | 982.222 | 0.061162 | 900.5847 | 13.2137 | 897.0212 | 0 | 982.222 | 0.13195 | 982.222 | 0.1324
|  | 982.4646 | 0 | 982.4646 | 0 | 906.3002 | 0.22566 | 910.8928 | 0.21379 | 911.8647 | -0.029995 | 900.8238 | 0 | 900.8238 | 0 | 982.4646 | 0.12225 | 897.2562 | 0.49224 | 910.8928 | 0.032702 | 900.8238 | 0.027502 | 900.5847 | -0.047258 | 897.2562 | 0.41175 | 906.3002 | 0.028247 | 900.8238 | 0.15209 | 982.4646 | 0.13131 | 900.8238 | 13.2839 | 897.2562 | 0 | 982.4646 | 0.17069 | 982.4646 | 0.15859
|  | 982.7072 | 0 | 982.7072 | 0 | 906.54 | -0.15327 | 911.1341 | -0.089276 | 912.1082 | -0.007203 | 901.0628 | 0 | 901.0628 | 0 | 982.7072 | -0.0073821 | 897.4911 | -0.31136 | 911.1341 | -0.015373 | 901.0628 | -0.0097695 | 900.8238 | 0.094294 | 897.4911 | 0.02477 | 906.54 | 0.02756 | 901.0628 | -0.10797 | 982.7072 | 0.050094 | 901.0628 | 13.4178 | 897.4911 | 0 | 982.7072 | 0.12269 | 982.7072 | 0.11649
|  | 982.9498 | 0 | 982.9498 | 0 | 906.78 | 0.27681 | 911.3754 | 0.10244 | 912.3516 | -0.033365 | 901.3019 | 0 | 901.3019 | 0 | 982.9498 | 0.10642 | 897.7261 | 0.38808 | 911.3754 | 0.046088 | 901.3019 | 0.023644 | 901.0628 | -0.10447 | 897.7261 | 0.31636 | 906.78 | 0.026947 | 901.3019 | 0.04257 | 982.9498 | 0.14299 | 901.3019 | 13.455 | 897.7261 | 0 | 982.9498 | 0.20146 | 982.9498 | 0.17188
|  | 983.1925 | 0 | 983.1925 | 0 | 907.0198 | -0.20634 | 911.6167 | -0.15036 | 912.595 | -0.008712 | 901.5409 | 0 | 901.5409 | 0 | 983.1925 | -0.040355 | 897.9611 | 0.26264 | 911.6167 | -0.007116 | 901.5409 | -0.016501 | 901.3019 | 0.19605 | 897.9611 | -0.062948 | 907.0198 | 0.026448 | 901.5409 | -0.047601 | 983.1925 | 0.019531 | 901.5409 | 13.5736 | 897.9611 | 0 | 983.1925 | 0.11292 | 983.1925 | 0.11487
|  | 983.4351 | 0 | 983.4351 | 0 | 907.2598 | 0.2869 | 911.858 | 0.27609 | 912.8384 | -0.033978 | 901.78 | 0 | 901.78 | 0 | 983.4351 | 0.089609 | 898.196 | 0.27832 | 911.858 | 0.039141 | 901.78 | -0.0087844 | 901.5409 | -0.18655 | 898.196 | 0.21269 | 907.2598 | 0.026093 | 901.78 | 0.081269 | 983.4351 | 0.11375 | 901.78 | 13.6026 | 898.196 | 0 | 983.4351 | 0.16961 | 983.4351 | 0.13759
|  | 983.6777 | 0 | 983.6777 | 0 | 907.4996 | -0.19602 | 912.0994 | -0.29612 | 913.0819 | -0.010082 | 902.0191 | 0 | 902.0191 | 0 | 983.6777 | -0.0275 | 898.431 | 0.2072 | 912.0994 | -0.0092746 | 902.0191 | -0.0056716 | 901.78 | 0.19673 | 898.431 | -0.042808 | 907.4996 | 0.025901 | 902.0191 | -0.053019 | 983.6777 | 0.071113 | 902.0191 | 13.8295 | 898.431 | 0 | 983.6777 | 0.14307 | 983.6777 | 0.12638
|  | 983.9204 | 0 | 983.9204 | 0 | 907.7396 | 0.1786 | 912.3406 | 0.1598 | 913.3253 | -0.034554 | 902.2582 | 0 | 902.2582 | 0 | 983.9204 | 0.093401 | 898.6659 | 0.31416 | 912.3406 | 0.033041 | 902.2582 | 0.030786 | 902.0191 | -0.27338 | 898.666 | 0.14718 | 907.7396 | 0.025884 | 902.2582 | 0.12771 | 983.9204 | 0.15253 | 902.2582 | 13.8762 | 898.666 | 0 | 983.9204 | 0.18478 | 983.9204 | 0.16681
|  | 984.1631 | 0 | 984.1631 | 0 | 907.9795 | -0.16878 | 912.582 | -0.13056 | 913.5688 | -0.0082148 | 902.4973 | 0 | 902.4973 | 0 | 984.1631 | -0.081478 | 898.9009 | -0.016863 | 912.582 | -0.039988 | 902.4973 | -0.027256 | 902.2582 | 0.22115 | 898.9009 | -0.25362 | 907.9795 | 0.026044 | 902.4973 | -0.045666 | 984.1631 | 0.037734 | 902.4973 | 13.999 | 898.9009 | 0 | 984.1631 | 0.11512 | 984.1631 | 0.11037
|  | 984.4057 | 0 | 984.4057 | 0 | 908.2195 | 0.25853 | 912.8234 | 0.24981 | 913.8123 | -0.03347 | 902.7363 | 0 | 902.7363 | 0 | 984.4057 | 0.087408 | 899.1359 | 0.51632 | 912.8234 | 0.046258 | 902.7363 | 0.048519 | 902.4973 | -0.24896 | 899.1359 | 0.28054 | 908.2195 | 0.026369 | 902.7363 | 0.10023 | 984.4057 | 0.11329 | 902.7363 | 14.0697 | 899.1359 | 0 | 984.4057 | 0.16977 | 984.4057 | 0.15195
|  | 984.6484 | 0 | 984.6484 | 0 | 908.4594 | -0.15942 | 913.0647 | -0.28418 | 914.0557 | -0.0097171 | 902.9755 | 0 | 902.9755 | 0 | 984.6484 | -0.043291 | 899.3709 | 0.099119 | 913.0647 | -0.047444 | 902.9755 | -0.014039 | 902.7363 | 0.17773 | 899.3709 | -0.21948 | 908.4594 | 0.026828 | 902.9755 | -0.042183 | 984.6484 | 0.054051 | 902.9755 | 14.2322 | 899.3709 | 0 | 984.6484 | 0.12999 | 984.6484 | 0.12119
|  | 984.891 | 0 | 984.891 | 0 | 908.6993 | 0.2291 | 913.306 | 0.20864 | 914.2993 | -0.035276 | 903.2146 | 0 | 903.2146 | 0 | 984.891 | 0.094392 | 899.606 | 0.22288 | 913.306 | 0.049138 | 903.2146 | 0.018308 | 902.9755 | -0.12075 | 899.606 | 0.052885 | 908.6993 | 0.027372 | 903.2146 | 0.10372 | 984.891 | 0.14982 | 903.2146 | 14.3079 | 899.606 | 0 | 984.891 | 0.18937 | 984.891 | 0.16409
|  | 985.1337 | 0 | 985.1337 | 0 | 908.9393 | -0.19995 | 913.5474 | -0.24616 | 914.5427 | -0.0079787 | 903.4537 | 0 | 903.4537 | 0 | 985.1337 | -0.074251 | 899.8409 | -0.037065 | 913.5474 | -0.053882 | 903.4537 | -0.012807 | 903.2146 | 0.2008 | 899.8409 | -0.079932 | 908.9393 | 0.02793 | 903.4537 | -0.022198 | 985.1337 | 0.010972 | 903.4537 | 14.443 | 899.8409 | 0 | 985.1337 | 0.10826 | 985.1337 | 0.13481
|  | 985.3764 | 0 | 985.3764 | 0 | 909.1793 | 0.19991 | 913.7888 | 0.3538 | 914.7862 | -0.032003 | 903.6928 | 0 | 903.6928 | 0 | 985.3764 | 0.086429 | 900.076 | 0.60703 | 913.7888 | 0.049985 | 903.6928 | 0.014203 | 903.4537 | -0.15874 | 900.076 | 0.23546 | 909.1793 | 0.028421 | 903.6928 | 0.013093 | 985.3764 | 0.12423 | 903.6928 | 14.5607 | 900.076 | 0 | 985.3764 | 0.17251 | 985.3764 | 0.14866
|  | 985.6191 | 0 | 985.6191 | 0 | 909.4193 | -0.14271 | 914.0302 | -0.4446 | 915.0298 | -0.0049456 | 903.932 | 0 | 903.932 | 0 | 985.6191 | -0.045134 | 900.311 | 0 | 914.0302 | -3.564e-05 | 903.932 | -0.013546 | 903.6928 | 0.094972 | 900.311 | 0.18051 | 909.4193 | 0.02876 | 903.932 | -0.094427 | 985.6191 | 0.048059 | 903.932 | 14.704 | 900.311 | 0 | 985.6191 | 0.14014 | 985.6191 | 0.12408
|  | 985.8618 | 0 | 985.8618 | 0 | 909.6592 | 0.24808 | 914.2716 | 0.10233 | 915.2733 | -0.029378 | 904.1711 | 0 | 904.1711 | 0 | 985.8618 | 0.14187 | 900.546 | 0 | 914.2716 | 0.036599 | 904.1711 | 0.044414 | 903.932 | -0.18113 | 900.546 | 0.17602 | 909.6592 | 0.028877 | 904.1711 | 0.13622 | 985.8618 | 0.16443 | 904.1711 | 14.7518 | 900.546 | 0 | 985.8618 | 0.19639 | 985.8618 | 0.17496
|  | 986.1045 | 0 | 986.1045 | 0 | 909.8993 | -0.21537 | 914.5129 | -0.17164 | 915.5168 | -0.0032822 | 904.4103 | 0 | 904.4103 | 0 | 986.1045 | -0.061927 | 900.7811 | 0 | 914.5129 | -0.044733 | 904.4103 | -0.023562 | 904.1711 | 0.2354 | 900.7811 | -0.16974 | 909.8993 | 0.028733 | 904.4103 | -0.066177 | 986.1045 | 0.016281 | 904.4103 | 14.9022 | 900.7811 | 0 | 986.1045 | 0.13514 | 986.1045 | 0.12815
|  | 986.3472 | 0 | 986.3472 | 0 | 910.1393 | 0.22046 | 914.7543 | 0.17142 | 915.7604 | -0.030618 | 904.6494 | 0 | 904.6494 | 0 | 986.3472 | 0.096118 | 901.0161 | 0 | 914.7543 | 0.052188 | 904.6494 | 0.019621 | 904.4103 | -0.12686 | 901.0161 | 0.34692 | 910.1393 | 0.028322 | 904.6494 | 0.074303 | 986.3472 | 0.15061 | 904.6494 | 14.9548 | 901.0161 | 0 | 986.3472 | 0.19199 | 986.3472 | 0.16791
|  | 986.5899 | 0 | 986.5899 | 0 | 910.3793 | -0.14074 | 914.9957 | -0.40076 | 916.004 | -0.0056634 | 904.8886 | 0 | 904.8886 | 0 | 986.5899 | -0.067427 | 901.2512 | 0 | 914.9957 | -0.022197 | 904.8886 | -0.012232 | 904.6494 | 0.16417 | 901.2512 | -0.31216 | 910.3793 | 0.027685 | 904.8886 | -0.08243 | 986.5899 | 0.037941 | 904.8886 | 15.0976 | 901.2512 | 0 | 986.5899 | 0.11558 | 986.5899 | 0.13873
|  | 986.8326 | 0 | 986.8326 | 0 | 910.6193 | 0.20925 | 915.2372 | 0.25549 | 916.2475 | -0.033536 | 905.1277 | 0 | 905.1277 | 0 | 986.8326 | 0.13235 | 901.4863 | 0 | 915.2372 | 0.056424 | 905.1277 | 0.030047 | 904.8886 | -0.11736 | 901.4863 | 0.20274 | 910.6193 | 0.026893 | 905.1277 | 0.061533 | 986.8326 | 0.13671 | 905.1277 | 15.2016 | 901.4863 | 0 | 986.8326 | 0.19314 | 986.8326 | 0.17579
|  | 987.0753 | 0 | 987.0753 | 0 | 910.8594 | -0.17722 | 915.4786 | -0.11882 | 916.4911 | -0.0089994 | 905.3669 | 0 | 905.3669 | 0 | 987.0753 | -0.025827 | 901.7213 | 0 | 915.4786 | 0.006619 | 905.3669 | -0.012807 | 905.1277 | 0.26321 | 901.7213 | -0.018794 | 910.8594 | 0.026042 | 905.3669 | -0.039861 | 987.0753 | 0.061636 | 905.3669 | 15.3838 | 901.7213 | 0 | 987.0753 | 0.15474 | 987.0753 | 0.14265
|  | 987.318 | 0 | 987.318 | 0 | 911.0994 | 0.24698 | 915.72 | 0.31623 | 916.7347 | -0.034503 | 905.6061 | 0 | 905.6061 | 0 | 987.318 | 0.13393 | 901.9564 | 0 | 915.72 | 0.072013 | 905.6061 | 0.060834 | 905.3669 | -0.1818 | 901.9564 | 0.17048 | 911.0994 | 0.025233 | 905.6061 | 0.075464 | 987.318 | 0.13959 | 905.6061 | 15.3869 | 901.9564 | 0 | 987.318 | 0.20915 | 987.318 | 0.18106
|  | 987.5607 | 0 | 987.5607 | 0 | 911.3394 | -0.20769 | 915.9614 | -0.17196 | 916.9783 | -0.0093056 | 905.8453 | 0 | 905.8453 | 0 | 987.5607 | -0.049912 | 902.1915 | 0 | 915.9614 | -0.0030797 | 905.8453 | -0.024629 | 905.6061 | 0.25032 | 902.1915 | 0.14034 | 911.3394 | 0.024554 | 905.8453 | -0.027386 | 987.5607 | 0.043921 | 905.8453 | 15.593 | 902.1915 | 0 | 987.5607 | 0.1676 | 987.5607 | 0.15492
|  | 987.8035 | 0 | 987.8035 | 0 | 911.5795 | 0.29355 | 916.2029 | 0.25973 | 917.2219 | -0.035603 | 906.0845 | 0 | 906.0845 | 0 | 987.8035 | 0.085078 | 902.4266 | 0 | 916.2029 | 0.0097295 | 906.0845 | 0.031607 | 905.8453 | -0.11532 | 902.4266 | 0.15011 | 911.5795 | 0.024068 | 906.0845 | 0.083978 | 987.8035 | 0.1572 | 906.0845 | 15.6401 | 902.4266 | 0 | 987.8035 | 0.21984 | 987.8035 | 0.18274
|  | 988.0462 | 0 | 988.0462 | 0 | 911.8196 | -0.22644 | 916.4443 | -0.043775 | 917.4655 | -0.012826 | 906.3237 | 0 | 906.3237 | 0 | 988.0462 | -0.06616 | 902.6616 | 0 | 916.4443 | -0.037108 | 906.3237 | -0.04228 | 906.0845 | 0.21233 | 902.6616 | 0.082889 | 911.8196 | 0.023809 | 906.3237 | -0.0016367 | 988.0462 | 0.033138 | 906.3237 | 15.8292 | 902.6616 | 0 | 988.0462 | 0.13022 | 988.0462 | 0.12512
|  | 988.2889 | 0 | 988.2889 | 0 | 912.0596 | 0.23601 | 916.6858 | 0.05195 | 917.7091 | -0.037335 | 906.5629 | 0 | 906.5629 | 0 | 988.2889 | 0.10708 | 902.8967 | 0 | 916.6858 | 0.053374 | 906.5629 | 0.016009 | 906.3237 | -0.058337 | 902.8967 | 0.24012 | 912.0596 | 0.023777 | 906.5629 | 0.025199 | 988.2889 | 0.14356 | 906.5629 | 15.8689 | 902.8967 | 0 | 988.2889 | 0.1874 | 988.2889 | 0.15278
|  | 988.5317 | 0 | 988.5317 | 0 | 912.2997 | -0.18763 | 916.9272 | -0.15498 | 917.9527 | -0.016089 | 906.8022 | 0 | 906.8022 | 0 | 988.5317 | -0.081321 | 903.1318 | 0 | 916.9272 | -0.019994 | 906.8022 | -0.016009 | 906.5629 | 0.22251 | 903.1318 | 0.16376 | 912.2997 | 0.023946 | 906.8022 | -0.06192 | 988.5317 | 0.017687 | 906.8022 | 16.0694 | 903.1318 | 0 | 988.5317 | 0.11535 | 988.5317 | 0.12143
|  | 988.7744 | 0 | 988.7744 | 0 | 912.5398 | 0.21995 | 917.1688 | -0.10729 | 918.1964 | -0.041081 | 907.0414 | 0 | 907.0414 | 0 | 988.7744 | 0.097906 | 903.3669 | 0 | 917.1688 | 0.035583 | 907.0414 | 0.048273 | 906.8022 | -0.25235 | 903.3669 | 0.42367 | 912.5398 | 0.024274 | 907.0414 | 0.11765 | 988.7744 | 0.13209 | 907.0414 | 16.1389 | 903.3669 | 0 | 988.7744 | 0.17718 | 988.7744 | 0.14414
|  | 989.0172 | 0 | 989.0172 | 0 | 912.7799 | -0.20979 | 917.4102 | -0.19338 | 918.44 | -0.015236 | 907.2806 | 0 | 907.2806 | 0 | 989.0172 | -0.036588 | 903.6021 | 0 | 917.4102 | -0.053544 | 907.2806 | -0.02348 | 907.0414 | 0.28356 | 903.6021 | -0.10829 | 912.7799 | 0.02471 | 907.2806 | -0.075464 | 989.0172 | 0.015933 | 907.2806 | 16.3462 | 903.6021 | 0 | 989.0172 | 0.13056 | 989.0172 | 0.11638
|  | 989.2599 | 0 | 989.2599 | 0 | 913.02 | 0.24855 | 917.6517 | 0.43207 | 918.6836 | -0.042645 | 907.5199 | 0 | 907.5199 | 0 | 989.2599 | 0.1129 | 903.8372 | 0 | 917.6517 | 0.044394 | 907.5199 | 0.048027 | 907.2806 | -0.1506 | 903.8372 | -0.14858 | 913.02 | 0.025203 | 907.5199 | 0.13429 | 989.2599 | 0.14886 | 907.5199 | 16.4663 | 903.8372 | 0 | 989.2599 | 0.22842 | 989.2599 | 0.17453
|  | 989.5027 | 0 | 989.5027 | 0 | 913.2601 | -0.15136 | 917.8932 | -0.26521 | 918.9273 | -0.014048 | 907.7592 | 0 | 907.7592 | 0 | 989.5027 | -0.068832 | 904.0723 | 0 | 917.8932 | -0.049308 | 907.7592 | -0.033578 | 907.5199 | 0.23472 | 904.0723 | 0.0054467 | 913.2601 | 0.025709 | 907.7592 | -0.11687 | 989.5027 | 0.018085 | 907.7592 | 16.6166 | 904.0723 | 0 | 989.5027 | 0.13901 | 989.5027 | 0.11161
|  | 989.7455 | 0 | 989.7455 | 0 | 913.5003 | 0.22696 | 918.1347 | -0.030285 | 919.171 | -0.039338 | 907.9984 | 0 | 907.9984 | 0 | 989.7455 | 0.10153 | 904.3075 | 0 | 918.1347 | 0.069132 | 907.9984 | 0.026599 | 907.7592 | -0.14585 | 904.3075 | 0.21741 | 913.5003 | 0.026193 | 907.9984 | 0.078947 | 989.7455 | 0.15275 | 907.9984 | 16.6574 | 904.3075 | 0 | 989.7455 | 0.21278 | 989.7455 | 0.1642
|  | 989.9882 | 0 | 989.9882 | 0 | 913.7404 | -0.18804 | 918.3762 | -0.11681 | 919.4147 | -0.01452 | 908.2377 | 0 | 908.2377 | 0 | 989.9882 | -0.044653 | 904.5426 | 0 | 918.3762 | -0.044902 | 908.2377 | -0.0188 | 907.9984 | 0.3168 | 904.5426 | -0.0833 | 913.7404 | 0.02663 | 908.2377 | -0.0093657 | 989.9882 | 0.025725 | 908.2377 | 16.9055 | 904.5426 | 0 | 989.9882 | 0.13258 | 989.9882 | 0.13492
|  | 990.231 | 0 | 990.231 | 0 | 913.9805 | 0.25001 | 918.6177 | 0.30532 | 919.6584 | -0.041632 | 908.4769 | 0 | 908.4769 | 0 | 990.231 | 0.13336 | 904.7778 | 0 | 918.6177 | 0.076418 | 908.4769 | 0.044743 | 908.2377 | -0.16077 | 904.7778 | 0.25099 | 913.9805 | 0.027006 | 908.4769 | 0.13584 | 990.231 | 0.12134 | 908.4769 | 16.9997 | 904.7778 | 0 | 990.231 | 0.17954 | 990.231 | 0.17455
|  | 990.4738 | 0 | 990.4738 | 0 | 914.2207 | -0.18645 | 918.8592 | -0.18238 | 919.902 | -0.015692 | 908.7162 | 0 | 908.7162 | 0 | 990.4738 | -0.055548 | 905.0129 | 0 | 918.8592 | -0.040497 | 908.7162 | -0.036369 | 908.4769 | 0.13703 | 905.0129 | 0.091297 | 914.2207 | 0.027313 | 908.7162 | -0.032283 | 990.4738 | 0.0052233 | 908.7162 | 17.1343 | 905.0129 | 0 | 990.4738 | 0.13079 | 990.4738 | 0.11603
|  | 990.7166 | 0 | 990.7166 | 0 | 914.4609 | 0.21057 | 919.1008 | 0.080274 | 920.1458 | -0.040179 | 908.9555 | 0 | 908.9555 | 0 | 990.7166 | 0.12083 | 905.2481 | 0 | 919.1008 | 0.052527 | 908.9555 | 0.022577 | 908.7162 | -0.32494 | 905.2481 | 0.16603 | 914.4609 | 0.027552 | 908.9555 | 0.14164 | 990.7166 | 0.14605 | 908.9555 | 17.2257 | 905.2481 | 0 | 990.7166 | 0.20476 | 990.7166 | 0.17481
|  | 990.9594 | 0 | 990.9594 | 0 | 914.701 | -0.19335 | 919.3423 | -0.3538 | 920.3895 | -0.015019 | 909.1948 | 0 | 909.1948 | 0 | 990.9594 | -0.040288 | 905.4833 | 0 | 919.3423 | -0.035074 | 909.1948 | -0.022002 | 908.9555 | 0.14721 | 905.4833 | -0.069777 | 914.701 | 0.027728 | 909.1948 | -0.065403 | 990.9594 | 0.010097 | 909.1948 | 17.4122 | 905.4833 | 0 | 990.9594 | 0.13383 | 990.9594 | 0.13232
|  | 991.2022 | 0 | 991.2022 | 0 | 914.9412 | 0.20709 | 919.5839 | 0.018341 | 920.6332 | -0.037707 | 909.4341 | 0 | 909.4341 | 0 | 991.2022 | 0.12995 | 905.7184 | 0 | 919.5839 | 0.03931 | 909.4341 | 0.013218 | 909.1948 | -0.12414 | 905.7184 | 0.19454 | 914.9412 | 0.027848 | 909.4341 | 0.051471 | 991.2022 | 0.16406 | 909.4341 | 17.4604 | 905.7184 | 0 | 991.2022 | 0.22315 | 991.2022 | 0.1664
|  | 991.445 | 0 | 991.445 | 0 | 915.1814 | -0.17662 | 919.8254 | -0.2183 | 920.8769 | -0.011994 | 909.6735 | 0 | 909.6735 | 0 | 991.445 | -0.1127 | 905.9536 | 0 | 919.8254 | -0.0082344 | 909.6735 | 0.0025565 | 909.4341 | 0.45383 | 905.9536 | 0.043849 | 915.1814 | 0.027922 | 909.6735 | -0.028979 | 991.445 | 0.014611 | 909.6735 | 17.6547 | 905.9536 | 0 | 991.445 | 0.11951 | 991.445 | 0.12794
|  | 991.6878 | 0 | 991.6878 | 0 | 915.4216 | 0.25268 | 920.067 | 0.1737 | 921.1207 | -0.040717 | 909.9128 | 0 | 909.9128 | 0 | 991.6878 | 0.14139 | 906.1888 | 0 | 920.067 | 0.064388 | 909.9128 | 0.027092 | 909.6735 | -0.089545 | 906.1888 | 0.2206 | 915.4216 | 0.027959 | 909.9128 | 0.047988 | 991.6878 | 0.15876 | 909.9128 | 17.7226 | 906.1888 | 0 | 991.6878 | 0.23128 | 991.6878 | 0.18131
|  | 991.9306 | 0 | 991.9306 | 0 | 915.6618 | -0.16149 | 920.3085 | -0.23121 | 921.3644 | -0.013795 | 910.1521 | 0 | 910.1521 | 0 | 991.9306 | -0.07435 | 906.424 | 0 | 920.3085 | -0.023722 | 910.1521 | -0.026928 | 909.9128 | 0.16213 | 906.424 | 0.12539 | 915.6618 | 0.027966 | 910.1521 | -0.032942 | 991.9306 | 0.033276 | 910.1521 | 17.873 | 906.424 | 0 | 991.9306 | 0.15653 | 991.9306 | 0.14479
|  | 992.1734 | 0 | 992.1734 | 0 | 915.902 | 0.19989 | 920.5501 | 0.14779 | 921.6082 | -0.04064 | 910.3914 | 0 | 910.3914 | 0 | 992.1734 | 0.15782 | 906.6592 | 0 | 920.5501 | 0.031008 | 910.3914 | 0.024383 | 910.1521 | -0.35615 | 906.6592 | 0.038318 | 915.902 | 0.027946 | 910.3914 | 0.077786 | 992.1734 | 0.16238 | 910.3914 | 18.0044 | 906.6592 | 0 | 992.1734 | 0.23568 | 992.1734 | 0.1769
|  | 992.4162 | 0 | 992.4162 | 0 | 916.1423 | -0.18428 | 920.7917 | -0.23462 | 921.852 | -0.016546 | 910.6308 | 0 | 910.6308 | 0 | 992.4162 | -0.12054 | 906.8944 | 0 | 920.7917 | -0.023383 | 910.6308 | -0.013956 | 910.3914 | 0.14382 | 906.8944 | -0.36247 | 916.1423 | 0.027899 | 910.6308 | 0.011477 | 992.4162 | 0.035687 | 910.6308 | 18.1775 | 906.8944 | 0 | 992.4162 | 0.13057 | 992.4162 | 0.13001
|  | 992.659 | 0 | 992.659 | 0 | 916.3824 | 0.26227 | 921.0333 | 0.40076 | 922.0958 | -0.039713 | 910.8701 | 0 | 910.8701 | 0 | 992.659 | 0.13876 | 907.1296 | 0 | 921.0333 | 0.045749 | 910.8701 | 0.036615 | 910.6308 | -0.20826 | 907.1296 | 0.11198 | 916.3824 | 0.027822 | 910.8701 | 0.06192 | 992.659 | 0.22234 | 910.8701 | 18.245 | 907.1296 | 0 | 992.659 | 0.23637 | 992.659 | 0.20869
|  | 992.9019 | 0 | 992.9019 | 0 | 916.6227 | -0.14345 | 921.2748 | -0.25121 | 922.3395 | -0.013211 | 911.1095 | 0 | 911.1095 | 0 | 992.9019 | -0.12088 | 907.3649 | 0 | 921.2748 | -0.053713 | 911.1095 | -0.007414 | 910.8701 | 0.15942 | 907.3649 | 0.0068558 | 916.6227 | 0.027712 | 911.1095 | -0.05031 | 992.9019 | 0.011096 | 911.1095 | 18.4672 | 907.3649 | 0 | 992.9019 | 0.14426 | 992.9019 | 0.13782
|  | 993.1447 | 0 | 993.1447 | 0 | 916.863 | 0.26653 | 921.5164 | 0.077167 | 922.5834 | -0.046761 | 911.3489 | 0 | 911.3489 | 0 | 993.1447 | 0.13619 | 907.6001 | 0 | 921.5164 | 0.051341 | 911.3489 | 0.032264 | 911.1095 | -0.37311 | 907.6001 | 0.2234 | 916.863 | 0.027567 | 911.3489 | 0.14087 | 993.1447 | 0.18309 | 911.3489 | 18.4644 | 907.6001 | 0 | 993.1447 | 0.23975 | 993.1447 | 0.21248
|  | 993.3875 | 0 | 993.3875 | 0 | 917.1032 | -0.20675 | 921.7581 | -0.28749 | 922.8271 | -0.011599 | 911.5883 | 0 | 911.5883 | 0 | 993.3875 | -0.062341 | 907.8353 | 0 | 921.7581 | -0.041683 | 911.5883 | -0.025286 | 911.3489 | 0.18452 | 907.8353 | -0.030881 | 917.1032 | 0.027386 | 911.5883 | 0.0024272 | 993.3875 | 0.013515 | 911.5883 | 18.7007 | 907.8353 | 0 | 993.3875 | 0.16092 | 993.3875 | 0.13672
|  | 993.6304 | 0 | 993.6304 | 0 | 917.3435 | 0.30311 | 921.9997 | 0.15512 | 923.071 | -0.039264 | 911.8276 | 0 | 911.8276 | 0 | 993.6304 | 0.15762 | 908.0706 | 0 | 921.9997 | 0.074893 | 911.8276 | 0.065185 | 911.5883 | -0.10108 | 908.0706 | 0.11277 | 917.3435 | 0.027175 | 911.8276 | 0.13119 | 993.6304 | 0.16736 | 911.8276 | 18.7043 | 908.0706 | 0 | 993.6304 | 0.2264 | 993.6304 | 0.19574
|  | 993.8732 | 0 | 993.8732 | 0 | 917.5837 | -0.17047 | 922.2413 | -0.094485 | 923.3148 | -0.015363 | 912.067 | 0 | 912.067 | 0 | 993.8732 | -0.0564 | 908.3058 | 0 | 922.2413 | -0.023722 | 912.067 | -0.02192 | 911.8276 | 0.30391 | 908.3058 | 0.068176 | 917.5837 | 0.026942 | 912.067 | -0.08243 | 993.8732 | 0.028687 | 912.067 | 18.9068 | 908.3058 | 0 | 993.8732 | 0.16138 | 993.8732 | 0.1446
|  | 994.1161 | 0 | 994.1161 | 0 | 917.824 | 0.2192 | 922.4829 | 0.058038 | 923.5586 | -0.041981 | 912.3064 | 0 | 912.3064 | 0 | 994.1161 | 0.17643 | 908.5411 | 0 | 922.4829 | 0.051171 | 912.3064 | 0.03013 | 912.067 | -0.28492 | 908.5411 | 0.074379 | 917.824 | 0.026696 | 912.3064 | 0.12732 | 994.1161 | 0.18906 | 912.3064 | 18.979 | 908.5411 | 0 | 994.1161 | 0.25911 | 994.1161 | 0.20371
|  | 994.359 | 0 | 994.359 | 0 | 918.0643 | -0.20182 | 922.7246 | -0.2263 | 923.8025 | -0.014053 | 912.5458 | 0 | 912.5458 | 0 | 994.359 | -0.11539 | 908.7764 | 0 | 922.7246 | -0.11793 | 912.5458 | -0.041377 | 912.3064 | 0.19537 | 908.7764 | -0.047106 | 918.0643 | 0.026452 | 912.5458 | -0.099458 | 994.359 | -0.017391 | 912.5458 | 19.1843 | 908.7764 | 0 | 994.359 | 0.12723 | 994.359 | 0.14475
|  | 994.6018 | 0 | 994.6018 | 0 | 918.3046 | 0.26447 | 922.9662 | 0.041614 | 924.0463 | -0.037852 | 912.7852 | 0 | 912.7852 | 0 | 994.6018 | 0.1246 | 909.0116 | 0 | 922.9662 | 0.031177 | 912.7852 | 0.00044145 | 912.5458 | -0.31409 | 909.0116 | 0.11373 | 918.3046 | 0.026219 | 912.7852 | 0.15673 | 994.6018 | 0.16578 | 912.7852 | 19.2526 | 909.0116 | 0 | 994.6018 | 0.24299 | 994.6018 | 0.18564
|  | 994.8447 | 0 | 994.8447 | 0 | 918.5449 | -0.15098 | 923.2078 | -0.36632 | 924.2902 | -0.0095019 | 913.0247 | 0 | 913.0247 | 0 | 994.8447 | -0.094931 | 909.2469 | 0 | 923.2078 | -0.032363 | 913.0247 | -0.0059607 | 912.7852 | 0.19198 | 909.2469 | -0.16634 | 918.5449 | 0.026008 | 913.0247 | -0.027665 | 994.8447 | 0.043003 | 913.0247 | 19.4967 | 909.2469 | 0 | 994.8447 | 0.12298 | 994.8447 | 0.13532
|  | 995.0875 | 0 | 995.0875 | 0 | 918.7852 | 0.19981 | 923.4495 | 0.056428 | 924.5341 | -0.035538 | 913.264 | 0 | 913.264 | 0 | 995.0875 | 0.14046 | 909.4822 | 0 | 923.4495 | 0.045919 | 913.264 | 0.028734 | 913.0247 | 0.11057 | 909.4822 | 0.12167 | 918.7852 | 0.025824 | 913.264 | 0.064629 | 995.0875 | 0.19266 | 913.264 | 19.5819 | 909.4822 | 0 | 995.0875 | 0.22304 | 995.0875 | 0.19064
|  | 995.3304 | 0 | 995.3304 | 0 | 919.0256 | -0.21852 | 923.6912 | -0.12183 | 924.778 | -0.011772 | 913.5035 | 0 | 913.5035 | 0 | 995.3304 | -0.1385 | 909.7175 | 0 | 923.6912 | -0.060999 | 913.5035 | -0.013135 | 913.264 | 0.11261 | 909.7175 | -0.037346 | 919.0256 | 0.025667 | 913.5035 | -0.029296 | 995.3304 | 0.012569 | 913.5035 | 19.7828 | 909.7175 | 0 | 995.3304 | 0.14529 | 995.3304 | 0.15153
|  | 995.5733 | 0 | 995.5733 | 0 | 919.2659 | 0.26522 | 923.9329 | 0.21499 | 925.0218 | -0.041483 | 913.7429 | 0 | 913.7429 | 0 | 995.5733 | 0.14972 | 909.9528 | 0 | 923.9329 | -0.019825 | 913.7429 | 0.039242 | 913.5035 | -0.27949 | 909.9528 | 0.19866 | 919.2659 | 0.025533 | 913.7429 | 0.075851 | 995.5733 | 0.18572 | 913.7429 | 19.9116 | 909.9528 | 0 | 995.5733 | 0.23489 | 995.5733 | 0.20457
|  | 995.8162 | 0 | 995.8162 | 0 | 919.5062 | -0.26901 | 924.1745 | -0.17094 | 925.2658 | -0.0081435 | 913.9824 | 0 | 913.9824 | 0 | 995.8162 | -0.1121 | 910.188 | 0 | 924.1745 | -0.025416 | 913.9824 | -0.017815 | 913.7429 | 0.16959 | 910.188 | 0.31214 | 919.5062 | 0.025416 | 913.9824 | -0.025233 | 995.8162 | 0.02768 | 913.9824 | 20.1317 | 910.188 | 0 | 995.8162 | 0.12423 | 995.8162 | 0.14156
|  | 996.0591 | 0 | 996.0591 | 0 | 919.7466 | 0.24227 | 924.4162 | 0.03871 | 925.5096 | -0.046192 | 914.2219 | 0 | 914.2219 | 0 | 996.0591 | 0.17324 | 910.4233 | 0 | 924.4162 | 0.027619 | 914.2219 | 0.054923 | 913.9824 | -0.29306 | 910.4233 | 0.035577 | 919.7466 | 0.025308 | 914.2219 | 0.10604 | 996.0591 | 0.21946 | 914.2219 | 20.2252 | 910.4233 | 0 | 996.0591 | 0.26287 | 996.0591 | 0.20088
|  | 996.302 | 0 | 996.302 | 0 | 919.9869 | -0.12862 | 924.6579 | -0.3109 | 925.7535 | -0.018047 | 914.4613 | 0 | 914.4613 | 0 | 996.302 | -0.10621 | 910.6587 | 0 | 924.6579 | -0.0305 | 914.4613 | -0.029226 | 914.2219 | 0.11261 | 910.6587 | 0.11231 | 919.9869 | 0.025202 | 914.4613 | -0.068886 | 996.302 | -0.024649 | 914.4613 | 20.4116 | 910.6587 | 0 | 996.302 | 0.11458 | 996.302 | 0.15675
|  | 996.5449 | 0 | 996.5449 | 0 | 920.2273 | 0.25369 | 924.8996 | 0.18012 | 925.9975 | -0.042468 | 914.7007 | 0 | 914.7007 | 0 | 996.5449 | 0.18235 | 910.894 | 0 | 924.8996 | 0.075232 | 914.7007 | 0.039981 | 914.4613 | -0.10515 | 910.894 | 0.03856 | 920.2273 | 0.025092 | 914.7007 | 0.113 | 996.5449 | 0.17916 | 914.7007 | 20.4807 | 910.894 | 0 | 996.5449 | 0.25142 | 996.5449 | 0.21263
|  | 996.7878 | 0 | 996.7878 | 0 | 920.4677 | -0.20432 | 925.1413 | -0.39137 | 926.2414 | -0.015525 | 914.9402 | 0 | 914.9402 | 0 | 996.7878 | -0.090028 | 911.1293 | 0 | 925.1413 | -0.086076 | 914.9402 | -0.0064644 | 914.7007 | 0.25982 | 911.1293 | -0.0079147 | 920.4677 | 0.024979 | 914.9402 | -0.068499 | 996.7878 | 0.03999 | 914.9402 | 20.7566 | 911.1293 | 0 | 996.7878 | 0.14203 | 996.7878 | 0.15446
|  | 997.0307 | 0 | 997.0307 | 0 | 920.7081 | 0.24139 | 925.383 | 0.34127 | 926.4854 | -0.038341 | 915.1798 | 0 | 915.1798 | 0 | 997.0307 | 0.16697 | 911.3646 | 0 | 925.383 | 0.050494 | 915.1798 | 0.015927 | 914.9402 | -0.15942 | 911.3646 | 0.35557 | 920.7081 | 0.024871 | 915.1798 | 0.11881 | 997.0307 | 0.21413 | 915.1798 | 20.7966 | 911.3646 | 0 | 997.0307 | 0.27286 | 997.0307 | 0.20808
|  | 997.2736 | 0 | 997.2736 | 0 | 920.9485 | -0.1535 | 925.6248 | -0.28037 | 926.7293 | -0.014828 | 915.4193 | 0 | 915.4193 | 0 | 997.2736 | -0.099939 | 911.6 | 0 | 925.6248 | -0.025586 | 915.4193 | -0.022905 | 915.1798 | 0.29645 | 911.6 | -0.056896 | 920.9485 | 0.024779 | 915.4193 | -0.010824 | 997.2736 | -0.0023632 | 915.4193 | 21.0235 | 911.6 | 0 | 997.2736 | 0.15835 | 997.2736 | 0.17195
|  | 997.5166 | 0 | 997.5166 | 0 | 921.1888 | 0.19871 | 925.8665 | -0.0012075 | 926.9733 | -0.046122 | 915.6588 | 0 | 915.6588 | 0 | 997.5166 | 0.21815 | 911.8353 | 0 | 925.8665 | 0.042869 | 915.6588 | 0.023069 | 915.4193 | -0.2354 | 911.8353 | -0.057632 | 921.1888 | 0.024723 | 915.6588 | 0.089396 | 997.5166 | 0.21371 | 915.6588 | 21.091 | 911.8353 | 0 | 997.5166 | 0.31242 | 997.5166 | 0.24459
|  | 997.7595 | 0 | 997.7595 | 0 | 921.4293 | -0.19494 | 926.1082 | -0.19356 | 927.2172 | -0.017151 | 915.8982 | 0 | 915.8982 | 0 | 997.7595 | -0.096492 | 912.0707 | 0 | 926.1082 | -0.0305 | 915.8982 | -0.024136 | 915.6588 | 0.40431 | 912.0707 | 0.27183 | 921.4293 | 0.024725 | 915.8982 | -0.11416 | 997.7595 | -0.011031 | 915.8982 | 21.2633 | 912.0707 | 0 | 997.7595 | 0.16733 | 997.7595 | 0.14847
|  | 998.0024 | 0 | 998.0024 | 0 | 921.6697 | 0.25234 | 926.35 | 0.19233 | 927.4612 | -0.043807 | 916.1378 | 0 | 916.1378 | 0 | 998.0024 | 0.21807 | 912.306 | 0 | 926.35 | 0.049646 | 916.1378 | 0.018882 | 915.8982 | -0.30595 | 912.306 | 0.23404 | 921.6697 | 0.024805 | 916.1378 | 0.15132 | 998.0024 | 0.20158 | 916.1378 | 21.4552 | 912.306 | 0 | 998.0024 | 0.2626 | 998.0024 | 0.2068
|  | 998.2453 | 0 | 998.2453 | 0 | 921.9101 | -0.1829 | 926.5917 | -0.18665 | 927.7052 | -0.012614 | 916.3773 | 0 | 916.3773 | 0 | 998.2453 | -0.12306 | 912.5414 | 0 | 926.5917 | -0.011978 | 916.3773 | 0.002382 | 916.1378 | 0.1255 | 912.5414 | -0.043664 | 921.9101 | 0.02498 | 916.3773 | -0.099071 | 998.2453 | 0.037971 | 916.3773 | 21.6079 | 912.5414 | 0 | 998.2453 | 0.17512 | 998.2453 | 0.17656
|  | 998.4883 | 0 | 998.4883 | 0 | 922.1506 | 0.22869 | 926.8334 | 0.25725 | 927.9492 | -0.042242 | 916.6168 | 0 | 916.6168 | 0 | 998.4883 | -0.12847 | 912.7768 | 0 | 926.8334 | 0.038972 | 916.6168 | 0.031197 | 916.3773 | -0.077335 | 912.7768 | 0.036323 | 922.1506 | 0.025256 | 916.6168 | 0.052632 | 998.4883 | -0.039781 | 916.6168 | 21.6275 | 912.7768 | 0 | 998.4883 | 0.15752 | 998.4883 | 0.13407
|  | 998.7312 | 0 | 998.7312 | 0 | 922.391 | -0.17037 | 927.0752 | -0.24675 | 928.1932 | -0.014065 | 916.8563 | 0 | 916.8563 | 0 | 998.7312 | 0.22936 | 913.0122 | 0 | 927.0752 | -0.035922 | 916.8563 | -0.011822 | 916.6168 | 0.30323 | 913.0121 | -0.089044 | 922.391 | 0.025629 | 916.8563 | -0.024314 | 998.7312 | 0.21378 | 916.8563 | 21.9062 | 913.0121 | 0 | 998.7312 | 0.28966 | 998.7312 | 0.24745
|  | 998.9742 | 0 | 998.9742 | 0 | 922.6315 | 0.22349 | 927.317 | 0.21457 | 928.4372 | -0.040536 | 917.0959 | 0 | 917.0959 | 0 | 998.9742 | -0.10881 | 913.2476 | 0 | 927.317 | 0.046427 | 917.0959 | 0.026025 | 916.8563 | -0.12482 | 913.2476 | 0.2119 | 922.6315 | 0.02608 | 917.0959 | 0.1161 | 998.9742 | 0.012335 | 917.0959 | 22.0247 | 913.2476 | 0 | 998.9742 | 0.15083 | 998.9742 | 0.17262
|  | 999.2171 | 0 | 999.2171 | 0 | 922.8719 | -0.15185 | 927.5588 | -0.38198 | 928.6812 | -0.0095575 | 917.3355 | 0 | 917.3355 | 0 | 999.2171 | 0.17692 | 913.4829 | 0 | 927.5588 | -0.021858 | 917.3355 | -0.017322 | 917.0959 | 0.31002 | 913.4829 | 0.06567 | 922.8719 | 0.026584 | 917.3355 | -0.056115 | 999.2171 | 0.19984 | 917.3355 | 22.1401 | 913.4829 | 0 | 999.2171 | 0.28064 | 999.2171 | 0.25879
|  | 999.4601 | 0 | 999.4601 | 0 | 923.1124 | 0.26017 | 927.8005 | 0.19352 | 928.9252 | -0.03536 | 917.575 | 0 | 917.575 | 0 | 999.4601 | -0.16376 | 913.7183 | 0 | 927.8005 | 0.064557 | 917.575 | 0.041459 | 917.3355 | -0.15874 | 913.7183 | 0.097318 | 923.1124 | 0.02711 | 917.575 | 0.12384 | 999.4601 | 0.022009 | 917.575 | 22.2269 | 913.7183 | 0 | 999.4601 | 0.17401 | 999.4601 | 0.18083
|  | 999.703 | 0 | 999.703 | 0 | 923.3528 | -0.19035 | 928.0424 | -0.4853 | 929.1693 | -0.0075421 | 917.8146 | 0 | 917.8146 | 0 | 999.703 | 0.20854 | 913.9537 | 0 | 928.0424 | -0.056424 | 917.8146 | -0.005903 | 917.575 | 0.24625 | 913.9537 | 0.028535 | 923.3528 | 0.027626 | 917.8146 | -0.033864 | 999.703 | 0.24378 | 917.8146 | 22.5393 | 913.9537 | 0 | 999.703 | 0.29561 | 999.703 | 0.24699
|  | 999.946 | 0 | 999.946 | 0 | 923.5933 | 0.27049 | 928.2841 | -0.0011687 | 929.4133 | -0.033929 | 918.0541 | 0 | 918.0541 | 0 | 999.946 | -0.1259 | 914.1892 | 0 | 928.2841 | 0.040497 | 918.0541 | 0.0033819 | 917.8146 | -0.012914 | 914.1891 | 0.32979 | 923.5933 | 0.028108 | 918.0541 | 0.13081 | 999.946 | -0.010669 | 918.0541 | 22.6174 | 914.1891 | 0 | 999.946 | 0.19476 | 999.946 | 0.13791
|  | 1000.189 | 0 | 1000.189 | 0 | 923.8339 | -0.16669 | 928.5259 | -0.22026 | 929.6574 | -0.0015263 | 918.2937 | 0 | 918.2937 | 0 | 1000.189 | 0.16883 | 914.4246 | 0 | 928.5259 | -0.05151 | 918.2937 | -0.0034655 | 918.0541 | 0.22793 | 914.4246 | -0.18779 | 923.8339 | 0.028538 | 918.2937 | -0.095588 | 1000.189 | 0.22603 | 918.2937 | 22.8686 | 914.4246 | 0 | 1000.189 | 0.2932 | 1000.189 | 0.23714
|  | 1000.432 | 0 | 1000.432 | 0 | 924.0743 | 0.27844 | 928.7678 | 0.14776 | 929.9015 | -0.028288 | 918.5333 | 0 | 918.5333 | 0 | 1000.432 | 0.010062 | 914.66 | 0 | 928.7678 | 0.037785 | 918.5333 | 0.01059 | 918.2937 | 0.0621 | 914.66 | 0.42419 | 924.0743 | 0.028906 | 918.5333 | 0.19853 | 1000.432 | 0.013006 | 918.5333 | 22.8831 | 914.66 | 0 | 1000.432 | 0.016157 | 1000.432 | 0.013098
|  | 1000.6749 | 0 | 1000.6749 | 0 | 924.3149 | -0.15456 | 929.0096 | -0.25442 | 930.1456 | -0.0010747 | 918.7729 | 0 | 918.7729 | 0 | 1000.6749 | 0 | 914.8954 | 0 | 929.0096 | -0.034397 | 918.7729 | -0.029391 | 918.5333 | 0.19401 | 914.8954 | 0.028165 | 924.3149 | 0.029208 | 918.7729 | -0.056115 | 1000.6749 | 0 | 918.7729 | 23.152 | 914.8954 | 0 | 1000.6749 | 0 | 1000.6749 | 0
|  | 1000.9179 | 0 | 1000.9179 | 0 | 924.5554 | 0.22591 | 929.2514 | 0.3945 | 930.3896 | -0.029785 | 919.0125 | 0 | 919.0125 | 0 | 1000.9179 | 0 | 915.1308 | 0 | 929.2514 | 0.053544 | 919.0125 | 0.046713 | 918.7729 | -0.21233 | 915.1308 | 0.13325 | 924.5554 | 0.029437 | 919.0125 | 0.12848 | 1000.9179 | 0 | 919.0125 | 23.1681 | 915.1308 | 0 | 1000.9179 | 0 | 1000.9179 | 0
|  | 1001.1609 | 0 | 1001.1609 | 0 | 924.7959 | -0.18672 | 929.4932 | -0.19609 | 930.6337 | -0.00024664 | 919.2521 | 0 | 919.2521 | 0 | 1001.1609 | 0 | 915.3663 | 0 | 929.4932 | -0.010488 | 919.2521 | -0.036615 | 919.0125 | 0.31748 | 915.3663 | 0.0082662 | 924.7959 | 0.029588 | 919.2521 | -0.056115 | 1001.1609 | 0 | 919.2521 | 23.424 | 915.3663 | 0 | 1001.1609 | 0 | 1001.1609 | 0
|  | 1001.4039 | 0 | 1001.4039 | 0 | 925.0364 | 0.29862 | 929.7351 | -0.018618 | 930.8778 | -0.027954 | 919.4917 | 0 | 919.4917 | 0 | 1001.4039 | 0 | 915.6017 | 0 | 929.7351 | 0.0054299 | 919.4917 | 0.03095 | 919.2521 | -0.15874 | 915.6017 | 0.1464 | 925.0364 | 0.029652 | 919.4917 | 0.14667 | 1001.4039 | 0 | 919.4917 | 23.3427 | 915.6017 | 0 | 1001.4039 | 0 | 1001.4039 | 0
|  | 1001.6469 | 0 | 1001.6469 | 0 | 925.277 | -0.17929 | 929.9769 | -0.1005 | 931.1219 | 0.0014999 | 919.7313 | 0 | 919.7313 | 0 | 1001.6469 | 0 | 915.8372 | 0 | 929.9769 | -0.026602 | 919.7313 | -0.003028 | 919.4917 | 0.13025 | 915.8372 | -0.091672 | 925.277 | 0.029622 | 919.7313 | -0.014046 | 1001.6469 | 0 | 919.7313 | 23.6469 | 915.8372 | 0 | 1001.6469 | 0 | 1001.6469 | 0
|  | 1001.8899 | 0 | 1001.8899 | 0 | 925.5175 | 0.20502 | 930.2188 | 0.34441 | 931.3661 | -0.02941 | 919.971 | 0 | 919.971 | 0 | 1001.8899 | 0 | 916.0726 | 0 | 930.2188 | 0.068116 | 919.971 | 0.039899 | 919.7313 | -0.12957 | 916.0726 | 0.3109 | 925.5175 | 0.029494 | 919.971 | 0.16022 | 1001.8899 | 0 | 919.971 | 23.7446 | 916.0726 | 0 | 1001.8899 | 0 | 1001.8899 | 0
|  | 1002.1329 | 0 | 1002.1329 | 0 | 925.7581 | -0.15526 | 930.4606 | -0.28233 | 931.6102 | -0.0052642 | 920.2106 | 0 | 920.2106 | 0 | 1002.1329 | 0 | 916.3081 | 0 | 930.4606 | -0.061338 | 920.2106 | -0.056318 | 919.971 | 0.20758 | 916.3081 | 0.04997 | 925.7581 | 0.029276 | 920.2106 | -0.071207 | 1002.1329 | 0 | 920.2106 | 23.9593 | 916.3081 | 0 | 1002.1329 | 0 | 1002.1329 | 0
|  | 1002.3759 | 0 | 1002.3759 | 0 | 925.9987 | 0.28185 | 930.7025 | 0.19436 | 931.8543 | -0.038265 | 920.4503 | 0 | 920.4503 | 0 | 1002.3759 | 0 | 916.5436 | 0 | 930.7025 | 0.043885 | 920.4503 | 0.016501 | 920.2106 | -0.092259 | 916.5436 | 0.10359 | 925.9987 | 0.028989 | 920.4503 | 0.11416 | 1002.3759 | 0 | 920.4503 | 24.01 | 916.5436 | 0 | 1002.3759 | 0 | 1002.3759 | 0
|  | 1002.619 | 0 | 1002.619 | 0 | 926.2393 | -0.21179 | 930.9444 | -0.10527 | 932.0985 | -0.008929 | 920.6899 | 0 | 920.6899 | 0 | 1002.619 | 0 | 916.779 | 0 | 930.9444 | -0.041513 | 920.6899 | -0.00094126 | 920.4503 | 0.12075 | 916.7791 | -0.10483 | 926.2393 | 0.028668 | 920.6899 | -0.071981 | 1002.619 | 0 | 920.6899 | 24.2619 | 916.7791 | 0 | 1002.619 | 0 | 1002.619 | 0
|  | 1002.862 | 0 | 1002.862 | 0 | 926.4799 | 0.23395 | 931.1863 | 0.29487 | 932.3427 | -0.036047 | 920.9296 | 0 | 920.9296 | 0 | 1002.862 | 0 | 917.0145 | 0 | 931.1863 | 0.0089288 | 920.9296 | 0.032182 | 920.6899 | -0.14517 | 917.0145 | 0.3334 | 926.4799 | 0.028355 | 920.9296 | 0.066564 | 1002.862 | 0 | 920.9296 | 24.3357 | 917.0145 | 0 | 1002.862 | 0 | 1002.862 | 0
|  | 1003.105 | 0 | 1003.105 | 0 | 926.7205 | -0.17818 | 931.4282 | -0.2969 | 932.5868 | -0.0081399 | 921.1693 | 0 | 921.1693 | 0 | 1003.105 | 0 | 917.25 | 0 | 931.4282 | -0.03948 | 921.1693 | -0.0017589 | 920.9296 | 0.36971 | 917.25 | 0.20079 | 926.7205 | 0.028097 | 921.1693 | -0.0219 | 1003.105 | 0 | 921.1693 | 24.6572 | 917.25 | 0 | 1003.105 | 0 | 1003.105 | 0
|  | 1003.348 | 0 | 1003.348 | 0 | 926.9611 | 0.27081 | 931.67 | 0.2425 | 932.831 | -0.035141 | 921.4089 | 0 | 921.4089 | 0 | 1003.348 | 0 | 917.4855 | 0 | 931.67 | 0.080146 | 921.4089 | 0.022084 | 921.1693 | -0.18248 | 917.4855 | -0.036184 | 926.9611 | 0.027931 | 921.4089 | 0.10604 | 1003.348 | 0 | 921.4089 | 24.7353 | 917.4855 | 0 | 1003.348 | 0 | 1003.348 | 0
|  | 1003.5911 | 0 | 1003.5911 | 0 | 927.2017 | -0.13845 | 931.912 | -0.11235 | 933.0751 | -0.0034532 | 921.6486 | 0 | 921.6486 | 0 | 1003.5911 | 0 | 917.721 | 0 | 931.912 | -0.057441 | 921.6486 | -0.053281 | 921.4089 | -0.06782 | 917.721 | -0.0042103 | 927.2017 | 0.02788 | 921.6486 | -0.05805 | 1003.5911 | 0 | 921.6486 | 25.0093 | 917.721 | 0 | 1003.5911 | 0 | 1003.5911 | 0
|  | 1003.8341 | 0 | 1003.8341 | 0 | 927.4423 | 0.1975 | 932.1539 | 0.11609 | 933.3193 | -0.027733 | 921.8883 | 0 | 921.8883 | 0 | 1003.8341 | 0 | 917.9565 | 0 | 932.1539 | 0.073029 | 921.8883 | 0.032757 | 921.6486 | -0.3012 | 917.9565 | 0.06078 | 927.4423 | 0.027945 | 921.8883 | 0.15093 | 1003.8341 | 0 | 921.8883 | 25.1411 | 917.9565 | 0 | 1003.8341 | 0 | 1003.8341 | 0
|  | 1004.0772 | 0 | 1004.0772 | 0 | 927.6829 | -0.21182 | 932.3958 | -0.18984 | 933.5635 | 0.0044392 | 922.128 | 0 | 922.128 | 0 | 1004.0772 | 0 | 918.1921 | 0 | 932.3958 | -0.041683 | 922.128 | -0.0099337 | 921.8883 | 0.25643 | 918.1921 | -0.029975 | 927.6829 | 0.028109 | 922.128 | -0.046053 | 1004.0772 | 0 | 922.128 | 25.4379 | 918.1921 | 0 | 1004.0772 | 0 | 1004.0772 | 0
|  | 1004.3202 | 0 | 1004.3202 | 0 | 927.9235 | 0.27282 | 932.6377 | 0.37258 | 933.8077 | -0.030516 | 922.3677 | 0 | 922.3677 | 0 | 1004.3202 | 0 | 918.4275 | 0 | 932.6377 | 0.039649 | 922.3677 | 0.047124 | 922.128 | -0.23675 | 918.4276 | 0.035877 | 927.9235 | 0.028336 | 922.3677 | 0.14938 | 1004.3202 | 0 | 922.3677 | 25.4536 | 918.4276 | 0 | 1004.3202 | 0 | 1004.3202 | 0
|  | 1004.5633 | 0 | 1004.5633 | 0 | 928.1642 | -0.17565 | 932.8796 | 0.044867 | 934.052 | -0.0025035 | 922.6074 | 0 | 922.6074 | 0 | 1004.5633 | 0 | 918.6631 | 0 | 932.8796 | -0.040158 | 922.6074 | -0.01839 | 922.3677 | 0.012309 | 918.6631 | 0.16676 | 928.1642 | 0.028581 | 922.6074 | -0.086687 | 1004.5633 | 0 | 922.6074 | 25.6675 | 918.6631 | 0 | 1004.5633 | 0 | 1004.5633 | 0
|  | 1004.8063 | 0 | 1004.8063 | 0 | 928.4048 | 0.19423 | 933.1216 | 0.35067 | 934.2962 | -0.03094 | 922.8471 | 0 | 922.8471 | 0 | 1004.8063 | 0 | 918.8986 | 0 | 933.1216 | 0.12793 | 922.8471 | 0.045153 | 922.6074 | -0.18791 | 918.8986 | -0.023952 | 928.4048 | 0.028798 | 922.8471 | 0.075077 | 1004.8063 | 0 | 922.8471 | 25.7393 | 918.8986 | 0 | 1004.8063 | 0 | 1004.8063 | 0
|  | 1005.0494 | 0 | 1005.0494 | 0 | 928.6455 | -0.19776 | 933.3635 | -0.20565 | 934.5405 | -0.0015985 | 923.0869 | 0 | 923.0869 | 0 | 1005.0494 | 0 | 919.1342 | 0 | 933.3635 | -0.031686 | 923.0869 | -0.022577 | 922.8471 | 0.089545 | 919.1342 | 0.16125 | 928.6455 | 0.02895 | 923.0869 | 0.030083 | 1005.0494 | 0 | 923.0869 | 25.9709 | 919.1342 | 0 | 1005.0494 | 0 | 1005.0494 | 0
|  | 1005.2925 | 0 | 1005.2925 | 0 | 928.8862 | 0.19061 | 933.6055 | 0.22475 | 934.7847 | -0.034358 | 923.3266 | 0 | 923.3266 | 0 | 1005.2925 | 0 | 919.3697 | 0 | 933.6055 | 0.048121 | 923.3266 | 0.024875 | 923.0869 | -0.10583 | 919.3698 | -0.0078732 | 928.8862 | 0.02901 | 923.3266 | 0.18382 | 1005.2925 | 0 | 923.3266 | 25.9987 | 919.3698 | 0 | 1005.2925 | 0 | 1005.2925 | 0
|  | 1005.5356 | 0 | 1005.5356 | 0 | 929.1269 | -0.12301 | 933.8474 | -0.34441 | 935.0289 | -0.0084303 | 923.5664 | 0 | 923.5664 | 0 | 1005.5356 | 0 | 919.6053 | 0 | 933.8474 | -0.036261 | 923.5664 | -0.02701 | 923.3266 | 0.57662 | 919.6053 | -0.024061 | 929.1269 | 0.028972 | 923.5664 | -0.13971 | 1005.5356 | 0 | 923.5664 | 26.1714 | 919.6053 | 0 | 1005.5356 | 0 | 1005.5356 | 0
|  | 1005.7786 | 0 | 1005.7786 | 0 | 929.3676 | 0.17668 | 934.0894 | 0.089733 | 935.2732 | -0.038999 | 923.8061 | 0 | 923.8061 | 0 | 1005.7786 | 0 | 919.8409 | 0 | 934.0894 | 0.044394 | 923.8061 | 0.020032 | 923.5664 | -0.25507 | 919.8409 | 0.11881 | 929.3676 | 0.028845 | 923.8061 | 0.067725 | 1005.7786 | 0 | 923.8061 | 26.2429 | 919.8409 | 0 | 1005.7786 | 0 | 1005.7786 | 0
|  | 1006.0217 | 0 | 1006.0217 | 0 | 929.6083 | -0.17708 | 934.3314 | -0.25034 | 935.5175 | -0.013667 | 924.0458 | 0 | 924.0458 | 0 | 1006.0217 | 0 | 920.0764 | 0 | 934.3314 | -0.034058 | 924.0458 | -0.0321 | 923.8061 | 0.31816 | 920.0764 | -0.11341 | 929.6083 | 0.028656 | 924.0458 | -0.028358 | 1006.0217 | 0 | 924.0458 | 26.5372 | 920.0764 | 0 | 1006.0217 | 0 | 1006.0217 | 0
|  | 1006.2648 | 0 | 1006.2648 | 0 | 929.8489 | 0.21916 | 934.5734 | 0.20765 | 935.7618 | -0.048064 | 924.2856 | 0 | 924.2856 | 0 | 1006.2648 | 0 | 920.312 | 0 | 934.5734 | -0.0051953 | 924.2856 | 0.044825 | 924.0458 | -0.20012 | 920.312 | 0.14403 | 929.8489 | 0.028438 | 924.2856 | 0.086687 | 1006.2648 | 0 | 924.2856 | 26.6589 | 920.312 | 0 | 1006.2648 | 0 | 1006.2648 | 0
|  | 1006.5079 | 0 | 1006.5079 | 0 | 930.0897 | -0.19196 | 934.8154 | -0.24402 | 936.006 | -0.020098 | 924.5254 | 0 | 924.5254 | 0 | 1006.5079 | 0 | 920.5476 | 0 | 934.8154 | 0.017622 | 924.5254 | -0.0020749 | 924.2856 | 0.21776 | 920.5476 | -0.07309 | 930.0897 | 0.02823 | 924.5254 | -0.06966 | 1006.5079 | 0 | 924.5254 | 26.9596 | 920.5476 | 0 | 1006.5079 | 0 | 1006.5079 | 0
|  | 1006.751 | 0 | 1006.751 | 0 | 930.3304 | 0.1732 | 935.0573 | 0.32875 | 936.2504 | -0.053665 | 924.7651 | 0 | 924.7651 | 0 | 1006.751 | 0 | 920.7831 | 0 | 935.0573 | 0.023044 | 924.7651 | 0.040556 | 924.5254 | -0.041036 | 920.7831 | 0.046162 | 930.3304 | 0.028066 | 924.7651 | 0.25271 | 1006.751 | 0 | 924.7651 | 27.0302 | 920.7831 | 0 | 1006.751 | 0 | 1006.751 | 0
|  | 1006.9941 | 0 | 1006.9941 | 0 | 930.5711 | -0.21579 | 935.2993 | -0.20346 | 936.4947 | -0.020778 | 925.0049 | 0 | 925.0049 | 0 | 1006.9941 | 0 | 921.0187 | 0 | 935.2993 | -0.058796 | 925.0049 | -0.041213 | 924.7651 | 0.033506 | 921.0187 | 0.11703 | 930.5711 | 0.02797 | 925.0049 | -0.055341 | 1006.9941 | 0 | 925.0049 | 27.2975 | 921.0187 | 0 | 1006.9941 | 0 | 1006.9941 | 0
|  | 1007.2372 | 0 | 1007.2372 | 0 | 930.8119 | 0.23289 | 935.5413 | 0.20593 | 936.739 | -0.053519 | 925.2447 | 0 | 925.2447 | 0 | 1007.2372 | 0 | 921.2543 | 0 | 935.5413 | 0.028127 | 925.2447 | 0.017487 | 925.0049 | -0.21165 | 921.2543 | 0.21189 | 930.8119 | 0.02795 | 925.2447 | 0.15519 | 1007.2372 | 0 | 925.2447 | 27.4251 | 921.2543 | 0 | 1007.2372 | 0 | 1007.2372 | 0
|  | 1007.4803 | 0 | 1007.4803 | 0 | 931.0526 | -0.1843 | 935.7834 | -0.20813 | 936.9833 | -0.023683 | 925.4846 | 0 | 925.4846 | 0 | 1007.4803 | 0 | 921.49 | 0 | 935.7834 | -0.03033 | 925.4846 | -0.049997 | 925.2447 | 0.44433 | 921.49 | -0.052471 | 931.0526 | 0.027999 | 925.4846 | -0.10333 | 1007.4803 | 0 | 925.4846 | 27.6594 | 921.49 | 0 | 1007.4803 | 0 | 1007.4803 | 0
|  | 1007.7234 | 0 | 1007.7234 | 0 | 931.2934 | 0.22756 | 936.0254 | 0.10848 | 937.2277 | -0.050171 | 925.7244 | 0 | 925.7244 | 0 | 1007.7234 | 0 | 921.7256 | 0 | 936.0254 | 0.070996 | 925.7244 | 0.022659 | 925.4846 | -0.2571 | 921.7256 | 0.28126 | 931.2934 | 0.02809 | 925.7244 | 0.10449 | 1007.7234 | 0 | 925.7244 | 27.7547 | 921.7256 | 0 | 1007.7234 | 0 | 1007.7234 | 0
|  | 1007.9666 | 0 | 1007.9666 | 0 | 931.5341 | -0.18161 | 936.2674 | -0.34754 | 937.472 | -0.017213 | 925.9642 | 0 | 925.9642 | 0 | 1007.9666 | 0 | 921.9612 | 0 | 936.2674 | -0.035074 | 925.9642 | -0.021591 | 925.7244 | 0.37039 | 921.9612 | -0.24072 | 931.5341 | 0.02819 | 925.9642 | -0.081656 | 1007.9666 | 0 | 925.9642 | 27.951 | 921.9612 | 0 | 1007.9666 | 0 | 1007.9666 | 0
|  | 1008.2097 | 0 | 1008.2097 | 0 | 931.7749 | 0.20065 | 936.5095 | 0.082245 | 937.7164 | -0.048153 | 926.204 | 0 | 926.204 | 0 | 1008.2097 | 0 | 922.1968 | 0 | 936.5095 | 0.036938 | 926.204 | 0.056236 | 925.9642 | -0.24896 | 922.1968 | 0.19666 | 931.7749 | 0.028254 | 926.204 | 0.11687 | 1008.2097 | 0 | 926.204 | 27.8835 | 922.1968 | 0 | 1008.2097 | 0 | 1008.2097 | 0
|  | 1008.4528 | 0 | 1008.4528 | 0 | 932.0157 | -0.15536 | 936.7515 | -0.39763 | 937.9607 | -0.020298 | 926.4438 | 0 | 926.4438 | 0 | 1008.4528 | 0 | 922.4324 | 0 | 936.7515 | -0.0064788 | 926.4438 | 0.011576 | 926.204 | 0.19809 | 922.4324 | 0.057091 | 932.0157 | 0.028245 | 926.4438 | -0.1072 | 1008.4528 | 0 | 926.4438 | 28.1912 | 922.4324 | 0 | 1008.4528 | 0 | 1008.4528 | 0
|  | 1008.696 | 0 | 1008.696 | 0 | 932.2565 | 0.28418 | 936.9935 | -0.0073104 | 938.2051 | -0.046607 | 926.6836 | 0 | 926.6836 | 0 | 1008.696 | 0 | 922.6681 | 0 | 936.9935 | 0.029313 | 926.6836 | 0.0096874 | 926.4438 | -0.069194 | 922.6681 | 0.075387 | 932.2565 | 0.028133 | 926.6836 | 0.13661 | 1008.696 | 0 | 926.6836 | 28.2458 | 922.6681 | 0 | 1008.696 | 0 | 1008.696 | 0
|  | 1008.9391 | 0 | 1008.9391 | 0 | 932.4973 | -0.11187 | 937.2356 | -0.45086 | 938.4495 | -0.012542 | 926.9235 | 0 | 926.9235 | 0 | 1008.9391 | 0 | 922.9037 | 0 | 937.2356 | -0.038633 | 926.9235 | -0.018636 | 926.6836 | 0.32155 | 922.9037 | 0.063111 | 932.4973 | 0.027905 | 926.9235 | -0.060372 | 1008.9391 | 0 | 926.9235 | 28.4824 | 922.9037 | 0 | 1008.9391 | 0 | 1008.9391 | 0
|  | 1009.1822 | 0 | 1009.1822 | 0 | 932.7381 | 0.25277 | 937.4777 | 0.11342 | 938.6938 | -0.050208 | 927.1633 | 0 | 927.1633 | 0 | 1009.1822 | 0 | 923.1394 | 0 | 937.4777 | 0.09404 | 927.1633 | -0.0015824 | 926.9235 | -0.3012 | 923.1394 | 0.13793 | 932.7381 | 0.027567 | 927.1633 | 0.11262 | 1009.1822 | 0 | 927.1633 | 28.6296 | 923.1394 | 0 | 1009.1822 | 0 | 1009.1822 | 0
|  | 1009.4254 | 0 | 1009.4254 | 0 | 932.9789 | -0.2175 | 937.7197 | -0.41955 | 938.9382 | -0.016381 | 927.4032 | 0 | 927.4032 | 0 | 1009.4254 | 0 | 923.3751 | 0 | 937.7197 | -0.064218 | 927.4032 | -0.060259 | 927.1633 | 0.20962 | 923.3751 | -0.19745 | 932.9789 | 0.027143 | 927.4032 | -0.041796 | 1009.4254 | 0 | 927.4032 | 28.8149 | 923.3751 | 0 | 1009.4254 | 0 | 1009.4254 | 0
|  | 1009.6685 | 0 | 1009.6685 | 0 | 933.2197 | 0.2157 | 937.9618 | 0.42581 | 939.1826 | -0.047429 | 927.6431 | 0 | 927.6431 | 0 | 1009.6685 | 0 | 923.6107 | 0 | 937.9618 | 0.029144 | 927.6431 | 0.019785 | 927.4032 | -0.22929 | 923.6107 | 0.10375 | 933.2197 | 0.026671 | 927.6431 | 0.14861 | 1009.6685 | 0 | 927.6431 | 28.9978 | 923.6107 | 0 | 1009.6685 | 0 | 1009.6685 | 0
|  | 1009.9117 | 0 | 1009.9117 | 0 | 933.4606 | -0.24395 | 938.2039 | -0.11099 | 939.4271 | -0.010898 | 927.8829 | 0 | 927.8829 | 0 | 1009.9117 | 0 | 923.8464 | 0 | 938.2039 | -0.063202 | 927.8829 | -0.033167 | 927.6431 | 0.63021 | 923.8464 | 0.095094 | 933.4606 | 0.026197 | 927.8829 | -0.10565 | 1009.9117 | 0 | 927.8829 | 29.236 | 923.8464 | 0 | 1009.9117 | 0 | 1009.9117 | 0
|  | 1010.1549 | 0 | 1010.1549 | 0 | 933.7014 | 0.26233 | 938.446 | 0.19584 | 939.6715 | -0.042774 | 928.1228 | 0 | 928.1228 | 0 | 1010.1549 | 0 | 924.082 | 0 | 938.446 | 0.056255 | 928.1228 | 0.030376 | 927.8829 | -0.092259 | 924.082 | 0.21764 | 933.7014 | 0.025768 | 928.1228 | 0.09791 | 1010.1549 | 0 | 928.1228 | 29.2968 | 924.082 | 0 | 1010.1549 | 0 | 1010.1549 | 0
|  | 1010.398 | 0 | 1010.398 | 0 | 933.9423 | -0.19355 | 938.6881 | -0.2765 | 939.9159 | -0.013349 | 928.3627 | 0 | 928.3627 | 0 | 1010.398 | 0 | 924.3178 | 0 | 938.6881 | -0.079468 | 928.3627 | -0.0070564 | 928.1228 | 0.26524 | 924.3177 | -0.050455 | 933.9423 | 0.025427 | 928.3627 | 0.015819 | 1010.398 | 0 | 928.3627 | 29.6756 | 924.3177 | 0 | 1010.398 | 0 | 1010.398 | 0
|  | 1010.6412 | 0 | 1010.6412 | 0 | 934.1831 | 0.24352 | 938.9302 | 0.16401 | 940.1603 | -0.045052 | 928.6026 | 0 | 928.6026 | 0 | 1010.6412 | 0 | 924.5534 | 0 | 938.9302 | 0.056932 | 928.6026 | 0.057714 | 928.3627 | -0.23675 | 924.5534 | 0.09685 | 934.1831 | 0.025205 | 928.6026 | 0.1459 | 1010.6412 | 0 | 928.6026 | 29.7133 | 924.5534 | 0 | 1010.6412 | 0 | 1010.6412 | 0
|  | 1010.8844 | 0 | 1010.8844 | 0 | 934.424 | -0.15474 | 939.1723 | -0.20334 | 940.4048 | -0.008981 | 928.8425 | 0 | 928.8425 | 0 | 1010.8844 | 0 | 924.7891 | 0 | 939.1723 | -0.04541 | 928.8425 | -0.054266 | 928.6026 | 0.48165 | 924.7891 | 0.034579 | 934.424 | 0.025118 | 928.8425 | -0.064242 | 1010.8844 | 0 | 928.8425 | 30.0748 | 924.7891 | 0 | 1010.8844 | 0 | 1010.8844 | 0
|  | 1011.1275 | 0 | 1011.1275 | 0 | 934.6649 | 0.16362 | 939.4144 | 0.20112 | 940.6492 | -0.040946 | 929.0824 | 0 | 929.0824 | 0 | 1011.1275 | 0 | 925.0248 | 0 | 939.4144 | 0.067777 | 929.0824 | 0.007527 | 928.8425 | -0.11261 | 925.0248 | 0.21336 | 934.6649 | 0.025169 | 929.0824 | 0.14822 | 1011.1275 | 0 | 929.0824 | 30.0497 | 925.0248 | 0 | 1011.1275 | 0 | 1011.1275 | 0
|  | 1011.3707 | 0 | 1011.3707 | 0 | 934.9058 | -0.23356 | 939.6566 | -0.37258 | 940.8937 | -0.0066814 | 929.3223 | 0 | 929.3223 | 0 | 1011.3707 | 0 | 925.2605 | 0 | 939.6566 | -0.076079 | 929.3223 | -0.026764 | 929.0824 | 0.32969 | 925.2605 | -0.12982 | 934.9058 | 0.025349 | 929.3223 | -0.0027717 | 1011.3707 | 0 | 929.3223 | 30.379 | 925.2605 | 0 | 1011.3707 | 0 | 1011.3707 | 0
|  | 1011.6139 | 0 | 1011.6139 | 0 | 935.1467 | 0.23607 | 939.8987 | 0.18779 | 941.1382 | -0.044663 | 929.5623 | 0 | 929.5623 | 0 | 1011.6139 | 0 | 925.4962 | 0 | 939.8987 | -0.011922 | 929.5623 | 0.0057303 | 929.3223 | -0.42738 | 925.4962 | 0.17943 | 935.1467 | 0.02564 | 929.5623 | 0.22446 | 1011.6139 | 0 | 929.5623 | 30.3895 | 925.4962 | 0 | 1011.6139 | 0 | 1011.6139 | 0
|  | 1011.8571 | 0 | 1011.8571 | 0 | 935.3876 | -0.19833 | 940.1408 | -0.45712 | 941.3827 | -0.0085626 | 929.8022 | 0 | 929.8022 | 0 | 1011.8571 | 0 | 925.7319 | 0 | 940.1408 | -0.053882 | 929.8022 | -0.027995 | 929.5623 | 0.27474 | 925.7319 | 0.1482 | 935.3876 | 0.02602 | 929.8022 | -0.15983 | 1011.8571 | 0 | 929.8022 | 30.5689 | 925.7319 | 0 | 1011.8571 | 0 | 1011.8571 | 0
|  | 1012.1003 | 0 | 1012.1003 | 0 | 935.6285 | 0.19237 | 940.383 | 0.26898 | 941.6272 | -0.048937 | 930.0421 | 0 | 930.0421 | 0 | 1012.1003 | 0 | 925.9677 | 0 | 940.383 | 0.029991 | 930.0421 | 0.045892 | 929.8022 | -0.32765 | 925.9677 | 0.27989 | 935.6285 | 0.026468 | 930.0421 | 0.18769 | 1012.1003 | 0 | 930.0421 | 30.7483 | 925.9677 | 0 | 1012.1003 | 0 | 1012.1003 | 0
|  | 1012.3435 | 0 | 1012.3435 | 0 | 935.8694 | -0.15912 | 940.6251 | -0.3008 | 941.8717 | -0.017925 | 930.282 | 0 | 930.282 | 0 | 1012.3435 | 0 | 926.2034 | 0 | 940.6251 | -0.084043 | 930.282 | 0.026681 | 930.0421 | 0.41788 | 926.2034 | 0.033778 | 935.8694 | 0.026959 | 930.282 | -0.046827 | 1012.3435 | 0 | 930.282 | 31.0619 | 926.2034 | 0 | 1012.3435 | 0 | 1012.3435 | 0
|  | 1012.5867 | 0 | 1012.5867 | 0 | 936.1103 | 0.2603 | 940.8673 | 0.29563 | 942.1162 | -0.058044 | 930.522 | 0 | 930.522 | 0 | 1012.5867 | 0 | 926.4392 | 0 | 940.8673 | 0.1081 | 930.522 | 0.068633 | 930.282 | -0.09158 | 926.4391 | 0.24124 | 936.1103 | 0.027473 | 930.522 | 0.17454 | 1012.5867 | 0 | 930.522 | 31.1286 | 926.4391 | 0 | 1012.5867 | 0 | 1012.5867 | 0
|  | 1012.8299 | 0 | 1012.8299 | 0 | 936.3513 | -0.17732 | 941.1094 | -0.17906 | 942.3607 | -0.026378 | 930.762 | 0 | 930.762 | 0 | 1012.8299 | 0 | 926.6749 | 0 | 941.1094 | -7.2264e-05 | 930.762 | -0.018882 | 930.522 | 0.36225 | 926.6749 | -0.13777 | 936.3513 | 0.027987 | 930.762 | -0.099845 | 1012.8299 | 0 | 930.762 | 31.4501 | 926.6749 | 0 | 1012.8299 | 0 | 1012.8299 | 0
|  | 1013.0731 | 0 | 1013.0731 | 0 | 936.5922 | 0.17742 | 941.3516 | 0.44147 | 942.6052 | -0.024569 | 931.0019 | 0 | 931.0019 | 0 | 1013.0731 | 0 | 926.9106 | 0 | 941.3516 | 0.1076 | 931.0019 | 0.021838 | 930.762 | -0.46265 | 926.9106 | 0.37796 | 936.5922 | 0.028474 | 931.0019 | 0.099458 | 1013.0731 | 0 | 931.0019 | 31.5089 | 926.9106 | 0 | 1013.0731 | 0 | 1013.0731 | 0
|  | 1013.3164 | 0 | 1013.3164 | 0 | 936.8331 | -0.21508 | 941.5938 | -0.33501 | 942.8498 | -0.032508 | 931.2419 | 0 | 931.2419 | 0 | 1013.3164 | 0 | 927.1464 | 0 | 941.5938 | -0.056255 | 931.2419 | -0.068058 | 931.0019 | 0.11804 | 927.1464 | -0.19794 | 936.8331 | 0.028907 | 931.2419 | -0.12848 | 1013.3164 | 0 | 931.2419 | 31.8249 | 927.1464 | 0 | 1013.3164 | 0 | 1013.3164 | 0
|  | 1013.5596 | 0 | 1013.5596 | 0 | 937.0741 | 0.2552 | 941.836 | 0.36006 | 943.0944 | -0.034711 | 931.4819 | 0 | 931.4819 | 0 | 1013.5596 | 0 | 927.3821 | 0 | 941.836 | 0.085907 | 931.4819 | 0.07832 | 931.2419 | -0.26592 | 927.3821 | 0.14984 | 937.0741 | 0.029253 | 931.4819 | 0.018292 | 1013.5596 | 0 | 931.4819 | 31.9454 | 927.3821 | 0 | 1013.5596 | 0 | 1013.5596 | 0
|  | 1013.8028 | 0 | 1013.8028 | 0 | 937.3151 | -0.12845 | 942.0782 | -0.55105 | 943.3389 | -0.036853 | 931.7219 | 0 | 931.7219 | 0 | 1013.8028 | 0 | 927.6179 | 0 | 942.0782 | -0.065743 | 931.7219 | -0.022248 | 931.4819 | 0.092937 | 927.6179 | 0.058092 | 937.3151 | 0.029484 | 931.7219 | -0.14125 | 1013.8028 | 0 | 931.7219 | 32.0518 | 927.6179 | 0 | 1013.8028 | 0 | 1013.8028 | 0
|  | 1014.046 | 0 | 1014.046 | 0 | 937.556 | 0.19543 | 942.3204 | 0.070055 | 943.5834 | -0.03765 | 931.9619 | 0 | 931.9619 | 0 | 1014.046 | 0 | 927.8537 | 0 | 942.3204 | 0.073538 | 931.9619 | 0.038585 | 931.7219 | -0.23268 | 927.8537 | 0.081733 | 937.556 | 0.029576 | 931.9619 | 0.12732 | 1014.046 | 0 | 931.9619 | 32.1515 | 927.8537 | 0 | 1014.046 | 0 | 1014.046 | 0
|  | 1014.2893 | 0 | 1014.2893 | 0 | 937.797 | 0.27792 | 942.5626 | 0.30764 | 943.828 | -0.035234 | 932.2019 | 0 | 932.2019 | 0 | 1014.2893 | 0 | 928.0895 | 0 | 942.5626 | 0.05456 | 932.2019 | 0.029555 | 931.9619 | 0.41109 | 928.0895 | 0.19447 | 937.797 | 0.029523 | 932.2019 | 0.12848 | 1014.2893 | 0 | 932.2019 | 32.299 | 928.0895 | 0 | 1014.2893 | 0 | 1014.2893 | 0
|  | 1014.5325 | 0 | 1014.5325 | 0 | 938.038 | -0.19658 | 942.8048 | -0.26737 | 944.0726 | -0.036669 | 932.4419 | 0 | 932.4419 | 0 | 1014.5325 | 0 | 928.3253 | 0 | 942.8048 | -0.040497 | 932.4419 | -0.048273 | 932.2019 | 0.44908 | 928.3253 | -0.029476 | 938.038 | 0.029334 | 932.4419 | -0.046827 | 1014.5325 | 0 | 932.4419 | 32.6205 | 928.3253 | 0 | 1014.5325 | 0 | 1014.5325 | 0
|  | 1014.7758 | 0 | 1014.7758 | 0 | 938.279 | 0.23258 | 943.0471 | 0.37885 | 944.3172 | -0.033823 | 932.682 | 0 | 932.682 | 0 | 1014.7758 | 0 | 928.5611 | 0 | 943.0471 | 0.052696 | 932.682 | 0.031525 | 932.4419 | -0.34461 | 928.5611 | 0.19201 | 938.279 | 0.029036 | 932.682 | 0.18228 | 1014.7758 | 0 | 932.682 | 32.5443 | 928.5611 | 0 | 1014.7758 | 0 | 1014.7758 | 0
|  | 1015.019 | 0 | 1015.019 | 0 | 938.52 | -0.20264 | 943.2893 | -0.67942 | 944.5618 | -0.033199 | 932.9219 | 0 | 932.9219 | 0 | 1015.019 | 0 | 928.7969 | 0 | 943.2893 | -0.057102 | 932.9219 | -0.035548 | 932.682 | 0.2856 | 928.7969 | -0.37612 | 938.52 | 0.02867 | 932.9219 | -0.078947 | 1015.019 | 0 | 932.9219 | 32.8701 | 928.7969 | 0 | 1015.019 | 0 | 1015.019 | 0
|  | 1015.2623 | 0 | 1015.2623 | 0 | 938.761 | 0.25019 | 943.5315 | 0.29485 | 944.8064 | -0.028897 | 933.162 | 0 | 933.162 | 0 | 1015.2623 | 0 | 929.0326 | 0 | 943.5315 | 8.6478e-06 | 933.162 | 0.060013 | 932.9219 | -0.26796 | 929.0327 | -0.071214 | 938.761 | 0.028283 | 933.162 | 0.20588 | 1015.2623 | 0 | 933.162 | 32.9561 | 929.0327 | 0 | 1015.2623 | 0 | 1015.2623 | 0
|  | 1015.5055 | 0 | 1015.5055 | 0 | 939.0021 | -0.16346 | 943.7737 | -0.27372 | 945.051 | -0.022429 | 933.402 | 0 | 933.402 | 0 | 1015.5055 | 0 | 929.2685 | 0 | 943.7737 | -0.065066 | 933.402 | -0.036123 | 933.162 | 0.47893 | 929.2685 | -0.15848 | 939.0021 | 0.027921 | 933.402 | -0.12964 | 1015.5055 | 0 | 933.402 | 33.2053 | 929.2685 | 0 | 1015.5055 | 0 | 1015.5055 | 0
|  | 1015.7488 | 0 | 1015.7488 | 0 | 939.2431 | 0.17189 | 944.016 | 0.31623 | 945.2957 | -0.05804 | 933.6421 | 0 | 933.6421 | 0 | 1015.7488 | 0 | 929.5043 | 0 | 944.016 | 0.0075583 | 933.6421 | 0.033906 | 933.402 | -0.26592 | 929.5043 | 0.17978 | 939.2431 | 0.027618 | 933.6421 | 0.16563 | 1015.7488 | 0 | 933.6421 | 33.2367 | 929.5043 | 0 | 1015.7488 | 0 | 1015.7488 | 0
|  | 1015.9921 | 0 | 1015.9921 | 0 | 939.4841 | -0.22017 | 944.2582 | -0.15723 | 945.5403 | -0.014998 | 933.8821 | 0 | 933.8821 | 0 | 1015.9921 | 0 | 929.7401 | 0 | 944.2582 | -0.090651 | 933.8821 | -0.055169 | 933.6421 | 0.37718 | 929.7401 | 0.15849 | 939.4841 | 0.027392 | 933.8821 | -0.082817 | 1015.9921 | 0 | 933.8821 | 33.6402 | 929.7401 | 0 | 1015.9921 | 0 | 1015.9921 | 0
|  | 1016.2354 | 0 | 1016.2354 | 0 | 939.7252 | 0.20785 | 944.5005 | 0.13162 | 945.7849 | -0.051653 | 934.1222 | 0 | 934.1222 | 0 | 1016.2354 | 0 | 929.976 | 0 | 944.5005 | 0.072182 | 934.1222 | 0.033906 | 933.8821 | -0.15196 | 929.976 | -0.088565 | 939.7252 | 0.027246 | 934.1222 | 0.15635 | 1016.2354 | 0 | 934.1222 | 33.6567 | 929.976 | 0 | 1016.2354 | 0 | 1016.2354 | 0
|  | 1016.4786 | 0 | 1016.4786 | 0 | 939.9662 | -0.20125 | 944.7428 | -0.38198 | 946.0296 | -0.016051 | 934.3622 | 0 | 934.3622 | 0 | 1016.4786 | 0 | 930.2118 | 0 | 944.7428 | -0.064388 | 934.3622 | 0.031771 | 934.1222 | 0.17027 | 930.2118 | -0.069732 | 939.9662 | 0.027165 | 934.3622 | 0.040248 | 1016.4786 | 0 | 934.3622 | 34.0323 | 930.2118 | 0 | 1016.4786 | 0 | 1016.4786 | 0
|  | 1016.7219 | 0 | 1016.7219 | 0 | 940.2073 | 0.17494 | 944.9851 | 0.19432 | 946.2742 | -0.052911 | 934.6024 | 0 | 934.6024 | 0 | 1016.7219 | 0 | 930.4476 | 0 | 944.9851 | 0.070318 | 934.6024 | 0.031279 | 934.3622 | -0.21165 | 930.4476 | 0.46957 | 940.2073 | 0.027131 | 934.6024 | 0.16641 | 1016.7219 | 0 | 934.6024 | 34.1088 | 930.4476 | 0 | 1016.7219 | 0 | 1016.7219 | 0
|  | 1016.9652 | 0 | 1016.9652 | 0 | 940.4484 | -0.27199 | 945.2274 | -0.30538 | 946.5189 | -0.011849 | 934.8424 | 0 | 934.8424 | 0 | 1016.9652 | 0 | 930.6835 | 0 | 945.2274 | -0.082179 | 934.8424 | -0.0022971 | 934.6024 | 0.41313 | 930.6835 | 0.017836 | 940.4484 | 0.027119 | 934.8424 | -0.13893 | 1016.9652 | 0 | 934.8424 | 34.495 | 930.6835 | 0 | 1016.9652 | 0 | 1016.9652 | 0
|  | 1017.2085 | 0 | 1017.2085 | 0 | 940.6895 | 0.23401 | 945.4696 | 0.31073 | 946.7636 | -0.051189 | 935.0825 | 0 | 935.0825 | 0 | 1017.2085 | 0 | 930.9194 | 0 | 945.4696 | 0.10014 | 935.0825 | 0.057386 | 934.8424 | -0.22861 | 930.9194 | 0.39362 | 940.6895 | 0.027111 | 935.0825 | 0.12229 | 1017.2085 | 0 | 935.0825 | 34.5818 | 930.9194 | 0 | 1017.2085 | 0 | 1017.2085 | 0
|  | 1017.4518 | 0 | 1017.4518 | 0 | 940.9306 | -0.12199 | 945.7119 | -0.26313 | 947.0083 | -0.011979 | 935.3226 | 0 | 935.3226 | 0 | 1017.4518 | 0 | 931.1552 | 0 | 945.7119 | -0.054052 | 935.3226 | -0.0095232 | 935.0825 | 0.22929 | 931.1552 | -0.11206 | 940.9306 | 0.027092 | 935.3226 | -0.057663 | 1017.4518 | 0 | 935.3226 | 34.7996 | 931.1552 | 0 | 1017.4518 | 0 | 1017.4518 | 0
|  | 1017.6951 | 0 | 1017.6951 | 0 | 941.1717 | 0.23525 | 945.9542 | 0.17115 | 947.253 | -0.048677 | 935.5627 | 0 | 935.5627 | 0 | 1017.6951 | 0 | 931.3911 | 0 | 945.9542 | -0.018639 | 935.5627 | 0.059274 | 935.3226 | 0.069194 | 931.3911 | 0.26329 | 941.1717 | 0.027054 | 935.5627 | 0.18111 | 1017.6951 | 0 | 935.5627 | 34.8761 | 931.3911 | 0 | 1017.6951 | 0 | 1017.6951 | 0
|  | 1017.9384 | 0 | 1017.9384 | 0 | 941.4128 | -0.17092 | 946.1965 | -0.14972 | 947.4977 | -0.013907 | 935.8028 | 0 | 935.8028 | 0 | 1017.9384 | 0 | 931.6269 | 0 | 946.1965 | -0.13335 | 935.8028 | -0.01371 | 935.5627 | 0.31341 | 931.627 | -0.041675 | 941.4128 | 0.026993 | 935.8028 | -0.1192 | 1017.9384 | 0 | 935.8028 | 35.1218 | 931.627 | 0 | 1017.9384 | 0 | 1017.9384 | 0
|  | 1018.1817 | 0 | 1018.1817 | 0 | 941.6539 | 0.16956 | 946.4388 | 0.24291 | 947.7424 | -0.051775 | 936.0429 | 0 | 936.0429 | 0 | 1018.1817 | 0 | 931.8628 | 0 | 946.4388 | 0.059474 | 936.0429 | 0.075036 | 935.8028 | -0.21911 | 931.8629 | 0.2548 | 941.6539 | 0.026906 | 936.0429 | 0.14861 | 1018.1817 | 0 | 936.0429 | 35.2321 | 931.8629 | 0 | 1018.1817 | 0 | 1018.1817 | 0
|  | 1018.425 | 0 | 1018.425 | 0 | 941.8951 | -0.16781 | 946.6812 | -0.38824 | 947.9871 | -0.014803 | 936.2831 | 0 | 936.2831 | 0 | 1018.425 | 0 | 932.0987 | 0 | 946.6812 | -0.033041 | 936.2831 | -0.022084 | 936.0429 | 0.33987 | 932.0988 | -0.062344 | 941.8951 | 0.026794 | 936.2831 | -0.078173 | 1018.425 | 0 | 936.2831 | 35.4688 | 932.0988 | 0 | 1018.425 | 0 | 1018.425 | 0
|  | 1018.6683 | 0 | 1018.6683 | 0 | 942.1362 | 0.2617 | 946.9235 | 0.23766 | 948.2319 | -0.054845 | 936.5232 | 0 | 936.5232 | 0 | 1018.6683 | 0 | 932.3347 | 0 | 946.9235 | 0.034058 | 936.5232 | 0.073477 | 936.2831 | -0.18859 | 932.3347 | 0.18087 | 942.1362 | 0.02666 | 936.5232 | 0.19118 | 1018.6683 | 0 | 936.5232 | 35.4186 | 932.3347 | 0 | 1018.6683 | 0 | 1018.6683 | 0
|  | 1018.9116 | 0 | 1018.9116 | 0 | 942.3773 | -0.2199 | 947.1658 | -0.25305 | 948.4766 | -0.011612 | 936.7633 | 0 | 936.7633 | 0 | 1018.9116 | 0 | 932.5706 | 0 | 947.1658 | -0.019994 | 936.7633 | -0.011904 | 936.5232 | 0.36361 | 932.5706 | -0.042348 | 942.3773 | 0.02651 | 936.7633 | -0.0099718 | 1018.9116 | 0 | 936.7633 | 35.7816 | 932.5706 | 0 | 1018.9116 | 0 | 1018.9116 | 0
|  | 1019.155 | 0 | 1019.155 | 0 | 942.6185 | 0.26074 | 947.4082 | 0.51348 | 948.7214 | -0.04154 | 937.0035 | 0 | 937.0035 | 0 | 1019.155 | 0 | 932.8065 | 0 | 947.4082 | 0.088279 | 937.0035 | 0.062065 | 936.7633 | -0.12889 | 932.8065 | -0.04416 | 942.6185 | 0.026356 | 937.0035 | 0.19892 | 1019.155 | 0 | 937.0035 | 35.8099 | 932.8065 | 0 | 1019.155 | 0 | 1019.155 | 0
|  | 1019.3983 | 0 | 1019.3983 | 0 | 942.8597 | -0.17435 | 947.6505 | -0.028301 | 948.9661 | -0.0010811 | 937.2437 | 0 | 937.2437 | 0 | 1019.3983 | 0 | 933.0424 | 0 | 947.6505 | -0.048291 | 937.2437 | -0.0066962 | 937.0035 | 0.18791 | 933.0424 | -0.22628 | 942.8597 | 0.026212 | 937.2437 | 0.017842 | 1019.3983 | 0 | 937.2437 | 35.9449 | 933.0424 | 0 | 1019.3983 | 0 | 1019.3983 | 0
|  | 1019.6416 | 0 | 1019.6416 | 0 | 943.1008 | 0.27576 | 947.8929 | 0.10018 | 949.2109 | -0.046448 | 937.4838 | 0 | 937.4838 | 0 | 1019.6416 | 0 | 933.2783 | 0 | 947.8929 | 0.079468 | 937.4838 | 0.052788 | 937.2437 | -0.26253 | 933.2783 | 0.062324 | 943.1008 | 0.02609 | 937.4838 | 0.27748 | 1019.6416 | 0 | 937.4838 | 36.034 | 933.2783 | 0 | 1019.6416 | 0 | 1019.6416 | 0
|  | 1019.885 | 0 | 1019.885 | 0 | 943.342 | -0.19907 | 948.1353 | -0.22492 | 949.4557 | -0.0057083 | 937.724 | 0 | 937.724 | 0 | 1019.885 | 0 | 933.5142 | 0 | 948.1353 | -0.020333 | 937.724 | -0.015106 | 937.4838 | 0.35886 | 933.5142 | -0.040779 | 943.342 | 0.026002 | 937.724 | -0.077012 | 1019.885 | 0 | 937.724 | 36.3633 | 933.5142 | 0 | 1019.885 | 0 | 1019.885 | 0
|  | 1020.1283 | 0 | 1020.1283 | 0 | 943.5832 | 0.28487 | 948.3776 | -0.16978 | 949.7004 | -0.044056 | 937.9642 | 0 | 937.9642 | 0 | 1020.1283 | 0 | 933.7501 | 0 | 948.3776 | 0.07286 | 937.9642 | 0.03407 | 937.724 | -0.45248 | 933.7501 | 0.25211 | 943.5832 | 0.025949 | 937.9642 | 0.11494 | 1020.1283 | 0 | 937.9642 | 36.4261 | 933.7501 | 0 | 1020.1283 | 0 | 1020.1283 | 0
|  | 1020.3717 | 0 | 1020.3717 | 0 | 943.8244 | -0.14703 | 948.62 | -0.13418 | 949.9452 | -0.0070212 | 938.2043 | 0 | 938.2043 | 0 | 1020.3717 | 0 | 933.9861 | 0 | 948.62 | -0.064218 | 938.2043 | -0.026846 | 937.9642 | 0.3921 | 933.9861 | -0.07424 | 943.8244 | 0.025925 | 938.2043 | -0.14667 | 1020.3717 | 0 | 938.2043 | 36.7099 | 933.9861 | 0 | 1020.3717 | 0 | 1020.3717 | 0
|  | 1020.615 | 0 | 1020.615 | 0 | 944.0656 | 0.25388 | 948.8624 | 0.021039 | 950.1901 | -0.04554 | 938.4445 | 0 | 938.4445 | 0 | 1020.615 | 0 | 934.222 | 0 | 948.8624 | 0.056932 | 938.4445 | 0.050161 | 938.2043 | -0.75978 | 934.222 | 0.15903 | 944.0656 | 0.025918 | 938.4445 | 0.19737 | 1020.615 | 0 | 938.4445 | 36.7169 | 934.222 | 0 | 1020.615 | 0 | 1020.615 | 0
|  | 1020.8584 | 0 | 1020.8584 | 0 | 944.3068 | -0.15339 | 949.1048 | -0.41642 | 950.4349 | -0.010801 | 938.6847 | 0 | 938.6847 | 0 | 1020.8584 | 0 | 934.4579 | 0 | 949.1048 | -0.0065057 | 938.6847 | 0.021756 | 938.4445 | 0.19605 | 934.4579 | 0.018798 | 944.3068 | 0.025914 | 938.6847 | -0.030302 | 1020.8584 | 0 | 938.6847 | 36.9862 | 934.4579 | 0 | 1020.8584 | 0 | 1020.8584 | 0
|  | 1021.1017 | 0 | 1021.1017 | 0 | 944.548 | 0.30025 | 949.3472 | 0.61054 | 950.6797 | -0.048684 | 938.9249 | 0 | 938.9249 | 0 | 1021.1017 | 0 | 934.6939 | 0 | 949.3472 | 0.04863 | 938.9249 | 0.037436 | 938.6847 | -0.29984 | 934.6939 | 0.31667 | 944.548 | 0.025906 | 938.9249 | 0.22949 | 1021.1017 | 0 | 938.9249 | 36.9634 | 934.6939 | 0 | 1021.1017 | 0 | 1021.1017 | 0
|  | 1021.3451 | 0 | 1021.3451 | 0 | 944.7892 | -0.20477 | 949.5896 | -0.51974 | 950.9245 | -0.014426 | 939.1652 | 0 | 939.1652 | 0 | 1021.3451 | 0 | 934.9299 | 0 | 949.5896 | -0.066252 | 939.1652 | -0.037847 | 938.9249 | 0.35954 | 934.9299 | 0.029764 | 944.7892 | 0.025897 | 939.1652 | -0.092105 | 1021.3451 | 0 | 939.1652 | 37.1844 | 934.9299 | 0 | 1021.3451 | 0 | 1021.3451 | 0
|  | 1021.5885 | 0 | 1021.5885 | 0 | 945.0305 | 0.26379 | 949.832 | 0.36632 | 951.1694 | -0.05691 | 939.4053 | 0 | 939.4053 | 0 | 1021.5885 | 0 | 935.1658 | 0 | 949.832 | 0.082688 | 939.4053 | 0.063707 | 939.1652 | -0.116 | 935.1658 | 0.054092 | 945.0305 | 0.0259 | 939.4053 | 0.23026 | 1021.5885 | 0 | 939.4053 | 37.2342 | 935.1658 | 0 | 1021.5885 | 0 | 1021.5885 | 0
|  | 1021.8319 | 0 | 1021.8319 | 0 | 945.2717 | -0.19712 | 950.0744 | -0.69507 | 951.4142 | -0.022851 | 939.6456 | 0 | 939.6456 | 0 | 1021.8319 | 0 | 935.4018 | 0 | 950.0744 | -0.1076 | 939.6456 | -0.055169 | 939.4053 | 0.51285 | 935.4018 | -0.12356 | 945.2717 | 0.025937 | 939.6456 | -0.11726 | 1021.8319 | 0 | 939.6456 | 37.4081 | 935.4018 | 0 | 1021.8319 | 0 | 1021.8319 | 0
|  | 1022.0752 | 0 | 1022.0752 | 0 | 945.513 | 0.25768 | 950.3168 | 0.24711 | 951.6591 | -0.062269 | 939.8858 | 0 | 939.8858 | 0 | 1022.0752 | 0 | 935.6378 | 0 | 950.3168 | 0.033549 | 939.8858 | 0.017897 | 939.6456 | -0.28967 | 935.6378 | -0.021961 | 945.513 | 0.026028 | 939.8858 | 0.067725 | 1022.0752 | 0 | 939.8858 | 37.4132 | 935.6378 | 0 | 1022.0752 | 0 | 1022.0752 | 0
|  | 1022.3186 | 0 | 1022.3186 | 0 | 945.7543 | -0.1654 | 950.5593 | -0.46651 | 951.9039 | -0.022087 | 940.126 | 0 | 940.126 | 0 | 1022.3186 | 0 | 935.8738 | 0 | 950.5593 | -0.0081089 | 940.126 | -0.03013 | 939.8858 | 0.16824 | 935.8738 | 0.061534 | 945.7543 | 0.026184 | 940.126 | -0.064242 | 1022.3186 | 0 | 940.126 | 37.6597 | 935.8738 | 0 | 1022.3186 | 0 | 1022.3186 | 0
|  | 1022.562 | 0 | 1022.562 | 0 | 945.9955 | 0.19791 | 950.8017 | 0.12694 | 952.1488 | -0.059121 | 940.3663 | 0 | 940.3663 | 0 | 1022.562 | 0 | 936.1097 | 0 | 950.8017 | 0.069641 | 940.3663 | 0.022577 | 940.126 | -0.11872 | 936.1097 | 0.11488 | 945.9955 | 0.026397 | 940.3663 | 0.16331 | 1022.562 | 0 | 940.3663 | 37.52 | 936.1097 | 0 | 1022.562 | 0 | 1022.562 | 0
|  | 1022.8054 | 0 | 1022.8054 | 0 | 946.2368 | -0.17583 | 951.0442 | -0.41955 | 952.3937 | -0.02107 | 940.6066 | 0 | 940.6066 | 0 | 1022.8054 | 0 | 936.3458 | 0 | 951.0442 | -0.064557 | 940.6066 | -0.022495 | 940.3663 | 0.60443 | 936.3458 | -0.18387 | 946.2368 | 0.026641 | 940.6066 | -0.062307 | 1022.8054 | 0 | 940.6066 | 37.7825 | 936.3458 | 0 | 1022.8054 | 0 | 1022.8054 | 0
|  | 1023.0488 | 0 | 1023.0488 | 0 | 946.4781 | 0.18009 | 951.2866 | 0.09788 | 952.6386 | -0.057204 | 940.8468 | 0 | 940.8468 | 0 | 1023.0488 | 0 | 936.5818 | 0 | 951.2866 | 0.098785 | 940.8468 | 0.068879 | 940.6066 | -0.15603 | 936.5818 | 0.15663 | 946.4781 | 0.026869 | 940.8468 | 0.15906 | 1023.0488 | 0 | 940.8468 | 37.6244 | 936.5818 | 0 | 1023.0488 | 0 | 1023.0488 | 0
|  | 1023.2922 | 0 | 1023.2922 | 0 | 946.7194 | -0.17332 | 951.529 | -0.31623 | 952.8835 | -0.017021 | 941.0871 | 0 | 941.0871 | 0 | 1023.2922 | 0 | 936.8178 | 0 | 951.529 | -0.097768 | 941.0871 | -0.027256 | 940.8468 | 0.22115 | 936.8178 | -0.091483 | 946.7194 | 0.027029 | 941.0871 | -0.0062153 | 1023.2922 | 0 | 941.0871 | 37.8881 | 936.8178 | 0 | 1023.2922 | 0 | 1023.2922 | 0
|  | 1023.5356 | 0 | 1023.5356 | 0 | 946.9607 | 0.2653 | 951.7716 | 0.33814 | 953.1284 | -0.053533 | 941.3274 | 0 | 941.3274 | 0 | 1023.5356 | 0 | 937.0538 | 0 | 951.7716 | 0.058796 | 941.3274 | 0.027585 | 941.0871 | -0.23065 | 937.0538 | 0.1652 | 946.9607 | 0.027074 | 941.3274 | 0.15867 | 1023.5356 | 0 | 941.3274 | 37.885 | 937.0538 | 0 | 1023.5356 | 0 | 1023.5356 | 0
|  | 1023.779 | 0 | 1023.779 | 0 | 947.202 | -0.25323 | 952.014 | -0.34127 | 953.3733 | -0.015561 | 941.5676 | 0 | 941.5676 | 0 | 1023.779 | 0 | 937.2899 | 0 | 952.014 | -0.10133 | 941.5676 | 0.0055051 | 941.3274 | 0.10922 | 937.2899 | 0.10999 | 947.202 | 0.026972 | 941.5676 | -0.020758 | 1023.779 | 0 | 941.5676 | 38.1134 | 937.2899 | 0 | 1023.779 | 0 | 1023.779 | 0
|  | 1024.0224 | 0 | 1024.0224 | 0 | 947.4434 | 0.20171 | 952.2565 | 0.16463 | 953.6182 | -0.047703 | 941.8079 | 0 | 941.8079 | 0 | 1024.0224 | 0 | 937.5259 | 0 | 952.2565 | 0.081501 | 941.8079 | 0.060095 | 941.5676 | -0.40363 | 937.5259 | 0.26058 | 947.4434 | 0.026721 | 941.8079 | 0.1637 | 1024.0224 | 0 | 941.8079 | 38.1358 | 937.5259 | 0 | 1024.0224 | 0 | 1024.0224 | 0
|  | 1024.2658 | 0 | 1024.2658 | 0 | 947.6847 | -0.2143 | 952.499 | -0.49782 | 953.8632 | -0.014154 | 942.0482 | 0 | 942.0482 | 0 | 1024.2658 | 0 | 937.7619 | 0 | 952.499 | -0.052188 | 942.0482 | -0.047616 | 941.8079 | 0.45248 | 937.7619 | 0.0086245 | 947.6847 | 0.026343 | 942.0482 | -0.15751 | 1024.2658 | 0 | 942.0482 | 38.3925 | 937.7619 | 0 | 1024.2658 | 0 | 1024.2658 | 0
|  | 1024.5093 | 0 | 1024.5093 | 0 | 947.926 | 0.17538 | 952.7415 | 0.13605 | 954.1081 | -0.055506 | 942.2886 | 0 | 942.2886 | 0 | 1024.5093 | 0 | 937.9979 | 0 | 952.7415 | 0.047952 | 942.2886 | 0.050243 | 942.0482 | -0.29441 | 937.9979 | 0.31885 | 947.926 | 0.025889 | 942.2886 | 0.27051 | 1024.5093 | 0 | 942.2886 | 38.272 | 937.9979 | 0 | 1024.5093 | 0 | 1024.5093 | 0
|  | 1024.7527 | 0 | 1024.7527 | 0 | 948.1674 | -0.25548 | 952.984 | -0.42268 | 954.353 | -0.023365 | 942.5289 | 0 | 942.5289 | 0 | 1024.7527 | 0 | 938.234 | 0 | 952.984 | -0.068454 | 942.5289 | -0.027256 | 942.2886 | 0.37311 | 938.234 | 0.026354 | 948.1674 | 0.025421 | 942.5289 | -0.065016 | 1024.7527 | 0 | 942.5289 | 38.4313 | 938.234 | 0 | 1024.7527 | 0 | 1024.7527 | 0
|  | 1024.9961 | 0 | 1024.9961 | 0 | 948.4087 | 0.25921 | 953.2265 | 0.21836 | 954.598 | -0.057645 | 942.7692 | 0 | 942.7692 | 0 | 1024.9961 | 0 | 938.47 | 0 | 953.2265 | 0.080654 | 942.7692 | 0.023726 | 942.5289 | -0.10243 | 938.47 | 0.11036 | 948.4087 | 0.025005 | 942.7692 | 0.16138 | 1024.9961 | 0 | 942.7692 | 38.3207 | 938.47 | 0 | 1024.9961 | 0 | 1024.9961 | 0
|  | 1025.2395 | 0 | 1025.2395 | 0 | 948.6501 | -0.19472 | 953.469 | -0.33188 | 954.843 | -0.012202 | 943.0095 | 0 | 943.0095 | 0 | 1025.2395 | 0 | 938.7061 | 0 | 953.469 | -0.061338 | 943.0095 | -0.0080097 | 942.7692 | 0.30459 | 938.7061 | -0.073911 | 948.6501 | 0.024697 | 943.0095 | 0.0069925 | 1025.2395 | 0 | 943.0095 | 38.5597 | 938.7061 | 0 | 1025.2395 | 0 | 1025.2395 | 0
|  | 1025.483 | 0 | 1025.483 | 0 | 948.8914 | 0.21946 | 953.7115 | 0.35693 | 955.0879 | -0.053004 | 943.2498 | 0 | 943.2498 | 0 | 1025.483 | 0 | 938.9421 | 0 | 953.7115 | 0.041683 | 943.2498 | 0.043265 | 943.0095 | -0.023951 | 938.9421 | 0.10148 | 948.8914 | 0.02453 | 943.2498 | 0.20704 | 1025.483 | 0 | 943.2498 | 38.482 | 938.9421 | 0 | 1025.483 | 0 | 1025.483 | 0
|  | 1025.7264 | 0 | 1025.7264 | 0 | 949.1328 | -0.21629 | 953.954 | -0.28976 | 955.3329 | -0.022994 | 943.4902 | 0 | 943.4902 | 0 | 1025.7264 | 0 | 939.1782 | 0 | 953.954 | -0.059982 | 943.4902 | -0.038914 | 943.2498 | 0.32969 | 939.1782 | -0.033075 | 949.1328 | 0.024517 | 943.4902 | -0.042957 | 1025.7264 | 0 | 943.4902 | 38.5671 | 939.1782 | 0 | 1025.7264 | 0 | 1025.7264 | 0
|  | 1025.9699 | 0 | 1025.9699 | 0 | 949.3742 | 0.15911 | 954.1966 | 0.71386 | 955.5779 | -0.063428 | 943.7305 | 0 | 943.7305 | 0 | 1025.9699 | 0 | 939.4143 | 0 | 954.1966 | 0.0019851 | 943.7305 | 0.02504 | 943.4902 | -0.11804 | 939.4143 | 0.20063 | 949.3742 | 0.024645 | 943.7305 | 0.22988 | 1025.9699 | 0 | 943.7305 | 38.5212 | 939.4143 | 0 | 1025.9699 | 0 | 1025.9699 | 0
|  | 1026.2133 | 0 | 1026.2133 | 0 | 949.6156 | -0.17171 | 954.4391 | -0.36006 | 955.8229 | -0.02642 | 943.9709 | 0 | 943.9709 | 0 | 1026.2133 | 0 | 939.6504 | 0 | 954.4391 | -0.0069521 | 943.9709 | -0.032921 | 943.7305 | 0.50607 | 939.6504 | 0.11244 | 949.6156 | 0.024884 | 943.9709 | -0.063855 | 1026.2133 | 0 | 943.9709 | 38.6511 | 939.6504 | 0 | 1026.2133 | 0 | 1026.2133 | 0
|  | 1026.4568 | 0 | 1026.4568 | 0 | 949.857 | 0.25512 | 954.6816 | 0.16333 | 956.068 | -0.062137 | 944.2112 | 0 | 944.2112 | 0 | 1026.4568 | 0 | 939.8865 | 0 | 954.6816 | 0.03338 | 944.2112 | 0.030047 | 943.9709 | -0.32765 | 939.8865 | 0.20908 | 949.857 | 0.025194 | 944.2112 | 0.15789 | 1026.4568 | 0 | 944.2112 | 38.5911 | 939.8865 | 0 | 1026.4568 | 0 | 1026.4568 | 0
|  | 1026.7002 | 0 | 1026.7002 | 0 | 950.0984 | -0.15327 | 954.9242 | -0.41642 | 956.313 | -0.026448 | 944.4516 | 0 | 944.4516 | 0 | 1026.7002 | 0 | 940.1226 | 0 | 954.9242 | -0.065066 | 944.4516 | -0.011658 | 944.2112 | 0.34394 | 940.1226 | 0.093308 | 950.0984 | 0.025533 | 944.4516 | 0.061146 | 1026.7002 | 0 | 944.4516 | 38.8772 | 940.1226 | 0 | 1026.7002 | 0 | 1026.7002 | 0
|  | 1026.9437 | 0 | 1026.9437 | 0 | 950.3398 | 0.1767 | 955.1667 | 0.28331 | 956.558 | -0.064119 | 944.692 | 0 | 944.692 | 0 | 1026.9437 | 0 | 940.3587 | 0 | 955.1667 | 0.011894 | 944.692 | 0.032839 | 944.4516 | -0.24761 | 940.3587 | 0.23772 | 950.3398 | 0.025867 | 944.692 | 0.10913 | 1026.9437 | 0 | 944.692 | 38.6998 | 940.3587 | 0 | 1026.9437 | 0 | 1026.9437 | 0
|  | 1027.1872 | 0 | 1027.1872 | 0 | 950.5813 | -0.11713 | 955.4094 | -0.4446 | 956.803 | -0.02193 | 944.9324 | 0 | 944.9324 | 0 | 1027.1872 | 0 | 940.5948 | 0 | 955.4094 | -0.1137 | 944.9324 | -0.040802 | 944.692 | 0.19605 | 940.5948 | -0.067186 | 950.5813 | 0.026171 | 944.9324 | -0.2113 | 1027.1872 | 0 | 944.9324 | 38.9012 | 940.5948 | 0 | 1027.1872 | 0 | 1027.1872 | 0
|  | 1027.4306 | 0 | 1027.4306 | 0 | 950.8227 | 0.22767 | 955.6519 | 0.33188 | 957.0481 | -0.054226 | 945.1728 | 0 | 945.1728 | 0 | 1027.4306 | 0 | 940.8309 | 0 | 955.6519 | 0.033211 | 945.1728 | 0.028488 | 944.9324 | -0.54338 | 940.8309 | 0.14531 | 950.8227 | 0.026431 | 945.1728 | 0.23568 | 1027.4306 | 0 | 945.1728 | 38.8344 | 940.8309 | 0 | 1027.4306 | 0 | 1027.4306 | 0
[6 empty] | 951.0641 | -0.25015 | 955.8945 | -0.20613 | 957.2931 | -0.018946 | 945.4131 | 0 | 945.4131 | 0 |  |  | 941.067 | 0 | 955.8945 | -0.053205 | 945.4131 | -0.020688 | 945.1728 | 0.44773 | 941.067 | 0.12533 | 951.0641 | 0.026642 | 945.4131 | 0.0079653 |  |  | 945.4131 | 38.9875 | 941.067 | 0
[6 empty] | 951.3056 | 0.20443 | 956.1371 | 0.061531 | 957.5382 | -0.064929 | 945.6536 | 0 | 945.6536 | 0 |  |  | 941.3032 | 0 | 956.1371 | 0.03338 | 945.6536 | 0.043593 | 945.4131 | -0.19741 | 941.3032 | 0.11783 | 951.3056 | 0.026808 | 945.6536 | 0.14899 |  |  | 945.6536 | 38.9855 | 941.3032 | 0
[6 empty] | 951.5471 | -0.17853 | 956.3797 | -0.20528 | 957.7833 | -0.024559 | 945.894 | 0 | 945.894 | 0 |  |  | 941.5393 | 0 | 956.3797 | -0.046766 | 945.894 | 0.018964 | 945.6536 | -0.0027048 | 941.5393 | -0.0099697 | 951.5471 | 0.026935 | 945.894 | -0.088235 |  |  | 945.894 | 39.0381 | 941.5393 | 0
[6 empty] | 951.7886 | 0.21095 | 956.6223 | 0.33501 | 958.0284 | -0.055602 | 946.1344 | 0 | 946.1344 | 0 |  |  | 941.7754 | 0 | 956.6223 | 0.029313 | 946.1344 | 0.044004 | 945.894 | -0.21504 | 941.7755 | 0.14085 | 951.7886 | 0.027033 | 946.1344 | 0.093266 |  |  | 946.1344 | 38.9844 | 941.7755 | 0
[6 empty] | 952.03 | -0.22871 | 956.8649 | -0.49469 | 958.2735 | -0.02165 | 946.3748 | 0 | 946.3748 | 0 |  |  | 942.0116 | 0 | 956.8649 | -0.088449 | 946.3748 | -0.0010917 | 946.1344 | 0.42263 | 942.0116 | -0.13177 | 952.03 | 0.02711 | 946.3748 | 0.010379 |  |  | 946.3748 | 39.1908 | 942.0116 | 0
[6 empty] | 952.2715 | 0.27188 | 957.1075 | 0.27749 | 958.5186 | -0.057855 | 946.6153 | 0 | 946.6153 | 0 |  |  | 942.2477 | 0 | 957.1075 | 0.16283 | 946.6153 | 0.054841 | 946.3748 | -0.22658 | 942.2477 | 0.063446 | 952.2715 | 0.027176 | 946.6153 | 0.14783 |  |  | 946.6153 | 39.077 | 942.2477 | 0
[6 empty] | 952.513 | -0.19656 | 957.3501 | 0.065741 | 958.7637 | -0.023702 | 946.8557 | 0 | 946.8557 | 0 |  |  | 942.4839 | 0 | 957.3501 | 0.0084266 | 946.8557 | -0.0082918 | 946.6153 | 0.33444 | 942.4839 | -0.026495 | 952.513 | 0.02724 | 946.8557 | -0.1459 |  |  | 946.8557 | 39.2493 | 942.4839 | 0
[6 empty] | 952.7545 | 0.29472 | 957.5927 | 0.38198 | 959.0088 | -0.058506 | 947.0961 | 0 | 947.0961 | 0 |  |  | 942.72 | 0 | 957.5927 | 0.041005 | 947.0961 | -0.0070556 | 946.8557 | -0.35615 | 942.72 | 0.32977 | 952.7545 | 0.027309 | 947.0961 | 0.11726 |  |  | 947.0961 | 38.953 | 942.72 | 0
[6 empty] | 952.996 | -0.23715 | 957.8354 | -0.54479 | 959.254 | -0.018968 | 947.3366 | 0 | 947.3366 | 0 |  |  | 942.9562 | 0 | 957.8354 | -0.023044 | 947.3366 | -0.04737 | 947.0961 | 0.2571 | 942.9562 | -0.13713 | 952.996 | 0.027389 | 947.3366 | -0.060372 |  |  | 947.3366 | 39.1225 | 942.9562 | 0
[6 empty] | 953.2375 | 0.19507 | 958.078 | -0.035582 | 959.4991 | -0.056467 | 947.5771 | 0 | 947.5771 | 0 |  |  | 943.1924 | 0 | 958.078 | 0.049985 | 947.5771 | 0.03366 | 947.3366 | -0.13839 | 943.1924 | 0.043241 | 953.2375 | 0.02748 | 947.5771 | 0.068112 |  |  | 947.5771 | 39.0213 | 943.1924 | 0
[6 empty] | 953.4791 | -0.17649 | 958.3207 | -0.19757 | 959.7442 | -0.022253 | 947.8176 | 0 | 947.8176 | 0 |  |  | 943.4286 | 0 | 958.3207 | -0.11895 | 947.8176 | -0.024465 | 947.5771 | 0.2856 | 943.4286 | -0.15589 | 953.4791 | 0.027575 | 947.8176 | 0.016527 |  |  | 947.8176 | 39.2081 | 943.4286 | 0
[6 empty] | 953.7206 | 0.22907 | 958.5633 | 0.35067 | 959.9894 | -0.057978 | 948.058 | 0 | 948.058 | 0 |  |  | 943.6648 | 0 | 958.5633 | 0.1076 | 948.058 | 0.069536 | 947.8176 | -0.18452 | 943.6648 | 0.022983 | 953.7206 | 0.027666 | 948.058 | 0.20201 |  |  | 948.058 | 38.8329 | 943.6648 | 0
[6 empty] | 953.9622 | -0.26157 | 958.806 | 0.0074763 | 960.2346 | -0.022207 | 948.2985 | 0 | 948.2985 | 0 |  |  | 943.901 | 0 | 958.806 | -0.11166 | 948.2985 | 0.0058619 | 948.058 | 0.35004 | 943.901 | -0.15483 | 953.9622 | 0.027737 | 948.2985 | -0.071981 |  |  | 948.2985 | 39.0193 | 943.901 | 0
[6 empty] | 954.2037 | 0.20769 | 959.0486 | 0.34754 | 960.4797 | -0.055363 | 948.539 | 0 | 948.539 | 0 |  |  | 944.1372 | 0 | 959.0486 | 0.049985 | 948.539 | 0.017733 | 948.2985 | -0.084797 | 944.1371 | 0.09457 | 954.2037 | 0.027774 | 948.539 | 0.15248 |  |  | 948.539 | 38.7905 | 944.1371 | 0
[6 empty] | 954.4453 | -0.14136 | 959.2913 | -0.20754 | 960.7249 | -0.016364 | 948.7795 | 0 | 948.7795 | 0 |  |  | 944.3733 | 0 | 959.2913 | -0.070827 | 948.7795 | -0.014777 | 948.539 | 0.4328 | 944.3734 | 0.20118 | 954.4453 | 0.027769 | 948.7795 | -0.051084 |  |  | 948.7795 | 38.9066 | 944.3734 | 0
[6 empty] | 954.6869 | 0.23358 | 959.534 | 0.19499 | 960.9701 | -0.052015 | 949.02 | 0 | 949.02 | 0 |  |  | 944.6096 | 0 | 959.534 | 0.10183 | 949.02 | 0.072409 | 948.7795 | -0.116 | 944.6096 | 0.16814 | 954.6869 | 0.02772 | 949.02 | 0.15054 |  |  | 949.02 | 38.6684 | 944.6096 | 0
[6 empty] | 954.9285 | -0.19288 | 959.7767 | -0.40389 | 961.2153 | -0.015111 | 949.2605 | 0 | 949.2605 | 0 |  |  | 944.8458 | 0 | 959.7767 | -0.054221 | 949.2605 | -0.015598 | 949.02 | 0.37582 | 944.8458 | -0.08074 | 954.9285 | 0.027636 | 949.2605 | 0.00060063 |  |  | 949.2605 | 38.7964 | 944.8458 | 0
[6 empty] | 955.17 | 0.31973 | 960.0194 | 0.47591 | 961.4605 | -0.04801 | 949.501 | 0 | 949.501 | 0 |  |  | 945.082 | 0 | 960.0194 | 0.12623 | 949.501 | 0.050736 | 949.2605 | -0.046041 | 945.082 | 0.23492 | 955.17 | 0.027534 | 949.501 | 0.14164 |  |  | 949.501 | 38.5777 | 945.082 | 0
[6 empty] | 955.4116 | -0.22156 | 960.2621 | -0.16413 | 961.7057 | -0.0089302 | 949.7416 | 0 | 949.7416 | 0 |  |  | 945.3182 | 0 | 960.2621 | -0.019994 | 949.7416 | -0.03054 | 949.501 | 0.38803 | 945.3182 | -0.14212 | 955.4116 | 0.027434 | 949.7416 | -0.12694 |  |  | 949.7416 | 38.7999 | 945.3182 | 0
[6 empty] | 955.6533 | 0.23685 | 960.5048 | 0.65124 | 961.9509 | -0.043497 | 949.9821 | 0 | 949.9821 | 0 |  |  | 945.5545 | 0 | 960.5048 | 0.045241 | 949.9821 | 0.015598 | 949.7416 | -0.21504 | 945.5545 | 0.1118 | 955.6533 | 0.027354 | 949.9821 | 0.15712 |  |  | 949.9821 | 38.4545 | 945.5545 | 0
[6 empty] | 955.8948 | -0.14927 | 960.7475 | -0.39137 | 962.1962 | -0.0094 | 950.2226 | 0 | 950.2226 | 0 |  |  | 945.7908 | 0 | 960.7475 | -0.093362 | 950.2226 | -0.093426 | 949.9821 | 0.26796 | 945.7908 | -0.10479 | 955.8948 | 0.027305 | 950.2226 | -0.096749 |  |  | 950.2226 | 38.5024 | 945.7908 | 0
[6 empty] | 956.1365 | 0.22985 | 960.9902 | 0.37885 | 962.4414 | -0.048071 | 950.4632 | 0 | 950.4632 | 0 |  |  | 946.027 | 0 | 960.9902 | 0.032363 | 950.4632 | 0.055579 | 950.2226 | -0.38125 | 946.027 | 0.16207 | 956.1365 | 0.027285 | 950.4632 | 0.22214 |  |  | 950.4632 | 38.3838 | 946.027 | 0
[6 empty] | 956.3781 | -0.13148 | 961.2329 | -0.37572 | 962.6866 | -0.01022 | 950.7037 | 0 | 950.7037 | 0 |  |  | 946.2632 | 0 | 961.2329 | -0.022197 | 950.7037 | -0.043922 | 950.4632 | 0.39006 | 946.2632 | -0.034559 | 956.3781 | 0.027285 | 950.7037 | -0.12616 |  |  | 950.7037 | 38.3085 | 946.2632 | 0
[6 empty] | 956.6198 | 0.27712 | 961.4756 | 0.66063 | 962.9319 | -0.047199 | 950.9443 | 0 | 950.9443 | 0 |  |  | 946.4995 | 0 | 961.4756 | 0.081163 | 950.9443 | 0.071424 | 950.7037 | -0.32223 | 946.4995 | -0.019263 | 956.6198 | 0.027284 | 950.9443 | 0.18692 |  |  | 950.9443 | 38.1487 | 946.4995 | 0
[6 empty] | 956.8614 | -0.16636 | 961.7184 | -0.15267 | 963.1772 | -0.0096741 | 951.1849 | 0 | 951.1849 | 0 |  |  | 946.7358 | 0 | 961.7184 | -0.044394 | 951.1849 | 0.0081695 | 950.9443 | 0.44433 | 946.7358 | 0.10674 | 956.8614 | 0.02726 | 951.1849 | -0.033227 |  |  | 951.1849 | 38.2021 | 946.7358 | 0
[6 empty] | 957.1031 | 0.2357 | 961.9612 | 0.21976 | 963.4224 | -0.049383 | 951.4254 | 0 | 951.4254 | 0 |  |  | 946.972 | 0 | 961.9612 | 0.064557 | 951.4254 | 0.022248 | 951.1849 | -0.27338 | 946.972 | 0.077593 | 957.1031 | 0.027194 | 951.4254 | 0.066177 |  |  | 951.4254 | 37.9576 | 946.972 | 0
[6 empty] | 957.3447 | -0.21044 | 962.2039 | -0.74204 | 963.6677 | -0.0055751 | 951.666 | 0 | 951.666 | 0 |  |  | 947.2083 | 0 | 962.2039 | -0.043547 | 951.666 | -0.027338 | 951.4254 | 0.7245 | 947.2083 | 0.08772 | 957.3447 | 0.027072 | 951.666 | -0.015429 |  |  | 951.666 | 38.033 | 947.2083 | 0
[6 empty] | 957.5864 | 0.20427 | 962.4467 | 0.36006 | 963.913 | -0.040763 | 951.9066 | 0 | 951.9066 | 0 |  |  | 947.4446 | 0 | 962.4467 | 0.060491 | 951.9066 | 0.053034 | 951.666 | -0.095651 | 947.4446 | 0.18982 | 957.5864 | 0.026894 | 951.9066 | 0.088622 |  |  | 951.9066 | 37.7849 | 947.4446 | 0
[6 empty] | 957.8281 | -0.17494 | 962.6894 | -0.26053 | 964.1583 | -0.0066695 | 952.1472 | 0 | 952.1472 | 0 |  |  | 947.6809 | 0 | 962.6894 | 0.0079109 | 952.1472 | -0.023151 | 951.9066 | 0.14721 | 947.6809 | -0.086557 | 957.8281 | 0.026667 | 952.1472 | -0.029894 |  |  | 952.1472 | 37.8614 | 947.6809 | 0
[6 empty] | 958.0698 | 0.2958 | 962.9322 | 0.54479 | 964.4036 | -0.050475 | 952.3878 | 0 | 952.3878 | 0 |  |  | 947.9172 | 0 | 962.9322 | 0.093362 | 952.3878 | 0.10016 | 952.1472 | -0.61596 | 947.9172 | 0.15238 | 958.0698 | 0.026411 | 952.3878 | 0.14899 |  |  | 952.3878 | 37.673 | 947.9172 | 0
[6 empty] | 958.3115 | -0.16076 | 963.175 | -0.26731 | 964.649 | -0.011413 | 952.6284 | 0 | 952.6284 | 0 |  |  | 948.1535 | 0 | 963.175 | -0.018639 | 952.6284 | -0.013464 | 952.3878 | 0.44433 | 948.1535 | -0.057443 | 958.3115 | 0.026152 | 952.6284 | -0.098297 |  |  | 952.6284 | 37.6252 | 948.1535 | 0
[6 empty] | 958.5532 | 0.19484 | 963.4178 | 0.46964 | 964.8943 | -0.04817 | 952.869 | 0 | 952.869 | 0 |  |  | 948.3898 | 0 | 963.4178 | 0.070996 | 952.869 | 0.024875 | 952.6284 | -0.097007 | 948.3898 | 0.25033 | 958.5532 | 0.02592 | 952.869 | 0.22446 |  |  | 952.869 | 37.2637 | 948.3898 | 0
[6 empty] | 958.7949 | -0.20587 | 963.6606 | -0.21888 | 965.1396 | -0.0079309 | 953.1097 | 0 | 953.1097 | 0 |  |  | 948.6262 | 0 | 963.6606 | -0.07574 | 953.1097 | -0.042198 | 952.869 | 0.042853 | 948.6262 | 0.010225 | 958.7949 | 0.025744 | 953.1097 | -0.11803 |  |  | 953.1097 | 37.2919 | 948.6262 | 0
[6 empty] | 959.0366 | 0.20435 | 963.9034 | 0.46964 | 965.385 | -0.049856 | 953.3503 | 0 | 953.3503 | 0 |  |  | 948.8625 | 0 | 963.9034 | 0.13572 | 953.3503 | 0.074051 | 953.1097 | 0.015346 | 948.8625 | -0.042374 | 959.0366 | 0.025648 | 953.3503 | 0.15519 |  |  | 953.3503 | 36.9615 | 948.8625 | 0
[6 empty] | 959.2783 | -0.23708 | 964.1462 | -0.25532 | 965.6303 | -0.013157 | 953.5909 | 0 | 953.5909 | 0 |  |  | 949.0988 | 0 | 964.1462 | -0.026941 | 953.5909 | -0.00036745 | 953.3503 | 0.084118 | 949.0988 | 0.16178 | 959.2783 | 0.025646 | 953.5909 | -0.034387 |  |  | 953.5909 | 36.9367 | 949.0988 | 0
[6 empty] | 959.5201 | 0.21464 | 964.389 | 0.091598 | 965.8757 | -0.056116 | 953.8315 | 0 | 953.8315 | 0 |  |  | 949.3351 | 0 | 964.389 | 0.052019 | 953.8315 | 0.019293 | 953.5909 | -0.26185 | 949.3351 | 0.3551 | 959.5201 | 0.025741 | 953.8315 | 0.22678 |  |  | 953.8315 | 36.5886 | 949.3351 | 0
[6 empty] | 959.7618 | -0.16531 | 964.6318 | -0.526 | 966.1211 | -0.018143 | 954.0722 | 0 | 954.0722 | 0 |  |  | 949.5715 | 0 | 964.6318 | -0.068285 | 954.0722 | 0.016584 | 953.8315 | 0.40567 | 949.5715 | 0.055546 | 959.7618 | 0.025922 | 954.0722 | 0.021806 |  |  | 954.0722 | 36.5953 | 949.5715 | 0
[6 empty] | 960.0036 | 0.22619 | 964.8746 | 0.5761 | 966.3665 | -0.057672 | 954.3129 | 0 | 954.3129 | 0 |  |  | 949.8078 | 0 | 964.8746 | 0.049816 | 954.3129 | 0.013135 | 954.0722 | -0.68787 | 949.8078 | -0.030291 | 960.0036 | 0.026166 | 954.3129 | 0.10797 |  |  | 954.3129 | 36.2067 | 949.8078 | 0
[6 empty] | 960.2454 | -0.15157 | 965.1174 | -0.44147 | 966.6118 | -0.02342 | 954.5535 | 0 | 954.5535 | 0 |  |  | 950.0441 | 0 | 965.1174 | 0.032363 | 954.5535 | -0.01683 | 954.3129 | 0.16417 | 950.0441 | -0.11568 | 960.2454 | 0.026442 | 954.5535 | 0.016407 |  |  | 954.5535 | 36.2687 | 950.0441 | 0
[6 empty] | 960.4871 | 0.20355 | 965.3603 | 0.18286 | 966.8572 | -0.064299 | 954.7943 | 0 | 954.7943 | 0 |  |  | 950.2805 | 0 | 965.3603 | 0.050494 | 954.7943 | -0.0029733 | 954.5535 | -0.36225 | 950.2805 | 0.27474 | 960.4871 | 0.026711 | 954.7943 | 0.2024 |  |  | 954.7943 | 35.9339 | 950.2805 | 0
[6 empty] | 960.7289 | -0.21117 | 965.6032 | -0.53226 | 967.1027 | -0.025173 | 955.0349 | 0 | 955.0349 | 0 |  |  | 950.5169 | 0 | 965.6032 | -0.026094 | 955.0349 | -0.045974 | 954.7943 | 0.0085201 | 950.5169 | 0.014091 | 960.7289 | 0.026936 | 955.0349 | -0.02363 |  |  | 955.0349 | 35.9418 | 950.5169 | 0
[6 empty] | 960.9707 | 0.22739 | 965.846 | 0.10435 | 967.3481 | -0.062801 | 955.2756 | 0 | 955.2756 | 0 |  |  | 950.7532 | 0 | 965.846 | 0.074046 | 955.2756 | 0.032675 | 955.0349 | -0.39549 | 950.7532 | 0.062744 | 960.9707 | 0.027084 | 955.2756 | 0.12771 |  |  | 955.2756 | 35.5748 | 950.7532 | 0
[6 empty] | 961.2125 | -0.17929 | 966.0889 | -0.62306 | 967.5935 | -0.018962 | 955.5163 | 0 | 955.5163 | 0 |  |  | 950.9896 | 0 | 966.0889 | -0.14081 | 955.5163 | -0.032182 | 955.2756 | 0.49793 | 950.9896 | 0.0084356 | 961.2125 | 0.027132 | 955.5163 | 0.082817 |  |  | 955.5163 | 35.4837 | 950.9896 | 0
[6 empty] | 961.4543 | 0.22852 | 966.3317 | 0.24517 | 967.8389 | -0.059404 | 955.757 | 0 | 955.757 | 0 |  |  | 951.226 | 0 | 966.3317 | 0.075571 | 955.757 | 0.026189 | 955.5163 | -0.1065 | 951.226 | 0.16876 | 961.4543 | 0.027066 | 955.757 | 0.11494 |  |  | 955.757 | 35.3051 | 951.226 | 0
[6 empty] | 961.6961 | -0.16087 | 966.5746 | -0.40702 | 968.0843 | -0.019744 | 955.9977 | 0 | 955.9977 | 0 |  |  | 951.4624 | 0 | 966.5746 | -0.14403 | 955.9977 | -0.049997 | 955.757 | 0.43348 | 951.4624 | 0.093571 | 961.6961 | 0.026884 | 955.9977 | -0.082817 |  |  | 955.9977 | 35.2266 | 951.4624 | 0
[6 empty] | 961.9379 | 0.26551 | 966.8174 | 0.29753 | 968.3298 | -0.058063 | 956.2384 | 0 | 956.2384 | 0 |  |  | 951.6988 | 0 | 966.8174 | 0.078452 | 956.2384 | 0.030294 | 955.9977 | -0.51692 | 951.6988 | -0.048027 | 961.9379 | 0.026597 | 956.2384 | 0.11146 |  |  | 956.2384 | 34.917 | 951.6988 | 0
[6 empty] | 962.1797 | -0.16073 | 967.0604 | -0.38511 | 968.5753 | -0.019003 | 956.4791 | 0 | 956.4791 | 0 |  |  | 951.9352 | 0 | 967.0604 | -0.080485 | 956.4791 | -0.044661 | 956.2384 | 0.36496 | 951.9352 | -0.066547 | 962.1797 | 0.026225 | 956.4791 | -0.07856 |  |  | 956.4791 | 34.7474 | 951.9352 | 0
[6 empty] | 962.4216 | 0.25389 | 967.3032 | 0.10771 | 968.8207 | -0.058559 | 956.7198 | 0 | 956.7198 | 0 |  |  | 952.1716 | 0 | 967.3032 | 0.071335 | 956.7198 | 0.015106 | 956.4791 | -0.22318 | 952.1716 | 0.29716 | 962.4216 | 0.025797 | 956.7198 | 0.17531 |  |  | 956.7198 | 34.5186 | 952.1716 | 0
[6 empty] | 962.6635 | -0.15528 | 967.5461 | -0.27603 | 969.0662 | -0.016125 | 956.9606 | 0 | 956.9606 | 0 |  |  | 952.408 | 0 | 967.5461 | -0.10692 | 956.9606 | -0.019375 | 956.7198 | 0.50335 | 952.408 | 0.18265 | 962.6635 | 0.02535 | 956.9606 | -0.047988 |  |  | 956.9606 | 34.34 | 952.408 | 0
[6 empty] | 962.9053 | 0.23851 | 967.7891 | 0.23062 | 969.3117 | -0.052093 | 957.2014 | 0 | 957.2014 | 0 |  |  | 952.6444 | 0 | 967.7891 | 0.055238 | 957.2014 | 0.054102 | 956.9606 | -0.36293 | 952.6444 | 0.10733 | 962.9053 | 0.024922 | 957.2014 | 0.13971 |  |  | 957.2014 | 34.0857 | 952.6444 | 0
[6 empty] | 963.1472 | -0.16614 | 968.0319 | -0.77961 | 969.5572 | -0.0095181 | 957.4421 | 0 | 957.4421 | 0 |  |  | 952.8809 | 0 | 968.0319 | -0.077604 | 957.4421 | -0.038175 | 957.2014 | 0.26524 | 952.8809 | -0.21897 | 963.1472 | 0.024553 | 957.4421 | -0.0049616 |  |  | 957.4421 | 33.8894 | 952.8809 | 0
[6 empty] | 963.389 | 0.25129 | 968.2748 | 0.2285 | 969.8027 | -0.046709 | 957.6829 | 0 | 957.6829 | 0 |  |  | 953.1173 | 0 | 968.2748 | 0.10505 | 957.6829 | 0.062311 | 957.4421 | -0.62885 | 953.1172 | 0.14946 | 963.389 | 0.024276 | 957.6829 | 0.070046 |  |  | 957.6829 | 33.4632 | 953.1172 | 0
[6 empty] | 963.6309 | -0.1606 | 968.5178 | -0.36945 | 970.0482 | -0.0065232 | 957.9236 | 0 | 957.9236 | 0 |  |  | 953.3537 | 0 | 968.5178 | -0.070488 | 957.9236 | -0.01215 | 957.6829 | 0.51353 | 953.3537 | -0.082324 | 963.6309 | 0.024114 | 957.9236 | -0.086687 |  |  | 957.9236 | 33.4973 | 953.3537 | 0
[6 empty] | 963.8728 | 0.26049 | 968.7607 | 0.54166 | 970.2937 | -0.056231 | 958.1644 | 0 | 958.1644 | 0 |  |  | 953.5901 | 0 | 968.7607 | 0.044055 | 958.1644 | 0.03366 | 957.9236 | 0.01311 | 953.5901 | 0.25059 | 963.8728 | 0.024079 | 958.1644 | 0.06966 |  |  | 958.1644 | 33.0247 | 953.5901 | 0
[6 empty] | 964.1147 | -0.18455 | 969.0037 | -0.40076 | 970.5393 | -0.015482 | 958.4052 | 0 | 958.4052 | 0 |  |  | 953.8266 | 0 | 969.0037 | -0.024908 | 958.4052 | -0.063461 | 958.1644 | 0.1852 | 953.8266 | 0.030412 | 964.1147 | 0.024167 | 958.4052 | -0.024167 |  |  | 958.4052 | 32.9415 | 953.8266 | 0
[6 empty] | 964.3566 | 0.25555 | 969.2466 | 0.52913 | 970.7848 | -0.057525 | 958.6459 | 0 | 958.6459 | 0 |  |  | 954.063 | 0 | 969.2466 | 0.059305 | 958.6459 | 0.035137 | 958.4052 | -0.48979 | 954.063 | 0.20434 | 964.3566 | 0.024362 | 958.6459 | 0.071981 |  |  | 958.6459 | 32.6248 | 954.063 | 0
[6 empty] | 964.5985 | -0.20582 | 969.4896 | -0.42268 | 971.0303 | -0.020666 | 958.8868 | 0 | 958.8868 | 0 |  |  | 954.2995 | 0 | 969.4896 | -0.0045631 | 958.8868 | -0.047288 | 958.6459 | 0.27678 | 954.2995 | 0.054317 | 964.5985 | 0.024639 | 958.8868 | -0.050697 |  |  | 958.8868 | 32.3811 | 954.2995 | 0
[6 empty] | 964.8405 | 0.24904 | 969.7325 | 0.17201 | 971.2759 | -0.058707 | 959.1276 | 0 | 959.1276 | 0 |  |  | 954.536 | 0 | 969.7325 | 0.079638 | 959.1276 | 0.08185 | 958.8868 | -0.12821 | 954.536 | 0.0052723 | 964.8405 | 0.024966 | 959.1276 | 0.13893 |  |  | 959.1276 | 32.1165 | 954.536 | 0
[6 empty] | 965.0823 | -0.14044 | 969.9755 | -0.13346 | 971.5214 | -0.014783 | 959.3683 | 0 | 959.3683 | 0 |  |  | 954.7725 | 0 | 969.9755 | -0.033888 | 959.3683 | 0.015845 | 959.1276 | 0.34733 | 954.7725 | -0.099967 | 965.0823 | 0.025311 | 959.3683 | -0.094427 |  |  | 959.3683 | 31.9595 | 954.7725 | 0
[6 empty] | 965.3243 | 0.21005 | 970.2184 | 0.31623 | 971.767 | -0.062998 | 959.6092 | 0 | 959.6092 | 0 |  |  | 955.0089 | 0 | 970.2184 | 0.030161 | 959.6092 | 0.027667 | 959.3683 | -0.31477 | 955.0089 | 0.071903 | 965.3243 | 0.025649 | 959.6092 | 0.15906 |  |  | 959.6092 | 31.5407 | 955.0089 | 0
[6 empty] | 965.5662 | -0.25084 | 970.4614 | -0.45712 | 972.0126 | -0.021413 | 959.85 | 0 | 959.85 | 0 |  |  | 955.2454 | 0 | 970.4614 | -0.084721 | 959.85 | -0.038093 | 959.6092 | 0.71365 | 955.2454 | -0.034411 | 965.5662 | 0.025958 | 959.85 | -0.049536 |  |  | 959.85 | 31.4041 | 955.2454 | 0
[6 empty] | 965.8082 | 0.25141 | 970.7044 | 0.26818 | 972.2582 | -0.064622 | 960.0908 | 0 | 960.0908 | 0 |  |  | 955.4819 | 0 | 970.7044 | 0.11505 | 960.0908 | 0.047124 | 959.85 | -0.55016 | 955.4819 | 0.012446 | 965.8082 | 0.026225 | 960.0908 | 0.12616 |  |  | 960.0908 | 31.0379 | 955.4819 | 0
[6 empty] | 966.0502 | -0.15782 | 970.9474 | -0.20235 | 972.5038 | -0.019173 | 960.3317 | 0 | 960.3317 | 0 |  |  | 955.7184 | 0 | 970.9474 | -0.056255 | 960.3317 | -0.057632 | 960.0908 | 0.46536 | 955.7184 | -0.038038 | 966.0502 | 0.02644 | 960.3317 | -0.15635 |  |  | 960.3317 | 30.9076 | 955.7184 | 0
[6 empty] | 966.2921 | 0.28686 | 971.1904 | 0.15139 | 972.7494 | -0.06764 | 960.5725 | 0 | 960.5725 | 0 |  |  | 955.9549 | 0 | 971.1904 | 0.071674 | 960.5725 | 0.078977 | 960.3317 | -0.12957 | 955.9549 | -0.0098918 | 966.2921 | 0.026601 | 960.5725 | 0.12345 |  |  | 960.5725 | 30.5564 | 955.9549 | 0
[6 empty] | 966.5341 | -0.19292 | 971.4334 | -0.3019 | 972.995 | -0.021107 | 960.8134 | 0 | 960.8134 | 0 |  |  | 956.1914 | 0 | 971.4334 | -0.15182 | 960.8134 | -0.031607 | 960.5725 | 0.090224 | 956.1914 | -0.065214 | 966.5341 | 0.02671 | 960.8134 | -0.18885 |  |  | 960.8134 | 30.3472 | 956.1914 | 0
[6 empty] | 966.7761 | 0.18346 | 971.6764 | 0.13614 | 973.2406 | -0.066135 | 961.0542 | 0 | 961.0542 | 0 |  |  | 956.4279 | 0 | 971.6764 | 0.10031 | 961.0542 | 0.051393 | 960.8134 | -0.55152 | 956.4279 | 0.29554 | 966.7761 | 0.02677 | 961.0542 | 0.18808 |  |  | 961.0542 | 29.9861 | 956.4279 | 0
[6 empty] | 967.0181 | -0.15228 | 971.9194 | -0.526 | 973.4863 | -0.025357 | 961.295 | 0 | 961.295 | 0 |  |  | 956.6644 | 0 | 971.9194 | -0.040497 | 961.295 | -0.044332 | 961.0542 | 0.40567 | 956.6644 | 0.016722 | 967.0181 | 0.026789 | 961.295 | -0.14164 |  |  | 961.295 | 29.7886 | 956.6644 | 0
[6 empty] | 967.2601 | 0.24599 | 972.1624 | 0.58862 | 973.7319 | -0.056754 | 961.5359 | 0 | 961.5359 | 0 |  |  | 956.9009 | 0 | 972.1624 | 0.043377 | 961.5359 | 0.092687 | 961.295 | -0.61732 | 956.9009 | 0.16184 | 967.2601 | 0.026779 | 961.5359 | 0.12964 |  |  | 961.5359 | 29.433 | 956.9009 | 0
[6 empty] | 967.5021 | -0.14498 | 972.4055 | -0.55418 | 973.9775 | -0.01415 | 961.7768 | 0 | 961.7768 | 0 |  |  | 957.1375 | 0 | 972.4055 | -0.05168 | 961.7768 | -0.043758 | 961.5359 | 0.50471 | 957.1375 | -0.077526 | 967.5021 | 0.026754 | 961.7768 | -0.047988 |  |  | 961.7768 | 29.1987 | 957.1375 | 0
[6 empty] | 967.7441 | 0.22387 | 972.6484 | 0.16426 | 974.2232 | -0.056845 | 962.0177 | 0 | 962.0177 | 0 |  |  | 957.374 | 0 | 972.6484 | 0.041174 | 962.0177 | 0.042854 | 961.7768 | -0.49318 | 957.374 | 0.22736 | 967.7441 | 0.026734 | 962.0177 | 0.082817 |  |  | 962.0177 | 28.7788 | 957.374 | 0
[6 empty] | 967.9861 | -0.14283 | 972.8915 | -0.29355 | 974.4689 | -0.011247 | 962.2586 | 0 | 962.2586 | 0 |  |  | 957.6106 | 0 | 972.8915 | -0.068624 | 962.2586 | -0.031443 | 962.0177 | 0.46672 | 957.6106 | 0.30542 | 967.9861 | 0.026739 | 962.2586 | -0.11416 |  |  | 962.2586 | 28.546 | 957.6106 | 0
[6 empty] | 968.2282 | 0.25431 | 973.1346 | 0.31623 | 974.7145 | -0.055621 | 962.4995 | 0 | 962.4995 | 0 |  |  | 957.8471 | 0 | 973.1346 | 0.1037 | 962.4995 | 0.068469 | 962.2586 | -0.12279 | 957.8471 | 0.21502 | 968.2282 | 0.026788 | 962.4995 | 0.26316 |  |  | 962.4995 | 28.1213 | 957.8471 | 0
[6 empty] | 968.4703 | -0.18213 | 973.3776 | -0.41329 | 974.9602 | -0.013219 | 962.7404 | 0 | 962.7404 | 0 |  |  | 958.0837 | 0 | 973.3776 | -0.093532 | 962.7404 | -0.081276 | 962.4995 | 0.46469 | 958.0837 | 0.0011741 | 968.4703 | 0.026899 | 962.7404 | -0.095975 |  |  | 962.7404 | 27.918 | 958.0837 | 0
[6 empty] | 968.7123 | 0.23197 | 973.6207 | 0.27957 | 975.2059 | -0.056136 | 962.9813 | 0 | 962.9813 | 0 |  |  | 958.3202 | 0 | 973.6207 | 0.013672 | 962.9813 | 0.062311 | 962.7404 | -0.44976 | 958.3203 | 0.21576 | 968.7123 | 0.02708 | 962.9813 | 0.20975 |  |  | 962.9813 | 27.5236 | 958.3203 | 0
[6 empty] | 968.9543 | -0.19037 | 973.8637 | -0.36945 | 975.4516 | -0.010467 | 963.2222 | 0 | 963.2222 | 0 |  |  | 958.5568 | 0 | 973.8637 | -0.065235 | 963.2222 | -0.046549 | 962.9813 | 0.19469 | 958.5568 | 0.052548 | 968.9543 | 0.027334 | 963.2222 | 0.051084 |  |  | 963.2222 | 27.2622 | 958.5568 | 0
[6 empty] | 969.1964 | 0.22668 | 974.1068 | 0.40076 | 975.6973 | -0.055604 | 963.4631 | 0 | 963.4631 | 0 |  |  | 958.7934 | 0 | 974.1068 | 0.082349 | 963.4631 | 0.042444 | 963.2222 | -0.098364 | 958.7934 | 0.08781 | 969.1964 | 0.02765 | 963.4631 | 0.21053 |  |  | 963.4631 | 26.9548 | 958.7934 | 0
[6 empty] | 969.4385 | -0.19045 | 974.3498 | -0.14437 | 975.943 | -0.010145 | 963.7041 | 0 | 963.7041 | 0 |  |  | 959.03 | 0 | 974.3498 | -0.071843 | 963.7041 | -0.042362 | 963.4631 | 0.32698 | 959.03 | -0.0042069 | 969.4385 | 0.028006 | 963.7041 | -0.028398 |  |  | 963.7041 | 26.6711 | 959.03 | 0
[6 empty] | 969.6806 | 0.32338 | 974.593 | 0.50408 | 976.1888 | -0.047278 | 963.945 | 0 | 963.945 | 0 |  |  | 959.2665 | 0 | 974.593 | 0.041513 | 963.945 | 0.029062 | 963.7041 | -0.27542 | 959.2665 | 0.14843 | 969.6806 | 0.028369 | 963.945 | 0.072368 |  |  | 963.945 | 26.244 | 959.2665 | 0
[6 empty] | 969.9227 | -0.19651 | 974.8361 | -0.47277 | 976.4345 | -0.008627 | 964.186 | 0 | 964.186 | 0 |  |  | 959.5031 | 0 | 974.8361 | -0.11844 | 964.186 | -0.013218 | 963.945 | 0.10108 | 959.5031 | 0.11152 | 969.9227 | 0.028698 | 964.186 | 0.018213 |  |  | 964.186 | 25.9579 | 959.5031 | 0
[6 empty] | 970.1648 | 0.29341 | 975.0792 | 0.58549 | 976.6802 | -0.051852 | 964.4269 | 0 | 964.4269 | 0 |  |  | 959.7397 | 0 | 975.0792 | 0.01161 | 964.4269 | 0.055087 | 964.186 | -0.3826 | 959.7397 | 0.10172 | 970.1648 | 0.028954 | 964.4269 | 0.14087 |  |  | 964.4269 | 25.543 | 959.7397 | 0
[6 empty] | 970.4069 | -0.20098 | 975.3223 | -0.59488 | 976.926 | -0.01209 | 964.6679 | 0 | 964.6679 | 0 |  |  | 959.9763 | 0 | 975.3223 | -0.052357 | 964.6679 | -0.032428 | 964.4269 | 0.81405 | 959.9763 | -0.066109 | 970.4069 | 0.029097 | 964.6679 | -0.18305 |  |  | 964.6679 | 25.3507 | 959.9763 | 0
[6 empty] | 970.649 | 0.21772 | 975.5654 | 0.30929 | 977.1717 | -0.059305 | 964.9089 | 0 | 964.9089 | 0 |  |  | 960.2129 | 0 | 975.5654 | 0.04846 | 964.9089 | 0.062065 | 964.6679 | -0.22929 | 960.213 | 0.16686 | 970.649 | 0.029103 | 964.9089 | 0.22794 |  |  | 964.9089 | 24.8946 | 960.213 | 0
[6 empty] | 970.8912 | -0.27798 | 975.8085 | -0.61993 | 977.4175 | -0.017936 | 965.1498 | 0 | 965.1498 | 0 |  |  | 960.4496 | 0 | 975.8085 | -0.062016 | 965.1498 | -0.0321 | 964.9089 | 0.36564 | 960.4496 | -0.091222 | 970.8912 | 0.028961 | 965.1498 | -0.05418 |  |  | 965.1498 | 24.6521 | 960.4496 | 0
[6 empty] | 971.1333 | 0.26292 | 976.0516 | -0.12275 | 977.6633 | -0.060753 | 965.3908 | 0 | 965.3908 | 0 |  |  | 960.6862 | 0 | 976.0516 | 0.053882 | 965.3908 | -0.00011309 | 965.1498 | -0.063947 | 960.6862 | 0.22852 | 971.1333 | 0.028676 | 965.3908 | 0.24226 |  |  | 965.3908 | 24.2333 | 960.6862 | 0
[6 empty] | 971.3754 | -0.26984 | 976.2947 | -0.21014 | 977.9091 | -0.021808 | 965.6318 | 0 | 965.6318 | 0 |  |  | 960.9228 | 0 | 976.2947 | -0.10404 | 965.6318 | -0.021591 | 965.3908 | 0.28695 | 960.9228 | -0.041192 | 971.3754 | 0.028273 | 965.6318 | -0.023657 |  |  | 965.6318 | 24.0516 | 960.9228 | 0
[6 empty] | 971.6176 | 0.24217 | 976.5379 | 0.42581 | 978.1549 | -0.069855 | 965.8728 | 0 | 965.8728 | 0 |  |  | 961.1594 | 0 | 976.5379 | 0.046427 | 965.8728 | 0.033495 | 965.6318 | -0.49182 | 961.1594 | -0.097754 | 971.6176 | 0.027787 | 965.8728 | 0.13622 |  |  | 965.8728 | 23.6096 | 961.1594 | 0
[6 empty] | 971.8597 | -0.1446 | 976.781 | -0.35693 | 978.4007 | -0.028905 | 966.1138 | 0 | 966.1138 | 0 |  |  | 961.3961 | 0 | 976.781 | -0.017961 | 966.1138 | -0.03095 | 965.8728 | 0.42534 | 961.3961 | -0.18406 | 971.8597 | 0.027261 | 966.1138 | -0.066564 |  |  | 966.1138 | 23.38 | 961.3961 | 0
[6 empty] | 972.1019 | 0.23169 | 977.0242 | 0.23322 | 978.6466 | -0.06976 | 966.3548 | 0 | 966.3548 | 0 |  |  | 961.6327 | 0 | 977.0242 | 0.047952 | 966.3548 | 0.047616 | 966.1138 | -0.32087 | 961.6327 | 0.11823 | 972.1019 | 0.026741 | 966.3548 | 0.24652 |  |  | 966.3548 | 23.0484 | 961.6327 | 0
[6 empty] | 972.3441 | -0.11421 | 977.2673 | -0.62306 | 978.8923 | -0.027761 | 966.5958 | 0 | 966.5958 | 0 |  |  | 961.8694 | 0 | 977.2673 | -0.044733 | 966.5958 | -0.045892 | 966.3548 | 0.25168 | 961.8694 | 0.089905 | 972.3441 | 0.026271 | 966.5958 | -0.041796 |  |  | 966.5958 | 22.8015 | 961.8694 | 0
[6 empty] | 972.5863 | 0.16029 | 977.5105 | 0.59488 | 979.1382 | -0.072724 | 966.8369 | 0 | 966.8369 | 0 |  |  | 962.106 | 0 | 977.5105 | 0.026094 | 966.8369 | 0.052378 | 966.5958 | -0.34936 | 962.106 | 0.098253 | 972.5863 | 0.025887 | 966.8369 | 0.10178 |  |  | 966.8369 | 22.4031 | 962.106 | 0
[6 empty] | 972.8285 | -0.15589 | 977.7537 | -0.36632 | 979.384 | -0.030353 | 967.0779 | 0 | 967.0779 | 0 |  |  | 962.3427 | 0 | 977.7537 | -0.0038603 | 967.0779 | -0.030704 | 966.8369 | 0.4518 | 962.3427 | -0.032914 | 972.8285 | 0.025616 | 967.0779 | 0.022764 |  |  | 967.0779 | 22.1107 | 962.3427 | 0
[6 empty] | 973.0707 | 0.23021 | 977.9968 | 0.084636 | 979.6299 | -0.073973 | 967.3189 | 0 | 967.3189 | 0 |  |  | 962.5793 | 0 | 977.9968 | 0.04253 | 967.3189 | 0.054594 | 967.0779 | -0.37039 | 962.5793 | 0.11681 | 973.0707 | 0.025475 | 967.3189 | 0.16138 |  |  | 967.3189 | 21.7857 | 962.5793 | 0
[6 empty] | 973.3129 | -0.23032 | 978.24 | -0.42581 | 979.8757 | -0.024198 | 967.5599 | 0 | 967.5599 | 0 |  |  | 962.816 | 0 | 978.24 | -0.025247 | 967.5599 | -0.077171 | 967.3189 | 0.44094 | 962.816 | -0.019929 | 973.3129 | 0.025468 | 967.5599 | -0.095201 |  |  | 967.5599 | 21.6048 | 962.816 | 0
[6 empty] | 973.5551 | 0.27997 | 978.4832 | 0.62932 | 980.1216 | -0.068737 | 967.801 | 0 | 967.801 | 0 |  |  | 963.0527 | 0 | 978.4832 | 0.037955 | 967.801 | 0.037847 | 967.5599 | -0.37378 | 963.0527 | 0.28839 | 973.5551 | 0.025587 | 967.801 | 0.15789 |  |  | 967.801 | 21.2225 | 963.0527 | 0
[6 empty] | 973.7974 | -0.22809 | 978.7264 | -0.27598 | 980.3674 | -0.027901 | 968.0421 | 0 | 968.0421 | 0 |  |  | 963.2894 | 0 | 978.7264 | -0.10607 | 968.0421 | -0.07282 | 967.801 | 0.28492 | 963.2894 | 0.0064179 | 973.7974 | 0.025815 | 968.0421 | -0.10255 |  |  | 968.0421 | 20.978 | 963.2894 | 0
[6 empty] | 974.0396 | 0.26512 | 978.9696 | 0.46964 | 980.6133 | -0.074182 | 968.2831 | 0 | 968.2831 | 0 |  |  | 963.5261 | 0 | 978.9696 | 0.095226 | 968.2831 | 0.014531 | 968.0421 | -0.11736 | 963.5261 | -0.016129 | 974.0396 | 0.026128 | 968.2831 | 0.10526 |  |  | 968.2831 | 20.5831 | 963.5261 | 0
[6 empty] | 974.2818 | -0.15079 | 979.2128 | -0.32249 | 980.8592 | -0.024948 | 968.5242 | 0 | 968.5242 | 0 |  |  | 963.7628 | 0 | 979.2128 | -0.0014916 | 968.5242 | -0.012561 | 968.2831 | 0.37311 | 963.7628 | -0.061972 | 974.2818 | 0.026502 | 968.5242 | -0.046827 |  |  | 968.5242 | 20.4187 | 963.7628 | 0
[6 empty] | 974.5241 | 0.21425 | 979.456 | -0.026938 | 981.1051 | -0.069699 | 968.7653 | 0 | 968.7653 | 0 |  |  | 963.9995 | 0 | 979.456 | 0.073707 | 968.7653 | 0.018061 | 968.5242 | -0.42263 | 963.9995 | 0.25904 | 974.5241 | 0.026914 | 968.7653 | 0.27748 |  |  | 968.7653 | 20.0741 | 963.9995 | 0
[6 empty] | 974.7664 | -0.1823 | 979.6992 | -0.54792 | 981.351 | -0.02136 | 969.0063 | 0 | 969.0063 | 0 |  |  | 964.2362 | 0 | 979.6992 | -0.070318 | 969.0063 | -0.046877 | 968.7653 | 0.21437 | 964.2362 | 0.018259 | 974.7664 | 0.027343 | 969.0063 | -0.10449 |  |  | 969.0063 | 19.7911 | 964.2362 | 0
[6 empty] | 975.0086 | 0.22039 | 979.9424 | 0.10639 | 981.597 | -0.065848 | 969.2474 | 0 | 969.2474 | 0 |  |  | 964.4729 | 0 | 979.9424 | 0.056932 | 969.2474 | 0.020524 | 969.0063 | -0.15263 | 964.4729 | 0.2047 | 975.0086 | 0.02778 | 969.2474 | 0.17183 |  |  | 969.2474 | 19.5104 | 964.4729 | 0
[6 empty] | 975.2509 | -0.20942 | 980.1857 | -0.38824 | 981.8429 | -0.018625 | 969.4886 | 0 | 969.4886 | 0 |  |  | 964.7096 | 0 | 980.1857 | -0.056594 | 969.4886 | -0.013874 | 969.2474 | 0.44366 | 964.7096 | 0.15225 | 975.2509 | 0.028215 | 969.4886 | -0.058437 |  |  | 969.4886 | 19.2655 | 964.7096 | 0
[6 empty] | 975.4932 | 0.23658 | 980.429 | -0.045562 | 982.0888 | -0.066688 | 969.7297 | 0 | 969.7297 | 0 |  |  | 964.9464 | 0 | 980.429 | 0.055746 | 969.7297 | 0.030294 | 969.4886 | -0.44976 | 964.9464 | 0.15437 | 975.4932 | 0.028643 | 969.7297 | 0.36842 |  |  | 969.7297 | 18.9252 | 964.9464 | 0
[6 empty] | 975.7355 | -0.23531 | 980.6722 | -0.89545 | 982.3348 | -0.021098 | 969.9708 | 0 | 969.9708 | 0 |  |  | 965.183 | 0 | 980.6722 | -0.076757 | 969.9708 | -0.0023054 | 969.7297 | 0.49114 | 965.183 | -0.086893 | 975.7355 | 0.029059 | 969.9708 | -0.12384 |  |  | 969.9708 | 18.5951 | 965.183 | 0
[6 empty] | 975.9778 | 0.20665 | 980.9154 | 0.3945 | 982.5807 | -0.070703 | 970.2119 | 0 | 970.2119 | 0 |  |  | 965.4198 | 0 | 980.9154 | 0.056085 | 970.2119 | 0.074215 | 969.9708 | -0.24896 | 965.4198 | 0.094083 | 975.9778 | 0.029453 | 970.2119 | 0.09404 |  |  | 970.2119 | 18.3043 | 965.4198 | 0
[6 empty] | 976.2201 | -0.19358 | 981.1587 | -0.085874 | 982.8267 | -0.021219 | 970.453 | 0 | 970.453 | 0 |  |  | 965.6566 | 0 | 981.1587 | -0.054391 | 970.453 | 0.025532 | 970.2119 | 0.64174 | 965.6566 | -0.04838 | 976.2201 | 0.029815 | 970.453 | -0.085526 |  |  | 970.453 | 18.0998 | 965.6566 | 0
[6 empty] | 976.4624 | 0.2497 | 981.402 | 0.29469 | 983.0726 | -0.065725 | 970.6942 | 0 | 970.6942 | 0 |  |  | 965.8933 | 0 | 981.402 | 0.046258 | 970.6942 | 0.065267 | 970.453 | -0.12075 | 965.8933 | -0.095202 | 976.4624 | 0.03013 | 970.6942 | 0.15209 |  |  | 970.6942 | 17.7344 | 965.8933 | 0
[6 empty] | 976.7047 | -0.17322 | 981.6452 | -0.30426 | 983.3186 | -0.015035 | 970.9353 | 0 | 970.9353 | 0 |  |  | 966.1301 | 0 | 981.6452 | -0.040666 | 970.9353 | -0.022905 | 970.6942 | 0.59833 | 966.1301 | 0.16728 | 976.7047 | 0.030387 | 970.9353 | 0.015039 |  |  | 970.9353 | 17.5279 | 966.1301 | 0
[6 empty] | 976.9471 | 0.21863 | 981.8885 | 0.61993 | 983.5646 | -0.068011 | 971.1765 | 0 | 971.1765 | 0 |  |  | 966.3668 | 0 | 981.8885 | 0.083365 | 971.1765 | 0.051885 | 970.9353 | 0.15128 | 966.3668 | 0.25307 | 976.9471 | 0.030575 | 971.1765 | 0.13197 |  |  | 971.1765 | 17.1394 | 966.3668 | 0
[6 empty] | 977.1894 | -0.18144 | 982.1318 | -0.16003 | 983.8106 | -0.019041 | 971.4176 | 0 | 971.4176 | 0 |  |  | 966.6036 | 0 | 982.1318 | -0.069641 | 971.4176 | -0.04622 | 971.1765 | 0.29102 | 966.6036 | 0.070785 | 977.1894 | 0.030688 | 971.4176 | -0.075464 |  |  | 971.4176 | 16.8505 | 966.6036 | 0
[6 empty] | 977.4318 | 0.261 | 982.3751 | 0.44147 | 984.0566 | -0.071877 | 971.6588 | 0 | 971.6588 | 0 |  |  | 966.8403 | 0 | 982.3751 | 0.1076 | 971.6588 | 0.014777 | 971.4176 | -0.4518 | 966.8403 | 0.053556 | 977.4318 | 0.030722 | 971.6588 | 0.33088 |  |  | 971.6588 | 16.6068 | 966.8403 | 0
[6 empty] | 977.6741 | -0.1739 | 982.6183 | -0.1503 | 984.3026 | -0.023883 | 971.8999 | 0 | 971.8999 | 0 |  |  | 967.0771 | 0 | 982.6183 | -0.001234 | 971.8999 | -0.0017065 | 971.6588 | 0.29102 | 967.0771 | -0.003385 | 977.6741 | 0.030676 | 971.8999 | 0.09791 |  |  | 971.8999 | 16.3305 | 967.0771 | 0
[6 empty] | 977.9164 | 0.1866 | 982.8617 | 0.23813 | 984.5486 | -0.071686 | 972.1411 | 0 | 972.1411 | 0 |  |  | 967.3139 | 0 | 982.8617 | 0.12691 | 972.1411 | 0.083821 | 971.8999 | -0.080048 | 967.3139 | -0.080462 | 977.9164 | 0.030552 | 972.1411 | 0.26509 |  |  | 972.1411 | 15.9474 | 967.3139 | 0
[6 empty] | 978.1589 | -0.18981 | 983.105 | -0.53539 | 984.7947 | -0.023874 | 972.3823 | 0 | 972.3823 | 0 |  |  | 967.5507 | 0 | 983.105 | -0.062863 | 972.3823 | -0.10673 | 972.1411 | 0.29102 | 967.5507 | -0.066159 | 978.1589 | 0.030348 | 972.3823 | -0.034514 |  |  | 972.3823 | 15.7303 | 967.5507 | 0
[6 empty] | 978.4012 | 0.2621 | 983.3483 | 0.18635 | 985.0407 | -0.072228 | 972.6235 | 0 | 972.6235 | 0 |  |  | 967.7875 | 0 | 983.3483 | 0.099971 | 972.6235 | 0.015352 | 972.3823 | 0.0072279 | 967.7875 | 0.11739 | 978.4012 | 0.030067 | 972.6235 | 0.17841 |  |  | 972.6235 | 15.4195 | 967.7875 | 0
[6 empty] | 978.6436 | -0.1543 | 983.5916 | -0.6982 | 985.2867 | -0.020203 | 972.8647 | 0 | 972.8647 | 0 |  |  | 968.0243 | 0 | 983.5916 | -0.12573 | 972.8647 | -0.085791 | 972.6235 | 0.038449 | 968.0243 | 0.064816 | 978.6436 | 0.029709 | 972.8647 | -0.10759 |  |  | 972.8647 | 15.1294 | 968.0243 | 0
[6 empty] | 978.886 | 0.26517 | 983.835 | 0.36945 | 985.5328 | -0.074084 | 973.1059 | 0 | 973.1059 | 0 |  |  | 968.2611 | 0 | 983.835 | 0.15029 | 973.1059 | 0.010755 | 972.8647 | -0.36157 | 968.2611 | 0.21529 | 978.886 | 0.029279 | 973.1059 | 0.24458 |  |  | 973.1059 | 14.8696 | 968.2611 | 0
[6 empty] | 979.1284 | -0.20499 | 984.0783 | -0.039567 | 985.7789 | -0.026708 | 973.3471 | 0 | 973.3471 | 0 |  |  | 968.4979 | 0 | 984.0783 | -0.055916 | 973.3471 | -0.057468 | 973.1059 | 0.60104 | 968.4979 | -0.02255 | 979.1284 | 0.028788 | 973.3471 | -0.043344 |  |  | 973.3471 | 14.6361 | 968.4979 | 0
[6 empty] | 979.3708 | 0.21784 | 984.3216 | 0.2353 | 986.0249 | -0.081609 | 973.5883 | 0 | 973.5883 | 0 |  |  | 968.7347 | 0 | 984.3216 | 0.097768 | 973.5883 | 0.010098 | 973.3471 | -0.5081 | 968.7347 | 0.33875 | 979.3708 | 0.028249 | 973.5883 | 0.17028 |  |  | 973.5883 | 14.3068 | 968.7347 | 0
[6 empty] | 979.6133 | -0.18427 | 984.5649 | -0.51974 | 986.271 | -0.022613 | 973.8295 | 0 | 973.8295 | 0 |  |  | 968.9716 | 0 | 984.5649 | -0.073199 | 973.8295 | -0.04622 | 973.5883 | 0.80659 | 968.9716 | 0.059509 | 979.6133 | 0.027684 | 973.8295 | -0.078947 |  |  | 973.8295 | 14.0811 | 968.9716 | 0
[6 empty] | 979.8557 | 0.17412 | 984.8083 | 0.147 | 986.5171 | -0.070274 | 974.0707 | 0 | 974.0707 | 0 |  |  | 969.2084 | 0 | 984.8083 | 0.066591 | 974.0707 | 0.035302 | 973.8295 | -0.40228 | 969.2084 | 0.16936 | 979.8557 | 0.027118 | 974.0707 | 0.18034 |  |  | 974.0707 | 13.7824 | 969.2084 | 0
[6 empty] | 980.0981 | -0.13749 | 985.0517 | -0.53539 | 986.7632 | -0.021097 | 974.312 | 0 | 974.312 | 0 |  |  | 969.4452 | 0 | 985.0517 | -0.070827 | 974.312 | -0.031443 | 974.0707 | 0.47011 | 969.4453 | 0.046231 | 980.0981 | 0.026575 | 974.312 | -0.058824 |  |  | 974.312 | 13.481 | 969.4453 | 0
[6 empty] | 980.3406 | 0.26218 | 985.295 | 0.25605 | 987.0093 | -0.074129 | 974.5532 | 0 | 974.5532 | 0 |  |  | 969.6821 | 0 | 985.295 | 0.11353 | 974.5532 | 0.02742 | 974.312 | -0.18316 | 969.6821 | 0.14263 | 980.3406 | 0.02608 | 974.5532 | 0.2887 |  |  | 974.5532 | 13.3318 | 969.6821 | 0
[6 empty] | 980.5831 | -0.10865 | 985.5384 | -0.3538 | 987.2554 | -0.021498 | 974.7945 | 0 | 974.7945 | 0 |  |  | 969.9189 | 0 | 985.5384 | -0.085738 | 974.7945 | -0.026025 | 974.5532 | 0.50946 | 969.9189 | -0.29201 | 980.5831 | 0.02565 | 974.7945 | -0.037663 |  |  | 974.7945 | 13.0547 | 969.9189 | 0
[6 empty] | 980.8255 | 0.25672 | 985.7818 | 0.052789 | 987.5015 | -0.074237 | 975.0358 | 0 | 975.0358 | 0 |  |  | 970.1558 | 0 | 985.7818 | 0.070657 | 975.0358 | 0.068222 | 974.7945 | -0.23268 | 970.1558 | 0.04746 | 980.8255 | 0.025294 | 975.0358 | 0.30573 |  |  | 975.0358 | 12.7521 | 970.1558 | 0
[6 empty] | 981.068 | -0.22885 | 986.0252 | -0.51974 | 987.7477 | -0.020365 | 975.277 | 0 | 975.277 | 0 |  |  | 970.3926 | 0 | 986.0252 | -0.041513 | 975.277 | -0.0697 | 975.0358 | 0.25371 | 970.3926 | 0.1618 | 981.068 | 0.025011 | 975.277 | -0.1606 |  |  | 975.277 | 12.5139 | 970.3926 | 0
[6 empty] | 981.3105 | 0.23802 | 986.2686 | 0.33814 | 987.9938 | -0.079165 | 975.5182 | 0 | 975.5182 | 0 |  |  | 970.6295 | 0 | 986.2686 | 0.073029 | 975.5182 | 0.058535 | 975.277 | -0.47418 | 970.6295 | 0.34047 | 981.3105 | 0.024794 | 975.5182 | 0.28483 |  |  | 975.5182 | 12.223 | 970.6295 | 0
[6 empty] | 981.553 | -0.19012 | 986.512 | -0.40389 | 988.2399 | -0.024178 | 975.7596 | 0 | 975.7596 | 0 |  |  | 970.8664 | 0 | 986.512 | 0.0039662 | 975.7596 | -0.082507 | 975.5182 | 0.30934 | 970.8664 | 0.021207 | 981.553 | 0.024629 | 975.7596 | -0.021316 |  |  | 975.7596 | 12.0142 | 970.8664 | 0
[6 empty] | 981.7955 | 0.22986 | 986.7554 | 0.09051 | 988.4861 | -0.078498 | 976.0009 | 0 | 976.0009 | 0 |  |  | 971.1033 | 0 | 986.7554 | 0.042869 | 976.0009 | 0.075283 | 975.7596 | -0.18791 | 971.1033 | 0.012386 | 981.7955 | 0.024504 | 976.0009 | 0.25542 |  |  | 976.0009 | 11.6488 | 971.1033 | 0
[6 empty] | 982.038 | -0.17102 | 986.9988 | -0.33814 | 988.7322 | -0.025496 | 976.2421 | 0 | 976.2421 | 0 |  |  | 971.3401 | 0 | 986.9988 | -0.122 | 976.2421 | -0.063379 | 976.0009 | 0.4328 | 971.3401 | -0.065916 | 982.038 | 0.02441 | 976.2421 | -0.09017 |  |  | 976.2421 | 11.5228 | 971.3401 | 0
[6 empty] | 982.2805 | 0.11963 | 987.2422 | 0.25433 | 988.9784 | -0.078961 | 976.4835 | 0 | 976.4835 | 0 |  |  | 971.577 | 0 | 987.2422 | 0.064388 | 976.4835 | 0.025368 | 976.2421 | -0.25439 | 971.577 | 0.15845 | 982.2805 | 0.024345 | 976.4835 | 0.25464 |  |  | 976.4835 | 11.2638 | 971.577 | 0
[6 empty] | 982.523 | -0.16404 | 987.4856 | -0.3945 | 989.2246 | -0.024971 | 976.7247 | 0 | 976.7247 | 0 |  |  | 971.8139 | 0 | 987.4856 | -0.079129 | 976.7247 | -0.047698 | 976.4835 | 0.57797 | 971.8139 | 9.8425e-05 | 982.523 | 0.024315 | 976.7247 | -0.13855 |  |  | 976.7247 | 11.0279 | 971.8139 | 0
[6 empty] | 982.7656 | 0.24392 | 987.729 | 0.29659 | 989.4708 | -0.078601 | 976.9661 | 0 | 976.9661 | 0 |  |  | 972.0508 | 0 | 987.729 | 0.037616 | 976.9661 | 0.10287 | 976.7247 | -0.2008 | 972.0508 | 0.068624 | 982.7656 | 0.024336 | 976.9661 | 0.18189 |  |  | 976.9661 | 10.8218 | 972.0508 | 0
[6 empty] | 983.0081 | -0.29514 | 987.9725 | -0.74517 | 989.717 | -0.02509 | 977.2074 | 0 | 977.2074 | 0 |  |  | 972.2877 | 0 | 987.9725 | -0.12183 | 977.2074 | -0.046959 | 976.9661 | 0.30391 | 972.2877 | 0.075741 | 983.0081 | 0.024422 | 977.2074 | 0.14474 |  |  | 977.2074 | 10.5749 | 972.2877 | 0
[6 empty] | 983.2506 | 0.26787 | 988.2159 | 0.074646 | 989.9632 | -0.077161 | 977.4487 | 0 | 977.4487 | 0 |  |  | 972.5247 | 0 | 988.2159 | 0.038633 | 977.4487 | 0.046877 | 977.2074 | -0.50674 | 972.5247 | 0.17255 | 983.2506 | 0.024588 | 977.4487 | 0.13893 |  |  | 977.4487 | 10.3355 | 972.5247 | 0
[6 empty] | 983.4932 | -0.16027 | 988.4593 | -0.52913 | 990.2094 | -0.023803 | 977.69 | 0 | 977.69 | 0 |  |  | 972.7615 | 0 | 988.4593 | -0.066252 | 977.69 | -0.085463 | 977.4487 | 0.36293 | 972.7615 | -0.10069 | 983.4932 | 0.024842 | 977.69 | -0.066564 |  |  | 977.69 | 10.1424 | 972.7615 | 0
[6 empty] | 983.7357 | 0.26454 | 988.7028 | 0.031402 | 990.4557 | -0.075709 | 977.9314 | 0 | 977.9314 | 0 |  |  | 972.9985 | 0 | 988.7028 | 0.065404 | 977.9314 | 0.036205 | 977.69 | -0.29509 | 972.9985 | 0.28595 | 983.7357 | 0.025181 | 977.9314 | 0.16254 |  |  | 977.9314 | 9.8543 | 972.9985 | 0
[6 empty] | 983.9783 | -0.1662 | 988.9463 | -0.34441 | 990.7019 | -0.017633 | 978.1727 | 0 | 978.1727 | 0 |  |  | 973.2354 | 0 | 988.9463 | -0.08201 | 978.1727 | -0.0047382 | 977.9314 | 0.75571 | 973.2354 | 0.066418 | 983.9783 | 0.025594 | 978.1727 | -0.13971 |  |  | 978.1727 | 9.6907 | 973.2354 | 0
[6 empty] | 984.2209 | 0.27632 | 989.1898 | 0.36006 | 990.9481 | -0.075135 | 978.4141 | 0 | 978.4141 | 0 |  |  | 973.4724 | 0 | 989.1898 | 0.13962 | 978.4141 | 0.0074496 | 978.1727 | -0.40024 | 973.4724 | 0.031795 | 984.2209 | 0.026064 | 978.4141 | 0.15712 |  |  | 978.4141 | 9.4854 | 973.4724 | 0
[6 empty] | 984.4635 | -0.21034 | 989.4332 | -0.24209 | 991.1944 | -0.019272 | 978.6555 | 0 | 978.6555 | 0 |  |  | 973.7093 | 0 | 989.4332 | -0.093193 | 978.6555 | -0.043593 | 978.4141 | 0.31409 | 973.7093 | 0.044496 | 984.4635 | 0.02657 | 978.6555 | -0.040248 |  |  | 978.6555 | 9.3578 | 973.7093 | 0
[6 empty] | 984.7061 | 0.24162 | 989.6767 | 0.41642 | 991.4407 | -0.067484 | 978.8968 | 0 | 978.8968 | 0 |  |  | 973.9462 | 0 | 989.6767 | 0.087262 | 978.8968 | 0.093837 | 978.6555 | -0.1567 | 973.9462 | 0.08809 | 984.7061 | 0.027091 | 978.8968 | 0.28483 |  |  | 978.8968 | 9.0791 | 973.9462 | 0
[6 empty] | 984.9487 | -0.16217 | 989.9202 | -0.55731 | 991.6869 | -0.015919 | 979.1382 | 0 | 979.1382 | 0 |  |  | 974.1832 | 0 | 989.9202 | -0.024738 | 979.1382 | 0.0044525 | 978.8968 | 0.24082 | 974.1832 | 0.042926 | 984.9487 | 0.02761 | 979.1382 | -0.10023 |  |  | 979.1382 | 8.9194 | 974.1832 | 0
[6 empty] | 985.1913 | 0.21991 | 990.1636 | 0.30235 | 991.9332 | -0.078418 | 979.3796 | 0 | 979.3796 | 0 |  |  | 974.4202 | 0 | 990.1636 | 0.065066 | 979.3796 | 0.10812 | 979.1382 | -0.58001 | 974.4202 | 0.083809 | 985.1913 | 0.028116 | 979.3796 | 0.35101 |  |  | 979.3796 | 8.7283 | 974.4202 | 0
[6 empty] | 985.4339 | -0.22001 | 990.4072 | -0.55731 | 992.1794 | -0.021828 | 979.6209 | 0 | 979.6209 | 0 |  |  | 974.6571 | 0 | 990.4072 | -0.0076315 | 979.6209 | -0.054841 | 979.3796 | 0.57594 | 974.6571 | 0.20021 | 985.4339 | 0.028598 | 979.6209 | -0.15132 |  |  | 979.6209 | 8.4366 | 974.6571 | 0
[6 empty] | 985.6766 | 0.2576 | 990.6506 | 0.72012 | 992.4258 | -0.085754 | 979.8623 | 0 | 979.8623 | 0 |  |  | 974.8941 | 0 | 990.6506 | 0.083704 | 979.8623 | 0.021181 | 979.6209 | -0.58611 | 974.8941 | -0.062787 | 985.6766 | 0.029047 | 979.8623 | 0.18924 |  |  | 979.8623 | 8.2753 | 974.8941 | 0
[6 empty] | 985.9192 | -0.24974 | 990.8942 | -0.42894 | 992.6721 | -0.033241 | 980.1038 | 0 | 980.1038 | 0 |  |  | 975.131 | 0 | 990.8942 | -0.084043 | 980.1038 | -0.038011 | 979.8623 | 0.45383 | 975.131 | 0.079536 | 985.9192 | 0.029453 | 980.1038 | -0.1935 |  |  | 980.1038 | 8.0206 | 975.131 | 0
[6 empty] | 986.1619 | 0.19238 | 991.1377 | 0.44147 | 992.9184 | -0.085493 | 980.3451 | 0 | 980.3451 | 0 |  |  | 975.368 | 0 | 991.1377 | 0.06066 | 980.3451 | 0.066088 | 980.1038 | -0.62478 | 975.368 | 0.23457 | 986.1619 | 0.029801 | 980.3451 | 0.30341 |  |  | 980.3451 | 7.959 | 975.368 | 0
[6 empty] | 986.4045 | -0.24454 | 991.3812 | -0.3945 | 993.1647 | -0.029887 | 980.5865 | 0 | 980.5865 | 0 |  |  | 975.605 | 0 | 991.3812 | -0.083196 | 980.5865 | -0.060834 | 980.3451 | 0.77606 | 975.605 | -0.034351 | 986.4045 | 0.030072 | 980.5865 | -0.17957 |  |  | 980.5865 | 7.7796 | 975.605 | 0
[6 empty] | 986.6472 | 0.21762 | 991.6248 | 0.20471 | 993.411 | -0.081617 | 980.828 | 0 | 980.828 | 0 |  |  | 975.842 | 0 | 991.6248 | 0.10607 | 980.828 | 0.070439 | 980.5865 | -0.61461 | 975.842 | 0.26628 | 986.6472 | 0.030247 | 980.828 | 0.22485 |  |  | 980.828 | 7.5641 | 975.842 | 0
[6 empty] | 986.8898 | -0.18851 | 991.8683 | -0.61367 | 993.6573 | -0.019276 | 981.0694 | 0 | 981.0694 | 0 |  |  | 976.079 | 0 | 991.8683 | -0.026433 | 981.0694 | -0.10492 | 980.828 | 0.42805 | 976.079 | 0.069456 | 986.8898 | 0.030309 | 981.0694 | -0.14706 |  |  | 981.0694 | 7.3483 | 976.079 | 0
[6 empty] | 987.1325 | 0.25604 | 992.1118 | 0.49469 | 993.9037 | -0.075463 | 981.3108 | 0 | 981.3108 | 0 |  |  | 976.316 | 0 | 992.1118 | 0.029822 | 981.3108 | 0.05796 | 981.0694 | -0.024797 | 976.316 | 0.14281 | 987.1325 | 0.030246 | 981.3108 | -0.021235 |  |  | 981.3108 | 7.245 | 976.316 | 0
[6 empty] | 987.3752 | -0.16354 | 992.3554 | -0.30904 | 994.1501 | -0.013634 | 981.5523 | 0 | 981.5523 | 0 |  |  | 976.553 | 0 | 992.3554 | -0.079129 | 981.5523 | -0.074298 | 981.3108 | 0.60647 | 976.553 | -0.042006 | 987.3752 | 0.030059 | 981.5523 | -0.050697 |  |  | 981.5523 | 7.0566 | 976.553 | 0
[6 empty] | 987.6179 | 0.2852 | 992.5989 | 0.45712 | 994.3964 | -0.079563 | 981.7937 | 0 | 981.7937 | 0 |  |  | 976.79 | 0 | 992.5989 | 0.09709 | 981.7937 | 0.07791 | 981.5523 | -0.45587 | 976.79 | 0.18959 | 987.6179 | 0.029762 | 981.7937 | 0.30263 |  |  | 981.7937 | 6.9675 | 976.79 | 0
[6 empty] | 987.8606 | -0.25107 | 992.8425 | -0.8798 | 994.6428 | -0.015778 | 982.0352 | 0 | 982.0352 | 0 |  |  | 977.027 | 0 | 992.8425 | -0.093193 | 982.0352 | -0.072984 | 981.7937 | 0.61325 | 977.027 | 0.052012 | 987.8606 | 0.029382 | 982.0352 | 0.02193 |  |  | 982.0352 | 6.7379 | 977.027 | 0
[6 empty] | 988.1033 | 0.2803 | 993.086 | 0.7483 | 994.8892 | -0.070021 | 982.2767 | 0 | 982.2767 | 0 |  |  | 977.2641 | 0 | 993.086 | 0.061677 | 982.2767 | 0.060505 | 982.0352 | -0.60986 | 977.2641 | 0.29002 | 988.1033 | 0.028955 | 982.2767 | 0.19776 |  |  | 982.2767 | 6.5978 | 977.2641 | 0
[6 empty] | 988.346 | -0.24095 | 993.3296 | -0.53539 | 995.1356 | -0.0073267 | 982.5181 | 0 | 982.5181 | 0 |  |  | 977.5011 | 0 | 993.3296 | -0.0012147 | 982.5181 | -0.012643 | 982.2767 | 0.64649 | 977.5011 | 0.23732 | 988.346 | 0.028521 | 982.5181 | 0.076625 |  |  | 982.5181 | 6.4965 | 977.5011 | 0
[6 empty] | 988.5887 | 0.22301 | 993.5732 | 0.42268 | 995.382 | -0.072766 | 982.7596 | 0 | 982.7596 | 0 |  |  | 977.7382 | 0 | 993.5732 | 0.017622 | 982.7596 | 0.066416 | 982.5181 | -0.38396 | 977.7382 | 0.19002 | 988.5887 | 0.028116 | 982.7596 | 0.21362 |  |  | 982.7596 | 6.2909 | 977.7382 | 0
[6 empty] | 988.8315 | -0.20274 | 993.8168 | -0.18603 | 995.6284 | -0.010223 | 983.0011 | 0 | 983.0011 | 0 |  |  | 977.9752 | 0 | 993.8168 | -0.16216 | 983.0011 | -0.096053 | 982.7596 | 0.36361 | 977.9752 | 0.082276 | 988.8315 | 0.027767 | 983.0011 | -0.058824 |  |  | 983.0011 | 6.086 | 977.9752 | 0
[6 empty] | 989.0742 | 0.20154 | 994.0604 | 0.33814 | 995.8748 | -0.065003 | 983.2426 | 0 | 983.2426 | 0 |  |  | 978.2123 | 0 | 994.0604 | 0.12251 | 983.2426 | 0.11149 | 983.0011 | -0.45315 | 978.2123 | 0.068301 | 989.0742 | 0.027483 | 983.2426 | 0.029735 |  |  | 983.2426 | 6.0424 | 978.2123 | 0
[6 empty] | 989.317 | -0.17439 | 994.304 | -0.065658 | 996.1211 | -0.0058934 | 983.4841 | 0 | 983.4841 | 0 |  |  | 978.4493 | 0 | 994.304 | -0.13352 | 983.4841 | -0.09162 | 983.2426 | 0.4484 | 978.4493 | -0.017512 | 989.317 | 0.027263 | 983.4841 | -0.065403 |  |  | 983.4841 | 5.8293 | 978.4493 | 0
[6 empty] | 989.5598 | 0.22609 | 994.5476 | 0.83597 | 996.3676 | -0.074836 | 983.7256 | 0 | 983.7256 | 0 |  |  | 978.6863 | 0 | 994.5476 | 0.05778 | 983.7256 | 0.0077107 | 983.4841 | -0.45655 | 978.6863 | 0.12629 | 989.5598 | 0.02709 | 983.7256 | 0.24342 |  |  | 983.7256 | 5.7131 | 978.6863 | 0
[6 empty] | 989.8025 | -0.17307 | 994.7911 | -0.6575 | 996.6141 | -0.010584 | 983.9671 | 0 | 983.9671 | 0 |  |  | 978.9235 | 0 | 994.7911 | -0.083704 | 983.9671 | -0.016748 | 983.7256 | 0.42941 | 978.9235 | -0.096322 | 989.8025 | 0.026944 | 983.9671 | -0.24342 |  |  | 983.9671 | 5.5922 | 978.9235 | 0
[6 empty] | 990.0453 | 0.26918 | 995.0348 | 0.36632 | 996.8605 | -0.083378 | 984.2086 | 0 | 984.2086 | 0 |  |  | 979.1605 | 0 | 995.0348 | 0.093362 | 984.2086 | 0.078649 | 983.9671 | -0.34122 | 979.1605 | 0.37868 | 990.0453 | 0.026803 | 984.2086 | 0.28135 |  |  | 984.2086 | 5.4584 | 979.1605 | 0
[6 empty] | 990.2881 | -0.18971 | 995.2784 | -0.62619 | 997.1069 | -0.0073375 | 984.4501 | 0 | 984.4501 | 0 |  |  | 979.3976 | 0 | 995.2784 | 0.022027 | 984.4501 | -0.0057643 | 984.2086 | 0.36225 | 979.3976 | -0.038898 | 990.2881 | 0.026656 | 984.4501 | -0.14087 |  |  | 984.4501 | 5.4019 | 979.3976 | 0
[6 empty] | 990.5309 | 0.20434 | 995.522 | 0.1227 | 997.3534 | -0.073947 | 984.6916 | 0 | 984.6916 | 0 |  |  | 979.6346 | 0 | 995.522 | 0.10031 | 984.6916 | 0.080701 | 984.4501 | -0.20351 | 979.6346 | 0.26974 | 990.5309 | 0.0265 | 984.6916 | 0.36029 |  |  | 984.6916 | 5.23 | 979.6346 | 0
[6 empty] | 990.7737 | -0.17848 | 995.7656 | -0.21288 | 997.5999 | -0.014139 | 984.9332 | 0 | 984.9332 | 0 |  |  | 979.8718 | 0 | 995.7656 | -0.1403 | 984.9332 | -0.0073913 | 984.6916 | 0.57526 | 979.8718 | 0.16827 | 990.7737 | 0.026339 | 984.9332 | -0.15402 |  |  | 984.9332 | 5.0961 | 979.8718 | 0
[6 empty] | 991.0165 | 0.25544 | 996.0093 | 0.48217 | 997.8464 | -0.08369 | 985.1747 | 0 | 985.1747 | 0 |  |  | 980.1088 | 0 | 996.0093 | 0.076927 | 985.1747 | 0.045235 | 984.9332 | -0.73196 | 980.1088 | 0.24127 | 991.0165 | 0.026187 | 985.1747 | 0.13119 |  |  | 985.1747 | 5.0318 | 980.1088 | 0
[6 empty] | 991.2593 | -0.19973 | 996.2529 | -0.75456 | 998.0928 | -0.012035 | 985.4163 | 0 | 985.4163 | 0 |  |  | 980.346 | 0 | 996.2529 | -0.033719 | 985.4163 | -0.057632 | 985.1747 | 0.39278 | 980.3459 | 0.086781 | 991.2593 | 0.026054 | 985.4163 | -0.1041 |  |  | 985.4163 | 4.9038 | 980.3459 | 0
[6 empty] | 991.5021 | 0.25297 | 996.4966 | -0.099023 | 998.3394 | -0.081735 | 985.6578 | 0 | 985.6578 | 0 |  |  | 980.5831 | 0 | 996.4966 | 0.041683 | 985.6578 | 0.10196 | 985.4163 | -0.38667 | 980.5831 | 0.21293 | 991.5021 | 0.025948 | 985.6578 | 0.30882 |  |  | 985.6578 | 4.7523 | 980.5831 | 0
[6 empty] | 991.7449 | -0.21234 | 996.7402 | -0.3131 | 998.5859 | -0.029597 | 985.8994 | 0 | 985.8994 | 0 |  |  | 980.8202 | 0 | 996.7402 | -0.034058 | 985.8994 | -0.07167 | 985.6578 | 0.47825 | 980.8202 | -0.076534 | 991.7449 | 0.025867 | 985.8994 | -0.10062 |  |  | 985.8994 | 4.4885 | 980.8202 | 0
[6 empty] | 991.9878 | 0.19387 | 996.9839 | 0.67003 | 998.8324 | -0.098705 | 986.141 | 0 | 986.141 | 0 |  |  | 981.0573 | 0 | 996.9839 | 0.076418 | 986.141 | 0.083082 | 985.8994 | -0.24082 | 981.0573 | 0.12232 | 991.9878 | 0.0258 | 986.141 | 0.25851 |  |  | 986.141 | 4.5702 | 981.0573 | 0
[6 empty] | 992.2307 | -0.13624 | 997.2276 | -0.15739 | 999.0789 | -0.05737 | 986.3826 | 0 | 986.3826 | 0 |  |  | 981.2944 | 0 | 997.2276 | -0.067438 | 986.3826 | -0.017076 | 986.141 | 0.53659 | 981.2944 | 0.049412 | 992.2307 | 0.02573 | 986.3826 | -0.16486 |  |  | 986.3826 | 4.4195 | 981.2944 | 0
[6 empty] | 992.4735 | 0.25123 | 997.4713 | 0.67316 | 999.3254 | -0.085593 | 986.6241 | 0 | 986.6241 | 0 |  |  | 981.5316 | 0 | 997.4713 | 0.046935 | 986.6241 | 0.015516 | 986.3826 | 0.06177 | 981.5316 | -0.021461 | 992.4735 | 0.025638 | 986.6241 | 0.26974 |  |  | 986.6241 | 4.3437 | 981.5316 | 0
[6 empty] | 992.7164 | -0.22871 | 997.715 | -0.36632 | 999.572 | -0.047124 | 986.8657 | 0 | 986.8657 | 0 |  |  | 981.7687 | 0 | 997.715 | -0.033041 | 986.8657 | -0.0094411 | 986.6241 | 0.7842 | 981.7687 | -0.069093 | 992.7164 | 0.025509 | 986.8657 | -0.071594 |  |  | 986.8657 | 4.2224 | 981.7687 | 0
[6 empty] | 992.9592 | 0.22185 | 997.9586 | 0.53226 | 999.8185 | -0.081606 | 987.1073 | 0 | 987.1073 | 0 |  |  | 982.0058 | 0 | 997.9586 | 0.031686 | 987.1073 | 0.11124 | 986.8657 | -0.79166 | 982.0058 | 0.04983 | 992.9592 | 0.025338 | 987.1073 | 0.38777 |  |  | 987.1073 | 4.109 | 982.0058 | 0
[6 empty] | 993.2021 | -0.21055 | 998.2023 | -0.55105 | 1000.0651 | -0.040424 | 987.3489 | 0 | 987.3489 | 0 |  |  | 982.243 | 0 | 998.2023 | -0.17351 | 987.3489 | -0.071753 | 987.1073 | -0.039554 | 982.243 | -0.14536 | 993.2021 | 0.025129 | 987.3489 | -0.2411 |  |  | 987.3489 | 3.9222 | 982.243 | 0
[6 empty] | 993.445 | 0.25345 | 998.446 | 0.95494 | 1000.3116 | -0.069617 | 987.5905 | 0 | 987.5905 | 0 |  |  | 982.4801 | 0 | 998.446 | 0.077774 | 987.5905 | 0.090717 | 987.3489 | -0.33037 | 982.4801 | 0.19709 | 993.445 | 0.0249 | 987.5905 | 0.34017 |  |  | 987.5905 | 3.9073 | 982.4801 | 0
[6 empty] | 993.6879 | -0.16477 | 998.6898 | -0.5667 | 1000.5582 | -0.022658 | 987.8321 | 0 | 987.8321 | 0 |  |  | 982.7173 | 0 | 998.6898 | -0.15351 | 987.8321 | -0.047452 | 987.5905 | 0.32698 | 982.7173 | -0.05707 | 993.6879 | 0.024677 | 987.8321 | 0.0095844 |  |  | 987.8321 | 3.8154 | 982.7173 | 0
[6 empty] | 993.9308 | 0.241 | 998.9335 | -0.059035 | 1000.8048 | -0.054185 | 988.0738 | 0 | 988.0738 | 0 |  |  | 982.9545 | 0 | 998.9335 | 0.070996 | 988.0738 | 0.039324 | 987.8321 | -0.502 | 982.9545 | 0.028165 | 993.9308 | 0.02449 | 988.0738 | 0.44969 |  |  | 988.0738 | 3.7868 | 982.9545 | 0
[6 empty] | 994.1737 | -0.16456 | 999.1772 | -0.4352 | 1001.0514 | -0.014541 | 988.3154 | 0 | 988.3154 | 0 |  |  | 983.1916 | 0 | 999.1772 | -0.20299 | 988.3154 | -0.063953 | 988.0738 | 0.35615 | 983.1916 | 0.053131 | 994.1737 | 0.024367 | 988.3154 | -0.26006 |  |  | 988.3154 | 3.5599 | 983.1916 | 0
[6 empty] | 994.4166 | 0.16945 | 999.4209 | 0.60428 | 1001.298 | -0.038959 | 988.5571 | 0 | 988.5571 | 0 |  |  | 983.4288 | 0 | 999.4209 | 0.12437 | 988.5571 | 0.088911 | 988.3154 | -0.45587 | 983.4288 | 0.26147 | 994.4166 | 0.024331 | 988.5571 | 0.28289 |  |  | 988.5571 | 3.536 | 983.4288 | 0
[6 empty] | 994.6596 | -0.20742 | 999.6646 | -0.40389 | 1001.5446 | -3.4047e-05 | 988.7987 | 0 | 988.7987 | 0 |  |  | 983.6659 | 0 | 999.6646 | -0.11098 | 988.7987 | -0.098598 | 988.5571 | 0.85068 | 983.666 | -0.11219 | 994.6596 | 0.024392 | 988.7987 | -0.088622 |  |  | 988.7987 | 3.3947 | 983.666 | 0
[6 empty] | 994.9025 | 0.30729 | 999.9084 | 0.7076 | 1001.7912 | -3.4047e-05 | 989.0403 | 0 | 989.0403 | 0 |  |  | 983.9031 | 0 | 999.9084 | 0.041513 | 989.0403 | 0.079305 | 988.7987 | -0.64513 | 983.9031 | 0.30859 | 994.9025 | 0.024551 | 989.0403 | 0.27283 |  |  | 989.0403 | 3.4371 | 983.9031 | 0
[6 empty] | 995.1454 | -0.20072 | 1000.1521 | -0.46025 | 1002.0378 | -3.4047e-05 | 989.282 | 0 | 989.282 | 0 |  |  | 984.1403 | 0 | 1000.1521 | -0.082688 | 989.282 | -0.075447 | 989.0403 | 0.30934 | 984.1403 | 0.071531 | 995.1454 | 0.024795 | 989.282 | -0.21246 |  |  | 989.282 | 3.1745 | 984.1403 | 0
[6 empty] | 995.3884 | 0.24554 | 1000.3959 | 0.074837 | 1002.2845 | -3.4047e-05 | 989.5237 | 0 | 989.5237 | 0 |  |  | 984.3776 | 0 | 1000.3959 | 0.1076 | 989.5237 | 0.01215 | 989.282 | -0.22861 | 984.3776 | 0.094089 | 995.3884 | 0.025101 | 989.5237 | 0.26509 |  |  | 989.5237 | 3.1878 | 984.3776 | 0
[6 empty] | 995.6314 | -0.18924 | 1000.6396 | -0.49469 | 1002.5311 | -3.4047e-05 | 989.7653 | 0 | 989.7653 | 0 |  |  | 984.6147 | 0 | 1000.6396 | -0.025755 | 989.7653 | -0.071588 | 989.5237 | 0.5929 | 984.6147 | 0.21492 | 995.6314 | 0.025438 | 989.7653 | -0.20008 |  |  | 989.7653 | 3.0689 | 984.6147 | 0
[6 empty] | 995.8743 | 0.24391 | 1000.8834 | 0.79839 | 1002.7778 | -3.4047e-05 | 990.007 | 0 | 990.007 | 0 |  |  | 984.8519 | 0 | 1000.8834 | 0.090143 | 990.007 | 0.022659 | 989.7653 | -0.60036 | 984.8519 | 0.13889 | 995.8743 | 0.025771 | 990.007 | 0.39048 |  |  | 990.007 | 3.0709 | 984.8519 | 0
[6 empty] | 996.1173 | -0.14643 | 1001.1271 | -0.72951 | 1003.0244 | -3.4047e-05 | 990.2487 | 0 | 990.2487 | 0 |  |  | 985.0892 | 0 | 1001.1271 | -0.05456 | 990.2487 | -0.036451 | 990.007 | 0.77538 | 985.0892 | 0.020817 | 996.1173 | 0.026065 | 990.2487 | -0.23839 |  |  | 990.2487 | 3.0014 | 985.0892 | 0
[6 empty] | 996.3604 | 0.18982 | 1001.3709 | -0.034293 | 1003.2711 | -3.4047e-05 | 990.4904 | 0 | 990.4904 | 0 |  |  | 985.3264 | 0 | 1001.3709 | -0.016725 | 990.4904 | 0.065349 | 990.2487 | -0.10311 | 985.3264 | 0.23727 | 996.3604 | 0.026287 | 990.4904 | 0.51355 |  |  | 990.4904 | 2.9068 | 985.3264 | 0
[6 empty] | 996.6033 | -0.1575 | 1001.6147 | -0.57923 | 1003.5178 | -3.4047e-05 | 990.7321 | 0 | 990.7321 | 0 |  |  | 985.5636 | 0 | 1001.6147 | -0.069641 | 990.7321 | -0.041377 | 990.4904 | 0.5773 | 985.5636 | -0.1206 | 996.6033 | 0.026408 | 990.7321 | -0.25464 |  |  | 990.7321 | 2.8566 | 985.5636 | 0
[6 empty] | 996.8463 | 0.20701 | 1001.8585 | 0.15504 | 1003.7645 | -3.4047e-05 | 990.9738 | 0 | 990.9738 | 0 |  |  | 985.8008 | 0 | 1001.8585 | 0.053544 | 990.9738 | 0.077007 | 990.7321 | -0.56373 | 985.8008 | -0.024444 | 996.8463 | 0.026403 | 990.9738 | 0.41099 |  |  | 990.9738 | 2.7573 | 985.8008 | 0
[6 empty] | 997.0894 | -0.17309 | 1002.1023 | -0.97999 | 1004.0111 | -3.4047e-05 | 991.2155 | 0 | 991.2155 | 0 |  |  | 986.0381 | 0 | 1002.1023 | -0.096412 | 991.2155 | -0.030786 | 990.9738 | 1.2211 | 986.0381 | -0.054377 | 997.0894 | 0.026254 | 991.2155 | -0.125 |  |  | 991.2155 | 2.7231 | 986.0381 | 0
[6 empty] | 997.3323 | 0.26875 | 1002.3461 | 0.48843 | 1004.2578 | -3.4047e-05 | 991.4572 | 0 | 991.4572 | 0 |  |  | 986.2753 | 0 | 1002.3461 | 0.083026 | 991.4572 | 0.14901 | 991.2155 | -0.16756 | 986.2753 | 0.36727 | 997.3323 | 0.025948 | 991.4572 | 0.17105 |  |  | 991.4572 | 2.5787 | 986.2753 | 0
[6 empty] | 997.5754 | -0.20145 | 1002.5898 | -0.67942 | 1004.5045 | -3.4047e-05 | 991.699 | 0 | 991.699 | 0 |  |  | 986.5126 | 0 | 1002.5898 | -0.11844 | 991.699 | -0.069864 | 991.4572 | 0.5488 | 986.5126 | -0.016448 | 997.5754 | 0.025483 | 991.699 | 0.059985 |  |  | 991.699 | 2.5642 | 986.5126 | 0
[6 empty] | 997.8184 | 0.27441 | 1002.8337 | 0.19127 | 1004.7513 | -3.4047e-05 | 991.9407 | 0 | 991.9407 | 0 |  |  | 986.7498 | 0 | 1002.8337 | 0.15758 | 991.9407 | 0.027831 | 991.699 | -0.19944 | 986.7498 | 0.37893 | 997.8184 | 0.02487 | 991.9407 | 0.57276 |  |  | 991.9407 | 2.4554 | 986.7498 | 0
[6 empty] | 998.0615 | -0.19489 | 1003.0775 | -0.62306 | 1004.998 | -3.4047e-05 | 992.1824 | 0 | 992.1824 | 0 |  |  | 986.9871 | 0 | 1003.0775 | -0.13793 | 992.1824 | 0.021509 | 991.9407 | 0.37446 | 986.9871 | -0.069509 | 998.0615 | 0.024136 | 992.1824 | -0.0020923 |  |  | 992.1824 | 2.4115 | 986.9871 | 0
[6 empty] | 998.3045 | 0.2284 | 1003.3214 | 0.55105 | 1005.2447 | -3.4047e-05 | 992.4242 | 0 | 992.4242 | 0 |  |  | 987.2244 | 0 | 1003.3214 | 0.07269 | 992.4242 | 0.011494 | 992.1824 | -0.096329 | 987.2244 | 0.34538 | 998.3045 | 0.023327 | 992.4242 | 0.16563 |  |  | 992.4242 | 2.3102 | 987.2244 | 0
[6 empty] | 998.5476 | -0.21728 | 1003.5651 | -0.48217 | 1005.4915 | -3.4047e-05 | 992.6659 | 0 | 992.6659 | 0 |  |  | 987.4616 | 0 | 1003.5651 | -0.1525 | 992.6659 | -0.086448 | 992.4242 | 0.49589 | 987.4616 | 0.07083 | 998.5476 | 0.02251 | 992.6659 | -0.079721 |  |  | 992.6659 | 2.2156 | 987.4616 | 0
[6 empty] | 998.7906 | 0.23572 | 1003.809 | 0.52287 | 1005.7382 | -3.4047e-05 | 992.9076 | 0 | 992.9076 | 0 |  |  | 987.6989 | 0 | 1003.809 | 0.11963 | 992.9076 | 0.17487 | 992.6659 | -0.92327 | 987.6989 | 0.21724 | 998.7906 | 0.021763 | 992.9076 | 0.39551 |  |  | 992.9076 | 2.2996 | 987.6989 | 0
[6 empty] | 999.0338 | -0.14661 | 1004.0529 | -0.89232 | 1005.985 | -3.4047e-05 | 993.1495 | 0 | 993.1495 | 0 |  |  | 987.9362 | 0 | 1004.0529 | -0.048291 | 993.1495 | -0.10656 | 992.9076 | 0.74146 | 987.9362 | 0.076085 | 999.0338 | 0.021162 | 993.1495 | -0.0074156 |  |  | 993.1495 | 2.1281 | 987.9362 | 0
[6 empty] | 999.2768 | 0.19111 | 1004.2967 | 0.099312 | 1006.2318 | -3.4047e-05 | 993.3912 | 0 | 993.3912 | 0 |  |  | 988.1735 | 0 | 1004.2967 | 0.13284 | 993.3912 | 0.0040248 | 993.1495 | -0.67634 | 988.1735 | 0.16321 | 999.2768 | 0.020773 | 993.3912 | 0.28483 |  |  | 993.3912 | 2.1399 | 988.1735 | 0
[6 empty] | 999.5199 | -0.1997 | 1004.5405 | 0.015181 | 1006.4785 | -3.4047e-05 | 993.633 | 0 | 993.633 | 0 |  |  | 988.4108 | 0 | 1004.5405 | -0.016944 | 993.633 | 0.0075377 | 993.3912 | 1.0834 | 988.4108 | -0.12823 | 999.5199 | 0.020633 | 993.633 | -0.23646 |  |  | 993.633 | 2.1497 | 988.4108 | 0
[6 empty] | 999.763 | -0.14259 | 1004.7844 | -0.46651 | 1006.7253 | -3.4047e-05 | 993.8748 | 0 | 993.8748 | 0 |  |  | 988.6481 | 0 | 1004.7844 | -0.17469 | 993.8748 | -0.11346 | 993.633 | -0.30595 | 988.6481 | 0.052209 | 999.763 | 0.020745 | 993.8748 | -0.15751 |  |  | 993.8748 | 1.9621 | 988.6481 | 0
[6 empty] | 1000.0061 | 0.28779 | 1005.0283 | 1.0833 | 1006.9721 | -3.4047e-05 | 994.1166 | 0 | 994.1166 | 0 |  |  | 988.8854 | 0 | 1005.0283 | 0.13216 | 994.1166 | 0.064856 | 993.8748 | -0.24082 | 988.8854 | 0.084937 | 1000.0061 | 0.02107 | 994.1166 | 0.16757 |  |  | 994.1166 | 1.9578 | 988.8854 | 0
[6 empty] | 1000.2492 | -0.18314 | 1005.2721 | -0.21419 | 1007.2189 | -3.4047e-05 | 994.3584 | 0 | 994.3584 | 0 |  |  | 989.1227 | 0 | 1005.2721 | -0.11285 | 994.3584 | -0.044496 | 994.1166 | 0.12821 | 989.1227 | -0.24076 | 1000.2492 | 0.02154 | 994.3584 | -0.19156 |  |  | 994.3584 | 1.9448 | 989.1227 | 0
[6 empty] | 1000.4924 | 0.31023 | 1005.516 | 0.88919 | 1007.4657 | -3.4047e-05 | 994.6002 | 0 | 994.6002 | 0 |  |  | 989.36 | 0 | 1005.516 | 0.074893 | 994.6002 | 0.15853 | 994.3584 | -0.28627 | 989.36 | 0.10207 | 1000.4924 | 0.022072 | 994.6002 | 0.59598 |  |  | 994.6002 | 1.8683 | 989.36 | 0
[6 empty] | 1000.7355 | -0.21703 | 1005.7599 | -1.0708 | 1007.7125 | -3.4047e-05 | 994.842 | 0 | 994.842 | 0 |  |  | 989.5973 | 0 | 1005.7599 | -0.087771 | 994.842 | 0.02857 | 994.6002 | 0.64785 | 989.5973 | -0.35088 | 1000.7355 | 0.02258 | 994.842 | -0.1726 |  |  | 994.842 | 1.7211 | 989.5973 | 0
[6 empty] | 1000.9786 | 0.2428 | 1006.0038 | 1.005 | 1007.9593 | -3.4047e-05 | 995.0838 | 0 | 995.0838 | 0 |  |  | 989.8347 | 0 | 1006.0038 | 0.013288 | 995.0838 | 0.042526 | 994.842 | -0.46672 | 989.8347 | 0.04314 | 1000.9786 | 0.022999 | 995.0838 | 0.26393 |  |  | 995.0838 | 1.7419 | 989.8347 | 0
[6 empty] | 1001.2218 | -0.22542 | 1006.2477 | -1.0645 | 1008.2062 | -3.4047e-05 | 995.3256 | 0 | 995.3256 | 0 |  |  | 990.072 | 0 | 1006.2477 | -0.11996 | 995.3256 | -0.060916 | 995.0838 | 0.69058 | 990.072 | -0.20451 | 1001.2218 | 0.023288 | 995.3256 | -0.21594 |  |  | 995.3256 | 1.745 | 990.072 | 0
[6 empty] | 1001.465 | 0.23851 | 1006.4916 | 0.25781 | 1008.453 | -3.4047e-05 | 995.5674 | 0 | 995.5674 | 0 |  |  | 990.3093 | 0 | 1006.4916 | -0.10455 | 995.5674 | 0.14613 | 995.3256 | -0.43212 | 990.3093 | 0.079162 | 1001.465 | 0.02344 | 995.5674 | 0.37423 |  |  | 995.5674 | 1.6665 | 990.3093 | 0
[6 empty] | 1001.7081 | -0.19224 | 1006.7355 | -0.52913 | 1008.6999 | -3.4047e-05 | 995.8093 | 0 | 995.8093 | 0 |  |  | 990.5466 | 0 | 1006.7355 | -0.12505 | 995.8093 | -0.10024 | 995.5674 | 0.96736 | 990.5466 | -0.13689 | 1001.7081 | 0.023469 | 995.8093 | 0.023074 |  |  | 995.8093 | 1.6602 | 990.5466 | 0
[6 empty] | 1001.9513 | 0.22941 | 1006.9794 | 0.064296 | 1008.9467 | -3.4047e-05 | 996.0512 | 0 | 996.0512 | 0 |  |  | 990.784 | 0 | 1006.9794 | 0.16538 | 996.0512 | 0.043922 | 995.8093 | -0.88053 | 990.784 | 0.0088576 | 1001.9513 | 0.023411 | 996.0512 | 0.17454 |  |  | 996.0512 | 1.6249 | 990.784 | 0
[6 empty] | 1002.1945 | -0.1892 | 1007.2233 | -0.50408 | 1009.1936 | -3.4047e-05 | 996.293 | 0 | 996.293 | 0 |  |  | 991.0214 | 0 | 1007.2233 | -0.15029 | 996.293 | -0.075857 | 996.0512 | 0.34326 | 991.0214 | 0.039228 | 1002.1945 | 0.023302 | 996.293 | -0.19505 |  |  | 996.293 | 1.5751 | 991.0214 | 0
[6 empty] | 1002.4377 | 0.28199 | 1007.4672 | 0.66689 | 1009.4405 | -3.4047e-05 | 996.5349 | 0 | 996.5349 | 0 |  |  | 991.2587 | 0 | 1007.4672 | 0.10793 | 996.5349 | 0.0021828 | 996.293 | -0.65327 | 991.2587 | 0.19207 | 1002.4377 | 0.023177 | 996.5349 | 0.099845 |  |  | 996.5349 | 1.4632 | 991.2587 | 0
[6 empty] | 1002.6808 | -0.24751 | 1007.7112 | -0.77961 | 1009.6874 | -3.4047e-05 | 996.7767 | 0 | 996.7767 | 0 |  |  | 991.4961 | 0 | 1007.7112 | -0.14352 | 996.7767 | -0.019785 | 996.5349 | 1.025 | 991.4961 | -0.029488 | 1002.6808 | 0.023059 | 996.7767 | 0.081656 |  |  | 996.7767 | 1.535 | 991.4961 | 0
[6 empty] | 1002.9241 | 0.263 | 1007.9551 | 0.38198 | 1009.9343 | -3.4047e-05 | 997.0186 | 0 | 997.0186 | 0 |  |  | 991.7335 | 0 | 1007.9551 | 0.20486 | 997.0186 | 0.12397 | 996.7767 | -0.82829 | 991.7335 | 0.16581 | 1002.9241 | 0.022961 | 997.0186 | 0.18305 |  |  | 997.0186 | 1.4161 | 991.7335 | 0
[6 empty] | 1003.1673 | -0.26118 | 1008.199 | -1.7064 | 1010.1812 | -3.4047e-05 | 997.2605 | 0 | 997.2605 | 0 |  |  | 991.9708 | 0 | 1008.199 | -0.086924 | 997.2605 | -0.026846 | 997.0186 | 0.80659 | 991.9708 | -0.17827 | 1003.1673 | 0.022885 | 997.2605 | -0.42802 |  |  | 997.2605 | 1.4181 | 991.9708 | 0
[6 empty] | 1003.4105 | 0.22191 | 1008.443 | 0.73264 | 1010.4281 | -3.4047e-05 | 997.5024 | 0 | 997.5024 | 0 |  |  | 992.2082 | 0 | 1008.443 | 0.18672 | 997.5024 | 0.12676 | 997.2605 | -0.84457 | 992.2082 | -0.045242 | 1003.4105 | 0.022826 | 997.5024 | 0.083204 |  |  | 997.5024 | 1.4546 | 992.2082 | 0
[6 empty] | 1003.6537 | -0.17833 | 1008.687 | -1.0927 | 1010.675 | -3.4047e-05 | 997.7443 | 0 | 997.7443 | 0 |  |  | 992.4456 | 0 | 1008.687 | -0.0067819 | 997.7443 | 0.0066256 | 997.5024 | 0.70687 | 992.4456 | -0.077429 | 1003.6537 | 0.02278 | 997.7443 | -0.28483 |  |  | 997.7443 | 1.4208 | 992.4456 | 0
[6 empty] | 1003.897 | 0.20568 | 1008.9309 | 1.268 | 1010.9219 | -3.4047e-05 | 997.9861 | 0 | 997.9861 | 0 |  |  | 992.683 | 0 | 1008.9309 | 0.20299 | 997.9861 | 0.087187 | 997.7443 | -1.2028 | 992.683 | 0.21149 | 1003.897 | 0.022739 | 997.9861 | 0.3839 |  |  | 997.9861 | 1.2995 | 992.683 | 0
[6 empty] | 1004.1402 | -0.2296 | 1009.1749 | 0.013601 | 1011.1689 | -3.4047e-05 | 998.2281 | 0 | 998.2281 | 0 |  |  | 992.9204 | 0 | 1009.1749 | -0.068963 | 998.2281 | 0.019046 | 997.9861 | 0.63631 | 992.9204 | -0.10692 | 1004.1402 | 0.022698 | 998.2281 | -0.18266 |  |  | 998.2281 | 1.3176 | 992.9204 | 0
[6 empty] | 1004.3835 | 0.25183 | 1009.4189 | 1.0426 | 1011.4158 | -3.4047e-05 | 998.47 | 0 | 998.47 | 0 |  |  | 993.1578 | 0 | 1009.4189 | 0.24095 | 998.47 | 0.11699 | 998.2281 | -0.96533 | 993.1578 | 0.14691 | 1004.3835 | 0.022653 | 998.47 | 0.60023 |  |  | 998.47 | 1.2446 | 993.1578 | 0
[6 empty] | 1004.6267 | -0.23468 | 1009.6628 | -0.80153 | 1011.6628 | -3.4047e-05 | 998.7119 | 0 | 998.7119 | 0 |  |  | 993.3952 | 0 | 1009.6628 | -0.093871 | 998.7119 | -0.020853 | 998.47 | 1.2706 | 993.3952 | -0.10744 | 1004.6267 | 0.022603 | 998.7119 | 0.021497 |  |  | 998.7119 | 1.192 | 993.3952 | 0
[6 empty] | 1004.87 | 0.21094 | 1009.9068 | 0.8798 | 1011.9097 | -3.4047e-05 | 998.9539 | 0 | 998.9539 | 0 |  |  | 993.6326 | 0 | 1009.9068 | 0.15775 | 998.9539 | -0.0059807 | 998.7119 | -0.68244 | 993.6326 | 0.10399 | 1004.87 | 0.022549 | 998.9539 | 0.70356 |  |  | 998.9539 | 1.1932 | 993.6326 | 0
[6 empty] | 1005.1133 | -0.24443 | 1010.1508 | -0.26423 | 1012.1567 | -3.4047e-05 | 999.1957 | 0 | 999.1957 | 0 |  |  | 993.8701 | 0 | 1010.1508 | -0.11539 | 999.1957 | -0.14039 | 998.9539 | 0.67702 | 993.8701 | -0.072074 | 1005.1133 | 0.022497 | 999.1957 | -0.40673 |  |  | 999.1957 | 1.0221 | 993.8701 | 0
[6 empty] | 1005.3566 | 0.27111 | 1010.3948 | 0.80466 | 1012.4037 | -3.4047e-05 | 999.4377 | 0 | 999.4377 | 0 |  |  | 994.1075 | 0 | 1010.3948 | 0.10793 | 999.4377 | 0.091948 | 999.1957 | -0.50132 | 994.1075 | 0.38906 | 1005.3566 | 0.022455 | 999.4377 | 0.25155 |  |  | 999.4377 | 1.1657 | 994.1075 | 0
[6 empty] | 1005.5999 | -0.1928 | 1010.6388 | -1.0176 | 1012.6506 | -3.4047e-05 | 999.6796 | 0 | 999.6796 | 0 |  |  | 994.3449 | 0 | 1010.6388 | -0.25399 | 999.6796 | -0.11838 | 999.4377 | 0.32698 | 994.3449 | -0.18077 | 1005.5999 | 0.022437 | 999.6796 | -0.20782 |  |  | 999.6796 | 1.024 | 994.3449 | 0
[6 empty] | 1005.8432 | 0.22519 | 1010.8828 | 0.64185 | 1012.8976 | -3.4047e-05 | 999.9216 | 0 | 999.9216 | 0 |  |  | 994.5823 | 0 | 1010.8828 | 0.18486 | 999.9216 | 0.067401 | 999.6796 | -1.0047 | 994.5823 | 0.0027599 | 1005.8432 | 0.022457 | 999.9216 | 0.39164 |  |  | 999.9216 | 1.1582 | 994.5823 | 0
[6 empty] | 1006.0865 | -0.23414 | 1011.1268 | -1.506 | 1013.1446 | -3.4047e-05 | 1000.1636 | 0 | 1000.1636 | 0 |  |  | 994.8198 | 0 | 1011.1268 | -0.098276 | 1000.1636 | -0.10279 | 999.9216 | 0.11057 | 994.8198 | 0.0047277 | 1006.0865 | 0.022528 | 1000.1636 | -0.19505 |  |  | 1000.1636 | 1.1076 | 994.8198 | 0
[6 empty] | 1006.3298 | 0.24267 | 1011.3709 | 0 | 1013.3917 | -3.4047e-05 | 1000.4055 | 0 | 1000.4055 | 0 |  |  | 995.0572 | 0 | 1011.3709 | 0 | 1000.4055 | 0 | 1000.1636 | -1.006 | 995.0573 | 0.13423 | 1006.3298 | 0.022655 | 1000.4055 | 0 |  |  | 1000.4055 | 1.0605 | 995.0573 | 0
[6 empty] | 1006.5731 | -0.19537 | 1011.6149 | 0 | 1013.6387 | -3.4047e-05 | 1000.6475 | 0 | 1000.6475 | 0 |  |  | 995.2947 | 0 | 1011.6149 | 0 | 1000.6475 | 0 | 1000.4055 | 1.0759 | 995.2947 | 0.082438 | 1006.5731 | 0.022835 | 1000.6475 | 0 |  |  | 1000.6475 | 1.1194 | 995.2947 | 0
[6 empty] | 1006.8165 | 0.21024 | 1011.859 | 0 | 1013.8857 | -3.4047e-05 | 1000.8895 | 0 | 1000.8895 | 0 |  |  | 995.5322 | 0 | 1011.859 | 0 | 1000.8895 | 0 | 1000.6475 | -0.39888 | 995.5322 | 0.23821 | 1006.8165 | 0.023053 | 1000.8895 | 0 |  |  | 1000.8895 | 1.0813 | 995.5322 | 0
[6 empty] | 1007.0598 | -0.16582 | 1012.103 | 0 | 1014.1327 | -3.4047e-05 | 1001.1315 | 0 | 1001.1315 | 0 |  |  | 995.7696 | 0 | 1012.103 | 0 | 1001.1315 | 0 | 1000.8895 | 1.2089 | 995.7696 | -0.036565 | 1007.0598 | 0.023286 | 1001.1315 | 0 |  |  | 1001.1315 | 0.87565 | 995.7696 | 0
[6 empty] | 1007.3032 | 0.25981 | 1012.347 | 0 | 1014.3798 | -3.4047e-05 | 1001.3735 | 0 | 1001.3735 | 0 |  |  | 996.0071 | 0 | 1012.347 | 0 | 1001.3735 | 0 | 1001.1315 | -0.64581 | 996.0071 | 0.067525 | 1007.3032 | 0.023509 | 1001.3735 | 0 |  |  | 1001.3735 | 1.0487 | 996.0071 | 0
[6 empty] | 1007.5465 | -0.20013 | 1012.5911 | 0 | 1014.6268 | -3.4047e-05 | 1001.6155 | 0 | 1001.6155 | 0 |  |  | 996.2446 | 0 | 1012.5911 | 0 | 1001.6155 | 0 | 1001.3735 | 1.2197 | 996.2446 | -0.18457 | 1007.5465 | 0.023696 | 1001.6155 | 0 |  |  | 1001.6155 | 0.96907 | 996.2446 | 0
[6 empty] | 1007.7899 | 0.26433 | 1012.8351 | 0 | 1014.8739 | -3.4047e-05 | 1001.8575 | 0 | 1001.8575 | 0 |  |  | 996.4821 | 0 | 1012.8351 | 0 | 1001.8575 | 0 | 1001.6155 | -0.75706 | 996.4821 | 0.069038 | 1007.7899 | 0.02383 | 1001.8575 | 0 |  |  | 1001.8575 | 0.97731 | 996.4821 | 0
[6 empty] | 1008.0333 | -0.21985 | 1013.0792 | 0 | 1015.121 | -3.4047e-05 | 1002.0995 | 0 | 1002.0995 | 0 |  |  | 996.7195 | 0 | 1013.0792 | 0 | 1002.0995 | 0 | 1001.8575 | 0.83508 | 996.7195 | 0.015357 | 1008.0333 | 0.023905 | 1002.0995 | 0 |  |  | 1002.0995 | 0.89999 | 996.7195 | 0
[6 empty] | 1008.2767 | 0.22098 | 1013.3232 | 0 | 1015.368 | -3.4047e-05 | 1002.3415 | 0 | 1002.3415 | 0 |  |  | 996.957 | 0 | 1013.3232 | 0 | 1002.3415 | 0 | 1002.0995 | -1.3974 | 996.957 | -0.01007 | 1008.2767 | 0.023928 | 1002.3415 | 0 |  |  | 1002.3415 | 0.92628 | 996.957 | 0
[6 empty] | 1008.52 | -0.19138 | 1013.5673 | 0 | 1015.6152 | -3.4047e-05 | 1002.5835 | 0 | 1002.5835 | 0 |  |  | 997.1945 | 0 | 1013.5673 | 0 | 1002.5835 | 0 | 1002.3415 | 0.92327 | 997.1945 | 0.16447 | 1008.52 | 0.023916 | 1002.5835 | 0 |  |  | 1002.5835 | 0.85053 | 997.1945 | 0
[6 empty] | 1008.7634 | 0.24112 | 1013.8114 | 0 | 1015.8622 | -3.4047e-05 | 1002.8256 | 0 | 1002.8256 | 0 |  |  | 997.432 | 0 | 1013.8114 | 0 | 1002.8256 | 0 | 1002.5835 | -0.16688 | 997.432 | 0.16133 | 1008.7634 | 0.023892 | 1002.8256 | 0 |  |  | 1002.8256 | 0.81482 | 997.432 | 0
[6 empty] | 1009.0068 | -0.20588 | 1014.0555 | 0 | 1016.1094 | -3.4047e-05 | 1003.0676 | 0 | 1003.0676 | 0 |  |  | 997.6696 | 0 | 1014.0555 | 0 | 1003.0676 | 0 | 1002.8256 | 0.48029 | 997.6696 | -0.036026 | 1009.0068 | 0.023876 | 1003.0676 | 0 |  |  | 1003.0676 | 0.72179 | 997.6696 | 0
[6 empty] | 1009.2502 | 0.19116 | 1014.2996 | 0 | 1016.3564 | -3.4047e-05 | 1003.3096 | 0 | 1003.3096 | 0 |  |  | 997.907 | 0 | 1014.2996 | 0 | 1003.3096 | 0 | 1003.0676 | -0.30255 | 997.907 | 0.38978 | 1009.2502 | 0.023884 | 1003.3096 | 0 |  |  | 1003.3096 | 0.87408 | 997.907 | 0
[6 empty] | 1009.4937 | -0.24574 | 1014.5437 | 0 | 1016.6036 | -3.4047e-05 | 1003.5517 | 0 | 1003.5517 | 0 |  |  | 998.1446 | 0 | 1014.5437 | 0 | 1003.5517 | 0 | 1003.3096 | 0.51285 | 998.1446 | -0.11536 | 1009.4937 | 0.023921 | 1003.5517 | 0 |  |  | 1003.5517 | 0.74966 | 998.1446 | 0
[6 empty] | 1009.7371 | 0.17747 | 1014.7878 | 0 | 1016.8507 | -3.4047e-05 | 1003.7938 | 0 | 1003.7938 | 0 |  |  | 998.3821 | 0 | 1014.7878 | 0 | 1003.7938 | 0 | 1003.5517 | -1.1139 | 998.3821 | 0.18539 | 1009.7371 | 0.023986 | 1003.7938 | 0 |  |  | 1003.7938 | 0.63662 | 998.3821 | 0
[6 empty] | 1009.9806 | -0.18413 | 1015.0319 | 0 | 1017.0978 | -3.4047e-05 | 1004.0358 | 0 | 1004.0358 | 0 |  |  | 998.6196 | 0 | 1015.0319 | 0 | 1004.0358 | 0 | 1003.7938 | 1.1967 | 998.6196 | -0.044949 | 1009.9806 | 0.024066 | 1004.0358 | 0 |  |  | 1004.0358 | 0.72022 | 998.6196 | 0
[6 empty] | 1010.224 | 0.23279 | 1015.276 | 0 | 1017.345 | -3.4047e-05 | 1004.2779 | 0 | 1004.2779 | 0 |  |  | 998.8572 | 0 | 1015.276 | 0 | 1004.2779 | 0 | 1004.0358 | -0.40228 | 998.8572 | 0.16628 | 1010.224 | 0.024148 | 1004.2779 | 0 |  |  | 1004.2779 | 0.87369 | 998.8572 | 0
[6 empty] | 1010.4675 | -0.19367 | 1015.5201 | 0 | 1017.5922 | -3.4047e-05 | 1004.52 | 0 | 1004.52 | 0 |  |  | 999.0947 | 0 | 1015.5201 | 0 | 1004.52 | 0 | 1004.2779 | 0.77267 | 999.0947 | 0.21848 | 1010.4675 | 0.024216 | 1004.52 | 0 |  |  | 1004.52 | 0.71944 | 999.0947 | 0
[6 empty] | 1010.7109 | 0.13988 | 1015.7643 | 0 | 1017.8393 | -3.4047e-05 | 1004.762 | 0 | 1004.762 | 0 |  |  | 999.3323 | 0 | 1015.7643 | 0 | 1004.762 | 0 | 1004.52 | -1.4171 | 999.3323 | 0.35506 | 1010.7109 | 0.02426 | 1004.762 | 0 |  |  | 1004.762 | 0.65036 | 999.3323 | 0
[6 empty] | 1010.9544 | -0.22867 | 1016.0084 | 0 | 1018.0865 | -3.4047e-05 | 1005.0041 | 0 | 1005.0041 | 0 |  |  | 999.5698 | 0 | 1016.0084 | 0 | 1005.0041 | 0 | 1004.762 | 0.61528 | 999.5698 | -0.072896 | 1010.9544 | 0.024272 | 1005.0041 | 0 |  |  | 1005.0041 | 0.74966 | 999.5698 | 0
[6 empty] | 1011.1979 | 0.28306 | 1016.2526 | 0 | 1018.3337 | -3.4047e-05 | 1005.2462 | 0 | 1005.2462 | 0 |  |  | 999.8074 | 0 | 1016.2526 | 0 | 1005.2462 | 0 | 1005.0041 | -0.64717 | 999.8074 | 0.18795 | 1011.1979 | 0.024251 | 1005.2462 | 0 |  |  | 1005.2462 | 0.8105 | 999.8074 | 0
[6 empty] | 1011.4414 | -0.18882 | 1016.4967 | 0 | 1018.5809 | -3.4047e-05 | 1005.4883 | 0 | 1005.4883 | 0 |  |  | 1000.0449 | 0 | 1016.4967 | 0 | 1005.4883 | 0 | 1005.2462 | 0.27067 | 1000.0449 | 0.040209 | 1011.4414 | 0.024203 | 1005.4883 | 0 |  |  | 1005.4883 | 0.65664 | 1000.0449 | 0
[6 empty] | 1011.6849 | 0.25271 | 1016.7409 | 0 | 1018.8281 | -3.4047e-05 | 1005.7305 | 0 | 1005.7305 | 0 |  |  | 1000.2825 | 0 | 1016.7409 | 0 | 1005.7305 | 0 | 1005.4883 | -0.47486 | 1000.2825 | -0.037211 | 1011.6849 | 0.024138 | 1005.7305 | 0 |  |  | 1005.7305 | 0.60758 | 1000.2825 | 0
[6 empty] | 1011.9284 | -0.21367 | 1016.985 | 0 | 1019.0753 | -3.4047e-05 | 1005.9726 | 0 | 1005.9726 | 0 |  |  | 1000.5201 | 0 | 1016.985 | 0 | 1005.9726 | 0 | 1005.7305 | 1.2923 | 1000.5201 | -0.037239 | 1011.9284 | 0.024069 | 1005.9726 | 0 |  |  | 1005.9726 | 0.72847 | 1000.5201 | 0
[6 empty] | 1012.1719 | 0.23527 | 1017.2292 | 0 | 1019.3225 | -3.4047e-05 | 1006.2147 | 0 | 1006.2147 | 0 |  |  | 1000.7577 | 0 | 1017.2292 | 0 | 1006.2147 | 0 | 1005.9726 | -1.4558 | 1000.7577 | 0.26454 | 1012.1719 | 0.02401 | 1006.2147 | 0 |  |  | 1006.2147 | 0.72807 | 1000.7577 | 0
[6 empty] | 1012.4154 | -0.16681 | 1017.4733 | 0 | 1019.5697 | -3.4047e-05 | 1006.4569 | 0 | 1006.4569 | 0 |  |  | 1000.9952 | 0 | 1017.4733 | 0 | 1006.4569 | 0 | 1006.2147 | 0.52303 | 1000.9952 | 0.06125 | 1012.4154 | 0.023976 | 1006.4569 | 0 |  |  | 1006.4569 | 0.66057 | 1000.9952 | 0
[6 empty] | 1012.6589 | 0.23134 | 1017.7175 | 0 | 1019.8169 | -3.4047e-05 | 1006.699 | 0 | 1006.699 | 0 |  |  | 1001.2328 | 0 | 1017.7175 | 0 | 1006.699 | 0 | 1006.4569 | -0.99314 | 1001.2328 | 0.18677 | 1012.6589 | 0.023978 | 1006.699 | 0 |  |  | 1006.699 | 0.61896 | 1001.2328 | 0
[6 empty] | 1012.9025 | -0.17706 | 1017.9617 | 0 | 1020.0642 | -3.4047e-05 | 1006.9411 | 0 | 1006.9411 | 0 |  |  | 1001.4705 | 0 | 1017.9617 | 0 | 1006.9411 | 0 | 1006.699 | 1.4042 | 1001.4705 | -0.26323 | 1012.9025 | 0.024023 | 1006.9411 | 0 |  |  | 1006.9411 | 0.56244 | 1001.4705 | 0
[6 empty] | 1013.1461 | 0.25451 | 1018.2059 | 0 | 1020.3114 | -3.4047e-05 | 1007.1833 | 0 | 1007.1833 | 0 |  |  | 1001.7081 | 0 | 1018.2059 | 0 | 1007.1833 | 0 | 1006.9411 | -0.92123 | 1001.7081 | 0.06785 | 1013.1461 | 0.024115 | 1007.1833 | 0 |  |  | 1007.1833 | 0.60679 | 1001.7081 | 0
[6 empty] | 1013.3896 | -0.21579 | 1018.4501 | 0 | 1020.5587 | -3.4047e-05 | 1007.4254 | 0 | 1007.4254 | 0 |  |  | 1001.9457 | 0 | 1018.4501 | 0 | 1007.4254 | 0 | 1007.1833 | 1.6016 | 1001.9457 | 0.089047 | 1013.3896 | 0.024254 | 1007.4254 | 0 |  |  | 1007.4254 | 0.41683 | 1001.9457 | 0
[6 empty] | 1013.6331 | 0.23479 | 1018.6943 | 0 | 1020.8059 | -3.4047e-05 | 1007.6676 | 0 | 1007.6676 | 0 |  |  | 1002.1833 | 0 | 1018.6943 | 0 | 1007.6676 | 0 | 1007.4254 | -0.32969 | 1002.1833 | 0.12944 | 1013.6331 | 0.024436 | 1007.6676 | 0 |  |  | 1007.6676 | 0.66174 | 1002.1833 | 0
[6 empty] | 1013.8767 | -0.1932 | 1018.9385 | 0 | 1021.0532 | -3.4047e-05 | 1007.9097 | 0 | 1007.9097 | 0 |  |  | 1002.4209 | 0 | 1018.9385 | 0 | 1007.9097 | 0 | 1007.6676 | 1.0108 | 1002.4209 | -0.13515 | 1013.8767 | 0.024655 | 1007.9097 | 0 |  |  | 1007.9097 | 0.62014 | 1002.4209 | 0
[6 empty] | 1014.1203 | 0.2245 | 1019.1827 | 0 | 1021.3005 | -3.4047e-05 | 1008.1519 | 0 | 1008.1519 | 0 |  |  | 1002.6585 | 0 | 1019.1827 | 0 | 1008.1519 | 0 | 1007.9097 | -0.59154 | 1002.6585 | 0.1814 | 1014.1203 | 0.024902 | 1008.1519 | 0 |  |  | 1008.1519 | 0.66214 | 1002.6585 | 0
[6 empty] | 1014.3639 | -0.22904 | 1019.4269 | 0 | 1021.5477 | -3.4047e-05 | 1008.3941 | 0 | 1008.3941 | 0 |  |  | 1002.8962 | 0 | 1019.4269 | 0 | 1008.3941 | 0 | 1008.1519 | 1.0712 | 1002.8962 | 0.12816 | 1014.3639 | 0.025163 | 1008.3941 | 0 |  |  | 1008.3941 | 0.50161 | 1002.8962 | 0
[6 empty] | 1014.6075 | 0.28606 | 1019.6711 | 0 | 1021.795 | -3.4047e-05 | 1008.6363 | 0 | 1008.6363 | 0 |  |  | 1003.1338 | 0 | 1019.6711 | 0 | 1008.6363 | 0 | 1008.3941 | -0.82965 | 1003.1338 | 0.17688 | 1014.6075 | 0.025422 | 1008.6363 | 0 |  |  | 1008.6363 | 0.6429 | 1003.1338 | 0
[6 empty] | 1014.8511 | -0.11449 | 1019.9153 | 0 | 1022.0424 | -3.4047e-05 | 1008.8785 | 0 | 1008.8785 | 0 |  |  | 1003.3714 | 0 | 1019.9153 | 0 | 1008.8785 | 0 | 1008.6363 | 1.2251 | 1003.3714 | -0.06689 | 1014.8511 | 0.025662 | 1008.8785 | 0 |  |  | 1008.8785 | 0.52437 | 1003.3714 | 0
[6 empty] | 1015.0947 | 0.26014 | 1020.1596 | 0 | 1022.2897 | -3.4047e-05 | 1009.1207 | 0 | 1009.1207 | 0 |  |  | 1003.6091 | 0 | 1020.1596 | 0 | 1009.1207 | 0 | 1008.8785 | -0.59765 | 1003.6091 | 0.14375 | 1015.0947 | 0.025862 | 1009.1207 | 0 |  |  | 1009.1207 | 0.53654 | 1003.6091 | 0
[6 empty] | 1015.3383 | -0.16793 | 1020.4038 | 0 | 1022.537 | -3.4047e-05 | 1009.3629 | 0 | 1009.3629 | 0 |  |  | 1003.8467 | 0 | 1020.4038 | 0 | 1009.3629 | 0 | 1009.1207 | 1.0386 | 1003.8467 | -0.028257 | 1015.3383 | 0.026005 | 1009.3629 | 0 |  |  | 1009.3629 | 0.5436 | 1003.8467 | 0
[6 empty] | 1015.5819 | 0.30163 | 1020.6481 | 0 | 1022.7843 | -3.4047e-05 | 1009.6052 | 0 | 1009.6052 | 0 |  |  | 1004.0844 | 0 | 1020.6481 | 0 | 1009.6052 | 0 | 1009.3629 | -0.72315 | 1004.0844 | -0.037736 | 1015.5819 | 0.026083 | 1009.6052 | 0 |  |  | 1009.6052 | 0.42821 | 1004.0844 | 0
[6 empty] | 1015.8256 | -0.20136 | 1020.8923 | 0 | 1023.0317 | -3.4047e-05 | 1009.8474 | 0 | 1009.8474 | 0 |  |  | 1004.322 | 0 | 1020.8923 | 0 | 1009.8474 | 0 | 1009.6052 | 0.22929 | 1004.322 | 0.030169 | 1015.8256 | 0.026093 | 1009.8474 | 0 |  |  | 1009.8474 | 0.46314 | 1004.322 | 0
[6 empty] | 1016.0692 | 0.23574 | 1021.1366 | 0 | 1023.279 | -3.4047e-05 | 1010.0896 | 0 | 1010.0896 | 0 |  |  | 1004.5597 | 0 | 1021.1366 | 0 | 1010.0896 | 0 | 1009.8474 | -1.5969 | 1004.5597 | 0.0092264 | 1016.0692 | 0.026048 | 1010.0896 | 0 |  |  | 1010.0896 | 0.47256 | 1004.5597 | 0
[6 empty] | 1016.3129 | -0.22131 | 1021.3809 | 0 | 1023.5264 | -3.4047e-05 | 1010.3319 | 0 | 1010.3319 | 0 |  |  | 1004.7974 | 0 | 1021.3809 | 0 | 1010.3319 | 0 | 1010.0896 | 0.84729 | 1004.7974 | -0.0637 | 1016.3129 | 0.025966 | 1010.3319 | 0 |  |  | 1010.3319 | 0.55263 | 1004.7974 | 0
[6 empty] | 1016.5565 | 0.21718 | 1021.6251 | 0 | 1023.7737 | -3.4047e-05 | 1010.5741 | 0 | 1010.5741 | 0 |  |  | 1005.0351 | 0 | 1021.6251 | 0 | 1010.5741 | 0 | 1010.3319 | -1.9775 | 1005.0351 | 0.016317 | 1016.5565 | 0.025871 | 1010.5741 | 0 |  |  | 1010.5741 | 0.27278 | 1005.0351 | 0
[6 empty] | 1016.8002 | -0.22222 | 1021.8694 | 0 | 1024.0211 | -3.4047e-05 | 1010.8164 | 0 | 1010.8164 | 0 |  |  | 1005.2728 | 0 | 1021.8694 | 0 | 1010.8164 | 0 | 1010.5741 | 1.5752 | 1005.2728 | -0.27917 | 1016.8002 | 0.025785 | 1010.8164 | 0 |  |  | 1010.8164 | 0.49847 | 1005.2728 | 0
[6 empty] | 1017.0438 | 0.14609 | 1022.1137 | 0 | 1024.2684 | -3.4047e-05 | 1011.0586 | 0 | 1011.0586 | 0 |  |  | 1005.5104 | 0 | 1022.1137 | 0 | 1011.0586 | 0 | 1010.8164 | -1.7726 | 1005.5104 | 0.094329 | 1017.0438 | 0.025726 | 1011.0586 | 0 |  |  | 1011.0586 | 0.58599 | 1005.5104 | 0
[6 empty] | 1017.2875 | -0.24639 | 1022.358 | 0 | 1024.5159 | -3.4047e-05 | 1011.3008 | 0 | 1011.3008 | 0 |  |  | 1005.7482 | 0 | 1022.358 | 0 | 1011.3008 | 0 | 1011.0586 | 1.4327 | 1005.7482 | 0.0077755 | 1017.2875 | 0.025699 | 1011.3008 | 0 |  |  | 1011.3008 | 0.52045 | 1005.7482 | 0
[6 empty] | 1017.5312 | 0.44022 | 1022.6022 | 0 | 1024.7632 | -3.4047e-05 | 1011.5431 | 0 | 1011.5431 | 0 |  |  | 1005.9858 | 0 | 1022.6022 | 0 | 1011.5431 | 0 | 1011.3008 | -0.53999 | 1005.9858 | 0.34859 | 1017.5312 | 0.0257 | 1011.5431 | 0 |  |  | 1011.5431 | 0.48041 | 1005.9858 | 0
[6 empty] | 1017.7749 | -0.21258 | 1022.8466 | 0 | 1025.0106 | -3.4047e-05 | 1011.7854 | 0 | 1011.7854 | 0 |  |  | 1006.2236 | 0 | 1022.8466 | 0 | 1011.7854 | 0 | 1011.5431 | 0.45248 | 1006.2236 | 0.039093 | 1017.7749 | 0.025717 | 1011.7854 | 0 |  |  | 1011.7854 | 0.29005 | 1006.2236 | 0
[6 empty] | 1018.0186 | 0.25385 | 1023.0908 | 0 | 1025.2581 | -3.4047e-05 | 1012.0276 | 0 | 1012.0276 | 0 |  |  | 1006.4612 | 0 | 1023.0908 | 0 | 1012.0276 | 0 | 1011.7854 | -1.2876 | 1006.4612 | 0.057494 | 1018.0186 | 0.025731 | 1012.0276 | 0 |  |  | 1012.0276 | 0.39485 | 1006.4612 | 0
[6 empty] | 1018.2623 | -0.14262 | 1023.3351 | 0 | 1025.5055 | -3.4047e-05 | 1012.27 | 0 | 1012.27 | 0 |  |  | 1006.699 | 0 | 1023.3351 | 0 | 1012.27 | 0 | 1012.0276 | 0.53931 | 1006.699 | 0.091947 | 1018.2623 | 0.025724 | 1012.27 | 0 |  |  | 1012.27 | 0.33715 | 1006.699 | 0
[6 empty] | 1018.506 | 0.31309 | 1023.5795 | 0 | 1025.7529 | -3.4047e-05 | 1012.5123 | 0 | 1012.5123 | 0 |  |  | 1006.9367 | 0 | 1023.5795 | 0 | 1012.5123 | 0 | 1012.27 | -1.8384 | 1006.9367 | -0.01407 | 1018.506 | 0.025676 | 1012.5123 | 0 |  |  | 1012.5123 | 0.44273 | 1006.9367 | 0
[6 empty] | 1018.7498 | -0.21341 | 1023.8238 | 0 | 1026.0004 | -3.4047e-05 | 1012.7546 | 0 | 1012.7546 | 0 |  |  | 1007.1744 | 0 | 1023.8238 | 0 | 1012.7546 | 0 | 1012.5123 | 1.4287 | 1007.1744 | -0.11158 | 1018.7498 | 0.025565 | 1012.7546 | 0 |  |  | 1012.7546 | 0.41683 | 1007.1744 | 0
[6 empty] | 1018.9935 | 0.14598 | 1024.0681 | 0 | 1026.2478 | -3.4047e-05 | 1012.9968 | 0 | 1012.9968 | 0 |  |  | 1007.4122 | 0 | 1024.0681 | 0 | 1012.9968 | 0 | 1012.7546 | -1.1688 | 1007.4122 | 0.19435 | 1018.9935 | 0.025368 | 1012.9968 | 0 |  |  | 1012.9968 | 0.47256 | 1007.4122 | 0
[6 empty] | 1019.2372 | -0.15258 | 1024.3125 | 0 | 1026.4952 | -3.4047e-05 | 1013.2392 | 0 | 1013.2392 | 0 |  |  | 1007.6499 | 0 | 1024.3125 | 0 | 1013.2392 | 0 | 1012.9968 | 0.094294 | 1007.6499 | 0.012422 | 1019.2372 | 0.025055 | 1013.2392 | 0 |  |  | 1013.2392 | 0.42703 | 1007.6499 | 0
[6 empty] | 1019.481 | 0.2057 | 1024.5568 | 0 | 1026.7427 | -3.4047e-05 | 1013.4815 | 0 | 1013.4815 | 0 |  |  | 1007.8876 | 0 | 1024.5568 | 0 | 1013.4815 | 0 | 1013.2392 | -0.47147 | 1007.8876 | 0.044276 | 1019.481 | 0.02459 | 1013.4815 | 0 |  |  | 1013.4815 | 0.44234 | 1007.8876 | 0
[6 empty] | 1019.7248 | -0.17117 | 1024.8012 | 0 | 1026.9902 | -3.4047e-05 | 1013.7238 | 0 | 1013.7238 | 0 |  |  | 1008.1254 | 0 | 1024.8012 | 0 | 1013.7238 | 0 | 1013.4815 | 0.78691 | 1008.1254 | 0.076265 | 1019.7248 | 0.023938 | 1013.7238 | 0 |  |  | 1013.7238 | 0.00031583 | 1008.1254 | 0
[6 empty] | 1019.9686 | 0.30712 | 1025.0455 | 0 | 1027.2377 | -3.4047e-05 | 1013.9661 | 0 | 1013.9661 | 0 |  |  | 1008.3632 | 0 | 1025.0455 | 0 | 1013.9661 | 0 | 1013.7238 | -0.00034793 | 1008.3632 | 0.32834 | 1019.9686 | 0.023069 | 1013.9661 | 0 |  |  | 1013.9661 | 0.00036856 | 1008.3632 | 0
[6 empty] | 1020.2123 | -0.23579 | 1025.2898 | 0 | 1027.4851 | -3.4047e-05 | 1014.2085 | 0 | 1014.2085 | 0 |  |  | 1008.6009 | 0 | 1025.2898 | 0 | 1014.2085 | 0 | 1013.9661 | 0.0013007 | 1008.6009 | -0.13074 | 1020.2123 | 0.021974 | 1014.2085 | 0 |  |  | 1014.2085 | 0.00021521 | 1008.6009 | 0
[6 empty] | 1020.4561 | 0.17851 | 1025.5342 | 0 | 1027.7327 | -3.4047e-05 | 1014.4509 | 0 | 1014.4509 | 0 |  |  | 1008.8387 | 0 | 1025.5342 | 0 | 1014.4509 | 0 | 1014.2085 | -7.0081e-05 | 1008.8387 | 0.09883 | 1020.4561 | 0.020673 | 1014.4509 | 0 |  |  | 1014.4509 | 0.00021579 | 1008.8387 | 0
[6 empty] | 1020.6999 | -0.20941 | 1025.7786 | 0 | 1027.9801 | -3.4047e-05 | 1014.6932 | 0 | 1014.6932 | 0 |  |  | 1009.0765 | 0 | 1025.7786 | 0 | 1014.6932 | 0 | 1014.4509 | 0.0021165 | 1009.0765 | 0.0075606 | 1020.6999 | 0.019222 | 1014.6932 | 0 |  |  | 1014.6932 | 0.00030945 | 1009.0765 | 0
[6 empty] | 1020.9437 | 0.29975 | 1026.023 | 0 | 1028.2277 | -3.4047e-05 | 1014.9356 | 0 | 1014.9356 | 0 |  |  | 1009.3142 | 0 | 1026.023 | 0 | 1014.9356 | 0 | 1014.6932 | -0.00089549 | 1009.3142 | 0.11321 | 1020.9437 | 0.01771 | 1014.9356 | 0 |  |  | 1014.9356 | 0.00045286 | 1009.3142 | 0
[6 empty] | 1021.1875 | -0.2465 | 1026.2673 | 0 | 1028.4752 | -3.4047e-05 | 1015.1779 | 0 | 1015.1779 | 0 |  |  | 1009.552 | 0 | 1026.2673 | 0 | 1015.1779 | 0 | 1014.9356 | 0.0013415 | 1009.552 | 0.23476 | 1021.1875 | 0.016251 | 1015.1779 | 0 |  |  | 1015.1779 | 0.00030721 | 1009.552 | 0
[6 empty] | 1021.4313 | 0.20071 | 1026.5117 | 0 | 1028.7227 | -3.4047e-05 | 1015.4203 | 0 | 1015.4203 | 0 |  |  | 1009.7898 | 0 | 1026.5117 | 0 | 1015.4203 | 0 | 1015.1779 | -0.0016211 | 1009.7898 | 0.14945 | 1021.4313 | 0.014956 | 1015.4203 | 0 |  |  | 1015.4203 | 0.00020415 | 1009.7898 | 0
[6 empty] | 1021.6752 | -0.23873 | 1026.7561 | 0 | 1028.9702 | -3.4047e-05 | 1015.6627 | 0 | 1015.6627 | 0 |  |  | 1010.0276 | 0 | 1026.7561 | 0 | 1015.6627 | 0 | 1015.4203 | 0.00061796 | 1010.0276 | 0.010568 | 1021.6752 | 0.013916 | 1015.6627 | 0 |  |  | 1015.6627 | -0.00039881 | 1010.0276 | 0
[6 empty] | 1021.919 | 0.13735 | 1027.0005 | 0 | 1029.2178 | -3.4047e-05 | 1015.9051 | 0 | 1015.9051 | 0 |  |  | 1010.2654 | 0 | 1027.0005 | 0 | 1015.9051 | 0 | 1015.6627 | -0.0014318 | 1010.2654 | 0.052279 | 1021.919 | 0.013178 | 1015.9051 | 0 |  |  | 1015.9051 | -0.00028297 | 1010.2654 | 0
[6 empty] | 1022.1628 | -0.27099 | 1027.2449 | 0 | 1029.4653 | -3.4047e-05 | 1016.1475 | 0 | 1016.1475 | 0 |  |  | 1010.5032 | 0 | 1027.2449 | 0 | 1016.1475 | 0 | 1015.9051 | 0.00054951 | 1010.5032 | 0.0068125 | 1022.1628 | 0.012734 | 1016.1475 | 0 |  |  | 1016.1475 | -0.00036706 | 1010.5032 | 0
[8 empty] | 1027.4893 | 0 |  |  | 1016.3898 | 0 | 1016.3898 | 0 |  |  | 1010.741 | 0 | 1027.4893 | 0 | 1016.3898 | 0 | 1016.1475 | -0.0014104 | 1010.741 | 0.33564 |  |  | 1016.3898 | 0 |  |  | 1016.3898 | -0.00031894 | 1010.741 | 0
[8 empty] | 1027.7338 | 0 |  |  | 1016.6323 | 0 | 1016.6323 | 0 |  |  | 1010.9788 | 0 | 1027.7338 | 0 | 1016.6323 | 0 | 1016.3898 | 0.00090989 | 1010.9788 | -0.16862 |  |  | 1016.6323 | 0 |  |  | 1016.6323 | -0.00039309 | 1010.9788 | 0
[18 empty] | 1011.2166 | 0 |  |  |  |  | 1016.6323 | -0.0020897 | 1011.2166 | 0.16947 | [8 empty] | 1011.2166 | 0
[24 empty] | 1016.8747 | 0.00035342

## Scaled Spectra - Typ. Max Power
SOLIS LED Spectra Scaled to Typical Power
|  | SOLIS-365C |  | SOLIS-385C |  | SOLIS-405D |  | SOLIS-415C |  | SOLIS-455D |  | SOLIS-470C |  | SOLIS-505C |  | SOLIS-525C |  | SOLIS-565D |  | SOLIS-590C |  | SOLIS-595C |  | SOLIS-617C |  | SOLIS-620D |  | SOLIS-660D |  | SOLIS-740C |  | SOLIS-850C |  | SOLIS-940C |  | SOLIS-1D |  | SOLIS-2C |  | SOLIS-3C
| Typical LED Peak Power (mW) | 4000 |  | 5100 |  | 9800 |  | 7000 |  | 9500 |  | 3700 |  | 1500 |  | 3100 |  | 8600 |  | 570 |  | 1100 |  | 2400 |  | 4720 |  | 3800 |  | 3300 |  | 3600 |  | 3700 |  | 8750 |  | 4000 |  | 4600
| Scaling Factor | 311.0666 |  | 353.8979 |  | 450.8188 |  | 377.8744 |  | 429.2947 |  | 100.8324 |  | 32.6819 |  | 76.8546 |  | 84.4905 |  | 27.5948 |  | 12.9009 |  | 108.5397 |  | 216.9364 |  | 124.6496 |  | 63.8545 |  | 81.7858 |  | 58.089 |  | 91.5381 |  | 26.6903 |  | 23.9181
|  | Wavelength (nm) | Spectral Flux (mW/nm) | Wavelength (nm) | Spectral Flux (mW/nm) | Wavelength (nm) | Spectral Flux (mW/nm) | Wavelength (nm) | Spectral Flux (mW/nm) | Wavelength (nm) | Spectral Flux (mW/nm) | Wavelength (nm) | Spectral Flux (mW/nm) | Wavelength (nm) | Spectral Flux (mW/nm) | Wavelength (nm) | Spectral Flux (mW/nm) | Wavelength (nm) | Spectral Flux (mW/nm) | Wavelength (nm) | Spectral Flux (mW/nm) | Wavelength (nm) | Spectral Flux (mW/nm) | Wavelength (nm) | Spectral Flux (mW/nm) | Wavelength (nm) | Spectral Flux (mW/nm) | Wavelength (nm) | Spectral Flux (mW/nm) | Wavelength (nm) | Spectral Flux (mW/nm) | Wavelength (nm) | Spectral Flux (mW/nm) | Wavelength (nm) | Spectral Flux (mW/nm) | Wavelength (nm) | Spectral Flux (mW/nm) | Wavelength (nm) | Spectral Flux (mW/nm) | Wavelength (nm) | Spectral Flux (mW/nm)
|  | 260.6172 | -0.62483 | 260.6172 | -0.54072 | 196.9242 | 0.44172 | 200.0376 | 0.0019829 | 195.3169 | 0 | 192.9252 | 0 | 192.9252 | 0 | 260.6172 | 0.00094644 | 199.7603 | 0 | 200.0376 | 0.0002488 | 192.9252 | 1.9706e-05 | 192.9252 | 0 | 199.7603 | 0.12818 | 196.9242 | 0.044659 | 192.9252 | 0.0011637 | 260.6172 | 0.0006487 | 192.9252 | -0.00025632 | 199.7603 | 0 | 260.6172 | 0.00059846 | 260.6172 | 0.00067357
|  | 260.8241 | 0.45821 | 260.8241 | 0.63624 | 197.1304 | -0.094049 | 200.2403 | -0.0011199 | 195.5236 | 0 | 193.13 | 0 | 193.13 | 0 | 260.8241 | 0 | 199.9619 | 0 | 200.2403 | -0.00079578 | 193.13 | -0.00013082 | 192.9252 | 0 | 199.9619 | -0.27422 | 197.1304 | 0.044206 | 193.13 | 4.3675e-05 | 260.8241 | 0 | 193.13 | -3.3669e-05 | 199.9619 | 0 | 260.8241 | 0.00035841 | 260.8241 | 0.00044904
|  | 261.0309 | -0.11725 | 261.0309 | -0.063384 | 197.3367 | 0.51375 | 200.443 | 0.0014272 | 195.7303 | 0 | 193.3348 | 0 | 193.3348 | 0 | 261.0309 | 0.00059348 | 200.1636 | 0 | 200.443 | 7.7752e-06 | 193.3348 | 0.00016006 | 193.13 | 0 | 200.1636 | 0.22597 | 197.3367 | 0.04356 | 193.3348 | 0.0010474 | 261.0309 | 0.00038142 | 193.3348 | 7.9231e-05 | 200.1636 | 0 | 261.0309 | 0.00059846 | 261.0309 | 0.00067357
|  | 261.2378 | 0.4116 | 261.2378 | 0.4137 | 197.543 | -0.11413 | 200.6458 | -0.00085892 | 195.9371 | 0 | 193.5396 | 0 | 193.5396 | 0 | 261.2378 | 0 | 200.3652 | 0 | 200.6458 | -0.00025315 | 193.5396 | -9.8008e-05 | 193.3348 | 0 | 200.3652 | -0.052144 | 197.543 | 0.04274 | 193.5396 | -0.00056615 | 261.2378 | 0 | 193.5396 | 3.7347e-05 | 200.3652 | 0 | 261.2378 | 0.00035841 | 261.2378 | 0.00044904
Product Raw Data |  | 261.4448 | 0.78973 | 261.4448 | 0.89074 | 197.7493 | 0.35385 | 200.8485 | 0.0030451 | 196.1438 | 0 | 193.7445 | 0 | 193.7445 | 0 | 261.4448 | 0.00074009 | 200.5669 | 0 | 200.8485 | 0.00040786 | 193.7445 | 0.00032515 | 193.5396 | 0 | 200.5669 | 0.12213 | 197.7493 | 0.041891 | 193.7445 | 0.00067181 | 261.4448 | 0.00052296 | 193.7445 | 0.0001247 | 200.5669 | 0 | 261.4448 | 0.00071681 | 261.4448 | 0.00067357
SOLIS High-Power LEDs for Microscopy |  | 261.6517 | -0.61441 | 261.6517 | -0.55085 | 197.9556 | -0.068045 | 201.0513 | 8.0381e-06 | 196.3506 | 0 | 193.9493 | 0 | 193.9493 | 0 | 261.6517 | 0 | 200.7686 | 0 | 201.0513 | -0.00072039 | 193.9493 | -0.00016158 | 193.7445 | 0 | 200.7686 | -0.32664 | 197.9556 | 0.041104 | 193.9493 | -0.00014369 | 261.6517 | 0 | 193.9493 | 0.00010269 | 200.7686 | 0 | 261.6517 | 0.00035841 | 261.6517 | 0.00044904
|  | 261.8586 | 1.0096 | 261.8586 | 0.95407 | 198.1619 | 0.44712 | 201.2541 | 0.0026842 | 196.5574 | 0 | 194.1542 | 0 | 194.1542 | 0 | 261.8586 | 0.00094644 | 200.9703 | 0 | 201.2541 | 0.00021888 | 194.1542 | 0.00028819 | 193.9493 | 0 | 200.9704 | 0.18749 | 198.1619 | 0.040463 | 194.1542 | 0.00090103 | 261.8586 | 0.00050908 | 194.1542 | 0.00015961 | 200.9704 | 0 | 261.8586 | 0.00047844 | 261.8586 | 0.00067357
Item # | SOLIS-365C SOLIS-385C SOLIS-405D SOLIS-415C SOLIS-455D SOLIS-470C SOLIS-505C SOLIS-525C SOLIS-565D SOLIS-590C SOLIS-595C SOLIS-617C SOLIS-620D SOLIS-660D SOLIS-740C SOLIS-850C SOLIS-940C SOLIS-1C SOLIS-1D SOLIS-2C SOLIS-3C | 262.0656 | 0.034636 | 262.0656 | 0.063314 | 198.3682 | -0.032858 | 201.4569 | -0.0021919 | 196.7642 | 0 | 194.359 | 0 | 194.359 | 0 | 262.0656 | 0 | 201.1721 | 0 | 201.4569 | -0.00031713 | 194.359 | -0.00016907 | 194.1542 | 0 | 201.1721 | -0.069573 | 198.3682 | 0.040004 | 194.359 | -0.00030599 | 262.0656 | 0 | 194.359 | -5.9933e-05 | 201.1721 | 0 | 262.0656 | 0.00035841 | 262.0656 | 0.00044904
|  | 262.2726 | -0.36419 | 262.2726 | -0.41327 | 198.5746 | 0.46409 | 201.6597 | 0.002471 | 196.971 | 0 | 194.5639 | 0 | 194.5639 | 0 | 262.2726 | 0 | 201.3738 | 0 | 201.6597 | 8.5937e-05 | 194.5639 | 0.00053393 | 194.359 | 0 | 201.3738 | -0.090997 | 198.5746 | 0.039732 | 194.5639 | 0.0014981 | 262.2726 | 0.0003953 | 194.5639 | 0.00020302 | 201.3738 | 0 | 262.2726 | 0.00047844 | 262.2726 | 0.00052436
|  | 262.4796 | 0.57611 | 262.4796 | 0.46707 | 198.7809 | -0.07457 | 201.8626 | -0.0013329 | 197.1778 | 0 | 194.7688 | 0 | 194.7688 | 0 | 262.4796 | 0 | 201.5756 | 0 | 201.8626 | -0.00044295 | 194.7688 | -8.1306e-05 | 194.5639 | 0 | 201.5756 | 0.053372 | 198.7809 | 0.039621 | 194.7688 | -0.00044486 | 262.4796 | 0 | 194.7688 | -9.6467e-05 | 201.5756 | 0 | 262.4796 | 0.00035841 | 262.4796 | 0.00044904
|  | 262.6866 | -1.0814 | 262.6866 | -1.0498 | 198.9873 | 0.47876 | 202.0655 | 0.0037904 | 197.3846 | 0 | 194.9737 | 0 | 194.9737 | 0 | 262.6866 | 0.00035009 | 201.7774 | 0 | 202.0655 | 0.00052558 | 194.9737 | 0.00059095 | 194.7688 | 0 | 201.7774 | 0.13941 | 198.9873 | 0.03962 | 194.9737 | 0.0013313 | 262.6866 | 0.00052296 | 194.9737 | 0.00045143 | 201.7774 | 0 | 262.6866 | 0.00035841 | 262.6866 | 0.00067357
|  | 262.8937 | 0.19939 | 262.8937 | 0.27543 | 199.1937 | -0.068287 | 202.2683 | -0.00054503 | 197.5915 | 0 | 195.1787 | 0 | 195.1787 | 0 | 262.8937 | 0 | 201.9792 | 0 | 202.2683 | 5.1499e-06 | 195.1787 | -2.9265e-05 | 194.9737 | 0 | 201.9792 | 0.12313 | 199.1937 | 0.039673 | 195.1787 | -0.00035518 | 262.8937 | 0 | 195.1787 | -8.2638e-05 | 201.9792 | 0 | 262.8937 | 0.00035841 | 262.8937 | 0.00044904
|  | 263.1007 | 0.070563 | 263.1007 | 0.031939 | 199.4001 | 0.42586 | 202.4712 | 0.0030564 | 197.7984 | 0 | 195.3836 | 0 | 195.3836 | 0 | 263.1007 | 0.00059348 | 202.181 | 0 | 202.4712 | 0.00051496 | 195.3836 | 0.00025034 | 195.1787 | 0 | 202.181 | 0.15187 | 199.4001 | 0.039721 | 195.3836 | 0.00083349 | 263.1007 | 0.00039499 | 195.3836 | 6.0678e-05 | 202.181 | 0 | 263.1007 | 0.00059679 | 263.1007 | 0.00067357
|  | 263.3078 | -0.16324 | 263.3078 | -0.073852 | 199.6065 | -0.072866 | 202.6742 | -0.00097528 | 198.0052 | 0 | 195.5886 | 0 | 195.5886 | 0 | 263.3078 | 0 | 202.3828 | 0 | 202.6742 | -0.00032006 | 195.5886 | -0.0003297 | 195.3836 | 0 | 202.3828 | 0.097493 | 199.6065 | 0.039715 | 195.5886 | -7.6945e-05 | 263.3078 | 0 | 195.5886 | -3.4189e-05 | 202.3828 | 0 | 263.3078 | 0.00035841 | 263.3078 | 0.00067357
|  | 263.5149 | 0.43562 | 263.5149 | 0.30771 | 199.8129 | 0.44932 | 202.8771 | 0.0019267 | 198.2121 | 0 | 195.7936 | 0 | 195.7936 | 0 | 263.5149 | 0.00035009 | 202.5846 | 0 | 202.8771 | 0.00051231 | 195.7936 | 0.00043522 | 195.5886 | 0 | 202.5846 | 0.15437 | 199.8129 | 0.03962 | 195.7936 | 0.00089594 | 263.5149 | 0.00038335 | 195.7936 | 0.00013844 | 202.5846 | 0 | 263.5149 | 0.00035841 | 263.5149 | 0.00067357
|  | 263.722 | -0.041101 | 263.722 | 0.053172 | 200.0193 | -0.0024285 | 203.08 | -0.00097032 | 198.419 | 0 | 195.9986 | 0 | 195.9986 | 0 | 263.722 | 0 | 202.7865 | 0 | 203.08 | -0.00055488 | 195.9986 | -0.00021031 | 195.7936 | 0 | 202.7865 | 0.11467 | 200.0193 | 0.039418 | 195.9986 | -4.3521e-05 | 263.722 | 0 | 195.9986 | -3.1366e-05 | 202.7865 | 0 | 263.722 | 0.00035841 | 263.722 | 0.00044904
|  | 263.9291 | 0.26176 | 263.9291 | 0.30763 | 200.2258 | 0.45534 | 203.283 | 0.00060337 | 198.626 | 0 | 196.2036 | 0 | 196.2036 | 0 | 263.9291 | 0.00035009 | 202.9884 | 0 | 203.283 | 0.00070287 | 196.2036 | -1.1794e-05 | 195.9986 | 0 | 202.9884 | 0.31457 | 200.2258 | 0.039109 | 196.2036 | 0.0013586 | 263.9291 | 0.00038335 | 196.2036 | 8.4867e-05 | 202.9884 | 0 | 263.9291 | 0.00071681 | 263.9291 | 0.00067357
|  | 264.1363 | -0.17232 | 264.1363 | -0.15893 | 200.4322 | -0.028662 | 203.486 | -0.0013103 | 198.8329 | 0 | 196.4086 | 0 | 196.4086 | 0 | 264.1363 | 0 | 203.1902 | 0 | 203.486 | 0.00017585 | 196.4086 | -0.0001071 | 196.2036 | 0 | 203.1902 | -0.16938 | 200.4322 | 0.03871 | 196.4086 | -0.00015212 | 264.1363 | 0 | 196.4086 | 5.4708e-05 | 203.1902 | 0 | 264.1363 | 0.00035841 | 264.1363 | 0.00052371
|  | 264.3435 | -0.71822 | 264.3435 | -0.45577 | 200.6387 | 0.45116 | 203.689 | 0.0035744 | 199.0399 | 0 | 196.6136 | 0 | 196.6136 | 0 | 264.3435 | 0 | 203.3921 | 0 | 203.689 | 0.00052414 | 196.6136 | 0.00026071 | 196.4086 | 0 | 203.3921 | 0.53209 | 200.6387 | 0.038252 | 196.6136 | 0.0009675 | 264.3435 | 0 | 196.6136 | 6.7408e-05 | 203.3921 | 0 | 264.3435 | 0.00035841 | 264.3435 | 0.00052371
|  | 264.5506 | 0.20891 | 264.5506 | 0.2228 | 200.8452 | -0.043627 | 203.892 | 4.5087e-05 | 199.2468 | 0 | 196.8187 | 0 | 196.8187 | 0 | 264.5506 | 0 | 203.594 | 0 | 203.892 | -0.00028969 | 196.8187 | -8.8371e-05 | 196.6136 | 0 | 203.594 | -0.34453 | 200.8452 | 0.037773 | 196.8187 | 8.0912e-05 | 264.5506 | 0 | 196.8187 | 5.4911e-05 | 203.594 | 0 | 264.5506 | 0.00035841 | 264.5506 | 0.00052371
|  | 264.7578 | -0.14133 | 264.7578 | -0.063331 | 201.0517 | 0.43431 | 204.0951 | 0.001678 | 199.4538 | 0 | 197.0237 | 0 | 197.0237 | 0 | 264.7578 | 0 | 203.796 | 0 | 204.0951 | 0.00033241 | 197.0237 | 0.00016873 | 196.8187 | 0 | 203.796 | 0.1489 | 201.0517 | 0.037312 | 197.0237 | 0.0014399 | 264.7578 | 0.00012771 | 197.0237 | 0.00021765 | 203.796 | 0 | 264.7578 | 0.00035841 | 264.7578 | 0.00044904
|  | 264.9651 | 0.10532 | 264.9651 | 0.12715 | 201.2582 | 0.0031178 | 204.2981 | -0.0017684 | 199.6608 | 0 | 197.2288 | 0 | 197.2288 | 0 | 264.9651 | 0 | 203.9979 | 0 | 204.2981 | 1.835e-05 | 197.2288 | -0.00032515 | 197.0237 | 0 | 203.9979 | -0.26979 | 201.2582 | 0.036899 | 197.2288 | -0.00016341 | 264.9651 | 0 | 197.2288 | -5.0674e-05 | 203.9979 | 0 | 264.9651 | 0.00035841 | 264.9651 | 0.00052436
|  | 265.1723 | 0.33122 | 265.1723 | 0.51948 | 201.4647 | 0.5406 | 204.5012 | 0.0013649 | 199.8678 | 0 | 197.4339 | 0 | 197.4339 | 0 | 265.1723 | 0 | 204.1998 | 0 | 204.5012 | 0.00036837 | 197.4339 | 0.00021001 | 197.2288 | 0 | 204.1998 | 0.35507 | 201.4647 | 0.036552 | 197.4339 | 0.00079928 | 265.1723 | 0 | 197.4339 | -0.00013685 | 204.1998 | 0 | 265.1723 | 0.00035841 | 265.1723 | 0.00059902
|  | 265.3795 | -0.6096 | 265.3795 | -0.53021 | 201.6712 | -0.04339 | 204.7043 | -0.0016536 | 200.0748 | 0 | 197.639 | 0 | 197.639 | 0 | 265.3795 | 0 | 204.4018 | 0 | 204.7043 | -0.0004678 | 197.639 | -0.00012818 | 197.4339 | 0 | 204.4018 | -0.10529 | 201.6712 | 0.036271 | 197.639 | -0.00058576 | 265.3795 | 0 | 197.639 | -0.00011033 | 204.4018 | 0 | 265.3795 | 0.00035841 | 265.3795 | 0.00052436
|  | 265.5868 | -0.094906 | 265.5868 | -0.11643 | 201.8778 | 0.55453 | 204.9074 | 0.0034772 | 200.2818 | 0 | 197.8441 | 0 | 197.8441 | 0 | 265.5868 | 0 | 204.6038 | 0 | 204.9074 | 0.00083607 | 197.8441 | 0.00053179 | 197.639 | 0 | 204.6038 | -0.02382 | 201.8778 | 0.036043 | 197.8441 | 0.0015165 | 265.5868 | 0 | 197.8441 | 0.00024349 | 204.6038 | 0 | 265.5868 | 0.00035841 | 265.5868 | 0.00044904
|  | 265.7941 | 0.037599 | 265.7941 | 0.074003 | 202.0844 | -0.021589 | 205.1105 | -0.0005031 | 200.4889 | 0 | 198.0493 | 0 | 198.0493 | 0 | 265.7941 | 0 | 204.8058 | 0 | 205.1105 | -0.00038086 | 198.0493 | -0.00029567 | 197.8441 | 0 | 204.8058 | -0.24154 | 202.0844 | 0.035844 | 198.0493 | -0.00038507 | 265.7941 | 0 | 198.0493 | -0.00011731 | 204.8058 | 0 | 265.7941 | 0.00035841 | 265.7941 | 0.00044904
|  | 266.0014 | 0.084266 | 266.0014 | 0.084733 | 202.2909 | 0.50341 | 205.3136 | 0.0012882 | 200.696 | 0 | 198.2544 | 0 | 198.2544 | 0 | 266.0014 | 0 | 205.0078 | 0 | 205.3136 | 0.00041556 | 198.2544 | 0.00050882 | 198.0493 | 0 | 205.0078 | 0.078533 | 202.2909 | 0.035647 | 198.2544 | 0.00096838 | 266.0014 | 0 | 198.2544 | 0.00014387 | 205.0078 | 0 | 266.0014 | 0.00035841 | 266.0014 | 0.00052371
|  | 266.2087 | 0.38907 | 266.2087 | 0.36082 | 202.4975 | 0.066458 | 205.5168 | -0.0015563 | 200.9031 | 0 | 198.4596 | 0 | 198.4596 | 0 | 266.2087 | 0 | 205.2098 | 0 | 205.5168 | -7.4229e-05 | 198.4596 | -6.6425e-05 | 198.2544 | 0 | 205.2098 | 0.14599 | 202.4975 | 0.035431 | 198.4596 | -0.00055074 | 266.2087 | 0 | 198.4596 | 7.9219e-05 | 205.2098 | 0 | 266.2087 | 0.00047844 | 266.2087 | 0.00052371
DISCLAIMER: The data presented here are typical. Slight variations in performance data will occur from lot to lot. Please contact Technical Support with any questions regarding the use or reliability of this data. |  | 266.416 | 0.1037 | 266.416 | 0.22256 | 202.7041 | 0.55712 | 205.72 | 0.0026568 | 201.1101 | 0 | 198.6647 | 0 | 198.6647 | 0 | 266.416 | 0 | 205.4118 | 0 | 205.72 | 9.5992e-05 | 198.6647 | 0.00021453 | 198.4596 | 0 | 205.4118 | 0.061328 | 202.7041 | 0.035185 | 198.6647 | 0.0014782 | 266.416 | 0 | 198.6647 | -3.9296e-05 | 205.4118 | 0 | 266.416 | 0.00035841 | 266.416 | 0.00059902
|  | 266.6234 | -0.1741 | 266.6234 | -0.074265 | 202.9107 | -0.020668 | 205.9232 | -3.0069e-05 | 201.3173 | 0 | 198.8699 | 0 | 198.8699 | 0 | 266.6234 | 0 | 205.6139 | 0 | 205.9232 | -0.00044976 | 198.8699 | 3.2386e-06 | 198.6647 | 0 | 205.6139 | -0.079441 | 202.9107 | 0.034916 | 198.8699 | -0.00023176 | 266.6234 | 0.00012798 | 198.8699 | 7.6528e-05 | 205.6139 | 0 | 266.6234 | 0.00035841 | 266.6234 | 0.00052436
|  | 266.8308 | 0.010354 | 266.8308 | 0.042308 | 203.1173 | 0.50045 | 206.1264 | 0.0030436 | 201.5244 | 0 | 199.0751 | 0 | 199.0751 | 0 | 266.8308 | 0 | 205.816 | 0 | 206.1264 | 0.00056477 | 199.0751 | 0.00049466 | 198.8699 | 0 | 205.816 | -0.031676 | 203.1173 | 0.03464 | 199.0751 | 0.0010865 | 266.8308 | 0 | 199.0751 | 0.00029588 | 205.816 | 0 | 266.8308 | 0.00035841 | 266.8308 | 0.00044904
|  | 267.0382 | -0.48191 | 267.0382 | -0.40282 | 203.324 | -0.07343 | 206.3296 | -0.0012108 | 201.7315 | 0 | 199.2803 | 0 | 199.2803 | 0 | 267.0382 | 0 | 206.018 | 0 | 206.3296 | -0.00048068 | 199.2803 | -6.5084e-05 | 199.0751 | 0 | 206.0181 | 0.18009 | 203.324 | 0.034379 | 199.2803 | -0.00092624 | 267.0382 | 0 | 199.2803 | 7.6229e-05 | 206.0181 | 0 | 267.0382 | 0.00035841 | 267.0382 | 0.00059902
|  | 267.2456 | 0.15051 | 267.2456 | 0.18017 | 203.5306 | 0.49149 | 206.5328 | 0.0015784 | 201.9386 | 0 | 199.4856 | 0 | 199.4856 | 0 | 267.2456 | 0 | 206.2201 | 0 | 206.5328 | 0.00071521 | 199.4856 | 0.00020963 | 199.2803 | 0 | 206.2202 | 0.22903 | 203.5306 | 0.034158 | 199.4856 | 0.0010654 | 267.2456 | 0 | 199.4856 | 0.00013993 | 206.2202 | 0 | 267.2456 | 0.00035841 | 267.2456 | 0.00044904
|  | 267.453 | -0.29295 | 267.453 | -0.212 | 203.7373 | 0.016655 | 206.7361 | -0.00087492 | 202.1458 | 0 | 199.6908 | 0 | 199.6908 | 0 | 267.453 | 0 | 206.4223 | 0 | 206.7361 | -0.00026891 | 199.6908 | -0.00032704 | 199.4856 | 0 | 206.4223 | 0.061884 | 203.7373 | 0.033986 | 199.6908 | -7.0644e-05 | 267.453 | 0.00012766 | 199.6908 | -7.6164e-05 | 206.4223 | 0 | 267.453 | 0.00035841 | 267.453 | 0.00059825
This data may be used in publications. However, please cite Thorlabs as the source. |  | 267.6605 | 0.09445 | 267.6605 | 0.13793 | 203.944 | 0.47218 | 206.9394 | 0.0019587 | 202.353 | 0 | 199.8961 | 0 | 199.8961 | 0 | 267.6605 | 0 | 206.6244 | 0 | 206.9394 | 0.00069737 | 199.8961 | 0.00039978 | 199.6908 | 0 | 206.6244 | 0.11739 | 203.944 | 0.033861 | 199.8961 | 0.00070554 | 267.6605 | 0 | 199.8961 | 0.00016904 | 206.6244 | 0 | 267.6605 | 0.00035841 | 267.6605 | 0.00044904
|  | 267.8679 | 0.42394 | 267.8679 | 0.38164 | 204.1507 | -0.031757 | 207.1427 | -0.0016015 | 202.5602 | 0 | 200.1013 | 0 | 200.1013 | 0 | 267.8679 | 0.00039 | 206.8265 | 0 | 207.1427 | -0.00035091 | 200.1013 | -0.00026992 | 199.8961 | 0 | 206.8265 | -0.058489 | 204.1507 | 0.03376 | 200.1013 | -0.0007017 | 267.8679 | 0.00026535 | 200.1013 | 7.2845e-05 | 206.8265 | 0 | 267.8679 | 0.00047676 | 267.8679 | 0.00059902
|  | 268.0754 | -0.061148 | 268.0754 | -0.010462 | 204.3573 | 0.46411 | 207.346 | 0.0026066 | 202.7674 | 0 | 200.3066 | 0 | 200.3066 | 0 | 268.0754 | 0 | 207.0287 | 0 | 207.346 | 0.00060875 | 200.3066 | -1.1852e-05 | 200.1013 | 0 | 207.0287 | 0.49195 | 204.3573 | 0.033646 | 200.3066 | 0.0012006 | 268.0754 | 0 | 200.3066 | 6.4595e-05 | 207.0287 | 0 | 268.0754 | 0.00035841 | 268.0754 | 0.00044904
Additional Information: |  | 268.2829 | -0.11798 | 268.2829 | -0.10577 | 204.5641 | -0.032568 | 207.5493 | -0.00077555 | 202.9746 | 0 | 200.5119 | 0 | 200.5119 | 0 | 268.2829 | 0 | 207.2308 | 0 | 207.5493 | -0.00018808 | 200.5119 | -0.00039774 | 200.3066 | 0 | 207.2308 | -0.02658 | 204.5641 | 0.033476 | 200.5119 | -0.00075449 | 268.2829 | 0.00052296 | 200.5119 | -9.7011e-05 | 207.2308 | 0 | 268.2829 | 0.00035841 | 268.2829 | 0.00067357
|  | 268.4904 | 0.19958 | 268.4904 | 0.25471 | 204.7708 | 0.49267 | 207.7526 | 0.0035905 | 203.1818 | 0 | 200.7172 | 0 | 200.7172 | 0 | 268.4904 | 0 | 207.433 | 0 | 207.7526 | 0.00027868 | 200.7172 | 2.1837e-05 | 200.5119 | 0 | 207.433 | 0.17083 | 204.7708 | 0.033215 | 200.7172 | 0.0013459 | 268.4904 | 0 | 200.7172 | -4.9982e-07 | 207.433 | 0 | 268.4904 | 0.00035841 | 268.4904 | 0.00044904
|  | 268.6979 | 0.071427 | 268.6979 | 0.13795 | 204.9775 | -0.063166 | 207.956 | -0.0013095 | 203.3891 | 0 | 200.9226 | 0 | 200.9226 | 0 | 268.6979 | 0.00059348 | 207.6352 | 0 | 207.956 | -0.00015967 | 200.9226 | -0.00019595 | 200.7172 | 0 | 207.6352 | 0.069107 | 204.9775 | 0.032846 | 200.9226 | 1.2854e-05 | 268.6979 | 0.0006487 | 200.9226 | -8.4002e-06 | 207.6352 | 0 | 268.6979 | 0.00059846 | 268.6979 | 0.00067357
|  | 268.9055 | -0.069575 | 268.9055 | -0.042273 | 205.1843 | 0.44275 | 208.1594 | 0.00085444 | 203.5963 | 0 | 201.1279 | 0 | 201.1279 | 0 | 268.9055 | 0 | 207.8374 | 0 | 208.1594 | 0.00090698 | 201.1279 | 0.00010822 | 200.9226 | 0 | 207.8374 | 0.38048 | 205.1843 | 0.032383 | 201.1279 | 0.00071783 | 268.9055 | 0 | 201.1279 | 0.00010146 | 207.8374 | 0 | 268.9055 | 0.00035841 | 268.9055 | 0.00044904
|  | 269.113 | -0.10725 | 269.113 | -0.021017 | 205.391 | 0.063853 | 208.3628 | 0.00012556 | 203.8036 | 0 | 201.3333 | 0 | 201.3333 | 0 | 269.113 | 0.000384 | 208.0397 | 0 | 208.3628 | -0.0003071 | 201.3333 | -0.0001654 | 201.1279 | 0 | 208.0397 | -0.035339 | 205.391 | 0.031869 | 201.3333 | -1.7002e-07 | 269.113 | 0.00025537 | 201.3333 | -9.3608e-05 | 208.0397 | 0 | 269.113 | 0.00035841 | 269.113 | 0.00067357
|  | 269.3206 | -0.035687 | 269.3206 | -0.04243 | 205.5978 | 0.53005 | 208.5662 | 0.0028896 | 204.0109 | 0 | 201.5386 | 0 | 201.5386 | 0 | 269.3206 | 0 | 208.2419 | 0 | 208.5662 | 5.988e-05 | 201.5386 | 0.00033329 | 201.3333 | 0 | 208.2419 | 0.074834 | 205.5978 | 0.031378 | 201.5386 | 0.00060743 | 269.3206 | 0 | 201.5386 | -7.226e-06 | 208.2419 | 0 | 269.3206 | 0.00035841 | 269.3206 | 0.00044904
|  | 269.5282 | 0.1286 | 269.5282 | 0.20157 | 205.8046 | 0.025519 | 208.7696 | -0.0017646 | 204.2182 | 0 | 201.744 | 0 | 201.744 | 0 | 269.5282 | 0.00074009 | 208.4442 | 0 | 208.7696 | -0.00047025 | 201.744 | 3.8492e-05 | 201.5386 | 0 | 208.4442 | 0.052132 | 205.8046 | 0.030998 | 201.744 | -0.00034063 | 269.5282 | 0.0006487 | 201.744 | -0.00018379 | 208.4442 | 0 | 269.5282 | 0.00035841 | 269.5282 | 0.00067357
|  | 269.7359 | -0.24799 | 269.7359 | -0.21184 | 206.0114 | 0.40797 | 208.9731 | 0.0015345 | 204.4255 | 0 | 201.9494 | 0 | 201.9494 | 0 | 269.7359 | 0 | 208.6464 | 0 | 208.9731 | 0.00071672 | 201.9494 | 0.00058389 | 201.744 | 0 | 208.6464 | 0.075102 | 206.0114 | 0.030819 | 201.9494 | 0.00097836 | 269.7359 | 0 | 201.9494 | 0.00016243 | 208.6464 | 0 | 269.7359 | 0.00035841 | 269.7359 | 0.00052436
|  | 269.9435 | 0.49413 | 269.9435 | 0.5622 | 206.2182 | 0.0097823 | 209.1765 | -0.0025036 | 204.6329 | 0 | 202.1549 | 0 | 202.1549 | 0 | 269.9435 | 0.00094644 | 208.8487 | 0 | 209.1765 | -0.00037236 | 202.1549 | -0.00023351 | 201.9494 | 0 | 208.8487 | -0.094897 | 206.2182 | 0.030911 | 202.1549 | -0.00083429 | 269.9435 | 0.00052072 | 202.1549 | -0.00014994 | 208.8487 | 0 | 269.9435 | 0.00035841 | 269.9435 | 0.00059902
|  | 270.1511 | -0.21349 | 270.1511 | -0.18034 | 206.425 | 0.43109 | 209.38 | 0.0035825 | 204.8402 | 0 | 202.3603 | 0 | 202.3603 | 0 | 270.1511 | 0 | 209.051 | 0 | 209.38 | 0.00064555 | 202.3603 | 0.00034689 | 202.1549 | 0 | 209.051 | 0.44537 | 206.425 | 0.031315 | 202.3603 | 0.0012649 | 270.1511 | 0 | 202.3603 | 5.3874e-05 | 209.051 | 0 | 270.1511 | 0.00035841 | 270.1511 | 0.00044904
|  | 270.3588 | -0.16502 | 270.3588 | -0.052922 | 206.6319 | -0.050609 | 209.5835 | -0.0016052 | 205.0476 | 0 | 202.5657 | 0 | 202.5657 | 0 | 270.3588 | 0.00056478 | 209.2533 | 0 | 209.5835 | -0.00035942 | 202.5657 | -0.00020238 | 202.3603 | 0 | 209.2533 | -0.072177 | 206.6319 | 0.032033 | 202.5657 | -0.00033558 | 270.3588 | 0.0006487 | 202.5657 | -0.0002306 | 209.2533 | 0 | 270.3588 | 0.00059846 | 270.3588 | 0.00059902
|  | 270.5665 | -0.15262 | 270.5665 | -0.11659 | 206.8387 | 0.50362 | 209.787 | 0.00097037 | 205.2549 | 0 | 202.7712 | 0 | 202.7712 | 0 | 270.5665 | 0 | 209.4556 | 0 | 209.787 | 0.00018114 | 202.7712 | 0.00025714 | 202.5657 | 0 | 209.4556 | 0.077165 | 206.8387 | 0.033026 | 202.7712 | 0.00092327 | 270.5665 | 0 | 202.7712 | 0.00013242 | 209.4556 | 0 | 270.5665 | 0.00035841 | 270.5665 | 0.00044904
|  | 270.7742 | -0.81016 | 270.7742 | -0.7634 | 207.0456 | -0.089387 | 209.9905 | -0.0019553 | 205.4623 | 0 | 202.9766 | 0 | 202.9766 | 0 | 270.7742 | 0.00094644 | 209.658 | 0 | 209.9905 | -8.8544e-05 | 202.9766 | -1.9983e-06 | 202.7712 | 0 | 209.658 | 0.26888 | 207.0456 | 0.03423 | 202.9766 | -0.00022495 | 270.7742 | 0.0006487 | 202.9766 | -0.00014576 | 209.658 | 0 | 270.7742 | 0.00071681 | 270.7742 | 0.00067357
|  | 270.9819 | 0.21363 | 270.9819 | 0.23323 | 207.2524 | 0.55502 | 210.1941 | 0.0012698 | 205.6697 | 0 | 203.1821 | 0 | 203.1821 | 0 | 270.9819 | 0 | 209.8603 | 0 | 210.1941 | 0.00044448 | 203.1821 | 0.00036065 | 202.9766 | 0 | 209.8603 | 0.16611 | 207.2524 | 0.035559 | 203.1821 | 0.0014853 | 270.9819 | 0 | 203.1821 | 0.00026992 | 209.8603 | 0 | 270.9819 | 0.00035841 | 270.9819 | 0.00044904
|  | 271.1897 | 0.25836 | 271.1897 | 0.3075 | 207.4593 | 0.048987 | 210.3977 | -0.0012602 | 205.8771 | 0 | 203.3876 | 0 | 203.3876 | 0 | 271.1897 | 0.00094644 | 210.0627 | 0 | 210.3977 | -0.00049437 | 203.3876 | -0.00016491 | 203.1821 | 0 | 210.0627 | -0.083085 | 207.4593 | 0.036926 | 203.3876 | -0.000205 | 271.1897 | 0.0006487 | 203.3876 | -3.9594e-05 | 210.0627 | 0 | 271.1897 | 0.00059846 | 271.1897 | 0.00067357
|  | 271.3974 | -0.0011851 | 271.3974 | 0.031794 | 207.6662 | 0.43948 | 210.6012 | 0.0025408 | 206.0846 | 0 | 203.5931 | 0 | 203.5931 | 0 | 271.3974 | 0 | 210.2651 | 0 | 210.6012 | 0.00062548 | 203.5931 | 0.00020916 | 203.3876 | 0 | 210.2651 | 0.19072 | 207.6662 | 0.038255 | 203.5931 | 0.0010534 | 271.3974 | 0 | 203.5931 | 0.00029438 | 210.2651 | 0 | 271.3974 | 0.00035841 | 271.3974 | 0.00044904
|  | 271.6052 | -0.048863 | 271.6052 | -0.010479 | 207.8732 | -0.062273 | 210.8048 | -0.00037937 | 206.292 | 0 | 203.7986 | 0 | 203.7986 | 0 | 271.6052 | 0.00094644 | 210.4675 | 0 | 210.8048 | -8.017e-05 | 203.7986 | -0.00016601 | 203.5931 | 0 | 210.4675 | 0.042275 | 207.8732 | 0.039488 | 203.7986 | 0.00021709 | 271.6052 | 0.00052072 | 203.7986 | -1.8017e-05 | 210.4675 | 0 | 271.6052 | 0.00071681 | 271.6052 | 0.00067357
|  | 271.813 | 0.8469 | 271.813 | 0.87971 | 208.0801 | 0.48777 | 211.0085 | 0.0015912 | 206.4995 | 0 | 204.0042 | 0 | 204.0042 | 0 | 271.813 | 0 | 210.6699 | 0 | 211.0085 | 0.0006944 | 204.0042 | 0.00030967 | 203.7986 | 0 | 210.6699 | 0.35385 | 208.0801 | 0.040583 | 204.0042 | 0.0011391 | 271.813 | 0 | 204.0042 | 0.00032118 | 210.6699 | 0 | 271.813 | 0.00035841 | 271.813 | 0.00044904
|  | 272.0208 | -0.22496 | 272.0208 | -0.18004 | 208.287 | 0.020002 | 211.2121 | -0.00022283 | 206.7069 | 0 | 204.2098 | 0 | 204.2098 | 0 | 272.0208 | 0.00074009 | 210.8723 | 0 | 211.2121 | -0.00065483 | 204.2098 | -0.00027824 | 204.0042 | 0 | 210.8723 | -0.20094 | 208.287 | 0.041522 | 204.2098 | -0.00017249 | 272.0208 | 0.0006487 | 204.2098 | -0.00032205 | 210.8723 | 0 | 272.0208 | 0.00059846 | 272.0208 | 0.00067357
|  | 272.2286 | 0.25855 | 272.2286 | 0.29697 | 208.494 | 0.54922 | 211.4157 | 0.0003235 | 206.9144 | 0 | 204.4153 | 0 | 204.4153 | 0 | 272.2286 | 0 | 211.0747 | 0 | 211.4157 | 0.0005674 | 204.4153 | 0.00045127 | 204.2098 | 0 | 211.0748 | 0.37369 | 208.494 | 0.042293 | 204.4153 | 0.0010173 | 272.2286 | 0 | 204.4153 | 0.00016349 | 211.0748 | 0 | 272.2286 | 0.00035841 | 272.2286 | 0.00044904
|  | 272.4365 | -0.095824 | 272.4365 | -0.010509 | 208.7009 | -0.0050183 | 211.6194 | -0.00028414 | 207.1219 | 0 | 204.6209 | 0 | 204.6209 | 0 | 272.4365 | 0.00074009 | 211.2772 | 0 | 211.6194 | -0.00081386 | 204.6209 | -0.0001301 | 204.4153 | 0 | 211.2772 | 0.18297 | 208.7009 | 0.042894 | 204.6209 | -0.00083242 | 272.4365 | 0.00039499 | 204.6209 | -0.00018612 | 211.2772 | 0 | 272.4365 | 0.00059846 | 272.4365 | 0.00067357
|  | 272.6443 | -0.5994 | 272.6443 | -0.44544 | 208.9079 | 0.50079 | 211.8231 | 0.0018722 | 207.3294 | 0 | 204.8265 | 0 | 204.8265 | 0 | 272.6443 | 0 | 211.4797 | 0 | 211.8231 | 0.00021109 | 204.8265 | 0.00044693 | 204.6209 | 0 | 211.4797 | 0.11296 | 208.9079 | 0.043325 | 204.8265 | 0.00071547 | 272.6443 | 0 | 204.8265 | 0.00010223 | 211.4797 | 0 | 272.6443 | 0.00035841 | 272.6443 | 0.00044904
|  | 272.8522 | 0.24885 | 272.8522 | 0.38173 | 209.1149 | -0.034522 | 212.0268 | -0.00060519 | 207.537 | 0 | 205.0321 | 0 | 205.0321 | 0 | 272.8522 | 0.00094644 | 211.6822 | 0 | 212.0268 | -0.00014043 | 205.0321 | -0.0002983 | 204.8265 | 0 | 211.6822 | 0.13568 | 209.1149 | 0.043584 | 205.0321 | 1.5329e-06 | 272.8522 | 0.0006487 | 205.0321 | 0.00011558 | 211.6822 | 0 | 272.8522 | 0.00071681 | 272.8522 | 0.00067357
|  | 273.0601 | -0.22376 | 273.0601 | -0.11642 | 209.3219 | 0.48847 | 212.2305 | 0.0019059 | 207.7445 | 0 | 205.2377 | 0 | 205.2377 | 0 | 273.0601 | 0 | 211.8847 | 0 | 212.2305 | 0.00053389 | 205.2377 | 7.3433e-05 | 205.0321 | 0 | 211.8847 | -0.09074 | 209.3219 | 0.043672 | 205.2377 | 0.0010181 | 273.0601 | 0 | 205.2377 | 0.00011285 | 211.8847 | 0 | 273.0601 | 0.00035841 | 273.0601 | 0.00052359
|  | 273.268 | 0.42117 | 273.268 | 0.46678 | 209.5289 | -0.054307 | 212.4342 | -0.0016624 | 207.9521 | 0 | 205.4434 | 0 | 205.4434 | 0 | 273.268 | 0.00055644 | 212.0872 | 0 | 212.4342 | -0.00018702 | 205.4434 | -0.00027914 | 205.2377 | 0 | 212.0872 | 0.21339 | 209.5289 | 0.043593 | 205.4434 | -0.0004448 | 273.268 | 0.00012771 | 205.4434 | -0.00013006 | 212.0872 | 0 | 273.268 | 0.00071681 | 273.268 | 0.0005989
|  | 273.476 | 0.30575 | 273.476 | 0.30755 | 209.7359 | 0.48027 | 212.638 | 0.0022456 | 208.1596 | 0 | 205.649 | 0 | 205.649 | 0 | 273.476 | 0 | 212.2897 | 0 | 212.638 | 0.0002478 | 205.649 | 4.1612e-05 | 205.4434 | 0 | 212.2897 | 0.23773 | 209.7359 | 0.043356 | 205.649 | 0.00030445 | 273.476 | 0 | 205.649 | -2.6262e-05 | 212.2897 | 0 | 273.476 | 0.00035841 | 273.476 | 0.00052436
|  | 273.6839 | -0.49544 | 273.6839 | -0.42419 | 209.943 | -0.041964 | 212.8417 | -0.0015739 | 208.3672 | 0 | 205.8547 | 0 | 205.8547 | 0 | 273.6839 | 0.00017478 | 212.4922 | 0 | 212.8417 | -0.00042627 | 205.8547 | -0.00012483 | 205.649 | 0 | 212.4922 | -0.28023 | 209.943 | 0.042981 | 205.8547 | -0.00072839 | 273.6839 | 0.00012766 | 205.8547 | -3.8205e-05 | 212.4922 | 0 | 273.6839 | 0.00047844 | 273.6839 | 0.00067357
|  | 273.8919 | -0.011919 | 273.8919 | 0.031654 | 210.15 | 0.53147 | 213.0455 | 0.0020096 | 208.5748 | 0 | 206.0603 | 0 | 206.0603 | 0 | 273.8919 | 0 | 212.6948 | 0 | 213.0455 | 0.00022209 | 206.0603 | 1.9915e-06 | 205.8547 | 0 | 212.6948 | 0.046137 | 210.15 | 0.042494 | 206.0603 | 0.00087483 | 273.8919 | 0 | 206.0603 | -0.00018492 | 212.6948 | 0 | 273.8919 | 0.00035841 | 273.8919 | 0.00044904
|  | 274.0999 | 0.23459 | 274.0999 | 0.31829 | 210.3571 | -0.03197 | 213.2493 | -0.00080977 | 208.7824 | 0 | 206.2661 | 0 | 206.2661 | 0 | 274.0999 | 0.00056244 | 212.8973 | 0 | 213.2493 | -0.00057758 | 206.2661 | -0.00061394 | 206.0603 | 0 | 212.8974 | -0.24117 | 210.3571 | 0.041929 | 206.2661 | -0.00015956 | 274.0999 | 0.00050908 | 206.2661 | -0.00010236 | 212.8974 | 0 | 274.0999 | 0.00047843 | 274.0999 | 0.00067357
|  | 274.3079 | 0.18551 | 274.3079 | 0.29705 | 210.5641 | 0.54382 | 213.4532 | 0.0024451 | 208.99 | 0 | 206.4718 | 0 | 206.4718 | 0 | 274.3079 | 0 | 213.1 | 0 | 213.4532 | 0.00063296 | 206.4718 | 0.00061666 | 206.2661 | 0 | 213.0999 | 0.34507 | 210.5641 | 0.041322 | 206.4718 | 0.0014402 | 274.3079 | 0 | 206.4718 | 0.00047138 | 213.0999 | 0 | 274.3079 | 0.00035841 | 274.3079 | 0.00067357
|  | 274.5159 | 0.14292 | 274.5159 | 0.20181 | 210.7712 | 0.010368 | 213.657 | 0.00065472 | 209.1977 | 0 | 206.6775 | 0 | 206.6775 | 0 | 274.5159 | 0.00017478 | 213.3025 | 0 | 213.657 | -0.00035537 | 206.6775 | -0.00022878 | 206.4718 | 0 | 213.3025 | 0.14484 | 210.7712 | 0.04071 | 206.6775 | -0.00026753 | 274.5159 | 0.00025537 | 206.6775 | -8.6027e-05 | 213.3025 | 0 | 274.5159 | 0.00059846 | 274.5159 | 0.00067357
|  | 274.7239 | -0.21281 | 274.7239 | -0.052648 | 210.9783 | 0.52722 | 213.8608 | 0.00234 | 209.4053 | 0 | 206.8832 | 0 | 206.8832 | 0 | 274.7239 | 0 | 213.5052 | 0 | 213.8608 | 0.00051725 | 206.8832 | 0.00023596 | 206.6775 | 0 | 213.5052 | -0.085182 | 210.9783 | 0.040125 | 206.8832 | 0.000721 | 274.7239 | 0 | 206.8832 | -2.5997e-05 | 213.5052 | 0 | 274.7239 | 0.00035841 | 274.7239 | 0.00059902
|  | 274.932 | -0.15281 | 274.932 | -0.10609 | 211.1855 | -0.02048 | 214.0647 | -0.00092578 | 209.613 | 0 | 207.089 | 0 | 207.089 | 0 | 274.932 | 0.00017531 | 213.7078 | 0 | 214.0647 | -0.00027074 | 207.089 | -0.00019137 | 206.8832 | 0 | 213.7078 | -0.16987 | 211.1855 | 0.03959 | 207.089 | -0.00013294 | 274.932 | 0.00025344 | 207.089 | -1.2665e-05 | 213.7078 | 0 | 274.932 | 0.00047844 | 274.932 | 0.00059902
|  | 275.14 | 0.08098 | 275.14 | 0.18036 | 211.3926 | 0.46408 | 214.2686 | 0.0024305 | 209.8207 | 0 | 207.2947 | 0 | 207.2947 | 0 | 275.14 | 0 | 213.9104 | 0 | 214.2686 | 0.00056652 | 207.2947 | 0.00016004 | 207.089 | 0 | 213.9104 | 0.3036 | 211.3926 | 0.03912 | 207.2947 | 0.00095459 | 275.14 | 0 | 207.2947 | 0.00029337 | 213.9104 | 0 | 275.14 | 0.00035841 | 275.14 | 0.00052371
|  | 275.3481 | -0.28264 | 275.3481 | -0.23309 | 211.5997 | -0.046678 | 214.4725 | -0.00032797 | 210.0284 | 0 | 207.5005 | 0 | 207.5005 | 0 | 275.3481 | 0.00017765 | 214.1131 | 0 | 214.4725 | -0.00070998 | 207.5005 | 0.00011413 | 207.2947 | 0 | 214.1131 | 0.10433 | 211.5997 | 0.038717 | 207.5005 | -0.00020776 | 275.3481 | 0.00012766 | 207.5005 | 2.7702e-05 | 214.1131 | 0 | 275.3481 | 0.00035841 | 275.3481 | 0.00059825
|  | 275.5562 | 0.64463 | 275.5562 | 0.71052 | 211.8069 | 0.49385 | 214.6764 | 0.001206 | 210.2361 | 0 | 207.7063 | 0 | 207.7063 | 0 | 275.5562 | 0 | 214.3158 | 0 | 214.6764 | 0.00035381 | 207.7063 | 0.00026101 | 207.5005 | 0 | 214.3158 | 0.24664 | 211.8069 | 0.038373 | 207.7063 | 0.00030702 | 275.5562 | 0 | 207.7063 | 3.4059e-05 | 214.3158 | 0 | 275.5562 | 0.00035841 | 275.5562 | 0.00044904
|  | 275.7644 | 0.022889 | 275.7644 | 0.10604 | 212.014 | -0.082828 | 214.8804 | -0.001345 | 210.4438 | 0 | 207.9121 | 0 | 207.9121 | 0 | 275.7644 | 0.00017531 | 214.5184 | 0 | 214.8804 | -0.00054604 | 207.9121 | -6.261e-05 | 207.7063 | 0 | 214.5184 | -0.037171 | 212.014 | 0.038076 | 207.9121 | -0.00085739 | 275.7644 | 0 | 207.9121 | -0.00014471 | 214.5184 | 0 | 275.7644 | 0.00035841 | 275.7644 | 0.00052436
|  | 275.9725 | 0.22181 | 275.9725 | 0.23313 | 212.2212 | 0.54846 | 215.0843 | 0.0031825 | 210.6516 | 0 | 208.1179 | 0 | 208.1179 | 0 | 275.9725 | 0 | 214.7211 | 0 | 215.0843 | 0.00033205 | 208.1179 | 0.00036247 | 207.9121 | 0 | 214.7211 | 0.15411 | 212.2212 | 0.037813 | 208.1179 | 0.00089571 | 275.9725 | 0 | 208.1179 | 6.0305e-05 | 214.7211 | 0 | 275.9725 | 0.00035841 | 275.9725 | 0.00044904
|  | 276.1807 | 0.16403 | 276.1807 | 0.23334 | 212.4284 | -0.061914 | 215.2883 | -0.0010497 | 210.8593 | 0 | 208.3238 | 0 | 208.3238 | 0 | 276.1807 | 0 | 214.9238 | 0 | 215.2883 | -0.00031793 | 208.3238 | -0.00039245 | 208.1179 | 0 | 214.9238 | -0.023607 | 212.4284 | 0.03757 | 208.3238 | -0.00073094 | 276.1807 | 0 | 208.3238 | -0.00015565 | 214.9238 | 0 | 276.1807 | 0.00035841 | 276.1807 | 0.00044904
|  | 276.3888 | -0.071504 | 276.3888 | -0.042163 | 212.6356 | 0.52928 | 215.4923 | 0.0027272 | 211.0671 | 0 | 208.5296 | 0 | 208.5296 | 0 | 276.3888 | 0 | 215.1266 | 0 | 215.4923 | 0.00022412 | 208.5296 | 7.4756e-05 | 208.3238 | 0 | 215.1266 | 0.42009 | 212.6356 | 0.037341 | 208.5296 | 0.0016108 | 276.3888 | 0 | 208.5296 | 3.3176e-05 | 215.1266 | 0 | 276.3888 | 0.00035841 | 276.3888 | 0.00044904
|  | 276.597 | 0.42376 | 276.597 | 0.42402 | 212.8428 | -0.039587 | 215.6963 | -0.00098219 | 211.2749 | 0 | 208.7355 | 0 | 208.7355 | 0 | 276.597 | 0 | 215.3293 | 0 | 215.6963 | -0.00023898 | 208.7355 | -0.00011139 | 208.5296 | 0 | 215.3293 | -0.13549 | 212.8428 | 0.037128 | 208.7355 | -0.00051442 | 276.597 | 0.00012574 | 208.7355 | 2.1211e-05 | 215.3293 | 0 | 276.597 | 0.00035841 | 276.597 | 0.00059825
|  | 276.8052 | -0.012533 | 276.8052 | 0.042396 | 213.05 | 0.5605 | 215.9003 | 0.0014764 | 211.4827 | 0 | 208.9413 | 0 | 208.9413 | 0 | 276.8052 | 0 | 215.5321 | 0 | 215.9003 | 0.00033597 | 208.9413 | 5.8988e-05 | 208.7355 | 0 | 215.5321 | 0.35004 | 213.05 | 0.036941 | 208.9413 | 0.00042108 | 276.8052 | 0 | 208.9413 | -1.3403e-05 | 215.5321 | 0 | 276.8052 | 0.00035841 | 276.8052 | 0.00052436
|  | 277.0135 | -0.16515 | 277.0135 | -0.14838 | 213.2573 | -0.037208 | 216.1043 | -0.0018404 | 211.6905 | 0 | 209.1472 | 0 | 209.1472 | 0 | 277.0135 | 0 | 215.7348 | 0 | 216.1043 | -0.00015774 | 209.1472 | -0.00042537 | 208.9413 | 0 | 215.7348 | -0.13362 | 213.2573 | 0.036793 | 209.1472 | -0.00036303 | 277.0135 | 0 | 209.1472 | -6.8126e-05 | 215.7348 | 0 | 277.0135 | 0.00035841 | 277.0135 | 0.00044904
|  | 277.2217 | 0.19965 | 277.2217 | 0.15899 | 213.4645 | 0.4832 | 216.3084 | 0.0015496 | 211.8983 | 0 | 209.3531 | 0 | 209.3531 | 0 | 277.2217 | 0 | 215.9376 | 0 | 216.3084 | 0.00036982 | 209.3531 | -5.9173e-06 | 209.1472 | 0 | 215.9376 | 0.18757 | 213.4645 | 0.036706 | 209.3531 | 0.00092874 | 277.2217 | 0.00012766 | 209.3531 | 9.5077e-06 | 215.9376 | 0 | 277.2217 | 0.00035841 | 277.2217 | 0.00052359
|  | 277.43 | -0.083102 | 277.43 | -0.08489 | 213.6718 | -0.032265 | 216.5125 | -0.00063996 | 212.1061 | 0 | 209.5591 | 0 | 209.5591 | 0 | 277.43 | 0 | 216.1404 | 0 | 216.5125 | -0.00018084 | 209.5591 | -0.00023037 | 209.3531 | 0 | 216.1404 | -0.10625 | 213.6718 | 0.036699 | 209.5591 | -0.00039992 | 277.43 | 0 | 209.5591 | 6.5656e-05 | 216.1404 | 0 | 277.43 | 0.00035841 | 277.43 | 0.00044904
|  | 277.6383 | 0.024072 | 277.6383 | 0.074294 | 213.8791 | 0.50432 | 216.7166 | 0.00056582 | 212.314 | 0 | 209.765 | 0 | 209.765 | 0 | 277.6383 | 0 | 216.3432 | 0 | 216.7166 | 9.5867e-05 | 209.765 | 3.6774e-05 | 209.5591 | 0 | 216.3432 | 0.13523 | 213.8791 | 0.036789 | 209.765 | 0.00046041 | 277.6383 | 0 | 209.765 | 5.4031e-05 | 216.3432 | 0 | 277.6383 | 0.00035841 | 277.6383 | 0.00052371
|  | 277.8465 | 0.28009 | 277.8465 | 0.31801 | 214.0864 | -0.033408 | 216.9206 | -0.00042137 | 212.5219 | 0 | 209.9709 | 0 | 209.9709 | 0 | 277.8465 | 0 | 216.5461 | 0 | 216.9206 | -0.00016619 | 209.9709 | 5.0471e-05 | 209.765 | 0 | 216.5461 | -0.016999 | 214.0864 | 0.03699 | 209.9709 | -0.00013902 | 277.8465 | 0.00012771 | 209.9709 | -6.1653e-06 | 216.5461 | 0 | 277.8465 | 0.00035841 | 277.8465 | 0.00052359
|  | 278.0549 | -0.024339 | 278.0549 | -0.010561 | 214.2937 | 0.48774 | 217.1248 | 0.0025294 | 212.7297 | 0 | 210.1769 | 0 | 210.1769 | 0 | 278.0549 | 0 | 216.7489 | 0 | 217.1248 | 0.00057715 | 210.1769 | 9.8617e-05 | 209.9709 | 0 | 216.7489 | -0.058472 | 214.2937 | 0.037308 | 210.1769 | 0.00090834 | 278.0549 | 0.00012771 | 210.1769 | 9.4027e-05 | 216.7489 | 0 | 278.0549 | 0.00035841 | 278.0549 | 0.0005989
|  | 278.2632 | 0.18796 | 278.2632 | 0.1908 | 214.501 | -0.041139 | 217.3289 | -0.00083998 | 212.9376 | 0 | 210.3829 | 0 | 210.3829 | 0 | 278.2632 | 0 | 216.9518 | 0 | 217.3289 | -0.00081224 | 210.3829 | -0.00029855 | 210.1769 | 0 | 216.9518 | -0.26153 | 214.501 | 0.037744 | 210.3829 | -0.0006617 | 278.2632 | 0 | 210.3829 | 0.0001692 | 216.9518 | 0 | 278.2632 | 0.00035841 | 278.2632 | 0.00044904
|  | 278.4715 | -0.21157 | 278.4715 | -0.18035 | 214.7083 | 0.50303 | 217.5331 | 0.0017019 | 213.1455 | 0 | 210.5889 | 0 | 210.5889 | 0 | 278.4715 | 0 | 217.1546 | 0 | 217.5331 | 0.00049085 | 210.5889 | 0.00045769 | 210.3829 | 0 | 217.1546 | 0.46133 | 214.7083 | 0.038289 | 210.5889 | 0.0011388 | 278.4715 | 0 | 210.5889 | 0.00017977 | 217.1546 | 0 | 278.4715 | 0.00035841 | 278.4715 | 0.00052436
|  | 278.6799 | 5.7312e-05 | 278.6799 | -0.021186 | 214.9156 | -0.038191 | 217.7372 | -0.0023151 | 213.3535 | 0 | 210.7948 | 0 | 210.7948 | 0 | 278.6799 | 0 | 217.3575 | 0 | 217.7372 | -0.000432 | 210.7948 | -0.00050004 | 210.5889 | 0 | 217.3575 | 0.31404 | 214.9156 | 0.038926 | 210.7948 | 0.00017925 | 278.6799 | 0 | 210.7948 | -0.00016831 | 217.3575 | 0 | 278.6799 | 0.00035841 | 278.6799 | 0.00052371
|  | 278.8883 | 0.21125 | 278.8883 | 0.21223 | 215.123 | 0.4873 | 217.9414 | 0.0010847 | 213.5614 | 0 | 211.0009 | 0 | 211.0009 | 0 | 278.8883 | 0.00038166 | 217.5604 | 0 | 217.9414 | 0.00061986 | 211.0009 | 0.0004017 | 210.7948 | 0 | 217.5604 | 0.39256 | 215.123 | 0.039629 | 211.0009 | 0.0007863 | 278.8883 | 0.00025564 | 211.0009 | 0.00022288 | 217.5604 | 0 | 278.8883 | 0.00047844 | 278.8883 | 0.00067357
|  | 279.0967 | -0.29441 | 279.0967 | -0.28638 | 215.3304 | -0.059102 | 218.1456 | -0.00060949 | 213.7693 | 0 | 211.2069 | 0 | 211.2069 | 0 | 279.0967 | 0 | 217.7633 | 0 | 218.1456 | -0.00031324 | 211.2069 | -0.00034166 | 211.0009 | 0 | 217.7633 | 0.22995 | 215.3304 | 0.040362 | 211.2069 | -0.00033441 | 279.0967 | 0 | 211.2069 | -7.7768e-05 | 217.7633 | 0 | 279.0967 | 0.00035841 | 279.0967 | 0.0005989
|  | 279.3051 | 0.02302 | 279.3051 | 0.095486 | 215.5378 | 0.486 | 218.3499 | 0.001593 | 213.9773 | 0 | 211.4129 | 0 | 211.4129 | 0 | 279.3051 | 0.00052774 | 217.9662 | 0 | 218.3499 | 0.00036836 | 211.4129 | 0.00017094 | 211.2069 | 0 | 217.9662 | 0.01306 | 215.5378 | 0.041079 | 211.4129 | 0.0016302 | 279.3051 | 0.00039499 | 211.4129 | 2.3242e-05 | 217.9662 | 0 | 279.3051 | 0.00047843 | 279.3051 | 0.00067357
|  | 279.5135 | -0.094641 | 279.5135 | -0.074283 | 215.7451 | 0.011412 | 218.5541 | -0.00024718 | 214.1853 | 0 | 211.619 | 0 | 211.619 | 0 | 279.5135 | 0 | 218.1692 | 0 | 218.5541 | 5.7902e-05 | 211.619 | -0.00010375 | 211.4129 | 0 | 218.1692 | -0.070742 | 215.7451 | 0.041727 | 211.619 | -0.00044172 | 279.5135 | 0 | 211.619 | -0.00011799 | 218.1692 | 0 | 279.5135 | 0.00035841 | 279.5135 | 0.00067357
|  | 279.722 | -0.11693 | 279.722 | -0.12722 | 215.9525 | 0.50131 | 218.7584 | 0.0014301 | 214.3933 | 0 | 211.8251 | 0 | 211.8251 | 0 | 279.722 | 0.00038166 | 218.3721 | 0 | 218.7584 | 0.00050564 | 211.8251 | 0.00024163 | 211.619 | 0 | 218.3721 | 0.40825 | 215.9525 | 0.04225 | 211.8251 | 0.00050102 | 279.722 | 0.00012798 | 211.8251 | 7.4037e-05 | 218.3721 | 0 | 279.722 | 0.00059678 | 279.722 | 0.00067357
|  | 279.9305 | 0.27028 | 279.9305 | 0.27575 | 216.1599 | -0.01133 | 218.9626 | -0.0018321 | 214.6013 | 0 | 212.0311 | 0 | 212.0311 | 0 | 279.9305 | 0 | 218.5751 | 0 | 218.9626 | -0.00034218 | 212.0311 | -0.00019166 | 211.8251 | 0 | 218.5751 | 0.099337 | 216.1599 | 0.042593 | 212.0311 | -0.00061379 | 279.9305 | 0 | 212.0311 | 1.4764e-05 | 218.5751 | 0 | 279.9305 | 0.00035841 | 279.9305 | 0.0005989
|  | 280.1389 | 0.070376 | 280.1389 | 0.10585 | 216.3674 | 0.50481 | 219.1669 | 0.0008408 | 214.8093 | 0 | 212.2372 | 0 | 212.2372 | 0 | 280.1389 | 0.00055931 | 218.7781 | 0 | 219.1669 | 0.00072056 | 212.2372 | 0.00029016 | 212.0311 | 0 | 218.7781 | 0.36097 | 216.3674 | 0.04271 | 212.2372 | 0.00059425 | 280.1389 | 0.0002534 | 212.2372 | 0.0001033 | 218.7781 | 0 | 280.1389 | 0.00059678 | 280.1389 | 0.00067357
|  | 280.3474 | 0.035685 | 280.3474 | 0.031904 | 216.5748 | -0.028099 | 219.3713 | -0.001372 | 215.0173 | 0 | 212.4434 | 0 | 212.4434 | 0 | 280.3474 | 0 | 218.9811 | 0 | 219.3713 | -0.00058341 | 212.4434 | -0.00026846 | 212.2372 | 0 | 218.9811 | -0.12042 | 216.5748 | 0.042569 | 212.4434 | 3.8664e-05 | 280.3474 | 0 | 212.4434 | -0.00024407 | 218.9811 | 0 | 280.3474 | 0.00035841 | 280.3474 | 0.00044904
|  | 280.556 | 0.11785 | 280.556 | 0.16974 | 216.7823 | 0.54712 | 219.5756 | 0.0032896 | 215.2254 | 0 | 212.6495 | 0 | 212.6495 | 0 | 280.556 | 0.00055644 | 219.1841 | 0 | 219.5756 | 0.00043589 | 212.6495 | 0.00038135 | 212.4434 | 0 | 219.1841 | 0.34901 | 216.7823 | 0.04216 | 212.6495 | 0.001193 | 280.556 | 0.00038111 | 212.6495 | 0.00023452 | 219.1841 | 0 | 280.556 | 0.00071681 | 280.556 | 0.00067357
|  | 280.7645 | 0.094582 | 280.7645 | 0.13784 | 216.9897 | 0.010984 | 219.7799 | -0.0010736 | 215.4334 | 0 | 212.8556 | 0 | 212.8556 | 0 | 280.7645 | 0 | 219.3871 | 0 | 219.7799 | -0.00046096 | 212.8556 | -0.00043299 | 212.6495 | 0 | 219.3871 | -0.1375 | 216.9897 | 0.041494 | 212.8556 | -0.00082095 | 280.7645 | 0 | 212.8556 | -5.7908e-05 | 219.3871 | 0 | 280.7645 | 0.00035841 | 280.7645 | 0.00052436
|  | 280.9731 | 0.11866 | 280.9731 | 0.15922 | 217.1972 | 0.55949 | 219.9843 | 0.0034511 | 215.6415 | 0 | 213.0618 | 0 | 213.0618 | 0 | 280.9731 | 0.00074009 | 219.5901 | 0 | 219.9843 | 0.0009209 | 213.0618 | 0.00012146 | 212.8556 | 0 | 219.5901 | 0.065131 | 217.1972 | 0.040607 | 213.0618 | 0.0013205 | 280.9731 | 0.00052072 | 213.0618 | 4.5214e-05 | 219.5901 | 0 | 280.9731 | 0.00059846 | 280.9731 | 0.00067357
|  | 281.1816 | 0.081726 | 281.1816 | 0.074079 | 217.4047 | -0.042832 | 220.1886 | -0.00098892 | 215.8496 | 0 | 213.268 | 0 | 213.268 | 0 | 281.1816 | 0 | 219.7932 | 0 | 220.1886 | -0.00035856 | 213.268 | -0.00013287 | 213.0618 | 0 | 219.7932 | 0.20143 | 217.4047 | 0.039553 | 213.268 | -0.00022295 | 281.1816 | 0 | 213.268 | -1.7418e-05 | 219.7932 | 0 | 281.1816 | 0.00035841 | 281.1816 | 0.00052436
|  | 281.3902 | 0.32917 | 281.3902 | 0.33946 | 217.6122 | 0.50886 | 220.393 | 0.0014862 | 216.0577 | 0 | 213.4741 | 0 | 213.4741 | 0 | 281.3902 | 0.00094644 | 219.9963 | 0 | 220.393 | 0.00023008 | 213.4741 | 0.00012211 | 213.268 | 0 | 219.9963 | 0.16758 | 217.6122 | 0.0384 | 213.4741 | 0.00059015 | 281.3902 | 0.00052296 | 213.4741 | 6.0917e-05 | 219.9963 | 0 | 281.3902 | 0.00071681 | 281.3902 | 0.00067357
|  | 281.5988 | 0.15316 | 281.5988 | 0.19101 | 217.8197 | -0.015364 | 220.5974 | -0.002403 | 216.2658 | 0 | 213.6803 | 0 | 213.6803 | 0 | 281.5988 | 0 | 220.1994 | 0 | 220.5974 | -0.00038663 | 213.6803 | -0.00035736 | 213.4741 | 0 | 220.1994 | -0.21668 | 217.8197 | 0.037223 | 213.6803 | 0.00040129 | 281.5988 | 0 | 213.6803 | -0.00015821 | 220.1994 | 0 | 281.5988 | 0.00035841 | 281.5988 | 0.00044904
|  | 281.8075 | 0.12847 | 281.8075 | 0.21202 | 218.0273 | 0.45661 | 220.8019 | 0.0022782 | 216.4739 | 0 | 213.8865 | 0 | 213.8865 | 0 | 281.8075 | 0.00094644 | 220.4025 | 0 | 220.8019 | 0.0003236 | 213.8865 | -4.5022e-05 | 213.6803 | 0 | 220.4025 | 0.043503 | 218.0273 | 0.036099 | 213.8865 | 0.00065849 | 281.8075 | 0.0006487 | 213.8865 | 1.7603e-05 | 220.4025 | 0 | 281.8075 | 0.00071681 | 281.8075 | 0.00067357
|  | 282.0161 | 0.18817 | 282.0161 | 0.23325 | 218.2348 | -0.036462 | 221.0063 | -0.00054858 | 216.6821 | 0 | 214.0928 | 0 | 214.0928 | 0 | 282.0161 | 0 | 220.6056 | 0 | 221.0063 | -0.00031336 | 214.0928 | -4.9802e-05 | 213.8865 | 0 | 220.6056 | -0.10056 | 218.2348 | 0.035096 | 214.0928 | -0.0011278 | 282.0161 | 0 | 214.0928 | -0.00020673 | 220.6056 | 0 | 282.0161 | 0.00035841 | 282.0161 | 0.00044904
|  | 282.2247 | -0.081917 | 282.2247 | -0.010561 | 218.4423 | 0.45214 | 221.2108 | 0.0017325 | 216.8902 | 0 | 214.299 | 0 | 214.299 | 0 | 282.2247 | 0.00094644 | 220.8087 | 0 | 221.2108 | 0.0007879 | 214.299 | 0.00039471 | 214.0928 | 0 | 220.8087 | 0.11578 | 218.4423 | 0.034275 | 214.299 | 0.0009209 | 282.2247 | 0.00038335 | 214.299 | 0.00013924 | 220.8087 | 0 | 282.2247 | 0.00059846 | 282.2247 | 0.00067357
|  | 282.4334 | -0.036738 | 282.4334 | 0.00011648 | 218.6499 | -0.036129 | 221.4152 | -0.00048595 | 217.0984 | 0 | 214.5053 | 0 | 214.5053 | 0 | 282.4334 | 0 | 221.0118 | 0 | 221.4152 | -0.00022172 | 214.5053 | -0.00044648 | 214.299 | 0 | 221.0118 | 0.10894 | 218.6499 | 0.033682 | 214.5053 | -0.00061988 | 282.4334 | 0 | 214.5053 | -0.00012791 | 221.0118 | 0 | 282.4334 | 0.00035841 | 282.4334 | 0.00044904
|  | 282.6421 | 0.505 | 282.6421 | 0.57238 | 218.8575 | 0.50861 | 221.6197 | 0.0015188 | 217.3066 | 0 | 214.7115 | 0 | 214.7115 | 0 | 282.6421 | 0.00073409 | 221.215 | 0 | 221.6197 | 0.00046902 | 214.7115 | 0.00011115 | 214.5053 | 0 | 221.215 | 0.47247 | 218.8575 | 0.033351 | 214.7115 | 0.00062426 | 282.6421 | 0.0006487 | 214.7115 | 0.0002067 | 221.215 | 0 | 282.6421 | 0.00071681 | 282.6421 | 0.00067357
|  | 282.8508 | -0.13119 | 282.8508 | -0.021052 | 219.0651 | -0.030601 | 221.8243 | -0.001608 | 217.5148 | 0 | 214.9178 | 0 | 214.9178 | 0 | 282.8508 | 0 | 221.4181 | 0 | 221.8243 | -0.00011664 | 214.9178 | -0.00016044 | 214.7115 | 0 | 221.4182 | -0.11955 | 219.0651 | 0.033302 | 214.9178 | 5.9987e-05 | 282.8508 | 0 | 214.9178 | -4.9697e-05 | 221.4182 | 0 | 282.8508 | 0.00035841 | 282.8508 | 0.00044904
|  | 283.0596 | 0.047893 | 283.0596 | 0.031747 | 219.2727 | 0.50942 | 222.0288 | -0.00031442 | 217.723 | 0 | 215.1241 | 0 | 215.1241 | 0 | 283.0596 | 0.00094644 | 221.6213 | 0 | 222.0288 | 0.00057905 | 215.1241 | 0.00010049 | 214.9178 | 0 | 221.6213 | -0.15465 | 219.2727 | 0.033537 | 215.1241 | 0.0013057 | 283.0596 | 0.00052296 | 215.1241 | 0.00014841 | 221.6213 | 0 | 283.0596 | 0.00059679 | 283.0596 | 0.0005989
|  | 283.2683 | 0.094639 | 283.2683 | 0.13783 | 219.4803 | 0.051884 | 222.2333 | 0.00010552 | 217.9312 | 0 | 215.3304 | 0 | 215.3304 | 0 | 283.2683 | 0 | 221.8245 | 0 | 222.2333 | -0.00026589 | 215.3304 | -8.2521e-05 | 215.1241 | 0 | 221.8245 | -0.13479 | 219.4803 | 0.034039 | 215.3304 | -7.8581e-05 | 283.2683 | 0 | 215.3304 | -9.6328e-05 | 221.8245 | 0 | 283.2683 | 0.00035841 | 283.2683 | 0.00044904
|  | 283.4771 | -0.082299 | 283.4771 | -0.010334 | 219.6879 | 0.50229 | 222.4379 | 0.0016441 | 218.1395 | 0 | 215.5367 | 0 | 215.5367 | 0 | 283.4771 | 0.00094644 | 222.0277 | 0 | 222.4379 | 0.00023883 | 215.5367 | 0.00021304 | 215.3304 | 0 | 222.0277 | 0.43468 | 219.6879 | 0.034774 | 215.5367 | 0.00061587 | 283.4771 | 0.00050908 | 215.5367 | 0.00010645 | 222.0277 | 0 | 283.4771 | 0.00071681 | 283.4771 | 0.00067357
|  | 283.6858 | 0.16515 | 283.6858 | 0.095643 | 219.8956 | 0.0011489 | 222.6425 | -0.0013921 | 218.3477 | 0 | 215.7431 | 0 | 215.7431 | 0 | 283.6858 | 0 | 222.231 | 0 | 222.6425 | -0.00020068 | 215.7431 | -0.00019586 | 215.5367 | 0 | 222.231 | -0.34375 | 219.8956 | 0.035687 | 215.7431 | -0.00026288 | 283.6858 | 0 | 215.7431 | 0.00011416 | 222.231 | 0 | 283.6858 | 0.00035841 | 283.6858 | 0.00044904
|  | 283.8946 | -0.12866 | 283.8946 | -0.11638 | 220.1032 | 0.57798 | 222.847 | 0.0022942 | 218.556 | 0 | 215.9494 | 0 | 215.9494 | 0 | 283.8946 | 0.00055644 | 222.4342 | 0 | 222.847 | 0.00059103 | 215.9494 | 0.00016791 | 215.7431 | 0 | 222.4342 | 0.16252 | 220.1032 | 0.036705 | 215.9494 | 0.0013578 | 283.8946 | 0.00026535 | 215.9494 | 0.00020179 | 222.4342 | 0 | 283.8946 | 0.00059679 | 283.8946 | 0.00067357
|  | 284.1035 | 0.21033 | 284.1035 | 0.30754 | 220.3109 | -0.01837 | 223.0517 | -0.00087171 | 218.7643 | 0 | 216.1558 | 0 | 216.1558 | 0 | 284.1035 | 0 | 222.6375 | 0 | 223.0517 | -0.0001977 | 216.1558 | -1.1573e-05 | 215.9494 | 0 | 222.6375 | 0.22504 | 220.3109 | 0.037745 | 216.1558 | 0.0003248 | 284.1035 | 0 | 216.1558 | 0.00012429 | 222.6375 | 0 | 284.1035 | 0.00035841 | 284.1035 | 0.00052371
|  | 284.3123 | 0.15224 | 284.3123 | 0.21212 | 220.5186 | 0.50073 | 223.2563 | 0.0017443 | 218.9726 | 0 | 216.3622 | 0 | 216.3622 | 0 | 284.3123 | 0.00074009 | 222.8407 | 0 | 223.2563 | 0.00044904 | 216.3622 | 0.000259 | 216.1558 | 0 | 222.8407 | 0.072447 | 220.5186 | 0.038719 | 216.3622 | 0.0015175 | 284.3123 | 0.0006487 | 216.3622 | 4.5186e-05 | 222.8407 | 0 | 284.3123 | 0.00059846 | 284.3123 | 0.00067357
|  | 284.5211 | 0.141 | 284.5211 | 0.25447 | 220.7262 | -0.059734 | 223.4609 | -0.00081422 | 219.1809 | 0 | 216.5685 | 0 | 216.5685 | 0 | 284.5211 | 0 | 223.044 | 0 | 223.4609 | -0.00072793 | 216.5685 | -0.00037643 | 216.3622 | 0 | 223.044 | -0.024809 | 220.7262 | 0.039544 | 216.5685 | -0.00043437 | 284.5211 | 0 | 216.5685 | -8.426e-05 | 223.044 | 0 | 284.5211 | 0.00035841 | 284.5211 | 0.00044904
|  | 284.73 | 0.21119 | 284.73 | 0.19074 | 220.9339 | 0.5176 | 223.6656 | 0.0018695 | 219.3892 | 0 | 216.7749 | 0 | 216.7749 | 0 | 284.73 | 0.00055878 | 223.2473 | 0 | 223.6656 | 0.00062294 | 216.7749 | 0.00028563 | 216.5685 | 0 | 223.2473 | 0.3432 | 220.9339 | 0.040155 | 216.7749 | 0.0010771 | 284.73 | 0.00025537 | 216.7749 | -2.8343e-05 | 223.2473 | 0 | 284.73 | 0.00047844 | 284.73 | 0.00059825
|  | 284.9389 | 0.12915 | 284.9389 | 0.14843 | 221.1417 | 0.066925 | 223.8703 | -0.00022563 | 219.5976 | 0 | 216.9814 | 0 | 216.9814 | 0 | 284.9389 | 0 | 223.4506 | 0 | 223.8703 | -1.3917e-05 | 216.9814 | -0.00010223 | 216.7749 | 0 | 223.4506 | 0.1889 | 221.1417 | 0.040513 | 216.9814 | 0.0005651 | 284.9389 | 0 | 216.9814 | 0.00010302 | 223.4506 | 0 | 284.9389 | 0.00035841 | 284.9389 | 0.00044904
|  | 285.1478 | -0.045314 | 285.1478 | -0.074195 | 221.3494 | 0.55085 | 224.075 | 0.0020986 | 219.8059 | 0 | 217.1878 | 0 | 217.1878 | 0 | 285.1478 | 0.00055931 | 223.654 | 0 | 224.075 | 0.00027866 | 217.1878 | 0.00040885 | 216.9814 | 0 | 223.6539 | 0.16709 | 221.3494 | 0.040602 | 217.1878 | 0.0010449 | 285.1478 | 0.00025344 | 217.1878 | 8.1993e-05 | 223.6539 | 0 | 285.1478 | 0.00047843 | 285.1478 | 0.00067357
|  | 285.3567 | 0.10459 | 285.3567 | 0.063617 | 221.5571 | -0.0054489 | 224.2797 | 0.00050821 | 220.0143 | 0 | 217.3943 | 0 | 217.3943 | 0 | 285.3567 | 0 | 223.8573 | 0 | 224.2797 | -0.0001855 | 217.3943 | -0.00040058 | 217.1878 | 0 | 223.8573 | 0.011258 | 221.5571 | 0.040439 | 217.3943 | -0.00074902 | 285.3567 | 0 | 217.3943 | -0.00026824 | 223.8573 | 0 | 285.3567 | 0.00035841 | 285.3567 | 0.00067357
|  | 285.5656 | -0.047415 | 285.5656 | -0.021285 | 221.7649 | 0.58275 | 224.4844 | 0.0021008 | 220.2227 | 0 | 217.6007 | 0 | 217.6007 | 0 | 285.5656 | 0.00052774 | 224.0606 | 0 | 224.4844 | 0.00043456 | 217.6007 | 0.00032593 | 217.3943 | 0 | 224.0606 | 0.1098 | 221.7649 | 0.04006 | 217.6007 | 0.00031623 | 285.5656 | 0.00038111 | 217.6007 | 6.0671e-06 | 224.0606 | 0 | 285.5656 | 0.00071681 | 285.5656 | 0.00067357
|  | 285.7746 | -0.012724 | 285.7746 | 0.095597 | 221.9726 | 0.025323 | 224.6892 | -0.0009643 | 220.4311 | 0 | 217.8072 | 0 | 217.8072 | 0 | 285.7746 | 0 | 224.264 | 0 | 224.6892 | 8.2513e-05 | 217.8072 | -0.00018526 | 217.6007 | 0 | 224.264 | -0.17922 | 221.9726 | 0.039518 | 217.8072 | -0.00020033 | 285.7746 | 0 | 217.8072 | 2.0636e-05 | 224.264 | 0 | 285.7746 | 0.00035841 | 285.7746 | 0.0005989
|  | 285.9835 | 0.42257 | 285.9835 | 0.44531 | 222.1804 | 0.56135 | 224.8939 | 0.0023875 | 220.6395 | 0 | 218.0137 | 0 | 218.0137 | 0 | 285.9835 | 0.00038766 | 224.4674 | 0 | 224.8939 | 0.0002304 | 218.0137 | 0.00016696 | 217.8072 | 0 | 224.4674 | 0.64063 | 222.1804 | 0.038869 | 218.0137 | 0.0010207 | 285.9835 | 0 | 218.0137 | 4.0625e-05 | 224.4674 | 0 | 285.9835 | 0.00047843 | 285.9835 | 0.0005989
|  | 286.1925 | -0.061076 | 286.1925 | 0.032032 | 222.3882 | 0.039412 | 225.0987 | -0.0020721 | 220.8479 | 0 | 218.2202 | 0 | 218.2202 | 0 | 286.1925 | 0 | 224.6708 | 0 | 225.0987 | -0.00046144 | 218.2202 | -8.2718e-05 | 218.0137 | 0 | 224.6708 | 0.03116 | 222.3882 | 0.03817 | 218.2202 | -0.0011382 | 286.1925 | 0 | 218.2202 | 2.7048e-05 | 224.6708 | 0 | 286.1925 | 0.00035841 | 286.1925 | 0.00059825
|  | 286.4015 | -0.00099838 | 286.4015 | 0.063739 | 222.596 | 0.5819 | 225.3035 | 0.0024326 | 221.0564 | 0 | 218.4267 | 0 | 218.4267 | 0 | 286.4015 | 0.00035296 | 224.8742 | 0 | 225.3035 | 0.00042125 | 218.4267 | 0.00014531 | 218.2202 | 0 | 224.8742 | 0.34565 | 222.596 | 0.037465 | 218.4267 | 0.00058734 | 286.4015 | 0.00012574 | 218.4267 | 0.00015374 | 224.8742 | 0 | 286.4015 | 0.00047844 | 286.4015 | 0.00059825
|  | 286.6105 | -0.15348 | 286.6105 | -0.095282 | 222.8038 | -0.01027 | 225.5083 | -0.0030274 | 221.2648 | 0 | 218.6332 | 0 | 218.6332 | 0 | 286.6105 | 0 | 225.0776 | 0 | 225.5083 | -0.00036146 | 218.6332 | -0.00057843 | 218.4267 | 0 | 225.0776 | 0.16411 | 222.8038 | 0.03679 | 218.6332 | -0.00090607 | 286.6105 | 0 | 218.6332 | -0.00021043 | 225.0776 | 0 | 286.6105 | 0.00035841 | 286.6105 | 0.00052359
|  | 286.8196 | 0.080868 | 286.8196 | 0.13774 | 223.0117 | 0.65496 | 225.7131 | 0.0018992 | 221.4733 | 0 | 218.8398 | 0 | 218.8398 | 0 | 286.8196 | 0.00017531 | 225.281 | 0 | 225.7131 | 0.00011323 | 218.8398 | 0.00015444 | 218.6332 | 0 | 225.2811 | 0.04557 | 223.0117 | 0.036169 | 218.8398 | 0.0012272 | 286.8196 | 0.00038335 | 218.8398 | 4.4675e-05 | 225.2811 | 0 | 286.8196 | 0.00035841 | 286.8196 | 0.00067357
|  | 287.0286 | 0.37554 | 287.0286 | 0.4348 | 223.2195 | 0.016857 | 225.918 | -0.00086566 | 221.6817 | 0 | 219.0463 | 0 | 219.0463 | 0 | 287.0286 | 0 | 225.4845 | 0 | 225.918 | -0.00051472 | 219.0463 | -0.00017741 | 218.8398 | 0 | 225.4845 | -0.028906 | 223.2195 | 0.03562 | 219.0463 | -0.00029886 | 287.0286 | 0 | 219.0463 | -4.4867e-05 | 225.4845 | 0 | 287.0286 | 0.00035841 | 287.0286 | 0.00052359
|  | 287.2377 | -0.081188 | 287.2377 | -0.010584 | 223.4274 | 0.63866 | 226.1228 | 0.0023977 | 221.8902 | 0 | 219.2529 | 0 | 219.2529 | 0 | 287.2377 | 0 | 225.688 | 0 | 226.1228 | 0.00054883 | 219.2529 | 0.00035225 | 219.0463 | 0 | 225.688 | 0.39058 | 223.4274 | 0.03516 | 219.2529 | 0.0013722 | 287.2377 | 0.00025537 | 219.2529 | 0.00011311 | 225.688 | 0 | 287.2377 | 0.00035841 | 287.2377 | 0.00067357
|  | 287.4468 | -0.011993 | 287.4468 | 2.3368e-05 | 223.6352 | 0.090642 | 226.3277 | -0.00045418 | 222.0987 | 0 | 219.4595 | 0 | 219.4595 | 0 | 287.4468 | 0 | 225.8914 | 0 | 226.3277 | -0.00052226 | 219.4595 | -0.00040928 | 219.2529 | 0 | 225.8914 | -0.072945 | 223.6352 | 0.034803 | 219.4595 | -0.00075488 | 287.4468 | 0 | 219.4595 | -4.3725e-05 | 225.8914 | 0 | 287.4468 | 0.00035841 | 287.4468 | 0.00059902
|  | 287.6559 | 0.2586 | 287.6559 | 0.27568 | 223.8431 | 0.56832 | 226.5326 | 0.0028495 | 222.3073 | 0 | 219.6661 | 0 | 219.6661 | 0 | 287.6559 | 0 | 226.0949 | 0 | 226.5326 | 8.601e-05 | 219.6661 | 0.00033514 | 219.4595 | 0 | 226.0949 | 0.55058 | 223.8431 | 0.034572 | 219.6661 | 0.00086308 | 287.6559 | 0.00012771 | 219.6661 | 0.00019293 | 226.0949 | 0 | 287.6559 | 0.00035841 | 287.6559 | 0.00067357
|  | 287.865 | -0.035817 | 287.865 | 0.053224 | 224.051 | 0.0046252 | 226.7375 | -0.00070011 | 222.5158 | 0 | 219.8727 | 0 | 219.8727 | 0 | 287.865 | 0 | 226.2985 | 0 | 226.7375 | -0.00021733 | 219.8727 | -0.00022514 | 219.6661 | 0 | 226.2984 | 0.018636 | 224.051 | 0.034488 | 219.8727 | -0.00023352 | 287.865 | 0 | 219.8727 | 6.6923e-05 | 226.2984 | 0 | 287.865 | 0.00035841 | 287.865 | 0.0005989
|  | 288.0741 | 0.45772 | 288.0741 | 0.52997 | 224.2589 | 0.61182 | 226.9424 | 0.0017107 | 222.7243 | 0 | 220.0793 | 0 | 220.0793 | 0 | 288.0741 | 0 | 226.502 | 0 | 226.9424 | 0.00070606 | 220.0793 | 0.00012248 | 219.8727 | 0 | 226.502 | 0.25007 | 224.2589 | 0.034573 | 220.0793 | 0.0014932 | 288.0741 | 0 | 220.0793 | 0.00020256 | 226.502 | 0 | 288.0741 | 0.00059846 | 288.0741 | 0.00067357
|  | 288.2833 | 0.011405 | 288.2833 | 0.052997 | 224.4668 | 0.056988 | 227.1474 | 0.00034286 | 222.9329 | 0 | 220.286 | 0 | 220.286 | 0 | 288.2833 | 0 | 226.7055 | 0 | 227.1474 | -0.00020283 | 220.286 | -0.0001336 | 220.0793 | 0 | 226.7055 | -0.1674 | 224.4668 | 0.034842 | 220.286 | -0.000696 | 288.2833 | 0 | 220.286 | -0.00010011 | 226.7055 | 0 | 288.2833 | 0.00047843 | 288.2833 | 0.00067357
|  | 288.4925 | -0.094773 | 288.4925 | -0.01066 | 224.6747 | 0.58312 | 227.3524 | 0.002247 | 223.1415 | 0 | 220.4926 | 0 | 220.4926 | 0 | 288.4925 | 0 | 226.9091 | 0 | 227.3524 | 0.00061775 | 220.4926 | 0.00016567 | 220.286 | 0 | 226.9091 | 0.19197 | 224.6747 | 0.035298 | 220.4926 | 0.00025742 | 288.4925 | 0 | 220.4926 | 4.659e-05 | 226.9091 | 0 | 288.4925 | 0.00035841 | 288.4925 | 0.00059902
|  | 288.7017 | 0.18842 | 288.7017 | 0.18035 | 224.8827 | 0.09779 | 227.5573 | -0.00017623 | 223.3501 | 0 | 220.6993 | 0 | 220.6993 | 0 | 288.7017 | 0 | 227.1126 | 0 | 227.5573 | -0.00082355 | 220.6993 | -6.7578e-05 | 220.4926 | 0 | 227.1126 | 0.14492 | 224.8827 | 0.035926 | 220.6993 | -0.00017638 | 288.7017 | 0.00012766 | 220.6993 | -2.5896e-05 | 227.1126 | 0 | 288.7017 | 0.00035841 | 288.7017 | 0.00059902
|  | 288.9109 | 0.22192 | 288.9109 | 0.22288 | 225.0906 | 0.57512 | 227.7623 | 0.002703 | 223.5587 | 0 | 220.906 | 0 | 220.906 | 0 | 288.9109 | 0.00017478 | 227.3162 | 0 | 227.7623 | 0.00048149 | 220.906 | 0.00029574 | 220.6993 | 0 | 227.3162 | 0.087382 | 225.0906 | 0.036695 | 220.906 | 0.00084156 | 288.9109 | 0.00012766 | 220.906 | 7.6489e-05 | 227.3162 | 0 | 288.9109 | 0.00047844 | 288.9109 | 0.00067357
|  | 289.1201 | 0.14167 | 289.1201 | 0.13783 | 225.2986 | 0.032459 | 227.9673 | 0.00012195 | 223.7673 | 0 | 221.1127 | 0 | 221.1127 | 0 | 289.1201 | 0.00017478 | 227.5198 | 0 | 227.9673 | -5.6992e-05 | 221.1127 | -0.00017732 | 220.906 | 0 | 227.5198 | -0.2036 | 225.2986 | 0.037558 | 221.1127 | -0.0013237 | 289.1201 | 0.00012766 | 221.1127 | 0.00010809 | 227.5198 | 0 | 289.1201 | 0.00047844 | 289.1201 | 0.00067357
|  | 289.3293 | 0.046364 | 289.3293 | 0.09548 | 225.5066 | 0.59554 | 228.1724 | 0.002076 | 223.9759 | 0 | 221.3194 | 0 | 221.3194 | 0 | 289.3293 | 0 | 227.7234 | 0 | 228.1724 | 0.0005704 | 221.3194 | -5.1355e-05 | 221.1127 | 0 | 227.7234 | 0.19795 | 225.5066 | 0.038463 | 221.3194 | 0.0015507 | 289.3293 | 0.00012766 | 221.3194 | 0.00021094 | 227.7234 | 0 | 289.3293 | 0.00035841 | 289.3293 | 0.00067357
|  | 289.5386 | 0.13995 | 289.5386 | 0.19077 | 225.7146 | 0.026192 | 228.3774 | -0.0010054 | 224.1846 | 0 | 221.5261 | 0 | 221.5261 | 0 | 289.5386 | 0.00017531 | 227.927 | 0 | 228.3774 | 2.843e-05 | 221.5261 | -0.00030565 | 221.3194 | 0 | 227.927 | -0.19795 | 225.7146 | 0.039354 | 221.5261 | -0.00043432 | 289.5386 | 0.00026728 | 221.5261 | 5.7636e-06 | 227.927 | 0 | 289.5386 | 0.00047844 | 289.5386 | 0.00067357
|  | 289.7479 | 0.29509 | 289.7479 | 0.28628 | 225.9226 | 0.62637 | 228.5825 | 0.0015451 | 224.3932 | 0 | 221.7329 | 0 | 221.7329 | 0 | 289.7479 | 0 | 228.1307 | 0 | 228.5825 | 0.00053206 | 221.7329 | 1.81e-06 | 221.5261 | 0 | 228.1307 | 0.20759 | 225.9226 | 0.040187 | 221.7329 | 0.0010702 | 289.7479 | 0 | 221.7329 | 7.835e-05 | 228.1307 | 0 | 289.7479 | 0.00047844 | 289.7479 | 0.00067357
|  | 289.9572 | -0.14095 | 289.9572 | -0.14829 | 226.1306 | 0.090732 | 228.7876 | -0.0010316 | 224.6019 | 0 | 221.9396 | 0 | 221.9396 | 0 | 289.9572 | 0 | 228.3343 | 0 | 228.7876 | -0.0004926 | 221.9396 | -8.5301e-05 | 221.7329 | 0 | 228.3343 | 0.034291 | 226.1306 | 0.040934 | 221.9396 | -0.00013863 | 289.9572 | 0.00025537 | 221.9396 | -2.0731e-05 | 228.3343 | 0 | 289.9572 | 0.00059846 | 289.9572 | 0.00067357
|  | 290.1665 | 0.25774 | 290.1665 | 0.29701 | 226.3386 | 0.61375 | 228.9926 | 0.0027085 | 224.8106 | 0 | 222.1464 | 0 | 222.1464 | 0 | 290.1665 | 0 | 228.538 | 0 | 228.9926 | 0.00065908 | 222.1464 | 6.2909e-05 | 221.9396 | 0 | 228.538 | 0.35002 | 226.3386 | 0.041582 | 222.1464 | 0.00016369 | 290.1665 | 0.00012766 | 222.1464 | 0.00012818 | 228.538 | 0 | 290.1665 | 0.00059846 | 290.1665 | 0.00067357
|  | 290.3758 | 0.14114 | 290.3758 | 0.14842 | 226.5466 | 0.050794 | 229.1978 | 0.00084832 | 225.0193 | 0 | 222.3531 | 0 | 222.3531 | 0 | 290.3758 | 0 | 228.7416 | 0 | 229.1978 | -0.00053906 | 222.3531 | 2.5646e-05 | 222.1464 | 0 | 228.7417 | -0.20643 | 226.5466 | 0.042137 | 222.3531 | -0.00090519 | 290.3758 | 0.00012766 | 222.3531 | 9.7328e-05 | 228.7417 | 0 | 290.3758 | 0.00071681 | 290.3758 | 0.00074888
|  | 290.5851 | -0.023343 | 290.5851 | -0.00015727 | 226.7547 | 0.59764 | 229.4029 | 0.0022836 | 225.228 | 0 | 222.5599 | 0 | 222.5599 | 0 | 290.5851 | 0 | 228.9453 | 0 | 229.4029 | 0.00037147 | 222.5599 | 0.00049229 | 222.3531 | 0 | 228.9453 | 0.17573 | 226.7547 | 0.042615 | 222.5599 | 0.0010817 | 290.5851 | 0 | 222.5599 | 0.00017682 | 228.9453 | 0 | 290.5851 | 0.00059846 | 290.5851 | 0.00067357
|  | 290.7945 | -0.24626 | 290.7945 | -0.20138 | 226.9628 | 0.057489 | 229.608 | -0.00041584 | 225.4368 | 0 | 222.7667 | 0 | 222.7667 | 0 | 290.7945 | 0.00039 | 229.149 | 0 | 229.608 | -0.00036994 | 222.7667 | -0.00024447 | 222.5599 | 0 | 229.149 | -0.10487 | 226.9628 | 0.043039 | 222.7667 | -0.00037896 | 290.7945 | 0.00012766 | 222.7667 | -3.7566e-05 | 229.149 | 0 | 290.7945 | 0.00059846 | 290.7945 | 0.00067357
|  | 291.0039 | 0.17583 | 291.0039 | 0.22266 | 227.1708 | 0.55471 | 229.8132 | 0.0022564 | 225.6455 | 0 | 222.9736 | 0 | 222.9736 | 0 | 291.0039 | 0 | 229.3528 | 0 | 229.8132 | 0.00015632 | 222.9736 | 0.00020339 | 222.7667 | 0 | 229.3528 | 0.2914 | 227.1708 | 0.043429 | 222.9736 | 0.0019009 | 291.0039 | 0 | 222.9736 | -5.7606e-06 | 229.3528 | 0 | 291.0039 | 0.00059846 | 291.0039 | 0.00067357
|  | 291.2133 | 0.094582 | 291.2133 | 0.09541 | 227.3789 | 0.093139 | 230.0184 | -0.0019872 | 225.8543 | 0 | 223.1804 | 0 | 223.1804 | 0 | 291.2133 | 0.00077166 | 229.5565 | 0 | 230.0184 | -0.00044085 | 223.1804 | -0.00022897 | 222.9736 | 0 | 229.5565 | -0.021147 | 227.3789 | 0.043804 | 223.1804 | -0.00054486 | 291.2133 | 0.0006487 | 223.1804 | -1.3564e-05 | 229.5565 | 0 | 291.2133 | 0.00071681 | 291.2133 | 0.00082355
|  | 291.4227 | -0.023286 | 291.4227 | 0.031904 | 227.587 | 0.59834 | 230.2236 | 0.0028228 | 226.063 | 0 | 223.3872 | 0 | 223.3872 | 0 | 291.4227 | 0 | 229.7603 | 0 | 230.2236 | 0.00051812 | 223.3872 | 0.00022759 | 223.1804 | 0 | 229.7603 | 0.037172 | 227.587 | 0.044175 | 223.3872 | 0.0013694 | 291.4227 | 0 | 223.3872 | 7.3198e-06 | 229.7603 | 0 | 291.4227 | 0.00035841 | 291.4227 | 0.00067357
|  | 291.6321 | 0.11779 | 291.6321 | 0.11662 | 227.7951 | 0.11528 | 230.4288 | 0.00093997 | 226.2718 | 0 | 223.5941 | 0 | 223.5941 | 0 | 291.6321 | 0.00035296 | 229.964 | 0 | 230.4288 | -0.00045755 | 223.5941 | -0.00024723 | 223.3872 | 0 | 229.964 | -0.09557 | 227.7951 | 0.04455 | 223.5941 | -0.00038642 | 291.6321 | 0.00025564 | 223.5941 | -0.00028479 | 229.964 | 0 | 291.6321 | 0.00071681 | 291.6321 | 0.00089809
|  | 291.8416 | 0.1176 | 291.8416 | 0.13793 | 228.0033 | 0.61754 | 230.634 | 0.0025598 | 226.4806 | 0 | 223.801 | 0 | 223.801 | 0 | 291.8416 | 0 | 230.1678 | 0 | 230.634 | 0.00020683 | 223.801 | 7.4338e-05 | 223.5941 | 0 | 230.1678 | 0.010951 | 228.0033 | 0.044935 | 223.801 | 0.0013764 | 291.8416 | 0 | 223.801 | 1.2169e-05 | 230.1678 | 0 | 291.8416 | 0.00071681 | 291.8416 | 0.00067357
|  | 292.051 | -0.00099401 | 292.051 | 0.021285 | 228.2114 | 0.046221 | 230.8393 | -0.0017989 | 226.6894 | 0 | 224.0079 | 0 | 224.0079 | 0 | 292.051 | 0.00074009 | 230.3716 | 0 | 230.8393 | -0.00061239 | 224.0079 | -5.8716e-05 | 223.801 | 0 | 230.3716 | -0.03432 | 228.2114 | 0.045337 | 224.0079 | -5.3984e-05 | 292.051 | 0.0006487 | 224.0079 | -2.1584e-05 | 230.3716 | 0 | 292.051 | 0.00071681 | 292.051 | 0.00089809
|  | 292.2605 | 0.09445 | 292.2605 | 0.063663 | 228.4196 | 0.55211 | 231.0445 | 0.0012586 | 226.8982 | 0 | 224.2148 | 0 | 224.2148 | 0 | 292.2605 | 0 | 230.5754 | 0 | 231.0445 | 0.00020523 | 224.2148 | 0.00015908 | 224.0079 | 0 | 230.5754 | 0.21164 | 228.4196 | 0.045761 | 224.2148 | 0.00078168 | 292.2605 | 0 | 224.2148 | 4.0832e-05 | 230.5754 | 0 | 292.2605 | 0.00059846 | 292.2605 | 0.00074823
|  | 292.47 | 0 | 292.47 | -0.0002097 | 228.6277 | 0.13827 | 231.2498 | -0.0020237 | 227.1071 | 0 | 224.4217 | 0 | 224.4217 | 0 | 292.47 | 0.00094644 | 230.7792 | 0 | 231.2498 | -0.00039062 | 224.4217 | -0.00025004 | 224.2148 | 0 | 230.7792 | -0.21918 | 228.6277 | 0.046215 | 224.4217 | -0.0011113 | 292.47 | 0.00050908 | 224.4217 | -6.5001e-05 | 230.7792 | 0 | 292.47 | 0.00071681 | 292.47 | 0.00089809
|  | 292.6795 | 0.12914 | 292.6795 | 0.10606 | 228.8359 | 0.60839 | 231.4551 | 0.0018702 | 227.316 | 0 | 224.6286 | 0 | 224.6286 | 0 | 292.6795 | 0 | 230.983 | 0 | 231.4551 | -0.00024316 | 224.6286 | 6.9529e-05 | 224.4217 | 0 | 230.983 | 0.38416 | 228.8359 | 0.046704 | 224.6286 | 0.00088901 | 292.6795 | 0 | 224.6286 | -0.00014706 | 230.983 | 0 | 292.6795 | 0.00071681 | 292.6795 | 0.00067357
|  | 292.889 | 0.10698 | 292.889 | 0.11671 | 229.0441 | 0.12656 | 231.6604 | -0.0019298 | 227.5248 | 0 | 224.8356 | 0 | 224.8356 | 0 | 292.889 | 0.00094644 | 231.1869 | 0 | 231.6604 | -0.0004774 | 224.8356 | -0.00019886 | 224.6286 | 0 | 231.1869 | -0.12688 | 229.0441 | 0.04723 | 224.8356 | -0.00015709 | 292.889 | 0.0006487 | 224.8356 | -2.5082e-05 | 231.1869 | 0 | 292.889 | 0.00071681 | 292.889 | 0.00089809
|  | 293.0986 | 0.12927 | 293.0986 | 0.14851 | 229.2523 | 0.66329 | 231.8657 | 0.0017774 | 227.7337 | 0 | 225.0425 | 0 | 225.0425 | 0 | 293.0986 | 0 | 231.3907 | 0 | 231.8657 | 0.00055671 | 225.0425 | 0.0001485 | 224.8356 | 0 | 231.3907 | -0.10633 | 229.2523 | 0.04779 | 225.0425 | 0.0013947 | 293.0986 | 0 | 225.0425 | 2.2368e-06 | 231.3907 | 0 | 293.0986 | 0.00071681 | 293.0986 | 0.00067357
|  | 293.3082 | 0.10526 | 293.3082 | 0.11679 | 229.4605 | 0.16627 | 232.0711 | -0.0023524 | 227.9426 | 0 | 225.2495 | 0 | 225.2495 | 0 | 293.3082 | 0.00077166 | 231.5946 | 0 | 232.0711 | -0.00048777 | 225.2495 | -0.00013249 | 225.0425 | 0 | 231.5946 | -0.097529 | 229.4605 | 0.048379 | 225.2495 | -0.00041844 | 293.3082 | 0.0006487 | 225.2495 | -3.9389e-05 | 231.5946 | 0 | 293.3082 | 0.00071681 | 293.3082 | 0.00082355
|  | 293.5177 | -0.035744 | 293.5177 | -0.010619 | 229.6687 | 0.63688 | 232.2764 | 0.0010235 | 228.1515 | 0 | 225.4565 | 0 | 225.4565 | 0 | 293.5177 | 0 | 231.7985 | 0 | 232.2764 | 0.00029424 | 225.4565 | 0.00019946 | 225.2495 | 0 | 231.7985 | 0.13499 | 229.6687 | 0.048986 | 225.4565 | 0.0010449 | 293.5177 | 0 | 225.4565 | 0.00016321 | 231.7985 | 0 | 293.5177 | 0.00071681 | 293.5177 | 0.00067357
|  | 293.7273 | -0.035744 | 293.7273 | -0.021128 | 229.877 | 0.13512 | 232.4818 | 0.0014377 | 228.3604 | 0 | 225.6635 | 0 | 225.6635 | 0 | 293.7273 | 0.00094644 | 232.0024 | 0 | 232.4818 | -0.00043621 | 225.6635 | -0.00010967 | 225.4565 | 0 | 232.0024 | -0.042065 | 229.877 | 0.049598 | 225.6635 | -0.00044924 | 293.7273 | 0.00050908 | 225.6635 | -0.0001782 | 232.0024 | 0 | 293.7273 | 0.00071681 | 293.7273 | 0.00089809
|  | 293.937 | 0.12933 | 293.937 | 0.14843 | 230.0852 | 0.60479 | 232.6872 | 0.002476 | 228.5694 | 0 | 225.8705 | 0 | 225.8705 | 0 | 293.937 | 0 | 232.2063 | 0 | 232.6872 | 0.00028063 | 225.8705 | 0.00015384 | 225.6635 | 0 | 232.2063 | 0.1783 | 230.0852 | 0.0502 | 225.8705 | 0.00011893 | 293.937 | 0 | 225.8705 | -8.4388e-05 | 232.2063 | 0 | 293.937 | 0.00047844 | 293.937 | 0.00067357
|  | 294.1466 | -0.024148 | 294.1466 | 0.010526 | 230.2935 | 0.17493 | 232.8926 | -0.0012569 | 228.7783 | 0 | 226.0776 | 0 | 226.0776 | 0 | 294.1466 | 0.00073409 | 232.4103 | 0 | 232.8926 | -3.7123e-05 | 226.0776 | -0.00021416 | 225.8705 | 0 | 232.4103 | 0.040403 | 230.2935 | 0.050772 | 226.0776 | -0.00043574 | 294.1466 | 0.0006487 | 226.0776 | 6.5071e-05 | 232.4103 | 0 | 294.1466 | 0.00071681 | 294.1466 | 0.00089809
|  | 294.3562 | 0.24607 | 294.3562 | 0.28622 | 230.5018 | 0.68118 | 233.0981 | 0.0026974 | 228.9873 | 0 | 226.2846 | 0 | 226.2846 | 0 | 294.3562 | 0 | 232.6142 | 0 | 233.0981 | 0.00041113 | 226.2846 | 0.00039586 | 226.0776 | 0 | 232.6142 | 0.22437 | 230.5018 | 0.051296 | 226.2846 | 0.00096111 | 294.3562 | 0 | 226.2846 | 8.9102e-05 | 232.6142 | 0 | 294.3562 | 0.00035841 | 294.3562 | 0.00067357
|  | 294.5659 | 0.1999 | 294.5659 | 0.21206 | 230.7101 | 0.16424 | 233.3035 | -0.0012753 | 229.1963 | 0 | 226.4916 | 0 | 226.4916 | 0 | 294.5659 | 0.00094644 | 232.8182 | 0 | 233.3035 | -0.00067619 | 226.4916 | -0.00046138 | 226.2846 | 0 | 232.8182 | 0.3342 | 230.7101 | 0.05175 | 226.4916 | -0.00080772 | 294.5659 | 0.0006487 | 226.4916 | -0.0001082 | 232.8182 | 0 | 294.5659 | 0.00071681 | 294.5659 | 0.00074823
|  | 294.7756 | -0.1286 | 294.7756 | -0.11656 | 230.9184 | 0.72652 | 233.509 | 0.0015518 | 229.4053 | 0 | 226.6987 | 0 | 226.6987 | 0 | 294.7756 | 0 | 233.0222 | 0 | 233.509 | 0.00072245 | 226.6987 | 2.6936e-05 | 226.4916 | 0 | 233.0222 | 0.24557 | 230.9184 | 0.052114 | 226.6987 | 0.0011763 | 294.7756 | 0 | 226.6987 | 4.1089e-05 | 233.0222 | 0 | 294.7756 | 0.00035841 | 294.7756 | 0.00067357
|  | 294.9853 | 0.082971 | 294.9853 | 0.10601 | 231.1267 | 0.11358 | 233.7144 | -0.00077708 | 229.6143 | 0 | 226.9058 | 0 | 226.9058 | 0 | 294.9853 | 0.00094644 | 233.2261 | 0 | 233.7144 | -0.00039461 | 226.9058 | -5.8452e-05 | 226.6987 | 0 | 233.2261 | -0.10112 | 231.1267 | 0.052368 | 226.9058 | -0.00068095 | 294.9853 | 0.0006487 | 226.9058 | -0.00012356 | 233.2261 | 0 | 294.9853 | 0.00071681 | 294.9853 | 0.00089809
|  | 295.195 | -0.083291 | 295.195 | -0.010491 | 231.335 | 0.64311 | 233.9199 | 0.0012866 | 229.8233 | 0 | 227.1129 | 0 | 227.1129 | 0 | 295.195 | 0 | 233.4301 | 0 | 233.9199 | 0.00060798 | 227.1129 | 1.1779e-05 | 226.9058 | 0 | 233.4301 | 0.32048 | 231.335 | 0.052499 | 227.1129 | 0.0014304 | 295.195 | 0 | 227.1129 | 2.4403e-05 | 233.4301 | 0 | 295.195 | 0.00035841 | 295.195 | 0.00067357
|  | 295.4047 | 0.12927 | 295.4047 | 0.12731 | 231.5433 | 0.16982 | 234.1255 | -0.00077887 | 230.0324 | 0 | 227.32 | 0 | 227.32 | 0 | 295.4047 | 0.00052774 | 233.6342 | 0 | 234.1255 | -0.00056896 | 227.32 | -0.00023505 | 227.1129 | 0 | 233.6342 | 0.1612 | 231.5433 | 0.052498 | 227.32 | -0.00031616 | 295.4047 | 0.0006487 | 227.32 | -0.00014586 | 233.6342 | 0 | 295.4047 | 0.00071681 | 295.4047 | 0.00082355
|  | 295.6145 | 0.10526 | 295.6145 | 0.095463 | 231.7517 | 0.58504 | 234.331 | 0.0028507 | 230.2414 | 0 | 227.5271 | 0 | 227.5271 | 0 | 295.6145 | 0 | 233.8382 | 0 | 234.331 | 0.00043653 | 227.5271 | 0.00019762 | 227.32 | 0 | 233.8382 | 0.33172 | 231.7517 | 0.052363 | 227.5271 | 0.00028954 | 295.6145 | 0 | 227.5271 | 6.4739e-05 | 233.8382 | 0 | 295.6145 | 0.00035841 | 295.6145 | 0.00067357
|  | 295.8243 | -0.13059 | 295.8243 | -0.053021 | 231.9601 | 0.099118 | 234.5365 | -0.00071406 | 230.4504 | 0 | 227.7343 | 0 | 227.7343 | 0 | 295.8243 | 0.00094644 | 234.0422 | 0 | 234.5365 | -0.00025079 | 227.7343 | -0.0001833 | 227.5271 | 0 | 234.0422 | -0.20355 | 231.9601 | 0.052099 | 227.7343 | -0.0007152 | 295.8243 | 0.0006487 | 227.7343 | -4.8366e-05 | 234.0422 | 0 | 295.8243 | 0.00071681 | 295.8243 | 0.00089809
|  | 296.034 | 0.33972 | 296.034 | 0.40307 | 232.1684 | 0.6158 | 234.7421 | 0.0016409 | 230.6595 | 0 | 227.9414 | 0 | 227.9414 | 0 | 296.034 | 0 | 234.2463 | 0 | 234.7421 | -4.7794e-05 | 227.9414 | -0.00014814 | 227.7343 | 0 | 234.2463 | 0.34817 | 232.1684 | 0.051718 | 227.9414 | 0.00030363 | 296.034 | 0 | 227.9414 | 1.6632e-05 | 234.2463 | 0 | 296.034 | 0.00035841 | 296.034 | 0.00067357
|  | 296.2438 | 0.10532 | 296.2438 | 0.15913 | 232.3768 | 0.10682 | 234.9477 | -0.00032889 | 230.8686 | 0 | 228.1486 | 0 | 228.1486 | 0 | 296.2438 | 0.00094644 | 234.4504 | 0 | 234.9477 | -3.1031e-05 | 228.1486 | -0.00018451 | 227.9414 | 0 | 234.4504 | 0.025468 | 232.3768 | 0.051239 | 228.1486 | 0.00041842 | 296.2438 | 0.0006487 | 228.1486 | -3.334e-06 | 234.4504 | 0 | 296.2438 | 0.00071681 | 296.2438 | 0.00089809
|  | 296.4537 | -0.17558 | 296.4537 | -0.12712 | 232.5852 | 0.62453 | 235.1533 | 0.0029809 | 231.0777 | 0 | 228.3558 | 0 | 228.3558 | 0 | 296.4537 | 0 | 234.6544 | 0 | 235.1533 | 0.00046517 | 228.3558 | 7.9379e-05 | 228.1486 | 0 | 234.6544 | 0.17822 | 232.5852 | 0.050682 | 228.3558 | 0.0013707 | 296.4537 | 0 | 228.3558 | -0.00016834 | 234.6544 | 0 | 296.4537 | 0.00035841 | 296.4537 | 0.00067357
|  | 296.6635 | 0.025066 | 296.6635 | -0.010683 | 232.7936 | 0.11881 | 235.3589 | -0.0014689 | 231.2868 | 0 | 228.563 | 0 | 228.563 | 0 | 296.6635 | 0.00094644 | 234.8586 | 0 | 235.3589 | -0.00063435 | 228.563 | -0.00032147 | 228.3558 | 0 | 234.8586 | -0.20902 | 232.7936 | 0.050074 | 228.563 | -0.00061679 | 296.6635 | 0.0006487 | 228.563 | -0.00017903 | 234.8586 | 0 | 296.6635 | 0.00071681 | 296.6635 | 0.00089809
|  | 296.8733 | -0.15249 | 296.8733 | -0.10589 | 233.002 | 0.60863 | 235.5645 | 0.00089071 | 231.496 | 0 | 228.7702 | 0 | 228.7702 | 0 | 296.8733 | 0 | 235.0627 | 0 | 235.5645 | 0.00058233 | 228.7702 | 0.00045483 | 228.563 | 0 | 235.0627 | 0.12428 | 233.002 | 0.049446 | 228.7702 | 0.00076556 | 296.8733 | 0 | 228.7702 | 0.00025109 | 235.0627 | 0 | 296.8733 | 0.00035841 | 296.8733 | 0.00067357
|  | 297.0832 | 0.10607 | 297.0832 | 0.10612 | 233.2105 | 0.12048 | 235.7701 | -0.0012117 | 231.7051 | 0 | 228.9774 | 0 | 228.9774 | 0 | 297.0832 | 0.00094644 | 235.2668 | 0 | 235.7701 | -7.4597e-05 | 228.9774 | -0.00010869 | 228.7702 | 0 | 235.2668 | 0.15701 | 233.2105 | 0.048828 | 228.9774 | -0.00041713 | 297.0832 | 0.0006487 | 228.9774 | -3.3569e-05 | 235.2668 | 0 | 297.0832 | 0.00071681 | 297.0832 | 0.00089809
|  | 297.2931 | 0.10599 | 297.2931 | 0.14846 | 233.4189 | 0.68383 | 235.9758 | 0.00058813 | 231.9143 | 0 | 229.1846 | 0 | 229.1846 | 0 | 297.2931 | 0 | 235.4709 | 0 | 235.9758 | 0.00029156 | 229.1846 | 0.00014605 | 228.9774 | 0 | 235.4709 | 0.44518 | 233.4189 | 0.048254 | 229.1846 | 0.0008931 | 297.2931 | 0 | 229.1846 | 3.6314e-05 | 235.4709 | 0 | 297.2931 | 0.00059679 | 297.2931 | 0.00067357
|  | 297.503 | -0.1176 | 297.503 | -0.084884 | 233.6274 | 0.13107 | 236.1815 | -7.9739e-05 | 232.1235 | 0 | 229.3919 | 0 | 229.3919 | 0 | 297.503 | 0.00052774 | 235.6751 | 0 | 236.1815 | -0.00029866 | 229.3919 | -0.00011799 | 229.1846 | 0 | 235.6751 | -0.19786 | 233.6274 | 0.047755 | 229.3919 | -0.00018648 | 297.503 | 0.0006487 | 229.3919 | 6.1648e-05 | 235.6751 | 0 | 297.503 | 0.00071681 | 297.503 | 0.00089809
|  | 297.7129 | 0.24713 | 297.7129 | 0.28622 | 233.8359 | 0.64838 | 236.3872 | 0.0032057 | 232.3327 | 0 | 229.5991 | 0 | 229.5991 | 0 | 297.7129 | 0 | 235.8793 | 0 | 236.3872 | -0.00014812 | 229.5991 | 0.00011175 | 229.3919 | 0 | 235.8793 | 0.19118 | 233.8359 | 0.047358 | 229.5991 | 0.00032701 | 297.7129 | 0 | 229.5991 | 2.1653e-05 | 235.8793 | 0 | 297.7129 | 0.00047844 | 297.7129 | 0.00067357
|  | 297.9229 | 0.070378 | 297.9229 | 0.095504 | 234.0444 | 0.1166 | 236.5929 | -0.0010721 | 232.5419 | 0 | 229.8064 | 0 | 229.8064 | 0 | 297.9229 | 0.00074009 | 236.0834 | 0 | 236.5929 | -0.00044759 | 229.8064 | -0.00029675 | 229.5991 | 0 | 236.0835 | 0.017174 | 234.0444 | 0.047084 | 229.8064 | -0.00064315 | 297.9229 | 0.00050908 | 229.8064 | 6.4362e-05 | 236.0835 | 0 | 297.9229 | 0.00071681 | 297.9229 | 0.00089809
|  | 298.1328 | -0.11779 | 298.1328 | -0.10603 | 234.2529 | 0.58726 | 236.7986 | 0.0026547 | 232.7511 | 0 | 230.0137 | 0 | 230.0137 | 0 | 298.1328 | 0 | 236.2876 | 0 | 236.7986 | 0.00058534 | 230.0137 | 0.00020444 | 229.8064 | 0 | 236.2876 | 0.23093 | 234.2529 | 0.046941 | 230.0137 | 0.00068249 | 298.1328 | 0 | 230.0137 | -8.1194e-06 | 236.2876 | 0 | 298.1328 | 0.00059846 | 298.1328 | 0.00067357
|  | 298.3428 | 0.12933 | 298.3428 | 0.13792 | 234.4614 | 0.10972 | 237.0044 | -0.0013779 | 232.9603 | 0 | 230.221 | 0 | 230.221 | 0 | 298.3428 | 0.00094644 | 236.4918 | 0 | 237.0044 | -0.00024746 | 230.221 | -0.0002115 | 230.0137 | 0 | 236.4919 | 0.057957 | 234.4614 | 0.046931 | 230.221 | 1.9842e-07 | 298.3428 | 0.00052072 | 230.221 | -0.00020523 | 236.4919 | 0 | 298.3428 | 0.00071681 | 298.3428 | 0.00089809
|  | 298.5528 | -0.14108 | 298.5528 | -0.07416 | 234.6699 | 0.6811 | 237.2101 | 0.00019736 | 233.1695 | 0 | 230.4283 | 0 | 230.4283 | 0 | 298.5528 | 0 | 236.6961 | 0 | 237.2101 | 0.00034578 | 230.4283 | 0.00029623 | 230.221 | 0 | 236.6961 | 0.44643 | 234.6699 | 0.047044 | 230.4283 | 0.00058092 | 298.5528 | 0 | 230.4283 | 0.00017862 | 236.6961 | 0 | 298.5528 | 0.00059679 | 298.5528 | 0.00067357
|  | 298.7628 | 0.18737 | 298.7628 | 0.21204 | 234.8784 | 0.18148 | 237.4159 | 0.00035344 | 233.3788 | 0 | 230.6357 | 0 | 230.6357 | 0 | 298.7628 | 0.00056478 | 236.9003 | 0 | 237.4159 | -0.00018252 | 230.6357 | 4.9966e-05 | 230.4283 | 0 | 236.9003 | -0.17403 | 234.8784 | 0.047263 | 230.6357 | -0.00092853 | 298.7628 | 0.0006487 | 230.6357 | -5.1859e-05 | 236.9003 | 0 | 298.7628 | 0.00071681 | 298.7628 | 0.00089809
|  | 298.9728 | 0.10612 | 298.9728 | 0.08482 | 235.087 | 0.59015 | 237.6217 | 0.00199 | 233.5881 | 0 | 230.843 | 0 | 230.843 | 0 | 298.9728 | 0 | 237.1046 | 0 | 237.6217 | 0.00030852 | 230.843 | -3.6203e-05 | 230.6357 | 0 | 237.1046 | 0.3917 | 235.087 | 0.04757 | 230.843 | 0.00025548 | 298.9728 | 0 | 230.843 | 0.00010025 | 237.1046 | 0 | 298.9728 | 0.00059846 | 298.9728 | 0.00067357
|  | 299.1828 | 0.29448 | 299.1828 | 0.39224 | 235.2955 | 0.13767 | 237.8275 | -0.00086739 | 233.7974 | 0 | 231.0504 | 0 | 231.0504 | 0 | 299.1828 | 0.00038713 | 237.3089 | 0 | 237.8275 | -0.00015194 | 231.0504 | -0.00022282 | 230.843 | 0 | 237.3089 | -0.16984 | 235.2955 | 0.047942 | 231.0504 | -0.00069286 | 299.1828 | 0.00038111 | 231.0504 | -5.1369e-05 | 237.3089 | 0 | 299.1828 | 0.00071681 | 299.1828 | 0.00067357
|  | 299.3929 | 0.56476 | 299.3929 | 0.60429 | 235.5041 | 0.69595 | 238.0333 | 0.0032135 | 234.0067 | 0 | 231.2577 | 0 | 231.2577 | 0 | 299.3929 | 0 | 237.5131 | 0 | 238.0333 | -8.8779e-05 | 231.2577 | 0.00021116 | 231.0504 | 0 | 237.5131 | 0.55268 | 235.5041 | 0.04836 | 231.2577 | 0.00055423 | 299.3929 | 0 | 231.2577 | -8.0349e-06 | 237.5131 | 0 | 299.3929 | 0.00071681 | 299.3929 | 0.00067357
|  | 299.603 | 0.21052 | 299.603 | 0.23333 | 235.7127 | 0.13813 | 238.2392 | -0.00014393 | 234.216 | 0 | 231.4651 | 0 | 231.4651 | 0 | 299.603 | 0.00056244 | 237.7174 | 0 | 238.2392 | -0.00027243 | 231.4651 | -0.0001833 | 231.2577 | 0 | 237.7174 | 0.06488 | 235.7127 | 0.048799 | 231.4651 | -0.00036667 | 299.603 | 0.00050908 | 231.4651 | 6.5255e-05 | 237.7174 | 0 | 299.603 | 0.00071681 | 299.603 | 0.00089809
|  | 299.8131 | 0.069573 | 299.8131 | 0.13792 | 235.9213 | 0.65361 | 238.445 | 0.00043856 | 234.4253 | 0 | 231.6725 | 0 | 231.6725 | 0 | 299.8131 | 0 | 237.9217 | 0 | 238.445 | 0.00016012 | 231.6725 | 0.00038842 | 231.4651 | 0 | 237.9217 | 0.2414 | 235.9213 | 0.049232 | 231.6725 | 0.00072831 | 299.8131 | 0 | 231.6725 | 0.00012002 | 237.9217 | 0 | 299.8131 | 0.00071681 | 299.8131 | 0.00067357
|  | 300.0232 | 0.10612 | 300.0232 | 0.1273 | 236.1299 | 0.13441 | 238.6509 | -0.0010492 | 234.6346 | 0 | 231.8799 | 0 | 231.8799 | 0 | 300.0232 | 0.00059401 | 238.1261 | 0 | 238.6509 | -0.00033487 | 231.8799 | -0.00026468 | 231.6725 | 0 | 238.1261 | 0.0034661 | 236.1299 | 0.049629 | 231.8799 | 0.00038438 | 300.0232 | 0.00025537 | 231.8799 | -0.00012263 | 238.1261 | 0 | 300.0232 | 0.00071681 | 300.0232 | 0.00074811
|  | 300.2333 | -0.023212 | 300.2333 | 0.031904 | 236.3385 | 0.68414 | 238.8568 | 0.0017887 | 234.844 | 0 | 232.0874 | 0 | 232.0874 | 0 | 300.2333 | 0 | 238.3304 | 0 | 238.8568 | 0.00039199 | 232.0874 | 0.0001125 | 231.8799 | 0 | 238.3304 | 0.56732 | 236.3385 | 0.049955 | 232.0874 | 0.00045718 | 300.2333 | 0 | 232.0874 | -2.3253e-05 | 238.3304 | 0 | 300.2333 | 0.00059846 | 300.2333 | 0.00067357
|  | 300.4434 | 0.14014 | 300.4434 | 0.14846 | 236.5472 | 0.1018 | 239.0627 | 0.0001875 | 235.0534 | 0 | 232.2948 | 0 | 232.2948 | 0 | 300.4434 | 0.00038766 | 238.5348 | 0 | 239.0627 | -0.00045235 | 232.2948 | -9.6928e-06 | 232.0874 | 0 | 238.5348 | 0.010157 | 236.5472 | 0.050176 | 232.2948 | 0.0001614 | 300.4434 | 0.00038138 | 232.2948 | 0.00029134 | 238.5348 | 0 | 300.4434 | 0.00071681 | 300.4434 | 0.00074888
|  | 300.6536 | -0.023343 | 300.6536 | -0.042331 | 236.7558 | 0.59252 | 239.2686 | 0.0012209 | 235.2627 | 0 | 232.5023 | 0 | 232.5023 | 0 | 300.6536 | 0 | 238.7391 | 0 | 239.2686 | 0.00061376 | 232.5023 | 0.0001782 | 232.2948 | 0 | 238.7391 | 0.4281 | 236.7558 | 0.050262 | 232.5023 | 0.00045441 | 300.6536 | 0.00012766 | 232.5023 | 0.00013378 | 238.7391 | 0 | 300.6536 | 0.00071681 | 300.6536 | 0.00074888
|  | 300.8638 | -0.11779 | 300.8638 | -0.084809 | 236.9645 | 0.13347 | 239.4746 | -0.00028579 | 235.4721 | 0 | 232.7097 | 0 | 232.7097 | 0 | 300.8638 | 0.00073409 | 238.9435 | 0 | 239.4746 | -0.00020938 | 232.7097 | -0.00025537 | 232.5023 | 0 | 238.9435 | -0.57419 | 236.9645 | 0.050197 | 232.7097 | -0.00069693 | 300.8638 | 0.0006487 | 232.7097 | -7.8051e-05 | 238.9435 | 0 | 300.8638 | 0.00071681 | 300.8638 | 0.00082355
|  | 301.074 | 0.29448 | 301.074 | 0.31807 | 237.1732 | 0.63017 | 239.6805 | 0.0026358 | 235.6815 | 0 | 232.9172 | 0 | 232.9172 | 0 | 301.074 | 0 | 239.1479 | 0 | 239.6805 | 7.9509e-05 | 232.9172 | 8.7657e-05 | 232.7097 | 0 | 239.1479 | 0.38782 | 237.1732 | 0.049983 | 232.9172 | 0.00025772 | 301.074 | 0 | 232.9172 | -1.4882e-05 | 239.1479 | 0 | 301.074 | 0.00071681 | 301.074 | 0.00074823
|  | 301.2842 | -0.024206 | 301.2842 | -0.021367 | 237.3819 | 0.098786 | 239.8865 | -0.00081263 | 235.891 | 0 | 233.1247 | 0 | 233.1247 | 0 | 301.2842 | 0.00077166 | 239.3523 | 0 | 239.8865 | -0.00039937 | 233.1247 | -9.6039e-05 | 232.9172 | 0 | 239.3523 | -0.045153 | 237.3819 | 0.04964 | 233.1247 | -0.00041355 | 301.2842 | 0.00039526 | 233.1247 | 9.659e-05 | 239.3523 | 0 | 301.2842 | 0.00071681 | 301.2842 | 0.00089809
|  | 301.4944 | 0.023152 | 301.4944 | 0.04243 | 237.5906 | 0.64145 | 240.0925 | 0.0024257 | 236.1004 | 0 | 233.3322 | 0 | 233.3322 | 0 | 301.4944 | 0 | 239.5567 | 0 | 240.0925 | 0.00044205 | 233.3322 | 0.00018968 | 233.1247 | 0 | 239.5567 | 0.24694 | 237.5906 | 0.049209 | 233.3322 | 0.0015598 | 301.4944 | 0 | 233.3322 | 4.0989e-05 | 239.5567 | 0 | 301.4944 | 0.00071681 | 301.4944 | 0.00074888
|  | 301.7046 | -0.18855 | 301.7046 | -0.159 | 237.7993 | 0.091389 | 240.2985 | -0.00059777 | 236.3099 | 0 | 233.5397 | 0 | 233.5397 | 0 | 301.7046 | 0.000384 | 239.7612 | 0 | 240.2985 | -0.00043068 | 233.5397 | -0.00024447 | 233.3322 | 0 | 239.7612 | -0.041998 | 237.7993 | 0.048742 | 233.5397 | -0.00078734 | 301.7046 | 0.00050908 | 233.5397 | -0.00016682 | 239.7612 | 0 | 301.7046 | 0.00071681 | 301.7046 | 0.00089809
|  | 301.9149 | -0.29343 | 301.9149 | -0.30745 | 238.008 | 0.63958 | 240.5045 | 0.00023973 | 236.5193 | 0 | 233.7473 | 0 | 233.7473 | 0 | 301.9149 | 0 | 239.9656 | 0 | 240.5045 | 0.00036079 | 233.7473 | 0.00015087 | 233.5397 | 0 | 239.9656 | 0.29718 | 238.008 | 0.048303 | 233.7473 | 0.00052119 | 301.9149 | 0 | 233.7473 | 0.00010811 | 239.9656 | 0 | 301.9149 | 0.00071681 | 301.9149 | 0.00067357
|  | 302.1252 | 0.27095 | 302.1252 | 0.28628 | 238.2167 | 0.046555 | 240.7106 | -0.00050021 | 236.7288 | 0 | 233.9548 | 0 | 233.9548 | 0 | 302.1252 | 0.00021235 | 240.1701 | 0 | 240.7106 | -0.00023896 | 233.9548 | -0.00028811 | 233.7473 | 0 | 240.1701 | 0.25107 | 238.2167 | 0.047951 | 233.9548 | 0.00021804 | 302.1252 | 0.00012771 | 233.9548 | 7.0778e-05 | 240.1701 | 0 | 302.1252 | 0.00071681 | 302.1252 | 0.00067357
|  | 302.3354 | 0.023343 | 302.3354 | 0.04243 | 238.4255 | 0.65047 | 240.9166 | 0.0030932 | 236.9383 | 0 | 234.1624 | 0 | 234.1624 | 0 | 302.3354 | 0.00038713 | 240.3746 | 0 | 240.9166 | 0.00028233 | 234.1624 | -0.00014798 | 233.9548 | 0 | 240.3746 | 0.18244 | 238.4255 | 0.047738 | 234.1624 | 0.0015844 | 302.3354 | 0.00012798 | 234.1624 | 6.5433e-05 | 240.3746 | 0 | 302.3354 | 0.00071681 | 302.3354 | 0.00067357
|  | 302.5457 | 0.034882 | 302.5457 | 0.042489 | 238.6342 | 0.10709 | 241.1227 | -0.00018451 | 237.1478 | 0 | 234.37 | 0 | 234.37 | 0 | 302.5457 | 0.00056478 | 240.5791 | 0 | 241.1227 | -0.0004054 | 234.37 | -0.00030213 | 234.1624 | 0 | 240.5791 | -0.12687 | 238.6342 | 0.047703 | 234.37 | -0.00072717 | 302.5457 | 0.00025564 | 234.37 | -0.0001799 | 240.5791 | 0 | 302.5457 | 0.00071681 | 302.5457 | 0.00082355
|  | 302.7561 | 0.35319 | 302.7561 | 0.33918 | 238.843 | 0.67396 | 241.3288 | 0.0033024 | 237.3573 | 0 | 234.5776 | 0 | 234.5776 | 0 | 302.7561 | 0 | 240.7835 | 0 | 241.3288 | 0.00023438 | 234.5776 | 0.00027817 | 234.37 | 0 | 240.7836 | 0.22573 | 238.843 | 0.047867 | 234.5776 | 0.00026002 | 302.7561 | 0.00052104 | 234.5776 | 0.00010588 | 240.7836 | 0 | 302.7561 | 0.00071681 | 302.7561 | 0.00089809
|  | 302.9664 | -0.10526 | 302.9664 | -0.074125 | 239.0518 | 0.17591 | 241.5349 | -0.0017255 | 237.5669 | 0 | 234.7852 | 0 | 234.7852 | 0 | 302.9664 | 0.00039 | 240.9881 | 0 | 241.5349 | -0.00064455 | 234.7852 | -0.00026306 | 234.5776 | 0 | 240.9881 | 0.24299 | 239.0518 | 0.048233 | 234.7852 | 8.5953e-05 | 302.9664 | 0 | 234.7852 | -6.9792e-05 | 240.9881 | 0 | 302.9664 | 0.00071681 | 302.9664 | 0.00074823
|  | 303.1768 | -0.046364 | 303.1768 | -0.031811 | 239.2606 | 0.63344 | 241.741 | 0.0037433 | 237.7764 | 0 | 234.9928 | 0 | 234.9928 | 0 | 303.1768 | 0 | 241.1926 | 0 | 241.741 | 0.00025753 | 234.9928 | 0.00023796 | 234.7852 | 0 | 241.1926 | -0.15506 | 239.2606 | 0.048782 | 234.9928 | 0.00098056 | 303.1768 | 0.00012766 | 234.9928 | 0.00016341 | 241.1926 | 0 | 303.1768 | 0.00071681 | 303.1768 | 0.00074823
|  | 303.3872 | 0.046364 | 303.3872 | 0.031887 | 239.4694 | 0.11887 | 241.9472 | -0.0014344 | 237.986 | 0 | 235.2004 | 0 | 235.2004 | 0 | 303.3872 | 0 | 241.3972 | 0 | 241.9472 | -0.00028178 | 235.2004 | -9.7964e-05 | 234.9928 | 0 | 241.3972 | -0.051395 | 239.4694 | 0.049484 | 235.2004 | -0.00040415 | 303.3872 | 0.00012766 | 235.2004 | -0.00011443 | 241.3972 | 0 | 303.3872 | 0.00071681 | 303.3872 | 0.00074823
|  | 303.5976 | 0.00086022 | 303.5976 | 0.010602 | 239.6782 | 0.72913 | 242.1533 | 0.0019619 | 238.1955 | 0 | 235.4081 | 0 | 235.4081 | 0 | 303.5976 | 0.00021235 | 241.6017 | 0 | 242.1533 | 0.00030448 | 235.4081 | 9.7626e-05 | 235.2004 | 0 | 241.6017 | 0.034211 | 239.6782 | 0.050291 | 235.4081 | 0.001347 | 303.5976 | 0.00025537 | 235.4081 | 6.1858e-05 | 241.6017 | 0 | 303.5976 | 0.00071681 | 303.5976 | 0.00074823
|  | 303.808 | 0.070378 | 303.808 | 0.084884 | 239.8871 | 0.14322 | 242.3595 | -0.0020134 | 238.4051 | 0 | 235.6157 | 0 | 235.6157 | 0 | 303.808 | 0.00021235 | 241.8063 | 0 | 242.3595 | -0.00037323 | 235.6157 | -0.00017507 | 235.4081 | 0 | 241.8063 | 0.18054 | 239.8871 | 0.051152 | 235.6157 | -0.00087781 | 303.808 | 0.00025537 | 235.6157 | -0.00012219 | 241.8063 | 0 | 303.808 | 0.00071681 | 303.808 | 0.00082355
|  | 304.0184 | 0.011482 | 304.0184 | 0.010584 | 240.0959 | 0.63352 | 242.5657 | 0.0030005 | 238.6147 | 0 | 235.8234 | 0 | 235.8234 | 0 | 304.0184 | 0.00017765 | 242.0109 | 0 | 242.5657 | 2.9949e-05 | 235.8234 | 0.00022702 | 235.6157 | 0 | 242.0109 | 0.088433 | 240.0959 | 0.052011 | 235.8234 | 0.0016208 | 304.0184 | 0.0003953 | 235.8234 | 0.00010767 | 242.0109 | 0 | 304.0184 | 0.00071681 | 304.0184 | 0.00082355
|  | 304.2288 | -0.059028 | 304.2288 | -0.074283 | 240.3048 | 0.18031 | 242.7719 | -0.00095148 | 238.8244 | 0 | 236.0311 | 0 | 236.0311 | 0 | 304.2288 | 0 | 242.2155 | 0 | 242.7719 | -0.00087887 | 236.0311 | -0.00026495 | 235.8234 | 0 | 242.2155 | -0.12558 | 240.3048 | 0.052819 | 236.0311 | -0.00032164 | 304.2288 | 0 | 236.0311 | -4.6968e-05 | 242.2155 | 0 | 304.2288 | 0.00071681 | 304.2288 | 0.00067357
|  | 304.4393 | 0.15335 | 304.4393 | 0.18035 | 240.5136 | 0.6571 | 242.9781 | 0.0023994 | 239.034 | 0 | 236.2388 | 0 | 236.2388 | 0 | 304.4393 | 0.00035296 | 242.4201 | 0 | 242.9781 | 0.00076398 | 236.2388 | 0.00033555 | 236.0311 | 0 | 242.4201 | -0.018026 | 240.5136 | 0.053536 | 236.2388 | 0.0016515 | 304.4393 | 0.00039306 | 236.2388 | 0.0001997 | 242.4201 | 0 | 304.4393 | 0.00071681 | 304.4393 | 0.00082343
|  | 304.6498 | 0.1178 | 304.6498 | 0.10603 | 240.7225 | 0.2099 | 243.1844 | -0.00188 | 239.2436 | 0 | 236.4465 | 0 | 236.4465 | 0 | 304.6498 | 0 | 242.6248 | 0 | 243.1844 | -0.00053209 | 236.4465 | -0.00034769 | 236.2388 | 0 | 242.6248 | 0.073566 | 240.7225 | 0.054134 | 236.4465 | -0.0006146 | 304.6498 | 0.00012771 | 236.4465 | -0.0001051 | 242.6248 | 0 | 304.6498 | 0.00071681 | 304.6498 | 0.00067357
|  | 304.8603 | -0.12927 | 304.8603 | -0.10603 | 240.9314 | 0.70964 | 243.3906 | 0.0028745 | 239.4533 | 0 | 236.6543 | 0 | 236.6543 | 0 | 304.8603 | 0 | 242.8294 | 0 | 243.3906 | 0.0002367 | 236.6543 | 0.00028029 | 236.4465 | 0 | 242.8294 | 0.13499 | 240.9314 | 0.054601 | 236.6543 | 0.00070838 | 304.8603 | 0.00025537 | 236.6543 | 9.4278e-05 | 242.8294 | 0 | 304.8603 | 0.00071681 | 304.8603 | 0.00074811
|  | 305.0708 | 0.046364 | 305.0708 | 0.063541 | 241.1403 | 0.16122 | 243.5969 | -0.0010757 | 239.663 | 0 | 236.862 | 0 | 236.862 | 0 | 305.0708 | 0 | 243.0341 | 0 | 243.5969 | -0.00087147 | 236.862 | -0.00034138 | 236.6543 | 0 | 243.0341 | 0.38555 | 241.1403 | 0.054935 | 236.862 | -0.00019291 | 305.0708 | 0 | 236.862 | -0.0001998 | 243.0341 | 0 | 305.0708 | 0.00059846 | 305.0708 | 0.00067357
|  | 305.2813 | -0.21065 | 305.2813 | -0.20136 | 241.3493 | 0.71643 | 243.8032 | 0.00079955 | 239.8726 | 0 | 237.0698 | 0 | 237.0698 | 0 | 305.2813 | 0.00038713 | 243.2387 | 0 | 243.8032 | 0.00032702 | 237.0698 | 0.00010846 | 236.862 | 0 | 243.2387 | 0.16004 | 241.3493 | 0.055146 | 237.0698 | 0.0013171 | 305.2813 | 0.00025537 | 237.0698 | -0.00015098 | 243.2387 | 0 | 305.2813 | 0.00071681 | 305.2813 | 0.00074888
|  | 305.4918 | 0.19971 | 305.4918 | 0.23327 | 241.5582 | 0.17873 | 244.0095 | -0.0005537 | 240.0823 | 0 | 237.2775 | 0 | 237.2775 | 0 | 305.4918 | 0.00021235 | 243.4434 | 0 | 244.0095 | -0.00028888 | 237.2775 | -0.00023625 | 237.0698 | 0 | 243.4434 | 0.16772 | 241.5582 | 0.055251 | 237.2775 | -0.00031644 | 305.4918 | 0 | 237.2775 | -4.6102e-05 | 243.4434 | 0 | 305.4918 | 0.00059846 | 305.4918 | 0.00067357
|  | 305.7024 | -0.011673 | 305.7024 | 0.0001106 | 241.7671 | 0.70091 | 244.2158 | 0.0027079 | 240.292 | 0 | 237.4853 | 0 | 237.4853 | 0 | 305.7024 | 0.00077166 | 243.6481 | 0 | 244.2158 | 0.00054483 | 237.4853 | 0.00014177 | 237.2775 | 0 | 243.6481 | 0.08668 | 241.7671 | 0.055267 | 237.4853 | 0.00095008 | 305.7024 | 0.00052072 | 237.4853 | 2.7203e-05 | 243.6481 | 0 | 305.7024 | 0.00071681 | 305.7024 | 0.00082355
|  | 305.913 | 0.035687 | 305.913 | 0.053172 | 241.9761 | 0.073466 | 244.4221 | 0.00010653 | 240.5018 | 0 | 237.6931 | 0 | 237.6931 | 0 | 305.913 | 0 | 243.8528 | 0 | 244.4221 | -0.00032824 | 237.6931 | -0.00039874 | 237.4853 | 0 | 243.8528 | 0.13828 | 241.9761 | 0.055213 | 237.6931 | -0.00060142 | 305.913 | 0 | 237.6931 | -0.00017076 | 243.8528 | 0 | 305.913 | 0.00059846 | 305.913 | 0.00074823
|  | 306.1236 | 0.22391 | 306.1236 | 0.24379 | 242.1851 | 0.66008 | 244.6285 | 0.0017236 | 240.7115 | 0 | 237.9009 | 0 | 237.9009 | 0 | 306.1236 | 0.00073409 | 244.0576 | 0 | 244.6285 | 0.00011492 | 237.9009 | 0.00010729 | 237.6931 | 0 | 244.0576 | 0.20329 | 242.1851 | 0.055104 | 237.9009 | -0.00013037 | 306.1236 | 0.0006487 | 237.9009 | -0.00011894 | 244.0576 | 0 | 306.1236 | 0.00071681 | 306.1236 | 0.00089809
|  | 306.3342 | -0.01167 | 306.3342 | -0.021145 | 242.3941 | 0.12869 | 244.8349 | -0.00033336 | 240.9213 | 0 | 238.1088 | 0 | 238.1088 | 0 | 306.3342 | 0 | 244.2623 | 0 | 244.8349 | -0.00063373 | 238.1088 | -5.8127e-05 | 237.9009 | 0 | 244.2623 | 0.37053 | 242.3941 | 0.054954 | 238.1088 | -0.00053769 | 306.3342 | 0 | 238.1088 | 0.0001765 | 244.2623 | 0 | 306.3342 | 0.00071681 | 306.3342 | 0.00074888
|  | 306.5448 | -0.034693 | 306.5448 | -0.02111 | 242.603 | 0.67203 | 245.0413 | 0.0020269 | 241.1311 | 0 | 238.3166 | 0 | 238.3166 | 0 | 306.5448 | 0.00076879 | 244.4671 | 0 | 245.0413 | 0.00021453 | 238.3166 | 0.00024436 | 238.1088 | 0 | 244.4671 | 0.33871 | 242.603 | 0.054772 | 238.3166 | 0.0011069 | 306.5448 | 0.00050908 | 238.3166 | 8.293e-05 | 244.4671 | 0 | 306.5448 | 0.00071681 | 306.5448 | 0.00089809
|  | 306.7554 | 0.12933 | 306.7554 | 0.11663 | 242.8121 | 0.055301 | 245.2477 | 0.00015402 | 241.3408 | 0 | 238.5244 | 0 | 238.5244 | 0 | 306.7554 | 0 | 244.6718 | 0 | 245.2477 | -0.00040374 | 238.5244 | 3.739e-05 | 238.3166 | 0 | 244.6718 | 0.14581 | 242.8121 | 0.05457 | 238.5244 | -0.00032887 | 306.7554 | 0 | 238.5244 | 0.00011332 | 244.6718 | 0 | 306.7554 | 0.00071681 | 306.7554 | 0.00074888
|  | 306.9661 | -0.070567 | 306.9661 | -0.031794 | 243.0211 | 0.64804 | 245.4541 | 0.0024123 | 241.5506 | 0 | 238.7323 | 0 | 238.7323 | 0 | 306.9661 | 0.00094644 | 244.8766 | 0 | 245.4541 | 0.00037715 | 238.7323 | 0.0003059 | 238.5244 | 0 | 244.8766 | 0.38794 | 243.0211 | 0.054355 | 238.7323 | 0.00082129 | 306.9661 | 0.0006487 | 238.7323 | 0.00018444 | 244.8766 | 0 | 306.9661 | 0.00071681 | 306.9661 | 0.00089809
|  | 307.1768 | 0.24626 | 307.1768 | 0.2863 | 243.2301 | 0.19828 | 245.6605 | -0.0011835 | 241.7604 | 0 | 238.9402 | 0 | 238.9402 | 0 | 307.1768 | 0 | 245.0814 | 0 | 245.6605 | -0.00055762 | 238.9402 | -0.00036479 | 238.7323 | 0 | 245.0814 | -0.019368 | 243.2301 | 0.054136 | 238.9402 | -3.77e-05 | 307.1768 | 0 | 238.9402 | -0.00022427 | 245.0814 | 0 | 307.1768 | 0.00059846 | 307.1768 | 0.00074823
|  | 307.3875 | -0.011673 | 307.3875 | 1.7495e-05 | 243.4391 | 0.66549 | 245.867 | 0.0024816 | 241.9703 | 0 | 239.1481 | 0 | 239.1481 | 0 | 307.3875 | 0.00077166 | 245.2862 | 0 | 245.867 | 0.0001318 | 239.1481 | -1.1874e-05 | 238.9402 | 0 | 245.2862 | 0.3119 | 243.4391 | 0.053921 | 239.1481 | 0.00068888 | 307.3875 | 0.0006487 | 239.1481 | -2.2465e-05 | 245.2862 | 0 | 307.3875 | 0.00071681 | 307.3875 | 0.00089809
|  | 307.5982 | 0.093721 | 307.5982 | 0.084762 | 243.6482 | 0.15344 | 246.0734 | 0.00065645 | 242.1801 | 0 | 239.356 | 0 | 239.356 | 0 | 307.5982 | 0 | 245.4911 | 0 | 246.0734 | -0.0007049 | 239.356 | -3.7429e-05 | 239.1481 | 0 | 245.4911 | 0.061198 | 243.6482 | 0.05371 | 239.356 | -0.00027041 | 307.5982 | 0 | 239.356 | 9.2542e-05 | 245.4911 | 0 | 307.5982 | 0.00059679 | 307.5982 | 0.00067357
|  | 307.8089 | 0.17656 | 307.8089 | 0.20152 | 243.8573 | 0.65016 | 246.2799 | 0.001693 | 242.3899 | 0 | 239.5639 | 0 | 239.5639 | 0 | 307.8089 | 0.00094644 | 245.6959 | 0 | 246.2799 | 0.00036578 | 239.5639 | 0.00011806 | 239.356 | 0 | 245.6959 | 0.19667 | 243.8573 | 0.053504 | 239.5639 | 0.00094539 | 307.8089 | 0.0006487 | 239.5639 | 2.3219e-05 | 245.6959 | 0 | 307.8089 | 0.00071681 | 307.8089 | 0.00082355
|  | 308.0197 | 0.11779 | 308.0197 | 0.1272 | 244.0664 | 0.10993 | 246.4864 | -0.0011118 | 242.5998 | 0 | 239.7719 | 0 | 239.7719 | 0 | 308.0197 | 0 | 245.9008 | 0 | 246.4864 | -0.0005964 | 239.7719 | -0.00025682 | 239.5639 | 0 | 245.9008 | -0.058015 | 244.0664 | 0.053294 | 239.7719 | -0.00060695 | 308.0197 | 0 | 239.7719 | 5.998e-05 | 245.9008 | 0 | 308.0197 | 0.00071681 | 308.0197 | 0.00082355
|  | 308.2304 | -0.058897 | 308.2304 | -0.084844 | 244.2755 | 0.70074 | 246.6929 | 0.0032341 | 242.8097 | 0 | 239.9798 | 0 | 239.9798 | 0 | 308.2304 | 0.00094644 | 246.1056 | 0 | 246.6929 | 0.00051322 | 239.9798 | 0.00028603 | 239.7719 | 0 | 246.1056 | 0.069929 | 244.2755 | 0.053069 | 239.9798 | 0.00044132 | 308.2304 | 0.00050908 | 239.9798 | -1.7515e-05 | 246.1056 | 0 | 308.2304 | 0.00071681 | 308.2304 | 0.00089809
|  | 308.4412 | 0.42295 | 308.4412 | 0.44526 | 244.4846 | 0.097916 | 246.8995 | -0.0015744 | 243.0196 | 0 | 240.1878 | 0 | 240.1878 | 0 | 308.4412 | 0 | 246.3105 | 0 | 246.8995 | -0.0007988 | 240.1878 | -0.00045092 | 239.9798 | 0 | 246.3105 | -0.026776 | 244.4846 | 0.052817 | 240.1878 | -0.00051808 | 308.4412 | 0 | 240.1878 | -6.4409e-05 | 246.3105 | 0 | 308.4412 | 0.00047843 | 308.4412 | 0.00067357
|  | 308.652 | 2.1826e-06 | 308.652 | 0.010718 | 244.6937 | 0.60337 | 247.106 | 0.0011837 | 243.2295 | 0 | 240.3957 | 0 | 240.3957 | 0 | 308.652 | 0.00077166 | 246.5154 | 0 | 247.106 | 0.00056814 | 240.3957 | 0.0003329 | 240.1878 | 0 | 246.5154 | 0.13895 | 244.6937 | 0.052529 | 240.3957 | 0.0016078 | 308.652 | 0.00052296 | 240.3957 | 8.8252e-05 | 246.5154 | 0 | 308.652 | 0.00071681 | 308.652 | 0.00089809
|  | 308.8628 | 0.17669 | 308.8628 | 0.14834 | 244.9028 | 0.16682 | 247.3126 | -0.00098316 | 243.4394 | 0 | 240.6037 | 0 | 240.6037 | 0 | 308.8628 | 0 | 246.7203 | 0 | 247.3126 | -0.0005206 | 240.6037 | 6.9829e-05 | 240.3957 | 0 | 246.7203 | -0.24245 | 244.9028 | 0.052201 | 240.6037 | -9.9659e-05 | 308.8628 | 0 | 240.6037 | -0.00010459 | 246.7203 | 0 | 308.8628 | 0.00059679 | 308.8628 | 0.00067357
|  | 309.0736 | 0.093721 | 309.0736 | 0.10597 | 245.112 | 0.69688 | 247.5192 | 0.002709 | 243.6493 | 0 | 240.8117 | 0 | 240.8117 | 0 | 309.0736 | 0.00074009 | 246.9253 | 0 | 247.5192 | 0.00031982 | 240.8117 | 8.348e-05 | 240.6037 | 0 | 246.9252 | 0.39462 | 245.112 | 0.051839 | 240.8117 | 0.00063135 | 309.0736 | 0.00050908 | 240.8117 | 8.9167e-05 | 246.9252 | 0 | 309.0736 | 0.00071681 | 309.0736 | 0.00089809
|  | 309.2845 | -0.12947 | 309.2845 | -0.084826 | 245.3211 | 0.13201 | 247.7258 | -0.0027191 | 243.8593 | 0 | 241.0198 | 0 | 241.0198 | 0 | 309.2845 | 0 | 247.1302 | 0 | 247.7258 | -0.00038402 | 241.0198 | -0.00010137 | 240.8117 | 0 | 247.1302 | -0.070589 | 245.3211 | 0.051462 | 241.0198 | -0.00084562 | 309.2845 | 0 | 241.0198 | 6.031e-05 | 247.1302 | 0 | 309.2845 | 0.00047844 | 309.2845 | 0.00067357
|  | 309.4953 | 0.082968 | 309.4953 | 0.042495 | 245.5303 | 0.62693 | 247.9324 | 0.001781 | 244.0693 | 0 | 241.2278 | 0 | 241.2278 | 0 | 309.4953 | 0.00094644 | 247.3351 | 0 | 247.9324 | 0.00057125 | 241.2278 | 0.00021779 | 241.0198 | 0 | 247.3351 | 0.16306 | 245.5303 | 0.051095 | 241.2278 | 0.001302 | 309.4953 | 0.0006487 | 241.2278 | 0.00012755 | 247.3351 | 0 | 309.4953 | 0.00071681 | 309.4953 | 0.00089809
|  | 309.7062 | -0.012533 | 309.7062 | -0.010602 | 245.7395 | 0.16188 | 248.139 | -0.00036983 | 244.2792 | 0 | 241.4358 | 0 | 241.4358 | 0 | 309.7062 | 0 | 247.5401 | 0 | 248.139 | -0.00075236 | 241.4358 | -0.00020223 | 241.2278 | 0 | 247.5401 | 0.054307 | 245.7395 | 0.050771 | 241.4358 | -0.00025378 | 309.7062 | 0 | 241.4358 | 6.1964e-05 | 247.5401 | 0 | 309.7062 | 0.00071681 | 309.7062 | 0.00067357
|  | 309.9171 | 0.094505 | 309.9171 | 0.063634 | 245.9487 | 0.66299 | 248.3457 | 0.001536 | 244.4892 | 0 | 241.6439 | 0 | 241.6439 | 0 | 309.9171 | 0.00094644 | 247.7451 | 0 | 248.3457 | 0.00047072 | 241.6439 | 0.00025279 | 241.4358 | 0 | 247.7451 | 0.19313 | 245.9487 | 0.050524 | 241.6439 | 0.00050006 | 309.9171 | 0.0006487 | 241.6439 | -3.721e-05 | 247.7451 | 0 | 309.9171 | 0.00071681 | 309.9171 | 0.00089809
|  | 310.128 | 0.034636 | 310.128 | 0.031869 | 246.1579 | 0.14412 | 248.5523 | -0.0014787 | 244.6992 | 0 | 241.852 | 0 | 241.852 | 0 | 310.128 | 0 | 247.9501 | 0 | 248.5523 | -0.000181 | 241.852 | -7.8989e-05 | 241.6439 | 0 | 247.9501 | 0.059043 | 246.1579 | 0.050384 | 241.852 | 0.00018225 | 310.128 | 0 | 241.852 | -5.8086e-05 | 247.9501 | 0 | 310.128 | 0.00059846 | 310.128 | 0.00067357
|  | 310.339 | 0.33128 | 310.339 | 0.33935 | 246.3671 | 0.68883 | 248.7591 | 0.0018332 | 244.9093 | 0 | 242.06 | 0 | 242.06 | 0 | 310.339 | 0.00094644 | 248.1551 | 0 | 248.7591 | 0.00026107 | 242.06 | -1.1439e-05 | 241.852 | 0 | 248.1551 | 0.2107 | 246.3671 | 0.050377 | 242.06 | 0.0013872 | 310.339 | 0.0006487 | 242.06 | 1.4614e-05 | 248.1551 | 0 | 310.339 | 0.00071681 | 310.339 | 0.00089809
|  | 310.5499 | 0.093587 | 310.5499 | 0.084884 | 246.5763 | 0.16427 | 248.9657 | -0.0015431 | 245.1193 | 0 | 242.2681 | 0 | 242.2681 | 0 | 310.5499 | 0 | 248.3601 | 0 | 248.9657 | -0.00035388 | 242.2681 | -0.00025775 | 242.06 | 0 | 248.3601 | 0.085679 | 246.5763 | 0.050515 | 242.2681 | 4.7361e-05 | 310.5499 | 0 | 242.2681 | 3.1492e-05 | 248.3601 | 0 | 310.5499 | 0.00047844 | 310.5499 | 0.00067357
|  | 310.7609 | 0.11766 | 310.7609 | 0.074218 | 246.7856 | 0.72537 | 249.1724 | 0.0027743 | 245.3293 | 0 | 242.4763 | 0 | 242.4763 | 0 | 310.7609 | 0.00094644 | 248.5651 | 0 | 249.1724 | 0.00018839 | 242.4763 | 0.00027174 | 242.2681 | 0 | 248.5651 | 0.34039 | 246.7856 | 0.050803 | 242.4763 | 0.00094443 | 310.7609 | 0.0006487 | 242.4763 | 0.00013099 | 248.5651 | 0 | 310.7609 | 0.00071681 | 310.7609 | 0.00089809
|  | 310.9718 | 0.26928 | 310.9718 | 0.23334 | 246.9948 | 0.13065 | 249.3792 | 0.00040706 | 245.5394 | 0 | 242.6844 | 0 | 242.6844 | 0 | 310.9718 | 0 | 248.7702 | 0 | 249.3792 | 0.0001187 | 242.6844 | -0.00021173 | 242.4763 | 0 | 248.7702 | -0.044983 | 246.9948 | 0.051228 | 242.6844 | -0.00055885 | 310.9718 | 0 | 242.6844 | -7.0471e-05 | 248.7702 | 0 | 310.9718 | 0.00047844 | 310.9718 | 0.00067357
|  | 311.1828 | -0.023286 | 311.1828 | 9.9038e-05 | 247.2041 | 0.59474 | 249.5859 | 0.0035502 | 245.7494 | 0 | 242.8925 | 0 | 242.8925 | 0 | 311.1828 | 0.00094644 | 248.9753 | 0 | 249.5859 | 0.00026221 | 242.8925 | -2.2561e-05 | 242.6844 | 0 | 248.9753 | 0.38403 | 247.2041 | 0.05177 | 242.8925 | 0.00045826 | 311.1828 | 0.00050908 | 242.8925 | 8.5341e-05 | 248.9753 | 0 | 311.1828 | 0.00071681 | 311.1828 | 0.00089809
|  | 311.3938 | 0.17675 | 311.3938 | 0.1909 | 247.4134 | 0.16387 | 249.7927 | -0.0014199 | 245.9595 | 0 | 243.1007 | 0 | 243.1007 | 0 | 311.3938 | 0 | 249.1803 | 0 | 249.7927 | -0.00020441 | 243.1007 | -0.00034806 | 242.8925 | 0 | 249.1803 | -0.059023 | 247.4134 | 0.052397 | 243.1007 | -0.0005701 | 311.3938 | 0 | 243.1007 | -0.00016127 | 249.1803 | 0 | 311.3938 | 0.00059679 | 311.3938 | 0.00082343
|  | 311.6049 | 0.17656 | 311.6049 | 0.14854 | 247.6227 | 0.72964 | 249.9995 | 0.0024261 | 246.1696 | 0 | 243.3089 | 0 | 243.3089 | 0 | 311.6049 | 0.00094644 | 249.3854 | 0 | 249.9995 | 0.00011842 | 243.3089 | -5.7539e-05 | 243.1007 | 0 | 249.3854 | 0.24642 | 247.6227 | 0.05307 | 243.3089 | 0.00075726 | 311.6049 | 0.0006487 | 243.3089 | -8.2095e-05 | 249.3854 | 0 | 311.6049 | 0.00071681 | 311.6049 | 0.00089809
|  | 311.8159 | 0.069193 | 311.8159 | 0.074125 | 247.832 | 0.15368 | 250.2063 | -0.0017194 | 246.3798 | 0 | 243.517 | 0 | 243.517 | 0 | 311.8159 | 0 | 249.5905 | 0 | 250.2063 | -0.00080088 | 243.517 | -0.00047988 | 243.3089 | 0 | 249.5905 | 0.096 | 247.832 | 0.053745 | 243.517 | -0.0011173 | 311.8159 | 0 | 243.517 | -7.0472e-05 | 249.5905 | 0 | 311.8159 | 0.00071681 | 311.8159 | 0.00067357
|  | 312.027 | 0.24713 | 312.027 | 0.24381 | 248.0413 | 0.65414 | 250.4131 | 0.0015925 | 246.5899 | 0 | 243.7252 | 0 | 243.7252 | 0 | 312.027 | 0.00094644 | 249.7956 | 0 | 250.4131 | 0.0003999 | 243.7252 | 1.2117e-05 | 243.517 | 0 | 249.7957 | -0.15381 | 248.0413 | 0.054376 | 243.7252 | 0.0014317 | 312.027 | 0.0006487 | 243.7252 | 6.2353e-05 | 249.7957 | 0 | 312.027 | 0.00071681 | 312.027 | 0.00089809
|  | 312.238 | 0.16429 | 312.238 | 0.10611 | 248.2506 | 0.2516 | 250.6199 | -0.0011678 | 246.8 | 0 | 243.9334 | 0 | 243.9334 | 0 | 312.238 | 0 | 250.0008 | 0 | 250.6199 | -0.0003535 | 243.9334 | -0.00017317 | 243.7252 | 0 | 250.0008 | -0.090617 | 248.2506 | 0.054917 | 243.9334 | -0.00076408 | 312.238 | 0 | 243.9334 | 1.963e-05 | 250.0008 | 0 | 312.238 | 0.00071681 | 312.238 | 0.00067357
|  | 312.4491 | 0.058574 | 312.4491 | 0.063634 | 248.4599 | 0.68163 | 250.8268 | 0.0013893 | 247.0102 | 0 | 244.1416 | 0 | 244.1416 | 0 | 312.4491 | 0.00094644 | 250.2059 | 0 | 250.8268 | 0.0004551 | 244.1416 | -7.869e-05 | 243.9334 | 0 | 250.2059 | 0.063109 | 248.4599 | 0.055329 | 244.1416 | 0.001248 | 312.4491 | 0.0006487 | 244.1416 | -8.318e-06 | 250.2059 | 0 | 312.4491 | 0.00071681 | 312.4491 | 0.00089809
|  | 312.6603 | 0.15348 | 312.6603 | 0.1379 | 248.6693 | 0.1781 | 251.0336 | -0.0017514 | 247.2203 | 0 | 244.3499 | 0 | 244.3499 | 0 | 312.6603 | 0 | 250.4111 | 0 | 251.0336 | -0.00034616 | 244.3499 | -0.00028145 | 244.1416 | 0 | 250.4111 | 0.0082989 | 248.6693 | 0.055577 | 244.3499 | -0.00023819 | 312.6603 | 0 | 244.3499 | -0.0001054 | 250.4111 | 0 | 312.6603 | 0.00035841 | 312.6603 | 0.00067357
|  | 312.8714 | 0.034691 | 312.8714 | 0.06371 | 248.8787 | 0.68843 | 251.2405 | 0.0024696 | 247.4305 | 0 | 244.5581 | 0 | 244.5581 | 0 | 312.8714 | 0.00074009 | 250.6163 | 0 | 251.2405 | 0.00028239 | 244.5581 | 0.0002565 | 244.3499 | 0 | 250.6163 | 0.4181 | 248.8787 | 0.05564 | 244.5581 | 0.00083087 | 312.8714 | 0.0006487 | 244.5581 | 7.3287e-05 | 250.6163 | 0 | 312.8714 | 0.00071681 | 312.8714 | 0.00089809
|  | 313.0825 | 0.09445 | 313.0825 | 0.042471 | 249.0881 | 0.16427 | 251.4474 | 3.7361e-05 | 247.6407 | 0 | 244.7664 | 0 | 244.7664 | 0 | 313.0825 | 0 | 250.8215 | 0 | 251.4474 | -0.00025239 | 244.7664 | 9.9292e-05 | 244.5581 | 0 | 250.8215 | -0.20378 | 249.0881 | 0.055512 | 244.7664 | -4.8286e-05 | 313.0825 | 0 | 244.7664 | 9.3707e-05 | 250.8215 | 0 | 313.0825 | 0.00059846 | 313.0825 | 0.00067357
|  | 313.2937 | 0.035551 | 313.2937 | 0.010683 | 249.2974 | 0.66355 | 251.6543 | 0.0019835 | 247.8509 | 0 | 244.9747 | 0 | 244.9747 | 0 | 313.2937 | 0.00094644 | 251.0267 | 0 | 251.6543 | 0.00037171 | 244.9747 | 7.568e-05 | 244.7664 | 0 | 251.0267 | 0.02874 | 249.2974 | 0.055207 | 244.9747 | 0.00034851 | 313.2937 | 0.0006487 | 244.9747 | -4.462e-05 | 251.0267 | 0 | 313.2937 | 0.00071681 | 313.2937 | 0.00082355
|  | 313.5049 | 0.047224 | 313.5049 | -0.010619 | 249.5069 | 0.20321 | 251.8613 | -0.00036772 | 248.0612 | 0 | 245.183 | 0 | 245.183 | 0 | 313.5049 | 0 | 251.2319 | 0 | 251.8613 | -0.0005147 | 245.183 | -0.00012899 | 244.9747 | 0 | 251.2319 | 0.28718 | 249.5069 | 0.054766 | 245.183 | -5.3498e-05 | 313.5049 | 0 | 245.183 | -3.1726e-05 | 251.2319 | 0 | 313.5049 | 0.00035841 | 313.5049 | 0.00067357
|  | 313.7161 | 0.34177 | 313.7161 | 0.26507 | 249.7163 | 0.70609 | 252.0682 | 0.0024336 | 248.2714 | 0 | 245.3913 | 0 | 245.3913 | 0 | 313.7161 | 0.00074009 | 251.4371 | 0 | 252.0682 | 0.00045666 | 245.3913 | 0.0001239 | 245.183 | 0 | 251.4371 | 0.30736 | 249.7163 | 0.054252 | 245.3913 | 0.0013436 | 313.7161 | 0.00052104 | 245.3913 | 0.00019216 | 251.4371 | 0 | 313.7161 | 0.00071681 | 313.7161 | 0.00089809
|  | 313.9273 | -0.011479 | 313.9273 | -0.031811 | 249.9257 | 0.21124 | 252.2752 | -0.00066371 | 248.4816 | 0 | 245.5996 | 0 | 245.5996 | 0 | 313.9273 | 0 | 251.6423 | 0 | 252.2752 | -0.00030065 | 245.5996 | -0.00027357 | 245.3913 | 0 | 251.6423 | 0.15422 | 249.9257 | 0.053749 | 245.5996 | -0.00021392 | 313.9273 | 0 | 245.5996 | -2.7188e-06 | 251.6423 | 0 | 313.9273 | 0.00059678 | 313.9273 | 0.00067357
|  | 314.1385 | 0.22378 | 314.1385 | 0.18029 | 250.1351 | 0.70031 | 252.4821 | 0.0023338 | 248.6919 | 0 | 245.8079 | 0 | 245.8079 | 0 | 314.1385 | 0.00094644 | 251.8476 | 0 | 252.4821 | 0.00028925 | 245.8079 | 7.5654e-05 | 245.5996 | 0 | 251.8476 | 0.37251 | 250.1351 | 0.053351 | 245.8079 | 0.00095535 | 314.1385 | 0.0006487 | 245.8079 | 7.8106e-05 | 251.8476 | 0 | 314.1385 | 0.00071681 | 314.1385 | 0.00089809
|  | 314.3497 | 0.14095 | 314.3497 | 0.0743 | 250.3446 | 0.18258 | 252.6891 | 6.5033e-05 | 248.9022 | 0 | 246.0163 | 0 | 246.0163 | 0 | 314.3497 | 0 | 252.0529 | 0 | 252.6891 | -0.00026914 | 246.0163 | -0.00020879 | 245.8079 | 0 | 252.0529 | -0.015637 | 250.3446 | 0.053146 | 246.0163 | -0.00027943 | 314.3497 | 0 | 246.0163 | 4.7678e-05 | 252.0529 | 0 | 314.3497 | 0.00047844 | 314.3497 | 0.00074823
|  | 314.561 | -0.071372 | 314.561 | -0.084616 | 250.554 | 0.67397 | 252.8961 | 0.0015102 | 249.1125 | 0 | 246.2246 | 0 | 246.2246 | 0 | 314.561 | 0.00094644 | 252.2582 | 0 | 252.8961 | 0.00090319 | 246.2246 | 0.00028104 | 246.0163 | 0 | 252.2582 | 0.29805 | 250.554 | 0.053201 | 246.2246 | 0.0015393 | 314.561 | 0.0006487 | 246.2246 | 0.00018507 | 252.2582 | 0 | 314.561 | 0.00071681 | 314.561 | 0.00089809
|  | 314.7723 | 0.38727 | 314.7723 | 0.40297 | 250.7635 | 0.12681 | 253.1032 | -0.0012469 | 249.3228 | 0 | 246.433 | 0 | 246.433 | 0 | 314.7723 | 0 | 252.4635 | 0 | 253.1032 | -0.00028235 | 246.433 | -0.00031797 | 246.2246 | 0 | 252.4635 | -0.22906 | 250.7635 | 0.053549 | 246.433 | -0.00043758 | 314.7723 | 0 | 246.433 | -7.7549e-05 | 252.4635 | 0 | 314.7723 | 0.00059679 | 314.7723 | 0.00067357
|  | 314.9836 | 0.081917 | 314.9836 | 0.031811 | 250.973 | 0.72114 | 253.3102 | 0.0028626 | 249.5331 | 0 | 246.6414 | 0 | 246.6414 | 0 | 314.9836 | 0.00094644 | 252.6688 | 0 | 253.3102 | 2.188e-05 | 246.6414 | 0.00038163 | 246.433 | 0 | 252.6688 | 0.38749 | 250.973 | 0.054178 | 246.6414 | 0.00064037 | 314.9836 | 0.00039526 | 246.6414 | 0.00012528 | 252.6688 | 0 | 314.9836 | 0.00071681 | 314.9836 | 0.00089809
|  | 315.1949 | 0.35233 | 315.1949 | 0.32862 | 251.1825 | 0.16436 | 253.5173 | -0.0020584 | 249.7434 | 0 | 246.8498 | 0 | 246.8498 | 0 | 315.1949 | 0 | 252.8741 | 0 | 253.5173 | -5.7949e-05 | 246.8498 | -0.00013545 | 246.6414 | 0 | 252.8741 | 0.0037927 | 251.1825 | 0.055034 | 246.8498 | -0.00036159 | 315.1949 | 0 | 246.8498 | 4.9242e-05 | 252.8741 | 0 | 315.1949 | 0.00071681 | 315.1949 | 0.00074823
|  | 315.4062 | 0.18809 | 315.4062 | 0.095463 | 251.392 | 0.6983 | 253.7243 | 0.0032413 | 249.9538 | 0 | 247.0582 | 0 | 247.0582 | 0 | 315.4062 | 0.0005653 | 253.0794 | 0 | 253.7243 | 0.00038756 | 247.0582 | 0.00034265 | 246.8498 | 0 | 253.0794 | 0.12341 | 251.392 | 0.056029 | 247.0582 | 0.0011916 | 315.4062 | 0.00052296 | 247.0582 | -3.0053e-05 | 253.0794 | 0 | 315.4062 | 0.00071681 | 315.4062 | 0.00089809
|  | 315.6175 | -0.035876 | 315.6175 | -0.05298 | 251.6016 | 0.22057 | 253.9314 | -0.0010319 | 250.1641 | 0 | 247.2666 | 0 | 247.2666 | 0 | 315.6175 | 0 | 253.2848 | 0 | 253.9314 | -0.00034578 | 247.2666 | -0.00017128 | 247.0582 | 0 | 253.2848 | 0.15925 | 251.6016 | 0.057057 | 247.2666 | -0.00043502 | 315.6175 | 0 | 247.2666 | -7.4874e-05 | 253.2848 | 0 | 315.6175 | 0.00071681 | 315.6175 | 0.00074823
|  | 315.8289 | 0.22286 | 315.8289 | 0.212 | 251.8111 | 0.66473 | 254.1385 | 0.0022017 | 250.3745 | 0 | 247.4751 | 0 | 247.4751 | 0 | 315.8289 | 0.00094644 | 253.4902 | 0 | 254.1385 | -0.00011091 | 247.4751 | 0.00023813 | 247.2666 | 0 | 253.4902 | 0.071158 | 251.8111 | 0.058018 | 247.4751 | 0.0006734 | 315.8289 | 0.00052072 | 247.4751 | 0.00019983 | 253.4902 | 0 | 315.8289 | 0.00071681 | 315.8289 | 0.00082277
|  | 316.0403 | 0.16429 | 316.0403 | 0.12725 | 252.0206 | 0.22575 | 254.3457 | -0.00072837 | 250.5849 | 0 | 247.6835 | 0 | 247.6835 | 0 | 316.0403 | 0 | 253.6955 | 0 | 254.3457 | -0.00055031 | 247.6835 | -0.00034699 | 247.4751 | 0 | 253.6955 | -0.0745 | 252.0206 | 0.058832 | 247.6835 | -0.00040109 | 316.0403 | 0 | 247.6835 | -0.00010767 | 253.6955 | 0 | 316.0403 | 0.00071681 | 316.0403 | 0.00082343
|  | 316.2517 | 0.046041 | 316.2517 | 0.010584 | 252.2302 | 0.73136 | 254.5528 | 0.0028497 | 250.7953 | 0 | 247.892 | 0 | 247.892 | 0 | 316.2517 | 0.00017765 | 253.9009 | 0 | 254.5528 | 0.0004105 | 247.892 | 0.00018933 | 247.6835 | 0 | 253.9009 | 0.12555 | 252.2302 | 0.059453 | 247.892 | 0.00031875 | 316.2517 | 0.00038335 | 247.892 | 0.00018546 | 253.9009 | 0 | 316.2517 | 0.00071681 | 316.2517 | 0.00089809
|  | 316.4631 | 0.11779 | 316.4631 | 0.084919 | 252.4398 | 0.12371 | 254.76 | -0.00011762 | 251.0057 | 0 | 248.1004 | 0 | 248.1004 | 0 | 316.4631 | 0 | 254.1063 | 0 | 254.76 | -0.00065634 | 248.1004 | 3.4501e-05 | 247.892 | 0 | 254.1064 | 0.066178 | 252.4398 | 0.05987 | 248.1004 | -0.00045819 | 316.4631 | 0.00012771 | 248.1004 | 5.837e-05 | 254.1064 | 0 | 316.4631 | 0.00071681 | 316.4631 | 0.00067357
|  | 316.6745 | 0.14081 | 316.6745 | 0.13799 | 252.6494 | 0.68292 | 254.9671 | 0.0034572 | 251.2161 | 0 | 248.3089 | 0 | 248.3089 | 0 | 316.6745 | 0.0005653 | 254.3118 | 0 | 254.9671 | 0.00021904 | 248.3089 | 0.00029227 | 248.1004 | 0 | 254.3118 | 0.17439 | 252.6494 | 0.060105 | 248.3089 | 0.0013489 | 316.6745 | 0.00038111 | 248.3089 | -0.00022947 | 254.3118 | 0 | 316.6745 | 0.00071681 | 316.6745 | 0.00082343
|  | 316.886 | 0.22305 | 316.886 | 0.16982 | 252.859 | 0.10158 | 255.1743 | -0.001751 | 251.4266 | 0 | 248.5175 | 0 | 248.5175 | 0 | 316.886 | 0 | 254.5172 | 0 | 255.1743 | -0.00041101 | 248.5175 | -0.0003802 | 248.3089 | 0 | 254.5172 | -0.035318 | 252.859 | 0.060204 | 248.5175 | -0.00067222 | 316.886 | 0 | 248.5175 | -0.00010849 | 254.5172 | 0 | 316.886 | 0.00059846 | 316.886 | 0.00067357
|  | 317.0974 | 0.17656 | 317.0974 | 0.10611 | 253.0686 | 0.79766 | 255.3815 | 0.0022034 | 251.637 | 0 | 248.726 | 0 | 248.726 | 0 | 317.0974 | 0.00035296 | 254.7227 | 0 | 255.3815 | -0.00020963 | 248.726 | 0.00032389 | 248.5175 | 0 | 254.7227 | 0.43089 | 253.0686 | 0.060217 | 248.726 | 0.00062509 | 317.0974 | 0.00012771 | 248.726 | 0.0001305 | 254.7227 | 0 | 317.0974 | 0.00071681 | 317.0974 | 0.00074811
|  | 317.3089 | -0.20003 | 317.3089 | -0.191 | 253.2782 | 0.2434 | 255.5888 | -0.0007108 | 251.8475 | 0 | 248.9345 | 0 | 248.9345 | 0 | 317.3089 | 0 | 254.9281 | 0 | 255.5888 | -0.00013574 | 248.9345 | -0.00016169 | 248.726 | 0 | 254.9281 | 0.17465 | 253.2782 | 0.06019 | 248.9345 | -0.00047393 | 317.3089 | 0 | 248.9345 | 2.3088e-05 | 254.9281 | 0 | 317.3089 | 0.00071681 | 317.3089 | 0.00067357
|  | 317.5204 | 0 | 317.5204 | -0.052951 | 253.4879 | 0.73078 | 255.796 | 0.003437 | 252.058 | 0 | 249.143 | 0 | 249.143 | 0 | 317.5204 | 0.00052774 | 255.1336 | 0 | 255.796 | 0.00046611 | 249.143 | 0.00031392 | 248.9345 | 0 | 255.1336 | 0.2832 | 253.4879 | 0.06015 | 249.143 | 0.0013227 | 317.5204 | 0.00038142 | 249.143 | 7.6312e-05 | 255.1336 | 0 | 317.5204 | 0.00071681 | 317.5204 | 0.00074823
|  | 317.7319 | 0.11766 | 317.7319 | 0.12723 | 253.6975 | 0.16245 | 256.0032 | -0.00022506 | 252.2685 | 0 | 249.3516 | 0 | 249.3516 | 0 | 317.7319 | 0 | 255.3391 | 0 | 256.0032 | -0.0005997 | 249.3516 | -4.0254e-05 | 249.143 | 0 | 255.3391 | -0.20035 | 253.6975 | 0.060104 | 249.3516 | 0.00024014 | 317.7319 | 0 | 249.3516 | 1.1094e-05 | 255.3391 | 0 | 317.7319 | 0.00071681 | 317.7319 | 0.00074823
|  | 317.9434 | 0.14081 | 317.9434 | 0.11654 | 253.9072 | 0.68202 | 256.2105 | 0.0020699 | 252.479 | 0 | 249.5602 | 0 | 249.5602 | 0 | 317.9434 | 0.00017478 | 255.5446 | 0 | 256.2105 | 0.00049266 | 249.5602 | 0.00012409 | 249.3516 | 0 | 255.5446 | 0.38894 | 253.9072 | 0.060036 | 249.5602 | 0.0016414 | 317.9434 | 0.00039499 | 249.5602 | 0.00023349 | 255.5446 | 0 | 317.9434 | 0.00071681 | 317.9434 | 0.00067357
|  | 318.155 | 0.17688 | 318.155 | 0.15912 | 254.1168 | 0.072481 | 256.4178 | -0.00042998 | 252.6895 | 0 | 249.7688 | 0 | 249.7688 | 0 | 318.155 | 0 | 255.7501 | 0 | 256.4178 | -0.0003968 | 249.7688 | -0.00028606 | 249.5602 | 0 | 255.7501 | 0.093872 | 254.1168 | 0.059914 | 249.7688 | -0.00062037 | 318.155 | 0.00012771 | 249.7688 | -9.0091e-05 | 255.7501 | 0 | 318.155 | 0.00071681 | 318.155 | 0.00067357
|  | 318.3665 | 0.25861 | 318.3665 | 0.22274 | 254.3265 | 0.69889 | 256.6251 | 0.0036817 | 252.9001 | 0 | 249.9774 | 0 | 249.9774 | 0 | 318.3665 | 0 | 255.9557 | 0 | 256.6251 | 0.00028377 | 249.9774 | 0.0002263 | 249.7688 | 0 | 255.9557 | 0.29741 | 254.3265 | 0.059706 | 249.9774 | 0.00061764 | 318.3665 | 0.00025568 | 249.9774 | -0.00011995 | 255.9557 | 0 | 318.3665 | 0.00071681 | 318.3665 | 0.00067357
|  | 318.5781 | 0 | 318.5781 | -0.042413 | 254.5362 | 0.125 | 256.8324 | -0.00090917 | 253.1106 | 0 | 250.186 | 0 | 250.186 | 0 | 318.5781 | 0 | 256.1612 | 0 | 256.8324 | -0.0003019 | 250.186 | -0.00023198 | 249.9774 | 0 | 256.1612 | -0.14473 | 254.5362 | 0.059385 | 250.186 | -0.0006278 | 318.5781 | 0 | 250.186 | 3.5703e-05 | 256.1612 | 0 | 318.5781 | 0.00071681 | 318.5781 | 0.00082343
|  | 318.7897 | 0.28381 | 318.7897 | 0.23325 | 254.7459 | 0.66869 | 257.0398 | 0.0020918 | 253.3212 | 0 | 250.3946 | 0 | 250.3946 | 0 | 318.7897 | 0.00035009 | 256.3668 | 0 | 257.0398 | 0.00030999 | 250.3946 | 0.00025732 | 250.186 | 0 | 256.3668 | 0.34271 | 254.7459 | 0.058946 | 250.3946 | 0.00017076 | 318.7897 | 0 | 250.3946 | 0.00013961 | 256.3668 | 0 | 318.7897 | 0.00071681 | 318.7897 | 0.00074888
|  | 319.0013 | 0.10631 | 319.0013 | 0.042396 | 254.9557 | 0.2982 | 257.2471 | 0.0012387 | 253.5318 | 0 | 250.6033 | 0 | 250.6033 | 0 | 319.0013 | 0 | 256.5723 | 0 | 257.2471 | -0.00043601 | 250.6033 | -0.00027765 | 250.3946 | 0 | 256.5723 | 0.20308 | 254.9557 | 0.058412 | 250.6033 | -0.00066635 | 319.0013 | 0 | 250.6033 | -4.0428e-05 | 256.5723 | 0 | 319.0013 | 0.00071681 | 319.0013 | 0.00067357
|  | 319.2129 | 0.1176 | 319.2129 | 0.095521 | 255.1654 | 0.76481 | 257.4545 | 0.0033603 | 253.7424 | 0 | 250.8119 | 0 | 250.8119 | 0 | 319.2129 | 0.00017531 | 256.7779 | 0 | 257.4545 | 0.00062319 | 250.8119 | 0.0001548 | 250.6033 | 0 | 256.7779 | 0.20793 | 255.1654 | 0.057833 | 250.8119 | 0.000534 | 319.2129 | 0.00038111 | 250.8119 | 6.7546e-05 | 256.7779 | 0 | 319.2129 | 0.00071681 | 319.2129 | 0.00082343
|  | 319.4246 | -0.034825 | 319.4246 | -0.063634 | 255.3752 | 0.18829 | 257.6619 | -0.001331 | 253.953 | 0 | 251.0206 | 0 | 251.0206 | 0 | 319.4246 | 0.00017531 | 256.9835 | 0 | 257.6619 | -0.00011258 | 251.0206 | -0.00023573 | 250.8119 | 0 | 256.9835 | 0.18499 | 255.3752 | 0.057282 | 251.0206 | -0.00051213 | 319.4246 | 0.00012771 | 251.0206 | -0.00017488 | 256.9835 | 0 | 319.4246 | 0.00071681 | 319.4246 | 0.00074888
|  | 319.6362 | -0.11779 | 319.6362 | -0.1273 | 255.5849 | 0.69875 | 257.8693 | 0.0023539 | 254.1636 | 0 | 251.2293 | 0 | 251.2293 | 0 | 319.6362 | 0 | 257.1891 | 0 | 257.8693 | 5.6246e-05 | 251.2293 | 0.0002556 | 251.0206 | 0 | 257.1891 | 0.045896 | 255.5849 | 0.056838 | 251.2293 | 0.0008391 | 319.6362 | 0 | 251.2293 | 3.6519e-05 | 257.1891 | 0 | 319.6362 | 0.00071681 | 319.6362 | 0.00074888
|  | 319.8479 | 0.22391 | 319.8479 | 0.15914 | 255.7947 | 0.21825 | 258.0767 | -0.00042732 | 254.3742 | 0 | 251.438 | 0 | 251.438 | 0 | 319.8479 | 0.00035009 | 257.3948 | 0 | 258.0767 | -0.00067956 | 251.438 | -0.00021287 | 251.2293 | 0 | 257.3948 | 0.067344 | 255.7947 | 0.056574 | 251.438 | 0.00066145 | 319.8479 | 0.00039499 | 251.438 | -1.9852e-05 | 257.3948 | 0 | 319.8479 | 0.00071681 | 319.8479 | 0.00082343
|  | 320.0596 | 0.15248 | 320.0596 | 0.12716 | 256.0045 | 0.68401 | 258.2841 | 0.002084 | 254.5849 | 0 | 251.6467 | 0 | 251.6467 | 0 | 320.0596 | 0.00017478 | 257.6004 | 0 | 258.2841 | 0.00046282 | 251.6467 | 0.00011611 | 251.438 | 0 | 257.6004 | 0.29876 | 256.0045 | 0.05654 | 251.6467 | 0.0013409 | 320.0596 | 0.00012771 | 251.6467 | -0.0002278 | 257.6004 | 0 | 320.0596 | 0.00071681 | 320.0596 | 0.00082277
|  | 320.2713 | 0.082968 | 320.2713 | 0.031805 | 256.2143 | 0.21092 | 258.4916 | -0.00054932 | 254.7955 | 0 | 251.8554 | 0 | 251.8554 | 0 | 320.2713 | 0.00056478 | 257.8061 | 0 | 258.4916 | -0.00062677 | 251.8554 | -5.687e-05 | 251.6467 | 0 | 257.8061 | -0.058696 | 256.2143 | 0.056758 | 251.8554 | 0.00020475 | 320.2713 | 0.00012771 | 251.8554 | 6.9715e-05 | 257.8061 | 0 | 320.2713 | 0.00071681 | 320.2713 | 0.00089809
|  | 320.483 | 0.21243 | 320.483 | 0.12733 | 256.4241 | 0.62626 | 258.699 | 0.0037119 | 255.0062 | 0 | 252.0642 | 0 | 252.0642 | 0 | 320.483 | 0.0005653 | 258.0118 | 0 | 258.699 | 0.00054173 | 252.0642 | 3.5418e-05 | 251.8554 | 0 | 258.0117 | 0.11104 | 256.4241 | 0.057214 | 252.0642 | 0.00079196 | 320.483 | 0.00012766 | 252.0642 | 1.4921e-05 | 258.0117 | 0 | 320.483 | 0.00071681 | 320.483 | 0.00089809
|  | 320.6948 | 0.069384 | 320.6948 | 0.031829 | 256.6339 | 0.22286 | 258.9065 | -0.0013542 | 255.2169 | 0 | 252.2729 | 0 | 252.2729 | 0 | 320.6948 | 0.00074009 | 258.2174 | 0 | 258.9065 | -0.0003197 | 252.2729 | -8.741e-05 | 252.0642 | 0 | 258.2174 | -0.12508 | 256.6339 | 0.057871 | 252.2729 | -0.00022956 | 320.6948 | 0.00050908 | 252.2729 | 9.8555e-05 | 258.2174 | 0 | 320.6948 | 0.00071681 | 320.6948 | 0.00082355
|  | 320.9065 | 0.21138 | 320.9065 | 0.14858 | 256.8437 | 0.73028 | 259.114 | 0.001814 | 255.4276 | 0 | 252.4817 | 0 | 252.4817 | 0 | 320.9065 | 0.00017531 | 258.4231 | 0 | 259.114 | 0.00036974 | 252.4817 | 0.00019891 | 252.2729 | 0 | 258.4231 | 0.33245 | 256.8437 | 0.058671 | 252.4817 | 0.0019741 | 320.9065 | 0.00012574 | 252.4817 | 2.792e-05 | 258.4231 | 0 | 320.9065 | 0.00071681 | 320.9065 | 0.00067357
|  | 321.1183 | 0.11884 | 321.1183 | 0.05309 | 257.0536 | 0.17688 | 259.3215 | -0.0020678 | 255.6383 | 0 | 252.6904 | 0 | 252.6904 | 0 | 321.1183 | 0.00035009 | 258.6288 | 0 | 259.3215 | -0.00038037 | 252.6904 | -0.00023128 | 252.4817 | 0 | 258.6288 | 0.23391 | 257.0536 | 0.059552 | 252.6904 | -0.0010142 | 321.1183 | 0.00012766 | 252.6904 | -9.2323e-05 | 258.6288 | 0 | 321.1183 | 0.00071681 | 321.1183 | 0.00067357
|  | 321.3301 | 0.20057 | 321.3301 | 0.12722 | 257.2634 | 0.70123 | 259.529 | 0.0020668 | 255.849 | 0 | 252.8992 | 0 | 252.8992 | 0 | 321.3301 | 0 | 258.8346 | 0 | 259.529 | 0.00026363 | 252.8992 | -5.4263e-05 | 252.6904 | 0 | 258.8346 | 0.17124 | 257.2634 | 0.060453 | 252.8992 | 0.0013441 | 321.3301 | 0 | 252.8992 | 8.9819e-05 | 258.8346 | 0 | 321.3301 | 0.00071681 | 321.3301 | 0.00074888
|  | 321.5419 | 0.046364 | 321.5419 | 0.021204 | 257.4733 | 0.20358 | 259.7366 | -0.00056873 | 256.0598 | 0 | 253.108 | 0 | 253.108 | 0 | 321.5419 | 0.00056244 | 259.0403 | 0 | 259.7366 | -0.00015407 | 253.108 | -5.453e-05 | 252.8992 | 0 | 259.0403 | 0.10822 | 257.4733 | 0.061318 | 253.108 | -0.000212 | 321.5419 | 0.00039301 | 253.108 | 1.0832e-05 | 259.0403 | 0 | 321.5419 | 0.00071681 | 321.5419 | 0.00089809
|  | 321.7537 | 0.11779 | 321.7537 | 0.053026 | 257.6832 | 0.73998 | 259.9442 | 0.0023935 | 256.2705 | 0 | 253.3169 | 0 | 253.3169 | 0 | 321.7537 | 0 | 259.2461 | 0 | 259.9442 | 0.0008027 | 253.3169 | 0.00017002 | 253.108 | 0 | 259.2461 | -0.12325 | 257.6832 | 0.062101 | 253.3169 | 0.00072776 | 321.7537 | 0 | 253.3169 | 8.047e-05 | 259.2461 | 0 | 321.7537 | 0.00071681 | 321.7537 | 0.00089809
|  | 321.9655 | -0.070378 | 321.9655 | -0.11656 | 257.8931 | 0.20029 | 260.1518 | -0.0010712 | 256.4813 | 0 | 253.5257 | 0 | 253.5257 | 0 | 321.9655 | 0.00038713 | 259.4518 | 0 | 260.1518 | -0.00048183 | 253.5257 | -0.00012457 | 253.3169 | 0 | 259.4518 | -0.058214 | 257.8931 | 0.062759 | 253.5257 | -0.00077322 | 321.9655 | 0.00039499 | 253.5257 | -9.1727e-05 | 259.4518 | 0 | 321.9655 | 0.00071681 | 321.9655 | 0.00089809
|  | 322.1774 | 0.22292 | 322.1774 | 0.15904 | 258.103 | 0.65197 | 260.3593 | 0.0015124 | 256.6921 | 0 | 253.7345 | 0 | 253.7345 | 0 | 322.1774 | 0 | 259.6576 | 0 | 260.3593 | 0.00036483 | 253.7345 | 0.00037722 | 253.5257 | 0 | 259.6576 | 0.17034 | 258.103 | 0.063261 | 253.7345 | 0.0012877 | 322.1774 | 0 | 253.7345 | 1.7452e-05 | 259.6576 | 0 | 322.1774 | 0.00071681 | 322.1774 | 0.00074823
|  | 322.3893 | 0.16416 | 322.3893 | 0.12722 | 258.3129 | 0.2502 | 260.567 | 0.00079948 | 256.9029 | 0 | 253.9434 | 0 | 253.9434 | 0 | 322.3893 | 0.00094644 | 259.8634 | 0 | 260.567 | -0.00013953 | 253.9434 | -0.00020633 | 253.7345 | 0 | 259.8634 | -0.038777 | 258.3129 | 0.063582 | 253.9434 | -0.00076721 | 322.3893 | 0.00038111 | 253.9434 | 6.0966e-06 | 259.8634 | 0 | 322.3893 | 0.00071681 | 322.3893 | 0.00089809
|  | 322.6012 | 0.12933 | 322.6012 | 0.053032 | 258.5229 | 0.69802 | 260.7746 | 0.0023395 | 257.1137 | 0 | 254.1523 | 0 | 254.1523 | 0 | 322.6012 | 0 | 260.0692 | 0 | 260.7746 | 0.00025406 | 254.1523 | 0.00033885 | 253.9434 | 0 | 260.0692 | 0.33589 | 258.5229 | 0.063712 | 254.1523 | 0.00118 | 322.6012 | 0 | 254.1523 | 0.00011609 | 260.0692 | 0 | 322.6012 | 0.00059846 | 322.6012 | 0.00074823
|  | 322.8131 | 0.29362 | 322.8131 | 0.23336 | 258.7328 | 0.23775 | 260.9822 | -0.00058025 | 257.3245 | 0 | 254.3612 | 0 | 254.3612 | 0 | 322.8131 | 0.00059635 | 260.2751 | 0 | 260.9822 | -0.00048447 | 254.3612 | -0.00016787 | 254.1523 | 0 | 260.2751 | 0.038855 | 258.7328 | 0.063656 | 254.3612 | 7.0232e-05 | 322.8131 | 0.00038335 | 254.3612 | -0.00012959 | 260.2751 | 0 | 322.8131 | 0.00071681 | 322.8131 | 0.00074823
|  | 323.025 | 0.071427 | 323.025 | 0.042215 | 258.9427 | 0.77297 | 261.1899 | 0.0011062 | 257.5354 | 0 | 254.5701 | 0 | 254.5701 | 0 | 323.025 | 0 | 260.4809 | 0 | 261.1899 | 0.00053119 | 254.5701 | 0.0002669 | 254.3612 | 0 | 260.4809 | -0.055944 | 258.9427 | 0.063439 | 254.5701 | 0.00077715 | 323.025 | 0 | 254.5701 | 0.00015361 | 260.4809 | 0 | 323.025 | 0.00059846 | 323.025 | 0.00067357
|  | 323.2369 | 0.10631 | 323.2369 | 0.0743 | 259.1527 | 0.24085 | 261.3976 | -0.002385 | 257.7462 | 0 | 254.779 | 0 | 254.779 | 0 | 323.2369 | 0.00074009 | 260.6867 | 0 | 261.3976 | -0.00033464 | 254.779 | -0.00024111 | 254.5701 | 0 | 260.6867 | 0.10943 | 259.1527 | 0.063104 | 254.779 | -0.00041369 | 323.2369 | 0.00038142 | 254.779 | -0.00011805 | 260.6867 | 0 | 323.2369 | 0.00071681 | 323.2369 | 0.00089809
|  | 323.4489 | 0.19971 | 323.4489 | 0.12731 | 259.3627 | 0.75281 | 261.6053 | 0.0036061 | 257.9571 | 0 | 254.9879 | 0 | 254.9879 | 0 | 323.4489 | 0 | 260.8926 | 0 | 261.6053 | 0.00048336 | 254.9879 | 0.00019949 | 254.779 | 0 | 260.8926 | 0.13583 | 259.3627 | 0.062701 | 254.9879 | 0.0016266 | 323.4489 | 0 | 254.9879 | 0.00031014 | 260.8926 | 0 | 323.4489 | 0.00071681 | 323.4489 | 0.00067357
|  | 323.6608 | 0.046364 | 323.6608 | -0.021221 | 259.5727 | 0.1532 | 261.813 | -0.00016065 | 258.168 | 0 | 255.1969 | 0 | 255.1969 | 0 | 323.6608 | 0.00074009 | 261.0985 | 0 | 261.813 | -0.00044021 | 255.1969 | -5.6333e-05 | 254.9879 | 0 | 261.0985 | 0.11766 | 259.5727 | 0.062284 | 255.1969 | -0.0012121 | 323.6608 | 0.00038335 | 255.1969 | -5.6318e-05 | 261.0985 | 0 | 323.6608 | 0.00071681 | 323.6608 | 0.00082277
|  | 323.8728 | 0.15163 | 323.8728 | 0.042413 | 259.7827 | 0.73272 | 262.0207 | 0.001954 | 258.3789 | 0 | 255.4058 | 0 | 255.4058 | 0 | 323.8728 | 0 | 261.3043 | 0 | 262.0207 | 0.00073146 | 255.4058 | 0.00019445 | 255.1969 | 0 | 261.3044 | -0.10704 | 259.7827 | 0.061895 | 255.4058 | 0.00056527 | 323.8728 | 0 | 255.4058 | 7.5152e-05 | 261.3044 | 0 | 323.8728 | 0.00059679 | 323.8728 | 0.00067357
|  | 324.0848 | 0.10606 | 324.0848 | 0.053079 | 259.9927 | 0.20247 | 262.2284 | -0.0011864 | 258.5898 | 0 | 255.6148 | 0 | 255.6148 | 0 | 324.0848 | 0.00073409 | 261.5103 | 0 | 262.2284 | -0.00014582 | 255.6148 | -0.00012208 | 255.4058 | 0 | 261.5103 | 0.16239 | 259.9927 | 0.061557 | 255.6148 | 1.8306e-05 | 324.0848 | 0.00038335 | 255.6148 | 2.1484e-05 | 261.5103 | 0 | 324.0848 | 0.00071681 | 324.0848 | 0.00089809
|  | 324.2969 | 0.16502 | 324.2969 | 0.074393 | 260.2028 | 0.65287 | 262.4362 | 0.001126 | 258.8007 | 0 | 255.8238 | 0 | 255.8238 | 0 | 324.2969 | 0 | 261.7162 | 0 | 262.4362 | 0.00051537 | 255.8238 | 0.00032297 | 255.6148 | 0 | 261.7162 | 0.41233 | 260.2028 | 0.061269 | 255.8238 | 0.00069236 | 324.2969 | 0 | 255.8238 | 4.469e-05 | 261.7162 | 0 | 324.2969 | 0.00047843 | 324.2969 | 0.00082355
|  | 324.5089 | 0.16416 | 324.5089 | 0.10589 | 260.4128 | 0.17483 | 262.644 | 0.001131 | 259.0116 | 0 | 256.0328 | 0 | 256.0328 | 0 | 324.5089 | 0.00094644 | 261.9221 | 0 | 262.644 | -0.00051423 | 256.0328 | -0.00014394 | 255.8238 | 0 | 261.9221 | -0.14708 | 260.4128 | 0.061011 | 256.0328 | -0.0002174 | 324.5089 | 0.0006487 | 256.0328 | -2.4004e-05 | 261.9221 | 0 | 324.5089 | 0.00071681 | 324.5089 | 0.00089809
|  | 324.7209 | 0.024318 | 324.7209 | -0.052997 | 260.6228 | 0.71175 | 262.8517 | 0.0019547 | 259.2226 | 0 | 256.2418 | 0 | 256.2418 | 0 | 324.7209 | 0 | 262.1281 | 0 | 262.8517 | 7.733e-05 | 256.2418 | 0.00026438 | 256.0328 | 0 | 262.1281 | 0.29878 | 260.6228 | 0.060751 | 256.2418 | 0.0010132 | 324.7209 | 0 | 256.2418 | 4.4899e-05 | 262.1281 | 0 | 324.7209 | 0.00059846 | 324.7209 | 0.00067357
|  | 324.933 | 0.17669 | 324.933 | 0.084826 | 260.8329 | 0.19809 | 263.0596 | -0.00096458 | 259.4335 | 0 | 256.4508 | 0 | 256.4508 | 0 | 324.933 | 0.00074009 | 262.334 | 0 | 263.0596 | -0.00036831 | 256.4508 | -0.00015154 | 256.2418 | 0 | 262.334 | -0.13591 | 260.8329 | 0.060458 | 256.4508 | -0.0006219 | 324.933 | 0.0006487 | 256.4508 | -0.00017655 | 262.334 | 0 | 324.933 | 0.00071681 | 324.933 | 0.00089809
|  | 325.1451 | 0.094641 | 325.1451 | 0.021204 | 261.043 | 0.7281 | 263.2674 | 0.0022266 | 259.6445 | 0 | 256.6598 | 0 | 256.6598 | 0 | 325.1451 | 0 | 262.54 | 0 | 263.2674 | 6.8877e-05 | 256.6598 | 0.0001351 | 256.4508 | 0 | 262.54 | -0.038963 | 261.043 | 0.060112 | 256.6598 | 0.00086022 | 325.1451 | 0 | 256.6598 | 0.00014693 | 262.54 | 0 | 325.1451 | 0.00047843 | 325.1451 | 0.00067357
|  | 325.3572 | 0.16421 | 325.3572 | 0.021122 | 261.2531 | 0.17277 | 263.4752 | -0.0025604 | 259.8555 | 0 | 256.8689 | 0 | 256.8689 | 0 | 325.3572 | 0.00094644 | 262.746 | 0 | 263.4752 | -0.00066485 | 256.8689 | -0.00015915 | 256.6598 | 0 | 262.746 | 0.13103 | 261.2531 | 0.059722 | 256.8689 | -0.00029755 | 325.3572 | 0.0006487 | 256.8689 | 9.228e-05 | 262.746 | 0 | 325.3572 | 0.00071681 | 325.3572 | 0.00089809
|  | 325.5693 | 0.28195 | 325.5693 | 0.22272 | 261.4632 | 0.78131 | 263.6831 | 0.0012494 | 260.0665 | 0 | 257.0779 | 0 | 257.0779 | 0 | 325.5693 | 0 | 262.952 | 0 | 263.6831 | 0.00024624 | 257.0779 | 0.00015693 | 256.8689 | 0 | 262.952 | 0.26107 | 261.4632 | 0.059322 | 257.0779 | 0.0011363 | 325.5693 | 0 | 257.0779 | 7.7907e-05 | 262.952 | 0 | 325.5693 | 0.00071681 | 325.5693 | 0.00074811
|  | 325.7815 | 0.011673 | 325.7815 | -0.063634 | 261.6733 | 0.26156 | 263.891 | -0.0016618 | 260.2775 | 0 | 257.287 | 0 | 257.287 | 0 | 325.7815 | 0.00094644 | 263.158 | 0 | 263.891 | -0.00069408 | 257.287 | -0.00029273 | 257.0779 | 0 | 263.158 | 0.26217 | 261.6733 | 0.058971 | 257.287 | -0.00022457 | 325.7815 | 0.0006487 | 257.287 | 5.7391e-05 | 263.158 | 0 | 325.7815 | 0.00071681 | 325.7815 | 0.00089809
|  | 325.9936 | 0.141 | 325.9936 | 0.10611 | 261.8834 | 0.72017 | 264.0989 | 0.0029105 | 260.4886 | 0 | 257.4961 | 0 | 257.4961 | 0 | 325.9936 | 0 | 263.364 | 0 | 264.0989 | 0.00062065 | 257.4961 | 0.00044218 | 257.287 | 0 | 263.364 | 0.059452 | 261.8834 | 0.058739 | 257.4961 | 0.0013178 | 325.9936 | 0 | 257.4961 | 0.00024035 | 263.364 | 0 | 325.9936 | 0.00059679 | 325.9936 | 0.00067357
|  | 326.2058 | 0.37567 | 326.2058 | 0.27583 | 262.0936 | 0.16004 | 264.3067 | -8.5502e-05 | 260.6996 | 0 | 257.7052 | 0 | 257.7052 | 0 | 326.2058 | 0.00094644 | 263.5701 | 0 | 264.3067 | -0.00019697 | 257.7052 | -9.5122e-05 | 257.4961 | 0 | 263.5701 | -0.18492 | 262.0936 | 0.058698 | 257.7052 | -0.00034011 | 326.2058 | 0.0006487 | 257.7052 | 9.3989e-05 | 263.5701 | 0 | 326.2058 | 0.00071681 | 326.2058 | 0.00089809
|  | 326.418 | 0.035611 | 326.418 | -0.042337 | 262.3037 | 0.77186 | 264.5147 | 0.0024225 | 260.9107 | 0 | 257.9143 | 0 | 257.9143 | 0 | 326.418 | 0 | 263.7761 | 0 | 264.5147 | -5.1843e-05 | 257.9143 | 0.00026447 | 257.7052 | 0 | 263.7761 | 0.36039 | 262.3037 | 0.058898 | 257.9143 | 0.0013631 | 326.418 | 0 | 257.9143 | 0.00020185 | 263.7761 | 0 | 326.418 | 0.00059846 | 326.418 | 0.00074888
|  | 326.6302 | 0.10599 | 326.6302 | 0.052997 | 262.5139 | 0.15376 | 264.7226 | -4.9101e-05 | 261.1217 | 0 | 258.1234 | 0 | 258.1234 | 0 | 326.6302 | 0.00076879 | 263.9822 | 0 | 264.7226 | -0.00074308 | 258.1234 | -0.00017061 | 257.9143 | 0 | 263.9822 | 0.097991 | 262.5139 | 0.059357 | 258.1234 | -3.2889e-05 | 326.6302 | 0.0006487 | 258.1234 | -0.00018812 | 263.9822 | 0 | 326.6302 | 0.00071681 | 326.6302 | 0.00089809
|  | 326.8424 | 0.25847 | 326.8424 | 0.20153 | 262.7241 | 0.77551 | 264.9305 | 0.0012582 | 261.3328 | 0 | 258.3326 | 0 | 258.3326 | 0 | 326.8424 | 0 | 264.1883 | 0 | 264.9305 | 0.00076319 | 258.3326 | 0.00022721 | 258.1234 | 0 | 264.1883 | 0.35668 | 262.7241 | 0.060056 | 258.3326 | 0.0012382 | 326.8424 | 0 | 258.3326 | 0.0001459 | 264.1883 | 0 | 326.8424 | 0.00059846 | 326.8424 | 0.00067357
|  | 327.0546 | -0.1999 | 327.0546 | -0.2863 | 262.9343 | 0.17736 | 265.1385 | -0.00089306 | 261.5439 | 0 | 258.5417 | 0 | 258.5417 | 0 | 327.0546 | 0.00073409 | 264.3944 | 0 | 265.1385 | -0.00061121 | 258.5417 | -0.00023885 | 258.3326 | 0 | 264.3944 | -0.1007 | 262.9343 | 0.060942 | 258.5417 | -0.00078338 | 327.0546 | 0.00052072 | 258.5417 | -0.00019612 | 264.3944 | 0 | 327.0546 | 0.00071681 | 327.0546 | 0.00089809
|  | 327.2668 | 0.33003 | 327.2668 | 0.25452 | 263.1445 | 0.74515 | 265.3465 | 0.0031764 | 261.755 | 0 | 258.7509 | 0 | 258.7509 | 0 | 327.2668 | 0 | 264.6005 | 0 | 265.3465 | 0.00040373 | 258.7509 | 0.00017692 | 258.5417 | 0 | 264.6005 | 0.58081 | 263.1445 | 0.061933 | 258.7509 | 0.0011568 | 327.2668 | 0 | 258.7509 | -4.2208e-05 | 264.6005 | 0 | 327.2668 | 0.00071681 | 327.2668 | 0.00074811
|  | 327.4791 | 0.14114 | 327.4791 | 0.074218 | 263.3547 | 0.2924 | 265.5545 | -0.0015486 | 261.9662 | 0 | 258.9601 | 0 | 258.9601 | 0 | 327.4791 | 0.00094644 | 264.8066 | 0 | 265.5545 | -0.00031612 | 258.9601 | -0.00015082 | 258.7509 | 0 | 264.8066 | 0.21537 | 263.3547 | 0.062938 | 258.9601 | -0.0004326 | 327.4791 | 0.0006487 | 258.9601 | -0.00018748 | 264.8066 | 0 | 327.4791 | 0.00071681 | 327.4791 | 0.00089809
|  | 327.6914 | 0.17583 | 327.6914 | 0.10605 | 263.5649 | 0.77497 | 265.7625 | 0.0029422 | 262.1773 | 0 | 259.1693 | 0 | 259.1693 | 0 | 327.6914 | 0 | 265.0128 | 0 | 265.7625 | 0.00032482 | 259.1693 | 0.00016191 | 258.9601 | 0 | 265.0128 | 0.18915 | 263.5649 | 0.063873 | 259.1693 | 0.00068964 | 327.6914 | 0 | 259.1693 | 1.8569e-05 | 265.0128 | 0 | 327.6914 | 0.00035841 | 327.6914 | 0.00067357
|  | 327.9037 | 0.33017 | 327.9037 | 0.22268 | 263.7751 | 0.14542 | 265.9706 | -0.0012372 | 262.3885 | 0 | 259.3785 | 0 | 259.3785 | 0 | 327.9037 | 0.00094644 | 265.2189 | 0 | 265.9706 | -0.00022515 | 259.3785 | -0.00025178 | 259.1693 | 0 | 265.2189 | 0.085307 | 263.7751 | 0.064675 | 259.3785 | -9.6358e-05 | 327.9037 | 0.0006487 | 259.3785 | -8.3847e-05 | 265.2189 | 0 | 327.9037 | 0.00083684 | 327.9037 | 0.00089809
|  | 328.116 | 0.10704 | 328.116 | 0.031805 | 263.9854 | 0.70179 | 266.1786 | 0.0034102 | 262.5996 | 0 | 259.5877 | 0 | 259.5877 | 0 | 328.116 | 0 | 265.4251 | 0 | 266.1786 | 0.0004528 | 259.5877 | 0.00015744 | 259.3785 | 0 | 265.4251 | 0.36441 | 263.9854 | 0.065308 | 259.5877 | 0.00055224 | 328.116 | 0 | 259.5877 | 6.5775e-05 | 265.4251 | 0 | 328.116 | 0.00071681 | 328.116 | 0.00082343
|  | 328.3283 | -0.034882 | 328.3283 | -0.074317 | 264.1956 | 0.24024 | 266.3867 | -0.0016377 | 262.8108 | 0 | 259.797 | 0 | 259.797 | 0 | 328.3283 | 0.00094644 | 265.6313 | 0 | 266.3867 | -0.00043031 | 259.797 | -0.00020791 | 259.5877 | 0 | 265.6313 | 0.054623 | 264.1956 | 0.065764 | 259.797 | -0.00092264 | 328.3283 | 0.0006487 | 259.797 | -8.6388e-05 | 265.6313 | 0 | 328.3283 | 0.00071681 | 328.3283 | 0.00089809
|  | 328.5407 | 0.22292 | 328.5407 | 0.13793 | 264.4059 | 0.76212 | 266.5947 | 0.00041078 | 263.022 | 0 | 260.0062 | 0 | 260.0062 | 0 | 328.5407 | 0 | 265.8374 | 0 | 266.5947 | 0.00035355 | 260.0062 | 0.0004041 | 259.797 | 0 | 265.8374 | -0.15298 | 264.4059 | 0.066054 | 260.0062 | 0.001627 | 328.5407 | 0 | 260.0062 | 2.4571e-05 | 265.8374 | 0 | 328.5407 | 0.00059846 | 328.5407 | 0.00082277
|  | 328.753 | 0.11575 | 328.753 | -0.03177 | 264.6162 | 0.23162 | 266.8028 | -0.00036531 | 263.2332 | 0 | 260.2155 | 0 | 260.2155 | 0 | 328.753 | 0.00094644 | 266.0436 | 0 | 266.8028 | -0.00048743 | 260.2155 | -0.00025129 | 260.0062 | 0 | 266.0436 | 0.4307 | 264.6162 | 0.066201 | 260.2155 | 0.00014326 | 328.753 | 0.0006487 | 260.2155 | 0.00013724 | 266.0436 | 0 | 328.753 | 0.00071681 | 328.753 | 0.00089809
|  | 328.9654 | 0.22397 | 328.9654 | 0.15914 | 264.8265 | 0.74849 | 267.011 | 0.0013321 | 263.4444 | 0 | 260.4248 | 0 | 260.4248 | 0 | 328.9654 | 0 | 266.2499 | 0 | 267.011 | 0.00042367 | 260.4248 | 0.00025242 | 260.2155 | 0 | 266.2499 | 0.2164 | 264.8265 | 0.066221 | 260.4248 | 0.00058543 | 328.9654 | 0 | 260.4248 | 6.3804e-05 | 266.2499 | 0 | 328.9654 | 0.00047843 | 328.9654 | 0.00074823
|  | 329.1778 | 0.094448 | 329.1778 | -0.010462 | 265.0368 | 0.15762 | 267.2191 | -0.00076495 | 263.6557 | 0 | 260.6341 | 0 | 260.6341 | 0 | 329.1778 | 0.00094644 | 266.4561 | 0 | 267.2191 | -0.00039615 | 260.6341 | -0.00024645 | 260.4248 | 0 | 266.4561 | -0.17371 | 265.0368 | 0.066124 | 260.6341 | -0.0013564 | 329.1778 | 0.0006487 | 260.6341 | -6.2164e-05 | 266.4561 | 0 | 329.1778 | 0.00071681 | 329.1778 | 0.00089809
|  | 329.3902 | 0.082909 | 329.3902 | 0.021221 | 265.2472 | 0.74915 | 267.4272 | 0.0010493 | 263.8669 | 0 | 260.8433 | 0 | 260.8433 | 0 | 329.3902 | 0 | 266.6624 | 0 | 267.4272 | 0.00035981 | 260.8433 | 7.7203e-05 | 260.6341 | 0 | 266.6624 | 0.25602 | 265.2472 | 0.065906 | 260.8433 | 0.00022311 | 329.3902 | 0 | 260.8433 | -3.4301e-05 | 266.6624 | 0 | 329.3902 | 0.00035841 | 329.3902 | 0.00067357
|  | 329.6027 | 0.17656 | 329.6027 | 0.1591 | 265.4575 | 0.21549 | 267.6354 | -0.00094679 | 264.0782 | 0 | 261.0527 | 0 | 261.0527 | 0 | 329.6027 | 0.00094644 | 266.8686 | 0 | 267.6354 | -0.00026617 | 261.0527 | -0.00029068 | 260.8433 | 0 | 266.8686 | -0.057802 | 265.4575 | 0.065554 | 261.0527 | -3.1826e-05 | 329.6027 | 0.0006487 | 261.0527 | 3.3345e-05 | 266.8686 | 0 | 329.6027 | 0.00071681 | 329.6027 | 0.00089809
|  | 329.8151 | 0.30497 | 329.8151 | 0.22268 | 265.6678 | 0.78222 | 267.8436 | 0.0019572 | 264.2895 | 0 | 261.262 | 0 | 261.262 | 0 | 329.8151 | 0 | 267.0749 | 0 | 267.8436 | 0.00029436 | 261.262 | 0.00020192 | 261.0527 | 0 | 267.0749 | 0.12505 | 265.6678 | 0.06506 | 261.262 | 0.00083239 | 329.8151 | 0 | 261.262 | 0.00010566 | 267.0749 | 0 | 329.8151 | 0.00047843 | 329.8151 | 0.00074888
|  | 330.0276 | 0.13046 | 330.0276 | 0.095439 | 265.8782 | 0.18935 | 268.0518 | -0.0010025 | 264.5007 | 0 | 261.4713 | 0 | 261.4713 | 0 | 330.0276 | 0.00094644 | 267.2812 | 0 | 268.0518 | -0.0005775 | 261.4713 | -0.00033642 | 261.262 | 0 | 267.2812 | -0.21865 | 265.8782 | 0.064424 | 261.4713 | -0.00064761 | 330.0276 | 0.00039526 | 261.4713 | -0.00012704 | 267.2812 | 0 | 330.0276 | 0.00071681 | 330.0276 | 0.00089809
|  | 330.24 | 0.024072 | 330.24 | -0.053114 | 266.0886 | 0.75319 | 268.26 | 0.0014917 | 264.712 | 0 | 261.6807 | 0 | 261.6807 | 0 | 330.24 | 0 | 267.4875 | 0 | 268.26 | 0.00013008 | 261.6807 | 0.00045146 | 261.4713 | 0 | 267.4875 | -0.19527 | 266.0886 | 0.06367 | 261.6807 | 0.0005349 | 330.24 | 0 | 261.6807 | 3.8482e-05 | 267.4875 | 0 | 330.24 | 0.00071681 | 330.24 | 0.00067357
|  | 330.4525 | 0.24707 | 330.4525 | 0.13761 | 266.299 | 0.26424 | 268.4682 | -0.0012089 | 264.9233 | 0 | 261.8901 | 0 | 261.8901 | 0 | 330.4525 | 0.00074009 | 267.6938 | 0 | 268.4682 | -0.00032985 | 261.8901 | -0.00023504 | 261.6807 | 0 | 267.6938 | -0.46476 | 266.299 | 0.062838 | 261.8901 | -0.00010026 | 330.4525 | 0.0006487 | 261.8901 | -0.00017095 | 267.6938 | 0 | 330.4525 | 0.00071681 | 330.4525 | 0.00089809
|  | 330.665 | 0.1168 | 330.665 | 0.12727 | 266.5094 | 0.69833 | 268.6764 | 0.0023615 | 265.1347 | 0 | 262.0995 | 0 | 262.0995 | 0 | 330.665 | 0 | 267.9001 | 0 | 268.6764 | 0.00035491 | 262.0995 | 1.5616e-05 | 261.8901 | 0 | 267.9001 | -0.0042723 | 266.5094 | 0.061987 | 262.0995 | 0.0010689 | 330.665 | 0 | 262.0995 | 0.00015619 | 267.9001 | 0 | 330.665 | 0.00059846 | 330.665 | 0.00067357
|  | 330.8776 | 0.30497 | 330.8776 | 0.25455 | 266.7198 | 0.21954 | 268.8847 | -0.0013463 | 265.346 | 0 | 262.3089 | 0 | 262.3089 | 0 | 330.8776 | 0.00094644 | 268.1065 | 0 | 268.8847 | -0.00012998 | 262.3089 | -0.0002798 | 262.0995 | 0 | 268.1065 | 0.0089342 | 266.7198 | 0.061182 | 262.3089 | -0.000165 | 330.8776 | 0.0006487 | 262.3089 | -2.0859e-05 | 268.1065 | 0 | 330.8776 | 0.00071681 | 330.8776 | 0.00089809
|  | 331.0901 | 0.24713 | 331.0901 | 0.14859 | 266.9302 | 0.73047 | 269.093 | 0.0021128 | 265.5574 | 0 | 262.5183 | 0 | 262.5183 | 0 | 331.0901 | 0 | 268.3128 | 0 | 269.093 | 0.00032687 | 262.5183 | 0.00013269 | 262.3089 | 0 | 268.3128 | 0.34221 | 266.9302 | 0.060479 | 262.5183 | 0.0011149 | 331.0901 | 0 | 262.5183 | 6.2137e-05 | 268.3128 | 0 | 331.0901 | 0.00059679 | 331.0901 | 0.00074823
|  | 331.3027 | -0.37672 | 331.3027 | -0.40283 | 267.1406 | 0.1848 | 269.3012 | -0.0031159 | 265.7688 | 0 | 262.7277 | 0 | 262.7277 | 0 | 331.3027 | 0.00074009 | 268.5192 | 0 | 269.3012 | -0.00079618 | 262.7277 | -9.385e-05 | 262.5183 | 0 | 268.5192 | 0.05855 | 267.1406 | 0.05992 | 262.7277 | -0.0010133 | 331.3027 | 0.0006487 | 262.7277 | -0.00010697 | 268.5192 | 0 | 331.3027 | 0.00071681 | 331.3027 | 0.00089809
|  | 331.5152 | 0.23526 | 331.5152 | 0.16974 | 267.3511 | 0.79014 | 269.5095 | 0.00088209 | 265.9801 | 0 | 262.9371 | 0 | 262.9371 | 0 | 331.5152 | 0 | 268.7256 | 0 | 269.5095 | 0.00060065 | 262.9371 | 0.00011784 | 262.7277 | 0 | 268.7256 | 0.32596 | 267.3511 | 0.059524 | 262.9371 | 0.00011961 | 331.5152 | 0 | 262.9371 | 5.8021e-05 | 268.7256 | 0 | 331.5152 | 0.00047844 | 331.5152 | 0.00067357
|  | 331.7278 | 0.22292 | 331.7278 | 0.13783 | 267.5615 | 0.16925 | 269.7179 | -0.00048456 | 266.1915 | 0 | 263.1466 | 0 | 263.1466 | 0 | 331.7278 | 0.00094644 | 268.932 | 0 | 269.7179 | -0.00043715 | 263.1466 | -0.00027029 | 262.9371 | 0 | 268.932 | -0.1435 | 267.5615 | 0.059289 | 263.1466 | -0.00050763 | 331.7278 | 0.00052072 | 263.1466 | -6.862e-06 | 268.932 | 0 | 331.7278 | 0.00071681 | 331.7278 | 0.00089809
|  | 331.9404 | 0.058894 | 331.9404 | 0.021186 | 267.772 | 0.71267 | 269.9262 | 0.0019335 | 266.4029 | 0 | 263.3561 | 0 | 263.3561 | 0 | 331.9404 | 0 | 269.1384 | 0 | 269.9262 | 0.00036284 | 263.3561 | 0.00018782 | 263.1466 | 0 | 269.1384 | 0.16805 | 267.772 | 0.059196 | 263.3561 | 0.00028101 | 331.9404 | 0 | 263.3561 | 0.00030471 | 269.1384 | 0 | 331.9404 | 0.00047843 | 331.9404 | 0.00067357
|  | 332.1531 | 0.3764 | 332.1531 | 0.32878 | 267.9825 | 0.194 | 270.1346 | 0.001252 | 266.6144 | 0 | 263.5655 | 0 | 263.5655 | 0 | 332.1531 | 0.00094644 | 269.3448 | 0 | 270.1346 | -0.00019988 | 263.5655 | -0.00026873 | 263.3561 | 0 | 269.3448 | -0.16443 | 267.9825 | 0.059221 | 263.5655 | -0.00067432 | 332.1531 | 0.00052072 | 263.5655 | -5.7397e-05 | 269.3448 | 0 | 332.1531 | 0.00071681 | 332.1531 | 0.00089809
|  | 332.3657 | 0.082909 | 332.3657 | 0.053015 | 268.193 | 0.74977 | 270.3429 | 0.00052276 | 266.8258 | 0 | 263.775 | 0 | 263.775 | 0 | 332.3657 | 0 | 269.5512 | 0 | 270.3429 | 0.00046347 | 263.775 | 0.00018383 | 263.5655 | 0 | 269.5512 | 0.14702 | 268.193 | 0.05934 | 263.775 | 0.0011556 | 332.3657 | 0 | 263.775 | -1.6362e-05 | 269.5512 | 0 | 332.3657 | 0.00059679 | 332.3657 | 0.00082277
|  | 332.5784 | 0.21138 | 332.5784 | 0.10619 | 268.4035 | 0.18849 | 270.5513 | 0.00082179 | 267.0373 | 0 | 263.9846 | 0 | 263.9846 | 0 | 332.5784 | 0.00094644 | 269.7577 | 0 | 270.5513 | -0.00032418 | 263.9846 | 8.182e-05 | 263.775 | 0 | 269.7577 | 0.099983 | 268.4035 | 0.059539 | 263.9846 | 0.00015368 | 332.5784 | 0.00038111 | 263.9846 | 4.2513e-05 | 269.7577 | 0 | 332.5784 | 0.00071681 | 332.5784 | 0.00089809
|  | 332.791 | 0.23539 | 332.791 | 0.16958 | 268.614 | 0.80757 | 270.7597 | 0.0023337 | 267.2487 | 0 | 264.1941 | 0 | 264.1941 | 0 | 332.791 | 0 | 269.9642 | 0 | 270.7597 | 0.00027848 | 264.1941 | 7.099e-05 | 263.9846 | 0 | 269.9642 | 0.082642 | 268.614 | 0.05981 | 264.1941 | 0.0013546 | 332.791 | 0 | 264.1941 | 0.00016272 | 269.9642 | 0 | 332.791 | 0.00059846 | 332.791 | 0.00074823
|  | 333.0037 | 0.046423 | 333.0037 | -0.021204 | 268.8246 | 0.17431 | 270.9681 | 0.00034549 | 267.4602 | 0 | 264.4036 | 0 | 264.4036 | 0 | 333.0037 | 0.00094644 | 270.1707 | 0 | 270.9681 | -0.00063748 | 264.4036 | -0.00010315 | 264.1941 | 0 | 270.1707 | -0.14631 | 268.8246 | 0.060155 | 264.4036 | -0.00079313 | 333.0037 | 0.00052296 | 264.4036 | -2.4485e-05 | 270.1707 | 0 | 333.0037 | 0.00071681 | 333.0037 | 0.00089809
|  | 333.2164 | 0.18823 | 333.2164 | 0.10597 | 269.0351 | 0.78705 | 271.1766 | 0.0020585 | 267.6717 | 0 | 264.6132 | 0 | 264.6132 | 0 | 333.2164 | 0 | 270.3771 | 0 | 271.1766 | 0.0001245 | 264.6132 | 0.00032116 | 264.4036 | 0 | 270.3771 | 0.39264 | 269.0351 | 0.060576 | 264.6132 | 0.00045557 | 333.2164 | 0 | 264.6132 | 5.3573e-05 | 270.3771 | 0 | 333.2164 | 0.00059846 | 333.2164 | 0.00067357
|  | 333.4291 | 0.18855 | 333.4291 | 0.11671 | 269.2456 | 0.23775 | 271.385 | -0.0015727 | 267.8832 | 0 | 264.8227 | 0 | 264.8227 | 0 | 333.4291 | 0.00094644 | 270.5836 | 0 | 271.385 | -0.00047532 | 264.8227 | -4.3704e-05 | 264.6132 | 0 | 270.5836 | -0.20371 | 269.2456 | 0.061073 | 264.8227 | -0.0006018 | 333.4291 | 0.00050908 | 264.8227 | -0.00014952 | 270.5836 | 0 | 333.4291 | 0.00071681 | 333.4291 | 0.00082355
|  | 333.6419 | 0.082106 | 333.6419 | 0.05309 | 269.4562 | 0.76077 | 271.5935 | 0.0018922 | 268.0947 | 0 | 265.0323 | 0 | 265.0323 | 0 | 333.6419 | 0 | 270.7902 | 0 | 271.5935 | 0.00050534 | 265.0323 | 0.00013928 | 264.8227 | 0 | 270.7902 | 0.099695 | 269.4562 | 0.061643 | 265.0323 | 0.00079192 | 333.6419 | 0 | 265.0323 | 3.0014e-05 | 270.7902 | 0 | 333.6419 | 0.00071681 | 333.6419 | 0.00082355
|  | 333.8546 | 0.17669 | 333.8546 | 0.074393 | 269.6668 | 0.28009 | 271.802 | 0.00075182 | 268.3063 | 0 | 265.2418 | 0 | 265.2418 | 0 | 333.8546 | 0.00094644 | 270.9967 | 0 | 271.802 | -0.00056146 | 265.2418 | -0.00021472 | 265.0323 | 0 | 270.9967 | 0.19549 | 269.6668 | 0.062271 | 265.2418 | 5.4279e-05 | 333.8546 | 0.0006487 | 265.2418 | -0.0001197 | 270.9967 | 0 | 333.8546 | 0.00071681 | 333.8546 | 0.00089809
|  | 334.0674 | 0.21138 | 334.0674 | 0.19091 | 269.8774 | 0.70756 | 272.0105 | 0.0010951 | 268.5178 | 0 | 265.4515 | 0 | 265.4515 | 0 | 334.0674 | 0 | 271.2033 | 0 | 272.0105 | 0.0002808 | 265.4515 | 0.0004338 | 265.2418 | 0 | 271.2032 | 0.044059 | 269.8774 | 0.062939 | 265.4515 | 0.0017804 | 334.0674 | 0 | 265.4515 | 2.613e-05 | 271.2032 | 0 | 334.0674 | 0.00071681 | 334.0674 | 0.00082355
|  | 334.2802 | 0.035611 | 334.2802 | -0.042471 | 270.088 | 0.1665 | 272.219 | -0.0012766 | 268.7294 | 0 | 265.6611 | 0 | 265.6611 | 0 | 334.2802 | 0.00074009 | 271.4098 | 0 | 272.219 | -0.00021073 | 265.6611 | -0.00013143 | 265.4515 | 0 | 271.4098 | -0.087641 | 270.088 | 0.06362 | 265.6611 | -0.00084324 | 334.2802 | 0.00025568 | 265.6611 | -0.0003147 | 271.4098 | 0 | 334.2802 | 0.00071681 | 334.2802 | 0.00082355
|  | 334.493 | 0.42295 | 334.493 | 0.38175 | 270.2986 | 0.71212 | 272.4275 | 0.0022418 | 268.9409 | 0 | 265.8707 | 0 | 265.8707 | 0 | 334.493 | 0 | 271.6164 | 0 | 272.4275 | 0.00039212 | 265.8707 | 0.00026751 | 265.6611 | 0 | 271.6164 | 0.35586 | 270.2986 | 0.064284 | 265.8707 | 0.00081545 | 334.493 | 0 | 265.8707 | -3.7675e-05 | 271.6164 | 0 | 334.493 | 0.00071681 | 334.493 | 0.00074823
|  | 334.7058 | 0.21039 | 334.7058 | 0.1379 | 270.5092 | 0.21171 | 272.6361 | -0.0020109 | 269.1526 | 0 | 266.0804 | 0 | 266.0804 | 0 | 334.7058 | 0.00074009 | 271.823 | 0 | 272.6361 | -0.00040627 | 266.0804 | -0.00036031 | 265.8707 | 0 | 271.823 | 0.020456 | 270.5092 | 0.064897 | 266.0804 | -0.00029583 | 334.7058 | 0.00052072 | 266.0804 | -0.00011449 | 271.823 | 0 | 334.7058 | 0.00071681 | 334.7058 | 0.00089809
|  | 334.9187 | 0.10625 | 334.9187 | 0.053015 | 270.7199 | 0.71508 | 272.8446 | 0.0027964 | 269.3641 | 0 | 266.29 | 0 | 266.29 | 0 | 334.9187 | 0 | 272.0296 | 0 | 272.8446 | 0.00020981 | 266.29 | 0.00019042 | 266.0804 | 0 | 272.0296 | 0.10987 | 270.7199 | 0.065421 | 266.29 | 0.00075842 | 334.9187 | 0 | 266.29 | 9.4501e-05 | 272.0296 | 0 | 334.9187 | 0.00071681 | 334.9187 | 0.00074888
|  | 335.1315 | 0.28281 | 335.1315 | 0.24381 | 270.9305 | 0.22014 | 273.0532 | -0.0013758 | 269.5758 | 0 | 266.4997 | 0 | 266.4997 | 0 | 335.1315 | 0.00094644 | 272.2362 | 0 | 273.0532 | -0.00052529 | 266.4997 | -0.00023224 | 266.29 | 0 | 272.2362 | 0.03628 | 270.9305 | 0.065821 | 266.4997 | -0.00095666 | 335.1315 | 0.00052072 | 266.4997 | 6.0554e-05 | 272.2362 | 0 | 335.1315 | 0.00071681 | 335.1315 | 0.00089809
|  | 335.3444 | 0.10507 | 335.3444 | 0.053155 | 271.1412 | 0.7524 | 273.2618 | 0.0021707 | 269.7874 | 0 | 266.7093 | 0 | 266.7093 | 0 | 335.3444 | 0 | 272.4428 | 0 | 273.2618 | 5.9867e-05 | 266.7093 | 0.00027566 | 266.4997 | 0 | 272.4428 | 0.42103 | 271.1412 | 0.066063 | 266.7093 | 0.0011081 | 335.3444 | 0 | 266.7093 | 3.8175e-05 | 272.4428 | 0 | 335.3444 | 0.00047844 | 335.3444 | 0.00067357
|  | 335.5573 | 0.24713 | 335.5573 | 0.19085 | 271.3519 | 0.23518 | 273.4704 | -0.00016033 | 269.999 | 0 | 266.919 | 0 | 266.919 | 0 | 335.5573 | 0.00074009 | 272.6494 | 0 | 273.4704 | -0.00035278 | 266.919 | -0.00036158 | 266.7093 | 0 | 272.6494 | -0.15709 | 271.3519 | 0.066121 | 266.919 | -0.0011961 | 335.5573 | 0.00039306 | 266.919 | -0.00022264 | 272.6494 | 0 | 335.5573 | 0.00071681 | 335.5573 | 0.00089809
|  | 335.7702 | -0.059891 | 335.7702 | -0.084745 | 271.5626 | 0.73113 | 273.6791 | 0.0015227 | 270.2107 | 0 | 267.1288 | 0 | 267.1288 | 0 | 335.7702 | 0 | 272.8561 | 0 | 273.6791 | 0.00014804 | 267.1288 | 0.00011506 | 266.919 | 0 | 272.8561 | 0.021741 | 271.5626 | 0.065983 | 267.1288 | 0.0011059 | 335.7702 | 0 | 267.1288 | 0.00011867 | 272.8561 | 0 | 335.7702 | 0.00071681 | 335.7702 | 0.00089809
|  | 335.9831 | 0.00086022 | 335.9831 | -0.053108 | 271.7733 | 0.2812 | 273.8877 | -0.0013012 | 270.4224 | 0 | 267.3385 | 0 | 267.3385 | 0 | 335.9831 | 0.00055644 | 273.0628 | 0 | 273.8877 | -5.6005e-05 | 267.3385 | -0.00012093 | 267.1288 | 0 | 273.0628 | -0.10202 | 271.7733 | 0.065655 | 267.3385 | 2.0728e-05 | 335.9831 | 0.00038142 | 267.3385 | 1.055e-05 | 273.0628 | 0 | 335.9831 | 0.00071681 | 335.9831 | 0.00089809
|  | 336.196 | 0.19984 | 336.196 | 0.15897 | 271.984 | 0.73119 | 274.0963 | 0.0020119 | 270.634 | 0 | 267.5482 | 0 | 267.5482 | 0 | 336.196 | 0.00017478 | 273.2695 | 0 | 274.0963 | 0.00041734 | 267.5482 | 0.00042215 | 267.3385 | 0 | 273.2695 | 0.017603 | 271.984 | 0.065167 | 267.5482 | 0.00030588 | 336.196 | 0 | 267.5482 | 0.00012884 | 273.2695 | 0 | 336.196 | 0.00071681 | 336.196 | 0.00089809
|  | 336.409 | 0.30596 | 336.409 | 0.25457 | 272.1947 | 0.22262 | 274.305 | -0.0016176 | 270.8457 | 0 | 267.758 | 0 | 267.758 | 0 | 336.409 | 0.00073409 | 273.4762 | 0 | 274.305 | -0.0005426 | 267.758 | -0.00031012 | 267.5482 | 0 | 273.4762 | 0.20985 | 272.1947 | 0.064568 | 267.758 | -0.00036358 | 336.409 | 0.00025537 | 267.758 | -0.00016944 | 273.4762 | 0 | 336.409 | 0.00071681 | 336.409 | 0.00089809
|  | 336.6219 | 0.081917 | 336.6219 | 0 | 272.4055 | 0.73901 | 274.5137 | 0.0010443 | 271.0575 | 0 | 267.9677 | 0 | 267.9677 | 0 | 336.6219 | 0 | 273.6829 | 0 | 274.5137 | 0.00056734 | 267.9677 | 0.00019681 | 267.758 | 0 | 273.6829 | 0.36286 | 272.4055 | 0.063925 | 267.9677 | 0.00050649 | 336.6219 | 0.00012771 | 267.9677 | 6.6953e-05 | 273.6829 | 0 | 336.6219 | 0.00071681 | 336.6219 | 0.00082277
|  | 336.8349 | 0.24713 | 336.8349 | 0.21212 | 272.6162 | 0.22528 | 274.7224 | -7.7664e-05 | 271.2692 | 0 | 268.1775 | 0 | 268.1775 | 0 | 336.8349 | 0.00052774 | 273.8896 | 0 | 274.7224 | -0.00027929 | 268.1775 | -0.00019019 | 267.9677 | 0 | 273.8896 | 0.17706 | 272.6162 | 0.063311 | 268.1775 | -0.0003219 | 336.8349 | 0.00050908 | 268.1775 | -0.00012828 | 273.8896 | 0 | 336.8349 | 0.00071681 | 336.8349 | 0.00089809
|  | 337.0479 | 0.011613 | 337.0479 | -0.010503 | 272.827 | 0.72897 | 274.9312 | 0.0014708 | 271.4809 | 0 | 268.3873 | 0 | 268.3873 | 0 | 337.0479 | 0 | 274.0963 | 0 | 274.9312 | 0.00080071 | 268.3873 | 0.00056745 | 268.1775 | 0 | 274.0963 | 0.028612 | 272.827 | 0.0628 | 268.3873 | 0.0012817 | 337.0479 | 0 | 268.3873 | 0.00025244 | 274.0963 | 0 | 337.0479 | 0.00071681 | 337.0479 | 0.00089809
|  | 337.2609 | 0.27015 | 337.2609 | 0.18023 | 273.0378 | 0.2314 | 275.1399 | -0.00037035 | 271.6927 | 0 | 268.5971 | 0 | 268.5971 | 0 | 337.2609 | 0.00056244 | 274.3031 | 0 | 275.1399 | -7.6232e-05 | 268.5971 | -0.00021334 | 268.3873 | 0 | 274.3031 | 0.14899 | 273.0378 | 0.062451 | 268.5971 | -0.00069351 | 337.2609 | 0.00012766 | 268.5971 | 4.3387e-06 | 274.3031 | 0 | 337.2609 | 0.00071681 | 337.2609 | 0.00089809
|  | 337.4739 | 0.12933 | 337.4739 | 0.05309 | 273.2485 | 0.74119 | 275.3486 | 0.002093 | 271.9044 | 0 | 268.8069 | 0 | 268.8069 | 0 | 337.4739 | 0.00017478 | 274.5099 | 0 | 275.3486 | 0.00021645 | 268.8069 | 0.00032604 | 268.5971 | 0 | 274.5099 | 0.19171 | 273.2485 | 0.062302 | 268.8069 | 0.0010555 | 337.4739 | 0 | 268.8069 | 0.00010437 | 274.5099 | 0 | 337.4739 | 0.00071681 | 337.4739 | 0.00074888
|  | 337.687 | 0.023881 | 337.687 | 0 | 273.4594 | 0.23126 | 275.5574 | -0.0021347 | 272.1162 | 0 | 269.0167 | 0 | 269.0167 | 0 | 337.687 | 0.00074009 | 274.7166 | 0 | 275.5574 | -0.00025778 | 269.0167 | 2.7387e-05 | 268.8069 | 0 | 274.7166 | -0.064598 | 273.4594 | 0.062367 | 269.0167 | 0.00017255 | 337.687 | 0 | 269.0167 | 0.00013178 | 274.7166 | 0 | 337.687 | 0.00071681 | 337.687 | 0.00089809
|  | 337.9 | 0.16502 | 337.9 | 0.10612 | 273.6701 | 0.78084 | 275.7662 | 0.00088964 | 272.328 | 0 | 269.2266 | 0 | 269.2266 | 0 | 337.9 | 0.00017531 | 274.9234 | 0 | 275.7662 | 0.00028475 | 269.2266 | 7.8966e-05 | 269.0167 | 0 | 274.9234 | 0.023982 | 273.6701 | 0.062632 | 269.2266 | 0.0014659 | 337.9 | 0 | 269.2266 | 0.00010935 | 274.9234 | 0 | 337.9 | 0.00071681 | 337.9 | 0.00089809
|  | 338.1131 | 0.18823 | 338.1131 | 0.10603 | 273.881 | 0.26839 | 275.975 | -0.00057235 | 272.5398 | 0 | 269.4364 | 0 | 269.4364 | 0 | 338.1131 | 0.00074009 | 275.1302 | 0 | 275.975 | -0.000808 | 269.4364 | -0.00015185 | 269.2266 | 0 | 275.1302 | -0.076535 | 273.881 | 0.06306 | 269.4364 | 0.00020803 | 338.1131 | 0.00012771 | 269.4364 | -0.00034283 | 275.1302 | 0 | 338.1131 | 0.00071681 | 338.1131 | 0.00089809
|  | 338.3262 | 0.10612 | 338.3262 | 0.095504 | 274.0918 | 0.64617 | 276.1838 | 0.0026725 | 272.7516 | 0 | 269.6463 | 0 | 269.6463 | 0 | 338.3262 | 0.00038766 | 275.337 | 0 | 276.1838 | 0.00036851 | 269.6463 | 0.00027509 | 269.4364 | 0 | 275.337 | 0.51122 | 274.0918 | 0.063599 | 269.6463 | 0.0011414 | 338.3262 | 0.00012574 | 269.6463 | 0.00010167 | 275.337 | 0 | 338.3262 | 0.00071681 | 338.3262 | 0.00089809
|  | 338.5393 | 0.39961 | 338.5393 | 0.32869 | 274.3027 | 0.24325 | 276.3926 | -4.4312e-05 | 272.9635 | 0 | 269.8562 | 0 | 269.8562 | 0 | 338.5393 | 0.00074009 | 275.5439 | 0 | 276.3926 | -0.00028438 | 269.8562 | -9.6835e-05 | 269.6463 | 0 | 275.5439 | -0.21653 | 274.3027 | 0.064186 | 269.8562 | 0.00020021 | 338.5393 | 0.0002534 | 269.8562 | -0.00014003 | 275.5439 | 0 | 338.5393 | 0.00071681 | 338.5393 | 0.00089809
|  | 338.7525 | 0.047224 | 338.7525 | -0.010602 | 274.5135 | 0.73534 | 276.6015 | 0.001987 | 273.1753 | 0 | 270.0661 | 0 | 270.0661 | 0 | 338.7525 | 0.00074009 | 275.7507 | 0 | 276.6015 | -0.00015336 | 270.0661 | 7.2334e-05 | 269.8562 | 0 | 275.7507 | 0.18361 | 274.5135 | 0.064755 | 270.0661 | 0.00079189 | 338.7525 | 0 | 270.0661 | 8.7451e-05 | 275.7507 | 0 | 338.7525 | 0.00071681 | 338.7525 | 0.00089809
|  | 338.9656 | 0.18922 | 338.9656 | 0.095346 | 274.7244 | 0.17468 | 276.8104 | -0.0015269 | 273.3872 | 0 | 270.276 | 0 | 270.276 | 0 | 338.9656 | 0.00074009 | 275.9576 | 0 | 276.8104 | -0.0001825 | 270.276 | -0.00040341 | 270.0661 | 0 | 275.9576 | 0.16674 | 274.7244 | 0.065248 | 270.276 | -0.00081865 | 338.9656 | 0.00012574 | 270.276 | -4.6399e-05 | 275.9576 | 0 | 338.9656 | 0.00071681 | 338.9656 | 0.00089809
|  | 339.1787 | 0.21138 | 339.1787 | 0.19079 | 274.9353 | 0.74147 | 277.0193 | 0.0024115 | 273.599 | 0 | 270.4859 | 0 | 270.4859 | 0 | 339.1787 | 0.00035296 | 276.1645 | 0 | 277.0193 | 9.5125e-05 | 270.4859 | 0.00050788 | 270.276 | 0 | 276.1645 | 0.1509 | 274.9353 | 0.065615 | 270.4859 | 0.00089794 | 339.1787 | 0.00012574 | 270.4859 | 0.00013646 | 276.1645 | 0 | 339.1787 | 0.00071681 | 339.1787 | 0.00089809
|  | 339.3919 | -0.30602 | 339.3919 | -0.29696 | 275.1462 | 0.18642 | 277.2282 | -0.0022023 | 273.8109 | 0 | 270.6958 | 0 | 270.6958 | 0 | 339.3919 | 0.00056478 | 276.3713 | 0 | 277.2282 | -0.00042109 | 270.6958 | -8.5109e-05 | 270.4859 | 0 | 276.3713 | 0.08025 | 275.1462 | 0.065822 | 270.6958 | -0.00055216 | 339.3919 | 0.00025537 | 270.6958 | -8.2688e-05 | 276.3713 | 0 | 339.3919 | 0.00071681 | 339.3919 | 0.00089809
|  | 339.6051 | 0.21138 | 339.6051 | 0.1485 | 275.3571 | 0.82103 | 277.4371 | 0.0027412 | 274.0228 | 0 | 270.9058 | 0 | 270.9058 | 0 | 339.6051 | 0.00094644 | 276.5783 | 0 | 277.4371 | 0.00018683 | 270.9058 | 0.00024251 | 270.6958 | 0 | 276.5782 | -0.1159 | 275.3571 | 0.065851 | 270.9058 | 0.0012475 | 339.6051 | 0.00038335 | 270.9058 | 0.00014177 | 276.5782 | 0 | 339.6051 | 0.00071681 | 339.6051 | 0.00089809
|  | 339.8183 | 0.16435 | 339.8183 | 0.095504 | 275.568 | 0.26196 | 277.646 | 9.8926e-05 | 274.2347 | 0 | 271.1157 | 0 | 271.1157 | 0 | 339.8183 | 0.00035009 | 276.7852 | 0 | 277.646 | -0.00068156 | 271.1157 | -0.00024379 | 270.9058 | 0 | 276.7852 | -0.18473 | 275.568 | 0.065699 | 271.1157 | -0.00045228 | 339.8183 | 0 | 271.1157 | -8.3433e-05 | 276.7852 | 0 | 339.8183 | 0.00071681 | 339.8183 | 0.00089809
|  | 340.0315 | 0.035744 | 340.0315 | -0.031829 | 275.7789 | 0.72063 | 277.8549 | 0.0020499 | 274.4467 | 0 | 271.3257 | 0 | 271.3257 | 0 | 340.0315 | 0.00052774 | 276.9921 | 0 | 277.8549 | 0.00071725 | 271.3257 | 9.9274e-05 | 271.1157 | 0 | 276.9921 | 0.038805 | 275.7789 | 0.065384 | 271.3257 | 0.00013585 | 340.0315 | 0.00012766 | 271.3257 | 8.705e-05 | 276.9921 | 0 | 340.0315 | 0.00071681 | 340.0315 | 0.00089809
|  | 340.2448 | 0.24825 | 340.2448 | 0.191 | 275.9899 | 0.23782 | 278.0639 | -0.0017392 | 274.6586 | 0 | 271.5357 | 0 | 271.5357 | 0 | 340.2448 | 0.00052774 | 277.199 | 0 | 278.0639 | -0.00046811 | 271.5357 | -0.00016949 | 271.3257 | 0 | 277.199 | 0.27032 | 275.9899 | 0.064931 | 271.5357 | -0.00051215 | 340.2448 | 0.00025568 | 271.5357 | -9.4812e-05 | 277.199 | 0 | 340.2448 | 0.00071681 | 340.2448 | 0.00089809
|  | 340.458 | 0.011673 | 340.458 | -0.010544 | 276.2008 | 0.7061 | 278.2729 | 0.0025684 | 274.8705 | 0 | 271.7457 | 0 | 271.7457 | 0 | 340.458 | 0.00035009 | 277.406 | 0 | 278.2729 | 0.00035568 | 271.7457 | 0.00040966 | 271.5357 | 0 | 277.406 | 0.36272 | 276.2008 | 0.064377 | 271.7457 | 0.0017529 | 340.458 | 0.00012798 | 271.7457 | 0.00019619 | 277.406 | 0 | 340.458 | 0.00071681 | 340.458 | 0.00089809
|  | 340.6713 | 0.17669 | 340.6713 | 0.11661 | 276.4118 | 0.21989 | 278.4819 | 1.387e-06 | 275.0825 | 0 | 271.9557 | 0 | 271.9557 | 0 | 340.6713 | 0.00035009 | 277.613 | 0 | 278.4819 | -0.00032825 | 271.9557 | 2.1567e-06 | 271.7457 | 0 | 277.6129 | -0.070316 | 276.4118 | 0.063763 | 271.9557 | -0.00020581 | 340.6713 | 0 | 271.9557 | -5.0162e-05 | 277.6129 | 0 | 340.6713 | 0.00071681 | 340.6713 | 0.00089809
|  | 340.8846 | 0.21133 | 340.8846 | 0.11656 | 276.6228 | 0.82611 | 278.6909 | 0.0020926 | 275.2945 | 0 | 272.1657 | 0 | 272.1657 | 0 | 340.8846 | 0.00056244 | 277.8199 | 0 | 278.6909 | 0.00038489 | 272.1657 | 0.00032725 | 271.9557 | 0 | 277.8199 | 0.31779 | 276.6228 | 0.063127 | 272.1657 | 0.0013564 | 340.8846 | 0 | 272.1657 | 9.1753e-05 | 277.8199 | 0 | 340.8846 | 0.00071681 | 340.8846 | 0.00089809
|  | 341.0979 | 0.29349 | 341.0979 | 0.22275 | 276.8338 | 0.1957 | 278.8999 | 0.0012701 | 275.5065 | 0 | 272.3758 | 0 | 272.3758 | 0 | 341.0979 | 0.00017765 | 278.0269 | 0 | 278.8999 | -0.00022188 | 272.3758 | -0.0001084 | 272.1657 | 0 | 278.0269 | -0.14271 | 276.8338 | 0.0625 | 272.3758 | 0.00024577 | 341.0979 | 0 | 272.3758 | 4.0176e-05 | 278.0269 | 0 | 341.0979 | 0.00071681 | 341.0979 | 0.00082355
|  | 341.3112 | 0.24745 | 341.3112 | 0.18027 | 277.0448 | 0.71575 | 279.1089 | 0.0019746 | 275.7185 | 0 | 272.5858 | 0 | 272.5858 | 0 | 341.3112 | 0.00074009 | 278.2339 | 0 | 279.1089 | 0.0006878 | 272.5858 | 0.00014261 | 272.3758 | 0 | 278.2339 | 0.15551 | 277.0448 | 0.06191 | 272.5858 | 0.00077445 | 341.3112 | 0.00025344 | 272.5858 | 2.4784e-06 | 278.2339 | 0 | 341.3112 | 0.00071681 | 341.3112 | 0.00089809
|  | 341.5245 | 0.38807 | 341.5245 | 0.32853 | 277.2558 | 0.21213 | 279.318 | 0.00082321 | 275.9305 | 0 | 272.7959 | 0 | 272.7959 | 0 | 341.5245 | 0.00017531 | 278.4409 | 0 | 279.318 | -3.0557e-05 | 272.7959 | -0.00013027 | 272.5858 | 0 | 278.4409 | -0.084564 | 277.2558 | 0.061375 | 272.7959 | -0.00028719 | 341.5245 | 0 | 272.7959 | -0.00018581 | 278.4409 | 0 | 341.5245 | 0.00071681 | 341.5245 | 0.00089809
|  | 341.7379 | 0.012344 | 341.7379 | -0.095364 | 277.4669 | 0.80343 | 279.5271 | 0.002455 | 276.1426 | 0 | 273.006 | 0 | 273.006 | 0 | 341.7379 | 0.00055644 | 278.648 | 0 | 279.5271 | 0.00049786 | 273.006 | 0.00033186 | 272.7959 | 0 | 278.648 | -0.056863 | 277.4669 | 0.060909 | 273.006 | 0.0011115 | 341.7379 | 0 | 273.006 | 0.0001346 | 278.648 | 0 | 341.7379 | 0.00071681 | 341.7379 | 0.00089809
|  | 341.9513 | 0.34084 | 341.9513 | 0.2756 | 277.6779 | 0.16125 | 279.7362 | 6.9202e-05 | 276.3546 | 0 | 273.2161 | 0 | 273.2161 | 0 | 341.9513 | 0 | 278.855 | 0 | 279.7362 | -0.0001514 | 273.2161 | -0.00011805 | 273.006 | 0 | 278.855 | 0.11878 | 277.6779 | 0.060524 | 273.2161 | -0.00052432 | 341.9513 | 0.00012766 | 273.2161 | -1.2669e-05 | 278.855 | 0 | 341.9513 | 0.00071681 | 341.9513 | 0.00082277
|  | 342.1646 | 0.11766 | 342.1646 | 0.042489 | 277.8889 | 0.78701 | 279.9453 | 0.0011856 | 276.5667 | 0 | 273.4262 | 0 | 273.4262 | 0 | 342.1646 | 0.00094644 | 279.0621 | 0 | 279.9453 | 0.00067255 | 273.4262 | 0.0001535 | 273.2161 | 0 | 279.0621 | -0.015675 | 277.8889 | 0.060232 | 273.4262 | 0.0013253 | 342.1646 | 0.00052072 | 273.4262 | -6.9277e-05 | 279.0621 | 0 | 342.1646 | 0.00071681 | 342.1646 | 0.00089809
|  | 342.378 | 0.1999 | 342.378 | 0.14852 | 278.1 | 0.20408 | 280.1544 | -0.0025306 | 276.7788 | 0 | 273.6363 | 0 | 273.6363 | 0 | 342.378 | 0 | 279.2692 | 0 | 280.1544 | -0.00012677 | 273.6363 | -0.00017499 | 273.4262 | 0 | 279.2692 | 0.029398 | 278.1 | 0.060041 | 273.6363 | 1.4648e-06 | 342.378 | 0.00012771 | 273.6363 | -7.1763e-05 | 279.2692 | 0 | 342.378 | 0.00071681 | 342.378 | 0.00089809
|  | 342.5915 | 0.60142 | 342.5915 | 0.53025 | 278.3111 | 0.77653 | 280.3635 | 0.0022636 | 276.9908 | 0 | 273.8465 | 0 | 273.8465 | 0 | 342.5915 | 0.00074009 | 279.4763 | 0 | 280.3635 | 0.00021064 | 273.8465 | 8.9373e-05 | 273.6363 | 0 | 279.4763 | 0.251 | 278.3111 | 0.059959 | 273.8465 | 0.0010043 | 342.5915 | 0.00039306 | 273.8465 | -1.8591e-05 | 279.4763 | 0 | 342.5915 | 0.00071681 | 342.5915 | 0.00089809
|  | 342.8049 | 0.15335 | 342.8049 | 0.084727 | 278.5222 | 0.22492 | 280.5727 | -0.00053818 | 277.2029 | 0 | 274.0566 | 0 | 274.0566 | 0 | 342.8049 | 0.00017478 | 279.6834 | 0 | 280.5727 | -0.00032265 | 274.0566 | -0.00016258 | 273.8465 | 0 | 279.6833 | 0.31636 | 278.5222 | 0.059982 | 274.0566 | -0.0001327 | 342.8049 | 0 | 274.0566 | -0.00019825 | 279.6833 | 0 | 342.8049 | 0.00071681 | 342.8049 | 0.00089809
|  | 343.0183 | 0.34171 | 343.0183 | 0.2862 | 278.7333 | 0.74815 | 280.7819 | 0.0026536 | 277.4151 | 0 | 274.2668 | 0 | 274.2668 | 0 | 343.0183 | 0.00052774 | 279.8905 | 0 | 280.7819 | 0.00050591 | 274.2668 | 0.00023432 | 274.0566 | 0 | 279.8905 | 0.23785 | 278.7333 | 0.0601 | 274.2668 | 0.0012245 | 343.0183 | 0.00025537 | 274.2668 | 8.1981e-05 | 279.8905 | 0 | 343.0183 | 0.00071681 | 343.0183 | 0.00082277
|  | 343.2318 | 0.25979 | 343.2318 | 0.16983 | 278.9444 | 0.22123 | 280.9911 | 2.1493e-05 | 277.6272 | 0 | 274.4769 | 0 | 274.4769 | 0 | 343.2318 | 0 | 280.0976 | 0 | 280.9911 | -0.00030594 | 274.4769 | -0.00025621 | 274.2668 | 0 | 280.0976 | 0.39922 | 278.9444 | 0.060292 | 274.4769 | -0.00053449 | 343.2318 | 0 | 274.4769 | -0.0001861 | 280.0976 | 0 | 343.2318 | 0.00059846 | 343.2318 | 0.00067357
|  | 343.4453 | 0.20009 | 343.4453 | 0.1273 | 279.1555 | 0.77173 | 281.2003 | 0.003303 | 277.8393 | 0 | 274.6871 | 0 | 274.6871 | 0 | 343.4453 | 0.00094644 | 280.3048 | 0 | 281.2003 | 0.00054607 | 274.6871 | 0.00020283 | 274.4769 | 0 | 280.3047 | 0.082855 | 279.1555 | 0.06053 | 274.6871 | 0.00073117 | 343.4453 | 0.00052099 | 274.6871 | 0.00015632 | 280.3047 | 0 | 343.4453 | 0.00071681 | 343.4453 | 0.00089809
|  | 343.6588 | 0.22292 | 343.6588 | 0.15897 | 279.3667 | 0.19407 | 281.4094 | -1.6591e-05 | 278.0515 | 0 | 274.8973 | 0 | 274.8973 | 0 | 343.6588 | 0 | 280.5119 | 0 | 281.4094 | -0.00034803 | 274.8973 | -0.00037886 | 274.6871 | 0 | 280.5119 | -0.062661 | 279.3667 | 0.060788 | 274.8973 | -0.00039535 | 343.6588 | 0 | 274.8973 | -2.8063e-05 | 280.5119 | 0 | 343.6588 | 0.00071681 | 343.6588 | 0.00089809
|  | 343.8723 | 0.47018 | 343.8723 | 0.38176 | 279.5779 | 0.76587 | 281.6187 | 0.0039426 | 278.2637 | 0 | 275.1075 | 0 | 275.1075 | 0 | 343.8723 | 0.00094644 | 280.7191 | 0 | 281.6187 | 0.0007948 | 275.1075 | 0.00046593 | 274.8973 | 0 | 280.7191 | 0.13913 | 279.5779 | 0.061043 | 275.1075 | 0.0015376 | 343.8723 | 0.00038142 | 275.1075 | 0.00019384 | 280.7191 | 0 | 343.8723 | 0.00071681 | 343.8723 | 0.00089809
|  | 344.0858 | 0.3175 | 344.0858 | 0.22264 | 279.789 | 0.2241 | 281.8279 | -0.0015087 | 278.4759 | 0 | 275.3178 | 0 | 275.3178 | 0 | 344.0858 | 0 | 280.9263 | 0 | 281.8279 | -0.00033365 | 275.3178 | -5.0288e-05 | 275.1075 | 0 | 280.9263 | -0.10171 | 279.789 | 0.061284 | 275.3178 | -0.00058056 | 344.0858 | 0 | 275.3178 | 9.4322e-05 | 280.9263 | 0 | 344.0858 | 0.00071681 | 344.0858 | 0.00082343
|  | 344.2994 | 0.74026 | 344.2994 | 0.63622 | 280.0002 | 0.76605 | 282.0372 | 0.0014886 | 278.688 | 0 | 275.528 | 0 | 275.528 | 0 | 344.2994 | 0.00073409 | 281.1334 | 0 | 282.0372 | 0.00026801 | 275.528 | 0.00034069 | 275.3178 | 0 | 281.1335 | 0.43027 | 280.0002 | 0.061513 | 275.528 | 0.0011716 | 344.2994 | 0.0002534 | 275.528 | 0.00017583 | 281.1335 | 0 | 344.2994 | 0.00071681 | 344.2994 | 0.00089809
|  | 344.5129 | 0.30497 | 344.5129 | 0.14842 | 280.2114 | 0.26239 | 282.2465 | -0.0001055 | 278.9003 | 0 | 275.7383 | 0 | 275.7383 | 0 | 344.5129 | 0 | 281.3407 | 0 | 282.2465 | -0.00041467 | 275.7383 | -4.6191e-05 | 275.528 | 0 | 281.3407 | -0.11372 | 280.2114 | 0.06174 | 275.7383 | 0.00051191 | 344.5129 | 0 | 275.7383 | 2.1884e-05 | 281.3407 | 0 | 344.5129 | 0.00071681 | 344.5129 | 0.00089809
|  | 344.7265 | 0.2588 | 344.7265 | 0.16975 | 280.4226 | 0.71294 | 282.4558 | 0.0021748 | 279.1125 | 0 | 275.9486 | 0 | 275.9486 | 0 | 344.7265 | 0.00094644 | 281.5479 | 0 | 282.4558 | 0.00036191 | 275.9486 | 0.0002616 | 275.7383 | 0 | 281.5479 | 0.071511 | 280.4226 | 0.061983 | 275.9486 | 0.00097282 | 344.7265 | 0.00038111 | 275.9486 | 4.2404e-05 | 281.5479 | 0 | 344.7265 | 0.00071681 | 344.7265 | 0.00089809
|  | 344.9401 | 0.047415 | 344.9401 | -0.010573 | 280.6338 | 0.282 | 282.6651 | -0.0012108 | 279.3247 | 0 | 276.1588 | 0 | 276.1588 | 0 | 344.9401 | 0 | 281.7551 | 0 | 282.6651 | -0.00059153 | 276.1588 | 2.0609e-05 | 275.9486 | 0 | 281.7551 | 0.091311 | 280.6338 | 0.062254 | 276.1588 | -0.00099859 | 344.9401 | 0 | 276.1588 | -0.00019031 | 281.7551 | 0 | 344.9401 | 0.00059846 | 344.9401 | 0.00089809
|  | 345.1537 | -0.08186 | 345.1537 | -0.14841 | 280.845 | 0.77581 | 282.8744 | 0.002382 | 279.537 | 0 | 276.3691 | 0 | 276.3691 | 0 | 345.1537 | 0.00094644 | 281.9624 | 0 | 282.8744 | 0.00073007 | 276.3691 | 0.00014134 | 276.1588 | 0 | 281.9624 | 0.084626 | 280.845 | 0.062562 | 276.3691 | 0.0010791 | 345.1537 | 0.0006487 | 276.3691 | 2.0179e-05 | 281.9624 | 0 | 345.1537 | 0.00071681 | 345.1537 | 0.00089809
|  | 345.3673 | 0.28195 | 345.3673 | 0.18033 | 281.0562 | 0.12445 | 283.0838 | 0.00017179 | 279.7492 | 0 | 276.5794 | 0 | 276.5794 | 0 | 345.3673 | 0.00017478 | 282.1696 | 0 | 283.0838 | -0.00015144 | 276.5794 | -0.00013991 | 276.3691 | 0 | 282.1696 | 0.23119 | 281.0562 | 0.062899 | 276.5794 | -0.0011057 | 345.3673 | 0 | 276.5794 | -0.00018682 | 282.1696 | 0 | 345.3673 | 0.00071681 | 345.3673 | 0.00089809
|  | 345.581 | 0.18934 | 345.581 | 0.10611 | 281.2675 | 0.73172 | 283.2931 | 0.0036114 | 279.9615 | 0 | 276.7897 | 0 | 276.7897 | 0 | 345.581 | 0.00094644 | 282.3769 | 0 | 283.2931 | 0.00022432 | 276.7897 | 4.4894e-05 | 276.5794 | 0 | 282.3769 | 0.35823 | 281.2675 | 0.063249 | 276.7897 | 0.00081074 | 345.581 | 0.00039499 | 276.7897 | 0.00011481 | 282.3769 | 0 | 345.581 | 0.00071681 | 345.581 | 0.00089809
|  | 345.7946 | 0.1755 | 345.7946 | 0.14865 | 281.4788 | 0.26222 | 283.5025 | -8.182e-05 | 280.1738 | 0 | 277.0001 | 0 | 277.0001 | 0 | 345.7946 | 0 | 282.5842 | 0 | 283.5025 | -0.00016338 | 277.0001 | 2.9207e-05 | 276.7897 | 0 | 282.5842 | 0.10313 | 281.4788 | 0.063589 | 277.0001 | 0.00079871 | 345.7946 | 0 | 277.0001 | 5.1671e-05 | 282.5842 | 0 | 345.7946 | 0.00071681 | 345.7946 | 0.00082355
|  | 346.0083 | 0.49333 | 346.0083 | 0.37122 | 281.69 | 0.75141 | 283.7119 | 0.0017591 | 280.3861 | 0 | 277.2104 | 0 | 277.2104 | 0 | 346.0083 | 0.00074009 | 282.7915 | 0 | 283.7119 | 0.00052526 | 277.2104 | 0.00028829 | 277.0001 | 0 | 282.7915 | 0.086572 | 281.69 | 0.06389 | 277.2104 | 0.001193 | 346.0083 | 0.00038111 | 277.2104 | 0.00014956 | 282.7915 | 0 | 346.0083 | 0.00071681 | 346.0083 | 0.00089809
|  | 346.222 | 0.21046 | 346.222 | 0.11656 | 281.9013 | 0.22911 | 283.9213 | -0.0021826 | 280.5985 | 0 | 277.4208 | 0 | 277.4208 | 0 | 346.222 | 0 | 282.9988 | 0 | 283.9213 | -0.00045796 | 277.4208 | -0.000235 | 277.2104 | 0 | 282.9988 | -0.076671 | 281.9013 | 0.064132 | 277.4208 | -0.00041789 | 346.222 | 0 | 277.4208 | -7.2133e-05 | 282.9988 | 0 | 346.222 | 0.00071681 | 346.222 | 0.00089809
|  | 346.4357 | 0.10513 | 346.4357 | -0.01041 | 282.1126 | 0.77969 | 284.1307 | 0.001579 | 280.8108 | 0 | 277.6312 | 0 | 277.6312 | 0 | 346.4357 | 0.00094644 | 283.2062 | 0 | 284.1307 | 0.00031743 | 277.6312 | 0.00036105 | 277.4208 | 0 | 283.2062 | 0.16619 | 282.1126 | 0.064302 | 277.6312 | 0.0011277 | 346.4357 | 0.00025564 | 277.6312 | 0.00011208 | 283.2062 | 0 | 346.4357 | 0.00071681 | 346.4357 | 0.00089809
|  | 346.6494 | 0.4006 | 346.6494 | 0.34974 | 282.3239 | 0.20169 | 284.3402 | -0.00032389 | 281.0231 | 0 | 277.8415 | 0 | 277.8415 | 0 | 346.6494 | 0 | 283.4135 | 0 | 284.3402 | 0.00017694 | 277.8415 | -0.00020765 | 277.6312 | 0 | 283.4135 | -0.25144 | 282.3239 | 0.0644 | 277.8415 | -0.00080794 | 346.6494 | 0 | 277.8415 | -7.5028e-05 | 283.4135 | 0 | 346.6494 | 0.00071681 | 346.6494 | 0.00074823
|  | 346.8632 | 0.23446 | 346.8632 | 0.1166 | 282.5353 | 0.78226 | 284.5496 | 0.0016711 | 281.2355 | 0 | 278.052 | 0 | 278.052 | 0 | 346.8632 | 0.00094644 | 283.6209 | 0 | 284.5496 | 0.00077426 | 278.052 | 9.9866e-05 | 277.8415 | 0 | 283.6209 | 0.45001 | 282.5353 | 0.064434 | 278.052 | 0.00039306 | 346.8632 | 0.0006487 | 278.052 | 8.4177e-08 | 283.6209 | 0 | 346.8632 | 0.00071681 | 346.8632 | 0.00089809
|  | 347.0769 | 0.28281 | 347.0769 | 0.14858 | 282.7466 | 0.20529 | 284.7591 | -0.00085609 | 281.4479 | 0 | 278.2624 | 0 | 278.2624 | 0 | 347.0769 | 0 | 283.8283 | 0 | 284.7591 | -0.00031248 | 278.2624 | -0.00029953 | 278.052 | 0 | 283.8282 | -0.12613 | 282.7466 | 0.064422 | 278.2624 | -0.00035277 | 347.0769 | 0 | 278.2624 | 8.7545e-05 | 283.8282 | 0 | 347.0769 | 0.00059846 | 347.0769 | 0.00082277
|  | 347.2907 | 0.29335 | 347.2907 | 0.22259 | 282.9579 | 0.67134 | 284.9686 | 0.002644 | 281.6603 | 0 | 278.4728 | 0 | 278.4728 | 0 | 347.2907 | 0.00094644 | 284.0356 | 0 | 284.9686 | 0.00059815 | 278.4728 | 0.00041051 | 278.2624 | 0 | 284.0356 | 0.30454 | 282.9579 | 0.064384 | 278.4728 | 0.0017429 | 347.2907 | 0.00038335 | 278.4728 | -0.00031379 | 284.0356 | 0 | 347.2907 | 0.00071681 | 347.2907 | 0.00089809
|  | 347.5045 | 0.16303 | 347.5045 | 0.10593 | 283.1693 | 0.24824 | 285.1781 | -0.0008082 | 281.8727 | 0 | 278.6832 | 0 | 278.6832 | 0 | 347.5045 | 0 | 284.243 | 0 | 285.1781 | -0.00035091 | 278.6832 | -0.00029783 | 278.4728 | 0 | 284.243 | -0.23572 | 283.1693 | 0.064336 | 278.6832 | 0.00016008 | 347.5045 | 0 | 278.6832 | -5.0113e-06 | 284.243 | 0 | 347.5045 | 0.00059846 | 347.5045 | 0.00082343
|  | 347.7183 | 0.51734 | 347.7183 | 0.36041 | 283.3807 | 0.85165 | 285.3876 | 0.0023907 | 282.0851 | 0 | 278.8937 | 0 | 278.8937 | 0 | 347.7183 | 0.00094644 | 284.4504 | 0 | 285.3876 | 0.00012736 | 278.8937 | 5.406e-05 | 278.6832 | 0 | 284.4504 | 0.27097 | 283.3807 | 0.064289 | 278.8937 | 0.0011618 | 347.7183 | 0.0006487 | 278.8937 | 4.3271e-05 | 284.4504 | 0 | 347.7183 | 0.00071681 | 347.7183 | 0.00089809
|  | 347.9321 | 0.16502 | 347.9321 | 0.021204 | 283.5921 | 0.16049 | 285.5971 | -1.382e-05 | 282.2975 | 0 | 279.1042 | 0 | 279.1042 | 0 | 347.9321 | 0 | 284.6579 | 0 | 285.5971 | -0.00041544 | 279.1042 | -0.00033757 | 278.8937 | 0 | 284.6579 | -0.2737 | 283.5921 | 0.064249 | 279.1042 | -0.00070227 | 347.9321 | 0 | 279.1042 | -0.0002544 | 284.6579 | 0 | 347.9321 | 0.00059679 | 347.9321 | 0.00074888
|  | 348.1459 | 0.21119 | 348.1459 | 0.042506 | 283.8035 | 0.78003 | 285.8067 | 0.0019131 | 282.5099 | 0 | 279.3146 | 0 | 279.3146 | 0 | 348.1459 | 0.00094644 | 284.8653 | 0 | 285.8067 | 6.4884e-05 | 279.3146 | 0.00021146 | 279.1042 | 0 | 284.8653 | 0.38259 | 283.8035 | 0.064214 | 279.3146 | 0.00024837 | 348.1459 | 0.00039499 | 279.3146 | 0.00023853 | 284.8653 | 0 | 348.1459 | 0.00071681 | 348.1459 | 0.00089809
|  | 348.3598 | 0.47209 | 348.3598 | 0.3286 | 284.0149 | 0.24436 | 286.0163 | -2.3149e-05 | 282.7224 | 0 | 279.5251 | 0 | 279.5251 | 0 | 348.3598 | 0.00017765 | 285.0727 | 0 | 286.0163 | -0.00054451 | 279.5251 | -0.00025513 | 279.3146 | 0 | 285.0728 | 0.076879 | 284.0149 | 0.06418 | 279.5251 | -0.00014354 | 348.3598 | 0 | 279.5251 | -5.5773e-05 | 285.0728 | 0 | 348.3598 | 0.00059846 | 348.3598 | 0.00082277