## Transmission
Ultra Broadband Wire Grid Polarizers
Transmission (%)
|  | Wavelength (nm) | Parallel | Perpendicular
|  | 250 | 37.8124 | 0.80363
|  | 251 | 38.8854 | 0.82579
|  | 252 | 39.8903 | 0.83728
|  | 253 | 40.8346 | 0.83963
Product Raw Data |  | 254 | 41.7253 | 0.83425
Wire Grid Polarizers: 300 nm - 3.2 µm |  | 255 | 42.5689 | 0.82242
|  | 256 | 43.3715 | 0.80533
Item # | WPXXX-UB1 | 257 | 44.1385 | 0.78405
DISCLAIMER: The data presented here are typical. Slight variations in performance data will occur from lot to lot. Please contact Technical Support with any questions regarding the use or reliability of this data. |  | 258 | 44.875 | 0.75956
|  | 259 | 45.5854 | 0.73276
|  | 260 | 46.274 | 0.70444
|  | 261 | 46.9445 | 0.6753
|  | 262 | 47.6003 | 0.64599
|  | 263 | 48.2442 | 0.61706
This data may be used in publications. However, please cite Thorlabs as the source. |  | 264 | 48.8791 | 0.58899
|  | 265 | 49.5071 | 0.5622
|  | 266 | 50.1304 | 0.53705
Additional Information: |  | 267 | 50.7505 | 0.51383
The data presented was taken from a single production run. Performance will vary from lot to lot. |  | 268 | 51.369 | 0.49277
|  | 269 | 51.987 | 0.47407
|  | 270 | 52.6054 | 0.45786
|  | 271 | 53.2251 | 0.44423
|  | 272 | 53.8464 | 0.43325
|  | 273 | 54.4697 | 0.42491
|  | 274 | 55.0952 | 0.41921
|  | 275 | 55.7228 | 0.41609
|  | 276 | 56.3524 | 0.41548
|  | 277 | 56.9836 | 0.41726
|  | 278 | 57.6161 | 0.4213
|  | 279 | 58.2493 | 0.42747
|  | 280 | 58.8825 | 0.4356
|  | 281 | 59.5151 | 0.4455
|  | 282 | 60.1464 | 0.45699
|  | 283 | 60.7754 | 0.46985
|  | 284 | 61.4012 | 0.4839
|  | 285 | 62.023 | 0.4989
|  | 286 | 62.6398 | 0.51464
|  | 287 | 63.2506 | 0.53091
|  | 288 | 63.8544 | 0.54749
|  | 289 | 64.4503 | 0.56415
|  | 290 | 65.0372 | 0.58068
|  | 291 | 65.6143 | 0.59689
|  | 292 | 66.1805 | 0.61257
|  | 293 | 66.7351 | 0.62753
|  | 294 | 67.277 | 0.64158
|  | 295 | 67.8055 | 0.65456
|  | 296 | 68.3199 | 0.6663
|  | 297 | 68.8193 | 0.67667
|  | 298 | 69.3031 | 0.68553
|  | 299 | 69.7707 | 0.69276
|  | 300 | 70.2217 | 0.69825
|  | 301 | 70.6555 | 0.70193
|  | 302 | 71.0717 | 0.70372
|  | 303 | 71.47 | 0.70356
|  | 304 | 71.8503 | 0.70143
|  | 305 | 72.2124 | 0.69729
|  | 306 | 72.5561 | 0.69115
|  | 307 | 72.8816 | 0.68302
|  | 308 | 73.189 | 0.67293
|  | 309 | 73.4784 | 0.66094
|  | 310 | 73.7502 | 0.64709
|  | 311 | 74.0047 | 0.63148
|  | 312 | 74.2423 | 0.61421
|  | 313 | 74.4636 | 0.59537
|  | 314 | 74.6693 | 0.5751
|  | 315 | 74.86 | 0.55354
|  | 316 | 75.0365 | 0.53083
|  | 317 | 75.1997 | 0.50714
|  | 318 | 75.3504 | 0.48264
|  | 319 | 75.4897 | 0.45752
|  | 320 | 75.6186 | 0.43196
|  | 321 | 75.7383 | 0.40616
|  | 322 | 75.8498 | 0.38033
|  | 323 | 75.9544 | 0.35466
|  | 324 | 76.0534 | 0.32936
|  | 325 | 76.148 | 0.30464
|  | 326 | 76.2395 | 0.2807
|  | 327 | 76.3293 | 0.25774
|  | 328 | 76.4187 | 0.23595
|  | 329 | 76.5091 | 0.21553
|  | 330 | 76.6017 | 0.19664
|  | 331 | 76.698 | 0.17945
|  | 332 | 76.7992 | 0.1641
|  | 333 | 76.9066 | 0.15072
|  | 334 | 77.0214 | 0.13941
|  | 335 | 77.1449 | 0.13026
|  | 336 | 77.2781 | 0.12333
|  | 337 | 77.422 | 0.11864
|  | 338 | 77.5777 | 0.11618
|  | 339 | 77.746 | 0.11591
|  | 340 | 77.9276 | 0.11776
|  | 341 | 78.1231 | 0.12159
|  | 342 | 78.333 | 0.12724
|  | 343 | 78.5577 | 0.13449
|  | 344 | 78.7972 | 0.14306
|  | 345 | 79.0516 | 0.15263
|  | 346 | 79.3206 | 0.1628
|  | 347 | 79.6038 | 0.17312
|  | 348 | 79.9004 | 0.18307
|  | 349 | 80.2097 | 0.19203
|  | 350 | 80.5304 | 0.19934
|  | 351 | 80.4862 | 0.16135
|  | 352 | 78.8613 | 0.11978
|  | 353 | 79.9862 | 0.14683
|  | 354 | 79.9843 | 0.10659
|  | 355 | 79.4266 | 0.16012
|  | 356 | 80.9929 | 0.12994
|  | 357 | 80.3959 | 0.10316
|  | 358 | 79.9628 | 0.12268
|  | 359 | 80.414 | 0.12648
|  | 360 | 80.5815 | 0.08623
|  | 361 | 80.9765 | 0.14287
|  | 362 | 80.3579 | 0.09582
|  | 363 | 80.1888 | 0.10162
|  | 364 | 81.5022 | 0.1154
|  | 365 | 81.1676 | 0.15047
|  | 366 | 81.2592 | 0.10274
|  | 367 | 82.021 | 0.14198
|  | 368 | 81.0743 | 0.09789
|  | 369 | 80.8833 | 0.1403
|  | 370 | 81.3666 | 0.0612
|  | 371 | 81.1793 | 0.0995
|  | 372 | 81.2919 | 0.09717
|  | 373 | 81.0873 | 0.10129
|  | 374 | 81.571 | 0.09796
|  | 375 | 81.5752 | 0.13528
|  | 376 | 81.2146 | 0.06645
|  | 377 | 81.6852 | 0.10357
|  | 378 | 80.8564 | 0.07375
|  | 379 | 81.2236 | 0.06947
|  | 380 | 81.9604 | 0.09034
|  | 381 | 81.4539 | 0.08505
|  | 382 | 82.3034 | 0.11161
|  | 383 | 81.5716 | 0.0856
|  | 384 | 81.9612 | 0.08724
|  | 385 | 82.0523 | 0.08601
|  | 386 | 81.9531 | 0.09188
|  | 387 | 82.0344 | 0.07188
|  | 388 | 82.3969 | 0.09154
|  | 389 | 82.3682 | 0.08666
|  | 390 | 82.1351 | 0.07926
|  | 391 | 82.3457 | 0.0922
|  | 392 | 82.104 | 0.05415
|  | 393 | 82.1565 | 0.07679
|  | 394 | 82.0485 | 0.07941
|  | 395 | 82.3662 | 0.07666
|  | 396 | 82.352 | 0.09194
|  | 397 | 82.478 | 0.07001
|  | 398 | 82.2514 | 0.06569
|  | 399 | 82.5378 | 0.06913
|  | 400 | 82.7553 | 0.05725
|  | 401 | 82.6224 | 0.06459
|  | 402 | 82.6713 | 0.06318
|  | 403 | 82.2908 | 0.05313
|  | 404 | 82.5657 | 0.06557
|  | 405 | 82.8233 | 0.06761
|  | 406 | 82.8719 | 0.07101
|  | 407 | 82.5558 | 0.0593
|  | 408 | 82.4954 | 0.06148
|  | 409 | 82.7511 | 0.06897
|  | 410 | 82.7524 | 0.06812
|  | 411 | 82.5427 | 0.06141
|  | 412 | 82.7231 | 0.0608
|  | 413 | 82.7163 | 0.07523
|  | 414 | 82.8027 | 0.05792
|  | 415 | 82.8954 | 0.06375
|  | 416 | 82.7357 | 0.04978
|  | 417 | 82.713 | 0.06279
|  | 418 | 82.9081 | 0.05717
|  | 419 | 83.0944 | 0.05754
|  | 420 | 82.6821 | 0.04961
|  | 421 | 82.856 | 0.05507
|  | 422 | 82.7267 | 0.06143
|  | 423 | 82.7524 | 0.05594
|  | 424 | 82.7171 | 0.05554
|  | 425 | 83.028 | 0.05569
|  | 426 | 82.7845 | 0.0589
|  | 427 | 82.9668 | 0.04903
|  | 428 | 82.9453 | 0.0524
|  | 429 | 82.8202 | 0.0497
|  | 430 | 82.9977 | 0.05926
|  | 431 | 82.984 | 0.05163
|  | 432 | 82.9811 | 0.05167
|  | 433 | 82.9959 | 0.05143
|  | 434 | 83.0324 | 0.05279
|  | 435 | 82.8374 | 0.0473
|  | 436 | 83.0527 | 0.04671
|  | 437 | 83.1782 | 0.05362
|  | 438 | 83.2879 | 0.05274
|  | 439 | 83.1241 | 0.05436
|  | 440 | 83.0204 | 0.04736
|  | 441 | 82.9655 | 0.04892
|  | 442 | 82.9389 | 0.04529
|  | 443 | 83.0359 | 0.0493
|  | 444 | 82.9432 | 0.04842
|  | 445 | 82.9379 | 0.05243
|  | 446 | 83.013 | 0.04996
|  | 447 | 83.0066 | 0.04514
|  | 448 | 82.8727 | 0.04414
|  | 449 | 82.9125 | 0.04897
|  | 450 | 83.0914 | 0.045
|  | 451 | 82.8889 | 0.04369
|  | 452 | 82.9947 | 0.04227
|  | 453 | 83.0702 | 0.04558
|  | 454 | 83.1609 | 0.04428
|  | 455 | 83.03 | 0.04462
|  | 456 | 83.2196 | 0.0464
|  | 457 | 83.2204 | 0.04341
|  | 458 | 83.1295 | 0.04379
|  | 459 | 83.0627 | 0.04078
|  | 460 | 83.1265 | 0.04606
|  | 461 | 83.1337 | 0.0395
|  | 462 | 83.0349 | 0.04199
|  | 463 | 82.9143 | 0.03955
|  | 464 | 82.9388 | 0.04229
|  | 465 | 82.9707 | 0.03863
|  | 466 | 82.8851 | 0.04291
|  | 467 | 82.9065 | 0.03925
|  | 468 | 82.8443 | 0.03764
|  | 469 | 82.8587 | 0.03946
|  | 470 | 82.9374 | 0.03936
|  | 471 | 82.9388 | 0.03919
|  | 472 | 82.917 | 0.04002
|  | 473 | 83.0671 | 0.04402
|  | 474 | 83.0157 | 0.03892
|  | 475 | 82.9979 | 0.03995
|  | 476 | 83.0694 | 0.04022
|  | 477 | 83.1066 | 0.03953
|  | 478 | 83.1684 | 0.04177
|  | 479 | 83.1289 | 0.03799
|  | 480 | 83.1792 | 0.03938
|  | 481 | 83.127 | 0.04058
|  | 482 | 83.1859 | 0.03697
|  | 483 | 83.1226 | 0.03842
|  | 484 | 83.0111 | 0.03869
|  | 485 | 82.8851 | 0.03534
|  | 486 | 82.9323 | 0.03825
|  | 487 | 82.8647 | 0.03885
|  | 488 | 82.8915 | 0.03699
|  | 489 | 82.823 | 0.03618
|  | 490 | 82.8624 | 0.03833
|  | 491 | 82.8078 | 0.03688
|  | 492 | 82.8307 | 0.03385
|  | 493 | 82.8385 | 0.03553
|  | 494 | 82.8412 | 0.03608
|  | 495 | 82.8781 | 0.03681
|  | 496 | 82.9603 | 0.03486
|  | 497 | 83.0251 | 0.03446
|  | 498 | 83.0267 | 0.03237
|  | 499 | 83.1372 | 0.03483
|  | 500 | 83.1084 | 0.03562
|  | 501 | 83.1357 | 0.03492
|  | 502 | 83.1025 | 0.03555
|  | 503 | 83.0989 | 0.03772
|  | 504 | 83.1366 | 0.03419
|  | 505 | 83.1044 | 0.03222
|  | 506 | 82.9761 | 0.03334
|  | 507 | 83.0109 | 0.0347
|  | 508 | 82.9721 | 0.03455
|  | 509 | 82.864 | 0.03473
|  | 510 | 82.8338 | 0.03169
|  | 511 | 82.8517 | 0.0355
|  | 512 | 82.7726 | 0.0335
|  | 513 | 82.6601 | 0.03224
|  | 514 | 82.6316 | 0.03043
|  | 515 | 82.659 | 0.03046
|  | 516 | 82.6322 | 0.03331
|  | 517 | 82.6673 | 0.03179
|  | 518 | 82.6913 | 0.03315
|  | 519 | 82.7026 | 0.02991
|  | 520 | 82.7727 | 0.03225
|  | 521 | 82.8202 | 0.03329
|  | 522 | 82.8294 | 0.0301
|  | 523 | 82.9759 | 0.03021
|  | 524 | 82.9705 | 0.03095
|  | 525 | 82.939 | 0.03169
|  | 526 | 83.1184 | 0.03184
|  | 527 | 83.0935 | 0.03208
|  | 528 | 83.0961 | 0.02953
|  | 529 | 83.0816 | 0.02948
|  | 530 | 83.0396 | 0.03133
|  | 531 | 82.954 | 0.02923
|  | 532 | 82.971 | 0.0299
|  | 533 | 82.9692 | 0.0289
|  | 534 | 82.877 | 0.03211
|  | 535 | 82.8083 | 0.0302
|  | 536 | 82.7558 | 0.03024
|  | 537 | 82.7648 | 0.03105
|  | 538 | 82.6909 | 0.02962
|  | 539 | 82.666 | 0.02959
|  | 540 | 82.6177 | 0.03067
|  | 541 | 82.5613 | 0.0312
|  | 542 | 82.552 | 0.02729
|  | 543 | 82.5493 | 0.02826
|  | 544 | 82.5676 | 0.02814
|  | 545 | 82.6383 | 0.02795
|  | 546 | 82.5925 | 0.0295
|  | 547 | 82.6353 | 0.03228
|  | 548 | 82.6836 | 0.02933
|  | 549 | 82.6923 | 0.02855
|  | 550 | 82.7529 | 0.02826
|  | 551 | 82.8016 | 0.02619
|  | 552 | 82.8293 | 0.02518
|  | 553 | 82.8845 | 0.02646
|  | 554 | 82.902 | 0.0264
|  | 555 | 82.9564 | 0.02911
|  | 556 | 82.9668 | 0.0301
|  | 557 | 82.9604 | 0.02705
|  | 558 | 82.9603 | 0.02616
|  | 559 | 82.9727 | 0.02556
|  | 560 | 82.8845 | 0.02896
|  | 561 | 82.8974 | 0.02832
|  | 562 | 82.8104 | 0.02897
|  | 563 | 82.7469 | 0.02748
|  | 564 | 82.7221 | 0.02824
|  | 565 | 82.6974 | 0.02783
|  | 566 | 82.7077 | 0.02639
|  | 567 | 82.6025 | 0.02475
|  | 568 | 82.5538 | 0.02615
|  | 569 | 82.5382 | 0.02705
|  | 570 | 82.4661 | 0.02461
|  | 571 | 82.4798 | 0.02663
|  | 572 | 82.4345 | 0.02413
|  | 573 | 82.4259 | 0.02517
|  | 574 | 82.434 | 0.02683
|  | 575 | 82.4221 | 0.02556
|  | 576 | 82.4081 | 0.02449
|  | 577 | 82.4822 | 0.02582
|  | 578 | 82.4975 | 0.02512
|  | 579 | 82.5104 | 0.02482
|  | 580 | 82.4947 | 0.02561
|  | 581 | 82.6204 | 0.02414
|  | 582 | 82.6563 | 0.0251
|  | 583 | 82.6427 | 0.02362
|  | 584 | 82.6936 | 0.02379
|  | 585 | 82.7368 | 0.02491
|  | 586 | 82.7945 | 0.02509
|  | 587 | 82.8411 | 0.02483
|  | 588 | 82.8532 | 0.02358
|  | 589 | 82.8155 | 0.02376
|  | 590 | 82.8099 | 0.02379
|  | 591 | 82.7892 | 0.02414
|  | 592 | 82.8286 | 0.02408
|  | 593 | 82.7261 | 0.02308
|  | 594 | 82.7326 | 0.02413
|  | 595 | 82.6825 | 0.02293
|  | 596 | 82.6453 | 0.02301
|  | 597 | 82.5759 | 0.02248
|  | 598 | 82.6003 | 0.02367
|  | 599 | 82.4784 | 0.02329
|  | 600 | 82.5058 | 0.02312
|  | 601 | 82.42 | 0.02173
|  | 602 | 82.3852 | 0.02255
|  | 603 | 82.3946 | 0.02149
|  | 604 | 82.3536 | 0.02337
|  | 605 | 82.3192 | 0.02253
|  | 606 | 82.3358 | 0.02187
|  | 607 | 82.2699 | 0.02145
|  | 608 | 82.3208 | 0.02182
|  | 609 | 82.3045 | 0.02174
|  | 610 | 82.293 | 0.02171
|  | 611 | 82.3633 | 0.02223
|  | 612 | 82.3258 | 0.02164
|  | 613 | 82.3513 | 0.02158
|  | 614 | 82.3747 | 0.02096
|  | 615 | 82.4998 | 0.02186
|  | 616 | 82.4821 | 0.02094
|  | 617 | 82.531 | 0.0214
|  | 618 | 82.5952 | 0.02206
|  | 619 | 82.5776 | 0.02078
|  | 620 | 82.625 | 0.0212
|  | 621 | 82.6559 | 0.0205
|  | 622 | 82.6229 | 0.02135
|  | 623 | 82.7173 | 0.0214
|  | 624 | 82.6906 | 0.02096
|  | 625 | 82.8277 | 0.02012
|  | 626 | 82.7167 | 0.02133
|  | 627 | 82.7486 | 0.02163
|  | 628 | 82.7663 | 0.0209
|  | 629 | 82.7777 | 0.02045
|  | 630 | 82.6705 | 0.02058
|  | 631 | 82.6866 | 0.02053
|  | 632 | 82.5906 | 0.0213
|  | 633 | 82.6005 | 0.0205
|  | 634 | 82.5661 | 0.01985
|  | 635 | 82.5447 | 0.02105
|  | 636 | 82.4193 | 0.02099
|  | 637 | 82.3923 | 0.01964
|  | 638 | 82.3646 | 0.02103
|  | 639 | 82.2903 | 0.02021
|  | 640 | 82.2444 | 0.02049
|  | 641 | 82.1986 | 0.01918
|  | 642 | 82.1832 | 0.02081
|  | 643 | 82.1621 | 0.01959
|  | 644 | 82.1479 | 0.02052
|  | 645 | 82.083 | 0.0203
|  | 646 | 82.1044 | 0.01962
|  | 647 | 82.0574 | 0.01861
|  | 648 | 82.112 | 0.01922
|  | 649 | 82.051 | 0.01916
|  | 650 | 82.1204 | 0.01966
|  | 651 | 82.1116 | 0.01972
|  | 652 | 82.1973 | 0.0188
|  | 653 | 82.2472 | 0.01915
|  | 654 | 82.2774 | 0.01861
|  | 655 | 82.2922 | 0.01996
|  | 656 | 82.2355 | 0.01905
|  | 657 | 82.3003 | 0.01873
|  | 658 | 82.3635 | 0.01834
|  | 659 | 82.3905 | 0.01818
|  | 660 | 82.4655 | 0.01883
|  | 661 | 82.5045 | 0.01909
|  | 662 | 82.637 | 0.01846
|  | 663 | 82.6014 | 0.01829
|  | 664 | 82.6039 | 0.01884
|  | 665 | 82.5543 | 0.01819
|  | 666 | 82.6403 | 0.01749
|  | 667 | 82.6521 | 0.01804
|  | 668 | 82.6059 | 0.01904
|  | 669 | 82.6267 | 0.01758
|  | 670 | 82.5861 | 0.01783
|  | 671 | 82.5207 | 0.01782
|  | 672 | 82.5055 | 0.01723
|  | 673 | 82.4724 | 0.01756
|  | 674 | 82.4565 | 0.01826
|  | 675 | 82.4745 | 0.01824
|  | 676 | 82.4001 | 0.01852
|  | 677 | 82.3811 | 0.01796
|  | 678 | 82.368 | 0.01807
|  | 679 | 82.2166 | 0.0173
|  | 680 | 82.3 | 0.01767
|  | 681 | 82.1946 | 0.01814
|  | 682 | 82.1707 | 0.01779
|  | 683 | 82.2127 | 0.01764
|  | 684 | 82.0758 | 0.01761
|  | 685 | 82.017 | 0.01757
|  | 686 | 82.0646 | 0.01723
|  | 687 | 82.014 | 0.01734
|  | 688 | 82.0526 | 0.01756
|  | 689 | 81.8941 | 0.01754
|  | 690 | 82.0171 | 0.01861
|  | 691 | 81.8866 | 0.01743
|  | 692 | 81.935 | 0.01813
|  | 693 | 81.8436 | 0.01596
|  | 694 | 81.9304 | 0.01752
|  | 695 | 81.9925 | 0.01796
|  | 696 | 81.9254 | 0.0176
|  | 697 | 82.0593 | 0.01723
|  | 698 | 82.0387 | 0.01776
|  | 699 | 81.9606 | 0.01728
|  | 700 | 82.0874 | 0.01581
|  | 701 | 82.0138 | 0.0161
|  | 702 | 82.0806 | 0.01636
|  | 703 | 82.1865 | 0.01661
|  | 704 | 82.2466 | 0.01685
|  | 705 | 82.2066 | 0.01707
|  | 706 | 82.1638 | 0.01728
|  | 707 | 82.2787 | 0.01747
|  | 708 | 82.246 | 0.01766
|  | 709 | 82.3529 | 0.01782
|  | 710 | 82.3179 | 0.01798
|  | 711 | 82.3474 | 0.01812
|  | 712 | 82.3671 | 0.01825
|  | 713 | 82.3046 | 0.01837
|  | 714 | 82.4649 | 0.01848
|  | 715 | 82.4322 | 0.01857
|  | 716 | 82.3971 | 0.01866
|  | 717 | 82.3838 | 0.01874
|  | 718 | 82.356 | 0.01881
|  | 719 | 82.2988 | 0.01887
|  | 720 | 82.2756 | 0.01892
|  | 721 | 82.2506 | 0.01896
|  | 722 | 82.2345 | 0.01899
|  | 723 | 82.1686 | 0.01902
|  | 724 | 82.1547 | 0.01903
|  | 725 | 82.1179 | 0.01905
|  | 726 | 82.0646 | 0.01905
|  | 727 | 82.0345 | 0.01905
|  | 728 | 82.0213 | 0.01904
|  | 729 | 81.9324 | 0.01903
|  | 730 | 81.9159 | 0.01901
|  | 731 | 81.8652 | 0.01899
|  | 732 | 81.8102 | 0.01896
|  | 733 | 81.7992 | 0.01893
|  | 734 | 81.7339 | 0.01889
|  | 735 | 81.6932 | 0.01885
|  | 736 | 81.6865 | 0.0188
|  | 737 | 81.6559 | 0.01876
|  | 738 | 81.6275 | 0.01871
|  | 739 | 81.6276 | 0.01865
|  | 740 | 81.5732 | 0.0186
|  | 741 | 81.5798 | 0.01854
|  | 742 | 81.5793 | 0.01848
|  | 743 | 81.5443 | 0.01842
|  | 744 | 81.5734 | 0.01836
|  | 745 | 81.5615 | 0.0183
|  | 746 | 81.5631 | 0.01823
|  | 747 | 81.5851 | 0.01817
|  | 748 | 81.5949 | 0.01811
|  | 749 | 81.6011 | 0.01804
|  | 750 | 81.6332 | 0.01798
|  | 751 | 81.648 | 0.01791
|  | 752 | 81.6828 | 0.01785
|  | 753 | 81.6937 | 0.01778
|  | 754 | 81.7141 | 0.01772
|  | 755 | 81.7434 | 0.01766
|  | 756 | 81.7696 | 0.0176
|  | 757 | 81.7896 | 0.01754
|  | 758 | 81.8169 | 0.01748
|  | 759 | 81.8585 | 0.01743
|  | 760 | 81.8746 | 0.01737
|  | 761 | 81.9121 | 0.01732
|  | 762 | 81.924 | 0.01727
|  | 763 | 81.9409 | 0.01723
|  | 764 | 81.9594 | 0.01718
|  | 765 | 81.9653 | 0.01714
|  | 766 | 81.9681 | 0.0171
|  | 767 | 81.9867 | 0.01707
|  | 768 | 81.9974 | 0.01703
|  | 769 | 81.9949 | 0.017
|  | 770 | 82.0069 | 0.01698
|  | 771 | 81.9794 | 0.01696
|  | 772 | 81.9717 | 0.01694
|  | 773 | 81.9835 | 0.01692
|  | 774 | 81.9374 | 0.01691
|  | 775 | 81.9227 | 0.0169
|  | 776 | 81.9355 | 0.01689
|  | 777 | 81.8721 | 0.01689
|  | 778 | 81.8721 | 0.01689
|  | 779 | 81.856 | 0.0169
|  | 780 | 81.8189 | 0.01691
|  | 781 | 81.7841 | 0.01693
|  | 782 | 81.7643 | 0.01694
|  | 783 | 81.7301 | 0.01697
|  | 784 | 81.6851 | 0.01699
|  | 785 | 81.6725 | 0.01702
|  | 786 | 81.6236 | 0.01706
|  | 787 | 81.5894 | 0.0171
|  | 788 | 81.5695 | 0.01714
|  | 789 | 81.531 | 0.01719
|  | 790 | 81.5219 | 0.01724
|  | 791 | 81.4847 | 0.0173
|  | 792 | 81.4407 | 0.01736
|  | 793 | 81.4277 | 0.01742
|  | 794 | 81.4356 | 0.01749
|  | 795 | 81.3987 | 0.01756
|  | 796 | 81.3772 | 0.01764
|  | 797 | 81.4014 | 0.01772
|  | 798 | 81.3767 | 0.0178
|  | 799 | 81.3536 | 0.01789
|  | 800 | 81.3704 | 0.01798
|  | 801 | 81.3609 | 0.01808
|  | 802 | 81.3594 | 0.01818
|  | 803 | 81.3756 | 0.01828
|  | 804 | 81.4072 | 0.01839
|  | 805 | 81.3886 | 0.0185
|  | 806 | 81.4298 | 0.01862
|  | 807 | 81.4663 | 0.01874
|  | 808 | 81.4763 | 0.01886
|  | 809 | 81.5133 | 0.01898
|  | 810 | 81.5624 | 0.01911
|  | 811 | 81.5927 | 0.01924
|  | 812 | 81.6045 | 0.01938
|  | 813 | 81.6601 | 0.01951
|  | 814 | 81.6801 | 0.01965
|  | 815 | 81.7219 | 0.01979
|  | 816 | 81.7873 | 0.01994
|  | 817 | 81.8076 | 0.02009
|  | 818 | 81.8487 | 0.02024
|  | 819 | 81.9066 | 0.02039
|  | 820 | 81.9633 | 0.02054
|  | 821 | 81.9874 | 0.0207
|  | 822 | 82.0216 | 0.02086
|  | 823 | 82.0869 | 0.02102
|  | 824 | 82.1263 | 0.02118
|  | 825 | 82.158 | 0.02135
|  | 826 | 82.2152 | 0.02151
|  | 827 | 82.2337 | 0.02168
|  | 828 | 82.2554 | 0.02185
|  | 829 | 82.3147 | 0.02201
|  | 830 | 82.3428 | 0.02218
|  | 831 | 82.3686 | 0.02235
|  | 832 | 82.3874 | 0.02253
|  | 833 | 82.4446 | 0.0227
|  | 834 | 82.4552 | 0.02287
|  | 835 | 82.4642 | 0.02304
|  | 836 | 82.5123 | 0.02322
|  | 837 | 82.528 | 0.02339
|  | 838 | 82.5405 | 0.02356
|  | 839 | 82.5628 | 0.02373
|  | 840 | 82.5928 | 0.0239
|  | 841 | 82.6043 | 0.02408
|  | 842 | 82.5948 | 0.02425
|  | 843 | 82.6158 | 0.02442
|  | 844 | 82.6443 | 0.02459
|  | 845 | 82.6311 | 0.02475
|  | 846 | 82.6313 | 0.02492
|  | 847 | 82.6537 | 0.02509
|  | 848 | 82.6353 | 0.02525
|  | 849 | 82.626 | 0.02541
|  | 850 | 82.6506 | 0.02557
|  | 851 | 82.6635 | 0.02573
|  | 852 | 82.6513 | 0.02589
|  | 853 | 82.6453 | 0.02604
|  | 854 | 82.6606 | 0.0262
|  | 855 | 82.6659 | 0.02635
|  | 856 | 82.6617 | 0.02649
|  | 857 | 82.6606 | 0.02664
|  | 858 | 82.7091 | 0.02678
|  | 859 | 82.6892 | 0.02692
|  | 860 | 82.7001 | 0.02706
|  | 861 | 82.7233 | 0.0272
|  | 862 | 82.7486 | 0.02733
|  | 863 | 82.7511 | 0.02746
|  | 864 | 82.7621 | 0.02758
|  | 865 | 82.7906 | 0.0277
|  | 866 | 82.8211 | 0.02782
|  | 867 | 82.8258 | 0.02794
|  | 868 | 82.8609 | 0.02805
|  | 869 | 82.9071 | 0.02816
|  | 870 | 82.9193 | 0.02827
|  | 871 | 82.9356 | 0.02837
|  | 872 | 82.9861 | 0.02847
|  | 873 | 83.0363 | 0.02857
|  | 874 | 83.0572 | 0.02866
|  | 875 | 83.0962 | 0.02875
|  | 876 | 83.1437 | 0.02883
|  | 877 | 83.1798 | 0.02891
|  | 878 | 83.2316 | 0.02899
|  | 879 | 83.2729 | 0.02906
|  | 880 | 83.3449 | 0.02913
|  | 881 | 83.3825 | 0.0292
|  | 882 | 83.4239 | 0.02927
|  | 883 | 83.471 | 0.02933
|  | 884 | 83.5459 | 0.02938
|  | 885 | 83.5748 | 0.02944
|  | 886 | 83.6296 | 0.02949
|  | 887 | 83.6829 | 0.02954
|  | 888 | 83.7402 | 0.02958
|  | 889 | 83.7922 | 0.02962
|  | 890 | 83.8459 | 0.02966
|  | 891 | 83.9012 | 0.0297
|  | 892 | 83.953 | 0.02973
|  | 893 | 84.0048 | 0.02977
|  | 894 | 84.0534 | 0.0298
|  | 895 | 84.1179 | 0.02982
|  | 896 | 84.1662 | 0.02985
|  | 897 | 84.2043 | 0.02987
|  | 898 | 84.2542 | 0.0299
|  | 899 | 84.2945 | 0.02992
|  | 900 | 84.3572 | 0.02994
|  | 901 | 84.3947 | 0.02996
|  | 902 | 84.4321 | 0.02998
|  | 903 | 84.4781 | 0.03
|  | 904 | 84.5217 | 0.03002
|  | 905 | 84.5533 | 0.03004
|  | 906 | 84.5883 | 0.03006
|  | 907 | 84.615 | 0.03009
|  | 908 | 84.6524 | 0.03011
|  | 909 | 84.688 | 0.03014
|  | 910 | 84.7088 | 0.03017
|  | 911 | 84.7336 | 0.0302
|  | 912 | 84.7538 | 0.03023
|  | 913 | 84.7703 | 0.03027
|  | 914 | 84.7832 | 0.03031
|  | 915 | 84.7967 | 0.03036
|  | 916 | 84.8083 | 0.03041
|  | 917 | 84.8177 | 0.03047
|  | 918 | 84.8178 | 0.03053
|  | 919 | 84.8209 | 0.0306
|  | 920 | 84.8349 | 0.03068
|  | 921 | 84.8461 | 0.03114
|  | 922 | 84.8397 | 0.03096
|  | 923 | 84.8407 | 0.03073
|  | 924 | 84.8468 | 0.03066
|  | 925 | 84.8488 | 0.03069
|  | 926 | 84.8453 | 0.03055
|  | 927 | 84.8493 | 0.03047
|  | 928 | 84.839 | 0.03036
|  | 929 | 84.8449 | 0.03058
|  | 930 | 84.8441 | 0.03026
|  | 931 | 84.8416 | 0.03056
|  | 932 | 84.8384 | 0.03022
|  | 933 | 84.8386 | 0.03032
|  | 934 | 84.838 | 0.03034
|  | 935 | 84.8295 | 0.03037
|  | 936 | 84.8256 | 0.02994
|  | 937 | 84.8223 | 0.03018
|  | 938 | 84.8301 | 0.03026
|  | 939 | 84.8251 | 0.03003
|  | 940 | 84.8161 | 0.02984
|  | 941 | 84.8135 | 0.02972
|  | 942 | 84.824 | 0.03
|  | 943 | 84.8342 | 0.02958
|  | 944 | 84.8261 | 0.02956
|  | 945 | 84.8296 | 0.0295
|  | 946 | 84.8208 | 0.02951
|  | 947 | 84.8434 | 0.02954
|  | 948 | 84.8594 | 0.02933
|  | 949 | 84.8562 | 0.02937
|  | 950 | 84.8597 | 0.02914
|  | 951 | 84.8771 | 0.02914
|  | 952 | 84.9092 | 0.02907
|  | 953 | 84.9214 | 0.02894
|  | 954 | 84.9256 | 0.02897
|  | 955 | 84.9467 | 0.02894
|  | 956 | 84.984 | 0.02894
|  | 957 | 84.999 | 0.02871
|  | 958 | 85.0096 | 0.02865
|  | 959 | 85.0229 | 0.02862
|  | 960 | 85.0598 | 0.02852
|  | 961 | 85.0917 | 0.02839
|  | 962 | 85.1161 | 0.02856
|  | 963 | 85.1268 | 0.02844
|  | 964 | 85.1508 | 0.02828
|  | 965 | 85.1946 | 0.02808
|  | 966 | 85.235 | 0.02831
|  | 967 | 85.2378 | 0.02816
|  | 968 | 85.255 | 0.02809
|  | 969 | 85.2894 | 0.02808
|  | 970 | 85.3393 | 0.0281
|  | 971 | 85.3858 | 0.02789
|  | 972 | 85.4006 | 0.02781
|  | 973 | 85.4249 | 0.02767
|  | 974 | 85.4604 | 0.02772
|  | 975 | 85.52 | 0.02771
|  | 976 | 85.5457 | 0.02765
|  | 977 | 85.5547 | 0.0275
|  | 978 | 85.5798 | 0.02746
|  | 979 | 85.6359 | 0.0274
|  | 980 | 85.6883 | 0.0274
|  | 981 | 85.697 | 0.02719
|  | 982 | 85.7131 | 0.02716
|  | 983 | 85.7395 | 0.02709
|  | 984 | 85.7966 | 0.02707
|  | 985 | 85.8398 | 0.02711
|  | 986 | 85.8466 | 0.02699
|  | 987 | 85.8468 | 0.02696
|  | 988 | 85.8823 | 0.02689
|  | 989 | 85.9387 | 0.0268
|  | 990 | 85.9628 | 0.02678
|  | 991 | 85.9683 | 0.02672
|  | 992 | 85.9599 | 0.02647
|  | 993 | 85.9941 | 0.02643
|  | 994 | 86.0471 | 0.0266
|  | 995 | 86.0594 | 0.02643
|  | 996 | 86.0414 | 0.02639
|  | 997 | 86.0385 | 0.02626
|  | 998 | 86.0678 | 0.02625
|  | 999 | 86.1106 | 0.02621
|  | 1000 | 86.1177 | 0.02613
|  | 1001 | 86.0944 | 0.02603
|  | 1002 | 86.0799 | 0.02601
|  | 1003 | 86.109 | 0.02592
|  | 1004 | 86.1629 | 0.02603
|  | 1005 | 86.152 | 0.02589
|  | 1006 | 86.1154 | 0.02581
|  | 1007 | 86.0974 | 0.02563
|  | 1008 | 86.1181 | 0.02561
|  | 1009 | 86.1641 | 0.02573
|  | 1010 | 86.1553 | 0.02568
|  | 1011 | 86.1197 | 0.02547
|  | 1012 | 86.0841 | 0.02541
|  | 1013 | 86.1071 | 0.02528
|  | 1014 | 86.1435 | 0.02535
|  | 1015 | 86.1429 | 0.0253
|  | 1016 | 86.0918 | 0.02518
|  | 1017 | 86.0511 | 0.02512
|  | 1018 | 86.0666 | 0.02519
|  | 1019 | 86.1124 | 0.02498
|  | 1020 | 86.1169 | 0.02504
|  | 1021 | 86.0589 | 0.02502
|  | 1022 | 86.017 | 0.02481
|  | 1023 | 86.019 | 0.02476
|  | 1024 | 86.0577 | 0.02462
|  | 1025 | 86.0681 | 0.02469
|  | 1026 | 86.0272 | 0.02462
|  | 1027 | 85.9578 | 0.02443
|  | 1028 | 85.9502 | 0.0245
|  | 1029 | 85.9918 | 0.02443
|  | 1030 | 86.0167 | 0.02438
|  | 1031 | 85.9794 | 0.02428
|  | 1032 | 85.9151 | 0.02409
|  | 1033 | 85.8979 | 0.02412
|  | 1034 | 85.9335 | 0.02412
|  | 1035 | 85.9789 | 0.02407
|  | 1036 | 85.9671 | 0.02403
|  | 1037 | 85.8982 | 0.02389
|  | 1038 | 85.8533 | 0.02379
|  | 1039 | 85.8678 | 0.02379
|  | 1040 | 85.935 | 0.02386
|  | 1041 | 85.9559 | 0.02375
|  | 1042 | 85.8892 | 0.02357
|  | 1043 | 85.829 | 0.02348
|  | 1044 | 85.8236 | 0.02353
|  | 1045 | 85.8868 | 0.02357
|  | 1046 | 85.9301 | 0.02353
|  | 1047 | 85.9048 | 0.02335
|  | 1048 | 85.8427 | 0.02336
|  | 1049 | 85.8018 | 0.0231
|  | 1050 | 85.8217 | 0.02273
|  | 1051 | 85.8198 | 0.02324
|  | 1052 | 85.8108 | 0.02287
|  | 1053 | 85.8463 | 0.02361
|  | 1054 | 85.8469 | 0.02283
|  | 1055 | 85.8537 | 0.02216
|  | 1056 | 85.8522 | 0.02312
|  | 1057 | 85.8815 | 0.02295
|  | 1058 | 85.8922 | 0.02243
|  | 1059 | 85.9171 | 0.02277
|  | 1060 | 85.9303 | 0.02317
|  | 1061 | 85.9347 | 0.02216
|  | 1062 | 85.9393 | 0.02207
|  | 1063 | 85.9596 | 0.02289
|  | 1064 | 85.9801 | 0.02273
|  | 1065 | 86.0255 | 0.02289
|  | 1066 | 86.0408 | 0.0229
|  | 1067 | 86.0432 | 0.02184
|  | 1068 | 86.0481 | 0.02202
|  | 1069 | 86.0515 | 0.02262
|  | 1070 | 86.0981 | 0.02271
|  | 1071 | 86.1518 | 0.02103
|  | 1072 | 86.1501 | 0.02239
|  | 1073 | 86.1214 | 0.02184
|  | 1074 | 86.1493 | 0.02204
|  | 1075 | 86.1509 | 0.02178
|  | 1076 | 86.2431 | 0.02196
|  | 1077 | 86.2616 | 0.02222
|  | 1078 | 86.2617 | 0.02121
|  | 1079 | 86.2554 | 0.02134
|  | 1080 | 86.274 | 0.02177
|  | 1081 | 86.2969 | 0.02157
|  | 1082 | 86.3701 | 0.0213
|  | 1083 | 86.4166 | 0.02217
|  | 1084 | 86.3673 | 0.02123
|  | 1085 | 86.3865 | 0.0215
|  | 1086 | 86.4065 | 0.02217
|  | 1087 | 86.4483 | 0.02149
|  | 1088 | 86.53 | 0.02219
|  | 1089 | 86.4859 | 0.02192
|  | 1090 | 86.5489 | 0.02152
|  | 1091 | 86.4451 | 0.02148
|  | 1092 | 86.5468 | 0.02072
|  | 1093 | 86.5375 | 0.02121
|  | 1094 | 86.6711 | 0.02151
|  | 1095 | 86.6041 | 0.02109
|  | 1096 | 86.6193 | 0.02067
|  | 1097 | 86.5715 | 0.02137
|  | 1098 | 86.6144 | 0.02092
|  | 1099 | 86.6601 | 0.02086
|  | 1100 | 86.7177 | 0.02094
|  | 1101 | 86.7123 | 0.02083
|  | 1102 | 86.6915 | 0.02076
|  | 1103 | 86.6329 | 0.02062
|  | 1104 | 86.6943 | 0.02028
|  | 1105 | 86.7121 | 0.02101
|  | 1106 | 86.7831 | 0.02086
|  | 1107 | 86.756 | 0.02142
|  | 1108 | 86.7255 | 0.02048
|  | 1109 | 86.6922 | 0.02051
|  | 1110 | 86.7174 | 0.01958
|  | 1111 | 86.7679 | 0.02081
|  | 1112 | 86.7944 | 0.02062
|  | 1113 | 86.7866 | 0.02014
|  | 1114 | 86.7588 | 0.02039
|  | 1115 | 86.7152 | 0.02059
|  | 1116 | 86.7048 | 0.02016
|  | 1117 | 86.7605 | 0.02073
|  | 1118 | 86.8067 | 0.02069
|  | 1119 | 86.8269 | 0.02001
|  | 1120 | 86.7547 | 0.02017
|  | 1121 | 86.7249 | 0.02011
|  | 1122 | 86.7019 | 0.01985
|  | 1123 | 86.7449 | 0.02012
|  | 1124 | 86.787 | 0.02024
|  | 1125 | 86.8166 | 0.01967
|  | 1126 | 86.7334 | 0.02007
|  | 1127 | 86.6916 | 0.02019
|  | 1128 | 86.725 | 0.0197
|  | 1129 | 86.6204 | 0.01989
|  | 1130 | 86.7266 | 0.02008
|  | 1131 | 86.7462 | 0.01957
|  | 1132 | 86.7121 | 0.0195
|  | 1133 | 86.652 | 0.01973
|  | 1134 | 86.6231 | 0.01947
|  | 1135 | 86.5975 | 0.02006
|  | 1136 | 86.6559 | 0.01988
|  | 1137 | 86.648 | 0.01981
|  | 1138 | 86.6837 | 0.01989
|  | 1139 | 86.6072 | 0.01952
|  | 1140 | 86.528 | 0.01971
|  | 1141 | 86.5487 | 0.01939
|  | 1142 | 86.557 | 0.01962
|  | 1143 | 86.5577 | 0.01949
|  | 1144 | 86.643 | 0.01943
|  | 1145 | 86.5694 | 0.01961
|  | 1146 | 86.5015 | 0.01941
|  | 1147 | 86.5216 | 0.01966
|  | 1148 | 86.4223 | 0.01928
|  | 1149 | 86.4955 | 0.01897
|  | 1150 | 86.5299 | 0.01922
|  | 1151 | 86.5127 | 0.01926
|  | 1152 | 86.4677 | 0.01914
|  | 1153 | 86.4423 | 0.01902
|  | 1154 | 86.3568 | 0.0189
|  | 1155 | 86.4185 | 0.01833
|  | 1156 | 86.4984 | 0.0187
|  | 1157 | 86.4078 | 0.01887
|  | 1158 | 86.4231 | 0.01883
|  | 1159 | 86.3787 | 0.01856
|  | 1160 | 86.403 | 0.01857
|  | 1161 | 86.3414 | 0.01927
|  | 1162 | 86.3814 | 0.01836
|  | 1163 | 86.3921 | 0.019
|  | 1164 | 86.4537 | 0.01859
|  | 1165 | 86.4001 | 0.01891
|  | 1166 | 86.3549 | 0.01868
|  | 1167 | 86.2746 | 0.01849
|  | 1168 | 86.3734 | 0.0183
|  | 1169 | 86.3817 | 0.01841
|  | 1170 | 86.4031 | 0.01872
|  | 1171 | 86.4209 | 0.01805
|  | 1172 | 86.3426 | 0.01807
|  | 1173 | 86.3471 | 0.01816
|  | 1174 | 86.3383 | 0.01816
|  | 1175 | 86.363 | 0.01831
|  | 1176 | 86.3976 | 0.01761
|  | 1177 | 86.4206 | 0.01795
|  | 1178 | 86.4104 | 0.01843
|  | 1179 | 86.3985 | 0.01792
|  | 1180 | 86.3696 | 0.01809
|  | 1181 | 86.3763 | 0.01837
|  | 1182 | 86.3936 | 0.01782
|  | 1183 | 86.435 | 0.01746
|  | 1184 | 86.4664 | 0.01781
|  | 1185 | 86.4517 | 0.01733
|  | 1186 | 86.4413 | 0.01777
|  | 1187 | 86.4201 | 0.0173
|  | 1188 | 86.4544 | 0.01755
|  | 1189 | 86.474 | 0.01813
|  | 1190 | 86.5091 | 0.01757
|  | 1191 | 86.5151 | 0.0176
|  | 1192 | 86.5134 | 0.01757
|  | 1193 | 86.5202 | 0.01835
|  | 1194 | 86.5171 | 0.01748
|  | 1195 | 86.5242 | 0.0176
|  | 1196 | 86.5602 | 0.01771
|  | 1197 | 86.5922 | 0.01732
|  | 1198 | 86.6063 | 0.0176
|  | 1199 | 86.6153 | 0.01742
|  | 1200 | 86.6499 | 0.01762
|  | 1201 | 86.6454 | 0.01694
|  | 1202 | 86.6407 | 0.01693
|  | 1203 | 86.6586 | 0.01784
|  | 1204 | 86.7584 | 0.01741
|  | 1205 | 86.725 | 0.0171
|  | 1206 | 86.7262 | 0.01702
|  | 1207 | 86.6487 | 0.01759
|  | 1208 | 86.7607 | 0.01781
|  | 1209 | 86.7724 | 0.01787
|  | 1210 | 86.7913 | 0.01678
|  | 1211 | 86.7992 | 0.01734
|  | 1212 | 86.9081 | 0.01675
|  | 1213 | 86.8132 | 0.01729
|  | 1214 | 86.831 | 0.01648
|  | 1215 | 86.8593 | 0.01772
|  | 1216 | 86.8799 | 0.01628
|  | 1217 | 86.9041 | 0.01729
|  | 1218 | 86.9147 | 0.01678
|  | 1219 | 86.9967 | 0.01715
|  | 1220 | 86.8139 | 0.01687
|  | 1221 | 86.9353 | 0.01688
|  | 1222 | 86.9543 | 0.01629
|  | 1223 | 86.9735 | 0.01661
|  | 1224 | 87.0008 | 0.01653
|  | 1225 | 87.0094 | 0.01645
|  | 1226 | 87.0033 | 0.01682
|  | 1227 | 87.0282 | 0.0168
|  | 1228 | 86.9999 | 0.01639
|  | 1229 | 87.0248 | 0.01663
|  | 1230 | 87.0562 | 0.01628
|  | 1231 | 87.0872 | 0.01672
|  | 1232 | 87.0837 | 0.01666
|  | 1233 | 87.1045 | 0.01639
|  | 1234 | 87.0861 | 0.01659
|  | 1235 | 87.0781 | 0.01654
|  | 1236 | 87.0801 | 0.01601
|  | 1237 | 87.1007 | 0.01664
|  | 1238 | 87.1392 | 0.01652
|  | 1239 | 87.1857 | 0.01676
|  | 1240 | 87.17 | 0.01602
|  | 1241 | 87.1323 | 0.01599
|  | 1242 | 87.1305 | 0.01571
|  | 1243 | 87.1036 | 0.01602
|  | 1244 | 87.1223 | 0.01639
|  | 1245 | 87.1944 | 0.01654
|  | 1246 | 87.2153 | 0.01602
|  | 1247 | 87.2158 | 0.01632
|  | 1248 | 87.2044 | 0.01609
|  | 1249 | 87.1742 | 0.01644
|  | 1250 | 87.0945 | 0.01579
|  | 1251 | 87.2065 | 0.01656
|  | 1252 | 87.168 | 0.01594
|  | 1253 | 87.2034 | 0.0162
|  | 1254 | 87.2283 | 0.01577
|  | 1255 | 87.2319 | 0.01637
|  | 1256 | 87.2099 | 0.01609
|  | 1257 | 87.1669 | 0.01621
|  | 1258 | 87.0147 | 0.01585
|  | 1259 | 87.116 | 0.01564
|  | 1260 | 87.1497 | 0.01568
|  | 1261 | 87.2 | 0.0163
|  | 1262 | 87.2096 | 0.01633
|  | 1263 | 87.1968 | 0.01582
|  | 1264 | 87.1486 | 0.01597
|  | 1265 | 87.1056 | 0.01604
|  | 1266 | 87.2922 | 0.01635
|  | 1267 | 87.0599 | 0.01565
|  | 1268 | 87.0959 | 0.01563
|  | 1269 | 87.1341 | 0.01513
|  | 1270 | 87.165 | 0.01563
|  | 1271 | 87.1475 | 0.01536
|  | 1272 | 87.0931 | 0.01551
|  | 1273 | 87.0369 | 0.01539
|  | 1274 | 86.9917 | 0.01574
|  | 1275 | 87.0241 | 0.01516
|  | 1276 | 86.8714 | 0.01536
|  | 1277 | 87.0798 | 0.01655
|  | 1278 | 87.1011 | 0.01563
|  | 1279 | 87.088 | 0.01528
|  | 1280 | 87.0385 | 0.01518
|  | 1281 | 86.9604 | 0.01558
|  | 1282 | 86.9024 | 0.01563
|  | 1283 | 86.8905 | 0.01555
|  | 1284 | 86.9175 | 0.01561
|  | 1285 | 86.9898 | 0.01575
|  | 1286 | 87.0341 | 0.01571
|  | 1287 | 87.0268 | 0.01541
|  | 1288 | 86.9788 | 0.01512
|  | 1289 | 86.8838 | 0.01519
|  | 1290 | 86.8183 | 0.01531
|  | 1291 | 86.8013 | 0.01495
|  | 1292 | 86.8312 | 0.01567
|  | 1293 | 86.9002 | 0.01523
|  | 1294 | 86.949 | 0.01514
|  | 1295 | 86.9667 | 0.01499
|  | 1296 | 86.9242 | 0.01518
|  | 1297 | 86.8384 | 0.015
|  | 1298 | 86.763 | 0.01532
|  | 1299 | 86.7172 | 0.01524
|  | 1300 | 86.7352 | 0.01491
|  | 1301 | 86.8085 | 0.01515
|  | 1302 | 86.8737 | 0.01523
|  | 1303 | 86.9059 | 0.01487
|  | 1304 | 86.887 | 0.0148
|  | 1305 | 86.8121 | 0.01526
|  | 1306 | 86.7165 | 0.01502
|  | 1307 | 86.6476 | 0.01506
|  | 1308 | 86.6431 | 0.01496
|  | 1309 | 86.7055 | 0.01482
|  | 1310 | 86.7888 | 0.01515
|  | 1311 | 86.8539 | 0.01492
|  | 1312 | 86.8613 | 0.01504
|  | 1313 | 86.7979 | 0.01462
|  | 1314 | 86.8724 | 0.01508
|  | 1315 | 86.6169 | 0.01486
|  | 1316 | 86.5808 | 0.01475
|  | 1317 | 86.6115 | 0.01516
|  | 1318 | 86.7028 | 0.01455
|  | 1319 | 86.8024 | 0.01489
|  | 1320 | 86.8562 | 0.01506
|  | 1321 | 86.8344 | 0.01479
|  | 1322 | 86.7418 | 0.01461
|  | 1323 | 86.6435 | 0.01439
|  | 1324 | 86.5704 | 0.01427
|  | 1325 | 86.5554 | 0.01424
|  | 1326 | 86.6229 | 0.01432
|  | 1327 | 86.7438 | 0.01496
|  | 1328 | 86.8353 | 0.01463
|  | 1329 | 86.869 | 0.01423
|  | 1330 | 86.8331 | 0.01405
|  | 1331 | 86.7357 | 0.0147
|  | 1332 | 86.6267 | 0.01486
|  | 1333 | 86.5612 | 0.01414
|  | 1334 | 86.5785 | 0.01393
|  | 1335 | 86.6583 | 0.01396
|  | 1336 | 86.7838 | 0.01494
|  | 1337 | 86.8907 | 0.01441
|  | 1338 | 86.9066 | 0.01438
|  | 1339 | 86.856 | 0.01433
|  | 1340 | 86.7538 | 0.01479
|  | 1341 | 86.6415 | 0.0143
|  | 1342 | 86.5989 | 0.01451
|  | 1343 | 86.6273 | 0.01409
|  | 1344 | 86.7116 | 0.01407
|  | 1345 | 86.8543 | 0.01444
|  | 1346 | 86.9364 | 0.01444
|  | 1347 | 86.9851 | 0.01449
|  | 1348 | 86.9272 | 0.01394
|  | 1349 | 86.8305 | 0.01399
|  | 1350 | 86.7288 | 0.01401
|  | 1351 | 86.6656 | 0.01385
|  | 1352 | 86.683 | 0.01371
|  | 1353 | 86.7887 | 0.01439
|  | 1354 | 86.8985 | 0.01429
|  | 1355 | 86.9931 | 0.01397
|  | 1356 | 87.0226 | 0.01441
|  | 1357 | 87.0011 | 0.01374
|  | 1358 | 86.9419 | 0.01392
|  | 1359 | 86.8477 | 0.01384
|  | 1360 | 86.8262 | 0.01394
|  | 1361 | 86.8354 | 0.01377
|  | 1362 | 86.8923 | 0.01364
|  | 1363 | 86.9937 | 0.01394
|  | 1364 | 87.0809 | 0.01407
|  | 1365 | 87.1066 | 0.01393
|  | 1366 | 87.0757 | 0.01372
|  | 1367 | 87.0012 | 0.01348
|  | 1368 | 86.9211 | 0.01369
|  | 1369 | 86.8559 | 0.01325
|  | 1370 | 86.8296 | 0.01338
|  | 1371 | 86.8951 | 0.01374
|  | 1372 | 87.0107 | 0.01409
|  | 1373 | 87.1207 | 0.01356
|  | 1374 | 87.1643 | 0.01386
|  | 1375 | 87.1431 | 0.01386
|  | 1376 | 87.0751 | 0.01424
|  | 1377 | 86.9504 | 0.01317
|  | 1378 | 86.8478 | 0.01326
|  | 1379 | 86.7897 | 0.01359
|  | 1380 | 86.8094 | 0.01373
|  | 1381 | 86.884 | 0.01351
|  | 1382 | 87.0091 | 0.01353
|  | 1383 | 87.0963 | 0.01324
|  | 1384 | 87.1231 | 0.01428
|  | 1385 | 87.0819 | 0.01341
|  | 1386 | 87.013 | 0.01406
|  | 1387 | 86.9299 | 0.01339
|  | 1388 | 86.8942 | 0.01345
|  | 1389 | 86.9282 | 0.01346
|  | 1390 | 87.0478 | 0.01373
|  | 1391 | 87.1905 | 0.01322
|  | 1392 | 87.3512 | 0.01315
|  | 1393 | 87.4373 | 0.01369
|  | 1394 | 87.4251 | 0.01357
|  | 1395 | 87.3492 | 0.01328
|  | 1396 | 87.2639 | 0.01318
|  | 1397 | 87.1541 | 0.01346
|  | 1398 | 87.0612 | 0.01303
|  | 1399 | 87.1063 | 0.01292
|  | 1400 | 87.2203 | 0.01335
|  | 1401 | 87.3798 | 0.01296
|  | 1402 | 87.5169 | 0.01364
|  | 1403 | 87.5876 | 0.01296
|  | 1404 | 87.5757 | 0.01345
|  | 1405 | 87.5203 | 0.01278
|  | 1406 | 87.3603 | 0.01339
|  | 1407 | 87.2573 | 0.01295
|  | 1408 | 87.2366 | 0.01349
|  | 1409 | 87.2647 | 0.01322
|  | 1410 | 87.4539 | 0.01309
|  | 1411 | 87.5006 | 0.01249
|  | 1412 | 87.7181 | 0.01317
|  | 1413 | 87.7275 | 0.01328
|  | 1414 | 87.6791 | 0.01324
|  | 1415 | 87.5318 | 0.01295
|  | 1416 | 87.3497 | 0.01371
|  | 1417 | 87.2694 | 0.01251
|  | 1418 | 87.2235 | 0.01304
|  | 1419 | 87.3265 | 0.01316
|  | 1420 | 87.4466 | 0.01313
|  | 1421 | 87.605 | 0.01295
|  | 1422 | 87.7036 | 0.01261
|  | 1423 | 87.7272 | 0.01322
|  | 1424 | 87.6594 | 0.01301
|  | 1425 | 87.5065 | 0.01355
|  | 1426 | 87.3572 | 0.01284
|  | 1427 | 87.2366 | 0.01304
|  | 1428 | 87.2129 | 0.01265
|  | 1429 | 87.2909 | 0.0126
|  | 1430 | 87.4465 | 0.01292
|  | 1431 | 87.6122 | 0.01316
|  | 1432 | 87.7581 | 0.0128
|  | 1433 | 87.7969 | 0.01331
|  | 1434 | 87.722 | 0.01282
|  | 1435 | 87.5728 | 0.01305
|  | 1436 | 87.3915 | 0.01258
|  | 1437 | 87.2403 | 0.01259
|  | 1438 | 87.1762 | 0.01272
|  | 1439 | 87.2206 | 0.01298
|  | 1440 | 87.3687 | 0.01255
|  | 1441 | 87.5329 | 0.01245
|  | 1442 | 87.6816 | 0.01264
|  | 1443 | 87.7482 | 0.01254
|  | 1444 | 87.7101 | 0.01256
|  | 1445 | 87.5678 | 0.0126
|  | 1446 | 87.3634 | 0.01291
|  | 1447 | 87.2013 | 0.01239
|  | 1448 | 87.1015 | 0.01252
|  | 1449 | 87.1156 | 0.01266
|  | 1450 | 87.2204 | 0.01306
|  | 1451 | 87.4139 | 0.01245
|  | 1452 | 87.5821 | 0.01248
|  | 1453 | 87.6933 | 0.01249
|  | 1454 | 87.7006 | 0.0129
|  | 1455 | 87.5797 | 0.01248
|  | 1456 | 87.3944 | 0.0132
|  | 1457 | 87.206 | 0.01226
|  | 1458 | 87.0462 | 0.0128
|  | 1459 | 86.9954 | 0.01242
|  | 1460 | 87.07 | 0.01272
|  | 1461 | 87.1694 | 0.0122
|  | 1462 | 87.5066 | 0.01254
|  | 1463 | 87.6095 | 0.01274
|  | 1464 | 87.6578 | 0.01247
|  | 1465 | 87.6041 | 0.01304
|  | 1466 | 87.4145 | 0.01244
|  | 1467 | 87.2721 | 0.01204
|  | 1468 | 87.0695 | 0.01272
|  | 1469 | 86.9412 | 0.01247
|  | 1470 | 86.9173 | 0.01228
|  | 1471 | 87.036 | 0.01242
|  | 1472 | 87.1876 | 0.01242
|  | 1473 | 87.401 | 0.01216
|  | 1474 | 87.5607 | 0.0125
|  | 1475 | 87.5881 | 0.0123
|  | 1476 | 87.4997 | 0.01243
|  | 1477 | 87.3158 | 0.01266
|  | 1478 | 87.0828 | 0.01224
|  | 1479 | 86.927 | 0.01208
|  | 1480 | 86.8034 | 0.01196
|  | 1481 | 86.8226 | 0.0119
|  | 1482 | 86.9407 | 0.01228
|  | 1483 | 87.1119 | 0.01257
|  | 1484 | 87.3659 | 0.0131
|  | 1485 | 87.5057 | 0.0128
|  | 1486 | 87.5235 | 0.01212
|  | 1487 | 87.4221 | 0.01252
|  | 1488 | 87.2377 | 0.01208
|  | 1489 | 87.0099 | 0.01194
|  | 1490 | 86.7797 | 0.01232
|  | 1491 | 86.6725 | 0.01279
|  | 1492 | 86.7179 | 0.01223
|  | 1493 | 86.8758 | 0.01217
|  | 1494 | 87.1121 | 0.01214
|  | 1495 | 87.3079 | 0.01202
|  | 1496 | 87.4173 | 0.01238
|  | 1497 | 87.4678 | 0.01241
|  | 1498 | 87.3895 | 0.01246
|  | 1499 | 87.1973 | 0.01252
|  | 1500 | 86.9285 | 0.01194
|  | 1501 | 86.6699 | 0.01208
|  | 1502 | 86.5945 | 0.01201
|  | 1503 | 86.6172 | 0.01214
|  | 1504 | 86.811 | 0.01195
|  | 1505 | 86.9971 | 0.01205
|  | 1506 | 87.2137 | 0.01212
|  | 1507 | 87.3377 | 0.01232
|  | 1508 | 87.4399 | 0.0122
|  | 1509 | 87.3982 | 0.0118
|  | 1510 | 87.1873 | 0.01222
|  | 1511 | 86.9292 | 0.01216
|  | 1512 | 86.6983 | 0.01184
|  | 1513 | 86.4822 | 0.01152
|  | 1514 | 86.5803 | 0.01222
|  | 1515 | 86.6535 | 0.01198
|  | 1516 | 86.8745 | 0.01173
|  | 1517 | 87.0951 | 0.01167
|  | 1518 | 87.3073 | 0.01191
|  | 1519 | 87.4403 | 0.01216
|  | 1520 | 87.4787 | 0.01258
|  | 1521 | 87.2166 | 0.01197
|  | 1522 | 86.9454 | 0.01226
|  | 1523 | 86.7469 | 0.01169
|  | 1524 | 86.6094 | 0.01142
|  | 1525 | 86.4775 | 0.01154
|  | 1526 | 86.5201 | 0.01194
|  | 1527 | 86.7252 | 0.01211
|  | 1528 | 86.9976 | 0.01188
|  | 1529 | 87.2454 | 0.0118
|  | 1530 | 87.4078 | 0.01197
|  | 1531 | 87.4399 | 0.01215
|  | 1532 | 87.3544 | 0.01214
|  | 1533 | 87.1737 | 0.01193
|  | 1534 | 86.878 | 0.01167
|  | 1535 | 86.6405 | 0.01166
|  | 1536 | 86.5296 | 0.01144
|  | 1537 | 86.4876 | 0.01187
|  | 1538 | 86.5921 | 0.01167
|  | 1539 | 86.8194 | 0.01143
|  | 1540 | 87.1354 | 0.01186
|  | 1541 | 87.3091 | 0.01173
|  | 1542 | 87.478 | 0.01195
|  | 1543 | 87.4816 | 0.01225
|  | 1544 | 87.3821 | 0.0116
|  | 1545 | 87.1093 | 0.0119
|  | 1546 | 86.8526 | 0.01098
|  | 1547 | 86.6303 | 0.01148
|  | 1548 | 86.5442 | 0.01209
|  | 1549 | 86.567 | 0.01162
|  | 1550 | 86.5824 | 0.01121
|  | 1551 | 86.8985 | 0.01199
|  | 1552 | 87.194 | 0.01185
|  | 1553 | 87.4806 | 0.0116
|  | 1554 | 87.4897 | 0.01229
|  | 1555 | 87.5294 | 0.01191
|  | 1556 | 87.4513 | 0.01205
|  | 1557 | 87.1752 | 0.01183
|  | 1558 | 86.9028 | 0.01133
|  | 1559 | 86.6954 | 0.01144
|  | 1560 | 86.5709 | 0.0113
|  | 1561 | 86.5884 | 0.0117
|  | 1562 | 86.7393 | 0.0112
|  | 1563 | 86.9622 | 0.01186
|  | 1564 | 87.2554 | 0.01173
|  | 1565 | 87.5119 | 0.01174
|  | 1566 | 87.6127 | 0.01185
|  | 1567 | 87.625 | 0.01188
|  | 1568 | 87.5558 | 0.01122
|  | 1569 | 87.3096 | 0.01164
|  | 1570 | 87.0073 | 0.01168
|  | 1571 | 86.7949 | 0.01121
|  | 1572 | 86.709 | 0.01131
|  | 1573 | 86.6534 | 0.01155
|  | 1574 | 86.7605 | 0.01156
|  | 1575 | 87.0149 | 0.01152
|  | 1576 | 87.3471 | 0.01176
|  | 1577 | 87.5419 | 0.0117
|  | 1578 | 87.6851 | 0.01169
|  | 1579 | 87.7733 | 0.01145
|  | 1580 | 87.7197 | 0.01125
|  | 1581 | 87.4594 | 0.01171
|  | 1582 | 87.2015 | 0.01098
|  | 1583 | 87.0105 | 0.01116
|  | 1584 | 86.8017 | 0.01075
|  | 1585 | 86.7277 | 0.01084
|  | 1586 | 86.8277 | 0.01142
|  | 1587 | 87.0213 | 0.01104
|  | 1588 | 87.3029 | 0.01136
|  | 1589 | 87.5888 | 0.01114
|  | 1590 | 87.7622 | 0.01147
|  | 1591 | 87.8936 | 0.01152
|  | 1592 | 87.867 | 0.01137
|  | 1593 | 87.6911 | 0.01129
|  | 1594 | 87.47 | 0.01131
|  | 1595 | 87.2275 | 0.01107
|  | 1596 | 86.9955 | 0.0113
|  | 1597 | 86.8814 | 0.01106
|  | 1598 | 86.8887 | 0.01088
|  | 1599 | 87.0045 | 0.01104
|  | 1600 | 87.2569 | 0.01083
|  | 1601 | 87.5327 | 0.01095
|  | 1602 | 87.7627 | 0.01113
|  | 1603 | 87.9672 | 0.01149
|  | 1604 | 88.0219 | 0.01119
|  | 1605 | 87.9386 | 0.01131
|  | 1606 | 87.7054 | 0.01131
|  | 1607 | 87.5151 | 0.01117
|  | 1608 | 87.3471 | 0.01132
|  | 1609 | 87.0777 | 0.01077
|  | 1610 | 86.8907 | 0.01091
|  | 1611 | 87.0073 | 0.01114
|  | 1612 | 87.2425 | 0.01074
|  | 1613 | 87.3954 | 0.01115
|  | 1614 | 87.6841 | 0.01121
|  | 1615 | 87.9419 | 0.01122
|  | 1616 | 88.1179 | 0.01127
|  | 1617 | 88.1363 | 0.01153
|  | 1618 | 88.041 | 0.0115
|  | 1619 | 87.867 | 0.01101
|  | 1620 | 87.5988 | 0.01097
|  | 1621 | 87.3553 | 0.01069
|  | 1622 | 87.165 | 0.01075
|  | 1623 | 87.0894 | 0.01061
|  | 1624 | 87.1087 | 0.01031
|  | 1625 | 87.2944 | 0.01058
|  | 1626 | 87.5128 | 0.01066
|  | 1627 | 87.7873 | 0.01122
|  | 1628 | 88.0308 | 0.01103
|  | 1629 | 88.1988 | 0.01079
|  | 1630 | 88.2365 | 0.01107
|  | 1631 | 88.1488 | 0.01089
|  | 1632 | 87.9499 | 0.01131
|  | 1633 | 87.7273 | 0.01113
|  | 1634 | 87.4733 | 0.0107
|  | 1635 | 87.2486 | 0.01072
|  | 1636 | 87.1445 | 0.01084
|  | 1637 | 87.1663 | 0.01086
|  | 1638 | 87.2826 | 0.01042
|  | 1639 | 87.5109 | 0.0105
|  | 1640 | 87.7802 | 0.01053
|  | 1641 | 88.0283 | 0.01109
|  | 1642 | 88.2353 | 0.01116
|  | 1643 | 88.2933 | 0.011
|  | 1644 | 88.2328 | 0.01132
|  | 1645 | 88.0955 | 0.01084
|  | 1646 | 87.8618 | 0.01118
|  | 1647 | 87.5852 | 0.011
|  | 1648 | 87.3408 | 0.01079
|  | 1649 | 87.2225 | 0.01037
|  | 1650 | 87.159 | 0.01046
|  | 1651 | 87.2315 | 0.01043
|  | 1652 | 87.4507 | 0.01056
|  | 1653 | 87.7242 | 0.01112
|  | 1654 | 87.9063 | 0.01093
|  | 1655 | 88.1749 | 0.0105
|  | 1656 | 88.382 | 0.01118
|  | 1657 | 88.2787 | 0.01105
|  | 1658 | 88.1911 | 0.01123
|  | 1659 | 88.06 | 0.01103
|  | 1660 | 87.7826 | 0.01054
|  | 1661 | 87.4151 | 0.01053
|  | 1662 | 87.2651 | 0.01085
|  | 1663 | 87.2219 | 0.01072
|  | 1664 | 87.1457 | 0.01053
|  | 1665 | 87.2961 | 0.01057
|  | 1666 | 87.5323 | 0.0101
|  | 1667 | 87.811 | 0.01037
|  | 1668 | 88.0655 | 0.01054
|  | 1669 | 88.2271 | 0.01069
|  | 1670 | 88.3532 | 0.01073
|  | 1671 | 88.3039 | 0.01093
|  | 1672 | 88.1604 | 0.0115
|  | 1673 | 87.95 | 0.01127
|  | 1674 | 87.6665 | 0.01068
|  | 1675 | 87.4042 | 0.01053
|  | 1676 | 87.2323 | 0.01063
|  | 1677 | 87.1601 | 0.01045
|  | 1678 | 87.114 | 0.01052
|  | 1679 | 87.2993 | 0.01041
|  | 1680 | 87.5824 | 0.01048
|  | 1681 | 87.8076 | 0.01052
|  | 1682 | 88.0016 | 0.01087
|  | 1683 | 88.2577 | 0.01069
|  | 1684 | 88.3881 | 0.01053
|  | 1685 | 88.24 | 0.01074
|  | 1686 | 88.139 | 0.0105
|  | 1687 | 87.9542 | 0.01062
|  | 1688 | 87.5947 | 0.01046
|  | 1689 | 87.3645 | 0.01042
|  | 1690 | 87.1643 | 0.0105
|  | 1691 | 87.0611 | 0.01041
|  | 1692 | 87.0949 | 0.01061
|  | 1693 | 87.2564 | 0.01041
|  | 1694 | 87.4391 | 0.01063
|  | 1695 | 87.7391 | 0.00969
|  | 1696 | 88.0156 | 0.0103
|  | 1697 | 88.1726 | 0.01026
|  | 1698 | 88.2792 | 0.01071
|  | 1699 | 88.2921 | 0.01038
|  | 1700 | 88.1869 | 0.01067
|  | 1701 | 87.879 | 0.01038
|  | 1702 | 87.6309 | 0.01111
|  | 1703 | 87.3909 | 0.01033
|  | 1704 | 87.1209 | 0.01063
|  | 1705 | 86.9885 | 0.01058
|  | 1706 | 86.993 | 0.01047
|  | 1707 | 87.1246 | 0.01014
|  | 1708 | 87.2864 | 0.00991
|  | 1709 | 87.5722 | 0.01029
|  | 1710 | 87.8586 | 0.01025
|  | 1711 | 88.146 | 0.01042
|  | 1712 | 88.1504 | 0.01019
|  | 1713 | 88.2691 | 0.01044
|  | 1714 | 88.2262 | 0.01068
|  | 1715 | 87.9172 | 0.01068
|  | 1716 | 87.7148 | 0.01049
|  | 1717 | 87.4268 | 0.01019
|  | 1718 | 87.1545 | 0.01049
|  | 1719 | 86.9612 | 0.01057
|  | 1720 | 86.8888 | 0.01015
|  | 1721 | 86.9278 | 0.00989
|  | 1722 | 87.0457 | 0.01003
|  | 1723 | 87.3107 | 0.01036
|  | 1724 | 87.6085 | 0.01009
|  | 1725 | 87.8366 | 0.0103
|  | 1726 | 88.0863 | 0.01015
|  | 1727 | 88.1951 | 0.01047
|  | 1728 | 88.1635 | 0.01054
|  | 1729 | 88.0501 | 0.01084
|  | 1730 | 87.8372 | 0.01071
|  | 1731 | 87.5389 | 0.01042
|  | 1732 | 87.2374 | 0.01013
|  | 1733 | 87.0125 | 0.01026
|  | 1734 | 86.7966 | 0.00997
|  | 1735 | 86.7554 | 0.01063
|  | 1736 | 86.859 | 0.01014
|  | 1737 | 86.9836 | 0.00988
|  | 1738 | 87.2652 | 0.0105
|  | 1739 | 87.5704 | 0.01018
|  | 1740 | 87.7739 | 0.01006
|  | 1741 | 88.0156 | 0.01076
|  | 1742 | 88.1165 | 0.01013
|  | 1743 | 88.1097 | 0.0103
|  | 1744 | 87.9912 | 0.01011
|  | 1745 | 87.7056 | 0.01011
|  | 1746 | 87.4606 | 0.00999
|  | 1747 | 87.1526 | 0.01007
|  | 1748 | 86.8577 | 0.00997
|  | 1749 | 86.7001 | 0.0102
|  | 1750 | 86.6812 | 0.0103
|  | 1751 | 86.6649 | 0.01005
|  | 1752 | 86.8737 | 0.00993
|  | 1753 | 87.1365 | 0.01013
|  | 1754 | 87.4931 | 0.01009
|  | 1755 | 87.6497 | 0.00995
|  | 1756 | 87.9346 | 0.01012
|  | 1757 | 88.063 | 0.01019
|  | 1758 | 88.142 | 0.01014
|  | 1759 | 87.8673 | 0.01009
|  | 1760 | 87.7176 | 0.0103
|  | 1761 | 87.4396 | 0.01012
|  | 1762 | 87.1728 | 0.01021
|  | 1763 | 86.7839 | 0.00983
|  | 1764 | 86.6353 | 0.00989
|  | 1765 | 86.5815 | 0.01
|  | 1766 | 86.5301 | 0.01026
|  | 1767 | 86.717 | 0.00971
|  | 1768 | 86.9768 | 0.00988
|  | 1769 | 87.2546 | 0.01018
|  | 1770 | 87.5491 | 0.00989
|  | 1771 | 87.8212 | 0.01023
|  | 1772 | 87.9798 | 0.0102
|  | 1773 | 88.0027 | 0.00988
|  | 1774 | 87.9788 | 0.0109
|  | 1775 | 87.7943 | 0.01022
|  | 1776 | 87.496 | 0.00994
|  | 1777 | 87.2122 | 0.01049
|  | 1778 | 86.9272 | 0.00968
|  | 1779 | 86.648 | 0.00984
|  | 1780 | 86.5058 | 0.00978
|  | 1781 | 86.4959 | 0.0098
|  | 1782 | 86.518 | 0.00982
|  | 1783 | 86.7531 | 0.00975
|  | 1784 | 87.0584 | 0.00991
|  | 1785 | 87.2787 | 0.01002
|  | 1786 | 87.6159 | 0.0103
|  | 1787 | 87.8831 | 0.01029
|  | 1788 | 87.9601 | 0.01009
|  | 1789 | 88.0076 | 0.01015
|  | 1790 | 87.9103 | 0.0102
|  | 1791 | 87.703 | 0.0102
|  | 1792 | 87.4315 | 0.01013
|  | 1793 | 87.1096 | 0.00975
|  | 1794 | 86.8188 | 0.00972
|  | 1795 | 86.595 | 0.00991
|  | 1796 | 86.4632 | 0.00962
|  | 1797 | 86.4409 | 0.00967
|  | 1798 | 86.5392 | 0.01039
|  | 1799 | 86.7435 | 0.00984
|  | 1800 | 87.0159 | 0.01006
|  | 1801 | 87.3001 | 0.01004
|  | 1802 | 87.6298 | 0.00981
|  | 1803 | 87.8232 | 0.00974
|  | 1804 | 87.9384 | 0.01006
|  | 1805 | 87.9968 | 0.01019
|  | 1806 | 87.9013 | 0.01008
|  | 1807 | 87.7102 | 0.01005
|  | 1808 | 87.4522 | 0.01039
|  | 1809 | 87.1592 | 0.00986
|  | 1810 | 86.8662 | 0.00957
|  | 1811 | 86.6483 | 0.00968
|  | 1812 | 86.5001 | 0.00957
|  | 1813 | 86.455 | 0.01021
|  | 1814 | 86.5439 | 0.00974
|  | 1815 | 86.7102 | 0.00965
|  | 1816 | 86.9595 | 0.00983
|  | 1817 | 87.2344 | 0.01006
|  | 1818 | 87.5089 | 0.00958
|  | 1819 | 87.7605 | 0.00981
|  | 1820 | 87.885 | 0.00982
|  | 1821 | 88.0144 | 0.01014
|  | 1822 | 87.8957 | 0.01002
|  | 1823 | 87.7651 | 0.0101
|  | 1824 | 87.533 | 0.00956
|  | 1825 | 87.2768 | 0.00971
|  | 1826 | 86.9914 | 0.00929
|  | 1827 | 86.7594 | 0.00928
|  | 1828 | 86.5728 | 0.00976
|  | 1829 | 86.4995 | 0.00949
|  | 1830 | 86.5086 | 0.01008
|  | 1831 | 86.64 | 0.00966
|  | 1832 | 86.8269 | 0.00958
|  | 1833 | 87.0701 | 0.01021
|  | 1834 | 87.3536 | 0.00987
|  | 1835 | 87.5879 | 0.00981
|  | 1836 | 87.7685 | 0.00993
|  | 1837 | 87.8849 | 0.0091
|  | 1838 | 87.9059 | 0.00991
|  | 1839 | 87.8238 | 0.00971
|  | 1840 | 87.6812 | 0.00987
|  | 1841 | 87.4493 | 0.00989
|  | 1842 | 87.2124 | 0.00972
|  | 1843 | 86.9816 | 0.00978
|  | 1844 | 86.7959 | 0.00973
|  | 1845 | 86.6716 | 0.00971
|  | 1846 | 86.6346 | 0.00948
|  | 1847 | 86.6966 | 0.00973
|  | 1848 | 86.8639 | 0.00982
|  | 1849 | 87.0804 | 0.00984
|  | 1850 | 87.36 | 0.00949
|  | 1851 | 87.6244 | 0.00947
|  | 1852 | 87.8748 | 0.00967
|  | 1853 | 88.0561 | 0.00963
|  | 1854 | 88.1517 | 0.0098
|  | 1855 | 88.1434 | 0.01026
|  | 1856 | 88.0507 | 0.00957
|  | 1857 | 87.8733 | 0.00995
|  | 1858 | 87.658 | 0.00933
|  | 1859 | 87.3999 | 0.01004
|  | 1860 | 87.1292 | 0.00935
|  | 1861 | 86.9263 | 0.00952
|  | 1862 | 86.7671 | 0.00948
|  | 1863 | 86.7202 | 0.00926
|  | 1864 | 86.7524 | 0.00962
|  | 1865 | 86.8608 | 0.00973
|  | 1866 | 87.0398 | 0.00957
|  | 1867 | 87.2542 | 0.0094
|  | 1868 | 87.5071 | 0.00979
|  | 1869 | 87.7218 | 0.00997
|  | 1870 | 87.8948 | 0.00955
|  | 1871 | 87.9829 | 0.00955
|  | 1872 | 87.9834 | 0.00999
|  | 1873 | 87.9591 | 0.00961
|  | 1874 | 87.7908 | 0.00957
|  | 1875 | 87.5945 | 0.00976
|  | 1876 | 87.3601 | 0.00925
|  | 1877 | 87.1356 | 0.00936
|  | 1878 | 86.9453 | 0.00913
|  | 1879 | 86.8146 | 0.00907
|  | 1880 | 86.7723 | 0.00962
|  | 1881 | 86.8119 | 0.0094
|  | 1882 | 86.9691 | 0.00903
|  | 1883 | 87.1501 | 0.00965
|  | 1884 | 87.4081 | 0.00955
|  | 1885 | 87.7168 | 0.00988
|  | 1886 | 87.9513 | 0.00963
|  | 1887 | 88.1182 | 0.0097
|  | 1888 | 88.3241 | 0.00979
|  | 1889 | 88.3828 | 0.00988
|  | 1890 | 88.3701 | 0.00956
|  | 1891 | 88.2404 | 0.00921
|  | 1892 | 88.059 | 0.0096
|  | 1893 | 87.8332 | 0.00911
|  | 1894 | 87.558 | 0.00948
|  | 1895 | 87.3211 | 0.0094
|  | 1896 | 87.1354 | 0.00911
|  | 1897 | 87.0092 | 0.00901
|  | 1898 | 86.9629 | 0.00891
|  | 1899 | 87.0292 | 0.00923
|  | 1900 | 87.1112 | 0.00917
|  | 1901 | 87.3906 | 0.00922
|  | 1902 | 87.509 | 0.0094
|  | 1903 | 87.8435 | 0.0093
|  | 1904 | 88.0903 | 0.00967
|  | 1905 | 88.286 | 0.00954
|  | 1906 | 88.4266 | 0.00956
|  | 1907 | 88.4401 | 0.0096
|  | 1908 | 88.3662 | 0.00936
|  | 1909 | 88.2303 | 0.00931
|  | 1910 | 88.0153 | 0.00914
|  | 1911 | 87.7693 | 0.00922
|  | 1912 | 87.4961 | 0.00919
|  | 1913 | 87.2469 | 0.00949
|  | 1914 | 87.0304 | 0.00931
|  | 1915 | 86.8899 | 0.00895
|  | 1916 | 86.8338 | 0.00887
|  | 1917 | 86.8515 | 0.00889
|  | 1918 | 86.9715 | 0.00906
|  | 1919 | 87.2342 | 0.00911
|  | 1920 | 87.4135 | 0.00887
|  | 1921 | 87.667 | 0.0097
|  | 1922 | 87.8496 | 0.00942
|  | 1923 | 88.2093 | 0.00947
|  | 1924 | 88.3509 | 0.00975
|  | 1925 | 88.4267 | 0.00961
|  | 1926 | 88.4405 | 0.0093
|  | 1927 | 88.3296 | 0.00957
|  | 1928 | 88.172 | 0.00961
|  | 1929 | 87.9551 | 0.00909
|  | 1930 | 87.7077 | 0.00945
|  | 1931 | 87.476 | 0.00927
|  | 1932 | 87.1817 | 0.00904
|  | 1933 | 87.1083 | 0.00891
|  | 1934 | 87.0213 | 0.00897
|  | 1935 | 87.0282 | 0.00907
|  | 1936 | 87.1257 | 0.00875
|  | 1937 | 87.2963 | 0.00903
|  | 1938 | 87.5103 | 0.00935
|  | 1939 | 87.7651 | 0.00907
|  | 1940 | 88.0084 | 0.00925
|  | 1941 | 88.2448 | 0.00951
|  | 1942 | 88.4241 | 0.00957
|  | 1943 | 88.5337 | 0.00934
|  | 1944 | 88.5651 | 0.00912
|  | 1945 | 88.5 | 0.00952
|  | 1946 | 88.3472 | 0.00979
|  | 1947 | 88.124 | 0.00968
|  | 1948 | 87.8847 | 0.00942
|  | 1949 | 87.6332 | 0.00942
|  | 1950 | 87.461 | 0.00951
|  | 1951 | 87.1651 | 0.00925
|  | 1952 | 86.9834 | 0.00903
|  | 1953 | 86.9913 | 0.00919
|  | 1954 | 87.0772 | 0.00931
|  | 1955 | 87.1315 | 0.00884
|  | 1956 | 87.3362 | 0.0091
|  | 1957 | 87.5896 | 0.00924
|  | 1958 | 87.8726 | 0.00948
|  | 1959 | 88.1186 | 0.00923
|  | 1960 | 88.33 | 0.00909
|  | 1961 | 88.4965 | 0.00954
|  | 1962 | 88.6166 | 0.00921
|  | 1963 | 88.6197 | 0.00919
|  | 1964 | 88.5529 | 0.00938
|  | 1965 | 88.4323 | 0.00912
|  | 1966 | 88.1973 | 0.00952
|  | 1967 | 87.953 | 0.00914
|  | 1968 | 87.7322 | 0.00894
|  | 1969 | 87.4617 | 0.00892
|  | 1970 | 87.2256 | 0.00915
|  | 1971 | 87.1513 | 0.00871
|  | 1972 | 87.0653 | 0.00886
|  | 1973 | 87.094 | 0.00868
|  | 1974 | 87.1934 | 0.00878
|  | 1975 | 87.3755 | 0.0091
|  | 1976 | 87.6085 | 0.0091
|  | 1977 | 87.9041 | 0.00892
|  | 1978 | 88.071 | 0.00921
|  | 1979 | 88.3659 | 0.0091
|  | 1980 | 88.5137 | 0.00917
|  | 1981 | 88.6149 | 0.00901
|  | 1982 | 88.6919 | 0.00925
|  | 1983 | 88.6024 | 0.00922
|  | 1984 | 88.4807 | 0.00926
|  | 1985 | 88.3232 | 0.00973
|  | 1986 | 88.0668 | 0.00894
|  | 1987 | 87.8322 | 0.00904
|  | 1988 | 87.6422 | 0.00915
|  | 1989 | 87.351 | 0.00914
|  | 1990 | 87.2105 | 0.00871
|  | 1991 | 87.1181 | 0.00908
|  | 1992 | 87.106 | 0.00871
|  | 1993 | 87.172 | 0.00908
|  | 1994 | 87.3024 | 0.00872
|  | 1995 | 87.4828 | 0.00867
|  | 1996 | 87.7275 | 0.0089
|  | 1997 | 87.9646 | 0.00889
|  | 1998 | 88.2087 | 0.00882
|  | 1999 | 88.4402 | 0.00883
|  | 2000 | 88.4805 | 0.00923
|  | 2001 | 88.5708 | 0.0092
|  | 2002 | 88.6107 | 0.00941
|  | 2003 | 88.546 | 0.00947
|  | 2004 | 88.4129 | 0.00944
|  | 2005 | 88.2043 | 0.00915
|  | 2006 | 87.9783 | 0.00923
|  | 2007 | 87.7223 | 0.0085
|  | 2008 | 87.4554 | 0.00911
|  | 2009 | 87.2327 | 0.00884
|  | 2010 | 87.1206 | 0.00874
|  | 2011 | 87.0254 | 0.00873
|  | 2012 | 86.9459 | 0.0088
|  | 2013 | 87.0808 | 0.00918
|  | 2014 | 87.218 | 0.00845
|  | 2015 | 87.3508 | 0.00874
|  | 2016 | 87.6189 | 0.00871
|  | 2017 | 87.8832 | 0.00857
|  | 2018 | 88.1001 | 0.00888
|  | 2019 | 88.2972 | 0.00937
|  | 2020 | 88.5048 | 0.00918
|  | 2021 | 88.5417 | 0.00866
|  | 2022 | 88.5865 | 0.00905
|  | 2023 | 88.547 | 0.0087
|  | 2024 | 88.381 | 0.00929
|  | 2025 | 88.2005 | 0.00893
|  | 2026 | 87.9802 | 0.00876
|  | 2027 | 87.7223 | 0.00904
|  | 2028 | 87.4321 | 0.00844
|  | 2029 | 87.2401 | 0.00893
|  | 2030 | 87.0912 | 0.00858
|  | 2031 | 86.9476 | 0.00864
|  | 2032 | 86.9274 | 0.00863
|  | 2033 | 86.9863 | 0.00883
|  | 2034 | 87.078 | 0.00887
|  | 2035 | 87.2674 | 0.00835
|  | 2036 | 87.513 | 0.00911
|  | 2037 | 87.6796 | 0.00869
|  | 2038 | 87.9683 | 0.00864
|  | 2039 | 88.2098 | 0.00886
|  | 2040 | 88.3536 | 0.00888
|  | 2041 | 88.4912 | 0.00907
|  | 2042 | 88.5365 | 0.00909
|  | 2043 | 88.4873 | 0.00905
|  | 2044 | 88.421 | 0.009
|  | 2045 | 88.2772 | 0.00881
|  | 2046 | 87.9997 | 0.00886
|  | 2047 | 87.799 | 0.00909
|  | 2048 | 87.5831 | 0.00892
|  | 2049 | 87.2591 | 0.00885
|  | 2050 | 87.0857 | 0.00907
|  | 2051 | 87.0131 | 0.00856
|  | 2052 | 86.8069 | 0.00863
|  | 2053 | 86.8463 | 0.00868
|  | 2054 | 86.9191 | 0.00858
|  | 2055 | 87.1349 | 0.00905
|  | 2056 | 87.1762 | 0.00849
|  | 2057 | 87.4676 | 0.00869
|  | 2058 | 87.7031 | 0.0085
|  | 2059 | 88.0283 | 0.00855
|  | 2060 | 88.0961 | 0.00886
|  | 2061 | 88.3183 | 0.0085
|  | 2062 | 88.4544 | 0.00888
|  | 2063 | 88.4709 | 0.00894
|  | 2064 | 88.4276 | 0.00878
|  | 2065 | 88.3325 | 0.00875
|  | 2066 | 88.18 | 0.00883
|  | 2067 | 87.9487 | 0.00919
|  | 2068 | 87.7139 | 0.00895
|  | 2069 | 87.4837 | 0.00894
|  | 2070 | 87.227 | 0.00845
|  | 2071 | 87.0294 | 0.00871
|  | 2072 | 86.8947 | 0.00868
|  | 2073 | 86.7939 | 0.00843
|  | 2074 | 86.7615 | 0.0085
|  | 2075 | 86.8387 | 0.00882
|  | 2076 | 86.9348 | 0.00843
|  | 2077 | 87.1099 | 0.00869
|  | 2078 | 87.3461 | 0.0086
|  | 2079 | 87.552 | 0.00856
|  | 2080 | 87.7913 | 0.00864
|  | 2081 | 88.0266 | 0.00839
|  | 2082 | 88.164 | 0.00859
|  | 2083 | 88.3221 | 0.00868
|  | 2084 | 88.3838 | 0.00868
|  | 2085 | 88.3957 | 0.00874
|  | 2086 | 88.284 | 0.00856
|  | 2087 | 88.1496 | 0.00878
|  | 2088 | 87.9657 | 0.00866
|  | 2089 | 87.7338 | 0.0086
|  | 2090 | 87.4623 | 0.00895
|  | 2091 | 87.2495 | 0.00846
|  | 2092 | 87.0186 | 0.00888
|  | 2093 | 86.8246 | 0.00878
|  | 2094 | 86.7508 | 0.00868
|  | 2095 | 86.6822 | 0.00855
|  | 2096 | 86.6758 | 0.00844
|  | 2097 | 86.7368 | 0.00843
|  | 2098 | 86.9881 | 0.0085
|  | 2099 | 87.1021 | 0.00851
|  | 2100 | 87.26 | 0.00847
|  | 2101 | 87.5672 | 0.00878
|  | 2102 | 87.8471 | 0.00884
|  | 2103 | 87.9974 | 0.00905
|  | 2104 | 88.0902 | 0.00861
|  | 2105 | 88.3147 | 0.00898
|  | 2106 | 88.3064 | 0.00853
|  | 2107 | 88.2255 | 0.00857
|  | 2108 | 88.1822 | 0.00873
|  | 2109 | 88.0349 | 0.00876
|  | 2110 | 87.8343 | 0.00877
|  | 2111 | 87.6305 | 0.00876
|  | 2112 | 87.3496 | 0.00876
|  | 2113 | 87.1399 | 0.00875
|  | 2114 | 86.9292 | 0.00835
|  | 2115 | 86.7091 | 0.0086
|  | 2116 | 86.6533 | 0.00845
|  | 2117 | 86.6149 | 0.00839
|  | 2118 | 86.5426 | 0.00847
|  | 2119 | 86.681 | 0.00812
|  | 2120 | 86.8596 | 0.00836
|  | 2121 | 86.9705 | 0.00872
|  | 2122 | 87.2113 | 0.00875
|  | 2123 | 87.4871 | 0.00851
|  | 2124 | 87.6584 | 0.00857
|  | 2125 | 87.8565 | 0.00871
|  | 2126 | 88.0818 | 0.0089
|  | 2127 | 88.1219 | 0.00869
|  | 2128 | 88.172 | 0.0086
|  | 2129 | 88.2088 | 0.00843
|  | 2130 | 88.1169 | 0.00871
|  | 2131 | 87.9719 | 0.00899
|  | 2132 | 87.7958 | 0.00842
|  | 2133 | 87.5765 | 0.00853
|  | 2134 | 87.3303 | 0.00834
|  | 2135 | 87.0917 | 0.00889
|  | 2136 | 86.9081 | 0.00838
|  | 2137 | 86.7368 | 0.00842
|  | 2138 | 86.5755 | 0.0083
|  | 2139 | 86.508 | 0.00808
|  | 2140 | 86.5036 | 0.00824
|  | 2141 | 86.5281 | 0.00827
|  | 2142 | 86.603 | 0.00857
|  | 2143 | 86.8398 | 0.00831
|  | 2144 | 86.976 | 0.00859
|  | 2145 | 87.1895 | 0.00847
|  | 2146 | 87.3888 | 0.00865
|  | 2147 | 87.6622 | 0.00826
|  | 2148 | 87.9344 | 0.00886
|  | 2149 | 87.9247 | 0.00863
|  | 2150 | 88.0614 | 0.00825
|  | 2151 | 88.118 | 0.00823
|  | 2152 | 88.0673 | 0.00861
|  | 2153 | 87.9843 | 0.00849
|  | 2154 | 87.8509 | 0.00804
|  | 2155 | 87.6139 | 0.00844
|  | 2156 | 87.4267 | 0.00841
|  | 2157 | 87.2151 | 0.00844
|  | 2158 | 86.9957 | 0.00859
|  | 2159 | 86.7802 | 0.00806
|  | 2160 | 86.6064 | 0.00858
|  | 2161 | 86.4874 | 0.00852
|  | 2162 | 86.4169 | 0.00836
|  | 2163 | 86.3974 | 0.00829
|  | 2164 | 86.4467 | 0.00848
|  | 2165 | 86.5469 | 0.00834
|  | 2166 | 86.7007 | 0.00835
|  | 2167 | 86.8808 | 0.00844
|  | 2168 | 87.0865 | 0.00836
|  | 2169 | 87.3258 | 0.00852
|  | 2170 | 87.5227 | 0.00828
|  | 2171 | 87.7128 | 0.00804
|  | 2172 | 87.8558 | 0.00879
|  | 2173 | 87.9858 | 0.00866
|  | 2174 | 88.0405 | 0.00836
|  | 2175 | 88.034 | 0.00864
|  | 2176 | 87.9366 | 0.0082
|  | 2177 | 87.7886 | 0.00847
|  | 2178 | 87.6422 | 0.00824
|  | 2179 | 87.3805 | 0.00843
|  | 2180 | 87.1904 | 0.00827
|  | 2181 | 86.9415 | 0.00836
|  | 2182 | 86.7295 | 0.00833
|  | 2183 | 86.495 | 0.00845
|  | 2184 | 86.3451 | 0.00811
|  | 2185 | 86.2965 | 0.00797
|  | 2186 | 86.2189 | 0.00862
|  | 2187 | 86.2363 | 0.00854
|  | 2188 | 86.2882 | 0.00837
|  | 2189 | 86.4208 | 0.0083
|  | 2190 | 86.6231 | 0.00841
|  | 2191 | 86.8416 | 0.00862
|  | 2192 | 87.0932 | 0.00832
|  | 2193 | 87.3366 | 0.00826
|  | 2194 | 87.554 | 0.00828
|  | 2195 | 87.7685 | 0.00832
|  | 2196 | 87.9115 | 0.00846
|  | 2197 | 87.9827 | 0.0087
|  | 2198 | 88.0146 | 0.0085
|  | 2199 | 87.9943 | 0.00862
|  | 2200 | 87.8389 | 0.00826
|  | 2201 | 87.6939 | 0.00863
|  | 2202 | 87.4899 | 0.00842
|  | 2203 | 87.2163 | 0.00815
|  | 2204 | 86.9554 | 0.00797
|  | 2205 | 86.714 | 0.0083
|  | 2206 | 86.4958 | 0.0083
|  | 2207 | 86.2831 | 0.00848
|  | 2208 | 86.1332 | 0.00815
|  | 2209 | 86.0303 | 0.00836
|  | 2210 | 86.0236 | 0.00813
|  | 2211 | 85.9975 | 0.00797
|  | 2212 | 86.1463 | 0.00818
|  | 2213 | 86.2617 | 0.00804
|  | 2214 | 86.4506 | 0.00823
|  | 2215 | 86.6704 | 0.00827
|  | 2216 | 86.895 | 0.00856
|  | 2217 | 87.122 | 0.00845
|  | 2218 | 87.3458 | 0.00859
|  | 2219 | 87.5369 | 0.0083
|  | 2220 | 87.6608 | 0.00833
|  | 2221 | 87.8132 | 0.00827
|  | 2222 | 87.7831 | 0.00825
|  | 2223 | 87.7549 | 0.00807
|  | 2224 | 87.6744 | 0.00791
|  | 2225 | 87.5665 | 0.00809
|  | 2226 | 87.3873 | 0.00777
|  | 2227 | 87.1979 | 0.00823
|  | 2228 | 87.0212 | 0.00822
|  | 2229 | 86.7997 | 0.00825
|  | 2230 | 86.5923 | 0.00845
|  | 2231 | 86.4129 | 0.0078
|  | 2232 | 86.2752 | 0.00805
|  | 2233 | 86.194 | 0.00795
|  | 2234 | 86.1443 | 0.008
|  | 2235 | 86.1566 | 0.00803
|  | 2236 | 86.1949 | 0.00805
|  | 2237 | 86.3106 | 0.00788
|  | 2238 | 86.4285 | 0.00831
|  | 2239 | 86.5932 | 0.00816
|  | 2240 | 86.7791 | 0.00793
|  | 2241 | 86.9544 | 0.00831
|  | 2242 | 87.1256 | 0.00837
|  | 2243 | 87.294 | 0.00842
|  | 2244 | 87.4109 | 0.00819
|  | 2245 | 87.5046 | 0.00825
|  | 2246 | 87.5584 | 0.00825
|  | 2247 | 87.579 | 0.00846
|  | 2248 | 87.5493 | 0.00824
|  | 2249 | 87.4702 | 0.00801
|  | 2250 | 87.36 | 0.00825
|  | 2251 | 87.2741 | 0.00818
|  | 2252 | 87.134 | 0.00803
|  | 2253 | 86.9978 | 0.0082
|  | 2254 | 86.8405 | 0.00824
|  | 2255 | 86.6859 | 0.00827
|  | 2256 | 86.564 | 0.00836
|  | 2257 | 86.462 | 0.0079
|  | 2258 | 86.3704 | 0.00822
|  | 2259 | 86.3071 | 0.00799
|  | 2260 | 86.3127 | 0.00815
|  | 2261 | 86.328 | 0.00808
|  | 2262 | 86.3876 | 0.00815
|  | 2263 | 86.4968 | 0.00796
|  | 2264 | 86.6494 | 0.00763
|  | 2265 | 86.7759 | 0.00792
|  | 2266 | 86.9422 | 0.0081
|  | 2267 | 87.1183 | 0.00801
|  | 2268 | 87.2613 | 0.00827
|  | 2269 | 87.387 | 0.00796
|  | 2270 | 87.5057 | 0.00849
|  | 2271 | 87.5679 | 0.00797
|  | 2272 | 87.6122 | 0.00813
|  | 2273 | 87.6278 | 0.00765
|  | 2274 | 87.5542 | 0.00799
|  | 2275 | 87.5155 | 0.008
|  | 2276 | 87.3866 | 0.00859
|  | 2277 | 87.2475 | 0.00806
|  | 2278 | 87.0982 | 0.00831
|  | 2279 | 86.9417 | 0.00775
|  | 2280 | 86.7988 | 0.00827
|  | 2281 | 86.6393 | 0.00769
|  | 2282 | 86.4925 | 0.00822
|  | 2283 | 86.4226 | 0.00777
|  | 2284 | 86.3221 | 0.00785
|  | 2285 | 86.3063 | 0.00806
|  | 2286 | 86.2951 | 0.00806
|  | 2287 | 86.3591 | 0.00789
|  | 2288 | 86.4576 | 0.00801
|  | 2289 | 86.6065 | 0.00813
|  | 2290 | 86.8188 | 0.00814
|  | 2291 | 87.0068 | 0.00801
|  | 2292 | 87.2547 | 0.00826
|  | 2293 | 87.4992 | 0.0082
|  | 2294 | 87.7351 | 0.00789
|  | 2295 | 87.9569 | 0.0084
|  | 2296 | 88.1444 | 0.00817
|  | 2297 | 88.2776 | 0.00828
|  | 2298 | 88.3498 | 0.00833
|  | 2299 | 88.3733 | 0.0082
|  | 2300 | 88.3008 | 0.00822
|  | 2301 | 88.1928 | 0.00869
|  | 2302 | 88.0097 | 0.00812
|  | 2303 | 87.8164 | 0.00789
|  | 2304 | 87.5597 | 0.00786
|  | 2305 | 87.286 | 0.00802
|  | 2306 | 87.0329 | 0.00796
|  | 2307 | 86.7787 | 0.00758
|  | 2308 | 86.5597 | 0.00803
|  | 2309 | 86.3684 | 0.0076
|  | 2310 | 86.2493 | 0.00754
|  | 2311 | 86.1763 | 0.00788
|  | 2312 | 86.1962 | 0.00779
|  | 2313 | 86.304 | 0.00788
|  | 2314 | 86.4817 | 0.00808
|  | 2315 | 86.6541 | 0.00793
|  | 2316 | 86.9127 | 0.00796
|  | 2317 | 87.2219 | 0.0082
|  | 2318 | 87.5688 | 0.00852
|  | 2319 | 87.8709 | 0.00788
|  | 2320 | 88.2216 | 0.00802
|  | 2321 | 88.4732 | 0.00834
|  | 2322 | 88.6241 | 0.00861
|  | 2323 | 88.8492 | 0.00854
|  | 2324 | 88.8733 | 0.00817
|  | 2325 | 88.9517 | 0.00826
|  | 2326 | 88.8268 | 0.00826
|  | 2327 | 88.7894 | 0.00823
|  | 2328 | 88.5125 | 0.00836
|  | 2329 | 88.3128 | 0.00799
|  | 2330 | 87.9958 | 0.00815
|  | 2331 | 87.6536 | 0.00798
|  | 2332 | 87.3358 | 0.00799
|  | 2333 | 87.0347 | 0.00804
|  | 2334 | 86.6872 | 0.00777
|  | 2335 | 86.5569 | 0.00774
|  | 2336 | 86.3214 | 0.0079
|  | 2337 | 86.1822 | 0.00773
|  | 2338 | 86.17 | 0.00794
|  | 2339 | 86.1783 | 0.00791
|  | 2340 | 86.3197 | 0.00775
|  | 2341 | 86.478 | 0.00792
|  | 2342 | 86.7606 | 0.00817
|  | 2343 | 87.0643 | 0.008
|  | 2344 | 87.366 | 0.00815
|  | 2345 | 87.7473 | 0.0082
|  | 2346 | 88.0749 | 0.00834
|  | 2347 | 88.4052 | 0.00791
|  | 2348 | 88.6996 | 0.00828
|  | 2349 | 88.9518 | 0.00817
|  | 2350 | 89.0699 | 0.00809
|  | 2351 | 89.1453 | 0.00844
|  | 2352 | 89.1575 | 0.00835
|  | 2353 | 89.1427 | 0.00846
|  | 2354 | 88.9762 | 0.0085
|  | 2355 | 88.7477 | 0.00783
|  | 2356 | 88.476 | 0.00809
|  | 2357 | 88.163 | 0.00815
|  | 2358 | 87.9603 | 0.00792
|  | 2359 | 87.4899 | 0.00756
|  | 2360 | 87.2185 | 0.00792
|  | 2361 | 86.978 | 0.00768
|  | 2362 | 86.6082 | 0.00775
|  | 2363 | 86.4565 | 0.00766
|  | 2364 | 86.316 | 0.00789
|  | 2365 | 86.2541 | 0.00794
|  | 2366 | 86.2322 | 0.00749
|  | 2367 | 86.3823 | 0.00771
|  | 2368 | 86.5007 | 0.00804
|  | 2369 | 86.7036 | 0.008
|  | 2370 | 86.9795 | 0.0079
|  | 2371 | 87.2901 | 0.00784
|  | 2372 | 87.6408 | 0.00788
|  | 2373 | 87.9033 | 0.00823
|  | 2374 | 88.2468 | 0.00805
|  | 2375 | 88.5306 | 0.00811
|  | 2376 | 88.8201 | 0.00837
|  | 2377 | 88.9238 | 0.00818
|  | 2378 | 89.1495 | 0.00807
|  | 2379 | 89.1382 | 0.0081
|  | 2380 | 89.1943 | 0.00817
|  | 2381 | 89.0781 | 0.00817
|  | 2382 | 88.9263 | 0.00813
|  | 2383 | 88.7035 | 0.00838
|  | 2384 | 88.4376 | 0.00801
|  | 2385 | 88.1858 | 0.00818
|  | 2386 | 87.8124 | 0.00803
|  | 2387 | 87.5434 | 0.00787
|  | 2388 | 87.2071 | 0.00802
|  | 2389 | 86.9685 | 0.00802
|  | 2390 | 86.6774 | 0.00768
|  | 2391 | 86.5327 | 0.00766
|  | 2392 | 86.3989 | 0.00792
|  | 2393 | 86.3619 | 0.00766
|  | 2394 | 86.3408 | 0.0075
|  | 2395 | 86.414 | 0.00766
|  | 2396 | 86.546 | 0.00765
|  | 2397 | 86.7542 | 0.0079
|  | 2398 | 86.9558 | 0.00779
|  | 2399 | 87.2505 | 0.00793
|  | 2400 | 87.51 | 0.00768
|  | 2401 | 87.8342 | 0.00801
|  | 2402 | 88.1199 | 0.00787
|  | 2403 | 88.3986 | 0.0081
|  | 2404 | 88.601 | 0.00807
|  | 2405 | 88.8115 | 0.00846
|  | 2406 | 88.9468 | 0.00839
|  | 2407 | 89.0538 | 0.00829
|  | 2408 | 89.0205 | 0.0084
|  | 2409 | 89.0362 | 0.00798
|  | 2410 | 88.8719 | 0.00844
|  | 2411 | 88.7001 | 0.00821
|  | 2412 | 88.4755 | 0.0081
|  | 2413 | 88.2119 | 0.00804
|  | 2414 | 87.9673 | 0.00811
|  | 2415 | 87.6767 | 0.00788
|  | 2416 | 87.3906 | 0.00761
|  | 2417 | 87.1428 | 0.00771
|  | 2418 | 86.8832 | 0.00774
|  | 2419 | 86.6489 | 0.00757
|  | 2420 | 86.5293 | 0.00765
|  | 2421 | 86.4785 | 0.00788
|  | 2422 | 86.4201 | 0.00773
|  | 2423 | 86.4698 | 0.00774
|  | 2424 | 86.5073 | 0.00746
|  | 2425 | 86.6536 | 0.00774
|  | 2426 | 86.8469 | 0.00787
|  | 2427 | 87.0653 | 0.00767
|  | 2428 | 87.268 | 0.00794
|  | 2429 | 87.5591 | 0.00787
|  | 2430 | 87.778 | 0.00795
|  | 2431 | 88.0229 | 0.00795
|  | 2432 | 88.2845 | 0.00813
|  | 2433 | 88.4661 | 0.00804
|  | 2434 | 88.6382 | 0.00797
|  | 2435 | 88.7447 | 0.008
|  | 2436 | 88.7987 | 0.00806
|  | 2437 | 88.8118 | 0.00801
|  | 2438 | 88.8029 | 0.0082
|  | 2439 | 88.6778 | 0.00822
|  | 2440 | 88.5159 | 0.00799
|  | 2441 | 88.3445 | 0.00788
|  | 2442 | 88.1631 | 0.00796
|  | 2443 | 87.9349 | 0.00734
|  | 2444 | 87.6822 | 0.00785
|  | 2445 | 87.4608 | 0.00768
|  | 2446 | 87.2406 | 0.00786
|  | 2447 | 87.002 | 0.00766
|  | 2448 | 86.768 | 0.00751
|  | 2449 | 86.7308 | 0.00767
|  | 2450 | 86.5668 | 0.00774
|  | 2451 | 86.5352 | 0.00755
|  | 2452 | 86.4698 | 0.00741
|  | 2453 | 86.524 | 0.00762
|  | 2454 | 86.62 | 0.00786
|  | 2455 | 86.7247 | 0.00786
|  | 2456 | 86.9044 | 0.00765
|  | 2457 | 87.0778 | 0.00785
|  | 2458 | 87.2888 | 0.00773
|  | 2459 | 87.4855 | 0.00768
|  | 2460 | 87.6893 | 0.00772
|  | 2461 | 87.8761 | 0.00783
|  | 2462 | 88.0679 | 0.00757
|  | 2463 | 88.2574 | 0.00803
|  | 2464 | 88.3716 | 0.00799
|  | 2465 | 88.4205 | 0.00784
|  | 2466 | 88.4839 | 0.00805
|  | 2467 | 88.4507 | 0.00765
|  | 2468 | 88.3923 | 0.00783
|  | 2469 | 88.3187 | 0.00784
|  | 2470 | 88.2467 | 0.00796
|  | 2471 | 88.0704 | 0.00789
|  | 2472 | 87.9085 | 0.00757
|  | 2473 | 87.7208 | 0.00783
|  | 2474 | 87.5372 | 0.00778
|  | 2475 | 87.2828 | 0.00787
|  | 2476 | 87.1134 | 0.0078
|  | 2477 | 86.9243 | 0.00778
|  | 2478 | 86.7663 | 0.00753
|  | 2479 | 86.6136 | 0.00766
|  | 2480 | 86.5059 | 0.00756
|  | 2481 | 86.4612 | 0.00745
|  | 2482 | 86.4403 | 0.00733
|  | 2483 | 86.4197 | 0.0078
|  | 2484 | 86.4866 | 0.00761
|  | 2485 | 86.5913 | 0.00762
|  | 2486 | 86.7554 | 0.00766
|  | 2487 | 86.8855 | 0.00766
|  | 2488 | 87.0855 | 0.00793
|  | 2489 | 87.294 | 0.00765
|  | 2490 | 87.5079 | 0.00819
|  | 2491 | 87.7026 | 0.00775
|  | 2492 | 87.8673 | 0.00787
|  | 2493 | 88.0379 | 0.00791
|  | 2494 | 88.2298 | 0.00773
|  | 2495 | 88.3297 | 0.00758
|  | 2496 | 88.4017 | 0.00769
|  | 2497 | 88.4467 | 0.00795
|  | 2498 | 88.3886 | 0.00749
|  | 2499 | 88.3655 | 0.0081
|  | 2500 | 88.2765 | 0.00791
|  | 2501.4321 | 87.6928 | 0.00834
|  | 2502.6403 | 87.6882 | 0.00834
|  | 2503.8434 | 87.683 | 0.00839
|  | 2505.0539 | 87.6778 | 0.0084
|  | 2506.2657 | 87.6735 | 0.00834
|  | 2507.4785 | 87.6717 | 0.00826
|  | 2508.6926 | 87.6731 | 0.00823
|  | 2509.9079 | 87.6758 | 0.00826
|  | 2511.1243 | 87.677 | 0.00832
|  | 2512.3356 | 87.6765 | 0.00839
|  | 2513.5543 | 87.6759 | 0.00846
|  | 2514.7743 | 87.6755 | 0.00852
|  | 2515.9954 | 87.6753 | 0.00849
|  | 2517.2178 | 87.6755 | 0.00839
|  | 2518.4413 | 87.6755 | 0.00834
|  | 2519.6596 | 87.6755 | 0.00842
|  | 2520.8855 | 87.6754 | 0.00849
|  | 2522.1126 | 87.6731 | 0.00843
|  | 2523.3409 | 87.6664 | 0.00833
|  | 2524.5704 | 87.6557 | 0.00832
|  | 2525.8011 | 87.6426 | 0.00841
|  | 2527.0329 | 87.6278 | 0.0085
|  | 2528.2596 | 87.6127 | 0.00857
|  | 2529.4939 | 87.6 | 0.00861
|  | 2530.7294 | 87.5909 | 0.0086
|  | 2531.9661 | 87.5836 | 0.00852
|  | 2533.204 | 87.5737 | 0.00838
|  | 2534.4431 | 87.561 | 0.00826
|  | 2535.677 | 87.5483 | 0.00823
|  | 2536.9185 | 87.5343 | 0.0083
|  | 2538.1613 | 87.5173 | 0.00841
|  | 2539.4052 | 87.501 | 0.00849
|  | 2540.6504 | 87.4902 | 0.00852
|  | 2541.8968 | 87.4873 | 0.00846
|  | 2543.1444 | 87.4874 | 0.00835
|  | 2544.3868 | 87.4801 | 0.00829
|  | 2545.6369 | 87.466 | 0.0083
|  | 2546.8882 | 87.4548 | 0.00829
|  | 2548.1408 | 87.4502 | 0.00823
|  | 2549.3945 | 87.448 | 0.00817
|  | 2550.6495 | 87.4466 | 0.00812
|  | 2551.8992 | 87.4468 | 0.00807
|  | 2553.1567 | 87.4464 | 0.00808
|  | 2554.4154 | 87.4419 | 0.00814
|  | 2555.6754 | 87.4352 | 0.00821
|  | 2556.9366 | 87.432 | 0.00826
|  | 2558.199 | 87.4362 | 0.00827
|  | 2559.4627 | 87.4465 | 0.00826
|  | 2560.7211 | 87.4577 | 0.00818
|  | 2561.9873 | 87.4683 | 0.00802
|  | 2563.2547 | 87.4807 | 0.00784
|  | 2564.5234 | 87.4842 | 0.00775
|  | 2565.7934 | 87.4655 | 0.0078
|  | 2567.0646 | 87.4343 | 0.00795
|  | 2568.3304 | 87.4072 | 0.00812
|  | 2569.6042 | 87.3876 | 0.00824
|  | 2570.8791 | 87.3768 | 0.00835
|  | 2572.1554 | 87.3801 | 0.00845
|  | 2573.4329 | 87.3898 | 0.00847
|  | 2574.7117 | 87.39 | 0.0084
|  | 2575.9918 | 87.3775 | 0.00832
|  | 2577.2665 | 87.3566 | 0.00827
|  | 2578.5491 | 87.3305 | 0.00823
|  | 2579.8329 | 87.3084 | 0.00815
|  | 2581.1181 | 87.2985 | 0.00802
|  | 2582.4045 | 87.3027 | 0.00795
|  | 2583.6923 | 87.3095 | 0.00803
|  | 2584.9746 | 87.2957 | 0.00816
|  | 2586.2649 | 87.2611 | 0.00824
|  | 2587.5564 | 87.2292 | 0.00825
|  | 2588.8493 | 87.2106 | 0.0082
|  | 2590.1435 | 87.2032 | 0.00813
|  | 2591.4389 | 87.2085 | 0.00813
|  | 2592.7357 | 87.2284 | 0.00821
|  | 2594.027 | 87.2546 | 0.00823
|  | 2595.3263 | 87.2622 | 0.00808
|  | 2596.627 | 87.2388 | 0.0079
|  | 2597.9289 | 87.2126 | 0.00787
|  | 2599.2322 | 87.2013 | 0.00786
|  | 2600.5368 | 87.2045 | 0.00782
|  | 2601.8359 | 87.218 | 0.00777
|  | 2603.143 | 87.2315 | 0.00779
|  | 2604.4515 | 87.2348 | 0.00786
|  | 2605.7613 | 87.2241 | 0.00789
|  | 2607.0725 | 87.2048 | 0.00786
|  | 2608.3849 | 87.1849 | 0.00785
|  | 2609.6987 | 87.1662 | 0.00786
|  | 2611.007 | 87.1501 | 0.00789
|  | 2612.3234 | 87.1394 | 0.00792
|  | 2613.6411 | 87.133 | 0.00797
|  | 2614.9602 | 87.131 | 0.00802
|  | 2616.2806 | 87.1337 | 0.00801
|  | 2617.6023 | 87.1273 | 0.00793
|  | 2618.9185 | 87.0966 | 0.00787
|  | 2620.2429 | 87.052 | 0.00789
|  | 2621.5687 | 87.0143 | 0.00795
|  | 2622.8958 | 86.9909 | 0.00806
|  | 2624.2242 | 86.9788 | 0.00821
|  | 2625.554 | 86.9759 | 0.0083
|  | 2626.8851 | 86.9748 | 0.00817
|  | 2628.2107 | 86.9689 | 0.0079
|  | 2629.5445 | 86.9654 | 0.0077
|  | 2630.8797 | 86.9612 | 0.00763
|  | 2632.2162 | 86.9408 | 0.00764
|  | 2633.5541 | 86.9109 | 0.00768
|  | 2634.8934 | 86.8871 | 0.00773
|  | 2636.227 | 86.8715 | 0.00778
|  | 2637.569 | 86.8583 | 0.00783
|  | 2638.9124 | 86.8445 | 0.00789
|  | 2640.2571 | 86.8336 | 0.00794
|  | 2641.6031 | 86.8267 | 0.00796
|  | 2642.9506 | 86.817 | 0.00794
|  | 2644.2994 | 86.8007 | 0.00788
|  | 2645.6426 | 86.7823 | 0.00778
|  | 2646.9942 | 86.7664 | 0.00769
|  | 2648.3472 | 86.7508 | 0.00767
|  | 2649.7015 | 86.7335 | 0.00772
|  | 2651.0572 | 86.7142 | 0.0078
|  | 2652.4144 | 86.6943 | 0.00779
|  | 2653.7658 | 86.6758 | 0.00766
|  | 2655.1257 | 86.6553 | 0.0076
|  | 2656.487 | 86.6262 | 0.00772
|  | 2657.8497 | 86.5917 | 0.0079
|  | 2659.2138 | 86.5582 | 0.00791
|  | 2660.5793 | 86.5254 | 0.00778
|  | 2661.9462 | 86.4949 | 0.00771
|  | 2663.3074 | 86.475 | 0.00773
|  | 2664.677 | 86.4634 | 0.00777
|  | 2666.0481 | 86.436 | 0.00774
|  | 2667.4207 | 86.3844 | 0.00766
|  | 2668.7946 | 86.3387 | 0.00763
|  | 2670.1699 | 86.2989 | 0.00765
|  | 2671.5467 | 86.235 | 0.00762
|  | 2672.9177 | 86.158 | 0.00761
|  | 2674.2973 | 86.0942 | 0.00765
|  | 2675.6784 | 86.0375 | 0.00765
|  | 2677.0608 | 85.965 | 0.00755
|  | 2678.4447 | 85.8433 | 0.00744
|  | 2679.83 | 85.6525 | 0.00739
|  | 2681.2096 | 85.4096 | 0.00738
|  | 2682.5977 | 85.1247 | 0.00734
|  | 2683.9873 | 84.7742 | 0.00719
|  | 2685.3784 | 84.333 | 0.00699
|  | 2686.7709 | 83.7909 | 0.00684
|  | 2688.1648 | 83.1493 | 0.00677
|  | 2689.5602 | 82.4408 | 0.00665
|  | 2690.9498 | 81.7237 | 0.00649
|  | 2692.3481 | 81.0147 | 0.00637
|  | 2693.7478 | 80.2458 | 0.0062
|  | 2695.149 | 79.3646 | 0.0059
|  | 2696.5516 | 78.4701 | 0.00563
|  | 2697.9558 | 77.6713 | 0.00548
|  | 2699.354 | 76.9523 | 0.00536
|  | 2700.7611 | 76.2488 | 0.00517
|  | 2702.1696 | 75.546 | 0.005
|  | 2703.5795 | 74.9004 | 0.00497
|  | 2704.991 | 74.3428 | 0.005
|  | 2706.4039 | 73.8565 | 0.00501
|  | 2707.8183 | 73.4296 | 0.00503
|  | 2709.2268 | 73.044 | 0.00507
|  | 2710.6442 | 72.6708 | 0.00504
|  | 2712.063 | 72.3275 | 0.00492
|  | 2713.4833 | 72.0602 | 0.00477
|  | 2714.9051 | 71.8661 | 0.0046
|  | 2716.3284 | 71.7198 | 0.00448
|  | 2717.7458 | 71.6123 | 0.00448
|  | 2719.1721 | 71.5378 | 0.00465
|  | 2720.5998 | 71.4783 | 0.00482
|  | 2722.0291 | 71.4258 | 0.00483
|  | 2723.4599 | 71.399 | 0.00471
|  | 2724.8922 | 71.4058 | 0.0046
|  | 2726.3259 | 71.4341 | 0.00453
|  | 2727.7538 | 71.4758 | 0.00446
|  | 2729.1906 | 71.5364 | 0.00441
|  | 2730.6289 | 71.6212 | 0.00446
|  | 2732.0687 | 71.7301 | 0.0046
|  | 2733.5101 | 71.8616 | 0.00473
|  | 2734.953 | 72.0099 | 0.00477
|  | 2736.3899 | 72.1596 | 0.00475
|  | 2737.8358 | 72.3122 | 0.00472
|  | 2739.2832 | 72.4979 | 0.00469
|  | 2740.7322 | 72.7204 | 0.00467
|  | 2742.1827 | 72.9265 | 0.00472
|  | 2743.6348 | 73.0955 | 0.00481
|  | 2745.0883 | 73.2623 | 0.00488
|  | 2746.5359 | 73.4513 | 0.00493
|  | 2747.9926 | 73.6597 | 0.00491
|  | 2749.4508 | 73.8788 | 0.00487
|  | 2750.9106 | 74.1055 | 0.00489
|  | 2752.3719 | 74.3314 | 0.00496
|  | 2753.8347 | 74.5546 | 0.00496
|  | 2755.2915 | 74.7942 | 0.0048
|  | 2756.7575 | 75.0394 | 0.0046
|  | 2758.225 | 75.2446 | 0.00455
|  | 2759.6941 | 75.4196 | 0.00466
|  | 2761.1648 | 75.6038 | 0.00484
|  | 2762.637 | 75.8128 | 0.00498
|  | 2764.1108 | 76.0262 | 0.005
|  | 2765.5785 | 76.2143 | 0.00496
|  | 2767.0554 | 76.3828 | 0.00496
|  | 2768.534 | 76.5572 | 0.005
|  | 2770.014 | 76.7513 | 0.00498
|  | 2771.4957 | 76.9641 | 0.00493
|  | 2772.979 | 77.1725 | 0.00496
|  | 2774.4561 | 77.3585 | 0.0051
|  | 2775.9426 | 77.5354 | 0.00526
|  | 2777.4306 | 77.7162 | 0.00535
|  | 2778.9202 | 77.8952 | 0.00538
|  | 2780.4115 | 78.071 | 0.0054
|  | 2781.9043 | 78.2492 | 0.00545
|  | 2783.3987 | 78.4232 | 0.00551
|  | 2784.887 | 78.5876 | 0.00552
|  | 2786.3846 | 78.755 | 0.00546
|  | 2787.8839 | 78.9314 | 0.00536
|  | 2789.3847 | 79.0988 | 0.00531
|  | 2790.8872 | 79.2506 | 0.00535
|  | 2792.3913 | 79.4019 | 0.00545
|  | 2793.8892 | 79.5632 | 0.00558
|  | 2795.3965 | 79.7333 | 0.00567
|  | 2796.9055 | 79.9068 | 0.00565
|  | 2798.4161 | 80.0786 | 0.00565
|  | 2799.9283 | 80.2515 | 0.00572
|  | 2801.4422 | 80.4336 | 0.0058
|  | 2802.9577 | 80.6247 | 0.00578
|  | 2804.4669 | 80.8054 | 0.00573
|  | 2805.9857 | 80.963 | 0.00575
|  | 2807.5062 | 81.1108 | 0.00577
|  | 2809.0282 | 81.262 | 0.00573
|  | 2810.5519 | 81.4158 | 0.00567
|  | 2812.0773 | 81.5683 | 0.00565
|  | 2813.5964 | 81.7207 | 0.00568
|  | 2815.1251 | 81.872 | 0.00576
|  | 2816.6555 | 82.0143 | 0.00583
|  | 2818.1874 | 82.147 | 0.00586
|  | 2819.7211 | 82.278 | 0.00584
|  | 2821.2565 | 82.4054 | 0.00583
|  | 2822.7935 | 82.5196 | 0.00588
|  | 2824.3242 | 82.6229 | 0.00594
|  | 2825.8646 | 82.7233 | 0.00595
|  | 2827.4066 | 82.8225 | 0.00594
|  | 2828.9504 | 82.917 | 0.00599
|  | 2830.4958 | 83.0064 | 0.00607
|  | 2832.0429 | 83.0934 | 0.00613
|  | 2833.5836 | 83.1782 | 0.00611
|  | 2835.1341 | 83.2566 | 0.00607
|  | 2836.6863 | 83.3275 | 0.00606
|  | 2838.2402 | 83.3935 | 0.00606
|  | 2839.7958 | 83.4559 | 0.00608
|  | 2841.3531 | 83.5133 | 0.00613
|  | 2842.912 | 83.5666 | 0.00619
|  | 2844.4647 | 83.6178 | 0.00624
|  | 2846.0271 | 83.669 | 0.00632
|  | 2847.5912 | 83.7205 | 0.00641
|  | 2849.1571 | 83.7702 | 0.00641
|  | 2850.7247 | 83.8172 | 0.00628
|  | 2852.294 | 83.8645 | 0.00614
|  | 2853.8568 | 83.9139 | 0.00611
|  | 2855.4296 | 83.9615 | 0.00617
|  | 2857.0041 | 84.0037 | 0.00622
|  | 2858.5803 | 84.0424 | 0.00625
|  | 2860.1583 | 84.0799 | 0.00629
|  | 2861.738 | 84.1143 | 0.00629
|  | 2863.3194 | 84.1451 | 0.0062
|  | 2864.8944 | 84.1749 | 0.00606
|  | 2866.4794 | 84.2064 | 0.00601
|  | 2868.0661 | 84.2405 | 0.00605
|  | 2869.6546 | 84.2747 | 0.00611
|  | 2871.2448 | 84.306 | 0.00614
|  | 2872.8367 | 84.3348 | 0.00615
|  | 2874.4305 | 84.3626 | 0.00615
|  | 2876.0177 | 84.3908 | 0.00619
|  | 2877.615 | 84.4186 | 0.00628
|  | 2879.2141 | 84.4441 | 0.0064
|  | 2880.8149 | 84.4659 | 0.00648
|  | 2882.4175 | 84.4846 | 0.00651
|  | 2884.0219 | 84.5011 | 0.00652
|  | 2885.6198 | 84.5156 | 0.00655
|  | 2887.2278 | 84.5297 | 0.00658
|  | 2888.8375 | 84.5421 | 0.0066
|  | 2890.4491 | 84.5508 | 0.00659
|  | 2892.0624 | 84.5571 | 0.00657
|  | 2893.6776 | 84.5627 | 0.00654
|  | 2895.2946 | 84.5668 | 0.00649
|  | 2896.905 | 84.5714 | 0.00641
|  | 2898.5255 | 84.5807 | 0.00632
|  | 2900.1479 | 84.5925 | 0.0063
|  | 2901.7721 | 84.6001 | 0.00636
|  | 2903.3981 | 84.6035 | 0.00644
|  | 2905.026 | 84.6084 | 0.00648
|  | 2906.6472 | 84.6164 | 0.00648
|  | 2908.2787 | 84.6244 | 0.0065
|  | 2909.912 | 84.6308 | 0.00653
|  | 2911.5472 | 84.636 | 0.00653
|  | 2913.1842 | 84.6405 | 0.00652
|  | 2914.823 | 84.6448 | 0.00649
|  | 2916.4637 | 84.6498 | 0.00644
|  | 2918.0977 | 84.6572 | 0.00636
|  | 2919.7421 | 84.6667 | 0.00627
|  | 2921.3884 | 84.6774 | 0.0062
|  | 2923.0365 | 84.6875 | 0.00616
|  | 2924.6864 | 84.697 | 0.00619
|  | 2926.3382 | 84.7072 | 0.00627
|  | 2927.9833 | 84.7191 | 0.00632
|  | 2929.6389 | 84.7315 | 0.00633
|  | 2931.2963 | 84.7446 | 0.00629
|  | 2932.9556 | 84.7582 | 0.0062
|  | 2934.6167 | 84.7698 | 0.00612
|  | 2936.2798 | 84.7773 | 0.00611
|  | 2937.9447 | 84.7827 | 0.00613
|  | 2939.6029 | 84.7887 | 0.00618
|  | 2941.2716 | 84.7948 | 0.00628
|  | 2942.9422 | 84.7991 | 0.0064
|  | 2944.6147 | 84.8014 | 0.00646
|  | 2946.2892 | 84.8028 | 0.00642
|  | 2947.9655 | 84.8021 | 0.00631
|  | 2949.635 | 84.7985 | 0.00626
|  | 2951.3151 | 84.7929 | 0.00629
|  | 2952.9971 | 84.7873 | 0.00636
|  | 2954.6811 | 84.7822 | 0.00638
|  | 2956.367 | 84.7775 | 0.00631
|  | 2958.0548 | 84.7735 | 0.00624
|  | 2959.7445 | 84.7692 | 0.00625
|  | 2961.4274 | 84.7625 | 0.00635
|  | 2963.121 | 84.7511 | 0.00647
|  | 2964.8165 | 84.7368 | 0.00653
|  | 2966.514 | 84.7247 | 0.00653
|  | 2968.2134 | 84.718 | 0.00651
|  | 2969.9148 | 84.7152 | 0.00645
|  | 2971.6092 | 84.7142 | 0.00637
|  | 2973.3145 | 84.7145 | 0.00631
|  | 2975.0217 | 84.7164 | 0.0063
|  | 2976.7309 | 84.7193 | 0.00629
|  | 2978.442 | 84.724 | 0.00624
|  | 2980.1552 | 84.7317 | 0.00618
|  | 2981.8702 | 84.7414 | 0.00613
|  | 2983.5784 | 84.7509 | 0.00609
|  | 2985.2974 | 84.7597 | 0.00606
|  | 2987.0184 | 84.7702 | 0.00603
|  | 2988.7414 | 84.7821 | 0.00603
|  | 2990.4664 | 84.7935 | 0.00609
|  | 2992.1934 | 84.8048 | 0.00615
|  | 2993.9134 | 84.8176 | 0.00615
|  | 2995.6443 | 84.8301 | 0.00611
|  | 2997.3773 | 84.839 | 0.00609
|  | 2999.1123 | 84.8451 | 0.00611
|  | 3000.8492 | 84.8512 | 0.0061
|  | 3002.5882 | 84.858 | 0.00609
|  | 3004.3292 | 84.8642 | 0.0061
|  | 3006.0632 | 84.8687 | 0.00612
|  | 3007.8083 | 84.8712 | 0.00611
|  | 3009.5553 | 84.872 | 0.00607
|  | 3011.3044 | 84.8719 | 0.00603
|  | 3013.0556 | 84.8712 | 0.00604
|  | 3014.8087 | 84.8703 | 0.0061
|  | 3016.5548 | 84.8711 | 0.00619
|  | 3018.3121 | 84.8736 | 0.00624
|  | 3020.0714 | 84.8758 | 0.00623
|  | 3021.8327 | 84.876 | 0.00622
|  | 3023.5961 | 84.8759 | 0.00623
|  | 3025.3616 | 84.878 | 0.00622
|  | 3027.1291 | 84.8832 | 0.00618
|  | 3028.8895 | 84.8913 | 0.00612
|  | 3030.6612 | 84.9016 | 0.00608
|  | 3032.4349 | 84.9132 | 0.00614
|  | 3034.2107 | 84.926 | 0.00626
|  | 3035.9886 | 84.94 | 0.00634
|  | 3037.7686 | 84.9544 | 0.00632
|  | 3039.5414 | 84.9673 | 0.00626
|  | 3041.3255 | 84.9789 | 0.00621
|  | 3043.1118 | 84.9899 | 0.00616
|  | 3044.9001 | 85.0011 | 0.0061
|  | 3046.6905 | 85.0139 | 0.00605
|  | 3048.4831 | 85.0279 | 0.00604
|  | 3050.2777 | 85.0403 | 0.00603
|  | 3052.0652 | 85.0512 | 0.00599
|  | 3053.8641 | 85.0624 | 0.00596
|  | 3055.6651 | 85.0735 | 0.00596
|  | 3057.4682 | 85.0848 | 0.00596
|  | 3059.2734 | 85.0968 | 0.00597
|  | 3061.0808 | 85.1087 | 0.00601
|  | 3062.881 | 85.1187 | 0.00601
|  | 3064.6926 | 85.127 | 0.00596
|  | 3066.5064 | 85.1341 | 0.00589
|  | 3068.3223 | 85.1409 | 0.00584
|  | 3070.1404 | 85.1478 | 0.00582
|  | 3071.9607 | 85.1541 | 0.00585
|  | 3073.7831 | 85.1593 | 0.00595
|  | 3075.5982 | 85.1631 | 0.00606
|  | 3077.4249 | 85.1668 | 0.00609
|  | 3079.2538 | 85.1709 | 0.00605
|  | 3081.0849 | 85.1755 | 0.00601
|  | 3082.9182 | 85.1786 | 0.00598
|  | 3084.7536 | 85.1805 | 0.00599
|  | 3086.5817 | 85.1822 | 0.00603
|  | 3088.4215 | 85.1835 | 0.0061
|  | 3090.2635 | 85.1841 | 0.00616
|  | 3092.1077 | 85.1844 | 0.00617
|  | 3093.9541 | 85.1823 | 0.00617
|  | 3095.8027 | 85.1759 | 0.00615
|  | 3097.6535 | 85.1678 | 0.00609
|  | 3099.497 | 85.1618 | 0.00601
|  | 3101.3522 | 85.1574 | 0.00598
|  | 3103.2096 | 85.1512 | 0.00596
|  | 3105.0693 | 85.1427 | 0.0059
|  | 3106.9313 | 85.1352 | 0.0058
|  | 3108.7954 | 85.1316 | 0.00574
|  | 3110.6618 | 85.1307 | 0.00575
|  | 3112.5207 | 85.1299 | 0.00578
|  | 3114.3916 | 85.1286 | 0.00579
|  | 3116.2647 | 85.1297 | 0.00575
|  | 3118.1401 | 85.1363 | 0.00572
|  | 3120.0177 | 85.1475 | 0.00577
|  | 3121.8976 | 85.1589 | 0.00585
|  | 3123.77 | 85.1686 | 0.00587
|  | 3125.6544 | 85.1776 | 0.00583
|  | 3127.5411 | 85.1875 | 0.00577
|  | 3129.4301 | 85.1974 | 0.00571
|  | 3131.3214 | 85.2064 | 0.00568
|  | 3133.2149 | 85.2156 | 0.00566
|  | 3135.1107 | 85.2268 | 0.00562
|  | 3136.999 | 85.2375 | 0.0056
|  | 3138.8994 | 85.2451 | 0.00564
|  | 3140.8022 | 85.25 | 0.00569
|  | 3142.7072 | 85.2544 | 0.00573
|  | 3144.6145 | 85.2593 | 0.00577
|  | 3146.5242 | 85.2646 | 0.00581
|  | 3148.4263 | 85.2706 | 0.00582
|  | 3150.3405 | 85.2763 | 0.00579
|  | 3152.2572 | 85.2798 | 0.00574
|  | 3154.1761 | 85.2806 | 0.00572
|  | 3156.0974 | 85.2792 | 0.00576
|  | 3158.0211 | 85.2758 | 0.00583
|  | 3159.947 | 85.2711 | 0.00587
|  | 3161.8654 | 85.2669 | 0.00583
|  | 3163.796 | 85.2634 | 0.00577
|  | 3165.7291 | 85.2599 | 0.00572
|  | 3167.6645 | 85.2561 | 0.00571
|  | 3169.6022 | 85.2524 | 0.00576
|  | 3171.5424 | 85.2478 | 0.00579
|  | 3173.4748 | 85.2427 | 0.0058
|  | 3175.4197 | 85.2391 | 0.00582
|  | 3177.367 | 85.2366 | 0.00588
|  | 3179.3166 | 85.2326 | 0.00593
|  | 3181.2687 | 85.2253 | 0.00597
|  | 3183.2231 | 85.2159 | 0.00598
|  | 3185.18 | 85.2088 | 0.00589
|  | 3187.1291 | 85.2092 | 0.00573
|  | 3189.0908 | 85.2178 | 0.00562
|  | 3191.0548 | 85.2305 | 0.0056
|  | 3193.0213 | 85.2425 | 0.00562
|  | 3194.9903 | 85.2518 | 0.00564
|  | 3196.9616 | 85.2583 | 0.00566
|  | 3198.9252 | 85.264 | 0.00567
|  | 3200.9014 | 85.2707 | 0.00567
|  | 3202.88 | 85.2785 | 0.00566
|  | 3204.8611 | 85.2855 | 0.00566
|  | 3206.8447 | 85.29 | 0.00567
|  | 3208.8307 | 85.2933 | 0.0057
|  | 3210.8192 | 85.2967 | 0.00573
|  | 3212.7998 | 85.3014 | 0.00577
|  | 3214.7932 | 85.3071 | 0.00581
|  | 3216.7891 | 85.3119 | 0.00584
|  | 3218.7874 | 85.3148 | 0.00583
|  | 3220.7883 | 85.3156 | 0.00579
|  | 3222.7916 | 85.3133 | 0.00575
|  | 3224.787 | 85.3069 | 0.00574
|  | 3226.7953 | 85.2977 | 0.00574
|  | 3228.8061 | 85.287 | 0.00572
|  | 3230.8194 | 85.2737 | 0.00568
|  | 3232.8353 | 85.2585 | 0.00567
|  | 3234.8536 | 85.2465 | 0.00569
|  | 3236.8745 | 85.241 | 0.00572
|  | 3238.8874 | 85.2378 | 0.0057
|  | 3240.9133 | 85.2294 | 0.00563
|  | 3242.9417 | 85.2106 | 0.00556
|  | 3244.9727 | 85.1791 | 0.00557
|  | 3247.0063 | 85.1346 | 0.00561
|  | 3249.0423 | 85.08 | 0.00561
|  | 3251.0704 | 85.0237 | 0.00559
|  | 3253.1116 | 84.9775 | 0.00559
|  | 3255.1553 | 84.9532 | 0.00559
|  | 3257.2017 | 84.9564 | 0.00557
|  | 3259.2506 | 84.9816 | 0.00554
|  | 3261.302 | 85.0158 | 0.00553
|  | 3263.3561 | 85.0484 | 0.00551
|  | 3265.4021 | 85.0758 | 0.0055
|  | 3267.4613 | 85.0973 | 0.0055
|  | 3269.5231 | 85.1118 | 0.00551
|  | 3271.5876 | 85.1208 | 0.0055
|  | 3273.6546 | 85.1308 | 0.00549
|  | 3275.7243 | 85.1511 | 0.0055
|  | 3277.7858 | 85.1849 | 0.00552
|  | 3279.8607 | 85.2296 | 0.00554
|  | 3281.9382 | 85.2804 | 0.00553
|  | 3284.0183 | 85.332 | 0.00549
|  | 3286.1011 | 85.3785 | 0.00545
|  | 3288.1865 | 85.4163 | 0.00545
|  | 3290.2746 | 85.4453 | 0.00549
|  | 3292.3545 | 85.4653 | 0.00552
|  | 3294.4479 | 85.4763 | 0.00552
|  | 3296.5439 | 85.4794 | 0.0055
|  | 3298.6426 | 85.4756 | 0.00548
|  | 3300.744 | 85.466 | 0.00549
|  | 3302.8481 | 85.4541 | 0.0055
|  | 3304.9439 | 85.4454 | 0.00548
|  | 3307.0533 | 85.4419 | 0.00543
|  | 3309.1654 | 85.4383 | 0.00541
|  | 3311.2802 | 85.4256 | 0.00541
|  | 3313.3977 | 85.399 | 0.00542
|  | 3315.5179 | 85.3625 | 0.00541
|  | 3317.6409 | 85.3258 | 0.00539
|  | 3319.7555 | 85.2964 | 0.00536
|  | 3321.8839 | 85.2732 | 0.00532
|  | 3324.015 | 85.2487 | 0.0053
|  | 3326.1489 | 85.2221 | 0.00532
|  | 3328.2854 | 85.2019 | 0.00538
|  | 3330.4248 | 85.1969 | 0.00542
|  | 3332.5557 | 85.2056 | 0.00539
|  | 3334.7006 | 85.2178 | 0.00531
|  | 3336.8481 | 85.2235 | 0.00525
|  | 3338.9985 | 85.2199 | 0.00524
|  | 3341.1516 | 85.2098 | 0.00526
|  | 3343.3075 | 85.1957 | 0.00524
|  | 3345.4662 | 85.1768 | 0.00519
|  | 3347.6165 | 85.1545 | 0.00513
|  | 3349.7808 | 85.1324 | 0.00508
|  | 3351.9478 | 85.112 | 0.00507
|  | 3354.1177 | 85.0907 | 0.00511
|  | 3356.2904 | 85.0675 | 0.00518
|  | 3358.4659 | 85.0451 | 0.00525
|  | 3360.6329 | 85.0245 | 0.00528
|  | 3362.814 | 85.0036 | 0.00526
|  | 3364.998 | 84.9795 | 0.0052
|  | 3367.1848 | 84.9508 | 0.00515
|  | 3369.3744 | 84.919 | 0.00511
|  | 3371.5669 | 84.8868 | 0.00509
|  | 3373.7623 | 84.8551 | 0.00509
|  | 3375.9491 | 84.8252 | 0.00509
|  | 3378.1501 | 84.7981 | 0.00511
|  | 3380.3541 | 84.7723 | 0.00516
|  | 3382.5609 | 84.745 | 0.00518
|  | 3384.7706 | 84.7151 | 0.00513
|  | 3386.9832 | 84.683 | 0.00507
|  | 3389.1986 | 84.6498 | 0.00508
|  | 3391.4055 | 84.6183 | 0.00513
|  | 3393.6268 | 84.5906 | 0.00515
|  | 3395.851 | 84.567 | 0.00513
|  | 3398.0781 | 84.5454 | 0.0051
|  | 3400.3081 | 84.5237 | 0.00505
|  | 3402.541 | 84.5016 | 0.00496
|  | 3404.7653 | 84.48 | 0.00483
|  | 3407.0041 | 84.4594 | 0.00475
|  | 3409.2459 | 84.439 | 0.00479
|  | 3411.4906 | 84.4192 | 0.00492
|  | 3413.7382 | 84.4 | 0.00502
|  | 3415.9889 | 84.379 | 0.00504
|  | 3418.2425 | 84.3531 | 0.00501
|  | 3420.4873 | 84.3207 | 0.00498
|  | 3422.7469 | 84.2826 | 0.00494
|  | 3425.0094 | 84.2406 | 0.00488
|  | 3427.2749 | 84.1941 | 0.00481
|  | 3429.5435 | 84.1423 | 0.00483
|  | 3431.815 | 84.0872 | 0.00492
|  | 3434.0777 | 84.0301 | 0.005
|  | 3436.3553 | 83.9702 | 0.00504
|  | 3438.6358 | 83.9096 | 0.00503
|  | 3440.9194 | 83.8513 | 0.00502
|  | 3443.206 | 83.7956 | 0.00505
|  | 3445.4957 | 83.7419 | 0.00511
|  | 3447.7884 | 83.6911 | 0.00515
|  | 3450.0723 | 83.6437 | 0.00515
|  | 3452.3711 | 83.5984 | 0.00513
|  | 3454.673 | 83.5522 | 0.0051
|  | 3456.9779 | 83.5024 | 0.00506
|  | 3459.2859 | 83.4469 | 0.00502
|  | 3461.597 | 83.3844 | 0.00501
|  | 3463.8992 | 83.3132 | 0.00508
|  | 3466.2165 | 83.2322 | 0.00518
|  | 3468.5369 | 83.1397 | 0.00519
|  | 3470.8604 | 83.0339 | 0.00513
|  | 3473.187 | 82.9161 | 0.00504
|  | 3475.5167 | 82.7907 | 0.00496
|  | 3477.8496 | 82.6602 | 0.00488
|  | 3480.1734 | 82.5263 | 0.00482
|  | 3482.5126 | 82.3916 | 0.00481
|  | 3484.8548 | 82.2588 | 0.00478
|  | 3487.2002 | 82.1284 | 0.00471
|  | 3489.5488 | 81.9996 | 0.00462
|  | 3491.9005 | 81.8702 | 0.00456
|  | 3494.2432 | 81.7391 | 0.00451
|  | 3496.6013 | 81.6072 | 0.00448
|  | 3498.9626 | 81.4742 | 0.00448
|  | 3501.327 | 81.3395 | 0.00453
|  | 3503.6946 | 81.2057 | 0.0046
|  | 3506.0655 | 81.0743 | 0.00461
|  | 3508.4396 | 80.9455 | 0.0046
|  | 3510.8045 | 80.8197 | 0.00458
|  | 3513.185 | 80.6973 | 0.00455
|  | 3515.5687 | 80.5758 | 0.00451
|  | 3517.9556 | 80.4523 | 0.00447
|  | 3520.3458 | 80.327 | 0.00449
|  | 3522.7393 | 80.2003 | 0.00454
|  | 3525.1236 | 80.0698 | 0.00462
|  | 3527.5235 | 79.9325 | 0.00468
|  | 3529.9267 | 79.7908 | 0.00471
|  | 3532.3332 | 79.6481 | 0.00468
|  | 3534.743 | 79.5026 | 0.00461
|  | 3537.1561 | 79.3501 | 0.00457
|  | 3539.5724 | 79.1909 | 0.00455
|  | 3541.9795 | 79.0268 | 0.00452
|  | 3544.4025 | 78.8585 | 0.0045
|  | 3546.8288 | 78.6874 | 0.0045
|  | 3549.2584 | 78.5145 | 0.00449
|  | 3551.6913 | 78.3399 | 0.00444
|  | 3554.1276 | 78.1649 | 0.00438
|  | 3556.5545 | 77.9915 | 0.00434
|  | 3558.9975 | 77.82 | 0.00434
|  | 3561.4438 | 77.651 | 0.00436
|  | 3563.8935 | 77.486 | 0.00441
|  | 3566.3465 | 77.3263 | 0.00442
|  | 3568.8029 | 77.1731 | 0.00437
|  | 3571.2628 | 77.0268 | 0.00429
|  | 3573.7132 | 76.8865 | 0.00421
|  | 3576.1798 | 76.7531 | 0.00419
|  | 3578.6498 | 76.6282 | 0.00421
|  | 3581.1232 | 76.5111 | 0.00419
|  | 3583.6 | 76.3992 | 0.00415
|  | 3586.0803 | 76.2909 | 0.00413
|  | 3588.5511 | 76.1867 | 0.00411
|  | 3591.0382 | 76.0859 | 0.00408
|  | 3593.5288 | 75.9868 | 0.00404
|  | 3596.0228 | 75.8867 | 0.004
|  | 3598.5203 | 75.7852 | 0.00399
|  | 3601.0212 | 75.6813 | 0.00403
|  | 3603.5257 | 75.5731 | 0.00408
|  | 3606.0206 | 75.4613 | 0.00408
|  | 3608.532 | 75.3473 | 0.00402
|  | 3611.0469 | 75.2292 | 0.00393
|  | 3613.5653 | 75.1035 | 0.00387
|  | 3616.0873 | 74.9678 | 0.00382
|  | 3618.6127 | 74.822 | 0.00374
|  | 3621.1286 | 74.6688 | 0.00369
|  | 3623.6611 | 74.5101 | 0.00373
|  | 3626.1971 | 74.3424 | 0.00383
|  | 3628.7367 | 74.1626 | 0.00393
|  | 3631.2798 | 73.9732 | 0.00398
|  | 3633.8266 | 73.7763 | 0.00399
|  | 3636.3769 | 73.5693 | 0.00391
|  | 3638.9175 | 73.3509 | 0.0038
|  | 3641.4749 | 73.1228 | 0.00372
|  | 3644.036 | 72.886 | 0.00371
|  | 3646.6006 | 72.6404 | 0.00374
|  | 3649.1689 | 72.3863 | 0.00373
|  | 3651.7408 | 72.124 | 0.00369
|  | 3654.3029 | 71.8518 | 0.00366
|  | 3656.8821 | 71.5706 | 0.00364
|  | 3659.4648 | 71.284 | 0.00359
|  | 3662.0513 | 70.9951 | 0.00354
|  | 3664.6413 | 70.7026 | 0.00346
|  | 3667.2351 | 70.4058 | 0.00335
|  | 3669.8325 | 70.106 | 0.00325
|  | 3672.4201 | 69.8034 | 0.00325
|  | 3675.0249 | 69.4971 | 0.00326
|  | 3677.6334 | 69.1895 | 0.00321
|  | 3680.2456 | 68.8855 | 0.00314
|  | 3682.8614 | 68.587 | 0.00313
|  | 3685.481 | 68.2933 | 0.00317
|  | 3688.1044 | 68.0041 | 0.00319
|  | 3690.7178 | 67.7205 | 0.0031
|  | 3693.3486 | 67.4425 | 0.00295
|  | 3695.9832 | 67.1699 | 0.00289
|  | 3698.6215 | 66.9016 | 0.00292
|  | 3701.2636 | 66.6375 | 0.00298
|  | 3703.9095 | 66.3791 | 0.00304
|  | 3706.5454 | 66.1282 | 0.00313
|  | 3709.1988 | 65.8825 | 0.0032
|  | 3711.856 | 65.6399 | 0.00319
|  | 3714.5171 | 65.4023 | 0.00309
|  | 3717.1819 | 65.1727 | 0.00297
|  | 3719.8506 | 64.95 | 0.00286
|  | 3722.5231 | 64.732 | 0.00278
|  | 3725.1856 | 64.5202 | 0.00276
|  | 3727.8658 | 64.3191 | 0.00274
|  | 3730.5498 | 64.1286 | 0.00271
|  | 3733.2378 | 63.9432 | 0.0027
|  | 3735.9296 | 63.7613 | 0.00274
|  | 3738.6252 | 63.5868 | 0.00282
|  | 3741.3108 | 63.4221 | 0.00288
|  | 3744.0143 | 63.2668 | 0.00292
|  | 3746.7216 | 63.1207 | 0.00293
|  | 3749.4329 | 62.986 | 0.00291
|  | 3752.1481 | 62.8661 | 0.00286
|  | 3754.8672 | 62.763 | 0.00278
|  | 3757.5903 | 62.6754 | 0.00269
|  | 3760.3032 | 62.6011 | 0.00262
|  | 3763.0342 | 62.5398 | 0.00261
|  | 3765.7692 | 62.4924 | 0.00262
|  | 3768.5081 | 62.4596 | 0.00266
|  | 3771.251 | 62.4414 | 0.00266
|  | 3773.9979 | 62.437 | 0.00263
|  | 3776.7346 | 62.4442 | 0.00262
|  | 3779.4895 | 62.4612 | 0.00261
|  | 3782.2484 | 62.4868 | 0.00257
|  | 3785.0114 | 62.52 | 0.00257
|  | 3787.7784 | 62.561 | 0.00263
|  | 3790.5494 | 62.6086 | 0.00268
|  | 3793.3245 | 62.6591 | 0.00265
|  | 3796.0893 | 62.7077 | 0.00258
|  | 3798.8725 | 62.7511 | 0.00256
|  | 3801.6598 | 62.7916 | 0.00259
|  | 3804.4512 | 62.8335 | 0.00261
|  | 3807.2467 | 62.8757 | 0.00261
|  | 3810.0463 | 62.9141 | 0.00261
|  | 3812.8355 | 62.9476 | 0.00263
|  | 3815.6434 | 62.9772 | 0.00265
|  | 3818.4554 | 63.0032 | 0.00266
|  | 3821.2715 | 63.0257 | 0.00267
|  | 3824.0918 | 63.0434 | 0.00266
|  | 3826.9162 | 63.0542 | 0.00267
|  | 3829.7449 | 63.0584 | 0.00271
|  | 3832.563 | 63.0585 | 0.00278
|  | 3835.4 | 63.0557 | 0.00275
|  | 3838.2412 | 63.0489 | 0.00262
|  | 3841.0866 | 63.0386 | 0.00253
|  | 3843.9362 | 63.0263 | 0.00255
|  | 3846.7901 | 63.0122 | 0.0026
|  | 3849.6333 | 62.9963 | 0.00264
|  | 3852.4956 | 62.9792 | 0.0027
|  | 3855.3622 | 62.9592 | 0.00276
|  | 3858.2331 | 62.9346 | 0.0028
|  | 3861.1082 | 62.9088 | 0.00283
|  | 3863.9876 | 62.886 | 0.00286
|  | 3866.8713 | 62.8663 | 0.00282
|  | 3869.7444 | 62.8466 | 0.00275
|  | 3872.6367 | 62.8258 | 0.00272
|  | 3875.5334 | 62.8038 | 0.00276
|  | 3878.4343 | 62.7794 | 0.00282
|  | 3881.3397 | 62.754 | 0.00283
|  | 3884.2494 | 62.7291 | 0.00276
|  | 3887.1483 | 62.7042 | 0.00268
|  | 3890.0667 | 62.6773 | 0.00263
|  | 3892.9895 | 62.6482 | 0.00262
|  | 3895.9167 | 62.6187 | 0.00262
|  | 3898.8483 | 62.5905 | 0.0026
|  | 3901.7843 | 62.5647 | 0.00256
|  | 3904.7247 | 62.5403 | 0.00254
|  | 3907.6543 | 62.5146 | 0.00256
|  | 3910.6036 | 62.4857 | 0.00252
|  | 3913.5574 | 62.4546 | 0.00241
|  | 3916.5156 | 62.4223 | 0.00234
|  | 3919.4782 | 62.3873 | 0.00238
|  | 3922.4454 | 62.3475 | 0.00246
|  | 3925.4017 | 62.3034 | 0.00249
|  | 3928.3778 | 62.2574 | 0.00248
|  | 3931.3585 | 62.2093 | 0.00245
|  | 3934.3437 | 62.1561 | 0.00246
|  | 3937.3334 | 62.096 | 0.0025
|  | 3940.3277 | 62.0296 | 0.0025
|  | 3943.3265 | 61.9574 | 0.00242
|  | 3946.3143 | 61.8795 | 0.00238
|  | 3949.3223 | 61.7957 | 0.00245
|  | 3952.3348 | 61.7055 | 0.00258
|  | 3955.352 | 61.6105 | 0.00266
|  | 3958.3737 | 61.5097 | 0.00265
|  | 3961.4001 | 61.4002 | 0.00263
|  | 3964.4154 | 61.2816 | 0.00259
|  | 3967.451 | 61.1575 | 0.00253
|  | 3970.4913 | 61.0283 | 0.00245
|  | 3973.5363 | 60.8931 | 0.00239
|  | 3976.5859 | 60.7532 | 0.00236
|  | 3979.6402 | 60.611 | 0.00234
|  | 3982.6991 | 60.4655 | 0.00231
|  | 3985.747 | 60.3132 | 0.00226
|  | 3988.8154 | 60.1537 | 0.00224
|  | 3991.8885 | 59.9905 | 0.00225
|  | 3994.9663 | 59.8256 | 0.00227
|  | 3998.0489 | 59.6563 | 0.0023
|  | 4001.1363 | 59.4791 | 0.00224
|  | 4004.2124 | 59.2934 | 0.00221
|  | 4007.3093 | 59.1011 | 0.00219
|  | 4010.411 | 58.9029 | 0.00217
|  | 4013.5175 | 58.6978 | 0.00215
|  | 4016.6288 | 58.4842 | 0.00213
|  | 4019.745 | 58.2603 | 0.00211
|  | 4022.866 | 58.023 | 0.00209
|  | 4025.9756 | 57.7693 | 0.00207
|  | 4029.1063 | 57.4991 | 0.00205
|  | 4032.2418 | 57.2164 | 0.00203
|  | 4035.3822 | 56.9246 | 0.00201
|  | 4038.5275 | 56.6219 | 0.00199
|  | 4041.6778 | 56.3037 | 0.00197
|  | 4044.8166 | 55.9701 | 0.00196
|  | 4047.9766 | 55.6248 | 0.00194
|  | 4051.1416 | 55.2718 | 0.00192
|  | 4054.3116 | 54.9138 | 0.0019
|  | 4057.4865 | 54.5498 | 0.00188
|  | 4060.6664 | 54.1766 | 0.00186
|  | 4063.8512 | 53.7952 | 0.00184
|  | 4067.0246 | 53.4105 | 0.00182
|  | 4070.2194 | 53.0271 | 0.0018
|  | 4073.4193 | 52.6452 | 0.00178
|  | 4076.6242 | 52.2618 | 0.00176
|  | 4079.8342 | 51.8776 | 0.00175
|  | 4083.0492 | 51.4962 | 0.00173
|  | 4086.2693 | 51.1174 | 0.00171
|  | 4089.4778 | 50.7407 | 0.00169
|  | 4092.708 | 50.3663 | 0.00167
|  | 4095.9434 | 49.9939 | 0.00165
|  | 4099.1839 | 49.6241 | 0.00164
|  | 4102.4295 | 49.2589 | 0.00162
|  | 4105.6802 | 48.9005 | 0.0016
|  | 4108.9192 | 48.5471 | 0.00158
|  | 4112.1803 | 48.1937 | 0.00156
|  | 4115.4465 | 47.8389 | 0.00155
|  | 4118.7179 | 47.4859 | 0.00153
|  | 4121.9946 | 47.1375 | 0.00151
|  | 4125.2764 | 46.795 | 0.00149
|  | 4128.5635 | 46.4582 | 0.00148
|  | 4131.8387 | 46.1276 | 0.00146
|  | 4135.1362 | 45.8047 | 0.00144
|  | 4138.4391 | 45.4885 | 0.00143
|  | 4141.7472 | 45.1772 | 0.00141
|  | 4145.0605 | 44.8718 | 0.00139
|  | 4148.3792 | 44.5733 | 0.00138
|  | 4151.686 | 44.2817 | 0.00136
|  | 4155.0153 | 43.997 | 0.00134
|  | 4158.35 | 43.7195 | 0.00133
|  | 4161.69 | 43.4508 | 0.00131
|  | 4165.0354 | 43.192 | 0.00129
|  | 4168.3861 | 42.941 | 0.00128
|  | 4171.7423 | 42.6936 | 0.00126
|  | 4175.0864 | 42.4499 | 0.00124
|  | 4178.4534 | 42.2158 | 0.00123
|  | 4181.8258 | 41.9954 | 0.00121
|  | 4185.2036 | 41.7841 | 0.0012
|  | 4188.5869 | 41.5806 | 0.00118
|  | 4191.9757 | 41.3958 | 0.00117
|  | 4195.3524 | 41.2384 | 0.00115
|  | 4198.7521 | 41.1027 | 0.00114
|  | 4202.1574 | 40.9745 | 0.00112
|  | 4205.5682 | 40.8436 | 0.00111
|  | 4208.9845 | 40.7098 | 0.00109
|  | 4212.4064 | 40.5868 | 0.00108
|  | 4215.8338 | 40.4809 | 0.00106
|  | 4219.2491 | 40.3697 | 0.00105
|  | 4222.6877 | 40.2207 | 0.00103
|  | 4226.1319 | 40.023 | 0.00102
|  | 4229.5817 | 39.7721 | 0.001
|  | 4233.0372 | 39.4485 | 0.00098814
|  | 4236.4983 | 39.0418 | 0.00097399
|  | 4239.9471 | 38.5634 | 0.00096002
|  | 4243.4195 | 38.0267 | 0.00094608
|  | 4246.8976 | 37.4365 | 0.00093226
|  | 4250.3815 | 36.8123 | 0.00091854
|  | 4253.871 | 36.2332 | 0.00090494
|  | 4257.3663 | 35.7604 | 0.00089145
|  | 4260.8673 | 35.3593 | 0.00087807
|  | 4264.356 | 34.9324 | 0.00086487
|  | 4267.8685 | 34.4028 | 0.00085171
|  | 4271.3868 | 33.7864 | 0.00083867
|  | 4274.911 | 33.1383 | 0.00082574
|  | 4278.4409 | 32.4813 | 0.00081293
|  | 4281.9767 | 31.8211 | 0.00080023
|  | 4285.5 | 31.1573 | 0.00078772
|  | 4289.0475 | 30.475 | 0.00077525
|  | 4292.6008 | 29.7612 | 0.00076291
|  | 4296.1601 | 29.0275 | 0.00075068
|  | 4299.7253 | 28.2948 | 0.00073857
|  | 4303.2963 | 27.5736 | 0.00072658
|  | 4306.8733 | 26.8614 | 0.00071471
|  | 4310.4377 | 26.1563 | 0.00070303
|  | 4314.0266 | 25.4694 | 0.0006914
|  | 4317.6215 | 24.8085 | 0.00067989
|  | 4321.2224 | 24.162 | 0.00066851
|  | 4324.8293 | 23.5178 | 0.00065725
|  | 4328.4422 | 22.8822 | 0.00064611
|  | 4332.0424 | 22.2657 | 0.00063516
|  | 4335.6674 | 21.6729 | 0.00062428
|  | 4339.2984 | 21.1078 | 0.00061352
|  | 4342.9356 | 20.5686 | 0.00060288
|  | 4346.5788 | 20.0511 | 0.00059238
|  | 4350.2282 | 19.557 | 0.000582
|  | 4353.8837 | 19.0917 | 0.00057175
|  | 4357.5263 | 18.6564 | 0.00056169
|  | 4361.1941 | 18.2446 | 0.0005517
|  | 4364.8681 | 17.8498 | 0.00054184
|  | 4368.5482 | 17.4726 | 0.00053211
|  | 4372.2346 | 17.1224 | 0.00052252
|  | 4375.9272 | 16.8081 | 0.00051306
|  | 4379.6068 | 16.5265 | 0.00050378
|  | 4383.3119 | 16.2657 | 0.00049459
|  | 4387.0232 | 16.021 | 0.00048553
|  | 4390.7408 | 15.7959 | 0.00047661
|  | 4394.4647 | 15.5886 | 0.00046782
|  | 4398.195 | 15.3978 | 0.00045917
|  | 4401.9316 | 15.2347 | 0.00045066
|  | 4405.6551 | 15.1098 | 0.00044234
|  | 4409.4044 | 15.0158 | 0.00043411
|  | 4413.16 | 14.9385 | 0.00042601
|  | 4416.9221 | 14.8755 | 0.00041806
|  | 4420.6906 | 14.8323 | 0.00041025
|  | 4424.4655 | 14.812 | 0.00040259
|  | 4428.2273 | 14.8173 | 0.00039511
|  | 4432.0151 | 14.8507 | 0.00038773
|  | 4435.8094 | 14.9093 | 0.00038049
|  | 4439.6102 | 14.9894 | 0.0003734
|  | 4443.4175 | 15.0878 | 0.00036646
|  | 4447.2314 | 15.2032 | 0.00035967
|  | 4451.0518 | 15.3349 | 0.00035302
|  | 4454.8589 | 15.4855 | 0.00034656
|  | 4458.6924 | 15.6592 | 0.00034021
|  | 4462.5326 | 15.8549 | 0.00033401
|  | 4466.3793 | 16.0653 | 0.00032797
|  | 4470.2327 | 16.2878 | 0.00032207
|  | 4474.0928 | 16.5249 | 0.00031633
|  | 4477.9394 | 16.7774 | 0.00031077
|  | 4481.8128 | 17.0443 | 0.00030534
|  | 4485.6929 | 17.3257 | 0.00030006
|  | 4489.5797 | 17.6212 | 0.00029494
|  | 4493.4732 | 17.9275 | 0.00028998
|  | 4497.3735 | 18.2359 | 0.00028517
|  | 4501.2806 | 18.5358 | 0.00028052

## Reflectance
Ultra Broadband Wire Grid Polarizers
Reflectance (%)
|  | Wavelength (nm) | Parallel | Perpendicular
|  | 250 | 30.2013 | 32.5904
|  | 251 | 30.5337 | 32.9038
|  | 252 | 30.7716 | 33.1978
|  | 253 | 30.9248 | 33.4742
Product Raw Data |  | 254 | 31.0027 | 33.7347
Wire Grid Polarizers: 300 nm - 3.2 µm |  | 255 | 31.0139 | 33.9809
|  | 256 | 30.9663 | 34.2143
Item # | WPXXX-UB1 | 257 | 30.8674 | 34.4364
DISCLAIMER: The data presented here are typical. Slight variations in performance data will occur from lot to lot. Please contact Technical Support with any questions regarding the use or reliability of this data. |  | 258 | 30.724 | 34.6484
|  | 259 | 30.5426 | 34.8517
|  | 260 | 30.3289 | 35.0474
|  | 261 | 30.0884 | 35.2366
|  | 262 | 29.8258 | 35.4202
|  | 263 | 29.5456 | 35.5994
This data may be used in publications. However, please cite Thorlabs as the source. |  | 264 | 29.2519 | 35.7748
|  | 265 | 28.9483 | 35.9475
|  | 266 | 28.638 | 36.118
Additional Information: |  | 267 | 28.3239 | 36.287
The data presented was taken from a single production run. Performance will vary from lot to lot. |  | 268 | 28.0086 | 36.4553
|  | 269 | 27.6943 | 36.6232
|  | 270 | 27.3829 | 36.7914
|  | 271 | 27.0761 | 36.9603
|  | 272 | 26.7753 | 37.1302
|  | 273 | 26.4815 | 37.3015
|  | 274 | 26.1957 | 37.4745
|  | 275 | 25.9186 | 37.6495
|  | 276 | 25.6507 | 37.8265
|  | 277 | 25.3924 | 38.0059
|  | 278 | 25.1436 | 38.1876
|  | 279 | 24.9045 | 38.3718
|  | 280 | 24.6749 | 38.5585
|  | 281 | 24.4546 | 38.7478
|  | 282 | 24.2431 | 38.9396
|  | 283 | 24.04 | 39.1338
|  | 284 | 23.8447 | 39.3303
|  | 285 | 23.6567 | 39.5292
|  | 286 | 23.4751 | 39.7301
|  | 287 | 23.2993 | 39.933
|  | 288 | 23.1285 | 40.1377
|  | 289 | 22.9619 | 40.344
|  | 290 | 22.7986 | 40.5517
|  | 291 | 22.6378 | 40.7605
|  | 292 | 22.4786 | 40.9703
|  | 293 | 22.3202 | 41.1808
|  | 294 | 22.1619 | 41.3916
|  | 295 | 22.0027 | 41.6026
|  | 296 | 21.8419 | 41.8136
|  | 297 | 21.6788 | 42.0241
|  | 298 | 21.5126 | 42.234
|  | 299 | 21.3428 | 42.4429
|  | 300 | 21.1687 | 42.6506
|  | 301 | 20.9898 | 42.8569
|  | 302 | 20.8056 | 43.0614
|  | 303 | 20.6157 | 43.2639
|  | 304 | 20.4197 | 43.4642
|  | 305 | 20.2174 | 43.662
|  | 306 | 20.0085 | 43.857
|  | 307 | 19.793 | 44.0492
|  | 308 | 19.5708 | 44.2383
|  | 309 | 19.3419 | 44.424
|  | 310 | 19.1064 | 44.6063
|  | 311 | 18.8645 | 44.785
|  | 312 | 18.6165 | 44.96
|  | 313 | 18.3627 | 45.1311
|  | 314 | 18.1035 | 45.2984
|  | 315 | 17.8395 | 45.4618
|  | 316 | 17.5712 | 45.6212
|  | 317 | 17.2992 | 45.7766
|  | 318 | 17.0243 | 45.9282
|  | 319 | 16.7472 | 46.076
|  | 320 | 16.4687 | 46.22
|  | 321 | 16.1897 | 46.3605
|  | 322 | 15.9112 | 46.4976
|  | 323 | 15.6342 | 46.6315
|  | 324 | 15.3596 | 46.7625
|  | 325 | 15.0885 | 46.8909
|  | 326 | 14.8221 | 47.017
|  | 327 | 14.5613 | 47.1413
|  | 328 | 14.3074 | 47.264
|  | 329 | 14.0614 | 47.3858
|  | 330 | 13.8245 | 47.5071
|  | 331 | 13.5977 | 47.6285
|  | 332 | 13.3821 | 47.7507
|  | 333 | 13.1788 | 47.8742
|  | 334 | 12.9888 | 47.9999
|  | 335 | 12.813 | 48.1284
|  | 336 | 12.6523 | 48.2607
|  | 337 | 12.5076 | 48.3975
|  | 338 | 12.3794 | 48.5399
|  | 339 | 12.2685 | 48.6889
|  | 340 | 12.1754 | 48.8455
|  | 341 | 12.1004 | 49.0109
|  | 342 | 12.0438 | 49.1861
|  | 343 | 12.0056 | 49.3726
|  | 344 | 11.9858 | 49.5715
|  | 345 | 11.9841 | 49.7843
|  | 346 | 12 | 50.0123
|  | 347 | 12.0327 | 50.2572
|  | 348 | 12.0815 | 50.5204
|  | 349 | 12.145 | 50.8037
|  | 350 | 12.2219 | 51.1087
|  | 351 | 10.8845 | 50.5989
|  | 352 | 11.1939 | 50.9901
|  | 353 | 10.6644 | 51.0976
|  | 354 | 10.6803 | 51.6674
|  | 355 | 11.3752 | 51.6709
|  | 356 | 11.0171 | 51.1249
|  | 357 | 10.2427 | 52.5248
|  | 358 | 11.3592 | 52.1351
|  | 359 | 11.363 | 52.3609
|  | 360 | 10.3601 | 52.0024
|  | 361 | 10.3392 | 52.9189
|  | 362 | 10.6138 | 52.5098
|  | 363 | 9.7487 | 52.8868
|  | 364 | 10.4841 | 53.4079
|  | 365 | 10.2198 | 52.9232
|  | 366 | 11.0404 | 53.4868
|  | 367 | 9.97 | 53.8947
|  | 368 | 10.4957 | 53.2496
|  | 369 | 10.4467 | 53.8658
|  | 370 | 9.6212 | 54.0805
|  | 371 | 10.213 | 54.2079
|  | 372 | 10.2895 | 54.3278
|  | 373 | 10.2091 | 54.2251
|  | 374 | 10.5037 | 54.9035
|  | 375 | 10.2205 | 54.914
|  | 376 | 9.651 | 54.6381
|  | 377 | 10.3949 | 55.0425
|  | 378 | 9.8033 | 55.2686
|  | 379 | 9.446 | 55.1972
|  | 380 | 10.1329 | 55.626
|  | 381 | 9.9416 | 55.7318
|  | 382 | 10.715 | 55.8874
|  | 383 | 10.0013 | 56.0307
|  | 384 | 9.902 | 55.9654
|  | 385 | 10.3034 | 56.4538
|  | 386 | 10.3202 | 56.3032
|  | 387 | 10.0622 | 56.6152
|  | 388 | 10.3834 | 56.6416
|  | 389 | 9.682 | 56.8062
|  | 390 | 10.6239 | 56.9019
|  | 391 | 10.5969 | 57.1874
|  | 392 | 9.7403 | 57.01
|  | 393 | 9.9915 | 57.4488
|  | 394 | 9.848 | 57.3692
|  | 395 | 9.852 | 57.556
|  | 396 | 10.2456 | 57.8772
|  | 397 | 9.9139 | 58.0185
|  | 398 | 9.6689 | 58.049
|  | 399 | 9.5018 | 58.2035
|  | 400 | 10.0049 | 58.4389
|  | 401 | 9.8777 | 58.4602
|  | 402 | 9.9491 | 58.5291
|  | 403 | 9.9174 | 58.7476
|  | 404 | 10.214 | 58.8823
|  | 405 | 10.0453 | 58.9072
|  | 406 | 9.9719 | 59.1618
|  | 407 | 9.8095 | 59.2538
|  | 408 | 9.9547 | 59.465
|  | 409 | 10.1737 | 59.5406
|  | 410 | 10.0587 | 59.7285
|  | 411 | 10.029 | 59.7437
|  | 412 | 9.915 | 59.9891
|  | 413 | 10.4055 | 60.043
|  | 414 | 9.9259 | 60.1451
|  | 415 | 10.0208 | 60.3002
|  | 416 | 9.9109 | 60.4159
|  | 417 | 10.1105 | 60.637
|  | 418 | 9.8659 | 60.7204
|  | 419 | 10.1416 | 60.7482
|  | 420 | 9.8191 | 60.9107
|  | 421 | 9.9786 | 60.9497
|  | 422 | 9.8833 | 61.0814
|  | 423 | 9.9253 | 61.2574
|  | 424 | 10.092 | 61.4317
|  | 425 | 10.217 | 61.5123
|  | 426 | 10.3048 | 61.6808
|  | 427 | 10.253 | 61.7165
|  | 428 | 10.1482 | 61.8578
|  | 429 | 10.0578 | 61.9835
|  | 430 | 10.397 | 62.1189
|  | 431 | 9.996 | 62.2025
|  | 432 | 10.0428 | 62.2841
|  | 433 | 10.3645 | 62.4295
|  | 434 | 10.157 | 62.5828
|  | 435 | 10.1809 | 62.5602
|  | 436 | 10.0067 | 62.7884
|  | 437 | 10.1632 | 62.8597
|  | 438 | 10.3668 | 63.0487
|  | 439 | 10.2741 | 63.1039
|  | 440 | 10.1479 | 63.1567
|  | 441 | 10.2448 | 63.2354
|  | 442 | 10.2231 | 63.3648
|  | 443 | 10.4155 | 63.4794
|  | 444 | 10.4094 | 63.6411
|  | 445 | 10.3244 | 63.7839
|  | 446 | 10.4375 | 63.8433
|  | 447 | 10.3866 | 63.9166
|  | 448 | 10.3442 | 64.0004
|  | 449 | 10.5065 | 64.135
|  | 450 | 10.4913 | 64.226
|  | 451 | 10.4941 | 64.332
|  | 452 | 10.3067 | 64.4338
|  | 453 | 10.4616 | 64.5498
|  | 454 | 10.3535 | 64.6644
|  | 455 | 10.3381 | 64.7294
|  | 456 | 10.4207 | 64.8496
|  | 457 | 10.5617 | 64.9001
|  | 458 | 10.6019 | 65.0909
|  | 459 | 10.3958 | 65.1176
|  | 460 | 10.5733 | 65.2431
|  | 461 | 10.5623 | 65.3259
|  | 462 | 10.6087 | 65.4073
|  | 463 | 10.682 | 65.5463
|  | 464 | 10.7329 | 65.6318
|  | 465 | 10.737 | 65.7403
|  | 466 | 10.8367 | 65.8293
|  | 467 | 10.7341 | 65.9135
|  | 468 | 10.7755 | 66.0032
|  | 469 | 10.7365 | 66.0833
|  | 470 | 10.7848 | 66.1925
|  | 471 | 10.7498 | 66.2699
|  | 472 | 10.6109 | 66.3708
|  | 473 | 10.7315 | 66.4771
|  | 474 | 10.6951 | 66.5414
|  | 475 | 10.612 | 66.6263
|  | 476 | 10.6379 | 66.7004
|  | 477 | 10.5932 | 66.8257
|  | 478 | 10.7564 | 66.8983
|  | 479 | 10.7009 | 67.0031
|  | 480 | 10.7563 | 67.0921
|  | 481 | 10.8764 | 67.1977
|  | 482 | 10.8322 | 67.3084
|  | 483 | 10.8727 | 67.35
|  | 484 | 10.9322 | 67.4401
|  | 485 | 10.9365 | 67.5142
|  | 486 | 11.0917 | 67.6052
|  | 487 | 11.1211 | 67.7211
|  | 488 | 11.0682 | 67.808
|  | 489 | 11.1126 | 67.8945
|  | 490 | 11.1543 | 67.9933
|  | 491 | 11.1587 | 68.0785
|  | 492 | 11.1394 | 68.1669
|  | 493 | 11.1359 | 68.275
|  | 494 | 11.1505 | 68.3345
|  | 495 | 11.06 | 68.4602
|  | 496 | 11.0771 | 68.5201
|  | 497 | 10.9438 | 68.6035
|  | 498 | 10.9629 | 68.7009
|  | 499 | 10.8942 | 68.7641
|  | 500 | 10.9621 | 68.8431
|  | 501 | 10.9516 | 68.9482
|  | 502 | 10.9423 | 69.0236
|  | 503 | 11.0554 | 69.1416
|  | 504 | 11.0396 | 69.22
|  | 505 | 11.1456 | 69.2749
|  | 506 | 11.1321 | 69.4048
|  | 507 | 11.2515 | 69.4784
|  | 508 | 11.2795 | 69.5799
|  | 509 | 11.2467 | 69.6355
|  | 510 | 11.351 | 69.7119
|  | 511 | 11.4765 | 69.8114
|  | 512 | 11.4852 | 69.9016
|  | 513 | 11.4633 | 69.9876
|  | 514 | 11.4833 | 70.1012
|  | 515 | 11.4931 | 70.1606
|  | 516 | 11.5023 | 70.2588
|  | 517 | 11.4537 | 70.3254
|  | 518 | 11.4442 | 70.413
|  | 519 | 11.4333 | 70.5029
|  | 520 | 11.3418 | 70.6013
|  | 521 | 11.3784 | 70.6622
|  | 522 | 11.2684 | 70.7796
|  | 523 | 11.2439 | 70.8215
|  | 524 | 11.2247 | 70.941
|  | 525 | 11.2142 | 70.9971
|  | 526 | 11.2278 | 71.1017
|  | 527 | 11.2531 | 71.1755
|  | 528 | 11.2177 | 71.2543
|  | 529 | 11.2675 | 71.3379
|  | 530 | 11.2728 | 71.4133
|  | 531 | 11.3826 | 71.5087
|  | 532 | 11.4277 | 71.5865
|  | 533 | 11.4667 | 71.6705
|  | 534 | 11.5726 | 71.7408
|  | 535 | 11.6254 | 71.8503
|  | 536 | 11.6071 | 71.9129
|  | 537 | 11.693 | 71.9918
|  | 538 | 11.6349 | 72.085
|  | 539 | 11.7795 | 72.1433
|  | 540 | 11.7881 | 72.2357
|  | 541 | 11.8643 | 72.3521
|  | 542 | 11.7521 | 72.4086
|  | 543 | 11.7972 | 72.4837
|  | 544 | 11.7759 | 72.5442
|  | 545 | 11.7409 | 72.6442
|  | 546 | 11.7669 | 72.7443
|  | 547 | 11.7666 | 72.8214
|  | 548 | 11.7338 | 72.8714
|  | 549 | 11.6416 | 72.9468
|  | 550 | 11.5726 | 73.0162
|  | 551 | 11.5258 | 73.0721
|  | 552 | 11.5655 | 73.1782
|  | 553 | 11.4788 | 73.2312
|  | 554 | 11.4572 | 73.296
|  | 555 | 11.4615 | 73.3682
|  | 556 | 11.4732 | 73.4614
|  | 557 | 11.5469 | 73.4968
|  | 558 | 11.4998 | 73.5705
|  | 559 | 11.5579 | 73.6461
|  | 560 | 11.619 | 73.7016
|  | 561 | 11.6781 | 73.7838
|  | 562 | 11.7589 | 73.8371
|  | 563 | 11.751 | 73.8952
|  | 564 | 11.8078 | 73.9846
|  | 565 | 11.847 | 74.0285
|  | 566 | 11.9065 | 74.0677
|  | 567 | 11.9396 | 74.1278
|  | 568 | 12.0047 | 74.2016
|  | 569 | 12.0693 | 74.2615
|  | 570 | 12.0236 | 74.2914
|  | 571 | 12.0538 | 74.4152
|  | 572 | 12.1198 | 74.4431
|  | 573 | 12.0136 | 74.5081
|  | 574 | 12.1326 | 74.5488
|  | 575 | 12.0505 | 74.6094
|  | 576 | 12.036 | 74.716
|  | 577 | 12.0321 | 74.7185
|  | 578 | 11.924 | 74.7626
|  | 579 | 11.9133 | 74.8147
|  | 580 | 11.9247 | 74.8609
|  | 581 | 11.8749 | 74.9018
|  | 582 | 11.7921 | 74.9422
|  | 583 | 11.8042 | 75.0025
|  | 584 | 11.7117 | 75.0058
|  | 585 | 11.7172 | 75.0799
|  | 586 | 11.7238 | 75.136
|  | 587 | 11.7178 | 75.1772
|  | 588 | 11.6624 | 75.1923
|  | 589 | 11.6772 | 75.2436
|  | 590 | 11.6985 | 75.2822
|  | 591 | 11.6926 | 75.3382
|  | 592 | 11.7485 | 75.3712
|  | 593 | 11.7786 | 75.3988
|  | 594 | 11.798 | 75.4359
|  | 595 | 11.8577 | 75.4611
|  | 596 | 11.8561 | 75.5116
|  | 597 | 11.9489 | 75.5405
|  | 598 | 12.0114 | 75.5779
|  | 599 | 12.0502 | 75.6144
|  | 600 | 12.1355 | 75.6433
|  | 601 | 12.1362 | 75.6665
|  | 602 | 12.1893 | 75.7163
|  | 603 | 12.189 | 75.7301
|  | 604 | 12.2733 | 75.7629
|  | 605 | 12.3055 | 75.8089
|  | 606 | 12.3159 | 75.8084
|  | 607 | 12.3026 | 75.8466
|  | 608 | 12.2907 | 75.8742
|  | 609 | 12.3534 | 75.8984
|  | 610 | 12.2874 | 75.9325
|  | 611 | 12.2565 | 75.9628
|  | 612 | 12.1734 | 75.9736
|  | 613 | 12.1591 | 76.0043
|  | 614 | 12.1488 | 76.0126
|  | 615 | 12.1345 | 76.0457
|  | 616 | 12.034 | 76.0696
|  | 617 | 11.9789 | 76.1043
|  | 618 | 12.0326 | 76.1068
|  | 619 | 11.897 | 76.1238
|  | 620 | 11.919 | 76.1498
|  | 621 | 11.8772 | 76.1708
|  | 622 | 11.8665 | 76.1815
|  | 623 | 11.9522 | 76.2228
|  | 624 | 11.8968 | 76.2372
|  | 625 | 11.7794 | 76.2499
|  | 626 | 11.8816 | 76.2641
|  | 627 | 11.8842 | 76.296
|  | 628 | 11.8936 | 76.2919
|  | 629 | 11.9422 | 76.3379
|  | 630 | 11.9359 | 76.3547
|  | 631 | 12.0181 | 76.34
|  | 632 | 12.0069 | 76.3569
|  | 633 | 12.0179 | 76.3796
|  | 634 | 12.0944 | 76.401
|  | 635 | 12.1894 | 76.3922
|  | 636 | 12.2087 | 76.4206
|  | 637 | 12.1534 | 76.4208
|  | 638 | 12.2956 | 76.4235
|  | 639 | 12.35 | 76.4534
|  | 640 | 12.3988 | 76.4662
|  | 641 | 12.3206 | 76.4648
|  | 642 | 12.4747 | 76.4859
|  | 643 | 12.4397 | 76.4916
|  | 644 | 12.4876 | 76.501
|  | 645 | 12.4433 | 76.511
|  | 646 | 12.4399 | 76.522
|  | 647 | 12.3882 | 76.5185
|  | 648 | 12.3667 | 76.5442
|  | 649 | 12.3939 | 76.5309
|  | 650 | 12.3796 | 76.543
|  | 651 | 12.3453 | 76.5501
|  | 652 | 12.3385 | 76.5686
|  | 653 | 12.3111 | 76.5597
|  | 654 | 12.2441 | 76.5642
|  | 655 | 12.3271 | 76.5841
|  | 656 | 12.1763 | 76.5846
|  | 657 | 12.1715 | 76.577
|  | 658 | 12.1283 | 76.5883
|  | 659 | 12.0181 | 76.5937
|  | 660 | 12.0272 | 76.581
|  | 661 | 12.0152 | 76.5882
|  | 662 | 11.9964 | 76.5971
|  | 663 | 11.9058 | 76.5856
|  | 664 | 11.9778 | 76.5963
|  | 665 | 11.8275 | 76.6016
|  | 666 | 11.8121 | 76.5933
|  | 667 | 11.9297 | 76.5824
|  | 668 | 11.933 | 76.593
|  | 669 | 11.9535 | 76.5818
|  | 670 | 11.9045 | 76.5917
|  | 671 | 12.0232 | 76.5863
|  | 672 | 11.9453 | 76.5873
|  | 673 | 11.9954 | 76.5794
|  | 674 | 12.106 | 76.5979
|  | 675 | 12.1271 | 76.5795
|  | 676 | 12.1188 | 76.5875
|  | 677 | 12.2063 | 76.5643
|  | 678 | 12.2387 | 76.5606
|  | 679 | 12.3461 | 76.5681
|  | 680 | 12.3359 | 76.563
|  | 681 | 12.3372 | 76.5499
|  | 682 | 12.3967 | 76.5417
|  | 683 | 12.4753 | 76.543
|  | 684 | 12.4018 | 76.5377
|  | 685 | 12.4272 | 76.5349
|  | 686 | 12.4672 | 76.5052
|  | 687 | 12.5358 | 76.5131
|  | 688 | 12.4766 | 76.5195
|  | 689 | 12.5171 | 76.4944
|  | 690 | 12.5955 | 76.4894
|  | 691 | 12.4675 | 76.4776
|  | 692 | 12.5847 | 76.4664
|  | 693 | 12.4437 | 76.4625
|  | 694 | 12.5097 | 76.4621
|  | 695 | 12.433 | 76.4463
|  | 696 | 12.4281 | 76.4111
|  | 697 | 12.3693 | 76.4214
|  | 698 | 12.3711 | 76.3862
|  | 699 | 12.3739 | 76.3903
|  | 700 | 12.371 | 76.3657
|  | 701 | 12.2785 | 76.3681
|  | 702 | 12.1942 | 76.3475
|  | 703 | 12.1947 | 76.324
|  | 704 | 12.2053 | 76.3197
|  | 705 | 12.1131 | 76.3069
|  | 706 | 12.0842 | 76.2981
|  | 707 | 12.137 | 76.2648
|  | 708 | 11.969 | 76.2456
|  | 709 | 12.0495 | 76.2469
|  | 710 | 11.9217 | 76.2105
|  | 711 | 11.9596 | 76.2121
|  | 712 | 12.0112 | 76.1638
|  | 713 | 11.8883 | 76.1638
|  | 714 | 11.9635 | 76.1508
|  | 715 | 11.9253 | 76.1407
|  | 716 | 12.0006 | 76.0991
|  | 717 | 12.0187 | 76.0884
|  | 718 | 11.976 | 76.0597
|  | 719 | 11.9307 | 76.0492
|  | 720 | 11.9897 | 76.0197
|  | 721 | 12.0087 | 76.0458
|  | 722 | 12.0739 | 75.946
|  | 723 | 12.0771 | 75.9494
|  | 724 | 12.1216 | 75.8866
|  | 725 | 12.1759 | 75.8619
|  | 726 | 12.1816 | 75.8835
|  | 727 | 12.2391 | 75.8727
|  | 728 | 12.2949 | 75.9029
|  | 729 | 12.2834 | 75.8479
|  | 730 | 12.3193 | 75.7792
|  | 731 | 12.3407 | 75.7364
|  | 732 | 12.3915 | 75.7473
|  | 733 | 12.41 | 75.73
|  | 734 | 12.4557 | 75.7395
|  | 735 | 12.4803 | 75.671
|  | 736 | 12.4767 | 75.6855
|  | 737 | 12.4976 | 75.6517
|  | 738 | 12.5004 | 75.5407
|  | 739 | 12.5074 | 75.5657
|  | 740 | 12.5128 | 75.4204
|  | 741 | 12.5015 | 75.4414
|  | 742 | 12.4907 | 75.4475
|  | 743 | 12.4877 | 75.4128
|  | 744 | 12.4733 | 75.3529
|  | 745 | 12.4623 | 75.2983
|  | 746 | 12.4534 | 75.3081
|  | 747 | 12.4231 | 75.2299
|  | 748 | 12.4052 | 75.1596
|  | 749 | 12.3669 | 75.0971
|  | 750 | 12.3373 | 75.1338
|  | 751 | 12.2825 | 75.0903
|  | 752 | 12.2656 | 75.0389
|  | 753 | 12.2282 | 74.9909
|  | 754 | 12.1946 | 74.9063
|  | 755 | 12.1529 | 74.8818
|  | 756 | 12.1134 | 74.8583
|  | 757 | 12.0759 | 74.8135
|  | 758 | 12.0462 | 74.8239
|  | 759 | 12.0171 | 74.72
|  | 760 | 11.9773 | 74.66
|  | 761 | 11.9462 | 74.6969
|  | 762 | 11.9373 | 74.6545
|  | 763 | 11.8976 | 74.5248
|  | 764 | 11.8905 | 74.506
|  | 765 | 11.8615 | 74.3899
|  | 766 | 11.8665 | 74.3827
|  | 767 | 11.8444 | 74.3607
|  | 768 | 11.8257 | 74.2882
|  | 769 | 11.8253 | 74.252
|  | 770 | 11.8393 | 74.1582
|  | 771 | 11.8352 | 74.007
|  | 772 | 11.8419 | 74.0286
|  | 773 | 11.8424 | 73.9648
|  | 774 | 11.8569 | 73.9573
|  | 775 | 11.8565 | 73.8967
|  | 776 | 11.8788 | 73.7957
|  | 777 | 11.8872 | 73.7193
|  | 778 | 11.9286 | 73.6679
|  | 779 | 11.936 | 73.6623
|  | 780 | 11.9537 | 73.5455
|  | 781 | 11.9914 | 73.5376
|  | 782 | 12.0214 | 73.4968
|  | 783 | 12.0618 | 73.3748
|  | 784 | 12.0711 | 73.3289
|  | 785 | 12.1088 | 73.3176
|  | 786 | 12.1397 | 73.2576
|  | 787 | 12.1668 | 73.1813
|  | 788 | 12.1623 | 73.1288
|  | 789 | 12.2038 | 73.0461
|  | 790 | 12.2473 | 72.9907
|  | 791 | 12.2547 | 72.8813
|  | 792 | 12.2874 | 72.9166
|  | 793 | 12.3015 | 72.8159
|  | 794 | 12.3356 | 72.7767
|  | 795 | 12.3053 | 72.6722
|  | 796 | 12.3152 | 72.5988
|  | 797 | 12.3383 | 72.5437
|  | 798 | 12.3288 | 72.4975
|  | 799 | 12.3348 | 72.404
|  | 800 | 12.3398 | 72.3877
|  | 801 | 12.3236 | 72.3084
|  | 802 | 12.3132 | 72.1926
|  | 803 | 12.3037 | 72.1659
|  | 804 | 12.295 | 72.0964
|  | 805 | 12.2609 | 72.0811
|  | 806 | 12.2757 | 71.9731
|  | 807 | 12.2297 | 71.9434
|  | 808 | 12.2097 | 71.957
|  | 809 | 12.188 | 71.8975
|  | 810 | 12.1641 | 71.8662
|  | 811 | 12.1397 | 71.8321
|  | 812 | 12.1096 | 71.7322
|  | 813 | 12.0783 | 71.7027
|  | 814 | 12.0274 | 71.6954
|  | 815 | 12.0232 | 71.6801
|  | 816 | 11.9812 | 71.5808
|  | 817 | 11.9456 | 71.5223
|  | 818 | 11.9105 | 71.4654
|  | 819 | 11.9011 | 71.5113
|  | 820 | 11.8731 | 71.4717
|  | 821 | 11.8289 | 71.4296
|  | 822 | 11.8024 | 71.4167
|  | 823 | 11.7966 | 71.3512
|  | 824 | 11.7675 | 71.3628
|  | 825 | 11.751 | 71.256
|  | 826 | 11.7289 | 71.2957
|  | 827 | 11.7107 | 71.2696
|  | 828 | 11.7068 | 71.2867
|  | 829 | 11.6809 | 71.3429
|  | 830 | 11.682 | 71.2879
|  | 831 | 11.657 | 71.256
|  | 832 | 11.665 | 71.2704
|  | 833 | 11.6778 | 71.2895
|  | 834 | 11.6717 | 71.3059
|  | 835 | 11.6796 | 71.3067
|  | 836 | 11.6832 | 71.3207
|  | 837 | 11.6966 | 71.3134
|  | 838 | 11.6985 | 71.3658
|  | 839 | 11.7127 | 71.3688
|  | 840 | 11.7402 | 71.409
|  | 841 | 11.7562 | 71.4724
|  | 842 | 11.769 | 71.5076
|  | 843 | 11.7986 | 71.534
|  | 844 | 11.8269 | 71.58
|  | 845 | 11.8432 | 71.5958
|  | 846 | 11.8722 | 71.6984
|  | 847 | 11.8985 | 71.7149
|  | 848 | 11.9244 | 71.7849
|  | 849 | 11.9496 | 71.8351
|  | 850 | 11.9853 | 71.8547
|  | 851 | 12.0107 | 71.9411
|  | 852 | 12.0517 | 72.0293
|  | 853 | 12.0766 | 72.0661
|  | 854 | 12.107 | 72.1467
|  | 855 | 12.1214 | 72.2529
|  | 856 | 12.1628 | 72.3325
|  | 857 | 12.1849 | 72.3866
|  | 858 | 12.2219 | 72.4804
|  | 859 | 12.2368 | 72.5885
|  | 860 | 12.2481 | 72.6595
|  | 861 | 12.2731 | 72.7466
|  | 862 | 12.2906 | 72.8436
|  | 863 | 12.2994 | 72.9461
|  | 864 | 12.3201 | 73.0363
|  | 865 | 12.3282 | 73.1384
|  | 866 | 12.3425 | 73.2338
|  | 867 | 12.3434 | 73.3409
|  | 868 | 12.3515 | 73.4535
|  | 869 | 12.365 | 73.5566
|  | 870 | 12.3489 | 73.6739
|  | 871 | 12.3518 | 73.7718
|  | 872 | 12.3492 | 73.8751
|  | 873 | 12.3534 | 73.9966
|  | 874 | 12.3404 | 74.1354
|  | 875 | 12.3387 | 74.2685
|  | 876 | 12.3268 | 74.3544
|  | 877 | 12.3141 | 74.4981
|  | 878 | 12.2948 | 74.6011
|  | 879 | 12.2818 | 74.7317
|  | 880 | 12.2635 | 74.8353
|  | 881 | 12.2472 | 74.9789
|  | 882 | 12.2221 | 75.0871
|  | 883 | 12.2013 | 75.233
|  | 884 | 12.1855 | 75.3391
|  | 885 | 12.1568 | 75.4806
|  | 886 | 12.1338 | 75.5951
|  | 887 | 12.1146 | 75.7052
|  | 888 | 12.0899 | 75.8487
|  | 889 | 12.0677 | 75.975
|  | 890 | 12.0424 | 76.1085
|  | 891 | 12.0214 | 76.2267
|  | 892 | 12.0058 | 76.3629
|  | 893 | 11.9835 | 76.4998
|  | 894 | 11.9564 | 76.6182
|  | 895 | 11.9431 | 76.7429
|  | 896 | 11.9262 | 76.8558
|  | 897 | 11.9075 | 77.0001
|  | 898 | 11.8902 | 77.1119
|  | 899 | 11.8805 | 77.265
|  | 900 | 11.8689 | 77.3766
|  | 901 | 11.8577 | 77.4843
|  | 902 | 11.8525 | 77.6208
|  | 903 | 11.8458 | 77.7348
|  | 904 | 11.8462 | 77.8585
|  | 905 | 11.8402 | 77.9744
|  | 906 | 11.8385 | 78.1131
|  | 907 | 11.8411 | 78.245
|  | 908 | 11.8441 | 78.3567
|  | 909 | 11.8482 | 78.4899
|  | 910 | 11.8545 | 78.5972
|  | 911 | 11.8636 | 78.7162
|  | 912 | 11.8742 | 78.8383
|  | 913 | 11.8857 | 78.9412
|  | 914 | 11.8987 | 79.0551
|  | 915 | 11.9146 | 79.1997
|  | 916 | 11.9321 | 79.305
|  | 917 | 11.9475 | 79.4197
|  | 918 | 11.9665 | 79.5376
|  | 919 | 11.9892 | 79.6492
|  | 920 | 12.0109 | 79.7563
|  | 921 | 12.034 | 79.8846
|  | 922 | 12.0578 | 79.9989
|  | 923 | 12.0817 | 80.0914
|  | 924 | 12.1091 | 80.2017
|  | 925 | 12.1335 | 80.307
|  | 926 | 12.157 | 80.4255
|  | 927 | 12.1868 | 80.5251
|  | 928 | 12.2121 | 80.6306
|  | 929 | 12.2389 | 80.7395
|  | 930 | 12.2655 | 80.8436
|  | 931 | 12.2937 | 80.9422
|  | 932 | 12.3183 | 81.0456
|  | 933 | 12.343 | 81.1413
|  | 934 | 12.3681 | 81.2539
|  | 935 | 12.3933 | 81.3349
|  | 936 | 12.4139 | 81.449
|  | 937 | 12.4369 | 81.5452
|  | 938 | 12.4578 | 81.6414
|  | 939 | 12.4762 | 81.7338
|  | 940 | 12.4953 | 81.8416
|  | 941 | 12.5104 | 81.9327
|  | 942 | 12.5266 | 82.0258
|  | 943 | 12.5417 | 82.1191
|  | 944 | 12.5563 | 82.2225
|  | 945 | 12.5665 | 82.3023
|  | 946 | 12.5729 | 82.3966
|  | 947 | 12.5824 | 82.4893
|  | 948 | 12.5897 | 82.5755
|  | 949 | 12.5939 | 82.6624
|  | 950 | 12.5952 | 82.7488
|  | 951 | 12.595 | 82.8457
|  | 952 | 12.5991 | 82.9315
|  | 953 | 12.5995 | 83.0321
|  | 954 | 12.5944 | 83.1136
|  | 955 | 12.588 | 83.1905
|  | 956 | 12.5843 | 83.2741
|  | 957 | 12.5789 | 83.352
|  | 958 | 12.5696 | 83.4383
|  | 959 | 12.5562 | 83.5107
|  | 960 | 12.5434 | 83.5888
|  | 961 | 12.5323 | 83.6756
|  | 962 | 12.5207 | 83.7547
|  | 963 | 12.5028 | 83.814
|  | 964 | 12.484 | 83.8931
|  | 965 | 12.4678 | 83.9702
|  | 966 | 12.4534 | 84.0444
|  | 967 | 12.4347 | 84.1231
|  | 968 | 12.4119 | 84.1846
|  | 969 | 12.3905 | 84.2609
|  | 970 | 12.373 | 84.3357
|  | 971 | 12.3565 | 84.4081
|  | 972 | 12.3332 | 84.4771
|  | 973 | 12.3093 | 84.5503
|  | 974 | 12.288 | 84.6093
|  | 975 | 12.2706 | 84.684
|  | 976 | 12.2514 | 84.759
|  | 977 | 12.2291 | 84.8208
|  | 978 | 12.2048 | 84.8847
|  | 979 | 12.1858 | 84.9495
|  | 980 | 12.1732 | 85.0195
|  | 981 | 12.1547 | 85.0908
|  | 982 | 12.1326 | 85.1527
|  | 983 | 12.1138 | 85.2048
|  | 984 | 12.1005 | 85.2759
|  | 985 | 12.0912 | 85.3382
|  | 986 | 12.0757 | 85.4069
|  | 987 | 12.0593 | 85.4635
|  | 988 | 12.0455 | 85.5285
|  | 989 | 12.0404 | 85.5874
|  | 990 | 12.0342 | 85.6511
|  | 991 | 12.0254 | 85.709
|  | 992 | 12.0128 | 85.7693
|  | 993 | 12.0069 | 85.8171
|  | 994 | 12.0087 | 85.8803
|  | 995 | 12.0095 | 85.9391
|  | 996 | 12.0053 | 85.9905
|  | 997 | 12.0001 | 86.0417
|  | 998 | 12.0016 | 86.0999
|  | 999 | 12.0093 | 86.1493
|  | 1000 | 12.0163 | 86.2212
|  | 1001 | 12.0166 | 86.2756
|  | 1002 | 12.0191 | 86.314
|  | 1003 | 12.0273 | 86.3673
|  | 1004 | 12.0428 | 86.4265
|  | 1005 | 12.0543 | 86.4806
|  | 1006 | 12.0603 | 86.5261
|  | 1007 | 12.0659 | 86.5695
|  | 1008 | 12.0802 | 86.6129
|  | 1009 | 12.1022 | 86.6704
|  | 1010 | 12.1203 | 86.7269
|  | 1011 | 12.1313 | 86.7734
|  | 1012 | 12.1395 | 86.8259
|  | 1013 | 12.1577 | 86.8561
|  | 1014 | 12.1832 | 86.9133
|  | 1015 | 12.206 | 86.9722
|  | 1016 | 12.2217 | 87.0128
|  | 1017 | 12.2337 | 87.0548
|  | 1018 | 12.2535 | 87.0946
|  | 1019 | 12.2815 | 87.1447
|  | 1020 | 12.3086 | 87.1936
|  | 1021 | 12.3264 | 87.2364
|  | 1022 | 12.3396 | 87.2945
|  | 1023 | 12.3591 | 87.3137
|  | 1024 | 12.3845 | 87.3691
|  | 1025 | 12.4154 | 87.4118
|  | 1026 | 12.4355 | 87.4634
|  | 1027 | 12.4462 | 87.5005
|  | 1028 | 12.4628 | 87.531
|  | 1029 | 12.488 | 87.5772
|  | 1030 | 12.516 | 87.6286
|  | 1031 | 12.5355 | 87.6698
|  | 1032 | 12.5469 | 87.7072
|  | 1033 | 12.5567 | 87.7347
|  | 1034 | 12.5752 | 87.7775
|  | 1035 | 12.6011 | 87.8161
|  | 1036 | 12.6237 | 87.8581
|  | 1037 | 12.6316 | 87.9043
|  | 1038 | 12.6351 | 87.9357
|  | 1039 | 12.6454 | 87.9681
|  | 1040 | 12.6647 | 87.9998
|  | 1041 | 12.6848 | 88.0486
|  | 1042 | 12.6926 | 88.0909
|  | 1043 | 12.6904 | 88.1233
|  | 1044 | 12.6924 | 88.1593
|  | 1045 | 12.7024 | 88.1936
|  | 1046 | 12.7189 | 88.223
|  | 1047 | 12.7262 | 88.2798
|  | 1048 | 12.7223 | 88.3121
|  | 1049 | 12.7141 | 88.3312
|  | 1050 | 12.6497 | 88.564
|  | 1051 | 12.6525 | 88.5944
|  | 1052 | 12.6426 | 88.613
|  | 1053 | 12.6472 | 88.6608
|  | 1054 | 12.6431 | 88.6807
|  | 1055 | 12.6376 | 88.7169
|  | 1056 | 12.6319 | 88.7539
|  | 1057 | 12.6364 | 88.797
|  | 1058 | 12.6223 | 88.8011
|  | 1059 | 12.6171 | 88.856
|  | 1060 | 12.6091 | 88.8742
|  | 1061 | 12.5996 | 88.8901
|  | 1062 | 12.5875 | 88.9454
|  | 1063 | 12.5743 | 88.9692
|  | 1064 | 12.5647 | 89.0022
|  | 1065 | 12.5549 | 89.0232
|  | 1066 | 12.5473 | 89.0636
|  | 1067 | 12.5273 | 89.0889
|  | 1068 | 12.5075 | 89.1337
|  | 1069 | 12.4948 | 89.1325
|  | 1070 | 12.4759 | 89.1719
|  | 1071 | 12.4649 | 89.1948
|  | 1072 | 12.4479 | 89.234
|  | 1073 | 12.4272 | 89.2524
|  | 1074 | 12.4121 | 89.2772
|  | 1075 | 12.3872 | 89.3009
|  | 1076 | 12.3735 | 89.3391
|  | 1077 | 12.359 | 89.3636
|  | 1078 | 12.3459 | 89.3877
|  | 1079 | 12.3304 | 89.4073
|  | 1080 | 12.3058 | 89.4377
|  | 1081 | 12.2858 | 89.458
|  | 1082 | 12.2725 | 89.4905
|  | 1083 | 12.2681 | 89.5103
|  | 1084 | 12.2375 | 89.5601
|  | 1085 | 12.2279 | 89.5646
|  | 1086 | 12.2085 | 89.6036
|  | 1087 | 12.1941 | 89.6149
|  | 1088 | 12.1879 | 89.6674
|  | 1089 | 12.1692 | 89.6603
|  | 1090 | 12.1617 | 89.7264
|  | 1091 | 12.1351 | 89.71
|  | 1092 | 12.128 | 89.768
|  | 1093 | 12.1046 | 89.7461
|  | 1094 | 12.1161 | 89.8337
|  | 1095 | 12.0948 | 89.7959
|  | 1096 | 12.0877 | 89.8649
|  | 1097 | 12.077 | 89.8547
|  | 1098 | 12.0643 | 89.9083
|  | 1099 | 12.0556 | 89.8895
|  | 1100 | 12.0571 | 89.9456
|  | 1101 | 12.0433 | 89.9615
|  | 1102 | 12.0529 | 89.954
|  | 1103 | 12.0322 | 90.0196
|  | 1104 | 12.0337 | 90.0013
|  | 1105 | 12.0296 | 90.0015
|  | 1106 | 12.0248 | 90.0825
|  | 1107 | 12.0384 | 90.0916
|  | 1108 | 12.035 | 90.1234
|  | 1109 | 12.0313 | 90.1232
|  | 1110 | 12.0225 | 90.1541
|  | 1111 | 12.0291 | 90.1803
|  | 1112 | 12.0392 | 90.2103
|  | 1113 | 12.0434 | 90.198
|  | 1114 | 12.0525 | 90.2322
|  | 1115 | 12.0493 | 90.2667
|  | 1116 | 12.0546 | 90.2705
|  | 1117 | 12.0604 | 90.2849
|  | 1118 | 12.0645 | 90.3188
|  | 1119 | 12.0778 | 90.3474
|  | 1120 | 12.1005 | 90.3555
|  | 1121 | 12.0983 | 90.372
|  | 1122 | 12.0992 | 90.4192
|  | 1123 | 12.1263 | 90.3981
|  | 1124 | 12.1203 | 90.4284
|  | 1125 | 12.1465 | 90.4708
|  | 1126 | 12.1633 | 90.4551
|  | 1127 | 12.1695 | 90.485
|  | 1128 | 12.1923 | 90.517
|  | 1129 | 12.1837 | 90.5189
|  | 1130 | 12.2063 | 90.5421
|  | 1131 | 12.2238 | 90.586
|  | 1132 | 12.247 | 90.5739
|  | 1133 | 12.2666 | 90.5999
|  | 1134 | 12.2811 | 90.6178
|  | 1135 | 12.2865 | 90.6359
|  | 1136 | 12.3027 | 90.6493
|  | 1137 | 12.3241 | 90.6739
|  | 1138 | 12.3426 | 90.6756
|  | 1139 | 12.3603 | 90.7226
|  | 1140 | 12.3865 | 90.7057
|  | 1141 | 12.387 | 90.7357
|  | 1142 | 12.4037 | 90.775
|  | 1143 | 12.4232 | 90.7837
|  | 1144 | 12.4404 | 90.7209
|  | 1145 | 12.4552 | 90.8399
|  | 1146 | 12.4707 | 90.8303
|  | 1147 | 12.4963 | 90.8686
|  | 1148 | 12.4921 | 90.8367
|  | 1149 | 12.5076 | 90.8574
|  | 1150 | 12.5242 | 90.8818
|  | 1151 | 12.5474 | 90.8904
|  | 1152 | 12.5588 | 90.9099
|  | 1153 | 12.5709 | 90.9374
|  | 1154 | 12.5849 | 90.932
|  | 1155 | 12.5855 | 90.9354
|  | 1156 | 12.6 | 90.9969
|  | 1157 | 12.6098 | 90.9877
|  | 1158 | 12.6285 | 90.949
|  | 1159 | 12.6348 | 91.0572
|  | 1160 | 12.6462 | 91.0371
|  | 1161 | 12.6571 | 91.0574
|  | 1162 | 12.6416 | 91.0634
|  | 1163 | 12.6509 | 91.0801
|  | 1164 | 12.6753 | 91.1005
|  | 1165 | 12.681 | 91.1076
|  | 1166 | 12.6914 | 91.1195
|  | 1167 | 12.6872 | 91.1488
|  | 1168 | 12.6808 | 91.1343
|  | 1169 | 12.688 | 91.1663
|  | 1170 | 12.6883 | 91.1861
|  | 1171 | 12.6969 | 91.2588
|  | 1172 | 12.6974 | 91.2354
|  | 1173 | 12.6931 | 91.1445
|  | 1174 | 12.6937 | 91.2209
|  | 1175 | 12.6894 | 91.2451
|  | 1176 | 12.6809 | 91.2528
|  | 1177 | 12.6815 | 91.3355
|  | 1178 | 12.6943 | 91.3047
|  | 1179 | 12.682 | 91.2912
|  | 1180 | 12.6789 | 91.2864
|  | 1181 | 12.6714 | 91.3288
|  | 1182 | 12.6634 | 91.4022
|  | 1183 | 12.6576 | 91.3597
|  | 1184 | 12.6431 | 91.3459
|  | 1185 | 12.6376 | 91.3762
|  | 1186 | 12.6397 | 91.4123
|  | 1187 | 12.6217 | 91.4404
|  | 1188 | 12.6198 | 91.4118
|  | 1189 | 12.612 | 91.4288
|  | 1190 | 12.5865 | 91.443
|  | 1191 | 12.5793 | 91.4638
|  | 1192 | 12.5707 | 91.4691
|  | 1193 | 12.5568 | 91.4739
|  | 1194 | 12.5463 | 91.4907
|  | 1195 | 12.5248 | 91.5199
|  | 1196 | 12.5228 | 91.5134
|  | 1197 | 12.5042 | 91.5253
|  | 1198 | 12.4865 | 91.5329
|  | 1199 | 12.4818 | 91.5326
|  | 1200 | 12.4711 | 91.4358
|  | 1201 | 12.4474 | 91.4245
|  | 1202 | 12.4405 | 91.5088
|  | 1203 | 12.4307 | 91.4741
|  | 1204 | 12.4187 | 91.4988
|  | 1205 | 12.3859 | 91.4848
|  | 1206 | 12.381 | 91.5333
|  | 1207 | 12.3617 | 91.517
|  | 1208 | 12.3509 | 91.5238
|  | 1209 | 12.3348 | 91.554
|  | 1210 | 12.3133 | 91.5521
|  | 1211 | 12.3058 | 91.4805
|  | 1212 | 12.2974 | 91.5902
|  | 1213 | 12.2734 | 91.7131
|  | 1214 | 12.2543 | 91.596
|  | 1215 | 12.2433 | 91.6016
|  | 1216 | 12.2193 | 91.5981
|  | 1217 | 12.2165 | 91.6332
|  | 1218 | 12.203 | 91.6412
|  | 1219 | 12.2066 | 91.728
|  | 1220 | 12.1721 | 91.6829
|  | 1221 | 12.1628 | 91.5145
|  | 1222 | 12.1365 | 91.6855
|  | 1223 | 12.1357 | 91.6883
|  | 1224 | 12.1277 | 91.7086
|  | 1225 | 12.1172 | 91.7254
|  | 1226 | 12.1168 | 91.7216
|  | 1227 | 12.1031 | 91.7691
|  | 1228 | 12.0847 | 91.7512
|  | 1229 | 12.0665 | 91.7592
|  | 1230 | 12.0558 | 91.7621
|  | 1231 | 12.0562 | 91.7721
|  | 1232 | 12.0566 | 91.7799
|  | 1233 | 12.047 | 91.8119
|  | 1234 | 12.0441 | 91.8051
|  | 1235 | 12.0261 | 91.8148
|  | 1236 | 12.0211 | 91.8256
|  | 1237 | 12.014 | 91.829
|  | 1238 | 12.012 | 91.8169
|  | 1239 | 12.014 | 91.8708
|  | 1240 | 12.0118 | 91.8824
|  | 1241 | 12.003 | 91.8743
|  | 1242 | 12.0021 | 91.8885
|  | 1243 | 11.9921 | 91.8887
|  | 1244 | 11.9913 | 91.8954
|  | 1245 | 11.9932 | 91.9138
|  | 1246 | 11.9895 | 91.9199
|  | 1247 | 11.9952 | 91.9186
|  | 1248 | 11.9941 | 91.9377
|  | 1249 | 12.0068 | 91.9501
|  | 1250 | 12.0034 | 91.9415
|  | 1251 | 12.0149 | 91.9882
|  | 1252 | 12.0031 | 91.9837
|  | 1253 | 11.9971 | 91.97
|  | 1254 | 12.0054 | 91.976
|  | 1255 | 12.0203 | 91.9919
|  | 1256 | 12.0342 | 92.0058
|  | 1257 | 12.0351 | 92.0265
|  | 1258 | 12.0447 | 91.9023
|  | 1259 | 12.0345 | 92.0064
|  | 1260 | 12.0427 | 92.0326
|  | 1261 | 12.0346 | 92.0264
|  | 1262 | 12.0575 | 92.1674
|  | 1263 | 12.0708 | 92.0351
|  | 1264 | 12.0903 | 92.0703
|  | 1265 | 12.1062 | 92.0751
|  | 1266 | 12.1422 | 92.0759
|  | 1267 | 12.1079 | 92.0905
|  | 1268 | 12.1091 | 92.0949
|  | 1269 | 12.1157 | 92.1001
|  | 1270 | 12.1302 | 92.112
|  | 1271 | 12.1527 | 92.1087
|  | 1272 | 12.173 | 92.1231
|  | 1273 | 12.1867 | 92.1289
|  | 1274 | 12.1997 | 92.1651
|  | 1275 | 12.2032 | 92.1753
|  | 1276 | 12.2054 | 92.2494
|  | 1277 | 12.1989 | 91.9361
|  | 1278 | 12.2247 | 92.175
|  | 1279 | 12.2464 | 92.1995
|  | 1280 | 12.2746 | 92.2001
|  | 1281 | 12.2981 | 92.2141
|  | 1282 | 12.3071 | 92.2268
|  | 1283 | 12.3103 | 92.2314
|  | 1284 | 12.3088 | 92.2292
|  | 1285 | 12.3202 | 92.2393
|  | 1286 | 12.3349 | 92.2382
|  | 1287 | 12.3575 | 92.2537
|  | 1288 | 12.3825 | 92.2548
|  | 1289 | 12.4045 | 92.2799
|  | 1290 | 12.4088 | 92.2955
|  | 1291 | 12.4182 | 92.3007
|  | 1292 | 12.4188 | 92.3045
|  | 1293 | 12.4145 | 92.2945
|  | 1294 | 12.4238 | 92.3088
|  | 1295 | 12.4509 | 92.3141
|  | 1296 | 12.4774 | 92.3224
|  | 1297 | 12.4954 | 92.3266
|  | 1298 | 12.516 | 92.3493
|  | 1299 | 12.5123 | 92.3716
|  | 1300 | 12.5131 | 92.3511
|  | 1301 | 12.5097 | 92.3678
|  | 1302 | 12.5117 | 92.3472
|  | 1303 | 12.5282 | 92.364
|  | 1304 | 12.5506 | 92.367
|  | 1305 | 12.5735 | 92.3841
|  | 1306 | 12.5956 | 92.4066
|  | 1307 | 12.6061 | 92.4098
|  | 1308 | 12.594 | 92.4156
|  | 1309 | 12.5901 | 92.4042
|  | 1310 | 12.5803 | 92.4182
|  | 1311 | 12.5909 | 92.4168
|  | 1312 | 12.6069 | 92.4287
|  | 1313 | 12.6302 | 92.4358
|  | 1314 | 12.6626 | 92.3745
|  | 1315 | 12.6596 | 92.4672
|  | 1316 | 12.6591 | 92.4798
|  | 1317 | 12.6472 | 92.4655
|  | 1318 | 12.6317 | 92.4619
|  | 1319 | 12.6244 | 92.4687
|  | 1320 | 12.6339 | 92.4645
|  | 1321 | 12.6546 | 92.4925
|  | 1322 | 12.6683 | 92.4864
|  | 1323 | 12.6843 | 92.514
|  | 1324 | 12.683 | 92.5188
|  | 1325 | 12.6787 | 92.5213
|  | 1326 | 12.6556 | 92.5335
|  | 1327 | 12.6423 | 92.5271
|  | 1328 | 12.6379 | 92.5306
|  | 1329 | 12.6411 | 92.5256
|  | 1330 | 12.6549 | 92.5531
|  | 1331 | 12.6819 | 92.5545
|  | 1332 | 12.6889 | 92.5703
|  | 1333 | 12.6846 | 92.5898
|  | 1334 | 12.6634 | 92.593
|  | 1335 | 12.6304 | 92.5917
|  | 1336 | 12.6242 | 92.5751
|  | 1337 | 12.609 | 92.582
|  | 1338 | 12.6166 | 92.5981
|  | 1339 | 12.6379 | 92.5897
|  | 1340 | 12.6472 | 92.6094
|  | 1341 | 12.6557 | 92.6316
|  | 1342 | 12.6407 | 92.6395
|  | 1343 | 12.6107 | 92.6252
|  | 1344 | 12.5929 | 92.6486
|  | 1345 | 12.5685 | 92.6384
|  | 1346 | 12.5493 | 92.6349
|  | 1347 | 12.5584 | 92.6401
|  | 1348 | 12.5602 | 92.6688
|  | 1349 | 12.5738 | 92.675
|  | 1350 | 12.578 | 92.6818
|  | 1351 | 12.56 | 92.7027
|  | 1352 | 12.5356 | 92.6718
|  | 1353 | 12.5118 | 92.6902
|  | 1354 | 12.4918 | 92.6867
|  | 1355 | 12.4755 | 92.6991
|  | 1356 | 12.4763 | 92.6719
|  | 1357 | 12.4719 | 92.7097
|  | 1358 | 12.4814 | 92.7126
|  | 1359 | 12.4764 | 92.7182
|  | 1360 | 12.4643 | 92.7301
|  | 1361 | 12.4448 | 92.7507
|  | 1362 | 12.4228 | 92.7416
|  | 1363 | 12.4009 | 92.7347
|  | 1364 | 12.3824 | 92.7462
|  | 1365 | 12.3708 | 92.7303
|  | 1366 | 12.3718 | 92.7575
|  | 1367 | 12.3739 | 92.7683
|  | 1368 | 12.367 | 92.7678
|  | 1369 | 12.3496 | 92.78
|  | 1370 | 12.3258 | 92.7684
|  | 1371 | 12.2991 | 92.7681
|  | 1372 | 12.2731 | 92.7474
|  | 1373 | 12.2449 | 92.7361
|  | 1374 | 12.2402 | 92.75
|  | 1375 | 12.2485 | 92.739
|  | 1376 | 12.2527 | 92.763
|  | 1377 | 12.2434 | 92.7666
|  | 1378 | 12.2418 | 92.7659
|  | 1379 | 12.2208 | 92.7604
|  | 1380 | 12.2006 | 92.7611
|  | 1381 | 12.1678 | 92.7413
|  | 1382 | 12.145 | 92.7285
|  | 1383 | 12.1192 | 92.7321
|  | 1384 | 12.1193 | 92.7292
|  | 1385 | 12.1192 | 92.7291
|  | 1386 | 12.128 | 92.77
|  | 1387 | 12.1354 | 92.7555
|  | 1388 | 12.1299 | 92.7937
|  | 1389 | 12.1132 | 92.8023
|  | 1390 | 12.085 | 92.7936
|  | 1391 | 12.0617 | 92.8107
|  | 1392 | 12.0481 | 92.8113
|  | 1393 | 12.0364 | 92.8118
|  | 1394 | 12.034 | 92.8299
|  | 1395 | 12.0392 | 92.8286
|  | 1396 | 12.0538 | 92.8845
|  | 1397 | 12.0448 | 92.8801
|  | 1398 | 12.0376 | 92.8799
|  | 1399 | 12.0325 | 92.8878
|  | 1400 | 12.0041 | 92.8993
|  | 1401 | 11.9719 | 92.8616
|  | 1402 | 11.9671 | 92.8749
|  | 1403 | 11.9592 | 92.9049
|  | 1404 | 11.9722 | 92.9186
|  | 1405 | 11.9907 | 92.9399
|  | 1406 | 12.0009 | 92.9571
|  | 1407 | 12.0015 | 92.9654
|  | 1408 | 11.9942 | 92.9811
|  | 1409 | 11.971 | 92.9582
|  | 1410 | 11.9426 | 92.9777
|  | 1411 | 11.9294 | 92.9947
|  | 1412 | 11.9176 | 92.9756
|  | 1413 | 11.9248 | 92.9624
|  | 1414 | 11.9429 | 92.9035
|  | 1415 | 11.945 | 93.0228
|  | 1416 | 11.9735 | 93.0268
|  | 1417 | 11.9809 | 92.9922
|  | 1418 | 11.9657 | 93.0354
|  | 1419 | 11.957 | 93.0224
|  | 1420 | 11.9064 | 93.0353
|  | 1421 | 11.906 | 92.9519
|  | 1422 | 11.8978 | 93.0907
|  | 1423 | 11.9007 | 93.0293
|  | 1424 | 11.9233 | 93.0324
|  | 1425 | 11.95 | 93.0417
|  | 1426 | 11.9686 | 93.0779
|  | 1427 | 11.974 | 93.0946
|  | 1428 | 11.9753 | 93.0952
|  | 1429 | 11.9608 | 93.1019
|  | 1430 | 11.9472 | 93.0941
|  | 1431 | 11.9289 | 93.0922
|  | 1432 | 11.9227 | 93.0881
|  | 1433 | 11.9272 | 93.0824
|  | 1434 | 11.9448 | 93.0973
|  | 1435 | 11.9715 | 93.1103
|  | 1436 | 11.9871 | 93.1197
|  | 1437 | 12.0007 | 93.1407
|  | 1438 | 12.0145 | 93.1432
|  | 1439 | 12.0111 | 93.1443
|  | 1440 | 11.9893 | 93.1495
|  | 1441 | 11.9699 | 93.1437
|  | 1442 | 11.9719 | 93.1289
|  | 1443 | 11.9703 | 93.1358
|  | 1444 | 11.992 | 93.1586
|  | 1445 | 12.017 | 93.1547
|  | 1446 | 12.0413 | 93.1728
|  | 1447 | 12.0602 | 93.1911
|  | 1448 | 12.0732 | 93.1911
|  | 1449 | 12.0755 | 93.202
|  | 1450 | 12.0748 | 93.204
|  | 1451 | 12.0487 | 93.1931
|  | 1452 | 12.04 | 93.1931
|  | 1453 | 12.0453 | 93.1772
|  | 1454 | 12.0645 | 93.1928
|  | 1455 | 12.0847 | 93.1924
|  | 1456 | 12.1198 | 93.2103
|  | 1457 | 12.1391 | 93.2202
|  | 1458 | 12.1664 | 93.2012
|  | 1459 | 12.1723 | 93.2343
|  | 1460 | 12.1787 | 93.2492
|  | 1461 | 12.1496 | 93.3102
|  | 1462 | 12.142 | 93.2308
|  | 1463 | 12.1343 | 93.1643
|  | 1464 | 12.1528 | 93.2362
|  | 1465 | 12.1686 | 93.2386
|  | 1466 | 12.1852 | 93.2394
|  | 1467 | 12.2159 | 93.2692
|  | 1468 | 12.2532 | 93.3884
|  | 1469 | 12.2707 | 93.2944
|  | 1470 | 12.2722 | 93.2993
|  | 1471 | 12.2577 | 93.3049
|  | 1472 | 12.2479 | 93.2828
|  | 1473 | 12.2323 | 93.2104
|  | 1474 | 12.2437 | 93.2604
|  | 1475 | 12.251 | 93.2672
|  | 1476 | 12.2748 | 93.2872
|  | 1477 | 12.3088 | 93.3096
|  | 1478 | 12.3456 | 93.326
|  | 1479 | 12.3511 | 93.3286
|  | 1480 | 12.3699 | 93.3469
|  | 1481 | 12.3785 | 93.348
|  | 1482 | 12.3702 | 93.3172
|  | 1483 | 12.35 | 93.3164
|  | 1484 | 12.3496 | 93.345
|  | 1485 | 12.3414 | 93.3385
|  | 1486 | 12.3548 | 93.3427
|  | 1487 | 12.3811 | 93.3378
|  | 1488 | 12.4028 | 93.3572
|  | 1489 | 12.4249 | 93.3672
|  | 1490 | 12.4493 | 93.394
|  | 1491 | 12.4666 | 93.3759
|  | 1492 | 12.466 | 93.3994
|  | 1493 | 12.466 | 93.3954
|  | 1494 | 12.4458 | 93.3919
|  | 1495 | 12.4409 | 93.4082
|  | 1496 | 12.4234 | 93.3674
|  | 1497 | 12.4443 | 93.3915
|  | 1498 | 12.459 | 93.3838
|  | 1499 | 12.4855 | 93.3986
|  | 1500 | 12.4941 | 93.4091
|  | 1501 | 12.5165 | 93.4312
|  | 1502 | 12.5381 | 93.4482
|  | 1503 | 12.5428 | 93.4373
|  | 1504 | 12.544 | 93.4453
|  | 1505 | 12.5185 | 93.4361
|  | 1506 | 12.4994 | 93.4507
|  | 1507 | 12.4906 | 93.4388
|  | 1508 | 12.5036 | 93.4336
|  | 1509 | 12.5164 | 93.4422
|  | 1510 | 12.5343 | 93.4142
|  | 1511 | 12.5477 | 93.4637
|  | 1512 | 12.5531 | 93.4871
|  | 1513 | 12.5742 | 93.481
|  | 1514 | 12.5918 | 93.4994
|  | 1515 | 12.5859 | 93.4556
|  | 1516 | 12.5718 | 93.531
|  | 1517 | 12.5448 | 93.4858
|  | 1518 | 12.5443 | 93.482
|  | 1519 | 12.5319 | 93.4788
|  | 1520 | 12.5563 | 93.4663
|  | 1521 | 12.5517 | 93.47
|  | 1522 | 12.5565 | 93.4918
|  | 1523 | 12.583 | 93.5109
|  | 1524 | 12.605 | 93.5369
|  | 1525 | 12.5878 | 93.4876
|  | 1526 | 12.5978 | 93.5303
|  | 1527 | 12.5951 | 93.5332
|  | 1528 | 12.575 | 93.5315
|  | 1529 | 12.5676 | 93.5218
|  | 1530 | 12.549 | 93.5329
|  | 1531 | 12.5461 | 93.5186
|  | 1532 | 12.545 | 93.5345
|  | 1533 | 12.5545 | 93.5226
|  | 1534 | 12.5563 | 93.5429
|  | 1535 | 12.5732 | 93.5522
|  | 1536 | 12.5849 | 93.5665
|  | 1537 | 12.5888 | 93.5632
|  | 1538 | 12.5742 | 93.5747
|  | 1539 | 12.5717 | 93.5695
|  | 1540 | 12.5518 | 93.561
|  | 1541 | 12.5303 | 93.5574
|  | 1542 | 12.5305 | 93.5682
|  | 1543 | 12.5267 | 93.5799
|  | 1544 | 12.5041 | 93.6277
|  | 1545 | 12.5112 | 93.5187
|  | 1546 | 12.5122 | 93.5904
|  | 1547 | 12.5298 | 93.6047
|  | 1548 | 12.5527 | 93.6315
|  | 1549 | 12.5333 | 93.6103
|  | 1550 | 12.5096 | 93.5878
|  | 1551 | 12.521 | 93.6185
|  | 1552 | 12.5203 | 93.6653
|  | 1553 | 12.4822 | 93.6313
|  | 1554 | 12.4731 | 93.5377
|  | 1555 | 12.4581 | 93.6163
|  | 1556 | 12.4644 | 93.6876
|  | 1557 | 12.4514 | 93.5957
|  | 1558 | 12.4426 | 93.6062
|  | 1559 | 12.4564 | 93.6379
|  | 1560 | 12.4554 | 93.6527
|  | 1561 | 12.4585 | 93.683
|  | 1562 | 12.4509 | 93.6522
|  | 1563 | 12.4445 | 93.6542
|  | 1564 | 12.4318 | 93.673
|  | 1565 | 12.4197 | 93.6345
|  | 1566 | 12.3954 | 93.6514
|  | 1567 | 12.3797 | 93.6508
|  | 1568 | 12.3594 | 93.6435
|  | 1569 | 12.3603 | 93.6626
|  | 1570 | 12.3526 | 93.704
|  | 1571 | 12.348 | 93.6599
|  | 1572 | 12.3468 | 93.6802
|  | 1573 | 12.3577 | 93.7169
|  | 1574 | 12.3554 | 93.6587
|  | 1575 | 12.3438 | 93.6941
|  | 1576 | 12.3409 | 93.7198
|  | 1577 | 12.3342 | 93.6951
|  | 1578 | 12.2985 | 93.6663
|  | 1579 | 12.2779 | 93.7003
|  | 1580 | 12.2675 | 93.7145
|  | 1581 | 12.2613 | 93.6751
|  | 1582 | 12.2399 | 93.7142
|  | 1583 | 12.2379 | 93.7461
|  | 1584 | 12.2329 | 93.7193
|  | 1585 | 12.2393 | 93.7084
|  | 1586 | 12.2449 | 93.7436
|  | 1587 | 12.2307 | 93.7208
|  | 1588 | 12.2297 | 93.7446
|  | 1589 | 12.2123 | 93.7619
|  | 1590 | 12.2004 | 93.7153
|  | 1591 | 12.1927 | 93.7396
|  | 1592 | 12.1717 | 93.7544
|  | 1593 | 12.1454 | 93.7259
|  | 1594 | 12.1437 | 93.7622
|  | 1595 | 12.1204 | 93.7747
|  | 1596 | 12.1205 | 93.7246
|  | 1597 | 12.1271 | 93.7701
|  | 1598 | 12.127 | 93.7984
|  | 1599 | 12.1205 | 93.7402
|  | 1600 | 12.1249 | 93.772
|  | 1601 | 12.1197 | 93.7983
|  | 1602 | 12.1086 | 93.7561
|  | 1603 | 12.0945 | 93.7706
|  | 1604 | 12.0872 | 93.7779
|  | 1605 | 12.0639 | 93.7788
|  | 1606 | 12.0391 | 93.7597
|  | 1607 | 12.0375 | 93.791
|  | 1608 | 12.0238 | 93.8103
|  | 1609 | 12.0208 | 93.8586
|  | 1610 | 12.0003 | 93.7287
|  | 1611 | 12.0231 | 93.8095
|  | 1612 | 12.0296 | 93.8825
|  | 1613 | 12.0212 | 93.769
|  | 1614 | 12.0255 | 93.8264
|  | 1615 | 12.0202 | 93.8146
|  | 1616 | 12.0001 | 93.817
|  | 1617 | 11.989 | 93.8306
|  | 1618 | 11.9742 | 93.8269
|  | 1619 | 11.957 | 93.8095
|  | 1620 | 11.944 | 93.8347
|  | 1621 | 11.923 | 93.845
|  | 1622 | 11.9268 | 93.8087
|  | 1623 | 11.9253 | 93.8417
|  | 1624 | 11.9255 | 93.8761
|  | 1625 | 11.9435 | 93.8437
|  | 1626 | 11.9351 | 93.8118
|  | 1627 | 11.9542 | 93.9073
|  | 1628 | 11.9514 | 93.8592
|  | 1629 | 11.9412 | 93.8066
|  | 1630 | 11.9276 | 93.8701
|  | 1631 | 11.905 | 93.9159
|  | 1632 | 11.885 | 93.8319
|  | 1633 | 11.8685 | 93.853
|  | 1634 | 11.8562 | 93.9094
|  | 1635 | 11.8463 | 93.8347
|  | 1636 | 11.8557 | 93.8743
|  | 1637 | 11.8651 | 93.9125
|  | 1638 | 11.8674 | 93.8488
|  | 1639 | 11.8851 | 93.8691
|  | 1640 | 11.8894 | 93.892
|  | 1641 | 11.9006 | 93.8973
|  | 1642 | 11.9015 | 93.9105
|  | 1643 | 11.8828 | 93.8618
|  | 1644 | 11.8753 | 93.8908
|  | 1645 | 11.8423 | 93.906
|  | 1646 | 11.8316 | 93.8896
|  | 1647 | 11.8163 | 93.8971
|  | 1648 | 11.8065 | 93.8982
|  | 1649 | 11.8024 | 93.9134
|  | 1650 | 11.8084 | 93.8964
|  | 1651 | 11.8217 | 93.8731
|  | 1652 | 11.85 | 93.9375
|  | 1653 | 11.8662 | 93.9479
|  | 1654 | 11.8646 | 93.8864
|  | 1655 | 11.8779 | 93.9085
|  | 1656 | 11.8862 | 93.9905
|  | 1657 | 11.8538 | 93.9153
|  | 1658 | 11.8442 | 93.8895
|  | 1659 | 11.8289 | 93.9384
|  | 1660 | 11.82 | 93.9861
|  | 1661 | 11.785 | 93.8655
|  | 1662 | 11.7947 | 93.9284
|  | 1663 | 11.8017 | 93.9964
|  | 1664 | 11.8017 | 93.8964
|  | 1665 | 11.8302 | 93.9401
|  | 1666 | 11.853 | 93.9512
|  | 1667 | 11.8768 | 93.9762
|  | 1668 | 11.8874 | 93.9643
|  | 1669 | 11.8963 | 93.9545
|  | 1670 | 11.8917 | 94.0027
|  | 1671 | 11.8808 | 93.9638
|  | 1672 | 11.8619 | 93.9737
|  | 1673 | 11.8394 | 93.9875
|  | 1674 | 11.8103 | 93.979
|  | 1675 | 11.7966 | 93.9492
|  | 1676 | 11.8134 | 93.9713
|  | 1677 | 11.8147 | 94.0024
|  | 1678 | 11.8333 | 93.9485
|  | 1679 | 11.8635 | 93.9875
|  | 1680 | 11.8934 | 94.0226
|  | 1681 | 11.9148 | 93.9562
|  | 1682 | 11.9171 | 94.0087
|  | 1683 | 11.9403 | 94.028
|  | 1684 | 11.9471 | 94.055
|  | 1685 | 11.9245 | 93.9542
|  | 1686 | 11.9106 | 94.0178
|  | 1687 | 11.8977 | 94.0612
|  | 1688 | 11.8596 | 93.9544
|  | 1689 | 11.8437 | 93.994
|  | 1690 | 11.8476 | 93.9962
|  | 1691 | 11.852 | 93.9906
|  | 1692 | 11.8818 | 93.9952
|  | 1693 | 11.9108 | 94.0064
|  | 1694 | 11.9502 | 94.0113
|  | 1695 | 11.9763 | 94.0272
|  | 1696 | 11.9982 | 94.0064
|  | 1697 | 12.0152 | 94.0522
|  | 1698 | 12.0191 | 94.0409
|  | 1699 | 12.0071 | 93.9961
|  | 1700 | 11.9885 | 94.0717
|  | 1701 | 11.955 | 94.0329
|  | 1702 | 11.9449 | 93.9838
|  | 1703 | 11.9179 | 94.0569
|  | 1704 | 11.9098 | 94.051
|  | 1705 | 11.9182 | 93.9867
|  | 1706 | 11.9425 | 93.9905
|  | 1707 | 11.9717 | 94.0918
|  | 1708 | 12.0145 | 94.0225
|  | 1709 | 12.0542 | 94.0155
|  | 1710 | 12.0874 | 94.0611
|  | 1711 | 12.1213 | 94.1135
|  | 1712 | 12.1126 | 94.0079
|  | 1713 | 12.122 | 94.0833
|  | 1714 | 12.1099 | 94.1348
|  | 1715 | 12.0626 | 94.0342
|  | 1716 | 12.0403 | 94.0688
|  | 1717 | 12.012 | 94.0667
|  | 1718 | 11.9944 | 94.0655
|  | 1719 | 11.9884 | 94.0408
|  | 1720 | 12.0047 | 94.0545
|  | 1721 | 12.0324 | 94.0813
|  | 1722 | 12.0767 | 94.0366
|  | 1723 | 12.1217 | 94.0689
|  | 1724 | 12.1701 | 94.0937
|  | 1725 | 12.1985 | 94.0669
|  | 1726 | 12.2177 | 94.1177
|  | 1727 | 12.234 | 94.1255
|  | 1728 | 12.2212 | 94.1064
|  | 1729 | 12.1982 | 94.1305
|  | 1730 | 12.164 | 94.1052
|  | 1731 | 12.1213 | 94.0955
|  | 1732 | 12.0936 | 94.1035
|  | 1733 | 12.0767 | 94.0837
|  | 1734 | 12.0777 | 94.0617
|  | 1735 | 12.1021 | 94.1159
|  | 1736 | 12.127 | 94.0911
|  | 1737 | 12.1585 | 94.0609
|  | 1738 | 12.2283 | 94.1436
|  | 1739 | 12.2764 | 94.1125
|  | 1740 | 12.3011 | 94.0978
|  | 1741 | 12.3277 | 94.12
|  | 1742 | 12.3321 | 94.1587
|  | 1743 | 12.3245 | 94.1366
|  | 1744 | 12.2965 | 94.1317
|  | 1745 | 12.2557 | 94.1423
|  | 1746 | 12.2185 | 94.1485
|  | 1747 | 12.1734 | 94.1227
|  | 1748 | 12.1534 | 94.0981
|  | 1749 | 12.1468 | 94.124
|  | 1750 | 12.1623 | 94.131
|  | 1751 | 12.1891 | 94.0919
|  | 1752 | 12.2375 | 94.126
|  | 1753 | 12.2952 | 94.145
|  | 1754 | 12.3586 | 94.1607
|  | 1755 | 12.3843 | 94.1494
|  | 1756 | 12.4182 | 94.1758
|  | 1757 | 12.4373 | 94.1883
|  | 1758 | 12.4226 | 94.1753
|  | 1759 | 12.3767 | 94.192
|  | 1760 | 12.3483 | 94.1835
|  | 1761 | 12.3067 | 94.2278
|  | 1762 | 12.2561 | 94.097
|  | 1763 | 12.2114 | 94.1699
|  | 1764 | 12.2167 | 94.1892
|  | 1765 | 12.2129 | 94.1388
|  | 1766 | 12.2451 | 94.1242
|  | 1767 | 12.2853 | 94.1423
|  | 1768 | 12.3378 | 94.1574
|  | 1769 | 12.4033 | 94.1724
|  | 1770 | 12.4488 | 94.1753
|  | 1771 | 12.4864 | 94.2179
|  | 1772 | 12.4977 | 94.2145
|  | 1773 | 12.5015 | 94.2018
|  | 1774 | 12.4898 | 94.2312
|  | 1775 | 12.4424 | 94.2242
|  | 1776 | 12.3769 | 94.1976
|  | 1777 | 12.3467 | 94.2028
|  | 1778 | 12.2817 | 94.1953
|  | 1779 | 12.249 | 94.1472
|  | 1780 | 12.2392 | 94.1934
|  | 1781 | 12.2594 | 94.1683
|  | 1782 | 12.2844 | 94.1537
|  | 1783 | 12.3453 | 94.1801
|  | 1784 | 12.4057 | 94.214
|  | 1785 | 12.4551 | 94.1694
|  | 1786 | 12.5149 | 94.2134
|  | 1787 | 12.5549 | 94.2795
|  | 1788 | 12.5536 | 94.1975
|  | 1789 | 12.5508 | 94.2466
|  | 1790 | 12.5178 | 94.2521
|  | 1791 | 12.4665 | 94.2444
|  | 1792 | 12.4178 | 94.2566
|  | 1793 | 12.3508 | 94.2185
|  | 1794 | 12.2977 | 94.2341
|  | 1795 | 12.2638 | 94.1697
|  | 1796 | 12.2609 | 94.2369
|  | 1797 | 12.2613 | 94.1765
|  | 1798 | 12.317 | 94.246
|  | 1799 | 12.3521 | 94.163
|  | 1800 | 12.4237 | 94.2677
|  | 1801 | 12.474 | 94.2053
|  | 1802 | 12.5286 | 94.2906
|  | 1803 | 12.556 | 94.2813
|  | 1804 | 12.5797 | 94.2791
|  | 1805 | 12.5702 | 94.3037
|  | 1806 | 12.5366 | 94.3091
|  | 1807 | 12.485 | 94.2813
|  | 1808 | 12.4251 | 94.2717
|  | 1809 | 12.3635 | 94.2812
|  | 1810 | 12.3044 | 94.2577
|  | 1811 | 12.2556 | 94.2423
|  | 1812 | 12.2399 | 94.2429
|  | 1813 | 12.2484 | 94.2171
|  | 1814 | 12.2686 | 94.2287
|  | 1815 | 12.321 | 94.2456
|  | 1816 | 12.3841 | 94.2333
|  | 1817 | 12.4424 | 94.2872
|  | 1818 | 12.4964 | 94.2521
|  | 1819 | 12.5306 | 94.3281
|  | 1820 | 12.5556 | 94.2817
|  | 1821 | 12.5646 | 94.3762
|  | 1822 | 12.5256 | 94.3014
|  | 1823 | 12.4923 | 94.3314
|  | 1824 | 12.4219 | 94.3316
|  | 1825 | 12.3439 | 94.3
|  | 1826 | 12.2962 | 94.2941
|  | 1827 | 12.2298 | 94.2769
|  | 1828 | 12.2042 | 94.2488
|  | 1829 | 12.2006 | 94.264
|  | 1830 | 12.2152 | 94.2377
|  | 1831 | 12.2397 | 94.2581
|  | 1832 | 12.288 | 94.2762
|  | 1833 | 12.3506 | 94.2804
|  | 1834 | 12.4127 | 94.304
|  | 1835 | 12.4613 | 94.3001
|  | 1836 | 12.4884 | 94.3287
|  | 1837 | 12.5082 | 94.3515
|  | 1838 | 12.4906 | 94.3343
|  | 1839 | 12.4603 | 94.3612
|  | 1840 | 12.4019 | 94.3376
|  | 1841 | 12.3399 | 94.322
|  | 1842 | 12.2621 | 94.3279
|  | 1843 | 12.211 | 94.3104
|  | 1844 | 12.1591 | 94.293
|  | 1845 | 12.127 | 94.3037
|  | 1846 | 12.1259 | 94.2919
|  | 1847 | 12.129 | 94.2743
|  | 1848 | 12.1741 | 94.3028
|  | 1849 | 12.2159 | 94.2922
|  | 1850 | 12.2817 | 94.3094
|  | 1851 | 12.3355 | 94.3364
|  | 1852 | 12.3829 | 94.3506
|  | 1853 | 12.4097 | 94.3677
|  | 1854 | 12.4184 | 94.365
|  | 1855 | 12.402 | 94.392
|  | 1856 | 12.3588 | 94.3846
|  | 1857 | 12.3064 | 94.3807
|  | 1858 | 12.2369 | 94.4126
|  | 1859 | 12.1708 | 94.366
|  | 1860 | 12.1093 | 94.355
|  | 1861 | 12.0611 | 94.3166
|  | 1862 | 12.0324 | 94.3171
|  | 1863 | 12.0283 | 94.3127
|  | 1864 | 12.0374 | 94.3181
|  | 1865 | 12.0792 | 94.3338
|  | 1866 | 12.136 | 94.3118
|  | 1867 | 12.1796 | 94.3398
|  | 1868 | 12.2403 | 94.3523
|  | 1869 | 12.2953 | 94.3679
|  | 1870 | 12.3275 | 94.3599
|  | 1871 | 12.3451 | 94.3924
|  | 1872 | 12.3386 | 94.3689
|  | 1873 | 12.2996 | 94.4063
|  | 1874 | 12.2465 | 94.3806
|  | 1875 | 12.1779 | 94.3909
|  | 1876 | 12.0933 | 94.3857
|  | 1877 | 12.0182 | 94.3815
|  | 1878 | 11.9584 | 94.3602
|  | 1879 | 11.9229 | 94.3451
|  | 1880 | 11.9042 | 94.3367
|  | 1881 | 11.9099 | 94.3336
|  | 1882 | 11.9338 | 94.319
|  | 1883 | 11.9803 | 94.3409
|  | 1884 | 12.0383 | 94.3584
|  | 1885 | 12.1114 | 94.3754
|  | 1886 | 12.1587 | 94.3444
|  | 1887 | 12.2055 | 94.4048
|  | 1888 | 12.2441 | 94.4138
|  | 1889 | 12.2419 | 94.443
|  | 1890 | 12.218 | 94.4326
|  | 1891 | 12.1673 | 94.443
|  | 1892 | 12.1107 | 94.4551
|  | 1893 | 12.0434 | 94.438
|  | 1894 | 11.9685 | 94.4067
|  | 1895 | 11.9028 | 94.3931
|  | 1896 | 11.8505 | 94.3816
|  | 1897 | 11.8105 | 94.3644
|  | 1898 | 11.7871 | 94.3776
|  | 1899 | 11.8151 | 94.3453
|  | 1900 | 11.8329 | 94.3743
|  | 1901 | 11.8973 | 94.3901
|  | 1902 | 11.9444 | 94.4089
|  | 1903 | 12.0211 | 94.3817
|  | 1904 | 12.0926 | 94.4156
|  | 1905 | 12.1182 | 94.446
|  | 1906 | 12.1536 | 94.4538
|  | 1907 | 12.1567 | 94.4719
|  | 1908 | 12.1183 | 94.4656
|  | 1909 | 12.0737 | 94.4736
|  | 1910 | 12.0233 | 94.4676
|  | 1911 | 11.9527 | 94.4513
|  | 1912 | 11.8772 | 94.4394
|  | 1913 | 11.7991 | 94.4283
|  | 1914 | 11.7471 | 94.4026
|  | 1915 | 11.7059 | 94.3701
|  | 1916 | 11.6777 | 94.3873
|  | 1917 | 11.6913 | 94.3732
|  | 1918 | 11.7301 | 94.3849
|  | 1919 | 11.7823 | 94.3892
|  | 1920 | 11.8299 | 94.3638
|  | 1921 | 11.8999 | 94.3893
|  | 1922 | 11.9678 | 94.428
|  | 1923 | 12.0227 | 94.4622
|  | 1924 | 12.0474 | 94.4654
|  | 1925 | 12.0691 | 94.4897
|  | 1926 | 12.0393 | 94.5003
|  | 1927 | 12.0022 | 94.5099
|  | 1928 | 11.9394 | 94.4995
|  | 1929 | 11.8513 | 94.5141
|  | 1930 | 11.7896 | 94.47
|  | 1931 | 11.706 | 94.4489
|  | 1932 | 11.6251 | 94.4303
|  | 1933 | 11.5942 | 94.4219
|  | 1934 | 11.5549 | 94.3944
|  | 1935 | 11.5615 | 94.3918
|  | 1936 | 11.5854 | 94.3896
|  | 1937 | 11.639 | 94.3975
|  | 1938 | 11.7064 | 94.4187
|  | 1939 | 11.7838 | 94.4208
|  | 1940 | 11.8466 | 94.4325
|  | 1941 | 11.9157 | 94.4678
|  | 1942 | 11.9653 | 94.5027
|  | 1943 | 11.9904 | 94.5309
|  | 1944 | 11.9834 | 94.5123
|  | 1945 | 11.9588 | 94.5395
|  | 1946 | 11.9198 | 94.5314
|  | 1947 | 11.8588 | 94.5186
|  | 1948 | 11.7652 | 94.5203
|  | 1949 | 11.688 | 94.5065
|  | 1950 | 11.6174 | 94.5119
|  | 1951 | 11.5322 | 94.4004
|  | 1952 | 11.4818 | 94.4219
|  | 1953 | 11.479 | 94.4624
|  | 1954 | 11.4898 | 94.4378
|  | 1955 | 11.5188 | 94.3631
|  | 1956 | 11.5691 | 94.4173
|  | 1957 | 11.6491 | 94.4578
|  | 1958 | 11.7327 | 94.4706
|  | 1959 | 11.8031 | 94.4763
|  | 1960 | 11.8744 | 94.517
|  | 1961 | 11.9154 | 94.5271
|  | 1962 | 11.9356 | 94.5201
|  | 1963 | 11.931 | 94.5581
|  | 1964 | 11.9096 | 94.5795
|  | 1965 | 11.867 | 94.5322
|  | 1966 | 11.8011 | 94.5439
|  | 1967 | 11.7168 | 94.5743
|  | 1968 | 11.6186 | 94.49
|  | 1969 | 11.5493 | 94.459
|  | 1970 | 11.4778 | 94.4959
|  | 1971 | 11.4379 | 94.4838
|  | 1972 | 11.4173 | 94.3991
|  | 1973 | 11.4195 | 94.4473
|  | 1974 | 11.448 | 94.493
|  | 1975 | 11.5147 | 94.3608
|  | 1976 | 11.5902 | 94.4654
|  | 1977 | 11.6731 | 94.5258
|  | 1978 | 11.7354 | 94.4445
|  | 1979 | 11.8063 | 94.5293
|  | 1980 | 11.8781 | 94.5598
|  | 1981 | 11.9026 | 94.566
|  | 1982 | 11.9184 | 94.5719
|  | 1983 | 11.906 | 94.6151
|  | 1984 | 11.863 | 94.5905
|  | 1985 | 11.8128 | 94.5888
|  | 1986 | 11.7228 | 94.5743
|  | 1987 | 11.6463 | 94.5571
|  | 1988 | 11.5694 | 94.5606
|  | 1989 | 11.474 | 94.5174
|  | 1990 | 11.4178 | 94.4967
|  | 1991 | 11.3911 | 94.4832
|  | 1992 | 11.381 | 94.4624
|  | 1993 | 11.414 | 94.483
|  | 1994 | 11.4457 | 94.4714
|  | 1995 | 11.5179 | 94.4761
|  | 1996 | 11.6023 | 94.491
|  | 1997 | 11.6676 | 94.523
|  | 1998 | 11.7586 | 94.5225
|  | 1999 | 11.8309 | 94.5473
|  | 2000 | 11.8733 | 94.5405
|  | 2001 | 11.9062 | 94.5019
|  | 2002 | 11.9244 | 94.6149
|  | 2003 | 11.9129 | 94.5665
|  | 2004 | 11.8776 | 94.5036
|  | 2005 | 11.8024 | 94.545
|  | 2006 | 11.7253 | 94.6306
|  | 2007 | 11.6434 | 94.5266
|  | 2008 | 11.5406 | 94.4353
|  | 2009 | 11.477 | 94.503
|  | 2010 | 11.4306 | 94.5426
|  | 2011 | 11.3709 | 94.4003
|  | 2012 | 11.3535 | 94.4404
|  | 2013 | 11.3976 | 94.5066
|  | 2014 | 11.42 | 94.3904
|  | 2015 | 11.4759 | 94.438
|  | 2016 | 11.5706 | 94.4688
|  | 2017 | 11.6623 | 94.4852
|  | 2018 | 11.7413 | 94.4946
|  | 2019 | 11.8385 | 94.5371
|  | 2020 | 11.9166 | 94.5387
|  | 2021 | 11.9351 | 94.5563
|  | 2022 | 11.9606 | 94.5946
|  | 2023 | 11.9491 | 94.5986
|  | 2024 | 11.9188 | 94.5872
|  | 2025 | 11.8534 | 94.6023
|  | 2026 | 11.776 | 94.5897
|  | 2027 | 11.6884 | 94.5477
|  | 2028 | 11.5977 | 94.5436
|  | 2029 | 11.5334 | 94.5376
|  | 2030 | 11.4596 | 94.458
|  | 2031 | 11.4122 | 94.4755
|  | 2032 | 11.3922 | 94.4794
|  | 2033 | 11.3992 | 94.4521
|  | 2034 | 11.4483 | 94.4452
|  | 2035 | 11.4979 | 94.4839
|  | 2036 | 11.5964 | 94.4544
|  | 2037 | 11.6633 | 94.4649
|  | 2038 | 11.7617 | 94.5157
|  | 2039 | 11.8558 | 94.5424
|  | 2040 | 11.9271 | 94.5439
|  | 2041 | 11.9878 | 94.5656
|  | 2042 | 12.0283 | 94.6207
|  | 2043 | 12.0395 | 94.5939
|  | 2044 | 12.018 | 94.5981
|  | 2045 | 11.9674 | 94.631
|  | 2046 | 11.8842 | 94.6129
|  | 2047 | 11.8249 | 94.5664
|  | 2048 | 11.7246 | 94.5599
|  | 2049 | 11.6412 | 94.5903
|  | 2050 | 11.5622 | 94.4917
|  | 2051 | 11.4929 | 94.4955
|  | 2052 | 11.4537 | 94.5409
|  | 2053 | 11.437 | 94.3992
|  | 2054 | 11.4653 | 94.4508
|  | 2055 | 11.5196 | 94.476
|  | 2056 | 11.5728 | 94.5237
|  | 2057 | 11.6611 | 94.4154
|  | 2058 | 11.7558 | 94.5058
|  | 2059 | 11.8508 | 94.5777
|  | 2060 | 11.934 | 94.4875
|  | 2061 | 12.0261 | 94.5679
|  | 2062 | 12.0828 | 94.5926
|  | 2063 | 12.1185 | 94.6299
|  | 2064 | 12.124 | 94.6142
|  | 2065 | 12.1009 | 94.6269
|  | 2066 | 12.0478 | 94.6049
|  | 2067 | 11.9964 | 94.6096
|  | 2068 | 11.9087 | 94.6169
|  | 2069 | 11.809 | 94.5651
|  | 2070 | 11.7241 | 94.5622
|  | 2071 | 11.6408 | 94.5533
|  | 2072 | 11.5669 | 94.4878
|  | 2073 | 11.5172 | 94.4946
|  | 2074 | 11.5074 | 94.511
|  | 2075 | 11.5144 | 94.4315
|  | 2076 | 11.549 | 94.4423
|  | 2077 | 11.6241 | 94.4875
|  | 2078 | 11.713 | 94.4907
|  | 2079 | 11.7968 | 94.4583
|  | 2080 | 11.8975 | 94.5309
|  | 2081 | 12.0006 | 94.5499
|  | 2082 | 12.0849 | 94.5248
|  | 2083 | 12.1589 | 94.5953
|  | 2084 | 12.2067 | 94.6197
|  | 2085 | 12.2334 | 94.6336
|  | 2086 | 12.2091 | 94.6287
|  | 2087 | 12.1714 | 94.6694
|  | 2088 | 12.1181 | 94.6342
|  | 2089 | 12.0268 | 94.6024
|  | 2090 | 11.9455 | 94.6276
|  | 2091 | 11.8434 | 94.5832
|  | 2092 | 11.767 | 94.5302
|  | 2093 | 11.6866 | 94.5545
|  | 2094 | 11.6208 | 94.5403
|  | 2095 | 11.5986 | 94.4461
|  | 2096 | 11.5733 | 94.5045
|  | 2097 | 11.5935 | 94.5165
|  | 2098 | 11.6663 | 94.4224
|  | 2099 | 11.717 | 94.4671
|  | 2100 | 11.8082 | 94.4964
|  | 2101 | 11.904 | 94.6344
|  | 2102 | 12.0308 | 94.456
|  | 2103 | 12.1201 | 94.5486
|  | 2104 | 12.1868 | 94.6054
|  | 2105 | 12.2668 | 94.6879
|  | 2106 | 12.3069 | 94.5724
|  | 2107 | 12.3035 | 94.647
|  | 2108 | 12.3058 | 94.6685
|  | 2109 | 12.26 | 94.6645
|  | 2110 | 12.1988 | 94.6618
|  | 2111 | 12.1151 | 94.6551
|  | 2112 | 12.0127 | 94.6115
|  | 2113 | 11.9254 | 94.5949
|  | 2114 | 11.8302 | 94.5641
|  | 2115 | 11.7373 | 94.5276
|  | 2116 | 11.6957 | 94.5138
|  | 2117 | 11.6475 | 94.5141
|  | 2118 | 11.6397 | 94.4734
|  | 2119 | 11.6595 | 94.4669
|  | 2120 | 11.7027 | 94.4869
|  | 2121 | 11.7768 | 94.4771
|  | 2122 | 11.874 | 94.4795
|  | 2123 | 11.9645 | 94.5274
|  | 2124 | 12.0733 | 94.5192
|  | 2125 | 12.1653 | 94.5509
|  | 2126 | 12.2605 | 94.6121
|  | 2127 | 12.3098 | 94.5627
|  | 2128 | 12.3704 | 94.625
|  | 2129 | 12.3866 | 94.6478
|  | 2130 | 12.3977 | 94.6648
|  | 2131 | 12.3495 | 94.6625
|  | 2132 | 12.2788 | 94.6418
|  | 2133 | 12.2116 | 94.6446
|  | 2134 | 12.1114 | 94.6249
|  | 2135 | 12.0297 | 94.5879
|  | 2136 | 11.9185 | 94.5629
|  | 2137 | 11.8401 | 94.5637
|  | 2138 | 11.7657 | 94.5488
|  | 2139 | 11.7015 | 94.4751
|  | 2140 | 11.6945 | 94.4836
|  | 2141 | 11.7007 | 94.5389
|  | 2142 | 11.7209 | 94.4039
|  | 2143 | 11.7725 | 94.4728
|  | 2144 | 11.8759 | 94.5082
|  | 2145 | 11.9397 | 94.5108
|  | 2146 | 12.0463 | 94.4737
|  | 2147 | 12.1436 | 94.5418
|  | 2148 | 12.2705 | 94.6238
|  | 2149 | 12.3236 | 94.5253
|  | 2150 | 12.3865 | 94.6128
|  | 2151 | 12.4246 | 94.6122
|  | 2152 | 12.4452 | 94.6492
|  | 2153 | 12.4195 | 94.6475
|  | 2154 | 12.3785 | 94.6536
|  | 2155 | 12.3157 | 94.5973
|  | 2156 | 12.2326 | 94.5984
|  | 2157 | 12.146 | 94.5858
|  | 2158 | 12.0541 | 94.5944
|  | 2159 | 11.9394 | 94.5529
|  | 2160 | 11.8648 | 94.5352
|  | 2161 | 11.7949 | 94.508
|  | 2162 | 11.7412 | 94.4972
|  | 2163 | 11.7109 | 94.47
|  | 2164 | 11.7193 | 94.4622
|  | 2165 | 11.7441 | 94.4474
|  | 2166 | 11.7909 | 94.4561
|  | 2167 | 11.8702 | 94.4711
|  | 2168 | 11.965 | 94.4882
|  | 2169 | 12.0689 | 94.4966
|  | 2170 | 12.1605 | 94.5146
|  | 2171 | 12.259 | 94.5416
|  | 2172 | 12.359 | 94.5538
|  | 2173 | 12.4179 | 94.5735
|  | 2174 | 12.4535 | 94.5895
|  | 2175 | 12.4805 | 94.6055
|  | 2176 | 12.4684 | 94.6504
|  | 2177 | 12.4457 | 94.5965
|  | 2178 | 12.3755 | 94.6261
|  | 2179 | 12.2967 | 94.5964
|  | 2180 | 12.1888 | 94.6071
|  | 2181 | 12.0964 | 94.5504
|  | 2182 | 11.9809 | 94.5953
|  | 2183 | 11.8977 | 94.5033
|  | 2184 | 11.7895 | 94.4702
|  | 2185 | 11.7264 | 94.4535
|  | 2186 | 11.6881 | 94.3979
|  | 2187 | 11.6665 | 94.3843
|  | 2188 | 11.6759 | 94.3662
|  | 2189 | 11.6992 | 94.344
|  | 2190 | 11.7927 | 94.3167
|  | 2191 | 11.8877 | 94.3256
|  | 2192 | 11.9837 | 94.3416
|  | 2193 | 12.0854 | 94.344
|  | 2194 | 12.2172 | 94.3462
|  | 2195 | 12.3193 | 94.3762
|  | 2196 | 12.4101 | 94.3874
|  | 2197 | 12.4811 | 94.3927
|  | 2198 | 12.5094 | 94.3954
|  | 2199 | 12.5299 | 94.403
|  | 2200 | 12.4954 | 94.3824
|  | 2201 | 12.4445 | 94.3702
|  | 2202 | 12.379 | 94.3805
|  | 2203 | 12.2791 | 94.3143
|  | 2204 | 12.165 | 94.301
|  | 2205 | 12.0505 | 94.2576
|  | 2206 | 11.9408 | 94.2136
|  | 2207 | 11.8409 | 94.1787
|  | 2208 | 11.7292 | 94.1418
|  | 2209 | 11.6694 | 94.1063
|  | 2210 | 11.624 | 94.0751
|  | 2211 | 11.5985 | 94.04
|  | 2212 | 11.6263 | 94.064
|  | 2213 | 11.6539 | 94.0515
|  | 2214 | 11.7427 | 94.0731
|  | 2215 | 11.8169 | 94.0846
|  | 2216 | 11.9168 | 94.1007
|  | 2217 | 12.0248 | 94.1245
|  | 2218 | 12.1158 | 94.1483
|  | 2219 | 12.2364 | 94.1887
|  | 2220 | 12.3113 | 94.2135
|  | 2221 | 12.3696 | 94.2524
|  | 2222 | 12.3849 | 94.2594
|  | 2223 | 12.424 | 94.2701
|  | 2224 | 12.4054 | 94.2622
|  | 2225 | 12.3734 | 94.2931
|  | 2226 | 12.297 | 94.3015
|  | 2227 | 12.2273 | 94.2619
|  | 2228 | 12.142 | 94.2778
|  | 2229 | 12.0402 | 94.241
|  | 2230 | 11.9297 | 94.252
|  | 2231 | 11.8364 | 94.2004
|  | 2232 | 11.7511 | 94.1775
|  | 2233 | 11.6733 | 94.1653
|  | 2234 | 11.6348 | 94.1505
|  | 2235 | 11.5968 | 94.1307
|  | 2236 | 11.608 | 94.1117
|  | 2237 | 11.6142 | 94.1139
|  | 2238 | 11.6809 | 94.1065
|  | 2239 | 11.7267 | 94.1079
|  | 2240 | 11.7922 | 94.1415
|  | 2241 | 11.8822 | 94.1436
|  | 2242 | 11.9667 | 94.1646
|  | 2243 | 12.0575 | 94.1781
|  | 2244 | 12.1271 | 94.2
|  | 2245 | 12.1926 | 94.2252
|  | 2246 | 12.2416 | 94.2474
|  | 2247 | 12.2528 | 94.2489
|  | 2248 | 12.2695 | 94.2687
|  | 2249 | 12.2454 | 94.3008
|  | 2250 | 12.2149 | 94.2817
|  | 2251 | 12.1647 | 94.2802
|  | 2252 | 12.0975 | 94.2897
|  | 2253 | 12.0284 | 94.2707
|  | 2254 | 11.9385 | 94.2691
|  | 2255 | 11.8638 | 94.2377
|  | 2256 | 11.7794 | 94.2367
|  | 2257 | 11.6968 | 94.2229
|  | 2258 | 11.6429 | 94.2018
|  | 2259 | 11.5919 | 94.1874
|  | 2260 | 11.5672 | 94.1864
|  | 2261 | 11.5555 | 94.1649
|  | 2262 | 11.5626 | 94.1614
|  | 2263 | 11.5937 | 94.162
|  | 2264 | 11.6321 | 94.2023
|  | 2265 | 11.7083 | 94.2203
|  | 2266 | 11.7764 | 94.2618
|  | 2267 | 11.8537 | 94.2752
|  | 2268 | 11.938 | 94.3125
|  | 2269 | 12.0103 | 94.3554
|  | 2270 | 12.0787 | 94.3947
|  | 2271 | 12.1133 | 94.4224
|  | 2272 | 12.1586 | 94.4527
|  | 2273 | 12.1745 | 94.4906
|  | 2274 | 12.1717 | 94.4992
|  | 2275 | 12.1499 | 94.5202
|  | 2276 | 12.1053 | 94.524
|  | 2277 | 12.0376 | 94.5247
|  | 2278 | 11.9779 | 94.5175
|  | 2279 | 11.8685 | 94.497
|  | 2280 | 11.7904 | 94.5015
|  | 2281 | 11.6892 | 94.4803
|  | 2282 | 11.6375 | 94.4654
|  | 2283 | 11.5218 | 94.4504
|  | 2284 | 11.479 | 94.4383
|  | 2285 | 11.4206 | 94.425
|  | 2286 | 11.4033 | 94.4341
|  | 2287 | 11.3834 | 94.4266
|  | 2288 | 11.4097 | 94.4237
|  | 2289 | 11.4407 | 94.4284
|  | 2290 | 11.5241 | 94.4561
|  | 2291 | 11.6047 | 94.495
|  | 2292 | 11.6844 | 94.4956
|  | 2293 | 11.8092 | 94.5385
|  | 2294 | 11.9174 | 94.554
|  | 2295 | 12.0382 | 94.5739
|  | 2296 | 12.1278 | 94.6386
|  | 2297 | 12.2129 | 94.6403
|  | 2298 | 12.276 | 94.6767
|  | 2299 | 12.294 | 94.7182
|  | 2300 | 12.2872 | 94.7043
|  | 2301 | 12.2714 | 94.7018
|  | 2302 | 12.1878 | 94.7023
|  | 2303 | 12.1025 | 94.696
|  | 2304 | 12.0119 | 94.6659
|  | 2305 | 11.8706 | 94.6489
|  | 2306 | 11.727 | 94.6371
|  | 2307 | 11.5845 | 94.5907
|  | 2308 | 11.4651 | 94.5726
|  | 2309 | 11.3212 | 94.5278
|  | 2310 | 11.2288 | 94.5105
|  | 2311 | 11.1781 | 94.5002
|  | 2312 | 11.1289 | 94.4755
|  | 2313 | 11.1072 | 94.4626
|  | 2314 | 11.1505 | 94.4644
|  | 2315 | 11.1941 | 94.4812
|  | 2316 | 11.3077 | 94.4883
|  | 2317 | 11.3995 | 94.5007
|  | 2318 | 11.5848 | 94.554
|  | 2319 | 11.6555 | 94.5484
|  | 2320 | 11.8159 | 94.5812
|  | 2321 | 12.0055 | 94.6039
|  | 2322 | 12.1111 | 94.6807
|  | 2323 | 12.2261 | 94.7252
|  | 2324 | 12.3112 | 94.7417
|  | 2325 | 12.3712 | 94.7282
|  | 2326 | 12.3644 | 94.8295
|  | 2327 | 12.3425 | 94.7743
|  | 2328 | 12.2854 | 94.8029
|  | 2329 | 12.171 | 94.7434
|  | 2330 | 12.0603 | 94.7834
|  | 2331 | 11.9516 | 94.7022
|  | 2332 | 11.7783 | 94.7714
|  | 2333 | 11.5868 | 94.6917
|  | 2334 | 11.429 | 94.5259
|  | 2335 | 11.2764 | 94.6755
|  | 2336 | 11.1074 | 94.6468
|  | 2337 | 11.0336 | 94.5523
|  | 2338 | 10.9443 | 94.5189
|  | 2339 | 10.9252 | 94.4702
|  | 2340 | 10.9455 | 94.4765
|  | 2341 | 10.9453 | 94.4648
|  | 2342 | 11.0425 | 94.4739
|  | 2343 | 11.1455 | 94.4778
|  | 2344 | 11.2832 | 94.511
|  | 2345 | 11.4318 | 94.533
|  | 2346 | 11.5942 | 94.5743
|  | 2347 | 11.6807 | 94.6123
|  | 2348 | 11.907 | 94.6531
|  | 2349 | 12.056 | 94.6867
|  | 2350 | 12.1516 | 94.7188
|  | 2351 | 12.2439 | 94.7692
|  | 2352 | 12.2894 | 94.8184
|  | 2353 | 12.3351 | 94.8611
|  | 2354 | 12.2884 | 94.8256
|  | 2355 | 12.1998 | 94.8164
|  | 2356 | 12.1102 | 94.8364
|  | 2357 | 12.0478 | 94.8572
|  | 2358 | 11.8574 | 94.7888
|  | 2359 | 11.7198 | 94.7315
|  | 2360 | 11.5591 | 94.7324
|  | 2361 | 11.4029 | 94.7355
|  | 2362 | 11.2248 | 94.572
|  | 2363 | 11.0515 | 94.5966
|  | 2364 | 10.9832 | 94.5515
|  | 2365 | 10.8868 | 94.5212
|  | 2366 | 10.8129 | 94.4954
|  | 2367 | 10.8009 | 94.4654
|  | 2368 | 10.809 | 94.4619
|  | 2369 | 10.8612 | 94.4671
|  | 2370 | 10.9375 | 94.4543
|  | 2371 | 11.0412 | 94.4982
|  | 2372 | 11.1734 | 94.526
|  | 2373 | 11.3392 | 94.5482
|  | 2374 | 11.4908 | 94.5947
|  | 2375 | 11.6765 | 94.644
|  | 2376 | 11.8212 | 94.7003
|  | 2377 | 11.9672 | 94.6968
|  | 2378 | 12.0678 | 94.7852
|  | 2379 | 12.1429 | 94.7962
|  | 2380 | 12.1642 | 94.855
|  | 2381 | 12.1804 | 94.8379
|  | 2382 | 12.1441 | 94.8492
|  | 2383 | 12.0714 | 94.8754
|  | 2384 | 12.001 | 94.8318
|  | 2385 | 11.8923 | 94.8274
|  | 2386 | 11.7309 | 94.7804
|  | 2387 | 11.6002 | 94.7461
|  | 2388 | 11.4082 | 94.7502
|  | 2389 | 11.3006 | 94.6435
|  | 2390 | 11.0859 | 94.588
|  | 2391 | 10.9366 | 94.5856
|  | 2392 | 10.8532 | 94.5285
|  | 2393 | 10.7675 | 94.4929
|  | 2394 | 10.7241 | 94.4478
|  | 2395 | 10.6891 | 94.451
|  | 2396 | 10.6948 | 94.4205
|  | 2397 | 10.7455 | 94.4402
|  | 2398 | 10.813 | 94.408
|  | 2399 | 10.9423 | 94.488
|  | 2400 | 11.074 | 94.4836
|  | 2401 | 11.1986 | 94.5318
|  | 2402 | 11.3548 | 94.5753
|  | 2403 | 11.4925 | 94.605
|  | 2404 | 11.5907 | 94.6541
|  | 2405 | 11.7527 | 94.7029
|  | 2406 | 11.8922 | 94.7284
|  | 2407 | 11.9632 | 94.8084
|  | 2408 | 12.0121 | 94.8014
|  | 2409 | 12.0377 | 94.8578
|  | 2410 | 12.0198 | 94.8164
|  | 2411 | 11.9559 | 94.8272
|  | 2412 | 11.9101 | 94.8079
|  | 2413 | 11.839 | 94.7964
|  | 2414 | 11.6698 | 94.7519
|  | 2415 | 11.5569 | 94.7293
|  | 2416 | 11.4175 | 94.6659
|  | 2417 | 11.2878 | 94.6444
|  | 2418 | 11.0806 | 94.6055
|  | 2419 | 10.9543 | 94.5398
|  | 2420 | 10.8478 | 94.4859
|  | 2421 | 10.7797 | 94.493
|  | 2422 | 10.7354 | 94.4353
|  | 2423 | 10.7026 | 94.415
|  | 2424 | 10.6478 | 94.3658
|  | 2425 | 10.6691 | 94.418
|  | 2426 | 10.7235 | 94.3826
|  | 2427 | 10.8037 | 94.4396
|  | 2428 | 10.8708 | 94.3984
|  | 2429 | 11.0025 | 94.4986
|  | 2430 | 11.1353 | 94.4917
|  | 2431 | 11.2473 | 94.5084
|  | 2432 | 11.3701 | 94.5708
|  | 2433 | 11.4979 | 94.5832
|  | 2434 | 11.6244 | 94.6231
|  | 2435 | 11.7191 | 94.6436
|  | 2436 | 11.7997 | 94.6973
|  | 2437 | 11.8428 | 94.6899
|  | 2438 | 11.8723 | 94.7285
|  | 2439 | 11.8836 | 94.7357
|  | 2440 | 11.8169 | 94.6777
|  | 2441 | 11.7341 | 94.6971
|  | 2442 | 11.6911 | 94.6684
|  | 2443 | 11.5645 | 94.6564
|  | 2444 | 11.495 | 94.6213
|  | 2445 | 11.3652 | 94.58
|  | 2446 | 11.2518 | 94.5987
|  | 2447 | 11.1041 | 94.5242
|  | 2448 | 10.9959 | 94.471
|  | 2449 | 10.8918 | 94.455
|  | 2450 | 10.7931 | 94.4077
|  | 2451 | 10.7417 | 94.4106
|  | 2452 | 10.6398 | 94.3892
|  | 2453 | 10.6425 | 94.3793
|  | 2454 | 10.6372 | 94.3561
|  | 2455 | 10.6687 | 94.3626
|  | 2456 | 10.7198 | 94.3755
|  | 2457 | 10.779 | 94.3795
|  | 2458 | 10.8569 | 94.4331
|  | 2459 | 11.0118 | 94.4289
|  | 2460 | 11.0848 | 94.4247
|  | 2461 | 11.2044 | 94.4629
|  | 2462 | 11.299 | 94.497
|  | 2463 | 11.4498 | 94.5133
|  | 2464 | 11.5377 | 94.5333
|  | 2465 | 11.5943 | 94.5652
|  | 2466 | 11.6812 | 94.5653
|  | 2467 | 11.6817 | 94.5705
|  | 2468 | 11.7078 | 94.6008
|  | 2469 | 11.7187 | 94.5986
|  | 2470 | 11.6881 | 94.6166
|  | 2471 | 11.6289 | 94.6122
|  | 2472 | 11.6034 | 94.5828
|  | 2473 | 11.5143 | 94.5759
|  | 2474 | 11.4354 | 94.5415
|  | 2475 | 11.2988 | 94.5139
|  | 2476 | 11.1805 | 94.4912
|  | 2477 | 11.0761 | 94.4659
|  | 2478 | 10.9578 | 94.4465
|  | 2479 | 10.8793 | 94.4023
|  | 2480 | 10.8057 | 94.373
|  | 2481 | 10.7279 | 94.3486
|  | 2482 | 10.6442 | 94.3216
|  | 2483 | 10.6547 | 94.3047
|  | 2484 | 10.6174 | 94.3038
|  | 2485 | 10.6423 | 94.2886
|  | 2486 | 10.6857 | 94.2924
|  | 2487 | 10.7447 | 94.2959
|  | 2488 | 10.8184 | 94.2984
|  | 2489 | 10.8937 | 94.3187
|  | 2490 | 11.0268 | 94.3125
|  | 2491 | 11.1246 | 94.3601
|  | 2492 | 11.2459 | 94.3828
|  | 2493 | 11.3541 | 94.4023
|  | 2494 | 11.4647 | 94.43
|  | 2495 | 11.5228 | 94.4463
|  | 2496 | 11.6273 | 94.4732
|  | 2497 | 11.684 | 94.4901
|  | 2498 | 11.6959 | 94.502
|  | 2499 | 11.7408 | 94.5236
|  | 2500 | 11.803 | 94.5535
|  | 2501.4321 | 11.7398 | 94.5525
|  | 2502.6403 | 11.6891 | 94.5496
|  | 2503.8434 | 11.6428 | 94.5417
|  | 2505.0539 | 11.597 | 94.5318
|  | 2506.2657 | 11.5599 | 94.5262
|  | 2507.4785 | 11.5396 | 94.5269
|  | 2508.6926 | 11.5362 | 94.532
|  | 2509.9079 | 11.5481 | 94.5397
|  | 2511.1243 | 11.5736 | 94.5505
|  | 2512.3356 | 11.6082 | 94.5666
|  | 2513.5543 | 11.6503 | 94.5902
|  | 2514.7743 | 11.702 | 94.6187
|  | 2515.9954 | 11.7613 | 94.6464
|  | 2517.2178 | 11.8225 | 94.6696
|  | 2518.4413 | 11.8809 | 94.687
|  | 2519.6596 | 11.9338 | 94.7008
|  | 2520.8855 | 11.9793 | 94.7165
|  | 2522.1126 | 12.0164 | 94.7357
|  | 2523.3409 | 12.0436 | 94.7528
|  | 2524.5704 | 12.061 | 94.7632
|  | 2525.8011 | 12.0698 | 94.7666
|  | 2527.0329 | 12.0688 | 94.763
|  | 2528.2596 | 12.0552 | 94.7562
|  | 2529.4939 | 12.0283 | 94.7551
|  | 2530.7294 | 11.9881 | 94.7589
|  | 2531.9661 | 11.9367 | 94.7514
|  | 2533.204 | 11.8797 | 94.725
|  | 2534.4431 | 11.821 | 94.6904
|  | 2535.677 | 11.7603 | 94.6545
|  | 2536.9185 | 11.7005 | 94.6205
|  | 2538.1613 | 11.6487 | 94.5987
|  | 2539.4052 | 11.61 | 94.5884
|  | 2540.6504 | 11.5875 | 94.5728
|  | 2541.8968 | 11.5823 | 94.5352
|  | 2543.1444 | 11.5918 | 94.4793
|  | 2544.3868 | 11.6128 | 94.4383
|  | 2545.6369 | 11.6439 | 94.4353
|  | 2546.8882 | 11.6847 | 94.4482
|  | 2548.1408 | 11.7309 | 94.4431
|  | 2549.3945 | 11.777 | 94.4177
|  | 2550.6495 | 11.8259 | 94.3916
|  | 2551.8992 | 11.8847 | 94.3705
|  | 2553.1567 | 11.9522 | 94.3544
|  | 2554.4154 | 12.0154 | 94.3549
|  | 2555.6754 | 12.0624 | 94.3731
|  | 2556.9366 | 12.0924 | 94.3939
|  | 2558.199 | 12.1093 | 94.4149
|  | 2559.4627 | 12.1141 | 94.4523
|  | 2560.7211 | 12.102 | 94.5033
|  | 2561.9873 | 12.0696 | 94.5263
|  | 2563.2547 | 12.024 | 94.4941
|  | 2564.5234 | 11.9751 | 94.4498
|  | 2565.7934 | 11.9292 | 94.4514
|  | 2567.0646 | 11.8874 | 94.5065
|  | 2568.3304 | 11.8442 | 94.5833
|  | 2569.6042 | 11.7934 | 94.634
|  | 2570.8791 | 11.7409 | 94.6334
|  | 2572.1554 | 11.6989 | 94.612
|  | 2573.4329 | 11.6692 | 94.5951
|  | 2574.7117 | 11.6503 | 94.5807
|  | 2575.9918 | 11.6429 | 94.5621
|  | 2577.2665 | 11.6474 | 94.543
|  | 2578.5491 | 11.6645 | 94.556
|  | 2579.8329 | 11.694 | 94.6014
|  | 2581.1181 | 11.7331 | 94.6188
|  | 2582.4045 | 11.7794 | 94.5724
|  | 2583.6923 | 11.8348 | 94.5013
|  | 2584.9746 | 11.899 | 94.4803
|  | 2586.2649 | 11.9649 | 94.5225
|  | 2587.5564 | 12.0278 | 94.5525
|  | 2588.8493 | 12.082 | 94.516
|  | 2590.1435 | 12.1198 | 94.4502
|  | 2591.4389 | 12.1429 | 94.409
|  | 2592.7357 | 12.1585 | 94.3969
|  | 2594.027 | 12.1679 | 94.3748
|  | 2595.3263 | 12.1609 | 94.2972
|  | 2596.627 | 12.1314 | 94.2161
|  | 2597.9289 | 12.0925 | 94.1963
|  | 2599.2322 | 12.0496 | 94.2069
|  | 2600.5368 | 11.9996 | 94.2124
|  | 2601.8359 | 11.9414 | 94.2075
|  | 2603.143 | 11.8814 | 94.2131
|  | 2604.4515 | 11.8256 | 94.2332
|  | 2605.7613 | 11.7745 | 94.2449
|  | 2607.0725 | 11.7316 | 94.2525
|  | 2608.3849 | 11.7007 | 94.2725
|  | 2609.6987 | 11.6812 | 94.2883
|  | 2611.007 | 11.6732 | 94.2887
|  | 2612.3234 | 11.6792 | 94.2912
|  | 2613.6411 | 11.6997 | 94.3194
|  | 2614.9602 | 11.7312 | 94.3718
|  | 2616.2806 | 11.7739 | 94.4032
|  | 2617.6023 | 11.8332 | 94.3951
|  | 2618.9185 | 11.9018 | 94.4161
|  | 2620.2429 | 11.9684 | 94.4668
|  | 2621.5687 | 12.0283 | 94.4748
|  | 2622.8958 | 12.0791 | 94.4595
|  | 2624.2242 | 12.1246 | 94.4652
|  | 2625.554 | 12.1687 | 94.4696
|  | 2626.8851 | 12.2076 | 94.4595
|  | 2628.2107 | 12.2313 | 94.4645
|  | 2629.5445 | 12.2337 | 94.4628
|  | 2630.8797 | 12.216 | 94.4119
|  | 2632.2162 | 12.1867 | 94.3703
|  | 2633.5541 | 12.1476 | 94.3749
|  | 2634.8934 | 12.0943 | 94.3653
|  | 2636.227 | 12.0357 | 94.3265
|  | 2637.569 | 11.9797 | 94.2952
|  | 2638.9124 | 11.9223 | 94.2783
|  | 2640.2571 | 11.8642 | 94.2571
|  | 2641.6031 | 11.8112 | 94.2205
|  | 2642.9506 | 11.768 | 94.1911
|  | 2644.2994 | 11.7386 | 94.192
|  | 2645.6426 | 11.7217 | 94.1868
|  | 2646.9942 | 11.7109 | 94.1358
|  | 2648.3472 | 11.7042 | 94.0751
|  | 2649.7015 | 11.7069 | 94.0504
|  | 2651.0572 | 11.7265 | 94.0519
|  | 2652.4144 | 11.7677 | 94.0415
|  | 2653.7658 | 11.8261 | 94.0015
|  | 2655.1257 | 11.8907 | 93.9495
|  | 2656.487 | 11.9555 | 93.9102
|  | 2657.8497 | 12.0176 | 93.9015
|  | 2659.2138 | 12.0744 | 93.9134
|  | 2660.5793 | 12.1215 | 93.9101
|  | 2661.9462 | 12.1539 | 93.8921
|  | 2663.3074 | 12.1735 | 93.886
|  | 2664.677 | 12.1824 | 93.8775
|  | 2666.0481 | 12.175 | 93.8289
|  | 2667.4207 | 12.1519 | 93.7518
|  | 2668.7946 | 12.1247 | 93.6829
|  | 2670.1699 | 12.0869 | 93.6122
|  | 2671.5467 | 12.0281 | 93.5482
|  | 2672.9177 | 11.9659 | 93.5315
|  | 2674.2973 | 11.9124 | 93.543
|  | 2675.6784 | 11.8587 | 93.5127
|  | 2677.0608 | 11.7935 | 93.365
|  | 2678.4447 | 11.7142 | 93.1205
|  | 2679.83 | 11.6357 | 92.905
|  | 2681.2096 | 11.5734 | 92.7494
|  | 2682.5977 | 11.5244 | 92.5595
|  | 2683.9873 | 11.4747 | 92.2339
|  | 2685.3784 | 11.4178 | 91.767
|  | 2686.7709 | 11.3617 | 91.2304
|  | 2688.1648 | 11.3115 | 90.662
|  | 2689.5602 | 11.2641 | 90.0738
|  | 2690.9498 | 11.2195 | 89.4799
|  | 2692.3481 | 11.1805 | 88.8338
|  | 2693.7478 | 11.1414 | 88.0151
|  | 2695.149 | 11.0916 | 87.0268
|  | 2696.5516 | 11.0326 | 86.1151
|  | 2697.9558 | 10.9711 | 85.3909
|  | 2699.354 | 10.9097 | 84.7447
|  | 2700.7611 | 10.8494 | 84.0674
|  | 2702.1696 | 10.7882 | 83.365
|  | 2703.5795 | 10.7192 | 82.7424
|  | 2704.991 | 10.637 | 82.2381
|  | 2706.4039 | 10.5484 | 81.8215
|  | 2707.8183 | 10.4654 | 81.468
|  | 2709.2268 | 10.3815 | 81.122
|  | 2710.6442 | 10.2779 | 80.7253
|  | 2712.063 | 10.1668 | 80.3566
|  | 2713.4833 | 10.0762 | 80.1238
|  | 2714.9051 | 10.0048 | 79.9903
|  | 2716.3284 | 9.9455 | 79.8906
|  | 2717.7458 | 9.9011 | 79.8125
|  | 2719.1721 | 9.8718 | 79.7591
|  | 2720.5998 | 9.8501 | 79.722
|  | 2722.0291 | 9.8359 | 79.7221
|  | 2723.4599 | 9.8392 | 79.7695
|  | 2724.8922 | 9.8608 | 79.8228
|  | 2726.3259 | 9.8919 | 79.876
|  | 2727.7538 | 9.9273 | 79.9633
|  | 2729.1906 | 9.9675 | 80.081
|  | 2730.6289 | 10.0135 | 80.2073
|  | 2732.0687 | 10.0671 | 80.3371
|  | 2733.5101 | 10.1298 | 80.4732
|  | 2734.953 | 10.1952 | 80.6248
|  | 2736.3899 | 10.2496 | 80.8019
|  | 2737.8358 | 10.2913 | 80.9939
|  | 2739.2832 | 10.3306 | 81.1774
|  | 2740.7322 | 10.3659 | 81.3385
|  | 2742.1827 | 10.3852 | 81.4912
|  | 2743.6348 | 10.3924 | 81.655
|  | 2745.0883 | 10.393 | 81.8361
|  | 2746.5359 | 10.3856 | 82.0332
|  | 2747.9926 | 10.3688 | 82.2331
|  | 2749.4508 | 10.3427 | 82.4192
|  | 2750.9106 | 10.3097 | 82.5895
|  | 2752.3719 | 10.2762 | 82.7554
|  | 2753.8347 | 10.2481 | 82.927
|  | 2755.2915 | 10.227 | 83.1005
|  | 2756.7575 | 10.2104 | 83.2716
|  | 2758.225 | 10.1968 | 83.4539
|  | 2759.6941 | 10.1899 | 83.6495
|  | 2761.1648 | 10.1994 | 83.8453
|  | 2762.637 | 10.2333 | 84.0393
|  | 2764.1108 | 10.2826 | 84.2385
|  | 2765.5785 | 10.3324 | 84.4438
|  | 2767.0554 | 10.385 | 84.6505
|  | 2768.534 | 10.447 | 84.8486
|  | 2770.014 | 10.5165 | 85.0324
|  | 2771.4957 | 10.5885 | 85.2101
|  | 2772.979 | 10.6574 | 85.3935
|  | 2774.4561 | 10.7187 | 85.5874
|  | 2775.9426 | 10.7745 | 85.7896
|  | 2777.4306 | 10.8265 | 85.9981
|  | 2778.9202 | 10.868 | 86.2131
|  | 2780.4115 | 10.8922 | 86.4296
|  | 2781.9043 | 10.901 | 86.6384
|  | 2783.3987 | 10.9017 | 86.8402
|  | 2784.887 | 10.8994 | 87.0473
|  | 2786.3846 | 10.8927 | 87.2621
|  | 2787.8839 | 10.8754 | 87.4714
|  | 2789.3847 | 10.8497 | 87.6683
|  | 2790.8872 | 10.8221 | 87.8611
|  | 2792.3913 | 10.7924 | 88.0528
|  | 2793.8892 | 10.7609 | 88.239
|  | 2795.3965 | 10.7319 | 88.4147
|  | 2796.9055 | 10.7104 | 88.5818
|  | 2798.4161 | 10.702 | 88.749
|  | 2799.9283 | 10.709 | 88.9203
|  | 2801.4422 | 10.7277 | 89.0893
|  | 2802.9577 | 10.754 | 89.2427
|  | 2804.4669 | 10.7863 | 89.3715
|  | 2805.9857 | 10.8257 | 89.4896
|  | 2807.5062 | 10.8764 | 89.613
|  | 2809.0282 | 10.9374 | 89.7381
|  | 2810.5519 | 11.0008 | 89.8574
|  | 2812.0773 | 11.0603 | 89.9722
|  | 2813.5964 | 11.117 | 90.0871
|  | 2815.1251 | 11.1728 | 90.2048
|  | 2816.6555 | 11.2215 | 90.3241
|  | 2818.1874 | 11.2563 | 90.437
|  | 2819.7211 | 11.2809 | 90.5363
|  | 2821.2565 | 11.302 | 90.631
|  | 2822.7935 | 11.3168 | 90.7381
|  | 2824.3242 | 11.3179 | 90.8564
|  | 2825.8646 | 11.3022 | 90.9698
|  | 2827.4066 | 11.2704 | 91.0701
|  | 2828.9504 | 11.2288 | 91.1638
|  | 2830.4958 | 11.1877 | 91.2615
|  | 2832.0429 | 11.1498 | 91.3653
|  | 2833.5836 | 11.1092 | 91.4693
|  | 2835.1341 | 11.0659 | 91.5698
|  | 2836.6863 | 11.0278 | 91.668
|  | 2838.2402 | 11.0012 | 91.7652
|  | 2839.7958 | 10.9874 | 91.861
|  | 2841.3531 | 10.9849 | 91.9546
|  | 2842.912 | 10.9915 | 92.0431
|  | 2844.4647 | 11.0078 | 92.1249
|  | 2846.0271 | 11.0356 | 92.2036
|  | 2847.5912 | 11.0729 | 92.2841
|  | 2849.1571 | 11.1162 | 92.3641
|  | 2850.7247 | 11.1652 | 92.4353
|  | 2852.294 | 11.2199 | 92.4952
|  | 2853.8568 | 11.2768 | 92.5462
|  | 2855.4296 | 11.3289 | 92.5874
|  | 2857.0041 | 11.3712 | 92.6213
|  | 2858.5803 | 11.4041 | 92.6518
|  | 2860.1583 | 11.4276 | 92.6747
|  | 2861.738 | 11.4379 | 92.686
|  | 2863.3194 | 11.4359 | 92.6908
|  | 2864.8944 | 11.4269 | 92.6943
|  | 2866.4794 | 11.4103 | 92.6965
|  | 2868.0661 | 11.3824 | 92.6977
|  | 2869.6546 | 11.3455 | 92.6995
|  | 2871.2448 | 11.3035 | 92.6979
|  | 2872.8367 | 11.2563 | 92.6898
|  | 2874.4305 | 11.2041 | 92.6807
|  | 2876.0177 | 11.1503 | 92.6737
|  | 2877.615 | 11.0987 | 92.664
|  | 2879.2141 | 11.0534 | 92.653
|  | 2880.8149 | 11.017 | 92.6464
|  | 2882.4175 | 10.9909 | 92.6459
|  | 2884.0219 | 10.9789 | 92.6514
|  | 2885.6198 | 10.984 | 92.661
|  | 2887.2278 | 11.0014 | 92.6688
|  | 2888.8375 | 11.0233 | 92.6743
|  | 2890.4491 | 11.0509 | 92.6854
|  | 2892.0624 | 11.0903 | 92.7072
|  | 2893.6776 | 11.1394 | 92.7339
|  | 2895.2946 | 11.187 | 92.7568
|  | 2896.905 | 11.2271 | 92.7749
|  | 2898.5255 | 11.2625 | 92.7926
|  | 2900.1479 | 11.2962 | 92.8122
|  | 2901.7721 | 11.3258 | 92.8351
|  | 2903.3981 | 11.3482 | 92.8651
|  | 2905.026 | 11.3624 | 92.9002
|  | 2906.6472 | 11.3663 | 92.9305
|  | 2908.2787 | 11.3577 | 92.9526
|  | 2909.912 | 11.3364 | 92.9738
|  | 2911.5472 | 11.3026 | 92.9985
|  | 2913.1842 | 11.2599 | 93.0237
|  | 2914.823 | 11.2144 | 93.0467
|  | 2916.4637 | 11.1678 | 93.0649
|  | 2918.0977 | 11.1177 | 93.0759
|  | 2919.7421 | 11.0663 | 93.0795
|  | 2921.3884 | 11.0212 | 93.0754
|  | 2923.0365 | 10.986 | 93.0621
|  | 2924.6864 | 10.9569 | 93.0417
|  | 2926.3382 | 10.9339 | 93.02
|  | 2927.9833 | 10.9223 | 93.0008
|  | 2929.6389 | 10.9232 | 92.9827
|  | 2931.2963 | 10.932 | 92.9631
|  | 2932.9556 | 10.9459 | 92.9397
|  | 2934.6167 | 10.9695 | 92.9104
|  | 2936.2798 | 11.0073 | 92.8763
|  | 2937.9447 | 11.0539 | 92.8427
|  | 2939.6029 | 11.0982 | 92.8159
|  | 2941.2716 | 11.1366 | 92.7971
|  | 2942.9422 | 11.1741 | 92.7805
|  | 2944.6147 | 11.2113 | 92.7601
|  | 2946.2892 | 11.2416 | 92.7369
|  | 2947.9655 | 11.2593 | 92.7164
|  | 2949.635 | 11.2629 | 92.7011
|  | 2951.3151 | 11.2535 | 92.6871
|  | 2952.9971 | 11.2337 | 92.6711
|  | 2954.6811 | 11.2049 | 92.6572
|  | 2956.367 | 11.167 | 92.651
|  | 2958.0548 | 11.1206 | 92.6534
|  | 2959.7445 | 11.0698 | 92.6637
|  | 2961.4274 | 11.0209 | 92.6797
|  | 2963.121 | 10.9757 | 92.6963
|  | 2964.8165 | 10.9302 | 92.7115
|  | 2966.514 | 10.8848 | 92.7296
|  | 2968.2134 | 10.846 | 92.7533
|  | 2969.9148 | 10.821 | 92.7785
|  | 2971.6092 | 10.8105 | 92.7992
|  | 2973.3145 | 10.8082 | 92.8136
|  | 2975.0217 | 10.8106 | 92.8274
|  | 2976.7309 | 10.8234 | 92.8458
|  | 2978.442 | 10.8506 | 92.8661
|  | 2980.1552 | 10.8874 | 92.883
|  | 2981.8702 | 10.9282 | 92.8954
|  | 2983.5784 | 10.9724 | 92.9043
|  | 2985.2974 | 11.0182 | 92.9075
|  | 2987.0184 | 11.0594 | 92.9002
|  | 2988.7414 | 11.0933 | 92.8838
|  | 2990.4664 | 11.1225 | 92.8661
|  | 2992.1934 | 11.1478 | 92.8496
|  | 2993.9134 | 11.1637 | 92.8276
|  | 2995.6443 | 11.166 | 92.7983
|  | 2997.3773 | 11.1563 | 92.7686
|  | 2999.1123 | 11.1375 | 92.7417
|  | 3000.8492 | 11.1095 | 92.7141
|  | 3002.5882 | 11.0704 | 92.6847
|  | 3004.3292 | 11.0196 | 92.6572
|  | 3006.0632 | 10.9607 | 92.6346
|  | 3007.8083 | 10.9007 | 92.6143
|  | 3009.5553 | 10.8471 | 92.5907
|  | 3011.3044 | 10.805 | 92.5652
|  | 3013.0556 | 10.7734 | 92.5454
|  | 3014.8087 | 10.7469 | 92.5327
|  | 3016.5548 | 10.7224 | 92.5224
|  | 3018.3121 | 10.7021 | 92.514
|  | 3020.0714 | 10.6918 | 92.5122
|  | 3021.8327 | 10.6976 | 92.5215
|  | 3023.5961 | 10.72 | 92.5393
|  | 3025.3616 | 10.7543 | 92.559
|  | 3027.1291 | 10.7943 | 92.5751
|  | 3028.8895 | 10.835 | 92.5874
|  | 3030.6612 | 10.8765 | 92.6009
|  | 3032.4349 | 10.9212 | 92.6213
|  | 3034.2107 | 10.9655 | 92.6483
|  | 3035.9886 | 11.0015 | 92.6764
|  | 3037.7686 | 11.0268 | 92.7017
|  | 3039.5414 | 11.0443 | 92.7264
|  | 3041.3255 | 11.0537 | 92.7554
|  | 3043.1118 | 11.0532 | 92.7868
|  | 3044.9001 | 11.043 | 92.8143
|  | 3046.6905 | 11.0229 | 92.8347
|  | 3048.4831 | 10.9925 | 92.8479
|  | 3050.2777 | 10.9535 | 92.8559
|  | 3052.0652 | 10.9097 | 92.8612
|  | 3053.8641 | 10.8645 | 92.8656
|  | 3055.6651 | 10.8202 | 92.8713
|  | 3057.4682 | 10.7773 | 92.8783
|  | 3059.2734 | 10.7361 | 92.8813
|  | 3061.0808 | 10.6985 | 92.8766
|  | 3062.881 | 10.669 | 92.8659
|  | 3064.6926 | 10.6513 | 92.8513
|  | 3066.5064 | 10.6432 | 92.8348
|  | 3068.3223 | 10.641 | 92.8168
|  | 3070.1404 | 10.6468 | 92.796
|  | 3071.9607 | 10.6659 | 92.771
|  | 3073.7831 | 10.6965 | 92.7421
|  | 3075.5982 | 10.73 | 92.7126
|  | 3077.4249 | 10.7656 | 92.6887
|  | 3079.2538 | 10.8082 | 92.6722
|  | 3081.0849 | 10.854 | 92.6565
|  | 3082.9182 | 10.8924 | 92.6366
|  | 3084.7536 | 10.9202 | 92.617
|  | 3086.5817 | 10.9433 | 92.604
|  | 3088.4215 | 10.9646 | 92.5989
|  | 3090.2635 | 10.9771 | 92.5986
|  | 3092.1077 | 10.9716 | 92.5972
|  | 3093.9541 | 10.9495 | 92.5939
|  | 3095.8027 | 10.9193 | 92.5944
|  | 3097.6535 | 10.8858 | 92.6035
|  | 3099.497 | 10.8486 | 92.6178
|  | 3101.3522 | 10.8066 | 92.6313
|  | 3103.2096 | 10.7603 | 92.645
|  | 3105.0693 | 10.7113 | 92.6617
|  | 3106.9313 | 10.6614 | 92.6786
|  | 3108.7954 | 10.616 | 92.695
|  | 3110.6618 | 10.5826 | 92.7167
|  | 3112.5207 | 10.5613 | 92.7443
|  | 3114.3916 | 10.5476 | 92.7703
|  | 3116.2647 | 10.5426 | 92.7922
|  | 3118.1401 | 10.5503 | 92.8146
|  | 3120.0177 | 10.5702 | 92.838
|  | 3121.8976 | 10.5985 | 92.8568
|  | 3123.77 | 10.6346 | 92.8682
|  | 3125.6544 | 10.6773 | 92.8756
|  | 3127.5411 | 10.7232 | 92.8818
|  | 3129.4301 | 10.77 | 92.8843
|  | 3131.3214 | 10.8147 | 92.8798
|  | 3133.2149 | 10.8539 | 92.8702
|  | 3135.1107 | 10.8883 | 92.8584
|  | 3136.999 | 10.9167 | 92.8406
|  | 3138.8994 | 10.9327 | 92.8146
|  | 3140.8022 | 10.933 | 92.788
|  | 3142.7072 | 10.9211 | 92.7675
|  | 3144.6145 | 10.9011 | 92.7501
|  | 3146.5242 | 10.8729 | 92.7307
|  | 3148.4263 | 10.8344 | 92.7085
|  | 3150.3405 | 10.7868 | 92.6852
|  | 3152.2572 | 10.7357 | 92.6629
|  | 3154.1761 | 10.6863 | 92.6447
|  | 3156.0974 | 10.6388 | 92.6333
|  | 3158.0211 | 10.5922 | 92.6277
|  | 3159.947 | 10.549 | 92.6242
|  | 3161.8654 | 10.5118 | 92.6209
|  | 3163.796 | 10.482 | 92.6199
|  | 3165.7291 | 10.4645 | 92.6246
|  | 3167.6645 | 10.464 | 92.635
|  | 3169.6022 | 10.4773 | 92.6473
|  | 3171.5424 | 10.4974 | 92.6607
|  | 3173.4748 | 10.5234 | 92.6786
|  | 3175.4197 | 10.5591 | 92.7017
|  | 3177.367 | 10.6046 | 92.7281
|  | 3179.3166 | 10.6558 | 92.76
|  | 3181.2687 | 10.7082 | 92.7976
|  | 3183.2231 | 10.7568 | 92.8324
|  | 3185.18 | 10.798 | 92.8606
|  | 3187.1291 | 10.8327 | 92.8879
|  | 3189.0908 | 10.8624 | 92.9183
|  | 3191.0548 | 10.8841 | 92.949
|  | 3193.0213 | 10.893 | 92.9778
|  | 3194.9903 | 10.8885 | 93.0054
|  | 3196.9616 | 10.8752 | 93.0319
|  | 3198.9252 | 10.8549 | 93.0542
|  | 3200.9014 | 10.8251 | 93.069
|  | 3202.88 | 10.7847 | 93.0768
|  | 3204.8611 | 10.7365 | 93.0804
|  | 3206.8447 | 10.6849 | 93.0791
|  | 3208.8307 | 10.6329 | 93.0711
|  | 3210.8192 | 10.5817 | 93.0588
|  | 3212.7998 | 10.5331 | 93.046
|  | 3214.7932 | 10.4919 | 93.0341
|  | 3216.7891 | 10.4622 | 93.0241
|  | 3218.7874 | 10.4468 | 93.0131
|  | 3220.7883 | 10.446 | 92.9949
|  | 3222.7916 | 10.4573 | 92.9697
|  | 3224.787 | 10.4781 | 92.9466
|  | 3226.7953 | 10.5075 | 92.9321
|  | 3228.8061 | 10.545 | 92.9233
|  | 3230.8194 | 10.5902 | 92.915
|  | 3232.8353 | 10.6413 | 92.9076
|  | 3234.8536 | 10.6936 | 92.9047
|  | 3236.8745 | 10.7429 | 92.9046
|  | 3238.8874 | 10.7877 | 92.9018
|  | 3240.9133 | 10.8281 | 92.8977
|  | 3242.9417 | 10.8638 | 92.8996
|  | 3244.9727 | 10.8912 | 92.9093
|  | 3247.0063 | 10.9018 | 92.9234
|  | 3249.0423 | 10.8914 | 92.939
|  | 3251.0704 | 10.8668 | 92.9562
|  | 3253.1116 | 10.8356 | 92.9768
|  | 3255.1553 | 10.7985 | 93.0017
|  | 3257.2017 | 10.7542 | 93.0298
|  | 3259.2506 | 10.7039 | 93.06
|  | 3261.302 | 10.6485 | 93.0895
|  | 3263.3561 | 10.5909 | 93.1156
|  | 3265.4021 | 10.5378 | 93.1396
|  | 3267.4613 | 10.4945 | 93.1645
|  | 3269.5231 | 10.4609 | 93.1908
|  | 3271.5876 | 10.4357 | 93.217
|  | 3273.6546 | 10.4212 | 93.2424
|  | 3275.7243 | 10.4221 | 93.2678
|  | 3277.7858 | 10.4392 | 93.2929
|  | 3279.8607 | 10.4674 | 93.3127
|  | 3281.9382 | 10.5025 | 93.3235
|  | 3284.0183 | 10.5453 | 93.3265
|  | 3286.1011 | 10.5959 | 93.3236
|  | 3288.1865 | 10.6515 | 93.3194
|  | 3290.2746 | 10.7091 | 93.3181
|  | 3292.3545 | 10.7648 | 93.3149
|  | 3294.4479 | 10.8152 | 93.3025
|  | 3296.5439 | 10.8594 | 93.2838
|  | 3298.6426 | 10.8958 | 93.2667
|  | 3300.744 | 10.9204 | 93.2526
|  | 3302.8481 | 10.9311 | 93.2376
|  | 3304.9439 | 10.9293 | 93.2191
|  | 3307.0533 | 10.9133 | 93.2003
|  | 3309.1654 | 10.8802 | 93.1879
|  | 3311.2802 | 10.8316 | 93.18
|  | 3313.3977 | 10.7735 | 93.1666
|  | 3315.5179 | 10.713 | 93.1447
|  | 3317.6409 | 10.6538 | 93.1216
|  | 3319.7555 | 10.5953 | 93.1041
|  | 3321.8839 | 10.5377 | 93.0944
|  | 3324.015 | 10.4847 | 93.0923
|  | 3326.1489 | 10.4419 | 93.0963
|  | 3328.2854 | 10.4138 | 93.1021
|  | 3330.4248 | 10.4021 | 93.1054
|  | 3332.5557 | 10.4044 | 93.1092
|  | 3334.7006 | 10.418 | 93.1217
|  | 3336.8481 | 10.4426 | 93.1424
|  | 3338.9985 | 10.4779 | 93.161
|  | 3341.1516 | 10.5231 | 93.1734
|  | 3343.3075 | 10.5779 | 93.187
|  | 3345.4662 | 10.6405 | 93.2078
|  | 3347.6165 | 10.7048 | 93.2302
|  | 3349.7808 | 10.7647 | 93.2471
|  | 3351.9478 | 10.817 | 93.2608
|  | 3354.1177 | 10.8615 | 93.2736
|  | 3356.2904 | 10.8981 | 93.2812
|  | 3358.4659 | 10.9222 | 93.2815
|  | 3360.6329 | 10.9294 | 93.2785
|  | 3362.814 | 10.9209 | 93.2748
|  | 3364.998 | 10.9005 | 93.2658
|  | 3367.1848 | 10.8677 | 93.2447
|  | 3369.3744 | 10.8205 | 93.214
|  | 3371.5669 | 10.7626 | 93.1831
|  | 3373.7623 | 10.7 | 93.1571
|  | 3375.9491 | 10.636 | 93.1301
|  | 3378.1501 | 10.5742 | 93.0932
|  | 3380.3541 | 10.5166 | 93.0451
|  | 3382.5609 | 10.463 | 92.9936
|  | 3384.7706 | 10.4161 | 92.9462
|  | 3386.9832 | 10.3804 | 92.903
|  | 3389.1986 | 10.3563 | 92.8584
|  | 3391.4055 | 10.3444 | 92.8074
|  | 3393.6268 | 10.3484 | 92.7522
|  | 3395.851 | 10.3692 | 92.7
|  | 3398.0781 | 10.4037 | 92.6537
|  | 3400.3081 | 10.449 | 92.6107
|  | 3402.541 | 10.5019 | 92.5707
|  | 3404.7653 | 10.5598 | 92.5347
|  | 3407.0041 | 10.6222 | 92.4993
|  | 3409.2459 | 10.6876 | 92.4613
|  | 3411.4906 | 10.7484 | 92.4242
|  | 3413.7382 | 10.7968 | 92.3895
|  | 3415.9889 | 10.8327 | 92.3543
|  | 3418.2425 | 10.8578 | 92.3199
|  | 3420.4873 | 10.8684 | 92.2909
|  | 3422.7469 | 10.8627 | 92.2669
|  | 3425.0094 | 10.8448 | 92.2437
|  | 3427.2749 | 10.8148 | 92.2194
|  | 3429.5435 | 10.7686 | 92.1953
|  | 3431.815 | 10.7076 | 92.1707
|  | 3434.0777 | 10.6399 | 92.1407
|  | 3436.3553 | 10.5721 | 92.1026
|  | 3438.6358 | 10.5057 | 92.0574
|  | 3440.9194 | 10.4396 | 92.0065
|  | 3443.206 | 10.3742 | 91.9538
|  | 3445.4957 | 10.3153 | 91.9026
|  | 3447.7884 | 10.2715 | 91.8507
|  | 3450.0723 | 10.2461 | 91.7915
|  | 3452.3711 | 10.2356 | 91.7213
|  | 3454.673 | 10.2369 | 91.6433
|  | 3456.9779 | 10.2521 | 91.562
|  | 3459.2859 | 10.2821 | 91.4752
|  | 3461.597 | 10.3229 | 91.3793
|  | 3463.8992 | 10.3713 | 91.275
|  | 3466.2165 | 10.4257 | 91.1616
|  | 3468.5369 | 10.4826 | 91.0352
|  | 3470.8604 | 10.5382 | 90.8991
|  | 3473.187 | 10.5907 | 90.7612
|  | 3475.5167 | 10.6358 | 90.6222
|  | 3477.8496 | 10.6663 | 90.4774
|  | 3480.1734 | 10.6802 | 90.3274
|  | 3482.5126 | 10.6805 | 90.1775
|  | 3484.8548 | 10.6675 | 90.0292
|  | 3487.2002 | 10.637 | 89.8796
|  | 3489.5488 | 10.5867 | 89.7273
|  | 3491.9005 | 10.5199 | 89.5742
|  | 3494.2432 | 10.4439 | 89.4214
|  | 3496.6013 | 10.364 | 89.2685
|  | 3498.9626 | 10.2827 | 89.1149
|  | 3501.327 | 10.2029 | 88.9586
|  | 3503.6946 | 10.1258 | 88.7997
|  | 3506.0655 | 10.0513 | 88.6475
|  | 3508.4396 | 9.9822 | 88.5082
|  | 3510.8045 | 9.9237 | 88.3718
|  | 3513.185 | 9.881 | 88.2294
|  | 3515.5687 | 9.8564 | 88.0851
|  | 3517.9556 | 9.8494 | 87.9413
|  | 3520.3458 | 9.8587 | 87.7959
|  | 3522.7393 | 9.882 | 87.6515
|  | 3525.1236 | 9.9157 | 87.512
|  | 3527.5235 | 9.9573 | 87.3739
|  | 3529.9267 | 10.0067 | 87.2304
|  | 3532.3332 | 10.0618 | 87.0833
|  | 3534.743 | 10.1148 | 86.9387
|  | 3537.1561 | 10.1606 | 86.7946
|  | 3539.5724 | 10.2002 | 86.6435
|  | 3541.9795 | 10.2322 | 86.4853
|  | 3544.4025 | 10.2498 | 86.3281
|  | 3546.8288 | 10.2502 | 86.1772
|  | 3549.2584 | 10.2362 | 86.029
|  | 3551.6913 | 10.2077 | 85.8777
|  | 3554.1276 | 10.1624 | 85.7203
|  | 3556.5545 | 10.1019 | 85.5568
|  | 3558.9975 | 10.0295 | 85.3898
|  | 3561.4438 | 9.9477 | 85.2226
|  | 3563.8935 | 9.8617 | 85.0561
|  | 3566.3465 | 9.7771 | 84.8878
|  | 3568.8029 | 9.6957 | 84.7163
|  | 3571.2628 | 9.6173 | 84.5459
|  | 3573.7132 | 9.5449 | 84.3838
|  | 3576.1798 | 9.4853 | 84.2312
|  | 3578.6498 | 9.4443 | 84.0796
|  | 3581.1232 | 9.4196 | 83.9241
|  | 3583.6 | 9.4064 | 83.7717
|  | 3586.0803 | 9.4064 | 83.6299
|  | 3588.5511 | 9.4244 | 83.4973
|  | 3591.0382 | 9.4593 | 83.3664
|  | 3593.5288 | 9.504 | 83.2323
|  | 3596.0228 | 9.5534 | 83.0964
|  | 3598.5203 | 9.6068 | 82.9614
|  | 3601.0212 | 9.6626 | 82.8259
|  | 3603.5257 | 9.715 | 82.6907
|  | 3606.0206 | 9.7591 | 82.5606
|  | 3608.532 | 9.7947 | 82.4336
|  | 3611.0469 | 9.8191 | 82.303
|  | 3613.5653 | 9.8247 | 82.1682
|  | 3616.0873 | 9.8076 | 82.0321
|  | 3618.6127 | 9.7719 | 81.8935
|  | 3621.1286 | 9.724 | 81.7492
|  | 3623.6611 | 9.6658 | 81.597
|  | 3626.1971 | 9.5967 | 81.4358
|  | 3628.7367 | 9.5182 | 81.2672
|  | 3631.2798 | 9.4341 | 81.0898
|  | 3633.8266 | 9.3471 | 80.9016
|  | 3636.3769 | 9.2596 | 80.7037
|  | 3638.9175 | 9.1736 | 80.4959
|  | 3641.4749 | 9.0917 | 80.2734
|  | 3644.036 | 9.019 | 80.0367
|  | 3646.6006 | 8.9611 | 79.7939
|  | 3649.1689 | 8.9186 | 79.5472
|  | 3651.7408 | 8.89 | 79.2909
|  | 3654.3029 | 8.8773 | 79.0207
|  | 3656.8821 | 8.8837 | 78.7389
|  | 3659.4648 | 8.9064 | 78.4493
|  | 3662.0513 | 8.9359 | 78.1523
|  | 3664.6413 | 8.9657 | 77.8462
|  | 3667.2351 | 8.9968 | 77.5326
|  | 3669.8325 | 9.0298 | 77.215
|  | 3672.4201 | 9.0616 | 76.8938
|  | 3675.0249 | 9.0885 | 76.5688
|  | 3677.6334 | 9.105 | 76.2416
|  | 3680.2456 | 9.1064 | 75.915
|  | 3682.8614 | 9.0949 | 75.591
|  | 3685.481 | 9.0726 | 75.2709
|  | 3688.1044 | 9.0333 | 74.9568
|  | 3690.7178 | 8.9714 | 74.6498
|  | 3693.3486 | 8.8926 | 74.347
|  | 3695.9832 | 8.8072 | 74.0442
|  | 3698.6215 | 8.7194 | 73.744
|  | 3701.2636 | 8.6265 | 73.4536
|  | 3703.9095 | 8.5285 | 73.1745
|  | 3706.5454 | 8.4326 | 72.9041
|  | 3709.1988 | 8.3437 | 72.6421
|  | 3711.856 | 8.2615 | 72.3875
|  | 3714.5171 | 8.1873 | 72.1377
|  | 3717.1819 | 8.1251 | 71.8943
|  | 3719.8506 | 8.0777 | 71.6656
|  | 3722.5231 | 8.0476 | 71.4567
|  | 3725.1856 | 8.0366 | 71.2641
|  | 3727.8658 | 8.042 | 71.08
|  | 3730.5498 | 8.0602 | 70.8986
|  | 3733.2378 | 8.0917 | 70.7215
|  | 3735.9296 | 8.1357 | 70.5569
|  | 3738.6252 | 8.1843 | 70.4109
|  | 3741.3108 | 8.232 | 70.2798
|  | 3744.0143 | 8.2801 | 70.1551
|  | 3746.7216 | 8.3264 | 70.0332
|  | 3749.4329 | 8.3658 | 69.9211
|  | 3752.1481 | 8.3947 | 69.8244
|  | 3754.8672 | 8.4096 | 69.7362
|  | 3757.5903 | 8.4093 | 69.6503
|  | 3760.3032 | 8.3986 | 69.5748
|  | 3763.0342 | 8.3792 | 69.5167
|  | 3765.7692 | 8.3467 | 69.4706
|  | 3768.5081 | 8.3 | 69.4286
|  | 3771.251 | 8.2433 | 69.3871
|  | 3773.9979 | 8.1788 | 69.3459
|  | 3776.7346 | 8.1073 | 69.3088
|  | 3779.4895 | 8.0355 | 69.2802
|  | 3782.2484 | 7.9712 | 69.2625
|  | 3785.0114 | 7.9146 | 69.2556
|  | 3787.7784 | 7.8635 | 69.2569
|  | 3790.5494 | 7.8219 | 69.2633
|  | 3793.3245 | 7.7967 | 69.2745
|  | 3796.0893 | 7.79 | 69.2923
|  | 3798.8725 | 7.7973 | 69.3178
|  | 3801.6598 | 7.8146 | 69.3477
|  | 3804.4512 | 7.8446 | 69.3774
|  | 3807.2467 | 7.8917 | 69.4073
|  | 3810.0463 | 7.9527 | 69.4406
|  | 3812.8355 | 8.0185 | 69.4763
|  | 3815.6434 | 8.0828 | 69.512
|  | 3818.4554 | 8.1463 | 69.5485
|  | 3821.2715 | 8.209 | 69.5867
|  | 3824.0918 | 8.2652 | 69.6258
|  | 3826.9162 | 8.3087 | 69.6651
|  | 3829.7449 | 8.3384 | 69.7037
|  | 3832.563 | 8.3557 | 69.7396
|  | 3835.4 | 8.3616 | 69.7689
|  | 3838.2412 | 8.3552 | 69.7888
|  | 3841.0866 | 8.3314 | 69.8022
|  | 3843.9362 | 8.2865 | 69.8141
|  | 3846.7901 | 8.2248 | 69.8257
|  | 3849.6333 | 8.1562 | 69.8341
|  | 3852.4956 | 8.089 | 69.8353
|  | 3855.3622 | 8.0236 | 69.8276
|  | 3858.2331 | 7.9549 | 69.8127
|  | 3861.1082 | 7.8848 | 69.7953
|  | 3863.9876 | 7.8255 | 69.7751
|  | 3866.8713 | 7.7829 | 69.746
|  | 3869.7444 | 7.7526 | 69.7109
|  | 3872.6367 | 7.7354 | 69.6769
|  | 3875.5334 | 7.7369 | 69.6402
|  | 3878.4343 | 7.7546 | 69.594
|  | 3881.3397 | 7.781 | 69.541
|  | 3884.2494 | 7.8139 | 69.487
|  | 3887.1483 | 7.8558 | 69.4319
|  | 3890.0667 | 7.9084 | 69.3725
|  | 3892.9895 | 7.9676 | 69.3106
|  | 3895.9167 | 8.0274 | 69.251
|  | 3898.8483 | 8.0827 | 69.196
|  | 3901.7843 | 8.1299 | 69.1427
|  | 3904.7247 | 8.1662 | 69.0885
|  | 3907.6543 | 8.1882 | 69.0345
|  | 3910.6036 | 8.1945 | 68.9832
|  | 3913.5574 | 8.1903 | 68.9346
|  | 3916.5156 | 8.179 | 68.8877
|  | 3919.4782 | 8.1544 | 68.8405
|  | 3922.4454 | 8.1087 | 68.7916
|  | 3925.4017 | 8.044 | 68.7412
|  | 3928.3778 | 7.9703 | 68.6908
|  | 3931.3585 | 7.8961 | 68.644
|  | 3934.3437 | 7.8227 | 68.6026
|  | 3937.3334 | 7.7493 | 68.5601
|  | 3940.3277 | 7.6785 | 68.5099
|  | 3943.3265 | 7.6157 | 68.4537
|  | 3946.3143 | 7.5635 | 68.3954
|  | 3949.3223 | 7.5213 | 68.3321
|  | 3952.3348 | 7.4915 | 68.261
|  | 3955.352 | 7.4784 | 68.1873
|  | 3958.3737 | 7.4796 | 68.1153
|  | 3961.4001 | 7.4887 | 68.037
|  | 3964.4154 | 7.5082 | 67.9438
|  | 3967.451 | 7.5452 | 67.8386
|  | 3970.4913 | 7.5973 | 67.7257
|  | 3973.5363 | 7.6552 | 67.6029
|  | 3976.5859 | 7.7125 | 67.4724
|  | 3979.6402 | 7.7636 | 67.3385
|  | 3982.6991 | 7.8032 | 67.1972
|  | 3985.747 | 7.8319 | 67.0428
|  | 3988.8154 | 7.8515 | 66.8743
|  | 3991.8885 | 7.8587 | 66.6918
|  | 3994.9663 | 7.8488 | 66.497
|  | 3998.0489 | 7.8183 | 66.2912
|  | 4001.1363 | 7.7664 | 66.0731
|  | 4004.2124 | 7.7008 | 65.8444
|  | 4007.3093 | 7.6302 | 65.609
|  | 4010.411 | 7.5549 | 65.3653
|  | 4013.5175 | 7.4724 | 65.1095
|  | 4016.6288 | 7.3837 | 64.8443
|  | 4019.745 | 7.2917 | 64.5741
|  | 4022.866 | 7.1989 | 64.2957
|  | 4025.9756 | 7.1093 | 64.0046
|  | 4029.1063 | 7.0304 | 63.7043
|  | 4032.2418 | 6.967 | 63.4032
|  | 4035.3822 | 6.9163 | 63.1041
|  | 4038.5275 | 6.8748 | 62.8003
|  | 4041.6778 | 6.8443 | 62.4833
|  | 4044.8166 | 6.8282 | 62.1532
|  | 4047.9766 | 6.8275 | 61.8189
|  | 4051.1416 | 6.8398 | 61.4876
|  | 4054.3116 | 6.862 | 61.1557
|  | 4057.4865 | 6.889 | 60.8159
|  | 4060.6664 | 6.9138 | 60.4644
|  | 4063.8512 | 6.9347 | 60.1025
|  | 4067.0246 | 6.9545 | 59.7374
|  | 4070.2194 | 6.9697 | 59.3777
|  | 4073.4193 | 6.9724 | 59.0231
|  | 4076.6242 | 6.9609 | 58.6642
|  | 4079.8342 | 6.9384 | 58.2944
|  | 4083.0492 | 6.9054 | 57.9147
|  | 4086.2693 | 6.8573 | 57.5299
|  | 4089.4778 | 6.7916 | 57.144
|  | 4092.708 | 6.7164 | 56.7567
|  | 4095.9434 | 6.6405 | 56.3656
|  | 4099.1839 | 6.5587 | 55.9732
|  | 4102.4295 | 6.464 | 55.5871
|  | 4105.6802 | 6.3623 | 55.2082
|  | 4108.9192 | 6.2636 | 54.8284
|  | 4112.1803 | 6.1746 | 54.4457
|  | 4115.4465 | 6.098 | 54.0668
|  | 4118.7179 | 6.0308 | 53.6954
|  | 4121.9946 | 5.9695 | 53.3289
|  | 4125.2764 | 5.9184 | 52.9651
|  | 4128.5635 | 5.8854 | 52.6028
|  | 4131.8387 | 5.8706 | 52.2426
|  | 4135.1362 | 5.8665 | 51.8919
|  | 4138.4391 | 5.8712 | 51.5577
|  | 4141.7472 | 5.888 | 51.2359
|  | 4145.0605 | 5.9133 | 50.92
|  | 4148.3792 | 5.9396 | 50.6115
|  | 4151.686 | 5.9643 | 50.3132
|  | 4155.0153 | 5.9864 | 50.0256
|  | 4158.35 | 6.004 | 49.7501
|  | 4161.69 | 6.0163 | 49.4889
|  | 4165.0354 | 6.021 | 49.2387
|  | 4168.3861 | 6.014 | 48.9957
|  | 4171.7423 | 5.9944 | 48.7561
|  | 4175.0864 | 5.9649 | 48.5169
|  | 4178.4534 | 5.9257 | 48.2814
|  | 4181.8258 | 5.8734 | 48.054
|  | 4185.2036 | 5.8095 | 47.8294
|  | 4188.5869 | 5.7425 | 47.6033
|  | 4191.9757 | 5.6776 | 47.3802
|  | 4195.3524 | 5.6146 | 47.1604
|  | 4198.7521 | 5.5532 | 46.9362
|  | 4202.1574 | 5.4941 | 46.6984
|  | 4205.5682 | 5.4363 | 46.441
|  | 4208.9845 | 5.382 | 46.1665
|  | 4212.4064 | 5.3372 | 45.8772
|  | 4215.8338 | 5.3002 | 45.5503
|  | 4219.2491 | 5.2633 | 45.1603
|  | 4222.6877 | 5.2293 | 44.7432
|  | 4226.1319 | 5.2058 | 44.3712
|  | 4229.5817 | 5.2 | 44.0457
|  | 4233.0372 | 5.2173 | 43.6929
|  | 4236.4983 | 5.2337 | 43.2642
|  | 4239.9471 | 5.2243 | 42.7816
|  | 4243.4195 | 5.2144 | 42.297
|  | 4246.8976 | 5.2237 | 41.8366
|  | 4250.3815 | 5.2323 | 41.4103
|  | 4253.871 | 5.2235 | 41.0443
|  | 4257.3663 | 5.1988 | 40.719
|  | 4260.8673 | 5.1637 | 40.3399
|  | 4264.356 | 5.116 | 39.7927
|  | 4267.8685 | 5.0466 | 39.0723
|  | 4271.3868 | 4.972 | 38.346
|  | 4274.911 | 4.921 | 37.73
|  | 4278.4409 | 4.8813 | 37.1902
|  | 4281.9767 | 4.8251 | 36.6437
|  | 4285.5 | 4.7496 | 36.0404
|  | 4289.0475 | 4.6612 | 35.3789
|  | 4292.6008 | 4.5644 | 34.6894
|  | 4296.1601 | 4.475 | 34.0101
|  | 4299.7253 | 4.4042 | 33.3496
|  | 4303.2963 | 4.3381 | 32.6942
|  | 4306.8733 | 4.2584 | 32.0449
|  | 4310.4377 | 4.1743 | 31.4319
|  | 4314.0266 | 4.1093 | 30.8781
|  | 4317.6215 | 4.0674 | 30.3513
|  | 4321.2224 | 4.0363 | 29.8017
|  | 4324.8293 | 4.01 | 29.2283
|  | 4328.4422 | 3.9898 | 28.655
|  | 4332.0424 | 3.9719 | 28.0891
|  | 4335.6674 | 3.9563 | 27.5444
|  | 4339.2984 | 3.9529 | 27.0387
|  | 4342.9356 | 3.9633 | 26.5637
|  | 4346.5788 | 3.9738 | 26.1004
|  | 4350.2282 | 3.9749 | 25.6404
|  | 4353.8837 | 3.9682 | 25.184
|  | 4357.5263 | 3.9495 | 24.7403
|  | 4361.1941 | 3.9108 | 24.3198
|  | 4364.8681 | 3.858 | 23.9303
|  | 4368.5482 | 3.8025 | 23.5854
|  | 4372.2346 | 3.7448 | 23.2872
|  | 4375.9272 | 3.6858 | 23.0081
|  | 4379.6068 | 3.6431 | 22.7223
|  | 4383.3119 | 3.631 | 22.4382
|  | 4387.0232 | 3.6317 | 22.1833
|  | 4390.7408 | 3.6142 | 21.9617
|  | 4394.4647 | 3.5781 | 21.7561
|  | 4398.195 | 3.5447 | 21.5692
|  | 4401.9316 | 3.5163 | 21.4205
|  | 4405.6551 | 3.484 | 21.3089
|  | 4409.4044 | 3.4539 | 21.2149
|  | 4413.16 | 3.4325 | 21.1241
|  | 4416.9221 | 3.4148 | 21.0365
|  | 4420.6906 | 3.4062 | 20.9656
|  | 4424.4655 | 3.4219 | 20.9311
|  | 4428.2273 | 3.4528 | 20.9433
|  | 4432.0151 | 3.4726 | 20.9912
|  | 4435.8094 | 3.4817 | 21.0565
|  | 4439.6102 | 3.4998 | 21.1233
|  | 4443.4175 | 3.5232 | 21.1845
|  | 4447.2314 | 3.5296 | 21.2606
|  | 4451.0518 | 3.5218 | 21.3845
|  | 4454.8589 | 3.53 | 21.5587
|  | 4458.6924 | 3.5632 | 21.7578
|  | 4462.5326 | 3.5986 | 21.9629
|  | 4466.3793 | 3.6209 | 22.1755
|  | 4470.2327 | 3.6308 | 22.3998
|  | 4474.0928 | 3.6345 | 22.6339
|  | 4477.9394 | 3.644 | 22.882
|  | 4481.8128 | 3.6598 | 23.152
|  | 4485.6929 | 3.6662 | 23.4348
|  | 4489.5797 | 3.6568 | 23.7116
|  | 4493.4732 | 3.641 | 23.9783
|  | 4497.3735 | 3.6273 | 24.2481
|  | 4501.2806 | 3.6194 | 24.5334

## Extinction Ratio
Ultra Broadband Wire Grid Polarizers
|  | Wavelength (nm) | PER
|  | 250 | 47.052
|  | 251 | 47.0888
|  | 252 | 47.6427
|  | 253 | 48.634
|  | 254 | 50.0153
Product Raw Data |  | 255 | 51.7606
Wire Grid Polarizers: 300 nm - 3.2 µm |  | 256 | 53.8556
|  | 257 | 56.2956
Item # | WPXXX-UB1 | 258 | 59.0802
DISCLAIMER: The data presented here are typical. Slight variations in performance data will occur from lot to lot. Please contact Technical Support with any questions regarding the use or reliability of this data. |  | 259 | 62.2106
|  | 260 | 65.6891
|  | 261 | 69.5165
|  | 262 | 73.6858
|  | 263 | 78.184
|  | 264 | 82.988
This data may be used in publications. However, please cite Thorlabs as the source. |  | 265 | 88.0596
|  | 266 | 93.3439
|  | 267 | 98.769
Additional Information: |  | 268 | 104.2453
The data presented was taken from a single production run. Performance will vary from lot to lot. |  | 269 | 109.661
|  | 270 | 114.8941
|  | 271 | 119.8142
|  | 272 | 124.2848
|  | 273 | 128.1912
|  | 274 | 131.4263
|  | 275 | 133.9201
|  | 276 | 135.632
|  | 277 | 136.5662
|  | 278 | 136.7579
|  | 279 | 136.2652
|  | 280 | 135.1757
|  | 281 | 133.5918
|  | 282 | 131.6142
|  | 283 | 129.3505
|  | 284 | 126.8882
|  | 285 | 124.3195
|  | 286 | 121.7157
|  | 287 | 119.1361
|  | 288 | 116.6311
|  | 289 | 114.2431
|  | 290 | 112.0018
|  | 291 | 109.9269
|  | 292 | 108.0375
|  | 293 | 106.3456
|  | 294 | 104.8615
|  | 295 | 103.5895
|  | 296 | 102.5362
|  | 297 | 101.7029
|  | 298 | 101.0942
|  | 299 | 100.7142
|  | 300 | 100.5681
|  | 301 | 100.6588
|  | 302 | 100.9942
|  | 303 | 101.5834
|  | 304 | 102.434
|  | 305 | 103.5614
|  | 306 | 104.9788
|  | 307 | 106.705
|  | 308 | 108.7617
|  | 309 | 111.1726
|  | 310 | 113.9721
|  | 311 | 117.1924
|  | 312 | 120.8744
|  | 313 | 125.0712
|  | 314 | 129.8371
|  | 315 | 135.2387
|  | 316 | 141.357
|  | 317 | 148.2819
|  | 318 | 156.1214
|  | 319 | 164.9976
|  | 320 | 175.0594
|  | 321 | 186.474
|  | 322 | 199.4316
|  | 323 | 214.1613
|  | 324 | 230.9127
|  | 325 | 249.9606
|  | 326 | 271.6051
|  | 327 | 296.1486
|  | 328 | 323.8768
|  | 329 | 354.981
|  | 330 | 389.553
|  | 331 | 427.4058
|  | 332 | 468.0022
|  | 333 | 510.2611
|  | 334 | 552.4812
|  | 335 | 592.2375
|  | 336 | 626.5958
|  | 337 | 652.5794
|  | 338 | 667.7373
|  | 339 | 670.7445
|  | 340 | 661.7491
|  | 341 | 642.5125
|  | 342 | 615.632
|  | 343 | 584.1153
|  | 344 | 550.7982
|  | 345 | 517.9294
|  | 346 | 487.2271
|  | 347 | 459.8183
|  | 348 | 436.4474
|  | 349 | 417.6936
|  | 350 | 403.9851
|  | 351 | 498.83
|  | 352 | 658.3843
|  | 353 | 544.7536
|  | 354 | 750.3923
|  | 355 | 496.0443
|  | 356 | 623.3098
|  | 357 | 779.3321
|  | 358 | 651.7995
|  | 359 | 635.7845
|  | 360 | 934.4946
|  | 361 | 566.7846
|  | 362 | 838.6342
|  | 363 | 789.1049
|  | 364 | 706.2586
|  | 365 | 539.427
|  | 366 | 790.921
|  | 367 | 577.6942
|  | 368 | 828.2184
|  | 369 | 576.5024
|  | 370 | 1329.5193
|  | 371 | 815.8722
|  | 372 | 836.5942
|  | 373 | 800.5456
|  | 374 | 832.6974
|  | 375 | 603.0103
|  | 376 | 1222.1913
|  | 377 | 788.6956
|  | 378 | 1096.3586
|  | 379 | 1169.1902
|  | 380 | 907.2443
|  | 381 | 957.7179
|  | 382 | 737.4193
|  | 383 | 952.9396
|  | 384 | 939.4912
|  | 385 | 953.9856
|  | 386 | 891.9579
|  | 387 | 1141.2691
|  | 388 | 900.1187
|  | 389 | 950.4759
|  | 390 | 1036.2737
|  | 391 | 893.1204
|  | 392 | 1516.2327
|  | 393 | 1069.8849
|  | 394 | 1033.2265
|  | 395 | 1074.4356
|  | 396 | 895.7149
|  | 397 | 1178.0891
|  | 398 | 1252.1137
|  | 399 | 1193.9507
|  | 400 | 1445.5079
|  | 401 | 1279.1821
|  | 402 | 1308.5046
|  | 403 | 1548.8579
|  | 404 | 1259.1987
|  | 405 | 1225.0154
|  | 406 | 1167.046
|  | 407 | 1392.1717
|  | 408 | 1341.8251
|  | 409 | 1199.8135
|  | 410 | 1214.8034
|  | 411 | 1344.1249
|  | 412 | 1360.5765
|  | 413 | 1099.5118
|  | 414 | 1429.6039
|  | 415 | 1300.32
|  | 416 | 1662.0267
|  | 417 | 1317.2964
|  | 418 | 1450.2024
|  | 419 | 1444.1161
|  | 420 | 1666.642
|  | 421 | 1504.5582
|  | 422 | 1346.6826
|  | 423 | 1479.3069
|  | 424 | 1489.3246
|  | 425 | 1490.8959
|  | 426 | 1405.509
|  | 427 | 1692.1648
|  | 428 | 1582.9256
|  | 429 | 1666.4032
|  | 430 | 1400.5692
|  | 431 | 1607.2828
|  | 432 | 1605.9832
|  | 433 | 1613.7634
|  | 434 | 1572.8816
|  | 435 | 1751.3186
|  | 436 | 1778.0497
|  | 437 | 1551.2536
|  | 438 | 1579.216
|  | 439 | 1529.1405
|  | 440 | 1752.9639
|  | 441 | 1695.9426
|  | 442 | 1831.2848
|  | 443 | 1684.2976
|  | 444 | 1712.9948
|  | 445 | 1581.8787
|  | 446 | 1661.5899
|  | 447 | 1838.8713
|  | 448 | 1877.4977
|  | 449 | 1693.128
|  | 450 | 1846.4767
|  | 451 | 1897.2058
|  | 452 | 1963.4431
|  | 453 | 1822.5151
|  | 454 | 1878.0684
|  | 455 | 1860.825
|  | 456 | 1793.5252
|  | 457 | 1917.0788
|  | 458 | 1898.367
|  | 459 | 2036.8492
|  | 460 | 1804.7436
|  | 461 | 2104.6496
|  | 462 | 1977.4913
|  | 463 | 2096.442
|  | 464 | 1961.1927
|  | 465 | 2147.8312
|  | 466 | 1931.6038
|  | 467 | 2112.2688
|  | 468 | 2200.9639
|  | 469 | 2099.8147
|  | 470 | 2107.1499
|  | 471 | 2116.3248
|  | 472 | 2071.8898
|  | 473 | 1887.0307
|  | 474 | 2132.983
|  | 475 | 2077.5439
|  | 476 | 2065.3759
|  | 477 | 2102.3681
|  | 478 | 1991.1041
|  | 479 | 2188.1774
|  | 480 | 2112.2204
|  | 481 | 2048.4724
|  | 482 | 2250.0925
|  | 483 | 2163.5252
|  | 484 | 2145.5436
|  | 485 | 2345.3613
|  | 486 | 2168.1639
|  | 487 | 2132.94
|  | 488 | 2240.9165
|  | 489 | 2289.194
|  | 490 | 2161.8161
|  | 491 | 2245.3305
|  | 492 | 2446.9941
|  | 493 | 2331.5075
|  | 494 | 2296.0416
|  | 495 | 2251.5113
|  | 496 | 2379.8124
|  | 497 | 2409.318
|  | 498 | 2564.9262
|  | 499 | 2386.9426
|  | 500 | 2333.1946
|  | 501 | 2380.7483
|  | 502 | 2337.6245
|  | 503 | 2203.0464
|  | 504 | 2431.6057
|  | 505 | 2579.2796
|  | 506 | 2488.784
|  | 507 | 2392.2447
|  | 508 | 2401.5068
|  | 509 | 2385.9496
|  | 510 | 2613.8776
|  | 511 | 2333.8493
|  | 512 | 2470.8227
|  | 513 | 2563.8976
|  | 514 | 2715.4653
|  | 515 | 2713.6891
|  | 516 | 2480.7034
|  | 517 | 2600.4181
|  | 518 | 2494.4588
|  | 519 | 2765.0491
|  | 520 | 2566.5966
|  | 521 | 2487.8393
|  | 522 | 2751.8076
|  | 523 | 2746.6365
|  | 524 | 2680.7906
|  | 525 | 2617.1969
|  | 526 | 2610.5016
|  | 527 | 2590.1954
|  | 528 | 2813.9567
|  | 529 | 2818.2374
|  | 530 | 2650.482
|  | 531 | 2837.9743
|  | 532 | 2774.9495
|  | 533 | 2870.9073
|  | 534 | 2581.033
|  | 535 | 2741.9957
|  | 536 | 2736.6329
|  | 537 | 2665.533
|  | 538 | 2791.7245
|  | 539 | 2793.7141
|  | 540 | 2693.763
|  | 541 | 2646.1939
|  | 542 | 3024.9927
|  | 543 | 2921.0648
|  | 544 | 2934.172
|  | 545 | 2956.6469
|  | 546 | 2799.7451
|  | 547 | 2559.9535
|  | 548 | 2819.0781
|  | 549 | 2896.4032
|  | 550 | 2928.2682
|  | 551 | 3161.5735
|  | 552 | 3289.4885
|  | 553 | 3132.4433
|  | 554 | 3140.2284
|  | 555 | 2849.7575
|  | 556 | 2756.3721
|  | 557 | 3066.9264
|  | 558 | 3171.2661
|  | 559 | 3246.1913
|  | 560 | 2862.0331
|  | 561 | 2927.1677
|  | 562 | 2858.4888
|  | 563 | 3011.1692
|  | 564 | 2929.2514
|  | 565 | 2971.5199
|  | 566 | 3134.0557
|  | 567 | 3337.4731
|  | 568 | 3156.9327
|  | 569 | 3051.3213
|  | 570 | 3350.9171
|  | 571 | 3097.2501
|  | 572 | 3416.2673
|  | 573 | 3274.7688
|  | 574 | 3072.4566
|  | 575 | 3224.6526
|  | 576 | 3364.969
|  | 577 | 3194.5066
|  | 578 | 3284.1365
|  | 579 | 3324.3493
|  | 580 | 3221.1898
|  | 581 | 3422.5497
|  | 582 | 3293.0785
|  | 583 | 3498.8434
|  | 584 | 3475.9823
|  | 585 | 3321.4283
|  | 586 | 3299.9
|  | 587 | 3336.3306
|  | 588 | 3513.7048
|  | 589 | 3485.5013
|  | 590 | 3480.8705
|  | 591 | 3429.5464
|  | 592 | 3439.7276
|  | 593 | 3584.3176
|  | 594 | 3428.6196
|  | 595 | 3605.8661
|  | 596 | 3591.7106
|  | 597 | 3673.3038
|  | 598 | 3489.6629
|  | 599 | 3541.3645
|  | 600 | 3568.5917
|  | 601 | 3792.9139
|  | 602 | 3653.4448
|  | 603 | 3834.0889
|  | 604 | 3523.9042
|  | 605 | 3653.7581
|  | 606 | 3764.7814
|  | 607 | 3835.4284
|  | 608 | 3772.7223
|  | 609 | 3785.8565
|  | 610 | 3790.5587
|  | 611 | 3705.0531
|  | 612 | 3804.3341
|  | 613 | 3816.0918
|  | 614 | 3930.0916
|  | 615 | 3774.0069
|  | 616 | 3938.9713
|  | 617 | 3856.5879
|  | 618 | 3744.1147
|  | 619 | 3973.8975
|  | 620 | 3897.4038
|  | 621 | 4031.9941
|  | 622 | 3869.9246
|  | 623 | 3865.2925
|  | 624 | 3945.1627
|  | 625 | 4116.6854
|  | 626 | 3877.9494
|  | 627 | 3825.6394
|  | 628 | 3960.1096
|  | 629 | 4047.8108
|  | 630 | 4017.0292
|  | 631 | 4027.5977
|  | 632 | 3877.4934
|  | 633 | 4029.2932
|  | 634 | 4159.5023
|  | 635 | 3921.3644
|  | 636 | 3926.597
|  | 637 | 4195.1273
|  | 638 | 3916.5269
|  | 639 | 4071.759
|  | 640 | 4013.8809
|  | 641 | 4285.6413
|  | 642 | 3949.2148
|  | 643 | 4194.0847
|  | 644 | 4003.3085
|  | 645 | 4043.498
|  | 646 | 4184.7304
|  | 647 | 4409.3176
|  | 648 | 4272.217
|  | 649 | 4282.4092
|  | 650 | 4177.0275
|  | 651 | 4163.8722
|  | 652 | 4372.1984
|  | 653 | 4294.893
|  | 654 | 4421.1386
|  | 655 | 4122.8562
|  | 656 | 4316.8247
|  | 657 | 4394.0347
|  | 658 | 4490.9193
|  | 659 | 4531.9307
|  | 660 | 4379.4764
|  | 661 | 4321.8685
|  | 662 | 4476.5433
|  | 663 | 4516.2083
|  | 664 | 4384.4973
|  | 665 | 4538.4447
|  | 666 | 4725.0017
|  | 667 | 4581.5992
|  | 668 | 4338.5436
|  | 669 | 4700.0375
|  | 670 | 4631.8592
|  | 671 | 4630.7884
|  | 672 | 4788.4771
|  | 673 | 4696.6082
|  | 674 | 4515.6884
|  | 675 | 4521.6283
|  | 676 | 4449.2484
|  | 677 | 4586.9209
|  | 678 | 4558.2717
|  | 679 | 4752.4035
|  | 680 | 4657.6106
|  | 681 | 4531.1224
|  | 682 | 4618.9275
|  | 683 | 4660.5862
|  | 684 | 4660.7473
|  | 685 | 4668.0142
|  | 686 | 4762.8886
|  | 687 | 4729.7555
|  | 688 | 4672.6993
|  | 689 | 4668.9903
|  | 690 | 4407.1531
|  | 691 | 4698.0287
|  | 692 | 4519.305
|  | 693 | 5128.0457
|  | 694 | 4676.395
|  | 695 | 4565.2834
|  | 696 | 4654.8534
|  | 697 | 4762.5844
|  | 698 | 4619.2967
|  | 699 | 4743.088
|  | 700 | 5192.1208
|  | 701 | 5094.0242
|  | 702 | 5017.154
|  | 703 | 4948.0144
|  | 704 | 4881.1021
|  | 705 | 4815.8524
|  | 706 | 4754.8501
|  | 707 | 4709.7138
|  | 708 | 4657.1931
|  | 709 | 4621.3749
|  | 710 | 4578.3048
|  | 711 | 4544.5585
|  | 712 | 4513.2641
|  | 713 | 4480.3827
|  | 714 | 4462.3847
|  | 715 | 4438.9968
|  | 716 | 4415.7053
|  | 717 | 4396.1462
|  | 718 | 4378.3105
|  | 719 | 4361.3572
|  | 720 | 4348.6047
|  | 721 | 4338.1118
|  | 722 | 4330.4092
|  | 723 | 4320.1172
|  | 724 | 4317.1146
|  | 725 | 4310.6483
|  | 726 | 4307.8535
|  | 727 | 4306.2751
|  | 728 | 4307.8409
|  | 729 | 4305.4335
|  | 730 | 4309.0936
|  | 731 | 4310.9616
|  | 732 | 4314.884
|  | 733 | 4321.1405
|  | 734 | 4326.8317
|  | 735 | 4333.8568
|  | 736 | 4345.0261
|  | 737 | 4352.6572
|  | 738 | 4362.7739
|  | 739 | 4376.8129
|  | 740 | 4385.6543
|  | 741 | 4400.2044
|  | 742 | 4414.4616
|  | 743 | 4426.9441
|  | 744 | 4442.9951
|  | 745 | 4456.9131
|  | 746 | 4474.1119
|  | 747 | 4490.098
|  | 748 | 4505.5152
|  | 749 | 4523.3409
|  | 750 | 4540.2225
|  | 751 | 4558.7917
|  | 752 | 4576.0695
|  | 753 | 4594.6935
|  | 754 | 4611.4035
|  | 755 | 4628.731
|  | 756 | 4645.9983
|  | 757 | 4663.0348
|  | 758 | 4680.6024
|  | 759 | 4696.4119
|  | 760 | 4713.5619
|  | 761 | 4729.3383
|  | 762 | 4743.7197
|  | 763 | 4755.7127
|  | 764 | 4770.631
|  | 765 | 4782.1039
|  | 766 | 4793.4532
|  | 767 | 4802.9678
|  | 768 | 4814.879
|  | 769 | 4823.2276
|  | 770 | 4829.6143
|  | 771 | 4833.6899
|  | 772 | 4838.9416
|  | 773 | 4845.3623
|  | 774 | 4845.5003
|  | 775 | 4847.4994
|  | 776 | 4851.1261
|  | 777 | 4847.3718
|  | 778 | 4847.3689
|  | 779 | 4843.5503
|  | 780 | 4838.4944
|  | 781 | 4830.7224
|  | 782 | 4826.6983
|  | 783 | 4816.1514
|  | 784 | 4807.837
|  | 785 | 4798.6175
|  | 786 | 4784.5023
|  | 787 | 4771.3094
|  | 788 | 4759.0111
|  | 789 | 4742.9325
|  | 790 | 4728.6491
|  | 791 | 4710.0954
|  | 792 | 4691.2851
|  | 793 | 4674.3783
|  | 794 | 4656.1206
|  | 795 | 4635.4624
|  | 796 | 4613.2211
|  | 797 | 4593.7602
|  | 798 | 4571.7264
|  | 799 | 4547.4332
|  | 800 | 4525.6051
|  | 801 | 4500.052
|  | 802 | 4475.2173
|  | 803 | 4451.6209
|  | 804 | 4426.7102
|  | 805 | 4399.3838
|  | 806 | 4373.2444
|  | 807 | 4347.1878
|  | 808 | 4320.0599
|  | 809 | 4294.696
|  | 810 | 4268.0492
|  | 811 | 4240.7848
|  | 812 | 4210.7585
|  | 813 | 4185.55
|  | 814 | 4156.7481
|  | 815 | 4129.4538
|  | 816 | 4101.669
|  | 817 | 4072.0553
|  | 818 | 4043.9061
|  | 819 | 4016.9975
|  | 820 | 3990.4216
|  | 821 | 3960.7425
|  | 822 | 3932.0034
|  | 823 | 3905.1813
|  | 824 | 3877.542
|  | 825 | 3848.1499
|  | 826 | 3822.1846
|  | 827 | 3793.0669
|  | 828 | 3764.5501
|  | 829 | 3739.876
|  | 830 | 3712.4802
|  | 831 | 3685.3978
|  | 832 | 3656.7883
|  | 833 | 3631.922
|  | 834 | 3605.3865
|  | 835 | 3579.1745
|  | 836 | 3553.5034
|  | 837 | 3528.3463
|  | 838 | 3503.4151
|  | 839 | 3479.2579
|  | 840 | 3455.7661
|  | 841 | 3430.4115
|  | 842 | 3405.9732
|  | 843 | 3383.1183
|  | 844 | 3360.891
|  | 845 | 3338.6315
|  | 846 | 3315.8612
|  | 847 | 3294.2894
|  | 848 | 3272.6836
|  | 849 | 3251.7111
|  | 850 | 3232.3262
|  | 851 | 3212.7291
|  | 852 | 3192.4005
|  | 853 | 3173.7842
|  | 854 | 3154.9828
|  | 855 | 3137.2239
|  | 856 | 3120.4889
|  | 857 | 3102.8769
|  | 858 | 3088.4642
|  | 859 | 3071.6638
|  | 860 | 3056.1748
|  | 861 | 3041.2978
|  | 862 | 3027.7574
|  | 863 | 3013.5135
|  | 864 | 3000.8002
|  | 865 | 2988.8303
|  | 866 | 2977.0341
|  | 867 | 2964.4152
|  | 868 | 2954.0428
|  | 869 | 2944.1435
|  | 870 | 2933.1189
|  | 871 | 2923.3542
|  | 872 | 2914.8627
|  | 873 | 2906.4176
|  | 874 | 2898.0199
|  | 875 | 2890.303
|  | 876 | 2883.9317
|  | 877 | 2877.1979
|  | 878 | 2871.0466
|  | 879 | 2865.5516
|  | 880 | 2861.1359
|  | 881 | 2855.5644
|  | 882 | 2850.1496
|  | 883 | 2845.9253
|  | 884 | 2843.6331
|  | 885 | 2838.819
|  | 886 | 2835.8637
|  | 887 | 2832.8683
|  | 888 | 2830.9723
|  | 889 | 2828.9075
|  | 890 | 2826.9029
|  | 891 | 2824.9552
|  | 892 | 2823.848
|  | 893 | 2821.7924
|  | 894 | 2820.5832
|  | 895 | 2820.8545
|  | 896 | 2819.6365
|  | 897 | 2819.0244
|  | 898 | 2817.8652
|  | 899 | 2817.3292
|  | 900 | 2817.5431
|  | 901 | 2816.9136
|  | 902 | 2816.2809
|  | 903 | 2815.938
|  | 904 | 2815.514
|  | 905 | 2814.6904
|  | 906 | 2813.9824
|  | 907 | 2812.0641
|  | 908 | 2811.4367
|  | 909 | 2809.8218
|  | 910 | 2807.7163
|  | 911 | 2805.747
|  | 912 | 2803.6308
|  | 913 | 2800.4708
|  | 914 | 2797.2039
|  | 915 | 2793.0405
|  | 916 | 2788.828
|  | 917 | 2783.6446
|  | 918 | 2778.1785
|  | 919 | 2771.9248
|  | 920 | 2765.1525
|  | 921 | 2724.6644
|  | 922 | 2740.3004
|  | 923 | 2760.8432
|  | 924 | 2767.3461
|  | 925 | 2764.7048
|  | 926 | 2777.2596
|  | 927 | 2784.6846
|  | 928 | 2794.4341
|  | 929 | 2774.5239
|  | 930 | 2803.8367
|  | 931 | 2776.231
|  | 932 | 2807.358
|  | 933 | 2798.1055
|  | 934 | 2796.2439
|  | 935 | 2793.1999
|  | 936 | 2833.187
|  | 937 | 2810.5454
|  | 938 | 2803.3751
|  | 939 | 2824.678
|  | 940 | 2842.3619
|  | 941 | 2853.75
|  | 942 | 2827.4677
|  | 943 | 2867.9588
|  | 944 | 2869.6258
|  | 945 | 2875.5783
|  | 946 | 2874.3084
|  | 947 | 2872.1517
|  | 948 | 2893.2622
|  | 949 | 2889.2131
|  | 950 | 2912.1376
|  | 951 | 2912.7344
|  | 952 | 2920.8517
|  | 953 | 2934.3963
|  | 954 | 2931.5029
|  | 955 | 2935.2699
|  | 956 | 2936.5581
|  | 957 | 2960.6068
|  | 958 | 2967.1777
|  | 959 | 2970.7516
|  | 960 | 2982.4607
|  | 961 | 2997.242
|  | 962 | 2980.2549
|  | 963 | 2993.206
|  | 964 | 3010.9915
|  | 965 | 3033.9954
|  | 966 | 3010.775
|  | 967 | 3026.9091
|  | 968 | 3035.0651
|  | 969 | 3037.3722
|  | 970 | 3036.9872
|  | 971 | 3061.5203
|  | 972 | 3070.858
|  | 973 | 3087.275
|  | 974 | 3082.9859
|  | 975 | 3086.2508
|  | 976 | 3093.8778
|  | 977 | 3111.0796
|  | 978 | 3116.5269
|  | 979 | 3125.396
|  | 980 | 3127.312
|  | 981 | 3151.7848
|  | 982 | 3155.859
|  | 983 | 3164.9852
|  | 984 | 3169.4333
|  | 985 | 3166.3512
|  | 986 | 3180.6806
|  | 987 | 3184.2266
|  | 988 | 3193.8379
|  | 989 | 3206.6664
|  | 990 | 3209.9623
|  | 991 | 3217.3769
|  | 992 | 3247.4454
|  | 993 | 3253.6546
|  | 994 | 3234.8519
|  | 995 | 3256.1241
|  | 996 | 3260.3789
|  | 997 | 3276.4094
|  | 998 | 3278.7722
|  | 999 | 3285.4086
|  | 1000 | 3295.7398
|  | 1001 | 3307.5075
|  | 1002 | 3309.491
|  | 1003 | 3322.1061
|  | 1004 | 3310.1368
|  | 1005 | 3327.6168
|  | 1006 | 3336.5141
|  | 1007 | 3359.2442
|  | 1008 | 3362.6763
|  | 1009 | 3348.7781
|  | 1010 | 3354.9591
|  | 1011 | 3381.2214
|  | 1012 | 3387.8056
|  | 1013 | 3406.1349
|  | 1014 | 3398.1637
|  | 1015 | 3404.8597
|  | 1016 | 3419.0548
|  | 1017 | 3425.6023
|  | 1018 | 3416.6971
|  | 1019 | 3447.2518
|  | 1020 | 3439.1745
|  | 1021 | 3439.6035
|  | 1022 | 3467.029
|  | 1023 | 3474.1111
|  | 1024 | 3495.4379
|  | 1025 | 3485.9506
|  | 1026 | 3494.1998
|  | 1027 | 3518.5366
|  | 1028 | 3508.1698
|  | 1029 | 3519.9255
|  | 1030 | 3528.1682
|  | 1031 | 3541.1614
|  | 1032 | 3566.423
|  | 1033 | 3561.2745
|  | 1034 | 3562.7504
|  | 1035 | 3572.0349
|  | 1036 | 3577.4906
|  | 1037 | 3595.5722
|  | 1038 | 3608.7974
|  | 1039 | 3609.4056
|  | 1040 | 3601.6341
|  | 1041 | 3619.1962
|  | 1042 | 3644.0051
|  | 1043 | 3655.4093
|  | 1044 | 3647.4114
|  | 1045 | 3643.9033
|  | 1046 | 3651.9397
|  | 1047 | 3679.0073
|  | 1048 | 3674.7748
|  | 1049 | 3714.3623
|  | 1050 | 3775.7017
|  | 1051 | 3692.762
|  | 1052 | 3752.1111
|  | 1053 | 3636.0127
|  | 1054 | 3760.2676
|  | 1055 | 3874.2635
|  | 1056 | 3713.3326
|  | 1057 | 3742.1115
|  | 1058 | 3829.3455
|  | 1059 | 3773.26
|  | 1060 | 3708.6884
|  | 1061 | 3877.9188
|  | 1062 | 3893.9397
|  | 1063 | 3755.3342
|  | 1064 | 3782.6705
|  | 1065 | 3758.2132
|  | 1066 | 3757.2419
|  | 1067 | 3939.706
|  | 1068 | 3907.7257
|  | 1069 | 3804.2215
|  | 1070 | 3791.1955
|  | 1071 | 4096.6125
|  | 1072 | 3847.7039
|  | 1073 | 3943.2853
|  | 1074 | 3908.7704
|  | 1075 | 3955.5037
|  | 1076 | 3927.2801
|  | 1077 | 3882.1607
|  | 1078 | 4067.0297
|  | 1079 | 4041.9602
|  | 1080 | 3962.9761
|  | 1081 | 4000.7858
|  | 1082 | 4054.9324
|  | 1083 | 3897.9066
|  | 1084 | 4068.1719
|  | 1085 | 4017.9786
|  | 1086 | 3897.4502
|  | 1087 | 4022.7236
|  | 1088 | 3899.5034
|  | 1089 | 3945.5246
|  | 1090 | 4021.7904
|  | 1091 | 4024.4465
|  | 1092 | 4176.9701
|  | 1093 | 4080.0311
|  | 1094 | 4029.3384
|  | 1095 | 4106.4068
|  | 1096 | 4190.582
|  | 1097 | 4051.0753
|  | 1098 | 4140.2667
|  | 1099 | 4154.3653
|  | 1100 | 4141.2483
|  | 1101 | 4162.8555
|  | 1102 | 4175.8931
|  | 1103 | 4201.404
|  | 1104 | 4274.8669
|  | 1105 | 4127.1818
|  | 1106 | 4160.2637
|  | 1107 | 4050.2348
|  | 1108 | 4234.645
|  | 1109 | 4226.825
|  | 1110 | 4428.8754
|  | 1111 | 4169.5272
|  | 1112 | 4209.2328
|  | 1113 | 4309.1639
|  | 1114 | 4254.9676
|  | 1115 | 4211.5216
|  | 1116 | 4300.8318
|  | 1117 | 4185.2605
|  | 1118 | 4195.5897
|  | 1119 | 4339.1749
|  | 1120 | 4301.1755
|  | 1121 | 4312.5256
|  | 1122 | 4367.8534
|  | 1123 | 4311.3787
|  | 1124 | 4287.8933
|  | 1125 | 4413.6558
|  | 1126 | 4321.5466
|  | 1127 | 4293.7885
|  | 1128 | 4402.2827
|  | 1129 | 4354.9713
|  | 1130 | 4319.0533
|  | 1131 | 4432.6086
|  | 1132 | 4446.7759
|  | 1133 | 4391.89
|  | 1134 | 4449.0539
|  | 1135 | 4316.9227
|  | 1136 | 4358.9507
|  | 1137 | 4373.9551
|  | 1138 | 4358.1543
|  | 1139 | 4436.8417
|  | 1140 | 4390.0548
|  | 1141 | 4463.5761
|  | 1142 | 4411.6713
|  | 1143 | 4441.136
|  | 1144 | 4459.2388
|  | 1145 | 4414.5543
|  | 1146 | 4456.5425
|  | 1147 | 4400.8973
|  | 1148 | 4482.4829
|  | 1149 | 4559.5952
|  | 1150 | 4502.0775
|  | 1151 | 4491.8349
|  | 1152 | 4517.6463
|  | 1153 | 4544.8091
|  | 1154 | 4569.1444
|  | 1155 | 4714.5936
|  | 1156 | 4625.5802
|  | 1157 | 4579.1108
|  | 1158 | 4589.6495
|  | 1159 | 4654.0232
|  | 1160 | 4652.825
|  | 1161 | 4480.6129
|  | 1162 | 4704.8715
|  | 1163 | 4546.9505
|  | 1164 | 4650.5487
|  | 1165 | 4569.0175
|  | 1166 | 4622.8528
|  | 1167 | 4666.0168
|  | 1168 | 4719.8563
|  | 1169 | 4692.1097
|  | 1170 | 4615.5513
|  | 1171 | 4787.8609
|  | 1172 | 4778.2297
|  | 1173 | 4754.7979
|  | 1174 | 4754.31
|  | 1175 | 4716.7127
|  | 1176 | 4906.1692
|  | 1177 | 4814.5153
|  | 1178 | 4688.573
|  | 1179 | 4821.3471
|  | 1180 | 4774.4406
|  | 1181 | 4702.0289
|  | 1182 | 4848.1285
|  | 1183 | 4950.4605
|  | 1184 | 4854.9371
|  | 1185 | 4988.5563
|  | 1186 | 4864.4541
|  | 1187 | 4995.3803
|  | 1188 | 4926.1761
|  | 1189 | 4769.6652
|  | 1190 | 4923.6841
|  | 1191 | 4915.6278
|  | 1192 | 4923.9294
|  | 1193 | 4714.9995
|  | 1194 | 4949.4897
|  | 1195 | 4916.1506
|  | 1196 | 4887.646
|  | 1197 | 4999.5508
|  | 1198 | 4920.8097
|  | 1199 | 4972.1751
|  | 1200 | 4917.702
|  | 1201 | 5114.8412
|  | 1202 | 5117.5871
|  | 1203 | 4857.546
|  | 1204 | 4983.2539
|  | 1205 | 5071.6345
|  | 1206 | 5095.5452
|  | 1207 | 4926.0205
|  | 1208 | 4871.4582
|  | 1209 | 4855.7605
|  | 1210 | 5172.3045
|  | 1211 | 5005.7186
|  | 1212 | 5188.5415
|  | 1213 | 5021.004
|  | 1214 | 5268.8695
|  | 1215 | 4901.7669
|  | 1216 | 5336.602
|  | 1217 | 5026.262
|  | 1218 | 5179.6621
|  | 1219 | 5072.6921
|  | 1220 | 5146.0528
|  | 1221 | 5150.1943
|  | 1222 | 5337.8956
|  | 1223 | 5236.2149
|  | 1224 | 5263.2057
|  | 1225 | 5289.3258
|  | 1226 | 5172.6124
|  | 1227 | 5180.2476
|  | 1228 | 5308.1104
|  | 1229 | 5232.9988
|  | 1230 | 5347.4312
|  | 1231 | 5208.5664
|  | 1232 | 5227.114
|  | 1233 | 5314.4924
|  | 1234 | 5249.3116
|  | 1235 | 5264.6953
|  | 1236 | 5439.1062
|  | 1237 | 5234.4183
|  | 1238 | 5274.7706
|  | 1239 | 5202.0113
|  | 1240 | 5441.3258
|  | 1241 | 5449.1739
|  | 1242 | 5546.1789
|  | 1243 | 5437.1792
|  | 1244 | 5315.579
|  | 1245 | 5271.7304
|  | 1246 | 5444.1504
|  | 1247 | 5344.106
|  | 1248 | 5419.7868
|  | 1249 | 5302.5681
|  | 1250 | 5515.7986
|  | 1251 | 5266.09
|  | 1252 | 5468.5044
|  | 1253 | 5382.9228
|  | 1254 | 5531.2822
|  | 1255 | 5328.7691
|  | 1256 | 5420.1299
|  | 1257 | 5377.3553
|  | 1258 | 5489.8858
|  | 1259 | 5570.0742
|  | 1260 | 5558.0159
|  | 1261 | 5349.6945
|  | 1262 | 5340.4525
|  | 1263 | 5511.8085
|  | 1264 | 5457.0194
|  | 1265 | 5430.5218
|  | 1266 | 5338.9755
|  | 1267 | 5562.9335
|  | 1268 | 5572.3519
|  | 1269 | 5759.0278
|  | 1270 | 5576.7735
|  | 1271 | 5673.6621
|  | 1272 | 5615.2882
|  | 1273 | 5655.4198
|  | 1274 | 5526.7891
|  | 1275 | 5740.3753
|  | 1276 | 5655.6914
|  | 1277 | 5261.6211
|  | 1278 | 5572.6839
|  | 1279 | 5699.4745
|  | 1280 | 5733.7635
|  | 1281 | 5581.5385
|  | 1282 | 5559.9744
|  | 1283 | 5587.8154
|  | 1284 | 5568.0653
|  | 1285 | 5523.1587
|  | 1286 | 5540.0465
|  | 1287 | 5647.4231
|  | 1288 | 5752.5681
|  | 1289 | 5719.7992
|  | 1290 | 5670.693
|  | 1291 | 5806.105
|  | 1292 | 5541.2355
|  | 1293 | 5705.8588
|  | 1294 | 5742.996
|  | 1295 | 5801.6458
|  | 1296 | 5726.2312
|  | 1297 | 5789.2293
|  | 1298 | 5663.3792
|  | 1299 | 5690.1063
|  | 1300 | 5817.2488
|  | 1301 | 5729.936
|  | 1302 | 5704.1142
|  | 1303 | 5844.3786
|  | 1304 | 5870.7453
|  | 1305 | 5688.8663
|  | 1306 | 5773.4028
|  | 1307 | 5753.494
|  | 1308 | 5791.6537
|  | 1309 | 5850.5756
|  | 1310 | 5728.637
|  | 1311 | 5821.3083
|  | 1312 | 5775.3497
|  | 1313 | 5936.9316
|  | 1314 | 5760.7706
|  | 1315 | 5828.86
|  | 1316 | 5869.8847
|  | 1317 | 5713.1596
|  | 1318 | 5958.9567
|  | 1319 | 5829.5756
|  | 1320 | 5767.3413
|  | 1321 | 5871.1555
|  | 1322 | 5937.1506
|  | 1323 | 6021.0917
|  | 1324 | 6066.602
|  | 1325 | 6078.3272
|  | 1326 | 6049.0824
|  | 1327 | 5798.3824
|  | 1328 | 5935.4258
|  | 1329 | 6104.6367
|  | 1330 | 6180.2925
|  | 1331 | 5900.3891
|  | 1332 | 5829.5236
|  | 1333 | 6121.7242
|  | 1334 | 6215.2541
|  | 1335 | 6207.6168
|  | 1336 | 5808.8226
|  | 1337 | 6029.8869
|  | 1338 | 6043.5723
|  | 1339 | 6061.1277
|  | 1340 | 5865.7099
|  | 1341 | 6058.8462
|  | 1342 | 5968.2205
|  | 1343 | 6148.1377
|  | 1344 | 6162.8678
|  | 1345 | 6014.84
|  | 1346 | 6020.5298
|  | 1347 | 6003.1139
|  | 1348 | 6235.8128
|  | 1349 | 6206.6147
|  | 1350 | 6190.4961
|  | 1351 | 6257.4419
|  | 1352 | 6322.6142
|  | 1353 | 6031.1779
|  | 1354 | 6081.0686
|  | 1355 | 6227.1374
|  | 1356 | 6039.0423
|  | 1357 | 6331.96
|  | 1358 | 6245.8247
|  | 1359 | 6275.1214
|  | 1360 | 6228.5674
|  | 1361 | 6306.1293
|  | 1362 | 6370.4032
|  | 1363 | 6240.5818
|  | 1364 | 6189.1173
|  | 1365 | 6253.1687
|  | 1366 | 6346.6261
|  | 1367 | 6454.092
|  | 1368 | 6349.2432
|  | 1369 | 6555.1645
|  | 1370 | 6489.5067
|  | 1371 | 6324.246
|  | 1372 | 6175.3492
|  | 1373 | 6424.8311
|  | 1374 | 6288.9098
|  | 1375 | 6287.3788
|  | 1376 | 6114.8279
|  | 1377 | 6602.1526
|  | 1378 | 6549.6071
|  | 1379 | 6386.2936
|  | 1380 | 6322.6045
|  | 1381 | 6431.0859
|  | 1382 | 6430.8307
|  | 1383 | 6578.2734
|  | 1384 | 6101.0602
|  | 1385 | 6493.8024
|  | 1386 | 6188.6892
|  | 1387 | 6492.1524
|  | 1388 | 6460.5353
|  | 1389 | 6458.263
|  | 1390 | 6339.9723
|  | 1391 | 6595.3457
|  | 1392 | 6642.6791
|  | 1393 | 6386.9438
|  | 1394 | 6442.5276
|  | 1395 | 6577.5023
|  | 1396 | 6620.934
|  | 1397 | 6475.0475
|  | 1398 | 6681.5932
|  | 1399 | 6741.9729
|  | 1400 | 6533.3566
|  | 1401 | 6742.2647
|  | 1402 | 6416.1987
|  | 1403 | 6758.3048
|  | 1404 | 6511.203
|  | 1405 | 6848.223
|  | 1406 | 6524.292
|  | 1407 | 6738.0131
|  | 1408 | 6466.7606
|  | 1409 | 6600.9622
|  | 1410 | 6680.9679
|  | 1411 | 7005.6533
|  | 1412 | 6660.4495
|  | 1413 | 6605.9872
|  | 1414 | 6622.29
|  | 1415 | 6759.2085
|  | 1416 | 6371.2414
|  | 1417 | 6975.9672
|  | 1418 | 6688.921
|  | 1419 | 6635.753
|  | 1420 | 6660.0602
|  | 1421 | 6764.8625
|  | 1422 | 6955.0864
|  | 1423 | 6635.9455
|  | 1424 | 6737.847
|  | 1425 | 6458.0428
|  | 1426 | 6803.5241
|  | 1427 | 6689.9202
|  | 1428 | 6894.2972
|  | 1429 | 6927.8508
|  | 1430 | 6768.3073
|  | 1431 | 6657.4597
|  | 1432 | 6856.0984
|  | 1433 | 6596.3073
|  | 1434 | 6842.592
|  | 1435 | 6710.5617
|  | 1436 | 6946.8593
|  | 1437 | 6929.3296
|  | 1438 | 6853.4741
|  | 1439 | 6719.6171
|  | 1440 | 6961.6454
|  | 1441 | 7030.7534
|  | 1442 | 6936.8331
|  | 1443 | 6997.4649
|  | 1444 | 6983.2882
|  | 1445 | 6949.8238
|  | 1446 | 6767.1108
|  | 1447 | 7038.0404
|  | 1448 | 6956.9896
|  | 1449 | 6881.1714
|  | 1450 | 6678.4372
|  | 1451 | 7021.1944
|  | 1452 | 7017.7957
|  | 1453 | 7021.0817
|  | 1454 | 6798.4961
|  | 1455 | 7017.6042
|  | 1456 | 6620.7856
|  | 1457 | 7113.0538
|  | 1458 | 6800.4859
|  | 1459 | 7004.4605
|  | 1460 | 6845.1274
|  | 1461 | 7145.0311
|  | 1462 | 6978.1938
|  | 1463 | 6876.7237
|  | 1464 | 7029.498
|  | 1465 | 6718.1028
|  | 1466 | 7026.8867
|  | 1467 | 7248.5174
|  | 1468 | 6845.0841
|  | 1469 | 6972.0321
|  | 1470 | 7077.956
|  | 1471 | 7007.7295
|  | 1472 | 7019.9388
|  | 1473 | 7187.5863
|  | 1474 | 7004.8536
|  | 1475 | 7120.9821
|  | 1476 | 7039.3974
|  | 1477 | 6896.9866
|  | 1478 | 7114.6095
|  | 1479 | 7195.9478
|  | 1480 | 7257.8102
|  | 1481 | 7296.016
|  | 1482 | 7079.864
|  | 1483 | 6930.1424
|  | 1484 | 6669.1511
|  | 1485 | 6836.3789
|  | 1486 | 7221.4092
|  | 1487 | 6982.5958
|  | 1488 | 7221.6623
|  | 1489 | 7287.2638
|  | 1490 | 7043.8036
|  | 1491 | 6776.5801
|  | 1492 | 7090.5912
|  | 1493 | 7138.5201
|  | 1494 | 7175.626
|  | 1495 | 7263.5532
|  | 1496 | 7061.1721
|  | 1497 | 7048.1692
|  | 1498 | 7013.6059
|  | 1499 | 6964.6382
|  | 1500 | 7280.443
|  | 1501 | 7174.6639
|  | 1502 | 7210.2032
|  | 1503 | 7134.8567
|  | 1504 | 7264.5188
|  | 1505 | 7219.6797
|  | 1506 | 7195.849
|  | 1507 | 7089.0998
|  | 1508 | 7167.209
|  | 1509 | 7406.6237
|  | 1510 | 7134.8003
|  | 1511 | 7148.7845
|  | 1512 | 7322.4873
|  | 1513 | 7507.1372
|  | 1514 | 7085.1334
|  | 1515 | 7233.182
|  | 1516 | 7406.1833
|  | 1517 | 7463.1628
|  | 1518 | 7330.5869
|  | 1519 | 7190.8158
|  | 1520 | 6953.7909
|  | 1521 | 7286.269
|  | 1522 | 7091.7985
|  | 1523 | 7420.6056
|  | 1524 | 7584.007
|  | 1525 | 7493.7218
|  | 1526 | 7246.237
|  | 1527 | 7161.4533
|  | 1528 | 7323.0328
|  | 1529 | 7393.6737
|  | 1530 | 7302.2364
|  | 1531 | 7196.7021
|  | 1532 | 7195.5865
|  | 1533 | 7307.0972
|  | 1534 | 7444.5587
|  | 1535 | 7430.5738
|  | 1536 | 7563.778
|  | 1537 | 7286.2334
|  | 1538 | 7420.0591
|  | 1539 | 7595.7507
|  | 1540 | 7346.9941
|  | 1541 | 7443.2285
|  | 1542 | 7320.3347
|  | 1543 | 7141.3567
|  | 1544 | 7532.9422
|  | 1545 | 7320.1067
|  | 1546 | 7910.0765
|  | 1547 | 7546.1951
|  | 1548 | 7158.3292
|  | 1549 | 7449.827
|  | 1550 | 7723.6762
|  | 1551 | 7247.5822
|  | 1552 | 7358.1451
|  | 1553 | 7541.4345
|  | 1554 | 7118.7705
|  | 1555 | 7349.2326
|  | 1556 | 7257.366
|  | 1557 | 7368.9966
|  | 1558 | 7670.1483
|  | 1559 | 7578.2719
|  | 1560 | 7661.1389
|  | 1561 | 7400.7171
|  | 1562 | 7744.5768
|  | 1563 | 7332.3929
|  | 1564 | 7438.6539
|  | 1565 | 7454.1618
|  | 1566 | 7393.4734
|  | 1567 | 7375.8426
|  | 1568 | 7803.5437
|  | 1569 | 7500.8239
|  | 1570 | 7449.2534
|  | 1571 | 7742.6351
|  | 1572 | 7666.5818
|  | 1573 | 7502.4554
|  | 1574 | 7505.2292
|  | 1575 | 7553.3811
|  | 1576 | 7427.4787
|  | 1577 | 7482.2171
|  | 1578 | 7500.8614
|  | 1579 | 7665.7913
|  | 1580 | 7797.3067
|  | 1581 | 7468.7754
|  | 1582 | 7941.8534
|  | 1583 | 7796.6398
|  | 1584 | 8074.5795
|  | 1585 | 8000.7122
|  | 1586 | 7603.1287
|  | 1587 | 7882.3687
|  | 1588 | 7685.1127
|  | 1589 | 7862.5476
|  | 1590 | 7651.4516
|  | 1591 | 7629.6528
|  | 1592 | 7727.9648
|  | 1593 | 7767.1523
|  | 1594 | 7733.8612
|  | 1595 | 7879.626
|  | 1596 | 7698.7177
|  | 1597 | 7855.4584
|  | 1598 | 7986.0919
|  | 1599 | 7880.8433
|  | 1600 | 8056.9658
|  | 1601 | 7993.8521
|  | 1602 | 7885.2345
|  | 1603 | 7655.9756
|  | 1604 | 7866.1215
|  | 1605 | 7775.2971
|  | 1606 | 7754.6755
|  | 1607 | 7834.8326
|  | 1608 | 7716.1758
|  | 1609 | 8085.2126
|  | 1610 | 7964.3135
|  | 1611 | 7810.3492
|  | 1612 | 8123.1331
|  | 1613 | 7838.1516
|  | 1614 | 7821.9563
|  | 1615 | 7837.9563
|  | 1616 | 7818.7986
|  | 1617 | 7644.0885
|  | 1618 | 7655.7383
|  | 1619 | 7980.654
|  | 1620 | 7985.309
|  | 1621 | 8171.6866
|  | 1622 | 8108.3767
|  | 1623 | 8208.2366
|  | 1624 | 8448.9515
|  | 1625 | 8250.8847
|  | 1626 | 8209.4531
|  | 1627 | 7824.1765
|  | 1628 | 7981.0317
|  | 1629 | 8174.1279
|  | 1630 | 7970.7778
|  | 1631 | 8094.4738
|  | 1632 | 7776.2989
|  | 1633 | 7882.0575
|  | 1634 | 8175.0738
|  | 1635 | 8138.8657
|  | 1636 | 8039.1614
|  | 1637 | 8026.3637
|  | 1638 | 8376.4482
|  | 1639 | 8334.3752
|  | 1640 | 8336.2032
|  | 1641 | 7937.6285
|  | 1642 | 7906.3907
|  | 1643 | 8026.6627
|  | 1644 | 7794.4152
|  | 1645 | 8126.8939
|  | 1646 | 7858.8336
|  | 1647 | 7962.2945
|  | 1648 | 8094.6033
|  | 1649 | 8411.0463
|  | 1650 | 8332.6033
|  | 1651 | 8363.5206
|  | 1652 | 8281.3191
|  | 1653 | 7888.8678
|  | 1654 | 8042.6624
|  | 1655 | 8397.6086
|  | 1656 | 7905.3631
|  | 1657 | 7989.0235
|  | 1658 | 7853.171
|  | 1659 | 7983.6836
|  | 1660 | 8328.5218
|  | 1661 | 8301.529
|  | 1662 | 8042.8673
|  | 1663 | 8136.3675
|  | 1664 | 8275.9459
|  | 1665 | 8258.859
|  | 1666 | 8666.5614
|  | 1667 | 8467.7965
|  | 1668 | 8355.3596
|  | 1669 | 8253.2395
|  | 1670 | 8234.2181
|  | 1671 | 8079.0421
|  | 1672 | 7666.1235
|  | 1673 | 7803.9006
|  | 1674 | 8208.4738
|  | 1675 | 8300.491
|  | 1676 | 8206.2352
|  | 1677 | 8340.6766
|  | 1678 | 8280.7975
|  | 1679 | 8386.097
|  | 1680 | 8357.0964
|  | 1681 | 8346.7291
|  | 1682 | 8095.8234
|  | 1683 | 8256.0982
|  | 1684 | 8393.9297
|  | 1685 | 8216.0149
|  | 1686 | 8394.1924
|  | 1687 | 8281.9416
|  | 1688 | 8374.2505
|  | 1689 | 8384.3081
|  | 1690 | 8301.361
|  | 1691 | 8363.2142
|  | 1692 | 8208.7549
|  | 1693 | 8381.9808
|  | 1694 | 8225.6877
|  | 1695 | 9054.6068
|  | 1696 | 8545.2029
|  | 1697 | 8593.8158
|  | 1698 | 8242.6928
|  | 1699 | 8505.9836
|  | 1700 | 8264.941
|  | 1701 | 8466.183
|  | 1702 | 7887.5734
|  | 1703 | 8459.9138
|  | 1704 | 8195.7582
|  | 1705 | 8221.9792
|  | 1706 | 8308.7861
|  | 1707 | 8592.1696
|  | 1708 | 8807.9142
|  | 1709 | 8510.4159
|  | 1710 | 8571.5737
|  | 1711 | 8459.3119
|  | 1712 | 8650.6791
|  | 1713 | 8454.8908
|  | 1714 | 8260.8848
|  | 1715 | 8231.9513
|  | 1716 | 8361.755
|  | 1717 | 8579.6693
|  | 1718 | 8308.3441
|  | 1719 | 8227.1693
|  | 1720 | 8560.468
|  | 1721 | 8789.4661
|  | 1722 | 8678.5324
|  | 1723 | 8427.6757
|  | 1724 | 8682.7047
|  | 1725 | 8527.8291
|  | 1726 | 8678.4512
|  | 1727 | 8423.5998
|  | 1728 | 8364.6584
|  | 1729 | 8122.6993
|  | 1730 | 8201.422
|  | 1731 | 8401.0451
|  | 1732 | 8611.7858
|  | 1733 | 8480.7466
|  | 1734 | 8705.7783
|  | 1735 | 8161.3688
|  | 1736 | 8565.9753
|  | 1737 | 8804.0071
|  | 1738 | 8310.9752
|  | 1739 | 8602.1984
|  | 1740 | 8725.0368
|  | 1741 | 8179.8857
|  | 1742 | 8698.5666
|  | 1743 | 8554.3379
|  | 1744 | 8703.3858
|  | 1745 | 8675.1375
|  | 1746 | 8754.8108
|  | 1747 | 8654.6743
|  | 1748 | 8711.9087
|  | 1749 | 8500.0098
|  | 1750 | 8415.6534
|  | 1751 | 8623.3692
|  | 1752 | 8748.6103
|  | 1753 | 8601.8233
|  | 1754 | 8671.2686
|  | 1755 | 8809.0161
|  | 1756 | 8689.1887
|  | 1757 | 8642.103
|  | 1758 | 8692.5049
|  | 1759 | 8708.3568
|  | 1760 | 8516.2699
|  | 1761 | 8640.2747
|  | 1762 | 8537.9863
|  | 1763 | 8828.4751
|  | 1764 | 8759.8868
|  | 1765 | 8658.155
|  | 1766 | 8433.7349
|  | 1767 | 8930.6859
|  | 1768 | 8803.3229
|  | 1769 | 8571.1807
|  | 1770 | 8852.2892
|  | 1771 | 8584.6725
|  | 1772 | 8625.4676
|  | 1773 | 8907.1528
|  | 1774 | 8071.4486
|  | 1775 | 8590.4442
|  | 1776 | 8802.4175
|  | 1777 | 8313.8446
|  | 1778 | 8980.0868
|  | 1779 | 8805.688
|  | 1780 | 8845.1697
|  | 1781 | 8826.1082
|  | 1782 | 8810.391
|  | 1783 | 8897.7579
|  | 1784 | 8784.9001
|  | 1785 | 8710.4471
|  | 1786 | 8506.4019
|  | 1787 | 8540.6327
|  | 1788 | 8717.554
|  | 1789 | 8670.7025
|  | 1790 | 8618.6608
|  | 1791 | 8598.3343
|  | 1792 | 8630.9457
|  | 1793 | 8934.3149
|  | 1794 | 8931.9805
|  | 1795 | 8738.1393
|  | 1796 | 8987.8597
|  | 1797 | 8939.0817
|  | 1798 | 8329.0905
|  | 1799 | 8815.4014
|  | 1800 | 8649.6899
|  | 1801 | 8695.2321
|  | 1802 | 8932.7054
|  | 1803 | 9016.7577
|  | 1804 | 8741.3887
|  | 1805 | 8635.6006
|  | 1806 | 8720.37
|  | 1807 | 8727.3831
|  | 1808 | 8416.9567
|  | 1809 | 8839.6785
|  | 1810 | 9076.9279
|  | 1811 | 8951.2738
|  | 1812 | 9038.6708
|  | 1813 | 8467.6748
|  | 1814 | 8885.4158
|  | 1815 | 8985.5171
|  | 1816 | 8846.3408
|  | 1817 | 8671.4076
|  | 1818 | 9134.5438
|  | 1819 | 8946.0255
|  | 1820 | 8949.5876
|  | 1821 | 8679.9211
|  | 1822 | 8772.0269
|  | 1823 | 8689.6139
|  | 1824 | 9156.1757
|  | 1825 | 8988.3471
|  | 1826 | 9363.9817
|  | 1827 | 9349.0744
|  | 1828 | 8870.1639
|  | 1829 | 9114.8093
|  | 1830 | 8582.2014
|  | 1831 | 8968.9431
|  | 1832 | 9063.3518
|  | 1833 | 8527.9216
|  | 1834 | 8850.4134
|  | 1835 | 8928.4302
|  | 1836 | 8838.7251
|  | 1837 | 9657.6846
|  | 1838 | 8870.4208
|  | 1839 | 9044.6704
|  | 1840 | 8883.6028
|  | 1841 | 8842.1891
|  | 1842 | 8972.4722
|  | 1843 | 8893.82
|  | 1844 | 8920.4399
|  | 1845 | 8926.0185
|  | 1846 | 9138.673
|  | 1847 | 8910.2333
|  | 1848 | 8845.6141
|  | 1849 | 8849.6311
|  | 1850 | 9205.4784
|  | 1851 | 9252.8458
|  | 1852 | 9087.3619
|  | 1853 | 9143.9346
|  | 1854 | 8995.0684
|  | 1855 | 8590.9766
|  | 1856 | 9200.7043
|  | 1857 | 8831.4874
|  | 1858 | 9395.2851
|  | 1859 | 8705.1643
|  | 1860 | 9318.6342
|  | 1861 | 9130.9149
|  | 1862 | 9152.6477
|  | 1863 | 9365.0335
|  | 1864 | 9017.9168
|  | 1865 | 8927.1151
|  | 1866 | 9095.0679
|  | 1867 | 9282.3617
|  | 1868 | 8938.4188
|  | 1869 | 8798.5787
|  | 1870 | 9203.6419
|  | 1871 | 9212.8681
|  | 1872 | 8807.1461
|  | 1873 | 9152.873
|  | 1874 | 9173.5455
|  | 1875 | 8974.8443
|  | 1876 | 9444.3308
|  | 1877 | 9309.3643
|  | 1878 | 9523.0307
|  | 1879 | 9571.6163
|  | 1880 | 9019.9927
|  | 1881 | 9235.3106
|  | 1882 | 9631.1274
|  | 1883 | 9031.1036
|  | 1884 | 9152.6754
|  | 1885 | 8878.2146
|  | 1886 | 9133.053
|  | 1887 | 9084.3464
|  | 1888 | 9021.8652
|  | 1889 | 8945.6285
|  | 1890 | 9243.7385
|  | 1891 | 9580.9327
|  | 1892 | 9172.8094
|  | 1893 | 9641.4083
|  | 1894 | 9236.0812
|  | 1895 | 9289.4798
|  | 1896 | 9564.8024
|  | 1897 | 9656.9612
|  | 1898 | 9760.1425
|  | 1899 | 9428.9523
|  | 1900 | 9499.5823
|  | 1901 | 9478.3688
|  | 1902 | 9309.466
|  | 1903 | 9445.543
|  | 1904 | 9109.6443
|  | 1905 | 9254.2998
|  | 1906 | 9249.6433
|  | 1907 | 9212.5125
|  | 1908 | 9440.8301
|  | 1909 | 9476.9377
|  | 1910 | 9629.6827
|  | 1911 | 9519.4458
|  | 1912 | 9520.7954
|  | 1913 | 9193.5585
|  | 1914 | 9348.0548
|  | 1915 | 9708.3654
|  | 1916 | 9789.602
|  | 1917 | 9769.5759
|  | 1918 | 9599.5
|  | 1919 | 9575.6498
|  | 1920 | 9854.9651
|  | 1921 | 9037.834
|  | 1922 | 9325.8599
|  | 1923 | 9314.5998
|  | 1924 | 9061.6318
|  | 1925 | 9201.5255
|  | 1926 | 9509.7269
|  | 1927 | 9229.8474
|  | 1928 | 9175.0291
|  | 1929 | 9676.033
|  | 1930 | 9281.236
|  | 1931 | 9436.4617
|  | 1932 | 9643.99
|  | 1933 | 9776.4691
|  | 1934 | 9701.3724
|  | 1935 | 9595.1709
|  | 1936 | 9957.2274
|  | 1937 | 9667.3654
|  | 1938 | 9359.3882
|  | 1939 | 9676.4146
|  | 1940 | 9514.4195
|  | 1941 | 9279.1556
|  | 1942 | 9239.7137
|  | 1943 | 9478.9872
|  | 1944 | 9711.0833
|  | 1945 | 9296.2227
|  | 1946 | 9024.2268
|  | 1947 | 9103.7231
|  | 1948 | 9329.5913
|  | 1949 | 9302.8822
|  | 1950 | 9196.7403
|  | 1951 | 9423.2562
|  | 1952 | 9632.711
|  | 1953 | 9465.8683
|  | 1954 | 9353.0773
|  | 1955 | 9856.5
|  | 1956 | 9597.3824
|  | 1957 | 9479.3939
|  | 1958 | 9269.2616
|  | 1959 | 9546.974
|  | 1960 | 9717.2728
|  | 1961 | 9276.3606
|  | 1962 | 9621.7839
|  | 1963 | 9643.0544
|  | 1964 | 9440.6055
|  | 1965 | 9696.5296
|  | 1966 | 9264.4202
|  | 1967 | 9622.8643
|  | 1968 | 9813.4441
|  | 1969 | 9805.1256
|  | 1970 | 9532.8503
|  | 1971 | 10005.8921
|  | 1972 | 9826.781
|  | 1973 | 10033.8698
|  | 1974 | 9930.9077
|  | 1975 | 9601.7055
|  | 1976 | 9627.3022
|  | 1977 | 9854.7197
|  | 1978 | 9562.5385
|  | 1979 | 9710.544
|  | 1980 | 9652.5344
|  | 1981 | 9835.1709
|  | 1982 | 9588.3157
|  | 1983 | 9609.8037
|  | 1984 | 9555.1501
|  | 1985 | 9077.408
|  | 1986 | 9850.8725
|  | 1987 | 9715.9535
|  | 1988 | 9578.3781
|  | 1989 | 9557.0044
|  | 1990 | 10012.6843
|  | 1991 | 9594.5088
|  | 1992 | 10000.6889
|  | 1993 | 9600.4427
|  | 1994 | 10011.7454
|  | 1995 | 10090.2907
|  | 1996 | 9857.0213
|  | 1997 | 9894.7784
|  | 1998 | 10000.9819
|  | 1999 | 10015.8743
|  | 2000 | 9586.1863
|  | 2001 | 9627.2652
|  | 2002 | 9416.6504
|  | 2003 | 9350.1552
|  | 2004 | 9365.7765
|  | 2005 | 9639.8175
|  | 2006 | 9531.779
|  | 2007 | 10320.2741
|  | 2008 | 9599.933
|  | 2009 | 9867.9559
|  | 2010 | 9968.0332
|  | 2011 | 9968.543
|  | 2012 | 9880.2148
|  | 2013 | 9485.9292
|  | 2014 | 10321.658
|  | 2015 | 9994.3764
|  | 2016 | 10059.5718
|  | 2017 | 10254.7433
|  | 2018 | 9921.1802
|  | 2019 | 9423.3959
|  | 2020 | 9641.049
|  | 2021 | 10224.2113
|  | 2022 | 9788.568
|  | 2023 | 10177.8138
|  | 2024 | 9513.5673
|  | 2025 | 9876.8712
|  | 2026 | 10043.3973
|  | 2027 | 9703.7976
|  | 2028 | 10359.2547
|  | 2029 | 9769.3315
|  | 2030 | 10150.4883
|  | 2031 | 10063.3819
|  | 2032 | 10072.7057
|  | 2033 | 9851.2242
|  | 2034 | 9817.1342
|  | 2035 | 10451.1856
|  | 2036 | 9606.2547
|  | 2037 | 10089.7089
|  | 2038 | 10181.515
|  | 2039 | 9955.9582
|  | 2040 | 9949.7309
|  | 2041 | 9756.4664
|  | 2042 | 9739.9868
|  | 2043 | 9777.5967
|  | 2044 | 9824.5578
|  | 2045 | 10020.1078
|  | 2046 | 9932.2483
|  | 2047 | 9658.8515
|  | 2048 | 9818.7276
|  | 2049 | 9859.7898
|  | 2050 | 9601.5138
|  | 2051 | 10165.0853
|  | 2052 | 10058.737
|  | 2053 | 10005.3306
|  | 2054 | 10130.4359
|  | 2055 | 9628.1657
|  | 2056 | 10268.0989
|  | 2057 | 10065.3188
|  | 2058 | 10318.0165
|  | 2059 | 10295.7041
|  | 2060 | 9943.1219
|  | 2061 | 10390.3871
|  | 2062 | 9961.0777
|  | 2063 | 9896.0705
|  | 2064 | 10071.4784
|  | 2065 | 10095.1429
|  | 2066 | 9986.4077
|  | 2067 | 9570.0468
|  | 2068 | 9800.4335
|  | 2069 | 9785.6454
|  | 2070 | 10322.7243
|  | 2071 | 9991.8932
|  | 2072 | 10010.9078
|  | 2073 | 10295.8304
|  | 2074 | 10207.2376
|  | 2075 | 9845.6519
|  | 2076 | 10312.5469
|  | 2077 | 10024.1496
|  | 2078 | 10156.5256
|  | 2079 | 10228.0362
|  | 2080 | 10161.0278
|  | 2081 | 10491.8474
|  | 2082 | 10263.5588
|  | 2083 | 10175.3571
|  | 2084 | 10182.4597
|  | 2085 | 10113.9233
|  | 2086 | 10313.5537
|  | 2087 | 10039.8178
|  | 2088 | 10157.7055
|  | 2089 | 10201.6012
|  | 2090 | 9772.3263
|  | 2091 | 10313.1832
|  | 2092 | 9799.3885
|  | 2093 | 9888.9077
|  | 2094 | 9994.3353
|  | 2095 | 10138.2749
|  | 2096 | 10269.6422
|  | 2097 | 10289.0652
|  | 2098 | 10233.8929
|  | 2099 | 10235.2691
|  | 2100 | 10302.242
|  | 2101 | 9973.4897
|  | 2102 | 9937.4525
|  | 2103 | 9723.4707
|  | 2104 | 10231.151
|  | 2105 | 9834.6036
|  | 2106 | 10352.4513
|  | 2107 | 10294.6861
|  | 2108 | 10101.0515
|  | 2109 | 10049.6507
|  | 2110 | 10015.3124
|  | 2111 | 10003.4874
|  | 2112 | 9971.4178
|  | 2113 | 9958.8434
|  | 2114 | 10410.6886
|  | 2115 | 10082.4581
|  | 2116 | 10254.8296
|  | 2117 | 10323.5936
|  | 2118 | 10217.5478
|  | 2119 | 10675.0062
|  | 2120 | 10389.9079
|  | 2121 | 9973.6858
|  | 2122 | 9967.008
|  | 2123 | 10280.5088
|  | 2124 | 10228.5146
|  | 2125 | 10086.8599
|  | 2126 | 9896.8337
|  | 2127 | 10140.611
|  | 2128 | 10252.5628
|  | 2129 | 10463.6726
|  | 2130 | 10116.752
|  | 2131 | 9785.5228
|  | 2132 | 10427.0523
|  | 2133 | 10266.8792
|  | 2134 | 10471.2602
|  | 2135 | 9796.5951
|  | 2136 | 10370.8998
|  | 2137 | 10301.2827
|  | 2138 | 10430.7795
|  | 2139 | 10706.4356
|  | 2140 | 10498.0146
|  | 2141 | 10462.8875
|  | 2142 | 10105.3734
|  | 2143 | 10450.0325
|  | 2144 | 10125.2596
|  | 2145 | 10293.9233
|  | 2146 | 10102.7549
|  | 2147 | 10612.8608
|  | 2148 | 9924.877
|  | 2149 | 10188.2642
|  | 2150 | 10674.1067
|  | 2151 | 10706.9235
|  | 2152 | 10228.4855
|  | 2153 | 10363.285
|  | 2154 | 10926.7289
|  | 2155 | 10380.7927
|  | 2156 | 10395.5672
|  | 2157 | 10333.5403
|  | 2158 | 10127.5506
|  | 2159 | 10766.7779
|  | 2160 | 10093.9895
|  | 2161 | 10151.1009
|  | 2162 | 10336.9486
|  | 2163 | 10421.8806
|  | 2164 | 10194.1816
|  | 2165 | 10377.3213
|  | 2166 | 10383.315
|  | 2167 | 10293.9384
|  | 2168 | 10417.0502
|  | 2169 | 10249.5047
|  | 2170 | 10570.3696
|  | 2171 | 10909.5522
|  | 2172 | 9994.975
|  | 2173 | 10160.0277
|  | 2174 | 10531.1555
|  | 2175 | 10189.1238
|  | 2176 | 10723.9768
|  | 2177 | 10364.6517
|  | 2178 | 10636.1857
|  | 2179 | 10365.4223
|  | 2180 | 10542.971
|  | 2181 | 10399.6962
|  | 2182 | 10411.6999
|  | 2183 | 10236.0947
|  | 2184 | 10646.7497
|  | 2185 | 10827.6662
|  | 2186 | 10002.1868
|  | 2187 | 10097.9274
|  | 2188 | 10309.2174
|  | 2189 | 10412.141
|  | 2190 | 10300.0155
|  | 2191 | 10074.4281
|  | 2192 | 10467.9375
|  | 2193 | 10573.4334
|  | 2194 | 10574.151
|  | 2195 | 10549.0962
|  | 2196 | 10391.4267
|  | 2197 | 10112.954
|  | 2198 | 10354.6576
|  | 2199 | 10208.1589
|  | 2200 | 10634.2518
|  | 2201 | 10161.5168
|  | 2202 | 10390.7185
|  | 2203 | 10701.3853
|  | 2204 | 10910.3438
|  | 2205 | 10447.4723
|  | 2206 | 10421.1783
|  | 2207 | 10174.8974
|  | 2208 | 10568.4859
|  | 2209 | 10290.7022
|  | 2210 | 10581.0025
|  | 2211 | 10790.1443
|  | 2212 | 10531.3374
|  | 2213 | 10729.0721
|  | 2214 | 10504.3293
|  | 2215 | 10480.0967
|  | 2216 | 10151.2886
|  | 2217 | 10310.2947
|  | 2218 | 10168.3155
|  | 2219 | 10546.6145
|  | 2220 | 10523.5054
|  | 2221 | 10618.2854
|  | 2222 | 10640.3758
|  | 2223 | 10874.2082
|  | 2224 | 11083.9962
|  | 2225 | 10824.0396
|  | 2226 | 11246.758
|  | 2227 | 10595.1264
|  | 2228 | 10586.5195
|  | 2229 | 10521.1721
|  | 2230 | 10247.6059
|  | 2231 | 11078.5756
|  | 2232 | 10717.4199
|  | 2233 | 10842.0075
|  | 2234 | 10768.0362
|  | 2235 | 10729.3425
|  | 2236 | 10707.4398
|  | 2237 | 10953.1206
|  | 2238 | 10400.5451
|  | 2239 | 10611.9167
|  | 2240 | 10943.1349
|  | 2241 | 10463.8315
|  | 2242 | 10409.2712
|  | 2243 | 10367.4632
|  | 2244 | 10672.8803
|  | 2245 | 10606.617
|  | 2246 | 10613.1418
|  | 2247 | 10352.1312
|  | 2248 | 10624.9126
|  | 2249 | 10920.1261
|  | 2250 | 10589.0909
|  | 2251 | 10669.1993
|  | 2252 | 10851.0535
|  | 2253 | 10609.4841
|  | 2254 | 10538.892
|  | 2255 | 10481.9649
|  | 2256 | 10354.5455
|  | 2257 | 10944.562
|  | 2258 | 10507.3418
|  | 2259 | 10801.8861
|  | 2260 | 10590.5141
|  | 2261 | 10684.1609
|  | 2262 | 10599.7055
|  | 2263 | 10866.4347
|  | 2264 | 11356.4115
|  | 2265 | 10956.5556
|  | 2266 | 10733.6086
|  | 2267 | 10876.191
|  | 2268 | 10551.5538
|  | 2269 | 10978.2638
|  | 2270 | 10306.9081
|  | 2271 | 10987.1882
|  | 2272 | 10776.4108
|  | 2273 | 11454.6183
|  | 2274 | 10957.9737
|  | 2275 | 10939.4375
|  | 2276 | 10173.0652
|  | 2277 | 10824.7531
|  | 2278 | 10481.1252
|  | 2279 | 11218.2839
|  | 2280 | 10495.6239
|  | 2281 | 11266.485
|  | 2282 | 10522.2044
|  | 2283 | 11122.5997
|  | 2284 | 10996.442
|  | 2285 | 10707.9789
|  | 2286 | 10706.5856
|  | 2287 | 10945.3853
|  | 2288 | 10793.7104
|  | 2289 | 10652.7109
|  | 2290 | 10665.699
|  | 2291 | 10862.2672
|  | 2292 | 10563.5278
|  | 2293 | 10670.628
|  | 2294 | 11119.7782
|  | 2295 | 10471.0548
|  | 2296 | 10788.787
|  | 2297 | 10661.5459
|  | 2298 | 10606.2209
|  | 2299 | 10777.2329
|  | 2300 | 10742.1959
|  | 2301 | 10148.7733
|  | 2302 | 10838.6293
|  | 2303 | 11130.0862
|  | 2304 | 11139.916
|  | 2305 | 10883.5374
|  | 2306 | 10933.7814
|  | 2307 | 11448.3773
|  | 2308 | 10779.5392
|  | 2309 | 11364.2618
|  | 2310 | 11438.8966
|  | 2311 | 10936.0736
|  | 2312 | 11064.9782
|  | 2313 | 10952.2881
|  | 2314 | 10703.1807
|  | 2315 | 10927.3745
|  | 2316 | 10918.6771
|  | 2317 | 10636.8146
|  | 2318 | 10278.0235
|  | 2319 | 11151.1256
|  | 2320 | 11000.2057
|  | 2321 | 10608.301
|  | 2322 | 10293.1603
|  | 2323 | 10403.8841
|  | 2324 | 10878
|  | 2325 | 10768.9697
|  | 2326 | 10753.8535
|  | 2327 | 10788.5103
|  | 2328 | 10587.6232
|  | 2329 | 11052.9174
|  | 2330 | 10797.0344
|  | 2331 | 10984.1654
|  | 2332 | 10930.632
|  | 2333 | 10825.209
|  | 2334 | 11156.6512
|  | 2335 | 11183.0646
|  | 2336 | 10926.7608
|  | 2337 | 11149.0517
|  | 2338 | 10852.6474
|  | 2339 | 10894.8584
|  | 2340 | 11138.0206
|  | 2341 | 10918.9356
|  | 2342 | 10619.41
|  | 2343 | 10883.0338
|  | 2344 | 10719.7534
|  | 2345 | 10700.8854
|  | 2346 | 10560.5396
|  | 2347 | 11176.3856
|  | 2348 | 10712.5109
|  | 2349 | 10887.6144
|  | 2350 | 11009.8764
|  | 2351 | 10562.2358
|  | 2352 | 10677.5473
|  | 2353 | 10536.9657
|  | 2354 | 10467.7847
|  | 2355 | 11334.3142
|  | 2356 | 10936.4697
|  | 2357 | 10817.5509
|  | 2358 | 11106.0985
|  | 2359 | 11572.7421
|  | 2360 | 11012.4419
|  | 2361 | 11325.2591
|  | 2362 | 11175.2516
|  | 2363 | 11286.7493
|  | 2364 | 10939.929
|  | 2365 | 10863.2406
|  | 2366 | 11512.9746
|  | 2367 | 11203.9287
|  | 2368 | 10758.796
|  | 2369 | 10837.9463
|  | 2370 | 11010.0684
|  | 2371 | 11133.9413
|  | 2372 | 11121.9302
|  | 2373 | 10680.8396
|  | 2374 | 10962.3404
|  | 2375 | 10916.2293
|  | 2376 | 10611.724
|  | 2377 | 10870.8814
|  | 2378 | 11047.031
|  | 2379 | 11004.721
|  | 2380 | 10917.2974
|  | 2381 | 10903.0759
|  | 2382 | 10938.0504
|  | 2383 | 10585.142
|  | 2384 | 11040.8964
|  | 2385 | 10780.6589
|  | 2386 | 10935.5467
|  | 2387 | 11123.6849
|  | 2388 | 10873.7057
|  | 2389 | 10843.9551
|  | 2390 | 11286.125
|  | 2391 | 11296.6971
|  | 2392 | 10908.9482
|  | 2393 | 11274.4008
|  | 2394 | 11512.1027
|  | 2395 | 11281.1997
|  | 2396 | 11313.2039
|  | 2397 | 10981.5392
|  | 2398 | 11162.4904
|  | 2399 | 11002.5788
|  | 2400 | 11394.526
|  | 2401 | 10965.573
|  | 2402 | 11196.9327
|  | 2403 | 10913.4099
|  | 2404 | 10979.0533
|  | 2405 | 10497.8168
|  | 2406 | 10601.5304
|  | 2407 | 10742.3148
|  | 2408 | 10597.6821
|  | 2409 | 11157.4248
|  | 2410 | 10529.8507
|  | 2411 | 10803.9074
|  | 2412 | 10922.8988
|  | 2413 | 10971.6244
|  | 2414 | 10846.767
|  | 2415 | 11126.486
|  | 2416 | 11483.6544
|  | 2417 | 11302.5746
|  | 2418 | 11225.2196
|  | 2419 | 11446.3606
|  | 2420 | 11311.0157
|  | 2421 | 10974.4264
|  | 2422 | 11179.8279
|  | 2423 | 11171.8114
|  | 2424 | 11596.1515
|  | 2425 | 11195.5543
|  | 2426 | 11035.1855
|  | 2427 | 11351.4081
|  | 2428 | 10990.932
|  | 2429 | 11125.6811
|  | 2430 | 11041.2553
|  | 2431 | 11072.0667
|  | 2432 | 10859.1021
|  | 2433 | 11003.2425
|  | 2434 | 11121.4856
|  | 2435 | 11093.0925
|  | 2436 | 11017.2097
|  | 2437 | 11087.6205
|  | 2438 | 10829.6268
|  | 2439 | 10788.0547
|  | 2440 | 11078.3379
|  | 2441 | 11211.236
|  | 2442 | 11075.7714
|  | 2443 | 11980.2275
|  | 2444 | 11169.7134
|  | 2445 | 11388.1185
|  | 2446 | 11099.3155
|  | 2447 | 11357.9621
|  | 2448 | 11553.6605
|  | 2449 | 11307.8005
|  | 2450 | 11184.345
|  | 2451 | 11461.6159
|  | 2452 | 11669.3428
|  | 2453 | 11354.8504
|  | 2454 | 11020.3588
|  | 2455 | 11033.6756
|  | 2456 | 11360.0562
|  | 2457 | 11092.7134
|  | 2458 | 11292.2122
|  | 2459 | 11391.3398
|  | 2460 | 11358.7163
|  | 2461 | 11222.9949
|  | 2462 | 11633.8005
|  | 2463 | 10990.9626
|  | 2464 | 11060.2741
|  | 2465 | 11278.1301
|  | 2466 | 10991.7913
|  | 2467 | 11562.1882
|  | 2468 | 11288.9208
|  | 2469 | 11265.1467
|  | 2470 | 11086.2701
|  | 2471 | 11162.2776
|  | 2472 | 11612.7503
|  | 2473 | 11203.166
|  | 2474 | 11251.563
|  | 2475 | 11090.5731
|  | 2476 | 11168.3821
|  | 2477 | 11172.7892
|  | 2478 | 11522.7503
|  | 2479 | 11307.2637
|  | 2480 | 11442.5847
|  | 2481 | 11605.5289
|  | 2482 | 11792.6698
|  | 2483 | 11079.4474
|  | 2484 | 11364.862
|  | 2485 | 11363.6824
|  | 2486 | 11325.7715
|  | 2487 | 11342.7507
|  | 2488 | 10981.7806
|  | 2489 | 11410.9778
|  | 2490 | 10684.7302
|  | 2491 | 11316.4658
|  | 2492 | 11164.8374
|  | 2493 | 11129.9494
|  | 2494 | 11413.947
|  | 2495 | 11652.9894
|  | 2496 | 11495.6684
|  | 2497 | 11125.3648
|  | 2498 | 11800.8838
|  | 2499 | 10909.3259
|  | 2500 | 11160.11
|  | 2501.4321 | 10514.723
|  | 2502.6403 | 10514.1751
|  | 2503.8434 | 10450.8987
|  | 2505.0539 | 10437.8286
|  | 2506.2657 | 10512.4101
|  | 2507.4785 | 10614.0036
|  | 2508.6926 | 10652.8663
|  | 2509.9079 | 10614.5073
|  | 2511.1243 | 10538.107
|  | 2512.3356 | 10450.124
|  | 2513.5543 | 10363.5863
|  | 2514.7743 | 10290.5552
|  | 2515.9954 | 10326.894
|  | 2517.2178 | 10450.0036
|  | 2518.4413 | 10512.6535
|  | 2519.6596 | 10412.7708
|  | 2520.8855 | 10326.9058
|  | 2522.1126 | 10400.1293
|  | 2523.3409 | 10524.1765
|  | 2524.5704 | 10535.5445
|  | 2525.8011 | 10421.2402
|  | 2527.0329 | 10309.1541
|  | 2528.2596 | 10223.1832
|  | 2529.4939 | 10174.2149
|  | 2530.7294 | 10184.9826
|  | 2531.9661 | 10279.77
|  | 2533.204 | 10450.321
|  | 2534.4431 | 10600.6053
|  | 2535.677 | 10637.7035
|  | 2536.9185 | 10546.3
|  | 2538.1613 | 10406.3424
|  | 2539.4052 | 10306.3592
|  | 2540.6504 | 10268.8052
|  | 2541.8968 | 10341.2861
|  | 2543.1444 | 10477.5305
|  | 2544.3868 | 10552.4813
|  | 2545.6369 | 10538.0675
|  | 2546.8882 | 10549.4318
|  | 2548.1408 | 10625.7861
|  | 2549.3945 | 10703.5483
|  | 2550.6495 | 10769.2808
|  | 2551.8992 | 10836.031
|  | 2553.1567 | 10822.5693
|  | 2554.4154 | 10742.2469
|  | 2555.6754 | 10649.8404
|  | 2556.9366 | 10584.9927
|  | 2558.199 | 10572.6977
|  | 2559.4627 | 10586.7385
|  | 2560.7211 | 10691.654
|  | 2561.9873 | 10906.2706
|  | 2563.2547 | 11158.25
|  | 2564.5234 | 11288.2877
|  | 2565.7934 | 11213.5321
|  | 2567.0646 | 10998.0226
|  | 2568.3304 | 10764.4298
|  | 2569.6042 | 10605.2876
|  | 2570.8791 | 10464.2886
|  | 2572.1554 | 10340.8355
|  | 2573.4329 | 10317.5691
|  | 2574.7117 | 10403.5726
|  | 2575.9918 | 10502.1058
|  | 2577.2665 | 10563.0713
|  | 2578.5491 | 10611.2406
|  | 2579.8329 | 10712.6834
|  | 2581.1181 | 10885.1022
|  | 2582.4045 | 10981.4704
|  | 2583.6923 | 10872.9128
|  | 2584.9746 | 10698
|  | 2586.2649 | 10589.9345
|  | 2587.5564 | 10573.2327
|  | 2588.8493 | 10635.4378
|  | 2590.1435 | 10726.0984
|  | 2591.4389 | 10726.7478
|  | 2592.7357 | 10624.648
|  | 2594.027 | 10602.0122
|  | 2595.3263 | 10799.7735
|  | 2596.627 | 11042.8886
|  | 2597.9289 | 11081.6544
|  | 2599.2322 | 11094.3066
|  | 2600.5368 | 11151.4706
|  | 2601.8359 | 11224.9678
|  | 2603.143 | 11197.8832
|  | 2604.4515 | 11098.57
|  | 2605.7613 | 11055.019
|  | 2607.0725 | 11094.7595
|  | 2608.3849 | 11106.3567
|  | 2609.6987 | 11089.8499
|  | 2611.007 | 11045.6375
|  | 2612.3234 | 11002.452
|  | 2613.6411 | 10932.6248
|  | 2614.9602 | 10864.2132
|  | 2616.2806 | 10878.1186
|  | 2617.6023 | 10987.053
|  | 2618.9185 | 11066.9085
|  | 2620.2429 | 11033.2053
|  | 2621.5687 | 10945.1975
|  | 2622.8958 | 10792.9119
|  | 2624.2242 | 10594.2485
|  | 2625.554 | 10479.0289
|  | 2626.8851 | 10645.6328
|  | 2628.2107 | 11008.7266
|  | 2629.5445 | 11294.2052
|  | 2630.8797 | 11397.2765
|  | 2632.2162 | 11379.6872
|  | 2633.5541 | 11316.5182
|  | 2634.8934 | 11240.2458
|  | 2636.227 | 11165.9974
|  | 2637.569 | 11093.0089
|  | 2638.9124 | 11006.9138
|  | 2640.2571 | 10936.2204
|  | 2641.6031 | 10907.8744
|  | 2642.9506 | 10934.136
|  | 2644.2994 | 11015.316
|  | 2645.6426 | 11154.5386
|  | 2646.9942 | 11283.013
|  | 2648.3472 | 11310.4081
|  | 2649.7015 | 11234.9054
|  | 2651.0572 | 11117.2026
|  | 2652.4144 | 11128.9191
|  | 2653.7658 | 11315.3786
|  | 2655.1257 | 11402.0118
|  | 2656.487 | 11221.0168
|  | 2657.8497 | 10960.9785
|  | 2659.2138 | 10942.885
|  | 2660.5793 | 11121.5193
|  | 2661.9462 | 11218.5292
|  | 2663.3074 | 11186.9288
|  | 2664.677 | 11127.8481
|  | 2666.0481 | 11167.438
|  | 2667.4207 | 11277.3355
|  | 2668.7946 | 11315.6881
|  | 2670.1699 | 11280.9007
|  | 2671.5467 | 11316.9331
|  | 2672.9177 | 11321.6767
|  | 2674.2973 | 11254.1438
|  | 2675.6784 | 11246.7373
|  | 2677.0608 | 11386.098
|  | 2678.4447 | 11538.078
|  | 2679.83 | 11590.3261
|  | 2681.2096 | 11573.122
|  | 2682.5977 | 11597.3733
|  | 2683.9873 | 11790.573
|  | 2685.3784 | 12064.8126
|  | 2686.7709 | 12250.1374
|  | 2688.1648 | 12282.0281
|  | 2689.5602 | 12397.1128
|  | 2690.9498 | 12592.2419
|  | 2692.3481 | 12718.1664
|  | 2693.7478 | 12942.8677
|  | 2695.149 | 13451.6356
|  | 2696.5516 | 13937.8526
|  | 2697.9558 | 14173.5985
|  | 2699.354 | 14356.7799
|  | 2700.7611 | 14748.3153
|  | 2702.1696 | 15109.19
|  | 2703.5795 | 15070.499
|  | 2704.991 | 14868.57
|  | 2706.4039 | 14741.8124
|  | 2707.8183 | 14598.334
|  | 2709.2268 | 14407.0986
|  | 2710.6442 | 14418.8175
|  | 2712.063 | 14700.7195
|  | 2713.4833 | 15106.9602
|  | 2714.9051 | 15623.0565
|  | 2716.3284 | 16008.8951
|  | 2717.7458 | 15984.8929
|  | 2719.1721 | 15384.471
|  | 2720.5998 | 14829.5207
|  | 2722.0291 | 14787.9503
|  | 2723.4599 | 15159.0212
|  | 2724.8922 | 15522.9978
|  | 2726.3259 | 15769.1214
|  | 2727.7538 | 16025.9753
|  | 2729.1906 | 16221.3991
|  | 2730.6289 | 16058.5538
|  | 2732.0687 | 15593.5
|  | 2733.5101 | 15192.7252
|  | 2734.953 | 15096.4235
|  | 2736.3899 | 15191.4947
|  | 2737.8358 | 15320.3835
|  | 2739.2832 | 15457.9787
|  | 2740.7322 | 15571.818
|  | 2742.1827 | 15450.5318
|  | 2743.6348 | 15196.5634
|  | 2745.0883 | 15012.7643
|  | 2746.5359 | 14898.8337
|  | 2747.9926 | 15001.9776
|  | 2749.4508 | 15170.1889
|  | 2750.9106 | 15154.4888
|  | 2752.3719 | 14986.1633
|  | 2753.8347 | 15031.1794
|  | 2755.2915 | 15582.1208
|  | 2756.7575 | 16312.9109
|  | 2758.225 | 16537.2725
|  | 2759.6941 | 16184.4721
|  | 2761.1648 | 15620.626
|  | 2762.637 | 15223.4518
|  | 2764.1108 | 15205.244
|  | 2765.5785 | 15365.7802
|  | 2767.0554 | 15399.7621
|  | 2768.534 | 15311.432
|  | 2770.014 | 15411.9076
|  | 2771.4957 | 15611.3834
|  | 2772.979 | 15558.9657
|  | 2774.4561 | 15168.3314
|  | 2775.9426 | 14740.5627
|  | 2777.4306 | 14526.3925
|  | 2778.9202 | 14478.6636
|  | 2780.4115 | 14457.587
|  | 2781.9043 | 14357.6459
|  | 2783.3987 | 14232.8857
|  | 2784.887 | 14236.8822
|  | 2786.3846 | 14423.9963
|  | 2787.8839 | 14726.0056
|  | 2789.3847 | 14896.1996
|  | 2790.8872 | 14813.2
|  | 2792.3913 | 14569.1578
|  | 2793.8892 | 14258.647
|  | 2795.3965 | 14062.3157
|  | 2796.9055 | 14142.7876
|  | 2798.4161 | 14173.2124
|  | 2799.9283 | 14029.9773
|  | 2801.4422 | 13867.8672
|  | 2802.9577 | 13948.9135
|  | 2804.4669 | 14102.1553
|  | 2805.9857 | 14080.5287
|  | 2807.5062 | 14057.3258
|  | 2809.0282 | 14181.8429
|  | 2810.5519 | 14359.0459
|  | 2812.0773 | 14436.8673
|  | 2813.5964 | 14387.4489
|  | 2815.1251 | 14213.8889
|  | 2816.6555 | 14067.6244
|  | 2818.1874 | 14018.2526
|  | 2819.7211 | 14088.7055
|  | 2821.2565 | 14134.7118
|  | 2822.7935 | 14033.9456
|  | 2824.3242 | 13909.5724
|  | 2825.8646 | 13903.0723
|  | 2827.4066 | 13943.1785
|  | 2828.9504 | 13842.5726
|  | 2830.4958 | 13674.8534
|  | 2832.0429 | 13555.2007
|  | 2833.5836 | 13613.4468
|  | 2835.1341 | 13716.0873
|  | 2836.6863 | 13750.4158
|  | 2838.2402 | 13761.3069
|  | 2839.7958 | 13726.2944
|  | 2841.3531 | 13623.7096
|  | 2842.912 | 13500.2649
|  | 2844.4647 | 13400.2917
|  | 2846.0271 | 13238.7642
|  | 2847.5912 | 13060.9158
|  | 2849.1571 | 13068.6771
|  | 2850.7247 | 13346.6943
|  | 2852.294 | 13658.7215
|  | 2853.8568 | 13733.8625
|  | 2855.4296 | 13608.0259
|  | 2857.0041 | 13505.4116
|  | 2858.5803 | 13446.7904
|  | 2860.1583 | 13367.2353
|  | 2861.738 | 13372.7075
|  | 2863.3194 | 13571.7903
|  | 2864.8944 | 13890.2393
|  | 2866.4794 | 14011.0532
|  | 2868.0661 | 13924.0562
|  | 2869.6546 | 13792.9067
|  | 2871.2448 | 13730.6238
|  | 2872.8367 | 13712.9707
|  | 2874.4305 | 13717.4943
|  | 2876.0177 | 13633.412
|  | 2877.615 | 13442.4586
|  | 2879.2141 | 13194.3937
|  | 2880.8149 | 13034.8534
|  | 2882.4175 | 12977.6713
|  | 2884.0219 | 12960.2899
|  | 2885.6198 | 12903.1466
|  | 2887.2278 | 12846.462
|  | 2888.8375 | 12809.4106
|  | 2890.4491 | 12830.173
|  | 2892.0624 | 12870.1872
|  | 2893.6776 | 12930.0795
|  | 2895.2946 | 13030.3205
|  | 2896.905 | 13193.6739
|  | 2898.5255 | 13383.0206
|  | 2900.1479 | 13427.3762
|  | 2901.7721 | 13301.8994
|  | 2903.3981 | 13137.1957
|  | 2905.026 | 13056.8534
|  | 2906.6472 | 13058.091
|  | 2908.2787 | 13019.1462
|  | 2909.912 | 12960.3139
|  | 2911.5472 | 12961.1072
|  | 2913.1842 | 12981.6718
|  | 2914.823 | 13042.3359
|  | 2916.4637 | 13144.3851
|  | 2918.0977 | 13310.8726
|  | 2919.7421 | 13503.4593
|  | 2921.3884 | 13657.6371
|  | 2923.0365 | 13747.9724
|  | 2924.6864 | 13682.8675
|  | 2926.3382 | 13509.9219
|  | 2927.9833 | 13404.9177
|  | 2929.6389 | 13385.6983
|  | 2931.2963 | 13472.9046
|  | 2932.9556 | 13670.6742
|  | 2934.6167 | 13851.2663
|  | 2936.2798 | 13875.1669
|  | 2937.9447 | 13830.7912
|  | 2939.6029 | 13719.8608
|  | 2941.2716 | 13502.3615
|  | 2942.9422 | 13249.8594
|  | 2944.6147 | 13127.1563
|  | 2946.2892 | 13209.1511
|  | 2947.9655 | 13439.3249
|  | 2949.635 | 13546.0847
|  | 2951.3151 | 13480.5882
|  | 2952.9971 | 13331.3396
|  | 2954.6811 | 13288.7524
|  | 2956.367 | 13435.4152
|  | 2958.0548 | 13585.4984
|  | 2959.7445 | 13563.0784
|  | 2961.4274 | 13348.4315
|  | 2963.121 | 13099.0835
|  | 2964.8165 | 12976.5314
|  | 2966.514 | 12974.6815
|  | 2968.2134 | 13013.5131
|  | 2969.9148 | 13134.1442
|  | 2971.6092 | 13298.9341
|  | 2973.3145 | 13425.439
|  | 2975.0217 | 13447.054
|  | 2976.7309 | 13468.8855
|  | 2978.442 | 13577.5577
|  | 2980.1552 | 13710.6278
|  | 2981.8702 | 13824.0489
|  | 2983.5784 | 13916.399
|  | 2985.2974 | 13986.7492
|  | 2987.0184 | 14058.0697
|  | 2988.7414 | 14060.0564
|  | 2990.4664 | 13923.4007
|  | 2992.1934 | 13789.3951
|  | 2993.9134 | 13791.4764
|  | 2995.6443 | 13883.8069
|  | 2997.3773 | 13930.8703
|  | 2999.1123 | 13886.2668
|  | 3000.8492 | 13910.0295
|  | 3002.5882 | 13933.9885
|  | 3004.3292 | 13912.1607
|  | 3006.0632 | 13867.4265
|  | 3007.8083 | 13890.5385
|  | 3009.5553 | 13982.2076
|  | 3011.3044 | 14074.942
|  | 3013.0556 | 14051.5215
|  | 3014.8087 | 13913.159
|  | 3016.5548 | 13711
|  | 3018.3121 | 13601.5417
|  | 3020.0714 | 13623.7175
|  | 3021.8327 | 13645.6527
|  | 3023.5961 | 13623.7335
|  | 3025.3616 | 13645.9791
|  | 3027.1291 | 13735.1408
|  | 3028.8895 | 13871.1258
|  | 3030.6612 | 13964.0707
|  | 3032.4349 | 13829.5147
|  | 3034.2107 | 13566.4569
|  | 3035.9886 | 13397.4811
|  | 3037.7686 | 13442.144
|  | 3039.5414 | 13573.0575
|  | 3041.3255 | 13684.2061
|  | 3043.1118 | 13797.0584
|  | 3044.9001 | 13934.6148
|  | 3046.6905 | 14051.8926
|  | 3048.4831 | 14077.4603
|  | 3050.2777 | 14102.8607
|  | 3052.0652 | 14198.8664
|  | 3053.8641 | 14272.2114
|  | 3055.6651 | 14274.0856
|  | 3057.4682 | 14275.9765
|  | 3059.2734 | 14254.0704
|  | 3061.0808 | 14161.178
|  | 3062.881 | 14162.8502
|  | 3064.6926 | 14283.047
|  | 3066.5064 | 14454.0017
|  | 3068.3223 | 14578.9161
|  | 3070.1404 | 14630.201
|  | 3071.9607 | 14556.2513
|  | 3073.7831 | 14312.479
|  | 3075.5982 | 14053.3168
|  | 3077.4249 | 13984.6897
|  | 3079.2538 | 14077.838
|  | 3081.0849 | 14172.2945
|  | 3082.9182 | 14243.9197
|  | 3084.7536 | 14220.4457
|  | 3086.5817 | 14126.3997
|  | 3088.4215 | 13964.5098
|  | 3090.2635 | 13828.5909
|  | 3092.1077 | 13806.2285
|  | 3093.9541 | 13805.8833
|  | 3095.8027 | 13849.7398
|  | 3097.6535 | 13984.8571
|  | 3099.497 | 14170.0133
|  | 3101.3522 | 14240.3712
|  | 3103.2096 | 14287.1191
|  | 3105.0693 | 14430.9661
|  | 3106.9313 | 14678.4793
|  | 3108.7954 | 14831.2944
|  | 3110.6618 | 14805.3409
|  | 3112.5207 | 14728.3564
|  | 3114.3916 | 14702.6908
|  | 3116.2647 | 14805.1652
|  | 3118.1401 | 14883.9685
|  | 3120.0177 | 14756.9272
|  | 3121.8976 | 14557.0838
|  | 3123.77 | 14509.1295
|  | 3125.6544 | 14610.2264
|  | 3127.5411 | 14763.8596
|  | 3129.4301 | 14920.7391
|  | 3131.3214 | 15001.1197
|  | 3133.2149 | 15055.7597
|  | 3135.1107 | 15164.9057
|  | 3136.999 | 15220.9875
|  | 3138.8994 | 15114.3883
|  | 3140.8022 | 14982.4288
|  | 3142.7072 | 14878.6021
|  | 3144.6145 | 14776.3016
|  | 3146.5242 | 14675.4974
|  | 3148.4263 | 14651.311
|  | 3150.3405 | 14728.2073
|  | 3152.2572 | 14857.1028
|  | 3154.1761 | 14909.1923
|  | 3156.0974 | 14805.4097
|  | 3158.0211 | 14627.0686
|  | 3159.947 | 14526.5997
|  | 3161.8654 | 14625.5369
|  | 3163.796 | 14777.0225
|  | 3165.7291 | 14905.5717
|  | 3167.6645 | 14931.0175
|  | 3169.6022 | 14800.7569
|  | 3171.5424 | 14723.2798
|  | 3173.4748 | 14697.019
|  | 3175.4197 | 14645.8849
|  | 3177.367 | 14496.0238
|  | 3179.3166 | 14373.113
|  | 3181.2687 | 14275.5863
|  | 3183.2231 | 14250.1505
|  | 3185.18 | 14466.6893
|  | 3187.1291 | 14870.7155
|  | 3189.0908 | 15163.3149
|  | 3191.0548 | 15219.7375
|  | 3193.0213 | 15167.7064
|  | 3194.9903 | 15115.5585
|  | 3196.9616 | 15063.3127
|  | 3198.9252 | 15037.7478
|  | 3200.9014 | 15038.9295
|  | 3202.88 | 15066.8816
|  | 3204.8611 | 15068.1025
|  | 3206.8447 | 15042.3333
|  | 3208.8307 | 14963.7316
|  | 3210.8192 | 14885.9913
|  | 3212.7998 | 14783.6049
|  | 3214.7932 | 14682.8021
|  | 3216.7891 | 14608.1952
|  | 3218.7874 | 14633.7564
|  | 3220.7883 | 14734.9931
|  | 3222.7916 | 14837.0922
|  | 3224.787 | 14861.8258
|  | 3226.7953 | 14860.2334
|  | 3228.8061 | 14910.3112
|  | 3230.8194 | 15012.9718
|  | 3232.8353 | 15036.7813
|  | 3234.8536 | 14981.8049
|  | 3236.8745 | 14902.2692
|  | 3238.8874 | 14954.007
|  | 3240.9133 | 15138.4387
|  | 3242.9417 | 15325.6511
|  | 3244.9727 | 15292.4686
|  | 3247.0063 | 15175.5027
|  | 3249.0423 | 15165.7843
|  | 3251.0704 | 15209.9642
|  | 3253.1116 | 15201.6995
|  | 3255.1553 | 15197.3578
|  | 3257.2017 | 15252.4919
|  | 3259.2506 | 15339.6318
|  | 3261.302 | 15373.5588
|  | 3263.3561 | 15435.2759
|  | 3265.4021 | 15468.3236
|  | 3267.4613 | 15472.2382
|  | 3269.5231 | 15446.7931
|  | 3271.5876 | 15476.5018
|  | 3273.6546 | 15506.5246
|  | 3275.7243 | 15482.0218
|  | 3277.7858 | 15432.0543
|  | 3279.8607 | 15384.4061
|  | 3281.9382 | 15421.4069
|  | 3284.0183 | 15543.1621
|  | 3286.1011 | 15665.7725
|  | 3288.1865 | 15672.7229
|  | 3290.2746 | 15563.8033
|  | 3292.3545 | 15482.8406
|  | 3294.4479 | 15484.846
|  | 3296.5439 | 15541.7073
|  | 3298.6426 | 15597.7427
|  | 3300.744 | 15567.5756
|  | 3302.8481 | 15537.1109
|  | 3304.9439 | 15592.2226
|  | 3307.0533 | 15735.1602
|  | 3309.1654 | 15792.6562
|  | 3311.2802 | 15790.3105
|  | 3313.3977 | 15756.2675
|  | 3315.5179 | 15778.6543
|  | 3317.6409 | 15830.384
|  | 3319.7555 | 15913.5112
|  | 3321.8839 | 16028.7914
|  | 3324.015 | 16084.6604
|  | 3326.1489 | 16019.1917
|  | 3328.2854 | 15836.7825
|  | 3330.4248 | 15718.9889
|  | 3332.5557 | 15808.0798
|  | 3334.7006 | 16048.5556
|  | 3336.8481 | 16233.0514
|  | 3338.9985 | 16263.3321
|  | 3341.1516 | 16199.5837
|  | 3343.3075 | 16258.7214
|  | 3345.4662 | 16411.7168
|  | 3347.6165 | 16599.3119
|  | 3349.7808 | 16758.3543
|  | 3351.9478 | 16787.3826
|  | 3354.1177 | 16651.8023
|  | 3356.2904 | 16422.2896
|  | 3358.4659 | 16199.0705
|  | 3360.6329 | 16103.1269
|  | 3362.814 | 16160.3783
|  | 3364.998 | 16342.2173
|  | 3367.1848 | 16495.299
|  | 3369.3744 | 16618.2016
|  | 3371.5669 | 16677.1749
|  | 3373.7623 | 16670.9509
|  | 3375.9491 | 16665.0668
|  | 3378.1501 | 16594.5362
|  | 3380.3541 | 16428.7384
|  | 3382.5609 | 16360.0347
|  | 3384.7706 | 16513.6686
|  | 3386.9832 | 16702.7692
|  | 3389.1986 | 16663.3543
|  | 3391.4055 | 16494.7875
|  | 3393.6268 | 16425.367
|  | 3395.851 | 16484.7914
|  | 3398.0781 | 16577.5216
|  | 3400.3081 | 16737.3723
|  | 3402.541 | 17036.6109
|  | 3404.7653 | 17490.677
|  | 3407.0041 | 17780.9158
|  | 3409.2459 | 17628.1942
|  | 3411.4906 | 17158.3638
|  | 3413.7382 | 16812.739
|  | 3415.9889 | 16741.873
|  | 3418.2425 | 16836.9561
|  | 3420.4873 | 16931.8574
|  | 3422.7469 | 17061.251
|  | 3425.0094 | 17262.4262
|  | 3427.2749 | 17503.9792
|  | 3429.5435 | 17420.7557
|  | 3431.815 | 17090.8984
|  | 3434.0777 | 16806.012
|  | 3436.3553 | 16660.744
|  | 3438.6358 | 16681.835
|  | 3440.9194 | 16703.4562
|  | 3443.206 | 16593.1901
|  | 3445.4957 | 16387.8474
|  | 3447.7884 | 16250.7049
|  | 3450.0723 | 16241.4971
|  | 3452.3711 | 16295.9883
|  | 3454.673 | 16382.7882
|  | 3456.9779 | 16502.4447
|  | 3459.2859 | 16622.8944
|  | 3461.597 | 16643.5888
|  | 3463.8992 | 16400.2382
|  | 3466.2165 | 16067.9884
|  | 3468.5369 | 16019.2062
|  | 3470.8604 | 16185.9415
|  | 3473.187 | 16451.6071
|  | 3475.5167 | 16691.6734
|  | 3477.8496 | 16938.5697
|  | 3480.1734 | 17121.639
|  | 3482.5126 | 17129.2225
|  | 3484.8548 | 17208.9435
|  | 3487.2002 | 17437.0234
|  | 3489.5488 | 17748.8377
|  | 3491.9005 | 17953.9846
|  | 3494.2432 | 18123.9645
|  | 3496.6013 | 18215.8906
|  | 3498.9626 | 18186.1987
|  | 3501.327 | 17955.7483
|  | 3503.6946 | 17653.4152
|  | 3506.0655 | 17586.6204
|  | 3508.4396 | 17596.8413
|  | 3510.8045 | 17646.2162
|  | 3513.185 | 17735.6747
|  | 3515.5687 | 17866.0266
|  | 3517.9556 | 17998.2796
|  | 3520.3458 | 17890.2027
|  | 3522.7393 | 17665.2643
|  | 3525.1236 | 17331.1299
|  | 3527.5235 | 17079.6026
|  | 3529.9267 | 16940.7219
|  | 3532.3332 | 17018.8333
|  | 3534.743 | 17245.692
|  | 3537.1561 | 17363.267
|  | 3539.5724 | 17404.5978
|  | 3541.9795 | 17483.8142
|  | 3544.4025 | 17524.1089
|  | 3546.8288 | 17486.0889
|  | 3549.2584 | 17486.5212
|  | 3551.6913 | 17644.1306
|  | 3554.1276 | 17845.8653
|  | 3556.5545 | 17970.3848
|  | 3558.9975 | 17930.8687
|  | 3561.4438 | 17809.8647
|  | 3563.8935 | 17570.5261
|  | 3566.3465 | 17494.638
|  | 3568.8029 | 17659.7437
|  | 3571.2628 | 17954.958
|  | 3573.7132 | 18262.8361
|  | 3576.1798 | 18318.1671
|  | 3578.6498 | 18201.4798
|  | 3581.1232 | 18260.3962
|  | 3583.6 | 18409.4386
|  | 3586.0803 | 18472.3801
|  | 3588.5511 | 18536.8978
|  | 3591.0382 | 18648.5123
|  | 3593.5288 | 18808.6213
|  | 3596.0228 | 18971.6775
|  | 3598.5203 | 18993.7769
|  | 3601.0212 | 18779.4789
|  | 3603.5257 | 18522.8088
|  | 3606.0206 | 18495.4093
|  | 3608.532 | 18743.097
|  | 3611.0469 | 19142.2799
|  | 3613.5653 | 19406.5788
|  | 3616.0873 | 19625.0785
|  | 3618.6127 | 20005.8824
|  | 3621.1286 | 20235.4417
|  | 3623.6611 | 19975.8928
|  | 3626.1971 | 19410.5587
|  | 3628.7367 | 18870.8957
|  | 3631.2798 | 18586.2437
|  | 3633.8266 | 18490.2932
|  | 3636.3769 | 18815.688
|  | 3638.9175 | 19302.8763
|  | 3641.4749 | 19656.6613
|  | 3644.036 | 19645.8221
|  | 3646.6006 | 19422.5615
|  | 3649.1689 | 19406.5228
|  | 3651.7408 | 19545.7886
|  | 3654.3029 | 19631.653
|  | 3656.8821 | 19662.25
|  | 3659.4648 | 19856.2813
|  | 3662.0513 | 20055.1073
|  | 3664.6413 | 20434.263
|  | 3667.2351 | 21016.6448
|  | 3669.8325 | 21571.0831
|  | 3672.4201 | 21477.9815
|  | 3675.0249 | 21318.1319
|  | 3677.6334 | 21554.3769
|  | 3680.2456 | 21938.0732
|  | 3682.8614 | 21912.7891
|  | 3685.481 | 21543.6246
|  | 3688.1044 | 21317.9028
|  | 3690.7178 | 21845.329
|  | 3693.3486 | 22861.8678
|  | 3695.9832 | 23242.1765
|  | 3698.6215 | 22911.5171
|  | 3701.2636 | 22361.5872
|  | 3703.9095 | 21835.2368
|  | 3706.5454 | 21127.2268
|  | 3709.1988 | 20588.2812
|  | 3711.856 | 20576.7806
|  | 3714.5171 | 21165.8026
|  | 3717.1819 | 21943.6566
|  | 3719.8506 | 22709.7867
|  | 3722.5231 | 23284.8885
|  | 3725.1856 | 23376.8768
|  | 3727.8658 | 23474.1387
|  | 3730.5498 | 23663.6753
|  | 3733.2378 | 23682.6481
|  | 3735.9296 | 23270.5474
|  | 3738.6252 | 22548.4965
|  | 3741.3108 | 22021.5486
|  | 3744.0143 | 21666.7158
|  | 3746.7216 | 21542.901
|  | 3749.4329 | 21644.6598
|  | 3752.1481 | 21981.1713
|  | 3754.8672 | 22576.6151
|  | 3757.5903 | 23299.3903
|  | 3760.3032 | 23893.5649
|  | 3763.0342 | 23961.613
|  | 3765.7692 | 23852.0573
|  | 3768.5081 | 23481.0526
|  | 3771.251 | 23474.218
|  | 3773.9979 | 23740.2852
|  | 3776.7346 | 23833.6489
|  | 3779.4895 | 23931.5019
|  | 3782.2484 | 24313.9339
|  | 3785.0114 | 24326.8521
|  | 3787.7784 | 23787.4639
|  | 3790.5494 | 23361.4366
|  | 3793.3245 | 23644.9509
|  | 3796.0893 | 24305.3295
|  | 3798.8725 | 24512.1523
|  | 3801.6598 | 24243.8687
|  | 3804.4512 | 24074.1226
|  | 3807.2467 | 24090.3065
|  | 3810.0463 | 24105.0115
|  | 3812.8355 | 23934.4411
|  | 3815.6434 | 23764.9925
|  | 3818.4554 | 23685.4248
|  | 3821.2715 | 23605.1161
|  | 3824.0918 | 23700.5376
|  | 3826.9162 | 23615.8052
|  | 3829.7449 | 23268.7675
|  | 3832.563 | 22682.8993
|  | 3835.4 | 22929.3527
|  | 3838.2412 | 24064.4733
|  | 3841.0866 | 24916.4269
|  | 3843.9362 | 24716.1843
|  | 3846.7901 | 24235.4462
|  | 3849.6333 | 23862.2424
|  | 3852.4956 | 23325.6148
|  | 3855.3622 | 22811.2899
|  | 3858.2331 | 22476.6393
|  | 3861.1082 | 22229.258
|  | 3863.9876 | 21988.1294
|  | 3866.8713 | 22292.9965
|  | 3869.7444 | 22853.2909
|  | 3872.6367 | 23097.7353
|  | 3875.5334 | 22755.0036
|  | 3878.4343 | 22262.2128
|  | 3881.3397 | 22174.5406
|  | 3884.2494 | 22727.9275
|  | 3887.1483 | 23397.0896
|  | 3890.0667 | 23831.6692
|  | 3892.9895 | 23911.5458
|  | 3895.9167 | 23900.271
|  | 3898.8483 | 24073.2615
|  | 3901.7843 | 24439.332
|  | 3904.7247 | 24622.1732
|  | 3907.6543 | 24419.7773
|  | 3910.6036 | 24795.9087
|  | 3913.5574 | 25914.7801
|  | 3916.5156 | 26676.2094
|  | 3919.4782 | 26213.1513
|  | 3922.4454 | 25344.5122
|  | 3925.4017 | 25021.4578
|  | 3928.3778 | 25103.8065
|  | 3931.3585 | 25391.5551
|  | 3934.3437 | 25266.7073
|  | 3937.3334 | 24838.396
|  | 3940.3277 | 24811.836
|  | 3943.3265 | 25602.2314
|  | 3946.3143 | 25999.7983
|  | 3949.3223 | 25222.7143
|  | 3952.3348 | 23916.8527
|  | 3955.352 | 23161.8233
|  | 3958.3737 | 23211.2151
|  | 3961.4001 | 23346.0684
|  | 3964.4154 | 23660.8378
|  | 3967.451 | 24172.9209
|  | 3970.4913 | 24909.5265
|  | 3973.5363 | 25478.2803
|  | 3976.5859 | 25742.8686
|  | 3979.6402 | 25902.1453
|  | 3982.6991 | 26175.5498
|  | 3985.747 | 26687.2611
|  | 3988.8154 | 26854.3304
|  | 3991.8885 | 26662.4578
|  | 3994.9663 | 26354.9031
|  | 3998.0489 | 25937.5087
|  | 4001.1363 | 26553.1652
|  | 4004.2124 | 26829.5837
|  | 4007.3093 | 26986.79
|  | 4010.411 | 27144.1797
|  | 4013.5175 | 27301.2837
|  | 4016.6288 | 27457.385
|  | 4019.745 | 27611.5355
|  | 4022.866 | 27762.177
|  | 4025.9756 | 27907.8792
|  | 4029.1063 | 28048.3512
|  | 4032.2418 | 28185.4384
|  | 4035.3822 | 28320.7114
|  | 4038.5275 | 28453.191
|  | 4041.6778 | 28580.5736
|  | 4044.8166 | 28556.1633
|  | 4047.9766 | 28672.5567
|  | 4051.1416 | 28787.401
|  | 4054.3116 | 28902
|  | 4057.4865 | 29015.8457
|  | 4060.6664 | 29127.2258
|  | 4063.8512 | 29236.5054
|  | 4067.0246 | 29346.4505
|  | 4070.2194 | 29459.5222
|  | 4073.4193 | 29575.9326
|  | 4076.6242 | 29694.1818
|  | 4079.8342 | 29644.3657
|  | 4083.0492 | 29766.5723
|  | 4086.2693 | 29893.2398
|  | 4089.4778 | 30024.1065
|  | 4092.708 | 30159.4431
|  | 4095.9434 | 30299.3576
|  | 4099.1839 | 30258.622
|  | 4102.4295 | 30406.7346
|  | 4105.6802 | 30562.8063
|  | 4108.9192 | 30726.038
|  | 4112.1803 | 30893.391
|  | 4115.4465 | 30863.8194
|  | 4118.7179 | 31036.5229
|  | 4121.9946 | 31216.8874
|  | 4125.2764 | 31406.0537
|  | 4128.5635 | 31390.6892
|  | 4131.8387 | 31594.2603
|  | 4135.1362 | 31808.8403
|  | 4138.4391 | 31810.1748
|  | 4141.7472 | 32040.5957
|  | 4145.0605 | 32281.8777
|  | 4148.3792 | 32299.4928
|  | 4151.686 | 32560.0588
|  | 4155.0153 | 32833.5597
|  | 4158.35 | 32871.782
|  | 4161.69 | 33168.5573
|  | 4165.0354 | 33482.1628
|  | 4168.3861 | 33547.6484
|  | 4171.7423 | 33883.7698
|  | 4175.0864 | 34233.7581
|  | 4178.4534 | 34321.8049
|  | 4181.8258 | 34706.9256
|  | 4185.2036 | 34820.0667
|  | 4188.5869 | 35237.7966
|  | 4191.9757 | 35381.0342
|  | 4195.3524 | 35859.4957
|  | 4198.7521 | 36054.9737
|  | 4202.1574 | 36584.4018
|  | 4205.5682 | 36795.991
|  | 4208.9845 | 37348.4587
|  | 4212.4064 | 37580.3333
|  | 4215.8338 | 38189.4906
|  | 4219.2491 | 38447.3143
|  | 4222.6877 | 39049.2427
|  | 4226.1319 | 39238.2647
|  | 4229.5817 | 39772.13
|  | 4233.0372 | 39922.0151
|  | 4236.4983 | 40084.4569
|  | 4239.9471 | 40169.5387
|  | 4243.4195 | 40193.8519
|  | 4246.8976 | 40156.7806
|  | 4250.3815 | 40076.8826
|  | 4253.871 | 40039.3507
|  | 4257.3663 | 40115.0715
|  | 4260.8673 | 40269.5131
|  | 4264.356 | 40390.5229
|  | 4267.8685 | 40392.5867
|  | 4271.3868 | 40285.7862
|  | 4274.911 | 40131.5786
|  | 4278.4409 | 39955.8265
|  | 4281.9767 | 39764.7935
|  | 4285.5 | 39553.8124
|  | 4289.0475 | 39309.6852
|  | 4292.6008 | 39010.1834
|  | 4296.1601 | 38668.2492
|  | 4299.7253 | 38310.1851
|  | 4303.2963 | 37949.7043
|  | 4306.8733 | 37583.5335
|  | 4310.4377 | 37205.2527
|  | 4314.0266 | 36837.4945
|  | 4317.6215 | 36488.771
|  | 4321.2224 | 36143.0345
|  | 4324.8293 | 35782.1137
|  | 4328.4422 | 35415.0732
|  | 4332.0424 | 35055.1198
|  | 4335.6674 | 34716.872
|  | 4339.2984 | 34404.5234
|  | 4342.9356 | 34117.0109
|  | 4346.5788 | 33848.364
|  | 4350.2282 | 33602.9601
|  | 4353.8837 | 33391.5285
|  | 4357.5263 | 33214.8096
|  | 4361.1941 | 33069.8805
|  | 4364.8681 | 32942.9667
|  | 4368.5482 | 32836.2719
|  | 4372.2346 | 32768.9031
|  | 4375.9272 | 32760.4569
|  | 4379.6068 | 32804.9688
|  | 4383.3119 | 32887.3788
|  | 4387.0232 | 32996.9374
|  | 4390.7408 | 33142.3164
|  | 4394.4647 | 33321.7121
|  | 4398.195 | 33533.7802
|  | 4401.9316 | 33804.8661
|  | 4405.6551 | 34158.9783
|  | 4409.4044 | 34590.1568
|  | 4413.16 | 35065.8079
|  | 4416.9221 | 35582.0295
|  | 4420.6906 | 36153.8068
|  | 4424.4655 | 36791.7901
|  | 4428.2273 | 37502.2146
|  | 4432.0151 | 38301.8464
|  | 4435.8094 | 39184.2951
|  | 4439.6102 | 40142.3655
|  | 4443.4175 | 41171.4384
|  | 4447.2314 | 42269.8307
|  | 4451.0518 | 43438.6614
|  | 4454.8589 | 44683.3737
|  | 4458.6924 | 46027.7415
|  | 4462.5326 | 47467.6511
|  | 4466.3793 | 48984.4741
|  | 4470.2327 | 50571.6388
|  | 4474.0928 | 52238.9381
|  | 4477.9394 | 53985.919
|  | 4481.8128 | 55820.4106
|  | 4485.6929 | 57740.2745
|  | 4489.5797 | 59744.7964
|  | 4493.4732 | 61824.151
|  | 4497.3735 | 63947.6591
|  | 4501.2806 | 66076.4435